## Title
Future 2, Sensitivity 1: Federal Carbon, Soft Transmission Constraint, 75% Overload Charges
"The results presented herein use modeling assumptions developed by EIPC, EIPC stakeholders and CRA for purposes of EIPC capacity expansion modeling. As such, these results do not necessarily reflect the opinions or views of CRA or any individual EIPC stakeholder."

## Build Summary
EI New Build Summary
EI New Builds by Type
|  | Additions |  |  | Retirements
| 2010 | 2015 | 2020 | 2030 | 2015 | 2020 | 2030 | Total
Coal | 271.9159 | 8.4769 | 0.00039 | 0.00025 | 144.856 | 62.883 | 43.0813 | 29.5732
Nuclear | 99.849 | 2.7406 | 4.53 | 24.8172 | 0 | 0.6145 | 1.4882 | 129.834
CC | 132.682 | 81.0446 | 39.7685 | 0.05295 | 7.1589 | 3.0104 | 13.7601 | 229.6186
CT | 120.329 | 4.6923 | 1.5417 | 0.30825 | 3.8468 | 0.00015 | 7.9092 | 115.1151
Steam Oil/Gas | 74.547 | 0 | 0 | 0 | 42.9252 | 4e-05 | 4.1412 | 27.4806
Hydro | 44.6048 | 0 | 1.4782 | 5.4091 | 0 | 0 | 0 | 51.492
On-Shore Wind | 18.7067 | 22.1947 | 99.8025 | 171.877 | 0 | 1e-05 | 1e-05 | 312.5808
Off-Shore Wind | -0.00097 | 0.46897 | 0.00011 | 1.1003 | 0 | 0 | 0 | 1.5684
Other Renewable | 3.6126 | 2.3482 | 3.2587 | 3.6867 | 0 | 1e-05 | 1e-05 | 12.9062
New HQ/Maritimes | 0 | 0 | 2e-05 | 7e-05 | 0 | 0 | 0 | 9e-05
Other | 17.054 | 0 | 0 | 0 | 0 | 0 | 0 | 17.054
Total w/o DR | 783.3001 | 121.9661 | 150.3801 | 207.2517 | 198.7869 | 66.5081 | 70.38 | 927.2231
DR | 33.1 | -1.344 | 16.8375 | 22.1146 | 0 | 0 | 0 | 70.7081
Total w/DR | 816.4001 | 120.6221 | 167.2175 | 229.3664 | 198.7869 | 66.5081 | 70.38 | 997.9312
EI New Builds by Region
| EI Cumulative New Builds |  |  |  | EI Cumulative New CCs |  |  |  | EI Cumulative New On-Shore Wind |  |  |  | EI Cumulative Coal Retirements
| 2015 | 2020 | 2030 |  |  | 2015 | 2020 | 2030 |  | 2015 | 2020 | 2030 |  | 2015 | 2020 | 2030
ENT | 3450.34 | 6738.84 | 6975.9 |  | ENT | 2560.18 | 5786.76 | 5786.98 | ENT | 0.03 | 0.05 | 100.09 | ENT | 952.78 | 6466.74 | 8308.19
FRCC | 15415.82 | 15429.61 | 32097.03 |  | FRCC | 12706.45 | 12720.19 | 12720.31 | FRCC | 0 | 0 | 0 | FRCC | 7098.58 | 8202.56 | 8208.32
IESO | 5145.01 | 5145.04 | 5145.63 |  | IESO | 1263 | 1263.02 | 1263.05 | IESO | 2105.9 | 2105.9 | 2105.9 | IESO | 6415.97 | 6415.98 | 6415.98
MAPP_CA | 302.49 | 997.51 | 4952.52 |  | MAPP_CA | 0.05 | 0.07 | 0.1 | MAPP_CA | 302.4 | 302.4 | 302.4 | MAPP_CA | 795.18 | 1355.51 | 1745.83
MAPP_US | 729.98 | 4920.42 | 6555.85 |  | MAPP_US | 0.27 | 0.57 | 1.02 | MAPP_US | 421.33 | 4485.4 | 5740.68 | MAPP_US | 1924.66 | 2396.26 | 2960.67
MISO_IN | 782.16 | 17173.04 | 59547.47 |  | MISO_IN | 164.07 | 16329.01 | 16329.14 | MISO_IN | 0.02 | 0.04 | 42179.1 | MISO_IN | 5391.97 | 7196.2 | 11118.78
MISO_MI | 3538.46 | 3959.19 | 4303.01 |  | MISO_MI | 1538.31 | 1542.3 | 1542.43 | MISO_MI | 2000.02 | 2416.61 | 2600 | MISO_MI | 6337.39 | 10788.39 | 10789.27
MISO_MO-IL | 2090.32 | 2370.69 | 15979.06 |  | MISO_MO-IL | 0.24 | 0.53 | 0.64 | MISO_MO-IL | 300.03 | 300.06 | 13684.92 | MISO_MO-IL | 4802.88 | 10498.44 | 13322.48
MISO_W | 2895.28 | 2895.82 | 62336.73 |  | MISO_W | 0.29 | 0.52 | 0.72 | MISO_W | 2800.52 | 2800.55 | 62169.54 | MISO_W | 3724.93 | 8150.13 | 13133.23
MISO_WUMS | 8410.72 | 8922.21 | 15975.23 |  | MISO_WUMS | 6591.65 | 7102.92 | 7103.04 | MISO_WUMS | 968.9 | 968.9 | 7798.44 | MISO_WUMS | 4189.37 | 6057.39 | 6391.94
NE | 434.26 | 16904.61 | 16977.42 |  | NE | 0.11 | 0.21 | 0.3 | NE | 202.02 | 16672.22 | 16673.25 | NE | 0.02 | 3195.45 | 3195.5
NEISO | 3384.68 | 6158.22 | 8799.23 |  | NEISO | 2049.54 | 2049.6 | 2049.72 | NEISO | 231.31 | 2712.23 | 5280.35 | NEISO | 2249.78 | 2569.82 | 2569.85
NonRTO_Midwest | 2845.19 | 5208.27 | 6114.84 |  | NonRTO_Midwest | 2845.12 | 5208.1 | 5208.27 | NonRTO_Midwest | 0.01 | 0.02 | 0.06 | NonRTO_Midwest | 4163.6 | 6631.89 | 8434.84
NYISO_A-F | 3289.95 | 3999.82 | 14243.57 |  | NYISO_A-F | 639 | 639.04 | 639.11 | NYISO_A-F | 2476.34 | 3186.14 | 13361.81 | NYISO_A-F | 2251.58 | 2251.61 | 2251.62
NYISO_G-I | 0.26 | 60.72 | 484.4 |  | NYISO_G-I | 0.08 | 0.7 | 49.87 | NYISO_G-I | 0.1 | 59.9 | 359.99 | NYISO_G-I | 368.1 | 368.12 | 368.12
NYISO_J-K | 1207.45 | 1207.55 | 1282.95 |  | NYISO_J-K | 1175.4 | 1175.47 | 1175.64 | NYISO_J-K | 0.02 | 0.03 | 0.82 | NYISO_J-K | 0 | 0 | 0
PJM_E | 5940.13 | 6073.14 | 7173.38 |  | PJM_E | 4634.29 | 4634.36 | 4634.48 | PJM_E | 1150.03 | 1150.05 | 1150.09 | PJM_E | 2803.3 | 3371.47 | 3371.59
PJM_ROM | 2243.91 | 4614.68 | 6221.52 |  | PJM_ROM | 1678.5 | 1678.58 | 1678.71 | PJM_ROM | 479.86 | 1230.15 | 1230.24 | PJM_ROM | 14620.1 | 15854.48 | 16376.26
PJM_ROR | 27667 | 36535.18 | 44159.7 |  | PJM_ROR | 16667.86 | 24327.61 | 24327.84 | PJM_ROR | 8325.7 | 8517.4 | 15685.46 | PJM_ROR | 32498.04 | 45213.33 | 53452.23
SOCO | 7354.3 | 14530.92 | 16926.76 |  | SOCO | 7229.2 | 12205.71 | 12206 | SOCO | 0.02 | 0.03 | 0.22 | SOCO | 17119.48 | 21268.55 | 23276.95
SPP_N | 465.42 | 31680.28 | 60136.97 |  | SPP_N | 0.28 | 0.52 | 0.73 | SPP_N | 0.04 | 30530.92 | 58892.36 | SPP_N | 995.51 | 3453.9 | 7879.06
SPP_S | 1831.5 | 43191.09 | 43286.69 |  | SPP_S | 0.42 | 0.85 | 1.2 | SPP_S | 430.01 | 41058.11 | 41058.31 | SPP_S | 4204.42 | 10135.46 | 13121.73
TVA | 6089.45 | 10935.46 | 11289.54 |  | TVA | 4391.48 | 9237.4 | 9237.56 | TVA | 0.02 | 0.03 | 0.18 | TVA | 10187.16 | 12291.7 | 15156.02
VACAR | 16452.02 | 22693.8 | 28632.53 |  | VACAR | 14908.73 | 14909.04 | 14909.16 | VACAR | 0.07 | 3500 | 3500 | VACAR | 11761.17 | 13605.57 | 18971.78
| 121966.1 | 272346.11 | 479597.93 |  |  | 81044.52 | 120813.08 | 120866.02 |  | 22194.7 | 121997.14 | 293874.21 |  | 144855.97 | 207738.95 | 250820.24

## Generation
#1 | Total Generation (GWh)
Total Generation by Reporting Type: Entergy
ReportingType | 2015 | 2020 | 2025 | 2030 | 2035 | 2040
BM | 0 | 0.01 | 0.02 | 0.03 | 0.34 | 54909.43
CC | 71428.7 | 88779.17 | 65554.06 | 53910.48 | 23114.89 | 14759.38
CSP | 0 | 0 | 0 | 0 | 0 | 0
CT | 0.03 | 0.04 | 0.04 | 0.04 | 0.03 | 0.03
Coal | 60590.13 | 6448.33 | 512.04 | 0.71 | 0.49 | 0.44
Geo | 0 | 0 | 0 | 0 | 0 | 0
H | 153 | 153.04 | 153.08 | 153.14 | 3824.33 | 3824.33
LFG | 63.07 | 63.12 | 907.58 | 909.73 | 909.73 | 909.8
Nuc | 42234.07 | 42234.07 | 42234.15 | 42234.22 | 35675.78 | 27910.34
PS | 25.67 | 24.22 | 43.39 | 24.25 | 24.23 | 150.46
PV | 0.07 | 119.18 | 175.72 | 175.72 | 175.73 | 178.48
PeakG | 0.06 | 0.06 | 0.07 | 0.07 | 0.05 | 0.05
PeakO | 0.01 | 0.01 | 0.01 | 0.01 | 0.01 | 0.01
ST | 0 | 0 | 0 | 0 | 0 | 0
STOG | 426.34 | 356.08 | 531.67 | 0.07 | 0.05 | 0.04
STWD | 38.91 | 76.02 | 80.62 | 454.11 | 1443.61 | 1121.38
WT | 315.29 | 315.39 | 315.51 | 610.12 | 6574.06 | 6574.06
IGCC | 0 | 0.07 | 0.05 | 0.03 | 0.02 | 0.02
DemandResponse | 0 | 0 | 0 | 0 | 0 | 0
IGCC-CCS | 0 | 0.05 | 0.07 | 0.09 | 0.18 | 0.19
WT_off | 0 | 0 | 0 | 0 | 0 | 0
PseudoUnit | 0 | 0 | 0 | 0 | 0 | 0
FixedInterchange | 0 | 0 | 0 | 0 | 0 | 0
Total Generation by Reporting Type: FRCC
ReportingType | 2015 | 2020 | 2025 | 2030 | 2035 | 2040
BM | 0 | 0.01 | 0.02 | 0.04 | 1.37 | 10421.11
CC | 194519.55 | 202419.49 | 199727.86 | 93934.6 | 47820.16 | 27820.86
CSP | 0 | 0 | 0 | 0 | 0 | 0
CT | 502.51 | 758.13 | 949.41 | 317.8 | 0.02 | 0.02
Coal | 17479.27 | 5856.96 | 940.84 | 972.57 | 2984.65 | 3479.31
Geo | 0 | 0 | 0 | 0 | 0 | 0
H | 27.85 | 27.87 | 27.88 | 27.89 | 27.97 | 28.11
LFG | 3831.62 | 3831.72 | 5392.63 | 5392.63 | 5392.63 | 5392.64
Nuc | 32180.57 | 32180.58 | 51926.67 | 160466.24 | 196948.05 | 212005.84
PS | 0 | 0 | 0 | 0 | 0 | 0
PV | 134.03 | 134.03 | 134.04 | 134.05 | 134.09 | 134.26
PeakG | 387.03 | 614.38 | 604.19 | 23.91 | 37.22 | 28.6
PeakO | 0 | 0.01 | 0.01 | 0.01 | 0.01 | 0.01
ST | 0 | 0 | 0 | 0 | 0 | 0
STOG | 0.82 | 0.75 | 0.08 | 0.04 | 0.03 | 0.02
STWD | 131.44 | 219.83 | 1366.37 | 1366.52 | 1366.54 | 843.97
WT | 0 | 0 | 0 | 0 | 0 | 0
IGCC | 0.01 | 0.11 | 0.1 | 0.07 | 0.06 | 0.05
DemandResponse | 0 | 0 | 0 | 0 | 0 | 0
IGCC-CCS | 0 | 0.08 | 0.12 | 0.15 | 0.28 | 0.3
WT_off | 0 | 0 | 0 | 0 | 0 | 0
PseudoUnit | 0 | 0 | 0 | 0 | 0 | 0
FixedInterchange | 0 | 0 | 0 | 0 | 0 | 0
Total Generation by Reporting Type: MAPP_US
ReportingType | 2015 | 2020 | 2025 | 2030 | 2035 | 2040
BM | 0 | 0.01 | 0.01 | 0.02 | 0.07 | 0.11
CC | 1480.2 | 205.31 | 192.04 | 112.37 | 111.22 | 65.85
CSP | 0 | 0 | 0 | 0 | 0 | 0
CT | 0.06 | 0.09 | 0.07 | 0.06 | 0.06 | 0.05
Coal | 11155.03 | 3821.99 | 115.23 | 0.28 | 0.21 | 0.18
Geo | 354.6 | 354.6 | 354.6 | 354.59 | 354.6 | 354.59
H | 10150.03 | 10150.02 | 10150.02 | 10150.02 | 10150.02 | 10150.02
LFG | 15.77 | 15.79 | 15.83 | 580.71 | 580.72 | 580.71
Nuc | 0.02 | 0.03 | 0.06 | 0.09 | 0.34 | 0.41
PS | 0 | 0 | 0 | 0 | 0 | 0
PV | 0 | 0.01 | 0.01 | 0.01 | 0.02 | 0.02
PeakG | 75.96 | 68.16 | 15.61 | 32.2 | 32.18 | 37.43
PeakO | 0.01 | 0.01 | 0.01 | 0.02 | 0.02 | 0.02
ST | 0 | 0 | 0 | 0 | 0 | 0
STOG | 0.02 | 0.02 | 0.02 | 0.02 | 0.02 | 0.01
STWD | 0 | 0 | 0 | 0 | 0 | 0
WT | 5908.78 | 20123.94 | 24514.48 | 24514.58 | 24514.58 | 24514.48
IGCC | 0.01 | 0.14 | 0.1 | 0.07 | 0.06 | 0.05
DemandResponse | 0 | 0 | 0 | 0 | 0 | 0
IGCC-CCS | 0 | 0.1 | 0.14 | 0.16 | 0.32 | 0.31
WT_off | 0 | 0 | 0 | 0 | 0 | 0
PseudoUnit | 0 | 0 | 0 | 0 | 0 | 0
FixedInterchange | 0 | 0 | 0 | 0 | 0 | 0
Total Generation by Reporting Type: MISO_IN
ReportingType | 2015 | 2020 | 2025 | 2030 | 2035 | 2040
BM | 0 | 0.01 | 0.01 | 0.02 | 0.38 | 1.54
CC | 7548.79 | 129320.13 | 130163.11 | 74734.08 | 40901.54 | 20645.12
CSP | 0 | 0 | 0 | 0 | 0 | 0
CT | 0.01 | 0.02 | 0.03 | 0.02 | 0.02 | 0.02
Coal | 63718.41 | 35042.11 | 3891.41 | 2610.55 | 9947.11 | 10344.21
Geo | 0 | 0 | 0 | 0 | 0 | 0
H | 417.2 | 417.2 | 417.2 | 417.2 | 417.2 | 417.2
LFG | 291.71 | 291.74 | 923.34 | 923.38 | 923.38 | 923.4
Nuc | 0.02 | 0.04 | 0.12 | 0.19 | 1.12 | 1.03
PS | 0 | 0 | 0 | 0 | 0 | 0
PV | 0 | 375.87 | 560.69 | 567.41 | 567.4 | 567.41
PeakG | 0.14 | 0.05 | 0.06 | 0.04 | 0.03 | 0.03
PeakO | 0 | 0 | 0 | 0.01 | 0.01 | 0.01
ST | 0 | 0 | 0 | 0 | 0 | 0
STOG | 28.65 | 28.6 | 28.56 | 0.08 | 0.03 | 0.02
STWD | 0 | 0 | 0 | 0 | 0 | 0
WT | 1553.06 | 1553.12 | 1553.43 | 109956.65 | 109956.69 | 109956.72
IGCC | 4427.27 | 4427.24 | 642.17 | 0.33 | 0.12 | 0.09
DemandResponse | 0 | 0 | 0 | 0 | 0 | 0
IGCC-CCS | 0 | 0.08 | 0.14 | 0.16 | 0.33 | 0.32
WT_off | 0 | 0.01 | 0.02 | 0.03 | 0.03 | 0.03
PseudoUnit | 0 | 0 | 0 | 0 | 0 | 0
FixedInterchange | 0 | 0 | 0 | 0 | 0 | 0
Total Generation by Reporting Type: MISO_MI
ReportingType | 2015 | 2020 | 2025 | 2030 | 2035 | 2040
BM | 0 | 0.01 | 0.01 | 0.02 | 0.65 | 13764.67
CC | 24406.53 | 21530.52 | 21144.04 | 11664.93 | 11811.28 | 2613.86
CSP | 0 | 0 | 0 | 0 | 0 | 0
CT | 0.02 | 0.03 | 0.03 | 0.03 | 0.02 | 0.02
Coal | 29104.94 | 12.1 | 6.55 | 3.96 | 5.81 | 5.64
Geo | 0 | 0 | 0 | 0 | 0 | 0
H | 410 | 410 | 410 | 410 | 410 | 410
LFG | 1285.09 | 1285.26 | 2548.37 | 2548.47 | 2548.48 | 2548.49
Nuc | 14714.15 | 14714.15 | 14714.23 | 14714.26 | 10407.24 | 17216.08
PS | 855.37 | 767.55 | 1329.11 | 767.57 | 766.97 | 4773.59
PV | 0 | 0.01 | 0.01 | 0.01 | 0.02 | 0.02
PeakG | 29.52 | 0.06 | 0.07 | 0.05 | 0.04 | 0.03
PeakO | 0 | 0 | 0.01 | 0.01 | 0.01 | 0.01
ST | 0 | 0 | 0 | 0 | 0 | 0
STOG | 283.11 | 150.96 | 84.87 | 0.07 | 0.05 | 0.03
STWD | 1142.29 | 722.18 | 110.19 | 440.47 | 1142.28 | 1142.19
WT | 5161.16 | 6280.64 | 6280.68 | 6773.41 | 6773.41 | 6773.42
IGCC | 0.01 | 0.12 | 0.11 | 0.08 | 0.06 | 0.06
DemandResponse | 0 | 0 | 0 | 0 | 0 | 0
IGCC-CCS | 0 | 0.09 | 0.15 | 0.17 | 0.36 | 0.36
WT_off | 0 | 0.01 | 0.02 | 0.03 | 0.03 | 0.03
PseudoUnit | 0 | 0 | 0 | 0 | 0 | 0
FixedInterchange | 0 | 0 | 0 | 0 | 0 | 0
Total Generation by Reporting Type: MISO_MO-IL
ReportingType | 2015 | 2020 | 2025 | 2030 | 2035 | 2040
BM | 0 | 0.01 | 0.01 | 0.02 | 0.23 | 0.28
CC | 4404.42 | 3755.64 | 3155.14 | 969.32 | 605.16 | 340.58
CSP | 0 | 0 | 0 | 0 | 0 | 0
CT | 0.01 | 0.03 | 0.03 | 0.02 | 0.02 | 0.02
Coal | 75915.2 | 23350.77 | 2886.13 | 604.15 | 1766.14 | 1766.05
Geo | 0 | 0 | 0 | 0 | 0 | 0
H | 1317.1 | 2690.1 | 2690.41 | 2690.42 | 2690.42 | 2690.42
LFG | 141.91 | 141.94 | 1902.25 | 1902.58 | 1902.59 | 1902.66
Nuc | 17393.7 | 17393.7 | 17393.77 | 17393.79 | 17393.9 | 17393.92
PS | 202.33 | 180.44 | 312.47 | 180.46 | 180.42 | 1122.01
PV | 0 | 0.01 | 0.02 | 0.02 | 0.02 | 0.02
PeakG | 140.92 | 384.87 | 8.99 | 12.24 | 0.09 | 0.09
PeakO | 0 | 0 | 0.01 | 0.01 | 0.01 | 0.01
ST | 0 | 0 | 0 | 0 | 0 | 0
STOG | 18.45 | 0.14 | 0.07 | 0.05 | 0.03 | 0.03
STWD | 0 | 0 | 0 | 0 | 0 | 0
WT | 2075.16 | 2075.26 | 19215.76 | 40448.27 | 40448.3 | 40448.3
IGCC | 0 | 0.05 | 0.05 | 0.03 | 0.02 | 0.02
DemandResponse | 0 | 0 | 0 | 0 | 0 | 0
IGCC-CCS | 0 | 0.04 | 0.06 | 0.07 | 0.15 | 0.14
WT_off | 0 | 0 | 0 | 0 | 0 | 0
PseudoUnit | 0 | 0 | 0 | 0 | 0 | 0
FixedInterchange | 0 | 0 | 0 | 0 | 0 | 0
Total Generation by Reporting Type: MISO_W
ReportingType | 2015 | 2020 | 2025 | 2030 | 2035 | 2040
BM | 0 | 0.01 | 0.01 | 0.02 | 0.07 | 0.09
CC | 11066.81 | 9825.98 | 3145.04 | 1972.26 | 1885.49 | 1033.27
CSP | 0 | 0 | 0 | 0 | 0 | 0
CT | 0.04 | 0.07 | 0.06 | 0.06 | 0.05 | 0.04
Coal | 73610.34 | 28382.99 | 3126.3 | 1655.55 | 2314.03 | 2314
Geo | 0 | 0 | 0 | 0 | 0 | 0
H | 1643.74 | 1643.74 | 1643.74 | 1643.74 | 1643.74 | 1643.74
LFG | 1616.22 | 1616.25 | 1616.32 | 2181.14 | 2181.15 | 2181.15
Nuc | 18393.34 | 18393.34 | 18393.37 | 18393.38 | 0.84 | 0.84
PS | 0 | 0 | 0 | 0 | 0 | 0
PV | 0 | 0.01 | 0.01 | 0.01 | 0.02 | 0.02
PeakG | 263.13 | 23.06 | 0.11 | 0.1 | 0.08 | 0.07
PeakO | 0.01 | 0.01 | 0.02 | 0.02 | 0.02 | 0.02
ST | 0 | 0 | 0 | 0 | 0 | 0
STOG | 0.67 | 0.08 | 0.05 | 0.04 | 0.03 | 0.03
STWD | 66.04 | 122.58 | 200.04 | 312.71 | 2193.46 | 1348.43
WT | 27590.65 | 27590.74 | 184000.21 | 223562.38 | 223562.58 | 234934
IGCC | 0.01 | 0.14 | 0.11 | 0.07 | 0.06 | 0.05
DemandResponse | 0 | 0 | 0 | 0 | 0 | 0
IGCC-CCS | 0 | 0.1 | 0.14 | 0.15 | 0.29 | 0.29
WT_off | 0 | 0 | 0 | 0 | 0 | 0
PseudoUnit | 0 | 0 | 0 | 0 | 0 | 0
FixedInterchange | 0 | 0 | 0 | 0 | 0 | 0
Total Generation by Reporting Type: MISO_WUMS
ReportingType | 2015 | 2020 | 2025 | 2030 | 2035 | 2040
BM | 0 | 0.01 | 0.01 | 0.03 | 0.84 | 4509.73
CC | 60838.77 | 65887.28 | 55059.19 | 36920.4 | 29438.57 | 8489.61
CSP | 0 | 0 | 0 | 0 | 0 | 0
CT | 0.02 | 0.03 | 0.03 | 0.03 | 0.02 | 0.02
Coal | 12316.67 | 2368.75 | 1015.97 | 691.34 | 2376.36 | 3120.64
Geo | 0 | 0 | 0 | 0 | 0 | 0
H | 1018.41 | 1018.75 | 1018.75 | 1018.75 | 1018.75 | 1018.75
LFG | 559.76 | 559.8 | 945.25 | 2320.43 | 2320.44 | 2320.51
Nuc | 14153.32 | 14153.32 | 14153.39 | 14153.42 | 1.48 | 1.58
PS | 0 | 0 | 0 | 0 | 0 | 0
PV | 0 | 0.01 | 0.01 | 0.02 | 0.02 | 0.03
PeakG | 0.08 | 0.05 | 0.05 | 0.04 | 0.03 | 0.03
PeakO | 0 | 0 | 0.01 | 0.01 | 0.01 | 0.01
ST | 0 | 0 | 0 | 0 | 0 | 0
STOG | 0.03 | 0.03 | 0.03 | 0.03 | 0.02 | 0.02
STWD | 42.81 | 38.78 | 38.76 | 104.92 | 735.81 | 571.58
WT | 4109.59 | 4109.6 | 4197.78 | 21123.34 | 21123.37 | 21123.58
IGCC | 0 | 0.05 | 0.05 | 0.03 | 0.03 | 0.02
DemandResponse | 0 | 0 | 0 | 0 | 0 | 0
IGCC-CCS | 0 | 0.03 | 0.04 | 0.05 | 0.11 | 0.11
WT_off | 0 | 0.01 | 0.02 | 0.02 | 0.03 | 0.03
PseudoUnit | 0 | 0 | 0 | 0 | 0 | 0
FixedInterchange | 0 | 0 | 0 | 0 | 0 | 0
Total Generation by Reporting Type: Nebraska
ReportingType | 2015 | 2020 | 2025 | 2030 | 2035 | 2040
BM | 0 | 0.01 | 0.01 | 0.01 | 0.02 | 0.03
CC | 745.1 | 239.52 | 239.23 | 138.18 | 70.96 | 37.3
CSP | 0 | 0 | 0 | 0 | 0 | 0
CT | 0.01 | 0.01 | 0.01 | 0.01 | 0.01 | 0.01
Coal | 30719.18 | 3234.08 | 1150.61 | 905.08 | 669.13 | 679.18
Geo | 0 | 0 | 0 | 0 | 0 | 0
H | 591 | 591 | 591 | 591 | 591 | 591
LFG | 47.31 | 47.33 | 47.36 | 612.21 | 612.21 | 612.14
Nuc | 9752.31 | 9752.31 | 9752.33 | 9752.33 | 1.58 | 1.23
PS | 0 | 0 | 0 | 0 | 0 | 0
PV | 0 | 0.01 | 0.01 | 0.01 | 0.02 | 0.02
PeakG | 73.19 | 0.03 | 0.03 | 0.03 | 0.02 | 0.02
PeakO | 0 | 0 | 0.01 | 0.01 | 0.01 | 0.01
ST | 0 | 0 | 0 | 0 | 0 | 0
STOG | 2.15 | 0.02 | 0.02 | 0.02 | 0.01 | 0.01
STWD | 0 | 0 | 0 | 0 | 0 | 0
WT | 1220.73 | 59667.08 | 59667.4 | 59670.67 | 78351.99 | 73203.48
IGCC | 0 | 0.02 | 0.01 | 0.01 | 0.01 | 0
DemandResponse | 0 | 0 | 0 | 0 | 0 | 0
IGCC-CCS | 0 | 0.01 | 0.02 | 0.02 | 0.02 | 0.02
WT_off | 0 | 0 | 0 | 0 | 0 | 0
PseudoUnit | 0 | 0 | 0 | 0 | 0 | 0
FixedInterchange | 0 | 0 | 0 | 0 | 0 | 0
Total Generation by Reporting Type: NEISO
ReportingType | 2015 | 2020 | 2025 | 2030 | 2035 | 2040
BM | 1882.94 | 1194.05 | 433.87 | 1882.68 | 1882.82 | 1882.91
CC | 44658.4 | 30310.04 | 25808.9 | 19187.33 | 5785.63 | 3222.95
CSP | 0 | 0 | 0 | 0 | 0 | 0
CT | 0.69 | 10.88 | 7.36 | 0.44 | 0.03 | 0.03
Coal | 63.22 | 0.98 | 0.73 | 0.5 | 0.42 | 0.44
Geo | 0 | 0 | 0 | 0 | 0 | 0
H | 12289.94 | 12290.01 | 12290.31 | 12303.65 | 12303.65 | 12303.65
LFG | 4582.66 | 4582.82 | 4583.22 | 5131.96 | 5131.96 | 5132.38
Nuc | 36181.71 | 36181.71 | 36181.75 | 36181.77 | 26141.28 | 19310.65
PS | 184.17 | 184.39 | 351.58 | 351.59 | 351.57 | 1777.94
PV | 5.27 | 517.7 | 517.69 | 517.71 | 517.74 | 517.76
PeakG | 14.7 | 35.57 | 93.69 | 93.77 | 0.07 | 21.04
PeakO | 0.01 | 0.01 | 0.01 | 0.01 | 0.01 | 0.01
ST | 0 | 0 | 0 | 0 | 0 | 0
STOG | 0.05 | 0.06 | 0.07 | 0.06 | 0.04 | 0.04
STWD | 4274.84 | 1319.56 | 202.4 | 1611.47 | 3509.24 | 3597.38
WT | 1283.31 | 8615.81 | 16204.79 | 16205.77 | 51485.28 | 51485.26
IGCC | 0 | 0 | 0 | 0 | 0 | 0
DemandResponse | 0 | 0 | 0 | 0 | 0 | 0
IGCC-CCS | 0 | 0.02 | 0.03 | 0.04 | 0.05 | 0.07
WT_off | 1870.13 | 1870.21 | 1870.29 | 1870.41 | 1870.57 | 1870.62
PseudoUnit | 0 | 0 | 0 | 0 | 0 | 0
FixedInterchange | 0 | 0 | 0 | 0 | 0 | 0
Total Generation by Reporting Type: NonRTO_Midwest
ReportingType | 2015 | 2020 | 2025 | 2030 | 2035 | 2040
BM | 0 | 0.01 | 0.02 | 0.04 | 2202.84 | 36009.55
CC | 21712.92 | 39746.49 | 39747.4 | 39747.1 | 33126.12 | 2937.5
CSP | 0 | 0 | 0 | 0 | 0 | 0
CT | 0.01 | 0.02 | 0.02 | 0.02 | 0.02 | 0.01
Coal | 38500.26 | 21110.18 | 3893.3 | 2446.39 | 6004.18 | 6004.06
Geo | 0 | 0 | 0 | 0 | 0 | 0
H | 457.8 | 457.88 | 3593.24 | 3593.24 | 3593.25 | 3593.24
LFG | 110.37 | 110.41 | 1373.75 | 1373.76 | 1373.76 | 1373.77
Nuc | 0.04 | 0.05 | 0.78 | 1.05 | 9373.35 | 9373.36
PS | 0 | 0 | 0 | 0 | 0 | 0
PV | 0 | 0.01 | 0.01 | 0.02 | 0.02 | 0.03
PeakG | 143.91 | 64.9 | 150.05 | 3.89 | 0.05 | 0.04
PeakO | 0 | 0 | 0 | 0 | 0 | 0
ST | 0 | 0 | 0 | 0 | 0 | 0
STOG | 0 | 0 | 0 | 0 | 0 | 0
STWD | 0 | 0 | 0 | 0 | 0 | 0
WT | 151.43 | 151.46 | 151.49 | 151.52 | 151.52 | 151.52
IGCC | 0 | 0.09 | 0.08 | 0.06 | 0.04 | 0.04
DemandResponse | 0 | 0 | 0 | 0 | 0 | 0
IGCC-CCS | 0 | 0.07 | 0.12 | 0.15 | 0.25 | 0.25
WT_off | 0 | 0 | 0 | 0 | 0 | 0
PseudoUnit | 0 | 0 | 0 | 0 | 0 | 0
FixedInterchange | 0 | 0 | 0 | 0 | 0 | 0
Total Generation by Reporting Type: NYISO_A-F
ReportingType | 2015 | 2020 | 2025 | 2030 | 2035 | 2040
BM | 0.01 | 0.02 | 0.03 | 0.05 | 0.08 | 0.19
CC | 7532.97 | 9568.4 | 9558.19 | 5838.18 | 530.64 | 87.89
CSP | 0 | 0 | 0 | 0 | 0 | 0
CT | 0.01 | 0.01 | 0.02 | 0.02 | 0.01 | 0.01
Coal | 1.56 | 1.1 | 0.75 | 0.52 | 0.46 | 0.49
Geo | 0 | 0 | 0 | 0 | 0 | 0
H | 27149.98 | 27149.98 | 27149.98 | 27149.98 | 27149.98 | 27149.98
LFG | 1359.19 | 1359.19 | 1894.75 | 1894.77 | 1894.77 | 1894.77
Nuc | 26211.29 | 26211.29 | 26211.35 | 21372.58 | 16850.84 | 10212.76
PS | 155.38 | 155.46 | 296.36 | 296.64 | 296.56 | 2501.27
PV | 0 | 0 | 0.01 | 0.01 | 0.02 | 0.03
PeakG | 1.86 | 6.59 | 0.14 | 5.28 | 0.03 | 0.04
PeakO | 0 | 0 | 0 | 0 | 0 | 0.01
ST | 0 | 0 | 0 | 0 | 0 | 0
STOG | 0.02 | 0.02 | 0.03 | 0.02 | 0.01 | 0.01
STWD | 0.79 | 16.12 | 16.5 | 87.29 | 367.49 | 468.14
WT | 10101.82 | 11933.67 | 11933.85 | 36990.63 | 37306.21 | 37306.21
IGCC | 0 | 0 | 0 | 0 | 0 | 0
DemandResponse | 0 | 0 | 0 | 0 | 0 | 0
IGCC-CCS | 0 | 0.02 | 0.04 | 0.05 | 0.06 | 0.08
WT_off | 0 | 0.02 | 0.04 | 0.07 | 0.09 | 0.09
PseudoUnit | 0 | 0 | 0 | 0 | 0 | 0
FixedInterchange | 0 | 0 | 0 | 0 | 0 | 0
Total Generation by Reporting Type: NYISO_G-I
ReportingType | 2015 | 2020 | 2025 | 2030 | 2035 | 2040
BM | 0.01 | 0.02 | 0.03 | 0.06 | 4588.65 | 4590.84
CC | 3005.3 | 7352.67 | 7475.46 | 3126.44 | 2002.97 | 1128.68
CSP | 0 | 0 | 0 | 0 | 0 | 0
CT | 0.01 | 0.01 | 0.02 | 0.02 | 0.02 | 0.02
Coal | 0.51 | 0.19 | 0.15 | 0.1 | 0.08 | 0.07
Geo | 0 | 0 | 0 | 0 | 0 | 0
H | 266.55 | 266.55 | 266.55 | 266.55 | 266.55 | 266.55
LFG | 504.57 | 504.6 | 1090.53 | 1090.55 | 1090.55 | 1090.61
Nuc | 15929.3 | 15929.3 | 15929.38 | 15929.41 | 8041.63 | 19312.06
PS | 0 | 0 | 0 | 0 | 0 | 0
PV | 0 | 0 | 0.01 | 0.02 | 0.04 | 0.04
PeakG | 0.03 | 0.06 | 0.08 | 0.13 | 0.12 | 0.12
PeakO | 0 | 0 | 0 | 0 | 0 | 0.01
ST | 0 | 0 | 0 | 0 | 0 | 0
STOG | 0.09 | 0.15 | 0.17 | 0.19 | 0.11 | 0.1
STWD | 0 | 0 | 0 | 0 | 0 | 0
WT | 0.02 | 177.72 | 178.68 | 909.75 | 909.78 | 909.77
IGCC | 0 | 0 | 0 | 0 | 0 | 0
DemandResponse | 0 | 0 | 0 | 0 | 0 | 0
IGCC-CCS | 0 | 0.02 | 0.04 | 0.06 | 0.11 | 0.11
WT_off | 0 | 0.02 | 0.04 | 0.07 | 0.13 | 0.13
PseudoUnit | 0 | 0 | 0 | 0 | 0 | 0
FixedInterchange | 0 | 0 | 0 | 0 | 0 | 0
Total Generation by Reporting Type: NYISO_J-K
ReportingType | 2015 | 2020 | 2025 | 2030 | 2035 | 2040
BM | 0 | 0 | 0 | 0 | 0 | 0
CC | 22823.95 | 24473.33 | 24568.4 | 16659.95 | 13080.45 | 6679.87
CSP | 0 | 0 | 0 | 0 | 0 | 0
CT | 0.01 | 0.02 | 0.03 | 0.03 | 0.03 | 0.02
Coal | 0 | 0 | 0 | 0 | 0 | 0
Geo | 0 | 0 | 0 | 0 | 0 | 0
H | 0 | 0 | 0 | 0 | 0 | 0
LFG | 977.61 | 977.63 | 978.16 | 1563.58 | 1563.58 | 1563.65
Nuc | 0.01 | 0.03 | 0.04 | 0.11 | 0.76 | 0.59
PS | 0 | 0 | 0 | 0 | 0 | 0
PV | 53.26 | 53.26 | 53.25 | 53.25 | 53.26 | 53.25
PeakG | 167.32 | 319.42 | 319.43 | 319.46 | 319.36 | 167.33
PeakO | 0 | 0 | 0.01 | 0.01 | 0.01 | 0.01
ST | 0 | 0 | 0 | 0 | 0 | 0
STOG | 559.2 | 645.54 | 645.62 | 712.38 | 496.71 | 338.13
STWD | 0 | 0 | 0 | 0 | 0 | 0
WT | 0.01 | 0.07 | 0.18 | 2.21 | 861.21 | 861.21
IGCC | 0 | 0 | 0 | 0 | 0 | 0
DemandResponse | 0 | 0 | 0 | 0 | 0 | 0
IGCC-CCS | 0 | 0 | 0 | 0 | 0 | 0
WT_off | 0 | 0.01 | 0.01 | 0.02 | 0.05 | 0.06
PseudoUnit | 0 | 0 | 0 | 0 | 0 | 0
FixedInterchange | 0 | 0 | 0 | 0 | 0 | 0
Total Generation by Reporting Type: PJM_E
ReportingType | 2015 | 2020 | 2025 | 2030 | 2035 | 2040
BM | 12.56 | 223.98 | 223.98 | 223.99 | 224.28 | 224.39
CC | 47302.34 | 53782.44 | 55643.51 | 42531.53 | 34556.29 | 16426.3
CSP | 0 | 0 | 0 | 0 | 0 | 0
CT | 0.3 | 2.69 | 2.7 | 5.1 | 2.7 | 0.02
Coal | 622.61 | 314.17 | 206.46 | 2.02 | 647.21 | 981.07
Geo | 0 | 0 | 0 | 0 | 0 | 0
H | 1839.28 | 1839.28 | 1839.28 | 1839.27 | 1839.27 | 1839.27
LFG | 3714.14 | 4761.93 | 4761.93 | 4761.92 | 4761.92 | 4761.92
Nuc | 66287.71 | 61501.13 | 61501.17 | 61501.61 | 44178.78 | 35034.73
PS | 166.07 | 164.03 | 284.02 | 283.74 | 164.03 | 1020.01
PV | 102.41 | 102.41 | 102.41 | 102.41 | 102.4 | 102.4
PeakG | 80.28 | 252.25 | 252.28 | 481.51 | 252.24 | 240.79
PeakO | 0 | 0.01 | 0.01 | 0.01 | 0.01 | 0.01
ST | 0 | 0 | 0 | 0 | 0 | 0
STOG | 268.45 | 512.44 | 128.37 | 128.39 | 67.26 | 0.03
STWD | 0 | 0 | 0 | 0 | 0 | 0
WT | 2143.35 | 2143.39 | 2143.41 | 2143.46 | 2143.45 | 2143.46
IGCC | 0 | 0 | 0 | 0 | 0 | 0
DemandResponse | 0 | 0 | 0 | 0 | 0 | 0
IGCC-CCS | 0 | 0.04 | 0.06 | 0.1 | 0.17 | 0.17
WT_off | 0 | 0.04 | 3990.55 | 3990.57 | 3990.56 | 3990.57
PseudoUnit | 0 | 0 | 0 | 0 | 0 | 0
FixedInterchange | 0 | 0 | 0 | 0 | 0 | 0
Total Generation by Reporting Type: PJM_ROM
ReportingType | 2015 | 2020 | 2025 | 2030 | 2035 | 2040
BM | 7.54 | 134.39 | 134.38 | 134.41 | 17598.46 | 17602.58
CC | 20454.31 | 25298.98 | 27246.87 | 16352.14 | 15666.86 | 7002.78
CSP | 0 | 0 | 0 | 0 | 0 | 0
CT | 0.18 | 1.64 | 1.65 | 3.08 | 0.03 | 0.02
Coal | 9554.47 | 1354.33 | 30.66 | 6.18 | 11.33 | 11.71
Geo | 0 | 0 | 0 | 0 | 0 | 0
H | 3645.46 | 3645.64 | 3645.77 | 6490.46 | 6490.46 | 6490.46
LFG | 2813.79 | 4903.84 | 4903.84 | 4903.84 | 4903.84 | 4903.83
Nuc | 39227.37 | 39227.37 | 39227.41 | 39228.28 | 50021.8 | 102283.87
PS | 654.24 | 620.37 | 1074.18 | 1073.98 | 620.37 | 3858.14
PV | 10.52 | 2384.91 | 3714.38 | 4011.6 | 4034.29 | 4140.97
PeakG | 0.06 | 48.39 | 36.86 | 152.05 | 152.43 | 138.59
PeakO | 0 | 0 | 0.01 | 0.01 | 0.01 | 0.01
ST | 0 | 0 | 0 | 0 | 0 | 0
STOG | 691.53 | 811.8 | 1254.43 | 691.63 | 362.22 | 0.02
STWD | 28.43 | 490.55 | 490.54 | 490.54 | 490.54 | 490.53
WT | 3032.09 | 4910.96 | 4911.04 | 4911.14 | 4911.13 | 4911.13
IGCC | 0 | 0.07 | 0.07 | 0.05 | 0.04 | 0.03
DemandResponse | 0 | 0 | 0 | 0 | 0 | 0
IGCC-CCS | 0 | 0.05 | 0.08 | 0.13 | 0.23 | 0.23
WT_off | 0 | 0.03 | 0.07 | 0.11 | 0.12 | 0.13
PseudoUnit | 0 | 0 | 0 | 0 | 0 | 0
FixedInterchange | 0 | 0 | 0 | 0 | 0 | 0
Total Generation by Reporting Type: PJM_ROR
ReportingType | 2015 | 2020 | 2025 | 2030 | 2035 | 2040
BM | 161.28 | 2874.44 | 2874.31 | 2874.43 | 2874.74 | 78803.8
CC | 167073.93 | 228227.59 | 225528.07 | 188005.39 | 141406.37 | 55829.49
CSP | 0 | 0 | 0 | 0 | 0 | 0
CT | 2.99 | 2.99 | 2.99 | 3.09 | 0.03 | 0.02
Coal | 206426 | 108718.67 | 13777.6 | 6642.83 | 21639.37 | 21639.84
Geo | 0 | 0 | 0 | 0 | 0 | 0
H | 4602.27 | 6925.78 | 6925.78 | 6925.78 | 6925.78 | 6925.77
LFG | 4252.62 | 8302.58 | 8302.69 | 8302.69 | 8302.69 | 8302.69
Nuc | 156083.81 | 156083.81 | 156083.86 | 152883.5 | 144581.56 | 134916.59
PS | 1340.27 | 1263.25 | 2187.36 | 2187.3 | 1263.25 | 7856.54
PV | 63.08 | 63.09 | 63.11 | 63.15 | 63.14 | 63.14
PeakG | 872.73 | 1129.2 | 1280.93 | 1109.61 | 533.67 | 95.71
PeakO | 0 | 0 | 0.01 | 0.01 | 0.01 | 0.01
ST | 0 | 0 | 0 | 0 | 0 | 0
STOG | 409.37 | 798.49 | 798.38 | 798.14 | 214.22 | 0.03
STWD | 40.92 | 1359.54 | 1359.51 | 1359.51 | 1359.53 | 1359.47
WT | 28147.96 | 28682.03 | 45297.52 | 45575.48 | 45575.48 | 45575.47
IGCC | 0 | 0.08 | 0.08 | 0.05 | 0.04 | 0.04
DemandResponse | 0 | 0 | 0 | 0 | 0 | 0
IGCC-CCS | 0 | 0.07 | 0.1 | 0.17 | 0.29 | 0.29
WT_off | 0 | 0.01 | 0.03 | 0.04 | 0.04 | 0.05
PseudoUnit | 0 | 0 | 0 | 0 | 0 | 0
FixedInterchange | 0 | 0 | 0 | 0 | 0 | 0
Total Generation by Reporting Type: SOCO
ReportingType | 2015 | 2020 | 2025 | 2030 | 2035 | 2040
BM | 38.27 | 88.99 | 299.34 | 410.6 | 22402.84 | 47855.7
CC | 149079.31 | 178554.97 | 165841.49 | 121283.25 | 31593.34 | 8205.9
CSP | 0 | 0 | 0 | 0 | 0 | 0
CT | 0.02 | 0.03 | 0.04 | 0.04 | 0.03 | 0.02
Coal | 38804.34 | 13497.9 | 5786.13 | 7027.82 | 7041.68 | 7041.67
Geo | 0 | 0 | 0 | 0 | 0 | 0
H | 10893.11 | 10893.12 | 10893.13 | 10893.15 | 10893.22 | 10893.24
LFG | 291.71 | 291.75 | 1138.41 | 1138.42 | 1138.42 | 1138.43
Nuc | 45497.83 | 62634.48 | 62634.48 | 80455.84 | 177863.2 | 196500.1
PS | 763.2 | 686.83 | 1189.3 | 686.8 | 377.54 | 4271.26
PV | 0 | 0.01 | 0.02 | 0.03 | 0.07 | 0.31
PeakG | 618.94 | 797.87 | 1299.26 | 967.2 | 291.37 | 125.06
PeakO | 0.01 | 0.01 | 0.01 | 0.01 | 0.01 | 0.01
ST | 0 | 0 | 0 | 0 | 0 | 0
STOG | 0.05 | 0.05 | 0.05 | 0.05 | 0.03 | 0.03
STWD | 261.53 | 451.88 | 690.66 | 2877.73 | 4681.31 | 2890.65
WT | 0 | 0.04 | 0.09 | 0.43 | 209.1 | 209.1
IGCC | 0.01 | 0.16 | 0.15 | 0.1 | 0.07 | 0.06
DemandResponse | 0 | 0 | 0 | 0 | 0 | 0
IGCC-CCS | 0 | 0.12 | 0.21 | 0.27 | 0.49 | 0.47
WT_off | 0 | 0 | 0 | 0 | 0 | 0
PseudoUnit | 0 | 0 | 0 | 0 | 0 | 0
FixedInterchange | 0 | 0 | 0 | 0 | 0 | 0
Total Generation by Reporting Type: SPP_N
ReportingType | 2015 | 2020 | 2025 | 2030 | 2035 | 2040
BM | 0.01 | 0.01 | 0.01 | 0.01 | 0.03 | 0.03
CC | 6581.97 | 1270.8 | 1446.01 | 750.23 | 418.13 | 268.2
CSP | 0 | 0 | 0 | 0 | 0 | 0
CT | 0.02 | 0.05 | 0.05 | 0.04 | 0.03 | 0.03
Coal | 54383.43 | 11101.46 | 185.82 | 0.76 | 0.75 | 1.06
Geo | 0 | 0 | 0 | 0 | 0 | 0
H | 60 | 60 | 60 | 60 | 60 | 60
LFG | 55.19 | 55.21 | 55.25 | 804.06 | 804.05 | 803.98
Nuc | 9035.69 | 9035.69 | 9035.71 | 9035.71 | 9035.71 | 6963.34
PS | 0 | 0 | 0 | 0 | 0 | 0
PV | 0 | 0.01 | 0.01 | 0.02 | 0.02 | 0.03
PeakG | 35.39 | 0.06 | 0.06 | 0.05 | 0.04 | 0.03
PeakO | 0.01 | 0.01 | 0.01 | 0.01 | 0.01 | 0.01
ST | 0 | 0 | 0 | 0 | 0 | 0
STOG | 325.82 | 0.07 | 0.06 | 0.05 | 0.04 | 0.03
STWD | 0 | 0 | 0 | 0 | 0 | 0
WT | 4213.5 | 109055.68 | 179255.82 | 206447.95 | 255610.81 | 250708.91
IGCC | 0 | 0.06 | 0.04 | 0.03 | 0.02 | 0.02
DemandResponse | 0 | 0 | 0 | 0 | 0 | 0
IGCC-CCS | 0 | 0.04 | 0.05 | 0.05 | 0.07 | 0.07
WT_off | 0 | 0 | 0 | 0 | 0 | 0
PseudoUnit | 0 | 0 | 0 | 0 | 0 | 0
FixedInterchange | 0 | 0 | 0 | 0 | 0 | 0
Total Generation by Reporting Type: SPP_S
ReportingType | 2015 | 2020 | 2025 | 2030 | 2035 | 2040
BM | 0 | 0.01 | 0.01 | 0.01 | 0.03 | 0.03
CC | 57053.83 | 10075.03 | 10073.82 | 8094.81 | 5894.81 | 3641.44
CSP | 0 | 0 | 0 | 0 | 0 | 0
CT | 0.11 | 0.07 | 0.07 | 0.07 | 0.05 | 0.05
Coal | 73276.86 | 6760.07 | 397.55 | 0.71 | 0.5 | 0.44
Geo | 0 | 0 | 0 | 0 | 0 | 0
H | 10050.79 | 10050.81 | 10050.83 | 10050.84 | 10050.97 | 10050.94
LFG | 149.8 | 149.82 | 149.86 | 898.67 | 898.67 | 898.59
Nuc | 0.03 | 0.04 | 0.06 | 0.1 | 0.18 | 0.18
PS | 194.04 | 182.91 | 444.35 | 874 | 701.02 | 1210.24
PV | 0 | 0.01 | 0.01 | 0.02 | 0.02 | 0.03
PeakG | 0.15 | 0.09 | 0.09 | 0.08 | 0.06 | 0.06
PeakO | 0.01 | 0.01 | 0.01 | 0.01 | 0.01 | 0.02
ST | 0 | 0 | 0 | 0 | 0 | 0
STOG | 2720.37 | 607.34 | 525.93 | 652.09 | 251.35 | 273.35
STWD | 56.61 | 15.88 | 30.93 | 83.88 | 121.72 | 123.62
WT | 9404.55 | 149517.86 | 149518.37 | 149518.52 | 149518.95 | 169931.64
IGCC | 0 | 0.08 | 0.06 | 0.04 | 0.03 | 0.03
DemandResponse | 0 | 0 | 0 | 0 | 0 | 0
IGCC-CCS | 0 | 0.05 | 0.07 | 0.08 | 0.1 | 0.1
WT_off | 0 | 0 | 0 | 0 | 0 | 0
PseudoUnit | 0 | 0 | 0 | 0 | 0 | 0
FixedInterchange | 0 | 0 | 0 | 0 | 0 | 0
Total Generation by Reporting Type: TVA
ReportingType | 2015 | 2020 | 2025 | 2030 | 2035 | 2040
BM | 0 | 0.01 | 0.02 | 0.04 | 55204.33 | 55206.29
CC | 48672.51 | 76592.56 | 81930.41 | 72288.76 | 29013.55 | 5905.32
CSP | 0 | 0 | 0 | 0 | 0 | 0
CT | 0.01 | 0.02 | 0.02 | 0.02 | 0.02 | 0.01
Coal | 36528.83 | 15942.43 | 560.58 | 4.35 | 6.23 | 6.17
Geo | 0 | 0 | 0 | 0 | 0 | 0
H | 17444.81 | 17444.85 | 17545.47 | 17545.55 | 17545.56 | 17545.56
LFG | 102.49 | 102.53 | 949.14 | 949.14 | 949.15 | 949.22
Nuc | 65391.07 | 65391.07 | 65391.07 | 67099.62 | 48649.33 | 81359.72
PS | 734.73 | 714.65 | 714.71 | 714.67 | 407.69 | 4444.64
PV | 0 | 0.01 | 0.02 | 0.03 | 0.08 | 0.54
PeakG | 0.04 | 0.04 | 0.05 | 0.04 | 0.03 | 0.03
PeakO | 0 | 0 | 0 | 0 | 0 | 0
ST | 0 | 0 | 0 | 0 | 0 | 0
STOG | 0 | 0 | 0 | 0 | 0 | 0
STWD | 1.97 | 1.9 | 3.42 | 25.71 | 35.02 | 30.38
WT | 73.94 | 73.97 | 74.02 | 74.26 | 283.04 | 283.04
IGCC | 0.01 | 0.1 | 0.09 | 0.06 | 0.05 | 0.04
DemandResponse | 0 | 0 | 0 | 0 | 0 | 0
IGCC-CCS | 0 | 0.08 | 0.14 | 0.18 | 0.33 | 0.33
WT_off | 0 | 0 | 0 | 0 | 0 | 0
PseudoUnit | 0 | 0 | 0 | 0 | 0 | 0
FixedInterchange | 0 | 0 | 0 | 0 | 0 | 0
Total Generation by Reporting Type: TVA_Transmission
ReportingType | 2015 | 2020 | 2025 | 2030 | 2035 | 2040
BM | 0 | 0 | 0 | 0 | 0 | 0
CC | 0 | 0 | 0 | 0 | 0 | 0
CSP | 0 | 0 | 0 | 0 | 0 | 0
CT | 0 | 0 | 0 | 0 | 0 | 0
Coal | 0 | 0 | 0 | 0 | 0 | 0
Geo | 0 | 0 | 0 | 0 | 0 | 0
H | 0 | 0 | 0 | 0 | 0 | 0
LFG | 0 | 0 | 0 | 0 | 0 | 0
Nuc | 0 | 0 | 0 | 0 | 0 | 0
PS | 0 | 0 | 0 | 0 | 0 | 0
PV | 0 | 0 | 0 | 0 | 0 | 0
PeakG | 0 | 0 | 0 | 0 | 0 | 0
PeakO | 0 | 0 | 0 | 0 | 0 | 0
ST | 0 | 0 | 0 | 0 | 0 | 0
STOG | 0 | 0 | 0 | 0 | 0 | 0
STWD | 0 | 0 | 0 | 0 | 0 | 0
WT | 0 | 0 | 0 | 0 | 0 | 0
IGCC | 0 | 0 | 0 | 0 | 0 | 0
DemandResponse | 0 | 0 | 0 | 0 | 0 | 0
IGCC-CCS | 0 | 0 | 0 | 0 | 0 | 0
WT_off | 0 | 0 | 0 | 0 | 0 | 0
PseudoUnit | 0 | 0 | 0 | 0 | 0 | 0
FixedInterchange | 0 | 0 | 0 | 0 | 0 | 0
Total Generation by Reporting Type: VACAR
ReportingType | 2015 | 2020 | 2025 | 2030 | 2035 | 2040
BM | 6.76 | 1279.73 | 5302.11 | 5395.83 | 52159.96 | 52160.3
CC | 121627.72 | 119821.77 | 111628.06 | 86601.3 | 43941.04 | 8085.45
CSP | 0 | 0 | 0 | 0 | 0 | 0
CT | 23.47 | 23.48 | 23.44 | 0.02 | 0.02 | 0.02
Coal | 33464.27 | 18520.07 | 2738.47 | 2095.67 | 3160.25 | 3161.16
Geo | 0 | 0 | 0 | 0 | 0 | 0
H | 4325 | 4325.02 | 4325.04 | 4325.05 | 4325.11 | 4325.18
LFG | 496.7 | 1343.4 | 1343.39 | 1343.42 | 1343.42 | 1343.42
Nuc | 89032.73 | 107182.01 | 131480.64 | 149120.44 | 154407.3 | 216586.16
PS | 1160.79 | 1123.85 | 1881.79 | 1072.63 | 811.58 | 6670.8
PV | 42.05 | 299.51 | 304.05 | 305.58 | 305.58 | 311.61
PeakG | 32.11 | 0.13 | 0.1 | 0.1 | 0.14 | 0.24
PeakO | 0 | 0 | 0.01 | 0.01 | 0.01 | 0.01
ST | 0 | 0 | 0 | 0 | 0 | 0
STOG | 0.01 | 0.01 | 0.02 | 0.01 | 0.01 | 0.01
STWD | 1969.25 | 1969.22 | 1969.19 | 1969.22 | 1969.22 | 1529.68
WT | 0.06 | 7866.98 | 7866.98 | 7866.98 | 7866.97 | 7866.97
IGCC | 0 | 0.08 | 0.07 | 0.05 | 0.04 | 0.03
DemandResponse | 0 | 0 | 0 | 0 | 0 | 0
IGCC-CCS | 0 | 0.04 | 0.07 | 0.09 | 0.16 | 0.16
WT_off | 0 | 0.05 | 0.34 | 0.37 | 0.37 | 0.38
PseudoUnit | 0 | 0 | 0 | 0 | 0 | 0
FixedInterchange | 0 | 0 | 0 | 0 | 0 | 0
Total Generation by Reporting Type: IESO
ReportingType | 2015 | 2020 | 2025 | 2030 | 2035 | 2040
BM | 0.02 | 1.02 | 5.61 | 103.35 | 262 | 1495.23
CC | 1199.59 | 249.18 | 94.19 | 0.1 | 0.07 | 0.06
CSP | 0 | 0 | 0 | 0 | 0 | 0
CT | 0.02 | 0.01 | 0.01 | 0.01 | 0 | 0
Coal | 0.04 | 0.03 | 0.03 | 0.02 | 0.01 | 0.01
Geo | 0 | 0 | 0 | 0 | 0 | 0
H | 46189.03 | 46189.05 | 46189.06 | 46189.37 | 47737.91 | 47737.91
LFG | 926.36 | 926.35 | 926.34 | 930.28 | 930.29 | 930.29
Nuc | 101402.28 | 101402.27 | 101402.27 | 101402.3 | 93379.23 | 81383.59
PS | 50.47 | 50.49 | 50.55 | 50.48 | 87.36 | 284.49
PV | 78.84 | 78.83 | 78.83 | 78.83 | 78.83 | 78.83
PeakG | 0.02 | 0.02 | 0.01 | 0.01 | 0.01 | 0.01
PeakO | 0 | 0 | 0 | 0 | 0 | 0
ST | 0 | 0 | 0 | 0 | 0 | 0
STOG | 0.02 | 0.01 | 0.01 | 0.01 | 0 | 0
STWD | 26.28 | 9.68 | 20.92 | 51.35 | 973.96 | 756.7
WT | 8479.74 | 8479.73 | 8479.71 | 8479.72 | 8479.73 | 8479.73
IGCC | 0 | 0 | 0 | 0 | 0 | 0
DemandResponse | 0 | 0 | 0 | 0 | 0 | 0
IGCC-CCS | 0 | 0 | 0 | 0 | 0 | 0
WT_off | 0 | 0.01 | 0.01 | 0.03 | 0.06 | 0.1
PseudoUnit | 0 | 0 | 0 | 0 | 0 | 0
FixedInterchange | 0 | 0 | 0 | 0 | 0 | 0
Total Generation by Reporting Type: MAPP_CA
ReportingType | 2015 | 2020 | 2025 | 2030 | 2035 | 2040
BM | 0 | 0 | 0 | 0 | 0 | 0
CC | 1642.28 | 500.79 | 0.14 | 0.07 | 0.06 | 0.05
CSP | 0 | 0 | 0 | 0 | 0 | 0
CT | 0.02 | 0.01 | 0.01 | 0.01 | 0 | 0
Coal | 0.27 | 0.22 | 0.1 | 0.06 | 0.05 | 0.04
Geo | 0 | 0 | 0 | 0 | 0 | 0
H | 41520.41 | 45596.99 | 54366.07 | 68795.27 | 68795.49 | 68795.48
LFG | 0 | 0 | 0 | 0 | 0 | 0
Nuc | 0.02 | 0.04 | 0.05 | 0.07 | 0.31 | 0.16
PS | 0 | 0 | 0 | 0 | 0 | 0
PV | 0 | 0 | 0 | 0 | 0 | 0
PeakG | 4.12 | 0.03 | 0.01 | 0.01 | 0.01 | 0.01
PeakO | 0 | 0 | 0 | 0 | 0 | 0
ST | 0 | 0 | 0 | 0 | 0 | 0
STOG | 0.03 | 0.02 | 0.01 | 0 | 0 | 0
STWD | 0 | 0 | 0 | 0 | 0 | 0
WT | 1446.05 | 1446.05 | 1446.04 | 1446.03 | 688.82 | 688.78
IGCC | 0 | 0 | 0 | 0 | 0 | 0
DemandResponse | 0 | 0 | 0 | 0 | 0 | 0
IGCC-CCS | 0 | 0 | 0 | 0 | 0 | 0
WT_off | 0 | 0 | 0 | 0 | 0 | 0
PseudoUnit | 0 | 0 | 0 | 0 | 0 | 0
FixedInterchange | 0 | 0 | 0 | 0 | 0 | 0
Total Generation by Reporting Type: AZ_NM_SNV_Coal
ReportingType | 2015 | 2020 | 2025 | 2030 | 2035 | 2040
BM | 0 | 0 | 0 | 0 | 0 | 0
CC | 0 | 0 | 0 | 0 | 0 | 0
CSP | 0 | 0 | 0 | 0 | 0 | 0
CT | 0 | 0 | 0 | 0 | 0 | 0
Coal | 51868.27 | 47419.54 | 10757.3 | 330.33 | 1913.37 | 953.85
Geo | 0 | 0 | 0 | 0 | 0 | 0
H | 0 | 0 | 0 | 0 | 0 | 0
LFG | 0 | 0 | 0 | 0 | 0 | 0
Nuc | 0 | 0 | 0 | 0 | 0 | 0
PS | 0 | 0 | 0 | 0 | 0 | 0
PV | 0 | 0 | 0 | 0 | 0 | 0
PeakG | 0 | 0 | 0 | 0 | 0 | 0
PeakO | 0 | 0 | 0 | 0.01 | 0.01 | 0.01
ST | 0 | 0 | 0 | 0 | 0 | 0
STOG | 0 | 0 | 0 | 0 | 0 | 0
STWD | 0 | 0 | 0 | 0 | 0 | 0
WT | 0 | 0 | 0 | 0 | 0 | 0
IGCC | 0 | 0.06 | 0.05 | 0.03 | 0.02 | 0.02
DemandResponse | 0 | 0 | 0 | 0 | 0 | 0
IGCC-CCS | 0 | 0.04 | 0.08 | 0.1 | 0.17 | 0.17
WT_off | 0 | 0 | 0 | 0 | 0 | 0
PseudoUnit | 0 | 0 | 0 | 0 | 0 | 0
FixedInterchange | 0 | 0 | 0 | 0 | 0 | 0
Total Generation by Reporting Type: AZ_NM_SNV_Gas
ReportingType | 2015 | 2020 | 2025 | 2030 | 2035 | 2040
BM | 0 | 0 | 0 | 0 | 0 | 0
CC | 69132.89 | 56296.55 | 81854.93 | 45301.12 | 16090.2 | 12573.89
CSP | 0 | 0 | 0 | 0 | 0 | 0
CT | 0.02 | 0.02 | 0.03 | 0.03 | 0.02 | 0.01
Coal | 0 | 0 | 0 | 0 | 0 | 0
Geo | 0 | 0 | 0 | 0 | 0 | 0
H | 0 | 0 | 0 | 0 | 0 | 0
LFG | 0 | 0 | 0 | 0 | 0 | 0
Nuc | 0 | 0 | 0 | 0 | 0 | 0
PS | 0 | 0 | 0 | 0 | 0 | 0
PV | 0 | 0 | 0 | 0 | 0 | 0
PeakG | 0.03 | 0.03 | 0.04 | 0.04 | 0.04 | 0.03
PeakO | 0 | 0 | 0 | 0 | 0 | 0
ST | 0 | 0 | 0 | 0 | 0 | 0
STOG | 0.02 | 0.02 | 0.03 | 0.03 | 0.02 | 0.02
STWD | 0 | 0 | 0 | 0 | 0 | 0
WT | 0 | 0 | 0 | 0 | 0 | 0
IGCC | 0 | 0 | 0 | 0 | 0 | 0
DemandResponse | 0 | 0 | 0 | 0 | 0 | 0
IGCC-CCS | 0 | 0 | 0 | 0 | 0 | 0
WT_off | 0 | 0 | 0 | 0 | 0 | 0
PseudoUnit | 0 | 0 | 0 | 0 | 0 | 0
FixedInterchange | 0 | 0 | 0 | 0 | 0 | 0
Total Generation by Reporting Type: AZ_NM_SNV_NucRenew
ReportingType | 2015 | 2020 | 2025 | 2030 | 2035 | 2040
BM | 0.01 | 0.03 | 0.04 | 0.08 | 0.86 | 5.3
CC | 0 | 0 | 0 | 0 | 0 | 0
CSP | 0 | 0 | 0 | 0 | 0 | 0
CT | 0 | 0 | 0 | 0 | 0 | 0
Coal | 0 | 0 | 0 | 0 | 0 | 0
Geo | 0 | 3.72 | 12066.7 | 12066.71 | 12066.71 | 12066.7
H | 8952 | 8952 | 8952 | 8952 | 8952 | 8952
LFG | 55.19 | 56.02 | 533.18 | 533.19 | 533.19 | 533.18
Nuc | 30183.88 | 30183.88 | 30184.59 | 63886.95 | 112841.36 | 116563.53
PS | 2.22 | 2.55 | 23.76 | 23.78 | 23.8 | 34.46
PV | 365.64 | 365.64 | 365.65 | 365.67 | 365.7 | 364.75
PeakG | 0 | 0 | 0 | 0 | 0 | 0
PeakO | 0 | 0 | 0 | 0 | 0 | 0
ST | 981.12 | 2542.32 | 3340.95 | 3732.5 | 5564.02 | 5563.08
STOG | 0 | 0 | 0 | 0 | 0 | 0
STWD | 182.2 | 182.19 | 182.15 | 182.18 | 182.19 | 182.18
WT | 1407.75 | 33011.99 | 33083.44 | 33083.49 | 33083.5 | 33081.97
IGCC | 0 | 0 | 0 | 0 | 0 | 0
DemandResponse | 0 | 0 | 0 | 0 | 0 | 0
IGCC-CCS | 0 | 0 | 0 | 0 | 0 | 0
WT_off | 0 | 0 | 0 | 0 | 0 | 0
PseudoUnit | 0 | 0 | 0 | 0 | 0 | 0
FixedInterchange | 0 | 0 | 0 | 0 | 0 | 0
Total Generation by Reporting Type: ERCOT
ReportingType | 2015 | 2020 | 2025 | 2030 | 2035 | 2040
BM | 58.19 | 100.63 | 152.12 | 1082.54 | 30348.23 | 23411.56
CC | 218538.37 | 233178.46 | 199921.22 | 172222.39 | 82786.64 | 58239.27
CSP | 0 | 0 | 0 | 0 | 0 | 0
CT | 0.03 | 2.36 | 1.59 | 8.19 | 0.02 | 0.02
Coal | 43279.66 | 27976.96 | 4088.03 | 4539.41 | 5418.42 | 5418.87
Geo | 0 | 0 | 0 | 0 | 0 | 0
H | 607.39 | 607.4 | 607.41 | 607.43 | 607.52 | 607.65
LFG | 591.3 | 591.33 | 3382.02 | 3382.15 | 3382.16 | 3382.22
Nuc | 39655.78 | 39655.81 | 39655.89 | 62988.96 | 122960.02 | 156346.05
PS | 0 | 0 | 0 | 0 | 0 | 0
PV | 30.83 | 30.83 | 30.83 | 30.82 | 4.26 | 4.04
PeakG | 0.03 | 6.48 | 0.05 | 39.73 | 40.83 | 39.96
PeakO | 0 | 0.01 | 0.01 | 0.01 | 0.01 | 0.01
ST | 0 | 0 | 0 | 0 | 0 | 0
STOG | 2208.16 | 3482.97 | 1032.47 | 673.97 | 0.03 | 0.03
STWD | 0 | 0 | 0 | 0 | 0 | 0
WT | 27080.38 | 27080.5 | 83846.71 | 83846.7 | 83849.94 | 84589.57
IGCC | 0 | 0.02 | 0.01 | 0.01 | 0.01 | 0.01
DemandResponse | 0 | 0 | 0 | 0 | 0 | 0
IGCC-CCS | 0 | 0.02 | 0.03 | 0.04 | 0.11 | 0.09
WT_off | 0 | 0 | 0 | 0 | 0 | 0
PseudoUnit | 0 | 0 | 0 | 0 | 0 | 0
FixedInterchange | 0 | 0 | 0 | 0 | 0 | 0
Total Generation by Reporting Type: NP15
ReportingType | 2015 | 2020 | 2025 | 2030 | 2035 | 2040
BM | 0 | 0.01 | 0.02 | 0.04 | 0.7 | 1.5
CC | 61579.96 | 61048.65 | 61241.04 | 36803.28 | 15425.5 | 6114
CSP | 0 | 0 | 0 | 0 | 0 | 0
CT | 0.02 | 0.02 | 0.03 | 0.02 | 0.01 | 0.01
Coal | 1435.48 | 0.66 | 0.24 | 0.05 | 0.03 | 0.03
Geo | 9050.48 | 14042.83 | 14043.56 | 14043.56 | 14043.67 | 14043.66
H | 24182 | 24182 | 24182 | 24182 | 24182 | 24182
LFG | 670.14 | 3648.73 | 5124.48 | 5124.48 | 5124.49 | 5124.58
Nuc | 17915.59 | 17915.59 | 17916.3 | 58853.15 | 70073.18 | 80410.61
PS | 0.05 | 0.06 | 2.1 | 0.24 | 0.06 | 15.31
PV | 153.52 | 153.51 | 153.51 | 153.51 | 153.51 | 153.51
PeakG | 0.03 | 0.03 | 0.04 | 0.03 | 0.02 | 0.02
PeakO | 0 | 0 | 0 | 0 | 0.01 | 0.01
ST | 99.07 | 99.07 | 99.07 | 99.08 | 99.09 | 99.28
STOG | 69.53 | 37.34 | 68.44 | 0.06 | 0.02 | 0.02
STWD | 3097.53 | 3097.5 | 1446.12 | 3097.48 | 3097.51 | 3097.49
WT | 3102.31 | 11679.18 | 11679.25 | 11682.78 | 33577.64 | 35448.82
IGCC | 0 | 0 | 0 | 0 | 0 | 0
DemandResponse | 0 | 0 | 0 | 0 | 0 | 0
IGCC-CCS | 0 | 0.03 | 0.06 | 0.08 | 0.13 | 0.13
WT_off | 0 | 0.01 | 0.03 | 0.06 | 0.08 | 0.1
PseudoUnit | 0 | 0 | 0 | 0 | 0 | 0
FixedInterchange | 0 | 0 | 0 | 0 | 0 | 0
Total Generation by Reporting Type: NWPP_Coal
ReportingType | 2015 | 2020 | 2025 | 2030 | 2035 | 2040
BM | 0 | 0 | 0 | 0 | 0 | 0
CC | 0 | 0 | 0 | 0 | 0 | 0
CSP | 0 | 0 | 0 | 0 | 0 | 0
CT | 0 | 0 | 0 | 0 | 0 | 0
Coal | 52393.28 | 38562.9 | 1287.97 | 1283.3 | 1283.02 | 1282.92
Geo | 0 | 0 | 0 | 0 | 0 | 0
H | 0 | 0 | 0 | 0 | 0 | 0
LFG | 0 | 0 | 0 | 0 | 0 | 0
Nuc | 0 | 0 | 0 | 0 | 0 | 0
PS | 0 | 0 | 0 | 0 | 0 | 0
PV | 0 | 0 | 0 | 0 | 0 | 0
PeakG | 0 | 0 | 0 | 0 | 0 | 0
PeakO | 0 | 0 | 0 | 0 | 0.01 | 0.01
ST | 0 | 0 | 0 | 0 | 0 | 0
STOG | 0 | 0 | 0 | 0 | 0 | 0
STWD | 0 | 0 | 0 | 0 | 0 | 0
WT | 0 | 0 | 0 | 0 | 0 | 0
IGCC | 0 | 0 | 0 | 0 | 0 | 0
DemandResponse | 0 | 0 | 0 | 0 | 0 | 0
IGCC-CCS | 0 | 0 | 0 | 0 | 0 | 0
WT_off | 0 | 0 | 0 | 0 | 0 | 0
PseudoUnit | 0 | 0 | 0 | 0 | 0 | 0
FixedInterchange | 0 | 0 | 0 | 0 | 0 | 0
Total Generation by Reporting Type: NWPP_Gas
ReportingType | 2015 | 2020 | 2025 | 2030 | 2035 | 2040
BM | 0 | 0 | 0 | 0 | 0 | 0
CC | 50575.03 | 67563.5 | 67564.79 | 39406.25 | 8711.03 | 7676.41
CSP | 0 | 0 | 0 | 0 | 0 | 0
CT | 0.01 | 0.02 | 0.03 | 0.02 | 0.01 | 0.01
Coal | 0.05 | 0.06 | 0.05 | 0.01 | 0.01 | 0.01
Geo | 0 | 0 | 0 | 0 | 0 | 0
H | 0 | 0 | 0 | 0 | 0 | 0
LFG | 0 | 0 | 0 | 0 | 0 | 0
Nuc | 0 | 0 | 0 | 0 | 0 | 0
PS | 0 | 0 | 0 | 0 | 0 | 0
PV | 0 | 0 | 0 | 0 | 0 | 0
PeakG | 0.02 | 0.02 | 0.03 | 0.03 | 0.02 | 0.02
PeakO | 0 | 0 | 0 | 0 | 0 | 0
ST | 0 | 0 | 0 | 0 | 0 | 0
STOG | 0.01 | 0.02 | 0.02 | 0.01 | 0.01 | 0.01
STWD | 0 | 0 | 0 | 0 | 0 | 0
WT | 0 | 0 | 0 | 0 | 0 | 0
IGCC | 0 | 0.03 | 0.03 | 0.01 | 0.01 | 0.01
DemandResponse | 0 | 0 | 0 | 0 | 0 | 0
IGCC-CCS | 0 | 0.02 | 0.06 | 0.07 | 0.14 | 0.14
WT_off | 0 | 0 | 0 | 0 | 0 | 0
PseudoUnit | 0 | 0 | 0 | 0 | 0 | 0
FixedInterchange | 0 | 0 | 0 | 0 | 0 | 0
Total Generation by Reporting Type: NWPP_NucRenew
ReportingType | 2015 | 2020 | 2025 | 2030 | 2035 | 2040
BM | 0.03 | 66.36 | 242.99 | 243.03 | 243.57 | 2303.82
CC | 0 | 0 | 0 | 0 | 0 | 0
CSP | 0 | 0 | 0 | 0 | 0 | 0
CT | 0 | 0 | 0 | 0 | 0 | 0
Coal | 0 | 0 | 0 | 0 | 0 | 0
Geo | 3280.12 | 3280.44 | 6891.74 | 6891.74 | 6891.74 | 6891.73
H | 133485.98 | 133486.01 | 133486.07 | 133486.21 | 134577.78 | 134577.78
LFG | 1013.09 | 1013.3 | 2940.62 | 2940.63 | 2940.63 | 2940.63
Nuc | 8809.79 | 8809.79 | 8810.7 | 8822.09 | 34630.57 | 45846.53
PS | 0.04 | 0.05 | 0.05 | 0.06 | 0.05 | 0.08
PV | 7.88 | 7.89 | 7.91 | 7.92 | 7.94 | 8.01
PeakG | 0 | 0 | 0 | 0 | 0 | 0
PeakO | 0 | 0 | 0 | 0 | 0 | 0
ST | 0 | 0.02 | 0.04 | 0.06 | 0.09 | 0.27
STOG | 0 | 0 | 0 | 0 | 0 | 0
STWD | 0.02 | 17.77 | 3931.38 | 3931.43 | 3931.46 | 3931.44
WT | 15874.4 | 15874.6 | 15874.92 | 65217.11 | 65217.95 | 70575.5
IGCC | 0 | 0 | 0 | 0 | 0 | 0
DemandResponse | 0 | 0 | 0 | 0 | 0 | 0
IGCC-CCS | 0 | 0 | 0 | 0 | 0 | 0
WT_off | 0 | 0.02 | 0.06 | 0.09 | 0.12 | 0.18
PseudoUnit | 0 | 0 | 0 | 0 | 0 | 0
FixedInterchange | 0 | 0 | 0 | 0 | 0 | 0
Total Generation by Reporting Type: RMPA
ReportingType | 2015 | 2020 | 2025 | 2030 | 2035 | 2040
BM | 0.01 | 0.03 | 0.04 | 0.08 | 6636.1 | 9207.52
CC | 10940.93 | 12287.68 | 19838.82 | 12160.25 | 5616.51 | 4643.21
CSP | 0 | 0 | 0 | 0 | 0 | 0
CT | 0.03 | 0.02 | 0.03 | 0.03 | 0.01 | 0.01
Coal | 50096.36 | 40376.31 | 6265.75 | 3002.09 | 3001.87 | 2900.57
Geo | 0 | 204.18 | 21387.26 | 21387.26 | 21387.27 | 21387.26
H | 4353 | 4353 | 4353 | 4353 | 4353 | 4353
LFG | 58.34 | 59.04 | 286.36 | 286.36 | 286.37 | 286.36
Nuc | 0.02 | 0.03 | 37.22 | 14536.21 | 14537.06 | 14537.11
PS | 61.96 | 61.92 | 47.94 | 48.18 | 68.93 | 257.33
PV | 54.93 | 54.94 | 54.93 | 54.96 | 54.95 | 54.99
PeakG | 0.05 | 0.04 | 0.06 | 0.05 | 0.04 | 0.03
PeakO | 0 | 0 | 0.01 | 0.01 | 0.01 | 0.01
ST | 9.83 | 1213.86 | 1213.85 | 1231.52 | 1231.51 | 1231.65
STOG | 0.02 | 0.02 | 0.03 | 0.02 | 0.02 | 0.02
STWD | 0 | 0 | 0 | 0 | 0 | 0
WT | 6354.36 | 17013.17 | 17013.15 | 18626.24 | 18626.15 | 19034.19
IGCC | 0 | 0.04 | 0.04 | 0.02 | 0.01 | 0.01
DemandResponse | 0 | 0 | 0 | 0 | 0 | 0
IGCC-CCS | 0 | 0.04 | 0.1 | 0.12 | 0.18 | 0.18
WT_off | 0 | 0 | 0 | 0 | 0 | 0
PseudoUnit | 0 | 0 | 0 | 0 | 0 | 0
FixedInterchange | 0 | 0 | 0 | 0 | 0 | 0
Total Generation by Reporting Type: SP15
ReportingType | 2015 | 2020 | 2025 | 2030 | 2035 | 2040
BM | 44.79 | 44.78 | 44.74 | 44.77 | 45.27 | 45.47
CC | 80739.28 | 73319.33 | 72106.79 | 59590 | 28470.55 | 19900.73
CSP | 0 | 0 | 0 | 0 | 0 | 0
CT | 0.01 | 0.02 | 0.02 | 0.02 | 0.01 | 0.01
Coal | 1392.42 | 761.65 | 343.22 | 0.06 | 0.04 | 0.03
Geo | 7773.31 | 19841.03 | 19841.03 | 19841.03 | 19841.03 | 19841.03
H | 5920 | 5920 | 5920 | 5920 | 5920 | 5920
LFG | 1759.71 | 6141.55 | 6141.62 | 6141.62 | 6141.62 | 6141.62
Nuc | 17526.12 | 17526.12 | 17526.41 | 24692.36 | 28628.68 | 55855.33
PS | 8.62 | 179.31 | 7.12 | 172.62 | 158.44 | 44
PV | 331.56 | 331.56 | 331.56 | 331.56 | 331.56 | 331.56
PeakG | 0.03 | 0.03 | 0.04 | 0.03 | 0.03 | 0.02
PeakO | 0 | 0 | 0 | 0 | 0.01 | 0.01
ST | 1569.79 | 1569.79 | 1569.79 | 1569.83 | 10013.16 | 12941.57
STOG | 565.07 | 253.61 | 418.25 | 182.32 | 48.51 | 22.52
STWD | 833.94 | 833.92 | 747.86 | 833.92 | 833.93 | 833.92
WT | 5740.26 | 8033.48 | 42568.47 | 42569.49 | 42569.5 | 42569.5
IGCC | 0 | 0 | 0 | 0 | 0 | 0
DemandResponse | 0 | 0 | 0 | 0 | 0 | 0
IGCC-CCS | 0 | 0.04 | 0.12 | 0.15 | 0.24 | 0.23
WT_off | 0 | 0 | 0 | 0 | 0 | 0
PseudoUnit | 0 | 0 | 0 | 0 | 0 | 0
FixedInterchange | 0 | 0 | 0 | 0 | 0 | 0
Total Generation by Reporting Type: ALB
ReportingType | 2015 | 2020 | 2025 | 2030 | 2035 | 2040
BM | 0 | 0 | 0 | 0 | 0 | 0
CC | 23156.82 | 23157.23 | 5720.06 | 0.13 | 0.07 | 0.06
CSP | 0 | 0 | 0 | 0 | 0 | 0
CT | 0.03 | 0.03 | 0.01 | 0.01 | 0 | 0.01
Coal | 34729.97 | 34727.52 | 0.47 | 0.16 | 0.1 | 0.09
Geo | 0 | 0 | 0 | 0 | 0 | 0
H | 1979.87 | 1979.87 | 1979.87 | 1979.87 | 1979.87 | 1979.87
LFG | 78.84 | 78.84 | 78.84 | 78.83 | 78.84 | 78.83
Nuc | 0.02 | 0.74 | 56770.7 | 67750.54 | 68688.82 | 69973.39
PS | 0 | 0 | 0 | 0 | 0 | 0
PV | 0 | 0 | 0 | 0 | 0 | 0
PeakG | 0.04 | 0.04 | 0.02 | 0.01 | 0.01 | 8.36
PeakO | 0 | 0 | 0 | 0 | 0 | 0
ST | 0 | 0 | 0 | 0 | 0 | 0
STOG | 0.02 | 0.02 | 0.01 | 0.01 | 0 | 0
STWD | 895.87 | 1219.36 | 1219.35 | 1219.36 | 1219.37 | 1219.37
WT | 1553.84 | 1553.84 | 1553.85 | 1553.9 | 1764.24 | 1764.24
IGCC | 0 | 0 | 0 | 0 | 0 | 0
DemandResponse | 0 | 0 | 0 | 0 | 0 | 0
IGCC-CCS | 0 | 0 | 0 | 0 | 0 | 0
WT_off | 0 | 0 | 0 | 0 | 0 | 0
PseudoUnit | 0 | 0 | 0 | 0 | 0 | 0
FixedInterchange | 0 | 0 | 0 | 0 | 0 | 0
Total Generation by Reporting Type: BC
ReportingType | 2015 | 2020 | 2025 | 2030 | 2035 | 2040
BM | 0 | 0 | 0 | 0 | 0 | 0
CC | 1565.2 | 1565.39 | 0.93 | 0.1 | 0.06 | 0.05
CSP | 0 | 0 | 0 | 0 | 0 | 0
CT | 0.01 | 0.01 | 0.01 | 0.01 | 0 | 0
Coal | 0 | 0 | 0 | 0 | 0 | 0
Geo | 0 | 0 | 0 | 0 | 0 | 0
H | 54411.21 | 54411.21 | 54411.21 | 54411.21 | 54411.21 | 54411.21
LFG | 189.21 | 189.21 | 189.21 | 189.21 | 189.21 | 189.21
Nuc | 0.01 | 0.2 | 4657.59 | 8721.51 | 8721.69 | 10633.53
PS | 0 | 0 | 0 | 0 | 0 | 0
PV | 0 | 0 | 0 | 0 | 0 | 0
PeakG | 0.02 | 0.02 | 0.02 | 0.01 | 0.01 | 0.01
PeakO | 0 | 0 | 0 | 0 | 0 | 0
ST | 0 | 0 | 0 | 0 | 0 | 0
STOG | 0.05 | 0.04 | 0.02 | 0.01 | 0.01 | 0
STWD | 0.04 | 3573.89 | 3573.98 | 3574.03 | 3574.06 | 3574.05
WT | 568.81 | 568.81 | 568.81 | 568.84 | 929.51 | 929.5
IGCC | 0 | 0 | 0 | 0 | 0 | 0
DemandResponse | 0 | 0 | 0 | 0 | 0 | 0
IGCC-CCS | 0 | 0 | 0 | 0 | 0 | 0
WT_off | 0 | 0 | 0 | 0 | 0 | 0
PseudoUnit | 0 | 0 | 0 | 0 | 0 | 0
FixedInterchange | 0 | 0 | 0 | 0 | 0 | 0
Total Generation by Reporting Type: HQ_IESO
ReportingType | 2015 | 2020 | 2025 | 2030 | 2035 | 2040
BM | 0 | 0 | 0 | 0 | 0 | 0
CC | 0 | 0 | 0 | 0 | 0 | 0
CSP | 0 | 0 | 0 | 0 | 0 | 0
CT | 0 | 0 | 0 | 0 | 0 | 0
Coal | 0 | 0 | 0 | 0 | 0 | 0
Geo | 0 | 0 | 0 | 0 | 0 | 0
H | 0 | 0 | 0 | 0 | 0 | 0
LFG | 0 | 0 | 0 | 0 | 0 | 0
Nuc | 0.01 | 0.01 | 0.01 | 0.03 | 0.1 | 0.45
PS | 0 | 0 | 0 | 0 | 0 | 0
PV | 0 | 0 | 0 | 0 | 0 | 0
PeakG | 0 | 0 | 0 | 0 | 0 | 0
PeakO | 0 | 0 | 0 | 0 | 0 | 0
ST | 0 | 0 | 0 | 0 | 0 | 0
STOG | 0 | 0 | 0 | 0 | 0 | 0
STWD | 0 | 0 | 0 | 0 | 0 | 0
WT | 0 | 0 | 0 | 0 | 0 | 0
IGCC | 0 | 0 | 0 | 0 | 0 | 0
DemandResponse | 0 | 0 | 0 | 0 | 0 | 0
IGCC-CCS | 0 | 0 | 0 | 0 | 0 | 0
WT_off | 0 | 0 | 0 | 0 | 0 | 0
PseudoUnit | 0 | 0.01 | 0.01 | 0.05 | 0.3 | 1.19
FixedInterchange | 2336 | 2335.99 | 2335.98 | 2335.99 | 2335.99 | 2335.99
Total Generation by Reporting Type: HQ_NEISO
ReportingType | 2015 | 2020 | 2025 | 2030 | 2035 | 2040
BM | 0 | 0 | 0 | 0 | 0 | 0
CC | 0 | 0 | 0 | 0 | 0 | 0
CSP | 0 | 0 | 0 | 0 | 0 | 0
CT | 0 | 0 | 0 | 0 | 0 | 0
Coal | 0 | 0 | 0 | 0 | 0 | 0
Geo | 0 | 0 | 0 | 0 | 0 | 0
H | 0 | 0 | 0 | 0 | 0 | 0
LFG | 0 | 0 | 0 | 0 | 0 | 0
Nuc | 0.01 | 0.02 | 0.02 | 0.06 | 0.38 | 0.58
PS | 0 | 0 | 0 | 0 | 0 | 0
PV | 0 | 0 | 0 | 0 | 0 | 0
PeakG | 0 | 0 | 0 | 0 | 0 | 0
PeakO | 0 | 0 | 0 | 0 | 0 | 0
ST | 0 | 0 | 0 | 0 | 0 | 0
STOG | 0 | 0 | 0 | 0 | 0 | 0
STWD | 0 | 0 | 0 | 0 | 0 | 0
WT | 0 | 0 | 0 | 0 | 0 | 0
IGCC | 0 | 0 | 0 | 0 | 0 | 0
DemandResponse | 0 | 0 | 0 | 0 | 0 | 0
IGCC-CCS | 0 | 0 | 0 | 0 | 0 | 0
WT_off | 0 | 0 | 0 | 0 | 0 | 0
PseudoUnit | 0 | 0.02 | 0.03 | 0.08 | 0.64 | 1488.43
FixedInterchange | 19184.39 | 19184.39 | 19184.39 | 19184.39 | 19184.39 | 19184.39
Total Generation by Reporting Type: HQ_NY
ReportingType | 2015 | 2020 | 2025 | 2030 | 2035 | 2040
BM | 0 | 0 | 0 | 0 | 0 | 0
CC | 0 | 0 | 0 | 0 | 0 | 0
CSP | 0 | 0 | 0 | 0 | 0 | 0
CT | 0 | 0 | 0 | 0 | 0 | 0
Coal | 0 | 0 | 0 | 0 | 0 | 0
Geo | 0 | 0 | 0 | 0 | 0 | 0
H | 0 | 0 | 0 | 0 | 0 | 0
LFG | 0 | 0 | 0 | 0 | 0 | 0
Nuc | 0.01 | 0.02 | 0.03 | 0.06 | 0.37 | 0.58
PS | 0 | 0 | 0 | 0 | 0 | 0
PV | 0 | 0 | 0 | 0 | 0 | 0
PeakG | 0 | 0 | 0 | 0 | 0 | 0
PeakO | 0 | 0 | 0 | 0 | 0 | 0
ST | 0 | 0 | 0 | 0 | 0 | 0
STOG | 0 | 0 | 0 | 0 | 0 | 0
STWD | 0 | 0 | 0 | 0 | 0 | 0
WT | 0 | 0 | 0 | 0 | 0 | 0
IGCC | 0 | 0 | 0 | 0 | 0 | 0
DemandResponse | 0 | 0 | 0 | 0 | 0 | 0
IGCC-CCS | 0 | 0 | 0 | 0 | 0 | 0
WT_off | 0 | 0 | 0 | 0 | 0 | 0
PseudoUnit | 0 | 0.03 | 0.07 | 0.22 | 14569.98 | 14570.07
FixedInterchange | 5840 | 5840 | 5839.99 | 5839.99 | 5839.99 | 5839.99
Total Generation by Reporting Type: MARITIMES
ReportingType | 2015 | 2020 | 2025 | 2030 | 2035 | 2040
BM | 0 | 0 | 0 | 0 | 0 | 0
CC | 0 | 0 | 0 | 0 | 0 | 0
CSP | 0 | 0 | 0 | 0 | 0 | 0
CT | 0 | 0 | 0 | 0 | 0 | 0
Coal | 0 | 0 | 0 | 0 | 0 | 0
Geo | 0 | 0 | 0 | 0 | 0 | 0
H | 0 | 0 | 0 | 0 | 0 | 0
LFG | 0 | 0 | 0 | 0 | 0 | 0
Nuc | 0.01 | 0.02 | 0.02 | 0.06 | 0.38 | 0.58
PS | 0 | 0 | 0 | 0 | 0 | 0
PV | 0 | 0 | 0 | 0 | 0 | 0
PeakG | 0 | 0 | 0 | 0 | 0 | 0
PeakO | 0 | 0 | 0 | 0 | 0 | 0
ST | 0 | 0 | 0 | 0 | 0 | 0
STOG | 0 | 0 | 0 | 0 | 0 | 0
STWD | 0 | 0 | 0 | 0 | 0 | 0
WT | 0 | 0 | 0 | 0 | 0 | 0
IGCC | 0 | 0 | 0 | 0 | 0 | 0
DemandResponse | 0 | 0 | 0 | 0 | 0 | 0
IGCC-CCS | 0 | 0 | 0 | 0 | 0 | 0
WT_off | 0 | 0 | 0 | 0 | 0 | 0
PseudoUnit | 0 | 0.03 | 0.03 | 0.08 | 0.66 | 2480.69
FixedInterchange | 8760 | 8759.99 | 8759.99 | 8759.99 | 8759.99 | 8759.99
Total Generation by Reporting Type: All
ReportingType | 2015 | 2020 | 2025 | 2030 | 2035 | 2040
BM | 2212.45 | 6008.59 | 9713.8 | 12396.25 | 196679.76 | 414414
CC | 1613088.67 | 1856204.88 | 1773219.21 | 1260306.68 | 669876.15 | 304375.33
CSP | 0 | 0 | 0 | 0 | 0 | 0
CT | 530.73 | 802.9 | 989.89 | 338.4 | 3.35 | 0.6
Coal | 1101431.33 | 495665.49 | 63966.44 | 34827.51 | 70193.29 | 71114.28
Geo | 20458.52 | 37726.8 | 74584.89 | 74584.89 | 74585.01 | 74584.98
H | 430354.22 | 438128.19 | 450134.15 | 467422.06 | 473734.03 | 473734.33
LFG | 32605.5 | 48003.05 | 65426.5 | 71134.84 | 71134.92 | 71135.67
Nuc | 913193.68 | 943694.05 | 1049207.61 | 1321572.29 | 1504038.18 | 1737937.42
PS | 6559.62 | 6362.3 | 10240.13 | 8808.99 | 6303.87 | 40292.57
PV | 1433.88 | 5073.25 | 6648.72 | 6954.39 | 6950.76 | 7066.11
PeakG | 2941.94 | 3752.04 | 4062.51 | 3241.78 | 1660.36 | 903.85
PeakO | 0.17 | 0.18 | 0.2 | 0.2 | 0.21 | 0.23
ST | 2659.82 | 5425.07 | 6223.7 | 6632.98 | 16907.87 | 19835.85
STOG | 8578.13 | 7686.73 | 5517.79 | 3839.87 | 1440.9 | 634.62
STWD | 13091.69 | 15738.34 | 17680.89 | 24073.81 | 33228.28 | 29112.58
WT | 178094.33 | 569586.73 | 933395.84 | 1224531.86 | 1356924.87 | 1387033.53
IGCC | 4427.34 | 4428.77 | 643.51 | 1.23 | 0.81 | 0.69
DemandResponse | 0.02 | 0.03 | 0.04 | 0.05 | 0.07 | 0.09
IGCC-CCS | 0 | 1.39 | 2.34 | 2.96 | 5.3 | 5.31
WT_off | 1870.15 | 1870.45 | 5861.54 | 5861.91 | 5862.29 | 5862.51
PseudoUnit | 0 | 0.08 | 0.14 | 0.44 | 14571.58 | 18540.38
FixedInterchange | 36120.38 | 36120.37 | 36120.36 | 36120.36 | 36120.36 | 36120.36
Total Generation by Reporting Type: EI_US
ReportingType | 2015 | 2020 | 2025 | 2030 | 2035 | 2040
BM | 2109.4 | 5795.73 | 9268.24 | 10922.37 | 159143.03 | 377943.6
CC | 1094018.33 | 1327038.11 | 1264876.3 | 894823.01 | 512775.47 | 195227.58
CSP | 0 | 0 | 0 | 0 | 0 | 0
CT | 530.54 | 800.37 | 988.12 | 330.07 | 3.24 | 0.5
Coal | 866235.53 | 305839.64 | 41223.29 | 25672.02 | 58576.38 | 60557.86
Geo | 354.6 | 354.6 | 354.6 | 354.59 | 354.6 | 354.59
H | 108753.33 | 112450.67 | 115687.46 | 118545.69 | 122217.24 | 122217.43
LFG | 27263.32 | 35298.67 | 45823.85 | 51528.07 | 51528.12 | 51528.75
Nuc | 697700.13 | 728199.57 | 772245.88 | 909918.12 | 949577.16 | 1106387.14
PS | 6436.26 | 6067.93 | 10108.62 | 8513.64 | 5965.23 | 39656.91
PV | 410.68 | 4050.04 | 5625.51 | 5931.12 | 5954.01 | 6070.42
PeakG | 2937.55 | 3745.29 | 4062.18 | 3201.82 | 1619.36 | 855.4
PeakO | 0.13 | 0.14 | 0.16 | 0.16 | 0.17 | 0.19
ST | 0 | 0 | 0 | 0 | 0 | 0
STOG | 5735.21 | 3912.66 | 3998.51 | 2983.43 | 1392.27 | 612
STWD | 8055.81 | 6804.04 | 6559.12 | 11184.06 | 19415.79 | 15517.42
WT | 106486.45 | 444845.39 | 717281.49 | 957457.54 | 1068137.9 | 1089871.72
IGCC | 4427.34 | 4428.63 | 643.38 | 1.15 | 0.76 | 0.65
DemandResponse | 0.02 | 0.02 | 0.03 | 0.04 | 0.05 | 0.06
IGCC-CCS | 0 | 1.22 | 1.89 | 2.39 | 4.34 | 4.37
WT_off | 1870.14 | 1870.41 | 5861.43 | 5861.73 | 5862.03 | 5862.13
PseudoUnit | 0 | 0.07 | 0.13 | 0.39 | 14571.28 | 18539.19
FixedInterchange | 33784.39 | 33784.38 | 33784.38 | 33784.38 | 33784.37 | 33784.37
Total Generation by Reporting Type: EI_Canada
ReportingType | 2015 | 2020 | 2025 | 2030 | 2035 | 2040
BM | 0.02 | 1.02 | 5.61 | 103.35 | 262 | 1495.23
CC | 2841.86 | 749.97 | 94.33 | 0.17 | 0.12 | 0.11
CSP | 0 | 0 | 0 | 0 | 0 | 0
CT | 0.03 | 0.03 | 0.02 | 0.01 | 0.01 | 0.01
Coal | 0.3 | 0.25 | 0.13 | 0.08 | 0.06 | 0.05
Geo | 0 | 0 | 0 | 0 | 0 | 0
H | 87709.44 | 91786.04 | 100555.13 | 114984.64 | 116533.4 | 116533.39
LFG | 926.36 | 926.35 | 926.34 | 930.28 | 930.29 | 930.29
Nuc | 101402.32 | 101402.32 | 101402.33 | 101402.4 | 93379.64 | 81384.19
PS | 50.47 | 50.49 | 50.55 | 50.48 | 87.36 | 284.49
PV | 78.84 | 78.83 | 78.83 | 78.83 | 78.83 | 78.83
PeakG | 4.14 | 0.05 | 0.03 | 0.02 | 0.01 | 0.01
PeakO | 0.01 | 0.01 | 0.01 | 0.01 | 0.01 | 0.01
ST | 0 | 0 | 0 | 0 | 0 | 0
STOG | 0.04 | 0.03 | 0.02 | 0.01 | 0.01 | 0.01
STWD | 26.28 | 9.68 | 20.92 | 51.35 | 973.96 | 756.7
WT | 9925.79 | 9925.77 | 9925.75 | 9925.76 | 9168.55 | 9168.51
IGCC | 0 | 0 | 0 | 0 | 0 | 0
DemandResponse | 0 | 0 | 0 | 0 | 0 | 0.01
IGCC-CCS | 0 | 0 | 0 | 0 | 0 | 0
WT_off | 0 | 0.01 | 0.01 | 0.03 | 0.06 | 0.1
PseudoUnit | 0 | 0.01 | 0.01 | 0.05 | 0.3 | 1.19
FixedInterchange | 2336 | 2335.99 | 2335.98 | 2335.99 | 2335.99 | 2335.99
Total Generation by Reporting Type: EI
ReportingType | 2015 | 2020 | 2025 | 2030 | 2035 | 2040
BM | 2109.42 | 5796.75 | 9273.85 | 11025.71 | 159405.03 | 379438.83
CC | 1096860.2 | 1327788.08 | 1264970.64 | 894823.19 | 512775.6 | 195227.69
CSP | 0 | 0 | 0 | 0 | 0 | 0
CT | 530.57 | 800.39 | 988.13 | 330.08 | 3.25 | 0.51
Coal | 866235.83 | 305839.9 | 41223.42 | 25672.1 | 58576.44 | 60557.92
Geo | 354.6 | 354.6 | 354.6 | 354.59 | 354.6 | 354.59
H | 196462.77 | 204236.7 | 216242.59 | 233530.34 | 238750.64 | 238750.83
LFG | 28189.68 | 36225.02 | 46750.19 | 52458.35 | 52458.41 | 52459.04
Nuc | 799102.45 | 829601.89 | 873648.21 | 1011320.52 | 1042956.8 | 1187771.33
PS | 6486.73 | 6118.42 | 10159.17 | 8564.12 | 6052.58 | 39941.4
PV | 489.52 | 4128.87 | 5704.34 | 6009.95 | 6032.84 | 6149.25
PeakG | 2941.69 | 3745.34 | 4062.21 | 3201.84 | 1619.37 | 855.41
PeakO | 0.14 | 0.15 | 0.16 | 0.17 | 0.18 | 0.19
ST | 0 | 0 | 0 | 0 | 0 | 0
STOG | 5735.25 | 3912.69 | 3998.53 | 2983.44 | 1392.28 | 612.01
STWD | 8082.09 | 6813.72 | 6580.04 | 11235.41 | 20389.74 | 16274.13
WT | 116412.24 | 454771.16 | 727207.25 | 967383.3 | 1077306.45 | 1099040.24
IGCC | 4427.34 | 4428.63 | 643.38 | 1.15 | 0.76 | 0.65
DemandResponse | 0.02 | 0.02 | 0.03 | 0.04 | 0.05 | 0.07
IGCC-CCS | 0 | 1.22 | 1.89 | 2.39 | 4.34 | 4.37
WT_off | 1870.14 | 1870.42 | 5861.44 | 5861.76 | 5862.09 | 5862.24
PseudoUnit | 0 | 0.08 | 0.14 | 0.44 | 14571.58 | 18540.38
FixedInterchange | 36120.38 | 36120.37 | 36120.36 | 36120.36 | 36120.36 | 36120.36
Total Generation by Reporting Type: Outside_EI
ReportingType | 2015 | 2020 | 2025 | 2030 | 2035 | 2040
BM | 103.03 | 211.84 | 439.95 | 1370.54 | 37274.73 | 34975.17
CC | 516228.48 | 528416.8 | 508248.57 | 365483.5 | 157100.56 | 109147.64
CSP | 0 | 0 | 0 | 0 | 0 | 0
CT | 0.16 | 2.5 | 1.75 | 8.32 | 0.1 | 0.09
Coal | 235195.49 | 189825.6 | 22743.02 | 9155.41 | 11616.85 | 10556.36
Geo | 20103.92 | 37372.2 | 74230.3 | 74230.3 | 74230.42 | 74230.39
H | 233891.46 | 233891.49 | 233891.56 | 233891.73 | 234983.38 | 234983.5
LFG | 4415.82 | 11778.03 | 18676.32 | 18676.49 | 18676.51 | 18676.63
Nuc | 114091.23 | 114092.16 | 175559.4 | 310251.77 | 461081.38 | 550166.09
PS | 72.89 | 243.89 | 80.96 | 244.87 | 251.29 | 351.17
PV | 944.36 | 944.38 | 944.38 | 944.44 | 917.92 | 916.86
PeakG | 0.25 | 6.7 | 0.31 | 39.94 | 40.99 | 48.44
PeakO | 0.03 | 0.03 | 0.03 | 0.04 | 0.04 | 0.04
ST | 2659.82 | 5425.07 | 6223.7 | 6632.98 | 16907.87 | 19835.85
STOG | 2842.88 | 3774.04 | 1519.27 | 856.43 | 48.62 | 22.61
STWD | 5009.6 | 8924.62 | 11100.85 | 12838.4 | 12838.53 | 12838.45
WT | 61682.1 | 114815.57 | 206188.6 | 257148.56 | 279618.42 | 287993.29
IGCC | 0 | 0.14 | 0.13 | 0.07 | 0.05 | 0.04
DemandResponse | 0.01 | 0.01 | 0.01 | 0.01 | 0.02 | 0.02
IGCC-CCS | 0 | 0.18 | 0.45 | 0.57 | 0.96 | 0.94
WT_off | 0 | 0.04 | 0.09 | 0.15 | 0.2 | 0.28
PseudoUnit | 0 | 0 | 0 | 0 | 0 | 0
FixedInterchange | 0 | 0 | 0 | 0 | 0 | 0
#2 | 0.14: Energy Demand (TWh)
Energy Demand by Pool & Region:
Pool/Region | 2015 | 2020 | 2025 | 2030 | 2035 | 2040
ENT | 172.01 | 166.72 | 164.87 | 154.83 | 147.08 | 153.28
FRCC | 249.9 | 246.95 | 261.68 | 262.85 | 254.12 | 272.54
MAPP_US | 27.8 | 29.67 | 29.34 | 30.49 | 30.71 | 30.94
MISO_IN | 95.92 | 93.96 | 102.23 | 102.41 | 97.12 | 103.4
MISO_MI | 96.18 | 92.36 | 98.36 | 99.42 | 98.94 | 102.18
MISO_MO-IL | 91.24 | 95.36 | 100.15 | 101.04 | 97.43 | 102.52
MISO_W | 132.19 | 133.55 | 149.07 | 151.78 | 143.46 | 145.37
MISO_WUMS | 63.65 | 67.23 | 67.89 | 70.17 | 66.93 | 68.95
NE | 32.14 | 33.88 | 31.51 | 33.18 | 36.11 | 36.57
NEISO | 131.56 | 120.89 | 118.42 | 115.69 | 119.22 | 114.99
NonRTO_Midwest | 61.61 | 62.52 | 64.21 | 59.16 | 60.85 | 63.8
NYISO_A-F | 56.54 | 61.14 | 61.61 | 63.5 | 59.89 | 59.47
NYISO_G-I | 17.48 | 18.43 | 18.84 | 18.49 | 18.66 | 18.78
NYISO_J-K | 65.99 | 70.44 | 71.92 | 72.55 | 71.94 | 72.48
PJM_E | 126.8 | 116.79 | 115.89 | 117.66 | 118.4 | 120.37
PJM_ROM | 141.96 | 146.24 | 145.6 | 148.64 | 149.37 | 154.3
PJM_ROR | 504.35 | 506.61 | 479.59 | 485 | 480.99 | 484.92
SOCO | 249.13 | 271.65 | 273.18 | 275.13 | 272.36 | 268.1
SPP_N | 78.19 | 82.84 | 77.79 | 84.27 | 90 | 91.71
SPP_S | 164.74 | 179.59 | 178.81 | 177.83 | 177.75 | 179.28
TVA | 170.3 | 173.85 | 169.73 | 166.85 | 177.18 | 173.69
TVA_Transmission | 0 | 0 | 0 | 0 | 0 | 0
VACAR | 254.06 | 268.12 | 273.98 | 275.07 | 271.2 | 280.28
IESO | 130.96 | 124.35 | 122.73 | 128.04 | 123.12 | 123.05
MAPP_CA | 49.66 | 51.49 | 51.1 | 53.6 | 51.82 | 52.08
AZ_NM_SNV_Coal | 129.25 | 143.68 | 147.16 | 148.73 | 156.05 | 156.04
AZ_NM_SNV_Gas | 0 | 0 | 0 | 0 | 0 | 0
AZ_NM_SNV_NucRenew | 0 | 0 | 0 | 0 | 0 | 0
ERCOT | 332.03 | 337.84 | 338.59 | 335.51 | 335.42 | 338.37
NP15 | 114.4 | 120.06 | 123.39 | 132 | 135.32 | 142.81
NWPP_Coal | 233.89 | 249.41 | 256.67 | 260.9 | 260.9 | 282.34
NWPP_Gas | 0 | 0 | 0 | 0 | 0 | 0
NWPP_NucRenew | 0 | 0 | 0 | 0 | 0 | 0
RMPA | 71.93 | 78.56 | 73.13 | 79.65 | 79.65 | 81.28
SP15 | 189.14 | 200.53 | 201.81 | 206.47 | 211.66 | 223.37
ALB | 63.97 | 66.3 | 67.87 | 73.44 | 73.24 | 75.91
BC | 61.93 | 62.79 | 62.87 | 66.55 | 64.92 | 65.83
HQ_IESO | 0 | 0 | 0 | 0 | 0 | 0
HQ_NEISO | 0 | 0 | 0 | 0 | 0 | 0
HQ_NY | 0 | 0 | 0 | 0 | 0 | 0
MARITIMES | 0 | 0 | 0 | 0 | 0 | 0
All | 4360.9 | 4473.79 | 4499.98 | 4550.9 | 4531.81 | 4638.98
EI_US | 2983.74 | 3038.79 | 3054.67 | 3066.02 | 3039.7 | 3097.9
EI_Canada | 180.62 | 175.84 | 173.83 | 181.64 | 174.95 | 175.12
EI | 3164.36 | 3214.63 | 3228.5 | 3247.66 | 3214.65 | 3273.03
Outside_EI | 1196.54 | 1259.16 | 1271.49 | 1303.24 | 1317.16 | 1365.95
#3 | 0.14: Generation Minus Energy (TWh)
Generation Minus Energy by Pool & Region:
Pool/Region | 2015 | 2020 | 2025 | 2030 | 2035 | 2040
ENT | 3.27 | -28.15 | -54.37 | -56.36 | -75.34 | -42.94
FRCC | -0.71 | -0.91 | -0.61 | -0.22 | 0.6 | -12.38
MAPP_US | 1.34 | 5.07 | 6.02 | 5.25 | 5.03 | 4.77
MISO_IN | -17.94 | 77.49 | 35.95 | 86.8 | 65.6 | 39.46
MISO_MI | -18.79 | -46.48 | -51.73 | -62.1 | -65.08 | -52.93
MISO_MO-IL | 10.37 | -45.38 | -52.59 | -36.84 | -32.44 | -36.85
MISO_W | 2.06 | -45.95 | 63.06 | 97.94 | 90.32 | 98.09
MISO_WUMS | 29.39 | 20.91 | 8.54 | 6.17 | -9.91 | -27.79
NE | 11.01 | 39.65 | 39.93 | 38.49 | 44.19 | 38.56
NEISO | -24.27 | -23.77 | -19.87 | -20.35 | -10.24 | -13.87
NonRTO_Midwest | -0.54 | -0.87 | -15.3 | -11.84 | -5.02 | -4.35
NYISO_A-F | 15.98 | 15.26 | 15.46 | 30.13 | 24.51 | 20.15
NYISO_G-I | 2.23 | 5.8 | 6.1 | 2.83 | -1.76 | 8.52
NYISO_J-K | -41.41 | -43.97 | -45.35 | -53.24 | -55.56 | -62.82
PJM_E | -4.26 | 8.81 | 15.19 | 0.33 | -25.47 | -53.61
PJM_ROM | -61.84 | -62.4 | -58.93 | -70.19 | -44.11 | -2.47
PJM_ROR | 65.13 | 37.82 | -15.11 | -68.27 | -106.25 | -123.55
SOCO | -2.88 | -3.75 | -23.41 | -49.38 | -15.87 | 11.03
SPP_N | -3.5 | 47.74 | 112.25 | 132.83 | 175.93 | 167.1
SPP_S | -11.83 | -2.23 | -7.61 | -7.65 | -10.31 | 6.85
TVA | -1.35 | 2.41 | -2.56 | -8.14 | -25.08 | -7.96
TVA_Transmission | 0 | 0 | 0 | 0 | 0 | 0
VACAR | -1.88 | -4.37 | -5.11 | -14.98 | -0.91 | 21.76
IESO | 27.4 | 33.04 | 34.52 | 29.25 | 28.81 | 18.1
MAPP_CA | -5.05 | -3.95 | 4.71 | 16.64 | 17.66 | 17.41
AZ_NM_SNV_Coal | -77.38 | -96.26 | -136.4 | -148.4 | -154.14 | -155.09
AZ_NM_SNV_Gas | 69.13 | 56.3 | 81.86 | 45.3 | 16.09 | 12.57
AZ_NM_SNV_NucRenew | 42.13 | 75.3 | 88.73 | 122.83 | 173.61 | 177.35
ERCOT | 0.02 | -5.12 | -5.87 | -6.09 | -6.02 | -6.34
NP15 | 6.95 | 15.85 | 12.57 | 22.04 | 30.46 | 25.88
NWPP_Coal | -181.49 | -210.85 | -255.38 | -259.62 | -259.62 | -281.05
NWPP_Gas | 50.58 | 67.56 | 67.57 | 39.41 | 8.71 | 7.68
NWPP_NucRenew | 162.47 | 162.56 | 172.19 | 221.54 | 248.44 | 267.08
RMPA | 0 | -2.94 | -2.63 | -3.96 | -3.85 | -3.39
SP15 | -64.94 | -65.77 | -34.24 | -44.58 | -68.65 | -58.92
ALB | -1.58 | -3.59 | -0.55 | -0.86 | 0.49 | -0.89
BC | -5.19 | -2.48 | 0.53 | 0.92 | 2.9 | 3.91
HQ_IESO | 2.34 | 2.34 | 2.34 | 2.34 | 2.34 | 2.34
HQ_NEISO | 19.18 | 19.18 | 19.18 | 19.18 | 19.19 | 20.67
HQ_NY | 5.84 | 5.84 | 5.84 | 5.84 | 20.41 | 20.41
MARITIMES | 8.76 | 8.76 | 8.76 | 8.76 | 8.76 | 11.24
All | 8.75 | 8.49 | 13.66 | 11.75 | 8.41 | 53.73
EI_US | -16.63 | -13.5 | -16.27 | -25.01 | -28.82 | 27.09
EI_Canada | 24.68 | 31.43 | 41.56 | 48.22 | 48.8 | 37.85
EI | 8.05 | 17.93 | 25.29 | 23.21 | 19.98 | 64.93
Outside_EI | 0.7 | -9.44 | -11.64 | -11.47 | -11.58 | -11.21
#4 | 0.14: Fuel Use (TBtu)
Total Fuel Consumption by Reporting Type: Entergy
ReportingType | 2015 | 2020 | 2025 | 2030 | 2035 | 2040
BM | 0 | 0 | 0 | 0 | 0 | 713.82
CC | 496.02 | 595.32 | 439.86 | 353.48 | 152.84 | 94.4
CSP | 0 | 0 | 0 | 0 | 0 | 0
CT | 0 | 0 | 0 | 0 | 0 | 0
Coal | 608.11 | 60.33 | 4.71 | 0.01 | 0.01 | 0
Geo | 0 | 0 | 0 | 0 | 0 | 0
H | 0 | 0 | 0 | 0 | 0 | 0
LFG | 0 | 0 | 11.53 | 11.56 | 11.56 | 11.56
Nuc | 464.87 | 464.87 | 464.87 | 464.87 | 392.68 | 307.21
PS | 0 | 0 | 0 | 0 | 0 | 0
PV | 0 | 0 | 0 | 0 | 0 | 0
PeakG | 0 | 0 | 0 | 0 | 0 | 0
PeakO | 0 | 0 | 0 | 0 | 0 | 0
ST | 0 | 0 | 0 | 0 | 0 | 0
STOG | 4.59 | 3.83 | 5.72 | 0 | 0 | 0
STWD | 0.51 | 1 | 1.06 | 5.96 | 18.94 | 14.71
WT | 0 | 0 | 0 | 0 | 0.01 | 0.01
IGCC | 0 | 0 | 0 | 0 | 0 | 0
DemandResponse | 0 | 0 | 0 | 0 | 0 | 0
IGCC-CCS | 0 | 0 | 0 | 0 | 0 | 0
WT_off | 0 | 0 | 0 | 0 | 0 | 0
PseudoUnit | 0 | 0 | 0 | 0 | 0 | 0
FixedInterchange | 0 | 0 | 0 | 0 | 0 | 0
Total Fuel Consumption by Reporting Type: FRCC
ReportingType | 2015 | 2020 | 2025 | 2030 | 2035 | 2040
BM | 0 | 0 | 0 | 0 | 0.02 | 135.47
CC | 1298.21 | 1355.25 | 1336.42 | 594.02 | 296.51 | 172.55
CSP | 0 | 0 | 0 | 0 | 0 | 0
CT | 5.43 | 8.2 | 10.26 | 3.44 | 0 | 0
Coal | 180.71 | 62.76 | 10.11 | 13.59 | 41.59 | 48.64
Geo | 0 | 0 | 0 | 0 | 0 | 0
H | 0 | 0 | 0 | 0 | 0 | 0
LFG | 0 | 0.01 | 21.31 | 21.31 | 21.31 | 21.31
Nuc | 352.09 | 352.09 | 558.12 | 1690.62 | 2064.89 | 2215.38
PS | 0 | 0 | 0 | 0 | 0 | 0
PV | 0 | 0 | 0 | 0 | 0 | 0
PeakG | 4.36 | 6.92 | 6.8 | 0.27 | 0.42 | 0.32
PeakO | 0 | 0 | 0 | 0 | 0 | 0
ST | 0 | 0 | 0 | 0 | 0 | 0
STOG | 0.01 | 0.01 | 0 | 0 | 0 | 0
STWD | 1.49 | 2.48 | 15.44 | 15.45 | 15.45 | 9.54
WT | 0 | 0 | 0 | 0 | 0 | 0
IGCC | 0 | 0 | 0 | 0 | 0 | 0
DemandResponse | 0 | 0 | 0 | 0 | 0 | 0
IGCC-CCS | 0 | 0 | 0 | 0 | 0 | 0
WT_off | 0 | 0 | 0 | 0 | 0 | 0
PseudoUnit | 0 | 0 | 0 | 0 | 0 | 0
FixedInterchange | 0 | 0 | 0 | 0 | 0 | 0
Total Fuel Consumption by Reporting Type: MAPP_US
ReportingType | 2015 | 2020 | 2025 | 2030 | 2035 | 2040
BM | 0 | 0 | 0 | 0 | 0 | 0
CC | 10.65 | 1.48 | 1.38 | 0.81 | 0.8 | 0.47
CSP | 0 | 0 | 0 | 0 | 0 | 0
CT | 0 | 0 | 0 | 0 | 0 | 0
Coal | 118.4 | 39.45 | 1.22 | 0 | 0 | 0
Geo | 0 | 0 | 0 | 0 | 0 | 0
H | 0 | 0 | 0 | 0 | 0 | 0
LFG | 0 | 0 | 0 | 7.71 | 7.71 | 7.71
Nuc | 0 | 0 | 0 | 0.01 | 0.03 | 0.04
PS | 0 | 0 | 0 | 0 | 0 | 0
PV | 0 | 0 | 0 | 0 | 0 | 0
PeakG | 0.75 | 0.68 | 0.15 | 0.32 | 0.32 | 0.37
PeakO | 0 | 0 | 0 | 0 | 0 | 0
ST | 0 | 0 | 0 | 0 | 0 | 0
STOG | 0 | 0 | 0 | 0 | 0 | 0
STWD | 0 | 0 | 0 | 0 | 0 | 0
WT | 0.01 | 0.02 | 0.02 | 0.02 | 0.02 | 0.02
IGCC | 0 | 0 | 0 | 0 | 0 | 0
DemandResponse | 0 | 0 | 0 | 0 | 0 | 0
IGCC-CCS | 0 | 0 | 0 | 0 | 0 | 0
WT_off | 0 | 0 | 0 | 0 | 0 | 0
PseudoUnit | 0 | 0 | 0 | 0 | 0 | 0
FixedInterchange | 0 | 0 | 0 | 0 | 0 | 0
Total Fuel Consumption by Reporting Type: MISO_IN
ReportingType | 2015 | 2020 | 2025 | 2030 | 2035 | 2040
BM | 0 | 0 | 0 | 0 | 0 | 0.02
CC | 53.3 | 796.73 | 803.17 | 458.91 | 251.28 | 126.78
CSP | 0 | 0 | 0 | 0 | 0 | 0
CT | 0 | 0 | 0 | 0 | 0 | 0
Coal | 632.09 | 344.67 | 39.12 | 33.41 | 127.42 | 132.72
Geo | 0 | 0 | 0 | 0 | 0 | 0
H | 0 | 0 | 0 | 0 | 0 | 0
LFG | 0 | 0 | 8.62 | 8.62 | 8.62 | 8.62
Nuc | 0 | 0 | 0.01 | 0.01 | 0.08 | 0.06
PS | 0 | 0 | 0 | 0 | 0 | 0
PV | 0 | 0 | 0 | 0 | 0 | 0
PeakG | 0 | 0 | 0 | 0 | 0 | 0
PeakO | 0 | 0 | 0 | 0 | 0 | 0
ST | 0 | 0 | 0 | 0 | 0 | 0
STOG | 0.34 | 0.34 | 0.34 | 0 | 0 | 0
STWD | 0 | 0 | 0 | 0 | 0 | 0
WT | 0 | 0 | 0 | 0.11 | 0.11 | 0.11
IGCC | 40.45 | 40.45 | 5.87 | 0 | 0 | 0
DemandResponse | 0 | 0 | 0 | 0 | 0 | 0
IGCC-CCS | 0 | 0 | 0 | 0 | 0 | 0
WT_off | 0 | 0 | 0 | 0 | 0 | 0
PseudoUnit | 0 | 0 | 0 | 0 | 0 | 0
FixedInterchange | 0 | 0 | 0 | 0 | 0 | 0
Total Fuel Consumption by Reporting Type: MISO_MI
ReportingType | 2015 | 2020 | 2025 | 2030 | 2035 | 2040
BM | 0 | 0 | 0 | 0 | 0.01 | 178.94
CC | 165.83 | 144.47 | 143.55 | 76.13 | 76.17 | 17.48
CSP | 0 | 0 | 0 | 0 | 0 | 0
CT | 0 | 0 | 0 | 0 | 0 | 0
Coal | 285.79 | 0.12 | 0.07 | 0.04 | 0.07 | 0.07
Geo | 0 | 0 | 0 | 0 | 0 | 0
H | 0 | 0 | 0 | 0 | 0 | 0
LFG | 0 | 0 | 17.24 | 17.24 | 17.24 | 17.24
Nuc | 174.19 | 174.19 | 174.19 | 174.19 | 120.74 | 191.78
PS | 0 | 0 | 0 | 0 | 0 | 0
PV | 0 | 0 | 0 | 0 | 0 | 0
PeakG | 0.35 | 0 | 0 | 0 | 0 | 0
PeakO | 0 | 0 | 0 | 0 | 0 | 0
ST | 0 | 0 | 0 | 0 | 0 | 0
STOG | 3.38 | 1.8 | 1.01 | 0 | 0 | 0
STWD | 13.39 | 8.47 | 1.29 | 5.16 | 13.39 | 13.39
WT | 0.01 | 0.01 | 0.01 | 0.01 | 0.01 | 0.01
IGCC | 0 | 0 | 0 | 0 | 0 | 0
DemandResponse | 0 | 0 | 0 | 0 | 0 | 0
IGCC-CCS | 0 | 0 | 0 | 0 | 0 | 0
WT_off | 0 | 0 | 0 | 0 | 0 | 0
PseudoUnit | 0 | 0 | 0 | 0 | 0 | 0
FixedInterchange | 0 | 0 | 0 | 0 | 0 | 0
Total Fuel Consumption by Reporting Type: MISO_MO-IL
ReportingType | 2015 | 2020 | 2025 | 2030 | 2035 | 2040
BM | 0 | 0 | 0 | 0 | 0 | 0
CC | 31.91 | 27.32 | 22.95 | 7.12 | 4.44 | 2.49
CSP | 0 | 0 | 0 | 0 | 0 | 0
CT | 0 | 0 | 0 | 0 | 0 | 0
Coal | 750.28 | 221.65 | 27.55 | 7.85 | 23.03 | 23.03
Geo | 0 | 0 | 0 | 0 | 0 | 0
H | 0 | 0 | 0 | 0 | 0 | 0
LFG | 0 | 0 | 24.03 | 24.03 | 24.03 | 24.03
Nuc | 178.81 | 178.81 | 178.81 | 178.81 | 178.81 | 178.81
PS | 0 | 0 | 0 | 0 | 0 | 0
PV | 0 | 0 | 0 | 0 | 0 | 0
PeakG | 1.59 | 4.33 | 0.1 | 0.14 | 0 | 0
PeakO | 0 | 0 | 0 | 0 | 0 | 0
ST | 0 | 0 | 0 | 0 | 0 | 0
STOG | 0.22 | 0 | 0 | 0 | 0 | 0
STWD | 0 | 0 | 0 | 0 | 0 | 0
WT | 0 | 0 | 0.02 | 0.04 | 0.04 | 0.04
IGCC | 0 | 0 | 0 | 0 | 0 | 0
DemandResponse | 0 | 0 | 0 | 0 | 0 | 0
IGCC-CCS | 0 | 0 | 0 | 0 | 0 | 0
WT_off | 0 | 0 | 0 | 0 | 0 | 0
PseudoUnit | 0 | 0 | 0 | 0 | 0 | 0
FixedInterchange | 0 | 0 | 0 | 0 | 0 | 0
Total Fuel Consumption by Reporting Type: MISO_W
ReportingType | 2015 | 2020 | 2025 | 2030 | 2035 | 2040
BM | 0 | 0 | 0 | 0 | 0 | 0
CC | 79.88 | 70.92 | 22.75 | 14.28 | 13.61 | 7.46
CSP | 0 | 0 | 0 | 0 | 0 | 0
CT | 0 | 0 | 0 | 0 | 0 | 0
Coal | 755.87 | 285.53 | 35.45 | 20.66 | 28.88 | 28.88
Geo | 0 | 0 | 0 | 0 | 0 | 0
H | 0 | 0 | 0 | 0 | 0 | 0
LFG | 0 | 0 | 0 | 7.71 | 7.71 | 7.71
Nuc | 190.11 | 190.11 | 190.11 | 190.11 | 0.01 | 0.01
PS | 0 | 0 | 0 | 0 | 0 | 0
PV | 0 | 0 | 0 | 0 | 0 | 0
PeakG | 2.94 | 0.26 | 0 | 0 | 0 | 0
PeakO | 0 | 0 | 0 | 0 | 0 | 0
ST | 0 | 0 | 0 | 0 | 0 | 0
STOG | 0.01 | 0 | 0 | 0 | 0 | 0
STWD | 0.75 | 1.39 | 2.27 | 3.56 | 24.94 | 15.33
WT | 0.03 | 0.03 | 0.18 | 0.22 | 0.22 | 0.23
IGCC | 0 | 0 | 0 | 0 | 0 | 0
DemandResponse | 0 | 0 | 0 | 0 | 0 | 0
IGCC-CCS | 0 | 0 | 0 | 0 | 0 | 0
WT_off | 0 | 0 | 0 | 0 | 0 | 0
PseudoUnit | 0 | 0 | 0 | 0 | 0 | 0
FixedInterchange | 0 | 0 | 0 | 0 | 0 | 0
Total Fuel Consumption by Reporting Type: MISO_WUMS
ReportingType | 2015 | 2020 | 2025 | 2030 | 2035 | 2040
BM | 0 | 0 | 0 | 0 | 0.01 | 58.63
CC | 383.77 | 415.9 | 344.53 | 229.01 | 182.11 | 53.15
CSP | 0 | 0 | 0 | 0 | 0 | 0
CT | 0 | 0 | 0 | 0 | 0 | 0
Coal | 122.84 | 23.27 | 11 | 8.63 | 30 | 39.81
Geo | 0 | 0 | 0 | 0 | 0 | 0
H | 0 | 0 | 0 | 0 | 0 | 0
LFG | 0 | 0 | 5.26 | 24.03 | 24.03 | 24.03
Nuc | 150.68 | 150.68 | 150.68 | 150.68 | 0.02 | 0.02
PS | 0 | 0 | 0 | 0 | 0 | 0
PV | 0 | 0 | 0 | 0 | 0 | 0
PeakG | 0 | 0 | 0 | 0 | 0 | 0
PeakO | 0 | 0 | 0 | 0 | 0 | 0
ST | 0 | 0 | 0 | 0 | 0 | 0
STOG | 0 | 0 | 0 | 0 | 0 | 0
STWD | 0.56 | 0.51 | 0.51 | 1.38 | 9.7 | 7.54
WT | 0 | 0 | 0 | 0.02 | 0.02 | 0.02
IGCC | 0 | 0 | 0 | 0 | 0 | 0
DemandResponse | 0 | 0 | 0 | 0 | 0 | 0
IGCC-CCS | 0 | 0 | 0 | 0 | 0 | 0
WT_off | 0 | 0 | 0 | 0 | 0 | 0
PseudoUnit | 0 | 0 | 0 | 0 | 0 | 0
FixedInterchange | 0 | 0 | 0 | 0 | 0 | 0
Total Fuel Consumption by Reporting Type: Nebraska
ReportingType | 2015 | 2020 | 2025 | 2030 | 2035 | 2040
BM | 0 | 0 | 0 | 0 | 0 | 0
CC | 5.82 | 1.87 | 1.87 | 1.08 | 0.55 | 0.29
CSP | 0 | 0 | 0 | 0 | 0 | 0
CT | 0 | 0 | 0 | 0 | 0 | 0
Coal | 332.68 | 32.9 | 14.58 | 12.32 | 9.11 | 9.25
Geo | 0 | 0 | 0 | 0 | 0 | 0
H | 0 | 0 | 0 | 0 | 0 | 0
LFG | 0 | 0 | 0 | 7.71 | 7.71 | 7.71
Nuc | 104.28 | 104.28 | 104.28 | 104.28 | 0.02 | 0.01
PS | 0 | 0 | 0 | 0 | 0 | 0
PV | 0 | 0 | 0 | 0 | 0 | 0
PeakG | 0.84 | 0 | 0 | 0 | 0 | 0
PeakO | 0 | 0 | 0 | 0 | 0 | 0
ST | 0 | 0 | 0 | 0 | 0 | 0
STOG | 0.03 | 0 | 0 | 0 | 0 | 0
STWD | 0 | 0 | 0 | 0 | 0 | 0
WT | 0 | 0.06 | 0.06 | 0.06 | 0.08 | 0.07
IGCC | 0 | 0 | 0 | 0 | 0 | 0
DemandResponse | 0 | 0 | 0 | 0 | 0 | 0
IGCC-CCS | 0 | 0 | 0 | 0 | 0 | 0
WT_off | 0 | 0 | 0 | 0 | 0 | 0
PseudoUnit | 0 | 0 | 0 | 0 | 0 | 0
FixedInterchange | 0 | 0 | 0 | 0 | 0 | 0
Total Fuel Consumption by Reporting Type: NEISO
ReportingType | 2015 | 2020 | 2025 | 2030 | 2035 | 2040
BM | 24.48 | 15.52 | 5.64 | 24.47 | 24.48 | 24.48
CC | 305 | 201.28 | 168.89 | 123.83 | 37.25 | 21.27
CSP | 0 | 0 | 0 | 0 | 0 | 0
CT | 0.01 | 0.12 | 0.08 | 0 | 0 | 0
Coal | 0.7 | 0.01 | 0.01 | 0.01 | 0 | 0.01
Geo | 0 | 0 | 0 | 0 | 0 | 0
H | 0 | 0 | 0 | 0 | 0 | 0
LFG | 5.3 | 5.31 | 5.31 | 12.8 | 12.8 | 12.81
Nuc | 365.51 | 365.51 | 365.51 | 365.51 | 264.08 | 195.08
PS | 0 | 0 | 0 | 0 | 0 | 0
PV | 0 | 0 | 0 | 0 | 0 | 0
PeakG | 0.15 | 0.37 | 0.96 | 0.97 | 0 | 0.22
PeakO | 0 | 0 | 0 | 0 | 0 | 0
ST | 0 | 0 | 0 | 0 | 0 | 0
STOG | 0 | 0 | 0 | 0 | 0 | 0
STWD | 51.79 | 15.79 | 2.37 | 18.73 | 42.22 | 43.39
WT | 0 | 0.01 | 0.02 | 0.02 | 0.05 | 0.05
IGCC | 0 | 0 | 0 | 0 | 0 | 0
DemandResponse | 0 | 0 | 0 | 0 | 0 | 0
IGCC-CCS | 0 | 0 | 0 | 0 | 0 | 0
WT_off | 0 | 0 | 0 | 0 | 0 | 0
PseudoUnit | 0 | 0 | 0 | 0 | 0 | 0
FixedInterchange | 0 | 0 | 0 | 0 | 0 | 0
Total Fuel Consumption by Reporting Type: NonRTO_Midwest
ReportingType | 2015 | 2020 | 2025 | 2030 | 2035 | 2040
BM | 0 | 0 | 0 | 0 | 28.64 | 468.12
CC | 132.88 | 243.25 | 243.25 | 243.25 | 202.73 | 17.98
CSP | 0 | 0 | 0 | 0 | 0 | 0
CT | 0 | 0 | 0 | 0 | 0 | 0
Coal | 379.74 | 206.48 | 38.58 | 31.27 | 77.28 | 77.28
Geo | 0 | 0 | 0 | 0 | 0 | 0
H | 0 | 0 | 0 | 0 | 0 | 0
LFG | 0 | 0 | 17.24 | 17.24 | 17.24 | 17.24
Nuc | 0 | 0.01 | 0.01 | 0.03 | 97.87 | 97.85
PS | 0 | 0 | 0 | 0 | 0 | 0
PV | 0 | 0 | 0 | 0 | 0 | 0
PeakG | 1.64 | 0.74 | 1.71 | 0.04 | 0 | 0
PeakO | 0 | 0 | 0 | 0 | 0 | 0
ST | 0 | 0 | 0 | 0 | 0 | 0
STOG | 0 | 0 | 0 | 0 | 0 | 0
STWD | 0 | 0 | 0 | 0 | 0 | 0
WT | 0 | 0 | 0 | 0 | 0 | 0
IGCC | 0 | 0 | 0 | 0 | 0 | 0
DemandResponse | 0 | 0 | 0 | 0 | 0 | 0
IGCC-CCS | 0 | 0 | 0 | 0 | 0 | 0
WT_off | 0 | 0 | 0 | 0 | 0 | 0
PseudoUnit | 0 | 0 | 0 | 0 | 0 | 0
FixedInterchange | 0 | 0 | 0 | 0 | 0 | 0
Total Fuel Consumption by Reporting Type: NYISO_A-F
ReportingType | 2015 | 2020 | 2025 | 2030 | 2035 | 2040
BM | 0 | 0 | 0 | 0 | 0 | 0
CC | 49.64 | 64.55 | 64.47 | 37.88 | 3.43 | 0.64
CSP | 0 | 0 | 0 | 0 | 0 | 0
CT | 0 | 0 | 0 | 0 | 0 | 0
Coal | 0.02 | 0.01 | 0.01 | 0.01 | 0.01 | 0.01
Geo | 0 | 0 | 0 | 0 | 0 | 0
H | 0 | 0 | 0 | 0 | 0 | 0
LFG | 0.69 | 0.69 | 8 | 8 | 8 | 8
Nuc | 270.5 | 270.5 | 270.5 | 220.57 | 173.9 | 105.4
PS | 0 | 0 | 0 | 0 | 0 | 0
PV | 0 | 0 | 0 | 0 | 0 | 0
PeakG | 0.02 | 0.07 | 0 | 0.05 | 0 | 0
PeakO | 0 | 0 | 0 | 0 | 0 | 0
ST | 0 | 0 | 0 | 0 | 0 | 0
STOG | 0 | 0 | 0 | 0 | 0 | 0
STWD | 0.01 | 0.2 | 0.21 | 1.09 | 4.59 | 5.85
WT | 0.01 | 0.01 | 0.01 | 0.04 | 0.04 | 0.04
IGCC | 0 | 0 | 0 | 0 | 0 | 0
DemandResponse | 0 | 0 | 0 | 0 | 0 | 0
IGCC-CCS | 0 | 0 | 0 | 0 | 0 | 0
WT_off | 0 | 0 | 0 | 0 | 0 | 0
PseudoUnit | 0 | 0 | 0 | 0 | 0 | 0
FixedInterchange | 0 | 0 | 0 | 0 | 0 | 0
Total Fuel Consumption by Reporting Type: NYISO_G-I
ReportingType | 2015 | 2020 | 2025 | 2030 | 2035 | 2040
BM | 0 | 0 | 0 | 0 | 59.65 | 59.68
CC | 21.63 | 52.91 | 53.4 | 22.1 | 14.13 | 8.01
CSP | 0 | 0 | 0 | 0 | 0 | 0
CT | 0 | 0 | 0 | 0 | 0 | 0
Coal | 0.01 | 0 | 0 | 0 | 0 | 0
Geo | 0 | 0 | 0 | 0 | 0 | 0
H | 0 | 0 | 0 | 0 | 0 | 0
LFG | 0 | 0 | 8 | 8 | 8 | 8
Nuc | 162.83 | 162.83 | 162.83 | 162.83 | 82.21 | 201.5
PS | 0 | 0 | 0 | 0 | 0 | 0
PV | 0 | 0 | 0 | 0 | 0 | 0
PeakG | 0 | 0 | 0 | 0 | 0 | 0
PeakO | 0 | 0 | 0 | 0 | 0 | 0
ST | 0 | 0 | 0 | 0 | 0 | 0
STOG | 0 | 0 | 0 | 0 | 0 | 0
STWD | 0 | 0 | 0 | 0 | 0 | 0
WT | 0 | 0 | 0 | 0 | 0 | 0
IGCC | 0 | 0 | 0 | 0 | 0 | 0
DemandResponse | 0 | 0 | 0 | 0 | 0 | 0
IGCC-CCS | 0 | 0 | 0 | 0 | 0 | 0
WT_off | 0 | 0 | 0 | 0 | 0 | 0
PseudoUnit | 0 | 0 | 0 | 0 | 0 | 0
FixedInterchange | 0 | 0 | 0 | 0 | 0 | 0
Total Fuel Consumption by Reporting Type: NYISO_J-K
ReportingType | 2015 | 2020 | 2025 | 2030 | 2035 | 2040
BM | 0 | 0 | 0 | 0 | 0 | 0
CC | 155.11 | 167.15 | 167.96 | 111 | 88.06 | 45.68
CSP | 0 | 0 | 0 | 0 | 0 | 0
CT | 0 | 0 | 0 | 0 | 0 | 0
Coal | 0 | 0 | 0 | 0 | 0 | 0
Geo | 0 | 0 | 0 | 0 | 0 | 0
H | 0 | 0 | 0 | 0 | 0 | 0
LFG | 0 | 0 | 0.01 | 8 | 8 | 8
Nuc | 0 | 0 | 0 | 0.01 | 0.08 | 0.06
PS | 0 | 0 | 0 | 0 | 0 | 0
PV | 0 | 0 | 0 | 0 | 0 | 0
PeakG | 1.66 | 3.17 | 3.17 | 3.17 | 3.17 | 1.66
PeakO | 0 | 0 | 0 | 0 | 0 | 0
ST | 0 | 0 | 0 | 0 | 0 | 0
STOG | 5.8 | 6.69 | 6.69 | 7.38 | 5.15 | 3.5
STWD | 0 | 0 | 0 | 0 | 0 | 0
WT | 0 | 0 | 0 | 0 | 0 | 0
IGCC | 0 | 0 | 0 | 0 | 0 | 0
DemandResponse | 0 | 0 | 0 | 0 | 0 | 0
IGCC-CCS | 0 | 0 | 0 | 0 | 0 | 0
WT_off | 0 | 0 | 0 | 0 | 0 | 0
PseudoUnit | 0 | 0 | 0 | 0 | 0 | 0
FixedInterchange | 0 | 0 | 0 | 0 | 0 | 0
Total Fuel Consumption by Reporting Type: PJM_E
ReportingType | 2015 | 2020 | 2025 | 2030 | 2035 | 2040
BM | 0.16 | 2.91 | 2.91 | 2.91 | 2.92 | 2.92
CC | 309.51 | 357.15 | 371.22 | 277.15 | 220.06 | 105.11
CSP | 0 | 0 | 0 | 0 | 0 | 0
CT | 0 | 0.03 | 0.03 | 0.06 | 0.03 | 0
Coal | 6.46 | 3.05 | 2.04 | 0.02 | 8.39 | 12.71
Geo | 0 | 0 | 0 | 0 | 0 | 0
H | 0 | 0 | 0 | 0 | 0 | 0
LFG | 0.98 | 15.28 | 15.28 | 15.28 | 15.28 | 15.28
Nuc | 702.72 | 651.97 | 651.97 | 651.98 | 468.34 | 371.4
PS | 0 | 0 | 0 | 0 | 0 | 0
PV | 0 | 0 | 0 | 0 | 0 | 0
PeakG | 0.87 | 2.74 | 2.74 | 5.23 | 2.74 | 2.62
PeakO | 0 | 0 | 0 | 0 | 0 | 0
ST | 0 | 0 | 0 | 0 | 0 | 0
STOG | 3.01 | 5.76 | 1.44 | 1.44 | 0.76 | 0
STWD | 0 | 0 | 0 | 0 | 0 | 0
WT | 0 | 0 | 0 | 0 | 0 | 0
IGCC | 0 | 0 | 0 | 0 | 0 | 0
DemandResponse | 0 | 0 | 0 | 0 | 0 | 0
IGCC-CCS | 0 | 0 | 0 | 0 | 0 | 0
WT_off | 0 | 0 | 0 | 0 | 0 | 0
PseudoUnit | 0 | 0 | 0 | 0 | 0 | 0
FixedInterchange | 0 | 0 | 0 | 0 | 0 | 0
Total Fuel Consumption by Reporting Type: PJM_ROM
ReportingType | 2015 | 2020 | 2025 | 2030 | 2035 | 2040
BM | 0.1 | 1.75 | 1.75 | 1.75 | 228.78 | 228.83
CC | 134.31 | 169.35 | 183.95 | 107.02 | 100.39 | 44.78
CSP | 0 | 0 | 0 | 0 | 0 | 0
CT | 0 | 0.02 | 0.02 | 0.03 | 0 | 0
Coal | 92.75 | 13.07 | 0.29 | 0.07 | 0.14 | 0.15
Geo | 0 | 0 | 0 | 0 | 0 | 0
H | 0 | 0 | 0 | 0 | 0 | 0
LFG | 2.04 | 30.56 | 30.56 | 30.56 | 30.56 | 30.56
Nuc | 420.79 | 420.79 | 420.79 | 420.8 | 529.47 | 1072.72
PS | 0 | 0 | 0 | 0 | 0 | 0
PV | 0 | 0 | 0 | 0 | 0 | 0
PeakG | 0 | 0.55 | 0.42 | 1.74 | 1.74 | 1.59
PeakO | 0 | 0 | 0 | 0 | 0 | 0
ST | 0 | 0 | 0 | 0 | 0 | 0
STOG | 7.33 | 8.6 | 13.29 | 7.33 | 3.84 | 0
STWD | 0.31 | 5.38 | 5.38 | 5.38 | 5.38 | 5.38
WT | 0 | 0 | 0 | 0 | 0 | 0
IGCC | 0 | 0 | 0 | 0 | 0 | 0
DemandResponse | 0 | 0 | 0 | 0 | 0 | 0
IGCC-CCS | 0 | 0 | 0 | 0 | 0 | 0
WT_off | 0 | 0 | 0 | 0 | 0 | 0
PseudoUnit | 0 | 0 | 0 | 0 | 0 | 0
FixedInterchange | 0 | 0 | 0 | 0 | 0 | 0
Total Fuel Consumption by Reporting Type: PJM_ROR
ReportingType | 2015 | 2020 | 2025 | 2030 | 2035 | 2040
BM | 2.1 | 37.37 | 37.37 | 37.37 | 37.37 | 1024.45
CC | 1072.98 | 1449.4 | 1431.3 | 1169.3 | 876.43 | 345.45
CSP | 0 | 0 | 0 | 0 | 0 | 0
CT | 0.03 | 0.03 | 0.03 | 0.03 | 0 | 0
Coal | 2013.23 | 1041.3 | 143.29 | 82.81 | 272.53 | 272.54
Geo | 0 | 0 | 0 | 0 | 0 | 0
H | 0 | 0 | 0 | 0 | 0 | 0
LFG | 6.18 | 61.45 | 61.46 | 61.46 | 61.46 | 61.46
Nuc | 1644.81 | 1644.81 | 1644.81 | 1610.72 | 1520.63 | 1415.83
PS | 0 | 0 | 0 | 0 | 0 | 0
PV | 0 | 0 | 0 | 0 | 0 | 0
PeakG | 9.94 | 12.87 | 14.59 | 12.64 | 6.08 | 1.09
PeakO | 0 | 0 | 0 | 0 | 0 | 0
ST | 0 | 0 | 0 | 0 | 0 | 0
STOG | 4.29 | 8.36 | 8.36 | 8.36 | 2.24 | 0
STWD | 0.48 | 15.91 | 15.91 | 15.91 | 15.91 | 15.91
WT | 0.03 | 0.03 | 0.05 | 0.05 | 0.05 | 0.05
IGCC | 0 | 0 | 0 | 0 | 0 | 0
DemandResponse | 0 | 0 | 0 | 0 | 0 | 0
IGCC-CCS | 0 | 0 | 0 | 0 | 0 | 0
WT_off | 0 | 0 | 0 | 0 | 0 | 0
PseudoUnit | 0 | 0 | 0 | 0 | 0 | 0
FixedInterchange | 0 | 0 | 0 | 0 | 0 | 0
Total Fuel Consumption by Reporting Type: SOCO
ReportingType | 2015 | 2020 | 2025 | 2030 | 2035 | 2040
BM | 0.5 | 1.16 | 3.89 | 5.34 | 291.24 | 622.12
CC | 1015.39 | 1185.95 | 1094.77 | 782 | 195.01 | 51.23
CSP | 0 | 0 | 0 | 0 | 0 | 0
CT | 0 | 0 | 0 | 0 | 0 | 0
Coal | 390.57 | 134.74 | 75.16 | 90.97 | 91.14 | 91.14
Geo | 0 | 0 | 0 | 0 | 0 | 0
H | 0 | 0 | 0 | 0 | 0 | 0
LFG | 0 | 0 | 11.56 | 11.56 | 11.56 | 11.56
Nuc | 494.38 | 673.18 | 673.18 | 859.13 | 1875.48 | 2061.04
PS | 0 | 0 | 0 | 0 | 0 | 0
PV | 0 | 0 | 0 | 0 | 0 | 0
PeakG | 7.1 | 9.15 | 14.91 | 11.1 | 3.34 | 1.43
PeakO | 0 | 0 | 0 | 0 | 0 | 0
ST | 0 | 0 | 0 | 0 | 0 | 0
STOG | 0 | 0 | 0 | 0 | 0 | 0
STWD | 3.36 | 5.8 | 8.87 | 36.96 | 60.13 | 37.13
WT | 0 | 0 | 0 | 0 | 0 | 0
IGCC | 0 | 0 | 0 | 0 | 0 | 0
DemandResponse | 0 | 0 | 0 | 0 | 0 | 0
IGCC-CCS | 0 | 0 | 0 | 0 | 0.01 | 0.01
WT_off | 0 | 0 | 0 | 0 | 0 | 0
PseudoUnit | 0 | 0 | 0 | 0 | 0 | 0
FixedInterchange | 0 | 0 | 0 | 0 | 0 | 0
Total Fuel Consumption by Reporting Type: SPP_N
ReportingType | 2015 | 2020 | 2025 | 2030 | 2035 | 2040
BM | 0 | 0 | 0 | 0 | 0 | 0
CC | 48.36 | 9.33 | 10.63 | 5.5 | 3.07 | 1.97
CSP | 0 | 0 | 0 | 0 | 0 | 0
CT | 0 | 0 | 0 | 0 | 0 | 0
Coal | 562.94 | 111.76 | 1.71 | 0.01 | 0.01 | 0.01
Geo | 0 | 0 | 0 | 0 | 0 | 0
H | 0 | 0 | 0 | 0 | 0 | 0
LFG | 0 | 0 | 0 | 10.22 | 10.22 | 10.22
Nuc | 93.19 | 93.19 | 93.19 | 93.19 | 93.19 | 71.81
PS | 0 | 0 | 0 | 0 | 0 | 0
PV | 0 | 0 | 0 | 0 | 0 | 0
PeakG | 0.41 | 0 | 0 | 0 | 0 | 0
PeakO | 0 | 0 | 0 | 0 | 0 | 0
ST | 0 | 0 | 0 | 0 | 0 | 0
STOG | 3.73 | 0 | 0 | 0 | 0 | 0
STWD | 0 | 0 | 0 | 0 | 0 | 0
WT | 0 | 0.11 | 0.18 | 0.21 | 0.26 | 0.25
IGCC | 0 | 0 | 0 | 0 | 0 | 0
DemandResponse | 0 | 0 | 0 | 0 | 0 | 0
IGCC-CCS | 0 | 0 | 0 | 0 | 0 | 0
WT_off | 0 | 0 | 0 | 0 | 0 | 0
PseudoUnit | 0 | 0 | 0 | 0 | 0 | 0
FixedInterchange | 0 | 0 | 0 | 0 | 0 | 0
Total Fuel Consumption by Reporting Type: SPP_S
ReportingType | 2015 | 2020 | 2025 | 2030 | 2035 | 2040
BM | 0 | 0 | 0 | 0 | 0 | 0
CC | 414.73 | 73.76 | 73.74 | 59.28 | 43 | 26.49
CSP | 0 | 0 | 0 | 0 | 0 | 0
CT | 0 | 0 | 0 | 0 | 0 | 0
Coal | 734.14 | 65.1 | 3.66 | 0.01 | 0.01 | 0
Geo | 0 | 0 | 0 | 0 | 0 | 0
H | 0 | 0 | 0 | 0 | 0 | 0
LFG | 0 | 0 | 0 | 10.22 | 10.22 | 10.22
Nuc | 0 | 0 | 0 | 0.01 | 0.02 | 0.02
PS | 0 | 0 | 0 | 0 | 0 | 0
PV | 0 | 0 | 0 | 0 | 0 | 0
PeakG | 0 | 0 | 0 | 0 | 0 | 0
PeakO | 0 | 0 | 0 | 0 | 0 | 0
ST | 0 | 0 | 0 | 0 | 0 | 0
STOG | 28.87 | 6.43 | 5.58 | 6.92 | 2.66 | 2.89
STWD | 0.74 | 0.21 | 0.4 | 1.09 | 1.59 | 1.61
WT | 0.01 | 0.15 | 0.15 | 0.15 | 0.15 | 0.17
IGCC | 0 | 0 | 0 | 0 | 0 | 0
DemandResponse | 0 | 0 | 0 | 0 | 0 | 0
IGCC-CCS | 0 | 0 | 0 | 0 | 0 | 0
WT_off | 0 | 0 | 0 | 0 | 0 | 0
PseudoUnit | 0 | 0 | 0 | 0 | 0 | 0
FixedInterchange | 0 | 0 | 0 | 0 | 0 | 0
Total Fuel Consumption by Reporting Type: TVA
ReportingType | 2015 | 2020 | 2025 | 2030 | 2035 | 2040
BM | 0 | 0 | 0 | 0 | 717.66 | 717.68
CC | 317.52 | 478.47 | 517.28 | 448.27 | 178.72 | 36.38
CSP | 0 | 0 | 0 | 0 | 0 | 0
CT | 0 | 0 | 0 | 0 | 0 | 0
Coal | 364.1 | 157.71 | 5.82 | 0.05 | 0.08 | 0.08
Geo | 0 | 0 | 0 | 0 | 0 | 0
H | 0 | 0 | 0 | 0 | 0 | 0
LFG | 0 | 0 | 11.56 | 11.56 | 11.56 | 11.56
Nuc | 676.63 | 676.63 | 676.63 | 694.46 | 503.93 | 846.23
PS | 0 | 0 | 0 | 0 | 0 | 0
PV | 0 | 0 | 0 | 0 | 0 | 0
PeakG | 0 | 0 | 0 | 0 | 0 | 0
PeakO | 0 | 0 | 0 | 0 | 0 | 0
ST | 0 | 0 | 0 | 0 | 0 | 0
STOG | 0 | 0 | 0 | 0 | 0 | 0
STWD | 0.02 | 0.02 | 0.04 | 0.31 | 0.42 | 0.37
WT | 0 | 0 | 0 | 0 | 0 | 0
IGCC | 0 | 0 | 0 | 0 | 0 | 0
DemandResponse | 0 | 0 | 0 | 0 | 0 | 0
IGCC-CCS | 0 | 0 | 0 | 0 | 0 | 0
WT_off | 0 | 0 | 0 | 0 | 0 | 0
PseudoUnit | 0 | 0 | 0 | 0 | 0 | 0
FixedInterchange | 0 | 0 | 0 | 0 | 0 | 0
Total Fuel Consumption by Reporting Type: TVA_Transmission
ReportingType | 2015 | 2020 | 2025 | 2030 | 2035 | 2040
BM | 0 | 0 | 0 | 0 | 0 | 0
CC | 0 | 0 | 0 | 0 | 0 | 0
CSP | 0 | 0 | 0 | 0 | 0 | 0
CT | 0 | 0 | 0 | 0 | 0 | 0
Coal | 0 | 0 | 0 | 0 | 0 | 0
Geo | 0 | 0 | 0 | 0 | 0 | 0
H | 0 | 0 | 0 | 0 | 0 | 0
LFG | 0 | 0 | 0 | 0 | 0 | 0
Nuc | 0 | 0 | 0 | 0 | 0 | 0
PS | 0 | 0 | 0 | 0 | 0 | 0
PV | 0 | 0 | 0 | 0 | 0 | 0
PeakG | 0 | 0 | 0 | 0 | 0 | 0
PeakO | 0 | 0 | 0 | 0 | 0 | 0
ST | 0 | 0 | 0 | 0 | 0 | 0
STOG | 0 | 0 | 0 | 0 | 0 | 0
STWD | 0 | 0 | 0 | 0 | 0 | 0
WT | 0 | 0 | 0 | 0 | 0 | 0
IGCC | 0 | 0 | 0 | 0 | 0 | 0
DemandResponse | 0 | 0 | 0 | 0 | 0 | 0
IGCC-CCS | 0 | 0 | 0 | 0 | 0 | 0
WT_off | 0 | 0 | 0 | 0 | 0 | 0
PseudoUnit | 0 | 0 | 0 | 0 | 0 | 0
FixedInterchange | 0 | 0 | 0 | 0 | 0 | 0
Total Fuel Consumption by Reporting Type: VACAR
ReportingType | 2015 | 2020 | 2025 | 2030 | 2035 | 2040
BM | 0.09 | 16.64 | 68.93 | 70.15 | 678.08 | 678.08
CC | 753.52 | 743.56 | 692.68 | 535.14 | 269.46 | 49.72
CSP | 0 | 0 | 0 | 0 | 0 | 0
CT | 0.25 | 0.25 | 0.25 | 0 | 0 | 0
Coal | 325.47 | 177.53 | 30.62 | 28.2 | 42.82 | 42.84
Geo | 0 | 0 | 0 | 0 | 0 | 0
H | 0 | 0 | 0 | 0 | 0 | 0
LFG | 0 | 11.56 | 11.56 | 11.56 | 11.56 | 11.56
Nuc | 910.72 | 1100.09 | 1353.62 | 1537.67 | 1598.02 | 2249.76
PS | 0 | 0 | 0 | 0 | 0 | 0
PV | 0 | 0 | 0 | 0 | 0 | 0
PeakG | 0.36 | 0 | 0 | 0 | 0 | 0
PeakO | 0 | 0 | 0 | 0 | 0 | 0
ST | 0 | 0 | 0 | 0 | 0 | 0
STOG | 0 | 0 | 0 | 0 | 0 | 0
STWD | 24.47 | 24.47 | 24.47 | 24.47 | 24.47 | 19
WT | 0 | 0.01 | 0.01 | 0.01 | 0.01 | 0.01
IGCC | 0 | 0 | 0 | 0 | 0 | 0
DemandResponse | 0 | 0 | 0 | 0 | 0 | 0
IGCC-CCS | 0 | 0 | 0 | 0 | 0 | 0
WT_off | 0 | 0 | 0 | 0 | 0 | 0
PseudoUnit | 0 | 0 | 0 | 0 | 0 | 0
FixedInterchange | 0 | 0 | 0 | 0 | 0 | 0
Total Fuel Consumption by Reporting Type: IESO
ReportingType | 2015 | 2020 | 2025 | 2030 | 2035 | 2040
BM | 0 | 0.01 | 0.07 | 1.34 | 3.41 | 19.44
CC | 7.34 | 1.53 | 0.58 | 0 | 0 | 0
CSP | 0 | 0 | 0 | 0 | 0 | 0
CT | 0 | 0 | 0 | 0 | 0 | 0
Coal | 0 | 0 | 0 | 0 | 0 | 0
Geo | 0 | 0 | 0 | 0 | 0 | 0
H | 0 | 0 | 0 | 0 | 0 | 0
LFG | 1.56 | 1.56 | 1.56 | 1.61 | 1.61 | 1.61
Nuc | 1064.72 | 1064.72 | 1064.72 | 1064.72 | 980.48 | 854.53
PS | 0 | 0 | 0 | 0 | 0 | 0
PV | 0 | 0 | 0 | 0 | 0 | 0
PeakG | 0 | 0 | 0 | 0 | 0 | 0
PeakO | 0 | 0 | 0 | 0 | 0 | 0
ST | 0 | 0 | 0 | 0 | 0 | 0
STOG | 0 | 0 | 0 | 0 | 0 | 0
STWD | 0.28 | 0.1 | 0.22 | 0.54 | 10.32 | 8.02
WT | 0.01 | 0.01 | 0.01 | 0.01 | 0.01 | 0.01
IGCC | 0 | 0 | 0 | 0 | 0 | 0
DemandResponse | 0 | 0 | 0 | 0 | 0 | 0
IGCC-CCS | 0 | 0 | 0 | 0 | 0 | 0
WT_off | 0 | 0 | 0 | 0 | 0 | 0
PseudoUnit | 0 | 0 | 0 | 0 | 0 | 0
FixedInterchange | 0 | 0 | 0 | 0 | 0 | 0
Total Fuel Consumption by Reporting Type: MAPP_CA
ReportingType | 2015 | 2020 | 2025 | 2030 | 2035 | 2040
BM | 0 | 0 | 0 | 0 | 0 | 0
CC | 12.09 | 3.8 | 0 | 0 | 0 | 0
CSP | 0 | 0 | 0 | 0 | 0 | 0
CT | 0 | 0 | 0 | 0 | 0 | 0
Coal | 0 | 0 | 0 | 0 | 0 | 0
Geo | 0 | 0 | 0 | 0 | 0 | 0
H | 0 | 0 | 0.01 | 0.03 | 0.03 | 0.03
LFG | 0 | 0 | 0 | 0 | 0 | 0
Nuc | 0 | 0 | 0 | 0 | 0.03 | 0.01
PS | 0 | 0 | 0 | 0 | 0 | 0
PV | 0 | 0 | 0 | 0 | 0 | 0
PeakG | 0.05 | 0 | 0 | 0 | 0 | 0
PeakO | 0 | 0 | 0 | 0 | 0 | 0
ST | 0 | 0 | 0 | 0 | 0 | 0
STOG | 0 | 0 | 0 | 0 | 0 | 0
STWD | 0 | 0 | 0 | 0 | 0 | 0
WT | 0 | 0 | 0 | 0 | 0 | 0
IGCC | 0 | 0 | 0 | 0 | 0 | 0
DemandResponse | 0 | 0 | 0 | 0 | 0 | 0
IGCC-CCS | 0 | 0 | 0 | 0 | 0 | 0
WT_off | 0 | 0 | 0 | 0 | 0 | 0
PseudoUnit | 0 | 0 | 0 | 0 | 0 | 0
FixedInterchange | 0 | 0 | 0 | 0 | 0 | 0
Total Fuel Consumption by Reporting Type: AZ_NM_SNV_Coal
ReportingType | 2015 | 2020 | 2025 | 2030 | 2035 | 2040
BM | 0 | 0 | 0 | 0 | 0 | 0
CC | 0 | 0 | 0 | 0 | 0 | 0
CSP | 0 | 0 | 0 | 0 | 0 | 0
CT | 0 | 0 | 0 | 0 | 0 | 0
Coal | 511.69 | 464.87 | 104.44 | 4.26 | 24.61 | 12.27
Geo | 0 | 0 | 0 | 0 | 0 | 0
H | 0 | 0 | 0 | 0 | 0 | 0
LFG | 0 | 0 | 0 | 0 | 0 | 0
Nuc | 0 | 0 | 0 | 0 | 0 | 0
PS | 0 | 0 | 0 | 0 | 0 | 0
PV | 0 | 0 | 0 | 0 | 0 | 0
PeakG | 0 | 0 | 0 | 0 | 0 | 0
PeakO | 0 | 0 | 0 | 0 | 0 | 0
ST | 0 | 0 | 0 | 0 | 0 | 0
STOG | 0 | 0 | 0 | 0 | 0 | 0
STWD | 0 | 0 | 0 | 0 | 0 | 0
WT | 0 | 0 | 0 | 0 | 0 | 0
IGCC | 0 | 0 | 0 | 0 | 0 | 0
DemandResponse | 0 | 0 | 0 | 0 | 0 | 0
IGCC-CCS | 0 | 0 | 0 | 0 | 0 | 0
WT_off | 0 | 0 | 0 | 0 | 0 | 0
PseudoUnit | 0 | 0 | 0 | 0 | 0 | 0
FixedInterchange | 0 | 0 | 0 | 0 | 0 | 0
Total Fuel Consumption by Reporting Type: AZ_NM_SNV_Gas
ReportingType | 2015 | 2020 | 2025 | 2030 | 2035 | 2040
BM | 0 | 0 | 0 | 0 | 0 | 0
CC | 492.49 | 387.64 | 572.88 | 308.06 | 107.48 | 82.27
CSP | 0 | 0 | 0 | 0 | 0 | 0
CT | 0 | 0 | 0 | 0 | 0 | 0
Coal | 0 | 0 | 0 | 0 | 0 | 0
Geo | 0 | 0 | 0 | 0 | 0 | 0
H | 0 | 0 | 0 | 0 | 0 | 0
LFG | 0 | 0 | 0 | 0 | 0 | 0
Nuc | 0 | 0 | 0 | 0 | 0 | 0
PS | 0 | 0 | 0 | 0 | 0 | 0
PV | 0 | 0 | 0 | 0 | 0 | 0
PeakG | 0 | 0 | 0 | 0 | 0 | 0
PeakO | 0 | 0 | 0 | 0 | 0 | 0
ST | 0 | 0 | 0 | 0 | 0 | 0
STOG | 0 | 0 | 0 | 0 | 0 | 0
STWD | 0 | 0 | 0 | 0 | 0 | 0
WT | 0 | 0 | 0 | 0 | 0 | 0
IGCC | 0 | 0 | 0 | 0 | 0 | 0
DemandResponse | 0 | 0 | 0 | 0 | 0 | 0
IGCC-CCS | 0 | 0 | 0 | 0 | 0 | 0
WT_off | 0 | 0 | 0 | 0 | 0 | 0
PseudoUnit | 0 | 0 | 0 | 0 | 0 | 0
FixedInterchange | 0 | 0 | 0 | 0 | 0 | 0
Total Fuel Consumption by Reporting Type: AZ_NM_SNV_NucRenew
ReportingType | 2015 | 2020 | 2025 | 2030 | 2035 | 2040
BM | 0 | 0 | 0 | 0 | 0.01 | 0.07
CC | 0 | 0 | 0 | 0 | 0 | 0
CSP | 0 | 0 | 0 | 0 | 0 | 0
CT | 0 | 0 | 0 | 0 | 0 | 0
Coal | 0 | 0 | 0 | 0 | 0 | 0
Geo | 0 | 0 | 0.01 | 0.01 | 0.01 | 0.01
H | 0 | 0 | 0 | 0 | 0 | 0
LFG | 0 | 0.01 | 6.52 | 6.52 | 6.52 | 6.52
Nuc | 317.72 | 317.72 | 317.72 | 669.37 | 1180.16 | 1219
PS | 0 | 0 | 0 | 0 | 0 | 0
PV | 0 | 0 | 0 | 0 | 0 | 0
PeakG | 0 | 0 | 0 | 0 | 0 | 0
PeakO | 0 | 0 | 0 | 0 | 0 | 0
ST | 0 | 0 | 0 | 0 | 0.01 | 0.01
STOG | 0 | 0 | 0 | 0 | 0 | 0
STWD | 1.77 | 1.77 | 1.77 | 1.77 | 1.77 | 1.77
WT | 0 | 0.03 | 0.03 | 0.03 | 0.03 | 0.03
IGCC | 0 | 0 | 0 | 0 | 0 | 0
DemandResponse | 0 | 0 | 0 | 0 | 0 | 0
IGCC-CCS | 0 | 0 | 0 | 0 | 0 | 0
WT_off | 0 | 0 | 0 | 0 | 0 | 0
PseudoUnit | 0 | 0 | 0 | 0 | 0 | 0
FixedInterchange | 0 | 0 | 0 | 0 | 0 | 0
Total Fuel Consumption by Reporting Type: ERCOT
ReportingType | 2015 | 2020 | 2025 | 2030 | 2035 | 2040
BM | 0.76 | 1.31 | 1.98 | 14.07 | 394.53 | 304.35
CC | 1444.12 | 1550.11 | 1311.45 | 1117.35 | 525.42 | 367.35
CSP | 0 | 0 | 0 | 0 | 0 | 0
CT | 0 | 0.03 | 0.02 | 0.09 | 0 | 0
Coal | 425.47 | 267.99 | 50.78 | 60.63 | 71.71 | 71.71
Geo | 0 | 0 | 0 | 0 | 0 | 0
H | 0 | 0 | 0 | 0 | 0 | 0
LFG | 0 | 0 | 38.09 | 38.09 | 38.09 | 38.09
Nuc | 422.69 | 422.69 | 422.69 | 666.15 | 1291.89 | 1640.24
PS | 0 | 0 | 0 | 0 | 0 | 0
PV | 0 | 0 | 0 | 0 | 0 | 0
PeakG | 0 | 0.08 | 0 | 0.46 | 0.48 | 0.47
PeakO | 0 | 0 | 0 | 0 | 0 | 0
ST | 0 | 0 | 0 | 0 | 0 | 0
STOG | 23.64 | 37.28 | 11.05 | 7.21 | 0 | 0
STWD | 0 | 0 | 0 | 0 | 0 | 0
WT | 0.03 | 0.03 | 0.08 | 0.08 | 0.08 | 0.08
IGCC | 0 | 0 | 0 | 0 | 0 | 0
DemandResponse | 0 | 0 | 0 | 0 | 0 | 0
IGCC-CCS | 0 | 0 | 0 | 0 | 0 | 0
WT_off | 0 | 0 | 0 | 0 | 0 | 0
PseudoUnit | 0 | 0 | 0 | 0 | 0 | 0
FixedInterchange | 0 | 0 | 0 | 0 | 0 | 0
Total Fuel Consumption by Reporting Type: NP15
ReportingType | 2015 | 2020 | 2025 | 2030 | 2035 | 2040
BM | 0 | 0 | 0 | 0 | 0.01 | 0.02
CC | 434.18 | 422.39 | 424.15 | 243.38 | 97.38 | 37.64
CSP | 0 | 0 | 0 | 0 | 0 | 0
CT | 0 | 0 | 0 | 0 | 0 | 0
Coal | 16.77 | 0.01 | 0 | 0 | 0 | 0
Geo | 0.01 | 0.01 | 0.01 | 0.01 | 0.01 | 0.01
H | 0 | 0 | 0 | 0 | 0 | 0
LFG | 0 | 40.65 | 60.79 | 60.79 | 60.79 | 60.8
Nuc | 187.74 | 187.74 | 187.74 | 614.88 | 731.95 | 839.81
PS | 0 | 0 | 0 | 0 | 0 | 0
PV | 0 | 0 | 0 | 0 | 0 | 0
PeakG | 0 | 0 | 0 | 0 | 0 | 0
PeakO | 0 | 0 | 0 | 0 | 0 | 0
ST | 0 | 0 | 0 | 0 | 0 | 0
STOG | 0.69 | 0.37 | 0.68 | 0 | 0 | 0
STWD | 37.44 | 37.44 | 17.48 | 37.44 | 37.44 | 37.44
WT | 0 | 0.01 | 0.01 | 0.01 | 0.03 | 0.04
IGCC | 0 | 0 | 0 | 0 | 0 | 0
DemandResponse | 0 | 0 | 0 | 0 | 0 | 0
IGCC-CCS | 0 | 0 | 0 | 0 | 0 | 0
WT_off | 0 | 0 | 0 | 0 | 0 | 0
PseudoUnit | 0 | 0 | 0 | 0 | 0 | 0
FixedInterchange | 0 | 0 | 0 | 0 | 0 | 0
Total Fuel Consumption by Reporting Type: NWPP_Coal
ReportingType | 2015 | 2020 | 2025 | 2030 | 2035 | 2040
BM | 0 | 0 | 0 | 0 | 0 | 0
CC | 0 | 0 | 0 | 0 | 0 | 0
CSP | 0 | 0 | 0 | 0 | 0 | 0
CT | 0 | 0 | 0 | 0 | 0 | 0
Coal | 557.05 | 407.47 | 16.38 | 16.33 | 16.33 | 16.33
Geo | 0 | 0 | 0 | 0 | 0 | 0
H | 0 | 0 | 0 | 0 | 0 | 0
LFG | 0 | 0 | 0 | 0 | 0 | 0
Nuc | 0 | 0 | 0 | 0 | 0 | 0
PS | 0 | 0 | 0 | 0 | 0 | 0
PV | 0 | 0 | 0 | 0 | 0 | 0
PeakG | 0 | 0 | 0 | 0 | 0 | 0
PeakO | 0 | 0 | 0 | 0 | 0 | 0
ST | 0 | 0 | 0 | 0 | 0 | 0
STOG | 0 | 0 | 0 | 0 | 0 | 0
STWD | 0 | 0 | 0 | 0 | 0 | 0
WT | 0 | 0 | 0 | 0 | 0 | 0
IGCC | 0 | 0 | 0 | 0 | 0 | 0
DemandResponse | 0 | 0 | 0 | 0 | 0 | 0
IGCC-CCS | 0 | 0 | 0 | 0 | 0 | 0
WT_off | 0 | 0 | 0 | 0 | 0 | 0
PseudoUnit | 0 | 0 | 0 | 0 | 0 | 0
FixedInterchange | 0 | 0 | 0 | 0 | 0 | 0
Total Fuel Consumption by Reporting Type: NWPP_Gas
ReportingType | 2015 | 2020 | 2025 | 2030 | 2035 | 2040
BM | 0 | 0 | 0 | 0 | 0 | 0
CC | 361.47 | 465.44 | 465.45 | 262.82 | 53.31 | 46.98
CSP | 0 | 0 | 0 | 0 | 0 | 0
CT | 0 | 0 | 0 | 0 | 0 | 0
Coal | 0 | 0 | 0 | 0 | 0 | 0
Geo | 0 | 0 | 0 | 0 | 0 | 0
H | 0 | 0 | 0 | 0 | 0 | 0
LFG | 0 | 0 | 0 | 0 | 0 | 0
Nuc | 0 | 0 | 0 | 0 | 0 | 0
PS | 0 | 0 | 0 | 0 | 0 | 0
PV | 0 | 0 | 0 | 0 | 0 | 0
PeakG | 0 | 0 | 0 | 0 | 0 | 0
PeakO | 0 | 0 | 0 | 0 | 0 | 0
ST | 0 | 0 | 0 | 0 | 0 | 0
STOG | 0 | 0 | 0 | 0 | 0 | 0
STWD | 0 | 0 | 0 | 0 | 0 | 0
WT | 0 | 0 | 0 | 0 | 0 | 0
IGCC | 0 | 0 | 0 | 0 | 0 | 0
DemandResponse | 0 | 0 | 0 | 0 | 0 | 0
IGCC-CCS | 0 | 0 | 0 | 0 | 0 | 0
WT_off | 0 | 0 | 0 | 0 | 0 | 0
PseudoUnit | 0 | 0 | 0 | 0 | 0 | 0
FixedInterchange | 0 | 0 | 0 | 0 | 0 | 0
Total Fuel Consumption by Reporting Type: NWPP_NucRenew
ReportingType | 2015 | 2020 | 2025 | 2030 | 2035 | 2040
BM | 0 | 0.86 | 3.16 | 3.16 | 3.17 | 29.95
CC | 0 | 0 | 0 | 0 | 0 | 0
CSP | 0 | 0 | 0 | 0 | 0 | 0
CT | 0 | 0 | 0 | 0 | 0 | 0
Coal | 0 | 0 | 0 | 0 | 0 | 0
Geo | 0 | 0 | 0.01 | 0.01 | 0.01 | 0.01
H | 0 | 0 | 0 | 0 | 0 | 0
LFG | 2.74 | 2.75 | 29.05 | 29.05 | 29.05 | 29.05
Nuc | 88.66 | 88.66 | 88.67 | 88.79 | 358.08 | 475.1
PS | 0 | 0 | 0 | 0 | 0 | 0
PV | 0 | 0 | 0 | 0 | 0 | 0
PeakG | 0 | 0 | 0 | 0 | 0 | 0
PeakO | 0 | 0 | 0 | 0 | 0 | 0
ST | 0 | 0 | 0 | 0 | 0 | 0
STOG | 0 | 0 | 0 | 0 | 0 | 0
STWD | 0 | 0.21 | 46.17 | 46.17 | 46.18 | 46.17
WT | 0.02 | 0.02 | 0.02 | 0.07 | 0.07 | 0.07
IGCC | 0 | 0 | 0 | 0 | 0 | 0
DemandResponse | 0 | 0 | 0 | 0 | 0 | 0
IGCC-CCS | 0 | 0 | 0 | 0 | 0 | 0
WT_off | 0 | 0 | 0 | 0 | 0 | 0
PseudoUnit | 0 | 0 | 0 | 0 | 0 | 0
FixedInterchange | 0 | 0 | 0 | 0 | 0 | 0
Total Fuel Consumption by Reporting Type: RMPA
ReportingType | 2015 | 2020 | 2025 | 2030 | 2035 | 2040
BM | 0 | 0 | 0 | 0 | 86.27 | 119.7
CC | 82.9 | 78.78 | 135.99 | 78.54 | 35.88 | 28.93
CSP | 0 | 0 | 0 | 0 | 0 | 0
CT | 0 | 0 | 0 | 0 | 0 | 0
Coal | 516.92 | 412.9 | 72.19 | 41.9 | 41.9 | 40.49
Geo | 0 | 0 | 0.02 | 0.02 | 0.02 | 0.02
H | 0 | 0 | 0 | 0 | 0 | 0
LFG | 0.15 | 0.16 | 3.26 | 3.26 | 3.26 | 3.26
Nuc | 0 | 0 | 0.39 | 151.7 | 151.75 | 151.74
PS | 0 | 0 | 0 | 0 | 0 | 0
PV | 0 | 0 | 0 | 0 | 0 | 0
PeakG | 0 | 0 | 0 | 0 | 0 | 0
PeakO | 0 | 0 | 0 | 0 | 0 | 0
ST | 0 | 0 | 0 | 0 | 0 | 0
STOG | 0 | 0 | 0 | 0 | 0 | 0
STWD | 0 | 0 | 0 | 0 | 0 | 0
WT | 0.01 | 0.02 | 0.02 | 0.02 | 0.02 | 0.02
IGCC | 0 | 0 | 0 | 0 | 0 | 0
DemandResponse | 0 | 0 | 0 | 0 | 0 | 0
IGCC-CCS | 0 | 0 | 0 | 0 | 0 | 0
WT_off | 0 | 0 | 0 | 0 | 0 | 0
PseudoUnit | 0 | 0 | 0 | 0 | 0 | 0
FixedInterchange | 0 | 0 | 0 | 0 | 0 | 0
Total Fuel Consumption by Reporting Type: SP15
ReportingType | 2015 | 2020 | 2025 | 2030 | 2035 | 2040
BM | 0.58 | 0.58 | 0.58 | 0.58 | 0.59 | 0.59
CC | 571.73 | 513.66 | 504.42 | 411.91 | 190.89 | 135.05
CSP | 0 | 0 | 0 | 0 | 0 | 0
CT | 0 | 0 | 0 | 0 | 0 | 0
Coal | 15.7 | 8.42 | 3.79 | 0 | 0 | 0
Geo | 0.01 | 0.02 | 0.02 | 0.02 | 0.02 | 0.02
H | 0 | 0 | 0 | 0 | 0 | 0
LFG | 0.99 | 60.8 | 60.8 | 60.8 | 60.8 | 60.8
Nuc | 173.28 | 173.28 | 173.28 | 248.05 | 289.12 | 573.21
PS | 0 | 0 | 0 | 0 | 0 | 0
PV | 0 | 0 | 0 | 0 | 0 | 0
PeakG | 0 | 0 | 0 | 0 | 0 | 0
PeakO | 0 | 0 | 0 | 0 | 0 | 0
ST | 0 | 0 | 0 | 0 | 0.01 | 0.01
STOG | 5.9 | 2.65 | 4.37 | 1.91 | 0.51 | 0.24
STWD | 9.59 | 9.59 | 8.6 | 9.59 | 9.59 | 9.59
WT | 0.01 | 0.01 | 0.04 | 0.04 | 0.04 | 0.04
IGCC | 0 | 0 | 0 | 0 | 0 | 0
DemandResponse | 0 | 0 | 0 | 0 | 0 | 0
IGCC-CCS | 0 | 0 | 0 | 0 | 0 | 0
WT_off | 0 | 0 | 0 | 0 | 0 | 0
PseudoUnit | 0 | 0 | 0 | 0 | 0 | 0
FixedInterchange | 0 | 0 | 0 | 0 | 0 | 0
Total Fuel Consumption by Reporting Type: ALB
ReportingType | 2015 | 2020 | 2025 | 2030 | 2035 | 2040
BM | 0 | 0 | 0 | 0 | 0 | 0
CC | 168.25 | 168.25 | 35.01 | 0 | 0 | 0
CSP | 0 | 0 | 0 | 0 | 0 | 0
CT | 0 | 0 | 0 | 0 | 0 | 0
Coal | 343.49 | 343.47 | 0 | 0 | 0 | 0
Geo | 0 | 0 | 0 | 0 | 0 | 0
H | 0 | 0 | 0 | 0 | 0 | 0
LFG | 0 | 0 | 0 | 0 | 0 | 0
Nuc | 0 | 0.07 | 592.38 | 706.96 | 716.77 | 730.17
PS | 0 | 0 | 0 | 0 | 0 | 0
PV | 0 | 0 | 0 | 0 | 0 | 0
PeakG | 0 | 0 | 0 | 0 | 0 | 0.09
PeakO | 0 | 0 | 0 | 0 | 0 | 0
ST | 0 | 0 | 0 | 0 | 0 | 0
STOG | 0 | 0 | 0 | 0 | 0 | 0
STWD | 9.57 | 13.02 | 13.02 | 13.02 | 13.02 | 13.02
WT | 0 | 0 | 0 | 0 | 0 | 0
IGCC | 0 | 0 | 0 | 0 | 0 | 0
DemandResponse | 0 | 0 | 0 | 0 | 0 | 0
IGCC-CCS | 0 | 0 | 0 | 0 | 0 | 0
WT_off | 0 | 0 | 0 | 0 | 0 | 0
PseudoUnit | 0 | 0 | 0 | 0 | 0 | 0
FixedInterchange | 0 | 0 | 0 | 0 | 0 | 0
Total Fuel Consumption by Reporting Type: BC
ReportingType | 2015 | 2020 | 2025 | 2030 | 2035 | 2040
BM | 0 | 0 | 0 | 0 | 0 | 0
CC | 11.26 | 11.26 | 0.01 | 0 | 0 | 0
CSP | 0 | 0 | 0 | 0 | 0 | 0
CT | 0 | 0 | 0 | 0 | 0 | 0
Coal | 0 | 0 | 0 | 0 | 0 | 0
Geo | 0 | 0 | 0 | 0 | 0 | 0
H | 0 | 0 | 0 | 0 | 0 | 0
LFG | 0 | 0 | 0 | 0 | 0 | 0
Nuc | 0 | 0.02 | 48.62 | 91.06 | 91.07 | 111.02
PS | 0 | 0 | 0 | 0 | 0 | 0
PV | 0 | 0 | 0 | 0 | 0 | 0
PeakG | 0 | 0 | 0 | 0 | 0 | 0
PeakO | 0 | 0 | 0 | 0 | 0 | 0
ST | 0 | 0 | 0 | 0 | 0 | 0
STOG | 0 | 0 | 0 | 0 | 0 | 0
STWD | 0 | 41.58 | 41.58 | 41.58 | 41.58 | 41.58
WT | 0 | 0 | 0 | 0 | 0 | 0
IGCC | 0 | 0 | 0 | 0 | 0 | 0
DemandResponse | 0 | 0 | 0 | 0 | 0 | 0
IGCC-CCS | 0 | 0 | 0 | 0 | 0 | 0
WT_off | 0 | 0 | 0 | 0 | 0 | 0
PseudoUnit | 0 | 0 | 0 | 0 | 0 | 0
FixedInterchange | 0 | 0 | 0 | 0 | 0 | 0
Total Fuel Consumption by Reporting Type: HQ_IESO
ReportingType | 2015 | 2020 | 2025 | 2030 | 2035 | 2040
BM | 0 | 0 | 0 | 0 | 0 | 0
CC | 0 | 0 | 0 | 0 | 0 | 0
CSP | 0 | 0 | 0 | 0 | 0 | 0
CT | 0 | 0 | 0 | 0 | 0 | 0
Coal | 0 | 0 | 0 | 0 | 0 | 0
Geo | 0 | 0 | 0 | 0 | 0 | 0
H | 0 | 0 | 0 | 0 | 0 | 0
LFG | 0 | 0 | 0 | 0 | 0 | 0
Nuc | 0 | 0 | 0 | 0 | 0.01 | 0.05
PS | 0 | 0 | 0 | 0 | 0 | 0
PV | 0 | 0 | 0 | 0 | 0 | 0
PeakG | 0 | 0 | 0 | 0 | 0 | 0
PeakO | 0 | 0 | 0 | 0 | 0 | 0
ST | 0 | 0 | 0 | 0 | 0 | 0
STOG | 0 | 0 | 0 | 0 | 0 | 0
STWD | 0 | 0 | 0 | 0 | 0 | 0
WT | 0 | 0 | 0 | 0 | 0 | 0
IGCC | 0 | 0 | 0 | 0 | 0 | 0
DemandResponse | 0 | 0 | 0 | 0 | 0 | 0
IGCC-CCS | 0 | 0 | 0 | 0 | 0 | 0
WT_off | 0 | 0 | 0 | 0 | 0 | 0
PseudoUnit | 0 | 0 | 0 | 0 | 0 | 0
FixedInterchange | 0 | 0 | 0 | 0 | 0 | 0
Total Fuel Consumption by Reporting Type: HQ_NEISO
ReportingType | 2015 | 2020 | 2025 | 2030 | 2035 | 2040
BM | 0 | 0 | 0 | 0 | 0 | 0
CC | 0 | 0 | 0 | 0 | 0 | 0
CSP | 0 | 0 | 0 | 0 | 0 | 0
CT | 0 | 0 | 0 | 0 | 0 | 0
Coal | 0 | 0 | 0 | 0 | 0 | 0
Geo | 0 | 0 | 0 | 0 | 0 | 0
H | 0 | 0 | 0 | 0 | 0 | 0
LFG | 0 | 0 | 0 | 0 | 0 | 0
Nuc | 0 | 0 | 0 | 0.01 | 0.04 | 0.06
PS | 0 | 0 | 0 | 0 | 0 | 0
PV | 0 | 0 | 0 | 0 | 0 | 0
PeakG | 0 | 0 | 0 | 0 | 0 | 0
PeakO | 0 | 0 | 0 | 0 | 0 | 0
ST | 0 | 0 | 0 | 0 | 0 | 0
STOG | 0 | 0 | 0 | 0 | 0 | 0
STWD | 0 | 0 | 0 | 0 | 0 | 0
WT | 0 | 0 | 0 | 0 | 0 | 0
IGCC | 0 | 0 | 0 | 0 | 0 | 0
DemandResponse | 0 | 0 | 0 | 0 | 0 | 0
IGCC-CCS | 0 | 0 | 0 | 0 | 0 | 0
WT_off | 0 | 0 | 0 | 0 | 0 | 0
PseudoUnit | 0 | 0 | 0 | 0 | 0 | 0
FixedInterchange | 0.02 | 0.02 | 0.02 | 0.02 | 0.02 | 0.02
Total Fuel Consumption by Reporting Type: HQ_NY
ReportingType | 2015 | 2020 | 2025 | 2030 | 2035 | 2040
BM | 0 | 0 | 0 | 0 | 0 | 0
CC | 0 | 0 | 0 | 0 | 0 | 0
CSP | 0 | 0 | 0 | 0 | 0 | 0
CT | 0 | 0 | 0 | 0 | 0 | 0
Coal | 0 | 0 | 0 | 0 | 0 | 0
Geo | 0 | 0 | 0 | 0 | 0 | 0
H | 0 | 0 | 0 | 0 | 0 | 0
LFG | 0 | 0 | 0 | 0 | 0 | 0
Nuc | 0 | 0 | 0 | 0.01 | 0.04 | 0.06
PS | 0 | 0 | 0 | 0 | 0 | 0
PV | 0 | 0 | 0 | 0 | 0 | 0
PeakG | 0 | 0 | 0 | 0 | 0 | 0
PeakO | 0 | 0 | 0 | 0 | 0 | 0
ST | 0 | 0 | 0 | 0 | 0 | 0
STOG | 0 | 0 | 0 | 0 | 0 | 0
STWD | 0 | 0 | 0 | 0 | 0 | 0
WT | 0 | 0 | 0 | 0 | 0 | 0
IGCC | 0 | 0 | 0 | 0 | 0 | 0
DemandResponse | 0 | 0 | 0 | 0 | 0 | 0
IGCC-CCS | 0 | 0 | 0 | 0 | 0 | 0
WT_off | 0 | 0 | 0 | 0 | 0 | 0
PseudoUnit | 0 | 0 | 0 | 0 | 0.01 | 0.01
FixedInterchange | 0.01 | 0.01 | 0.01 | 0.01 | 0.01 | 0.01
Total Fuel Consumption by Reporting Type: MARITIMES
ReportingType | 2015 | 2020 | 2025 | 2030 | 2035 | 2040
BM | 0 | 0 | 0 | 0 | 0 | 0
CC | 0 | 0 | 0 | 0 | 0 | 0
CSP | 0 | 0 | 0 | 0 | 0 | 0
CT | 0 | 0 | 0 | 0 | 0 | 0
Coal | 0 | 0 | 0 | 0 | 0 | 0
Geo | 0 | 0 | 0 | 0 | 0 | 0
H | 0 | 0 | 0 | 0 | 0 | 0
LFG | 0 | 0 | 0 | 0 | 0 | 0
Nuc | 0 | 0 | 0 | 0.01 | 0.04 | 0.06
PS | 0 | 0 | 0 | 0 | 0 | 0
PV | 0 | 0 | 0 | 0 | 0 | 0
PeakG | 0 | 0 | 0 | 0 | 0 | 0
PeakO | 0 | 0 | 0 | 0 | 0 | 0
ST | 0 | 0 | 0 | 0 | 0 | 0
STOG | 0 | 0 | 0 | 0 | 0 | 0
STWD | 0 | 0 | 0 | 0 | 0 | 0
WT | 0 | 0 | 0 | 0 | 0 | 0
IGCC | 0 | 0 | 0 | 0 | 0 | 0
DemandResponse | 0 | 0 | 0 | 0 | 0 | 0
IGCC-CCS | 0 | 0 | 0 | 0 | 0 | 0
WT_off | 0 | 0 | 0 | 0 | 0 | 0
PseudoUnit | 0 | 0 | 0 | 0 | 0 | 0
FixedInterchange | 0.01 | 0.01 | 0.01 | 0.01 | 0.01 | 0.01
Total Fuel Consumption by Reporting Type: All
ReportingType | 2015 | 2020 | 2025 | 2030 | 2035 | 2040
BM | 28.76 | 78.11 | 126.28 | 161.15 | 2556.84 | 5387.38
CC | 10841.81 | 12208.23 | 11639.97 | 8078.63 | 4220.43 | 1928
CSP | 0 | 0 | 0 | 0 | 0 | 0
CT | 5.74 | 8.68 | 10.7 | 3.66 | 0.04 | 0.01
Coal | 11044 | 4886.57 | 692.58 | 453.07 | 907.05 | 919.96
Geo | 0.02 | 0.04 | 0.07 | 0.07 | 0.07 | 0.07
H | 0 | 0.01 | 0.02 | 0.04 | 0.04 | 0.04
LFG | 20.65 | 230.8 | 468.6 | 546.51 | 546.51 | 546.52
Nuc | 9611.93 | 9929.46 | 11030.37 | 13872.19 | 15755.89 | 18177.06
PS | 0 | 0 | 0 | 0 | 0 | 0
PV | 0 | 0.01 | 0.01 | 0.01 | 0.01 | 0.01
PeakG | 33.05 | 41.93 | 45.59 | 36.15 | 18.31 | 9.87
PeakO | 0 | 0 | 0 | 0 | 0 | 0
ST | 0 | 0.01 | 0.01 | 0.01 | 0.02 | 0.02
STOG | 91.82 | 82.13 | 58.54 | 40.56 | 15.16 | 6.64
STWD | 156.52 | 185.34 | 207.06 | 285.55 | 397 | 346.74
WT | 0.18 | 0.57 | 0.93 | 1.22 | 1.36 | 1.39
IGCC | 40.45 | 40.47 | 5.88 | 0.01 | 0.01 | 0.01
DemandResponse | 0 | 0 | 0 | 0.01 | 0.01 | 0.01
IGCC-CCS | 0 | 0.02 | 0.03 | 0.03 | 0.06 | 0.06
WT_off | 0 | 0 | 0.01 | 0.01 | 0.01 | 0.01
PseudoUnit | 0 | 0 | 0 | 0 | 0.01 | 0.02
FixedInterchange | 0.04 | 0.04 | 0.04 | 0.04 | 0.04 | 0.04
Total Fuel Consumption by Reporting Type: EI_US
ReportingType | 2015 | 2020 | 2025 | 2030 | 2035 | 2040
BM | 27.42 | 75.34 | 120.49 | 141.99 | 2068.86 | 4913.27
CC | 7255.97 | 8605.37 | 8190.03 | 5656.57 | 3210.06 | 1229.78
CSP | 0 | 0 | 0 | 0 | 0 | 0
CT | 5.74 | 8.65 | 10.68 | 3.57 | 0.04 | 0.01
Coal | 8656.9 | 2981.45 | 445 | 329.95 | 752.5 | 779.16
Geo | 0 | 0 | 0 | 0 | 0 | 0
H | 0 | 0 | 0.01 | 0.01 | 0.01 | 0.01
LFG | 15.2 | 124.87 | 268.52 | 346.37 | 346.37 | 346.38
Nuc | 7357.11 | 7674.55 | 8134.13 | 9570.49 | 9964.59 | 11582.19
PS | 0 | 0 | 0 | 0 | 0 | 0
PV | 0 | 0 | 0.01 | 0.01 | 0.01 | 0.01
PeakG | 33 | 41.85 | 45.58 | 35.68 | 17.83 | 9.31
PeakO | 0 | 0 | 0 | 0 | 0 | 0
ST | 0 | 0 | 0 | 0 | 0 | 0
STOG | 61.59 | 41.82 | 42.44 | 31.44 | 14.65 | 6.4
STWD | 97.88 | 81.63 | 78.22 | 135.44 | 237.11 | 189.14
WT | 0.11 | 0.44 | 0.72 | 0.96 | 1.07 | 1.09
IGCC | 40.45 | 40.47 | 5.88 | 0.01 | 0.01 | 0.01
DemandResponse | 0 | 0 | 0 | 0 | 0 | 0.01
IGCC-CCS | 0 | 0.01 | 0.02 | 0.03 | 0.05 | 0.05
WT_off | 0 | 0 | 0.01 | 0.01 | 0.01 | 0.01
PseudoUnit | 0 | 0 | 0 | 0 | 0.01 | 0.02
FixedInterchange | 0.03 | 0.03 | 0.03 | 0.03 | 0.03 | 0.03
Total Fuel Consumption by Reporting Type: EI_Canada
ReportingType | 2015 | 2020 | 2025 | 2030 | 2035 | 2040
BM | 0 | 0.01 | 0.07 | 1.34 | 3.41 | 19.44
CC | 19.43 | 5.32 | 0.58 | 0 | 0 | 0
CSP | 0 | 0 | 0 | 0 | 0 | 0
CT | 0 | 0 | 0 | 0 | 0 | 0
Coal | 0 | 0 | 0 | 0 | 0 | 0
Geo | 0 | 0 | 0 | 0 | 0 | 0
H | 0 | 0 | 0.01 | 0.03 | 0.03 | 0.03
LFG | 1.56 | 1.56 | 1.56 | 1.61 | 1.61 | 1.61
Nuc | 1064.73 | 1064.73 | 1064.73 | 1064.73 | 980.52 | 854.59
PS | 0 | 0 | 0 | 0 | 0 | 0
PV | 0 | 0 | 0 | 0 | 0 | 0
PeakG | 0.05 | 0 | 0 | 0 | 0 | 0
PeakO | 0 | 0 | 0 | 0 | 0 | 0
ST | 0 | 0 | 0 | 0 | 0 | 0
STOG | 0 | 0 | 0 | 0 | 0 | 0
STWD | 0.28 | 0.1 | 0.22 | 0.54 | 10.32 | 8.02
WT | 0.01 | 0.01 | 0.01 | 0.01 | 0.01 | 0.01
IGCC | 0 | 0 | 0 | 0 | 0 | 0
DemandResponse | 0 | 0 | 0 | 0 | 0 | 0
IGCC-CCS | 0 | 0 | 0 | 0 | 0 | 0
WT_off | 0 | 0 | 0 | 0 | 0 | 0
PseudoUnit | 0 | 0 | 0 | 0 | 0 | 0
FixedInterchange | 0 | 0 | 0 | 0 | 0 | 0
Total Fuel Consumption by Reporting Type: EI
ReportingType | 2015 | 2020 | 2025 | 2030 | 2035 | 2040
BM | 27.42 | 75.36 | 120.56 | 143.33 | 2072.27 | 4932.7
CC | 7275.4 | 8610.69 | 8190.6 | 5656.57 | 3210.06 | 1229.78
CSP | 0 | 0 | 0 | 0 | 0 | 0
CT | 5.74 | 8.65 | 10.68 | 3.57 | 0.04 | 0.01
Coal | 8656.9 | 2981.45 | 445 | 329.95 | 752.5 | 779.16
Geo | 0 | 0 | 0 | 0 | 0 | 0
H | 0 | 0.01 | 0.02 | 0.04 | 0.04 | 0.04
LFG | 16.77 | 126.43 | 270.08 | 347.99 | 347.99 | 348
Nuc | 8421.83 | 8739.28 | 9198.86 | 10635.22 | 10945.11 | 12436.78
PS | 0 | 0 | 0 | 0 | 0 | 0
PV | 0 | 0 | 0.01 | 0.01 | 0.01 | 0.01
PeakG | 33.05 | 41.85 | 45.58 | 35.68 | 17.83 | 9.31
PeakO | 0 | 0 | 0 | 0 | 0 | 0
ST | 0 | 0 | 0 | 0 | 0 | 0
STOG | 61.6 | 41.82 | 42.44 | 31.44 | 14.65 | 6.4
STWD | 98.15 | 81.73 | 78.44 | 135.98 | 247.43 | 197.16
WT | 0.12 | 0.45 | 0.73 | 0.97 | 1.08 | 1.1
IGCC | 40.45 | 40.47 | 5.88 | 0.01 | 0.01 | 0.01
DemandResponse | 0 | 0 | 0 | 0 | 0.01 | 0.01
IGCC-CCS | 0 | 0.01 | 0.02 | 0.03 | 0.05 | 0.05
WT_off | 0 | 0 | 0.01 | 0.01 | 0.01 | 0.01
PseudoUnit | 0 | 0 | 0 | 0 | 0.01 | 0.02
FixedInterchange | 0.04 | 0.04 | 0.04 | 0.04 | 0.04 | 0.04
Total Fuel Consumption by Reporting Type: Outside_EI
ReportingType | 2015 | 2020 | 2025 | 2030 | 2035 | 2040
BM | 1.34 | 2.75 | 5.72 | 17.82 | 484.57 | 454.68
CC | 3566.4 | 3597.54 | 3449.37 | 2422.06 | 1010.37 | 698.23
CSP | 0 | 0 | 0 | 0 | 0 | 0
CT | 0 | 0.03 | 0.02 | 0.09 | 0 | 0
Coal | 2387.1 | 1905.12 | 247.58 | 123.12 | 154.55 | 140.8
Geo | 0.02 | 0.04 | 0.07 | 0.07 | 0.07 | 0.07
H | 0 | 0 | 0 | 0 | 0 | 0
LFG | 3.89 | 104.37 | 198.52 | 198.52 | 198.52 | 198.52
Nuc | 1190.09 | 1190.18 | 1831.51 | 3236.97 | 4810.79 | 5740.29
PS | 0 | 0 | 0 | 0 | 0 | 0
PV | 0 | 0 | 0 | 0 | 0 | 0
PeakG | 0 | 0.08 | 0 | 0.47 | 0.48 | 0.56
PeakO | 0 | 0 | 0 | 0 | 0 | 0
ST | 0 | 0.01 | 0.01 | 0.01 | 0.02 | 0.02
STOG | 30.23 | 40.3 | 16.1 | 9.12 | 0.51 | 0.24
STWD | 58.37 | 103.61 | 128.62 | 149.57 | 149.58 | 149.57
WT | 0.06 | 0.11 | 0.21 | 0.26 | 0.28 | 0.29
IGCC | 0 | 0 | 0 | 0 | 0 | 0
DemandResponse | 0 | 0 | 0 | 0 | 0 | 0
IGCC-CCS | 0 | 0 | 0 | 0.01 | 0.01 | 0.01
WT_off | 0 | 0 | 0 | 0 | 0 | 0
PseudoUnit | 0 | 0 | 0 | 0 | 0 | 0
FixedInterchange | 0 | 0 | 0 | 0 | 0 | 0
#5 | 0.14: Annual Emmission Levels
SO2 Emissions (MMshortTons): Entergy
ReportingType | 2015 | 2020 | 2025 | 2030 | 2035 | 2040
BM | 0 | 0 | 0 | 0 | 0 | 0
CC | 0 | 0 | 0 | 0 | 0 | 0
CSP | 0 | 0 | 0 | 0 | 0 | 0
CT | 0 | 0 | 0 | 0 | 0 | 0
Coal | 0.39 | 0.01 | 0 | 0 | 0 | 0
Geo | 0 | 0 | 0 | 0 | 0 | 0
H | 0 | 0 | 0 | 0 | 0 | 0
LFG | 0 | 0 | 0 | 0 | 0 | 0
Nuc | 0 | 0 | 0 | 0 | 0 | 0
PS | 0 | 0 | 0 | 0 | 0 | 0
PV | 0 | 0 | 0 | 0 | 0 | 0
PeakG | 0 | 0 | 0 | 0 | 0 | 0
PeakO | 0 | 0 | 0 | 0 | 0 | 0
ST | 0 | 0 | 0 | 0 | 0 | 0
STOG | 0 | 0 | 0 | 0 | 0 | 0
STWD | 0 | 0 | 0 | 0 | 0 | 0
WT | 0 | 0 | 0 | 0 | 0 | 0
IGCC | 0 | 0 | 0 | 0 | 0 | 0
DemandResponse | 0 | 0 | 0 | 0 | 0 | 0
IGCC-CCS | 0 | 0 | 0 | 0 | 0 | 0
WT_off | 0 | 0 | 0 | 0 | 0 | 0
PseudoUnit | 0 | 0 | 0 | 0 | 0 | 0
FixedInterchange | 0 | 0 | 0 | 0 | 0 | 0
SO2 Emissions (MMshortTons): FRCC
ReportingType | 2015 | 2020 | 2025 | 2030 | 2035 | 2040
BM | 0 | 0 | 0 | 0 | 0 | 0
CC | 0 | 0 | 0 | 0 | 0 | 0
CSP | 0 | 0 | 0 | 0 | 0 | 0
CT | 0 | 0 | 0 | 0 | 0 | 0
Coal | 0.04 | 0 | 0 | 0 | 0 | 0
Geo | 0 | 0 | 0 | 0 | 0 | 0
H | 0 | 0 | 0 | 0 | 0 | 0
LFG | 0 | 0 | 0 | 0 | 0 | 0
Nuc | 0 | 0 | 0 | 0 | 0 | 0
PS | 0 | 0 | 0 | 0 | 0 | 0
PV | 0 | 0 | 0 | 0 | 0 | 0
PeakG | 0 | 0 | 0 | 0 | 0 | 0
PeakO | 0 | 0 | 0 | 0 | 0 | 0
ST | 0 | 0 | 0 | 0 | 0 | 0
STOG | 0 | 0 | 0 | 0 | 0 | 0
STWD | 0 | 0 | 0 | 0 | 0 | 0
WT | 0 | 0 | 0 | 0 | 0 | 0
IGCC | 0 | 0 | 0 | 0 | 0 | 0
DemandResponse | 0 | 0 | 0 | 0 | 0 | 0
IGCC-CCS | 0 | 0 | 0 | 0 | 0 | 0
WT_off | 0 | 0 | 0 | 0 | 0 | 0
PseudoUnit | 0 | 0 | 0 | 0 | 0 | 0
FixedInterchange | 0 | 0 | 0 | 0 | 0 | 0
SO2 Emissions (MMshortTons): MAPP_US
ReportingType | 2015 | 2020 | 2025 | 2030 | 2035 | 2040
BM | 0 | 0 | 0 | 0 | 0 | 0
CC | 0 | 0 | 0 | 0 | 0 | 0
CSP | 0 | 0 | 0 | 0 | 0 | 0
CT | 0 | 0 | 0 | 0 | 0 | 0
Coal | 0.03 | 0 | 0 | 0 | 0 | 0
Geo | 0 | 0 | 0 | 0 | 0 | 0
H | 0 | 0 | 0 | 0 | 0 | 0
LFG | 0 | 0 | 0 | 0 | 0 | 0
Nuc | 0 | 0 | 0 | 0 | 0 | 0
PS | 0 | 0 | 0 | 0 | 0 | 0
PV | 0 | 0 | 0 | 0 | 0 | 0
PeakG | 0 | 0 | 0 | 0 | 0 | 0
PeakO | 0 | 0 | 0 | 0 | 0 | 0
ST | 0 | 0 | 0 | 0 | 0 | 0
STOG | 0 | 0 | 0 | 0 | 0 | 0
STWD | 0 | 0 | 0 | 0 | 0 | 0
WT | 0 | 0 | 0 | 0 | 0 | 0
IGCC | 0 | 0 | 0 | 0 | 0 | 0
DemandResponse | 0 | 0 | 0 | 0 | 0 | 0
IGCC-CCS | 0 | 0 | 0 | 0 | 0 | 0
WT_off | 0 | 0 | 0 | 0 | 0 | 0
PseudoUnit | 0 | 0 | 0 | 0 | 0 | 0
FixedInterchange | 0 | 0 | 0 | 0 | 0 | 0
SO2 Emissions (MMshortTons): MISO_IN
ReportingType | 2015 | 2020 | 2025 | 2030 | 2035 | 2040
BM | 0 | 0 | 0 | 0 | 0 | 0
CC | 0 | 0 | 0 | 0 | 0 | 0
CSP | 0 | 0 | 0 | 0 | 0 | 0
CT | 0 | 0 | 0 | 0 | 0 | 0
Coal | 0.24 | 0.04 | 0.01 | 0 | 0.02 | 0.02
Geo | 0 | 0 | 0 | 0 | 0 | 0
H | 0 | 0 | 0 | 0 | 0 | 0
LFG | 0 | 0 | 0 | 0 | 0 | 0
Nuc | 0 | 0 | 0 | 0 | 0 | 0
PS | 0 | 0 | 0 | 0 | 0 | 0
PV | 0 | 0 | 0 | 0 | 0 | 0
PeakG | 0 | 0 | 0 | 0 | 0 | 0
PeakO | 0 | 0 | 0 | 0 | 0 | 0
ST | 0 | 0 | 0 | 0 | 0 | 0
STOG | 0 | 0 | 0 | 0 | 0 | 0
STWD | 0 | 0 | 0 | 0 | 0 | 0
WT | 0 | 0 | 0 | 0 | 0 | 0
IGCC | 0 | 0 | 0 | 0 | 0 | 0
DemandResponse | 0 | 0 | 0 | 0 | 0 | 0
IGCC-CCS | 0 | 0 | 0 | 0 | 0 | 0
WT_off | 0 | 0 | 0 | 0 | 0 | 0
PseudoUnit | 0 | 0 | 0 | 0 | 0 | 0
FixedInterchange | 0 | 0 | 0 | 0 | 0 | 0
SO2 Emissions (MMshortTons): MISO_MI
ReportingType | 2015 | 2020 | 2025 | 2030 | 2035 | 2040
BM | 0 | 0 | 0 | 0 | 0 | 0
CC | 0 | 0 | 0 | 0 | 0 | 0
CSP | 0 | 0 | 0 | 0 | 0 | 0
CT | 0 | 0 | 0 | 0 | 0 | 0
Coal | 0.13 | 0 | 0 | 0 | 0 | 0
Geo | 0 | 0 | 0 | 0 | 0 | 0
H | 0 | 0 | 0 | 0 | 0 | 0
LFG | 0 | 0 | 0 | 0 | 0 | 0
Nuc | 0 | 0 | 0 | 0 | 0 | 0
PS | 0 | 0 | 0 | 0 | 0 | 0
PV | 0 | 0 | 0 | 0 | 0 | 0
PeakG | 0 | 0 | 0 | 0 | 0 | 0
PeakO | 0 | 0 | 0 | 0 | 0 | 0
ST | 0 | 0 | 0 | 0 | 0 | 0
STOG | 0 | 0 | 0 | 0 | 0 | 0
STWD | 0 | 0 | 0 | 0 | 0 | 0
WT | 0 | 0 | 0 | 0 | 0 | 0
IGCC | 0 | 0 | 0 | 0 | 0 | 0
DemandResponse | 0 | 0 | 0 | 0 | 0 | 0
IGCC-CCS | 0 | 0 | 0 | 0 | 0 | 0
WT_off | 0 | 0 | 0 | 0 | 0 | 0
PseudoUnit | 0 | 0 | 0 | 0 | 0 | 0
FixedInterchange | 0 | 0 | 0 | 0 | 0 | 0
SO2 Emissions (MMshortTons): MISO_MO-IL
ReportingType | 2015 | 2020 | 2025 | 2030 | 2035 | 2040
BM | 0 | 0 | 0 | 0 | 0 | 0
CC | 0 | 0 | 0 | 0 | 0 | 0
CSP | 0 | 0 | 0 | 0 | 0 | 0
CT | 0 | 0 | 0 | 0 | 0 | 0
Coal | 0.34 | 0.02 | 0 | 0 | 0 | 0
Geo | 0 | 0 | 0 | 0 | 0 | 0
H | 0 | 0 | 0 | 0 | 0 | 0
LFG | 0 | 0 | 0 | 0 | 0 | 0
Nuc | 0 | 0 | 0 | 0 | 0 | 0
PS | 0 | 0 | 0 | 0 | 0 | 0
PV | 0 | 0 | 0 | 0 | 0 | 0
PeakG | 0 | 0 | 0 | 0 | 0 | 0
PeakO | 0 | 0 | 0 | 0 | 0 | 0
ST | 0 | 0 | 0 | 0 | 0 | 0
STOG | 0 | 0 | 0 | 0 | 0 | 0
STWD | 0 | 0 | 0 | 0 | 0 | 0
WT | 0 | 0 | 0 | 0 | 0 | 0
IGCC | 0 | 0 | 0 | 0 | 0 | 0
DemandResponse | 0 | 0 | 0 | 0 | 0 | 0
IGCC-CCS | 0 | 0 | 0 | 0 | 0 | 0
WT_off | 0 | 0 | 0 | 0 | 0 | 0
PseudoUnit | 0 | 0 | 0 | 0 | 0 | 0
FixedInterchange | 0 | 0 | 0 | 0 | 0 | 0
SO2 Emissions (MMshortTons): MISO_W
ReportingType | 2015 | 2020 | 2025 | 2030 | 2035 | 2040
BM | 0 | 0 | 0 | 0 | 0 | 0
CC | 0 | 0 | 0 | 0 | 0 | 0
CSP | 0 | 0 | 0 | 0 | 0 | 0
CT | 0 | 0 | 0 | 0 | 0 | 0
Coal | 0.2 | 0.01 | 0 | 0 | 0 | 0
Geo | 0 | 0 | 0 | 0 | 0 | 0
H | 0 | 0 | 0 | 0 | 0 | 0
LFG | 0 | 0 | 0 | 0 | 0 | 0
Nuc | 0 | 0 | 0 | 0 | 0 | 0
PS | 0 | 0 | 0 | 0 | 0 | 0
PV | 0 | 0 | 0 | 0 | 0 | 0
PeakG | 0 | 0 | 0 | 0 | 0 | 0
PeakO | 0 | 0 | 0 | 0 | 0 | 0
ST | 0 | 0 | 0 | 0 | 0 | 0
STOG | 0 | 0 | 0 | 0 | 0 | 0
STWD | 0 | 0 | 0 | 0 | 0 | 0
WT | 0 | 0 | 0 | 0 | 0 | 0
IGCC | 0 | 0 | 0 | 0 | 0 | 0
DemandResponse | 0 | 0 | 0 | 0 | 0 | 0
IGCC-CCS | 0 | 0 | 0 | 0 | 0 | 0
WT_off | 0 | 0 | 0 | 0 | 0 | 0
PseudoUnit | 0 | 0 | 0 | 0 | 0 | 0
FixedInterchange | 0 | 0 | 0 | 0 | 0 | 0
SO2 Emissions (MMshortTons): MISO_WUMS
ReportingType | 2015 | 2020 | 2025 | 2030 | 2035 | 2040
BM | 0 | 0 | 0 | 0 | 0 | 0
CC | 0 | 0 | 0 | 0 | 0 | 0
CSP | 0 | 0 | 0 | 0 | 0 | 0
CT | 0 | 0 | 0 | 0 | 0 | 0
Coal | 0.02 | 0 | 0 | 0 | 0 | 0.01
Geo | 0 | 0 | 0 | 0 | 0 | 0
H | 0 | 0 | 0 | 0 | 0 | 0
LFG | 0 | 0 | 0 | 0 | 0 | 0
Nuc | 0 | 0 | 0 | 0 | 0 | 0
PS | 0 | 0 | 0 | 0 | 0 | 0
PV | 0 | 0 | 0 | 0 | 0 | 0
PeakG | 0 | 0 | 0 | 0 | 0 | 0
PeakO | 0 | 0 | 0 | 0 | 0 | 0
ST | 0 | 0 | 0 | 0 | 0 | 0
STOG | 0 | 0 | 0 | 0 | 0 | 0
STWD | 0 | 0 | 0 | 0 | 0 | 0
WT | 0 | 0 | 0 | 0 | 0 | 0
IGCC | 0 | 0 | 0 | 0 | 0 | 0
DemandResponse | 0 | 0 | 0 | 0 | 0 | 0
IGCC-CCS | 0 | 0 | 0 | 0 | 0 | 0
WT_off | 0 | 0 | 0 | 0 | 0 | 0
PseudoUnit | 0 | 0 | 0 | 0 | 0 | 0
FixedInterchange | 0 | 0 | 0 | 0 | 0 | 0
SO2 Emissions (MMshortTons): Nebraska
ReportingType | 2015 | 2020 | 2025 | 2030 | 2035 | 2040
BM | 0 | 0 | 0 | 0 | 0 | 0
CC | 0 | 0 | 0 | 0 | 0 | 0
CSP | 0 | 0 | 0 | 0 | 0 | 0
CT | 0 | 0 | 0 | 0 | 0 | 0
Coal | 0.1 | 0 | 0 | 0 | 0 | 0
Geo | 0 | 0 | 0 | 0 | 0 | 0
H | 0 | 0 | 0 | 0 | 0 | 0
LFG | 0 | 0 | 0 | 0 | 0 | 0
Nuc | 0 | 0 | 0 | 0 | 0 | 0
PS | 0 | 0 | 0 | 0 | 0 | 0
PV | 0 | 0 | 0 | 0 | 0 | 0
PeakG | 0 | 0 | 0 | 0 | 0 | 0
PeakO | 0 | 0 | 0 | 0 | 0 | 0
ST | 0 | 0 | 0 | 0 | 0 | 0
STOG | 0 | 0 | 0 | 0 | 0 | 0
STWD | 0 | 0 | 0 | 0 | 0 | 0
WT | 0 | 0 | 0 | 0 | 0 | 0
IGCC | 0 | 0 | 0 | 0 | 0 | 0
DemandResponse | 0 | 0 | 0 | 0 | 0 | 0
IGCC-CCS | 0 | 0 | 0 | 0 | 0 | 0
WT_off | 0 | 0 | 0 | 0 | 0 | 0
PseudoUnit | 0 | 0 | 0 | 0 | 0 | 0
FixedInterchange | 0 | 0 | 0 | 0 | 0 | 0
SO2 Emissions (MMshortTons): NEISO
ReportingType | 2015 | 2020 | 2025 | 2030 | 2035 | 2040
BM | 0 | 0 | 0 | 0 | 0 | 0
CC | 0 | 0 | 0 | 0 | 0 | 0
CSP | 0 | 0 | 0 | 0 | 0 | 0
CT | 0 | 0 | 0 | 0 | 0 | 0
Coal | 0 | 0 | 0 | 0 | 0 | 0
Geo | 0 | 0 | 0 | 0 | 0 | 0
H | 0 | 0 | 0 | 0 | 0 | 0
LFG | 0 | 0 | 0 | 0 | 0 | 0
Nuc | 0 | 0 | 0 | 0 | 0 | 0
PS | 0 | 0 | 0 | 0 | 0 | 0
PV | 0 | 0 | 0 | 0 | 0 | 0
PeakG | 0 | 0 | 0 | 0 | 0 | 0
PeakO | 0 | 0 | 0 | 0 | 0 | 0
ST | 0 | 0 | 0 | 0 | 0 | 0
STOG | 0 | 0 | 0 | 0 | 0 | 0
STWD | 0 | 0 | 0 | 0 | 0 | 0
WT | 0 | 0 | 0 | 0 | 0 | 0
IGCC | 0 | 0 | 0 | 0 | 0 | 0
DemandResponse | 0 | 0 | 0 | 0 | 0 | 0
IGCC-CCS | 0 | 0 | 0 | 0 | 0 | 0
WT_off | 0 | 0 | 0 | 0 | 0 | 0
PseudoUnit | 0 | 0 | 0 | 0 | 0 | 0
FixedInterchange | 0 | 0 | 0 | 0 | 0 | 0
SO2 Emissions (MMshortTons): NonRTO_Midwest
ReportingType | 2015 | 2020 | 2025 | 2030 | 2035 | 2040
BM | 0 | 0 | 0 | 0 | 0 | 0
CC | 0 | 0 | 0 | 0 | 0 | 0
CSP | 0 | 0 | 0 | 0 | 0 | 0
CT | 0 | 0 | 0 | 0 | 0 | 0
Coal | 0.12 | 0.03 | 0.01 | 0 | 0.01 | 0.01
Geo | 0 | 0 | 0 | 0 | 0 | 0
H | 0 | 0 | 0 | 0 | 0 | 0
LFG | 0 | 0 | 0 | 0 | 0 | 0
Nuc | 0 | 0 | 0 | 0 | 0 | 0
PS | 0 | 0 | 0 | 0 | 0 | 0
PV | 0 | 0 | 0 | 0 | 0 | 0
PeakG | 0 | 0 | 0 | 0 | 0 | 0
PeakO | 0 | 0 | 0 | 0 | 0 | 0
ST | 0 | 0 | 0 | 0 | 0 | 0
STOG | 0 | 0 | 0 | 0 | 0 | 0
STWD | 0 | 0 | 0 | 0 | 0 | 0
WT | 0 | 0 | 0 | 0 | 0 | 0
IGCC | 0 | 0 | 0 | 0 | 0 | 0
DemandResponse | 0 | 0 | 0 | 0 | 0 | 0
IGCC-CCS | 0 | 0 | 0 | 0 | 0 | 0
WT_off | 0 | 0 | 0 | 0 | 0 | 0
PseudoUnit | 0 | 0 | 0 | 0 | 0 | 0
FixedInterchange | 0 | 0 | 0 | 0 | 0 | 0
SO2 Emissions (MMshortTons): NYISO_A-F
ReportingType | 2015 | 2020 | 2025 | 2030 | 2035 | 2040
BM | 0 | 0 | 0 | 0 | 0 | 0
CC | 0 | 0 | 0 | 0 | 0 | 0
CSP | 0 | 0 | 0 | 0 | 0 | 0
CT | 0 | 0 | 0 | 0 | 0 | 0
Coal | 0 | 0 | 0 | 0 | 0 | 0
Geo | 0 | 0 | 0 | 0 | 0 | 0
H | 0 | 0 | 0 | 0 | 0 | 0
LFG | 0 | 0 | 0 | 0 | 0 | 0
Nuc | 0 | 0 | 0 | 0 | 0 | 0
PS | 0 | 0 | 0 | 0 | 0 | 0
PV | 0 | 0 | 0 | 0 | 0 | 0
PeakG | 0 | 0 | 0 | 0 | 0 | 0
PeakO | 0 | 0 | 0 | 0 | 0 | 0
ST | 0 | 0 | 0 | 0 | 0 | 0
STOG | 0 | 0 | 0 | 0 | 0 | 0
STWD | 0 | 0 | 0 | 0 | 0 | 0
WT | 0 | 0 | 0 | 0 | 0 | 0
IGCC | 0 | 0 | 0 | 0 | 0 | 0
DemandResponse | 0 | 0 | 0 | 0 | 0 | 0
IGCC-CCS | 0 | 0 | 0 | 0 | 0 | 0
WT_off | 0 | 0 | 0 | 0 | 0 | 0
PseudoUnit | 0 | 0 | 0 | 0 | 0 | 0
FixedInterchange | 0 | 0 | 0 | 0 | 0 | 0
SO2 Emissions (MMshortTons): NYISO_G-I
ReportingType | 2015 | 2020 | 2025 | 2030 | 2035 | 2040
BM | 0 | 0 | 0 | 0 | 0 | 0
CC | 0 | 0 | 0 | 0 | 0 | 0
CSP | 0 | 0 | 0 | 0 | 0 | 0
CT | 0 | 0 | 0 | 0 | 0 | 0
Coal | 0 | 0 | 0 | 0 | 0 | 0
Geo | 0 | 0 | 0 | 0 | 0 | 0
H | 0 | 0 | 0 | 0 | 0 | 0
LFG | 0 | 0 | 0 | 0 | 0 | 0
Nuc | 0 | 0 | 0 | 0 | 0 | 0
PS | 0 | 0 | 0 | 0 | 0 | 0
PV | 0 | 0 | 0 | 0 | 0 | 0
PeakG | 0 | 0 | 0 | 0 | 0 | 0
PeakO | 0 | 0 | 0 | 0 | 0 | 0
ST | 0 | 0 | 0 | 0 | 0 | 0
STOG | 0 | 0 | 0 | 0 | 0 | 0
STWD | 0 | 0 | 0 | 0 | 0 | 0
WT | 0 | 0 | 0 | 0 | 0 | 0
IGCC | 0 | 0 | 0 | 0 | 0 | 0
DemandResponse | 0 | 0 | 0 | 0 | 0 | 0
IGCC-CCS | 0 | 0 | 0 | 0 | 0 | 0
WT_off | 0 | 0 | 0 | 0 | 0 | 0
PseudoUnit | 0 | 0 | 0 | 0 | 0 | 0
FixedInterchange | 0 | 0 | 0 | 0 | 0 | 0
SO2 Emissions (MMshortTons): NYISO_J-K
ReportingType | 2015 | 2020 | 2025 | 2030 | 2035 | 2040
BM | 0 | 0 | 0 | 0 | 0 | 0
CC | 0 | 0 | 0 | 0 | 0 | 0
CSP | 0 | 0 | 0 | 0 | 0 | 0
CT | 0 | 0 | 0 | 0 | 0 | 0
Coal | 0 | 0 | 0 | 0 | 0 | 0
Geo | 0 | 0 | 0 | 0 | 0 | 0
H | 0 | 0 | 0 | 0 | 0 | 0
LFG | 0 | 0 | 0 | 0 | 0 | 0
Nuc | 0 | 0 | 0 | 0 | 0 | 0
PS | 0 | 0 | 0 | 0 | 0 | 0
PV | 0 | 0 | 0 | 0 | 0 | 0
PeakG | 0 | 0 | 0 | 0 | 0 | 0
PeakO | 0 | 0 | 0 | 0 | 0 | 0
ST | 0 | 0 | 0 | 0 | 0 | 0
STOG | 0 | 0 | 0 | 0 | 0 | 0
STWD | 0 | 0 | 0 | 0 | 0 | 0
WT | 0 | 0 | 0 | 0 | 0 | 0
IGCC | 0 | 0 | 0 | 0 | 0 | 0
DemandResponse | 0 | 0 | 0 | 0 | 0 | 0
IGCC-CCS | 0 | 0 | 0 | 0 | 0 | 0
WT_off | 0 | 0 | 0 | 0 | 0 | 0
PseudoUnit | 0 | 0 | 0 | 0 | 0 | 0
FixedInterchange | 0 | 0 | 0 | 0 | 0 | 0
SO2 Emissions (MMshortTons): PJM_E
ReportingType | 2015 | 2020 | 2025 | 2030 | 2035 | 2040
BM | 0 | 0 | 0 | 0 | 0 | 0
CC | 0 | 0 | 0 | 0 | 0 | 0
CSP | 0 | 0 | 0 | 0 | 0 | 0
CT | 0 | 0 | 0 | 0 | 0 | 0
Coal | 0 | 0 | 0 | 0 | 0 | 0
Geo | 0 | 0 | 0 | 0 | 0 | 0
H | 0 | 0 | 0 | 0 | 0 | 0
LFG | 0 | 0 | 0 | 0 | 0 | 0
Nuc | 0 | 0 | 0 | 0 | 0 | 0
PS | 0 | 0 | 0 | 0 | 0 | 0
PV | 0 | 0 | 0 | 0 | 0 | 0
PeakG | 0 | 0 | 0 | 0 | 0 | 0
PeakO | 0 | 0 | 0 | 0 | 0 | 0
ST | 0 | 0 | 0 | 0 | 0 | 0
STOG | 0 | 0 | 0 | 0 | 0 | 0
STWD | 0 | 0 | 0 | 0 | 0 | 0
WT | 0 | 0 | 0 | 0 | 0 | 0
IGCC | 0 | 0 | 0 | 0 | 0 | 0
DemandResponse | 0 | 0 | 0 | 0 | 0 | 0
IGCC-CCS | 0 | 0 | 0 | 0 | 0 | 0
WT_off | 0 | 0 | 0 | 0 | 0 | 0
PseudoUnit | 0 | 0 | 0 | 0 | 0 | 0
FixedInterchange | 0 | 0 | 0 | 0 | 0 | 0
SO2 Emissions (MMshortTons): PJM_ROM
ReportingType | 2015 | 2020 | 2025 | 2030 | 2035 | 2040
BM | 0 | 0 | 0 | 0 | 0 | 0
CC | 0 | 0 | 0 | 0 | 0 | 0
CSP | 0 | 0 | 0 | 0 | 0 | 0
CT | 0 | 0 | 0 | 0 | 0 | 0
Coal | 0.15 | 0.01 | 0 | 0 | 0 | 0
Geo | 0 | 0 | 0 | 0 | 0 | 0
H | 0 | 0 | 0 | 0 | 0 | 0
LFG | 0 | 0 | 0 | 0 | 0 | 0
Nuc | 0 | 0 | 0 | 0 | 0 | 0
PS | 0 | 0 | 0 | 0 | 0 | 0
PV | 0 | 0 | 0 | 0 | 0 | 0
PeakG | 0 | 0 | 0 | 0 | 0 | 0
PeakO | 0 | 0 | 0 | 0 | 0 | 0
ST | 0 | 0 | 0 | 0 | 0 | 0
STOG | 0 | 0 | 0 | 0 | 0 | 0
STWD | 0 | 0 | 0 | 0 | 0 | 0
WT | 0 | 0 | 0 | 0 | 0 | 0
IGCC | 0 | 0 | 0 | 0 | 0 | 0
DemandResponse | 0 | 0 | 0 | 0 | 0 | 0
IGCC-CCS | 0 | 0 | 0 | 0 | 0 | 0
WT_off | 0 | 0 | 0 | 0 | 0 | 0
PseudoUnit | 0 | 0 | 0 | 0 | 0 | 0
FixedInterchange | 0 | 0 | 0 | 0 | 0 | 0
SO2 Emissions (MMshortTons): PJM_ROR
ReportingType | 2015 | 2020 | 2025 | 2030 | 2035 | 2040
BM | 0 | 0 | 0 | 0 | 0 | 0
CC | 0 | 0 | 0 | 0 | 0 | 0
CSP | 0 | 0 | 0 | 0 | 0 | 0
CT | 0 | 0 | 0 | 0 | 0 | 0
Coal | 1.04 | 0.1 | 0.01 | 0.01 | 0.03 | 0.03
Geo | 0 | 0 | 0 | 0 | 0 | 0
H | 0 | 0 | 0 | 0 | 0 | 0
LFG | 0 | 0 | 0 | 0 | 0 | 0
Nuc | 0 | 0 | 0 | 0 | 0 | 0
PS | 0 | 0 | 0 | 0 | 0 | 0
PV | 0 | 0 | 0 | 0 | 0 | 0
PeakG | 0 | 0 | 0 | 0 | 0 | 0
PeakO | 0 | 0 | 0 | 0 | 0 | 0
ST | 0 | 0 | 0 | 0 | 0 | 0
STOG | 0 | 0 | 0 | 0 | 0 | 0
STWD | 0 | 0 | 0 | 0 | 0 | 0
WT | 0 | 0 | 0 | 0 | 0 | 0
IGCC | 0 | 0 | 0 | 0 | 0 | 0
DemandResponse | 0 | 0 | 0 | 0 | 0 | 0
IGCC-CCS | 0 | 0 | 0 | 0 | 0 | 0
WT_off | 0 | 0 | 0 | 0 | 0 | 0
PseudoUnit | 0 | 0 | 0 | 0 | 0 | 0
FixedInterchange | 0 | 0 | 0 | 0 | 0 | 0
SO2 Emissions (MMshortTons): SOCO
ReportingType | 2015 | 2020 | 2025 | 2030 | 2035 | 2040
BM | 0 | 0 | 0 | 0 | 0 | 0
CC | 0 | 0 | 0 | 0 | 0 | 0
CSP | 0 | 0 | 0 | 0 | 0 | 0
CT | 0 | 0 | 0 | 0 | 0 | 0
Coal | 0.22 | 0.01 | 0.01 | 0.01 | 0.01 | 0.01
Geo | 0 | 0 | 0 | 0 | 0 | 0
H | 0 | 0 | 0 | 0 | 0 | 0
LFG | 0 | 0 | 0 | 0 | 0 | 0
Nuc | 0 | 0 | 0 | 0 | 0 | 0
PS | 0 | 0 | 0 | 0 | 0 | 0
PV | 0 | 0 | 0 | 0 | 0 | 0
PeakG | 0 | 0 | 0 | 0 | 0 | 0
PeakO | 0 | 0 | 0 | 0 | 0 | 0
ST | 0 | 0 | 0 | 0 | 0 | 0
STOG | 0 | 0 | 0 | 0 | 0 | 0
STWD | 0 | 0 | 0 | 0 | 0 | 0
WT | 0 | 0 | 0 | 0 | 0 | 0
IGCC | 0 | 0 | 0 | 0 | 0 | 0
DemandResponse | 0 | 0 | 0 | 0 | 0 | 0
IGCC-CCS | 0 | 0 | 0 | 0 | 0 | 0
WT_off | 0 | 0 | 0 | 0 | 0 | 0
PseudoUnit | 0 | 0 | 0 | 0 | 0 | 0
FixedInterchange | 0 | 0 | 0 | 0 | 0 | 0
SO2 Emissions (MMshortTons): SPP_N
ReportingType | 2015 | 2020 | 2025 | 2030 | 2035 | 2040
BM | 0 | 0 | 0 | 0 | 0 | 0
CC | 0 | 0 | 0 | 0 | 0 | 0
CSP | 0 | 0 | 0 | 0 | 0 | 0
CT | 0 | 0 | 0 | 0 | 0 | 0
Coal | 0.06 | 0 | 0 | 0 | 0 | 0
Geo | 0 | 0 | 0 | 0 | 0 | 0
H | 0 | 0 | 0 | 0 | 0 | 0
LFG | 0 | 0 | 0 | 0 | 0 | 0
Nuc | 0 | 0 | 0 | 0 | 0 | 0
PS | 0 | 0 | 0 | 0 | 0 | 0
PV | 0 | 0 | 0 | 0 | 0 | 0
PeakG | 0 | 0 | 0 | 0 | 0 | 0
PeakO | 0 | 0 | 0 | 0 | 0 | 0
ST | 0 | 0 | 0 | 0 | 0 | 0
STOG | 0 | 0 | 0 | 0 | 0 | 0
STWD | 0 | 0 | 0 | 0 | 0 | 0
WT | 0 | 0 | 0 | 0 | 0 | 0
IGCC | 0 | 0 | 0 | 0 | 0 | 0
DemandResponse | 0 | 0 | 0 | 0 | 0 | 0
IGCC-CCS | 0 | 0 | 0 | 0 | 0 | 0
WT_off | 0 | 0 | 0 | 0 | 0 | 0
PseudoUnit | 0 | 0 | 0 | 0 | 0 | 0
FixedInterchange | 0 | 0 | 0 | 0 | 0 | 0
SO2 Emissions (MMshortTons): SPP_S
ReportingType | 2015 | 2020 | 2025 | 2030 | 2035 | 2040
BM | 0 | 0 | 0 | 0 | 0 | 0
CC | 0 | 0 | 0 | 0 | 0 | 0
CSP | 0 | 0 | 0 | 0 | 0 | 0
CT | 0 | 0 | 0 | 0 | 0 | 0
Coal | 0.27 | 0 | 0 | 0 | 0 | 0
Geo | 0 | 0 | 0 | 0 | 0 | 0
H | 0 | 0 | 0 | 0 | 0 | 0
LFG | 0 | 0 | 0 | 0 | 0 | 0
Nuc | 0 | 0 | 0 | 0 | 0 | 0
PS | 0 | 0 | 0 | 0 | 0 | 0
PV | 0 | 0 | 0 | 0 | 0 | 0
PeakG | 0 | 0 | 0 | 0 | 0 | 0
PeakO | 0 | 0 | 0 | 0 | 0 | 0
ST | 0 | 0 | 0 | 0 | 0 | 0
STOG | 0 | 0 | 0 | 0 | 0 | 0
STWD | 0 | 0 | 0 | 0 | 0 | 0
WT | 0 | 0 | 0 | 0 | 0 | 0
IGCC | 0 | 0 | 0 | 0 | 0 | 0
DemandResponse | 0 | 0 | 0 | 0 | 0 | 0
IGCC-CCS | 0 | 0 | 0 | 0 | 0 | 0
WT_off | 0 | 0 | 0 | 0 | 0 | 0
PseudoUnit | 0 | 0 | 0 | 0 | 0 | 0
FixedInterchange | 0 | 0 | 0 | 0 | 0 | 0
SO2 Emissions (MMshortTons): TVA
ReportingType | 2015 | 2020 | 2025 | 2030 | 2035 | 2040
BM | 0 | 0 | 0 | 0 | 0 | 0
CC | 0 | 0 | 0 | 0 | 0 | 0
CSP | 0 | 0 | 0 | 0 | 0 | 0
CT | 0 | 0 | 0 | 0 | 0 | 0
Coal | 0.21 | 0.02 | 0 | 0 | 0 | 0
Geo | 0 | 0 | 0 | 0 | 0 | 0
H | 0 | 0 | 0 | 0 | 0 | 0
LFG | 0 | 0 | 0 | 0 | 0 | 0
Nuc | 0 | 0 | 0 | 0 | 0 | 0
PS | 0 | 0 | 0 | 0 | 0 | 0
PV | 0 | 0 | 0 | 0 | 0 | 0
PeakG | 0 | 0 | 0 | 0 | 0 | 0
PeakO | 0 | 0 | 0 | 0 | 0 | 0
ST | 0 | 0 | 0 | 0 | 0 | 0
STOG | 0 | 0 | 0 | 0 | 0 | 0
STWD | 0 | 0 | 0 | 0 | 0 | 0
WT | 0 | 0 | 0 | 0 | 0 | 0
IGCC | 0 | 0 | 0 | 0 | 0 | 0
DemandResponse | 0 | 0 | 0 | 0 | 0 | 0
IGCC-CCS | 0 | 0 | 0 | 0 | 0 | 0
WT_off | 0 | 0 | 0 | 0 | 0 | 0
PseudoUnit | 0 | 0 | 0 | 0 | 0 | 0
FixedInterchange | 0 | 0 | 0 | 0 | 0 | 0
SO2 Emissions (MMshortTons): TVA_Transmission
ReportingType | 2015 | 2020 | 2025 | 2030 | 2035 | 2040
BM | 0 | 0 | 0 | 0 | 0 | 0
CC | 0 | 0 | 0 | 0 | 0 | 0
CSP | 0 | 0 | 0 | 0 | 0 | 0
CT | 0 | 0 | 0 | 0 | 0 | 0
Coal | 0 | 0 | 0 | 0 | 0 | 0
Geo | 0 | 0 | 0 | 0 | 0 | 0
H | 0 | 0 | 0 | 0 | 0 | 0
LFG | 0 | 0 | 0 | 0 | 0 | 0
Nuc | 0 | 0 | 0 | 0 | 0 | 0
PS | 0 | 0 | 0 | 0 | 0 | 0
PV | 0 | 0 | 0 | 0 | 0 | 0
PeakG | 0 | 0 | 0 | 0 | 0 | 0
PeakO | 0 | 0 | 0 | 0 | 0 | 0
ST | 0 | 0 | 0 | 0 | 0 | 0
STOG | 0 | 0 | 0 | 0 | 0 | 0
STWD | 0 | 0 | 0 | 0 | 0 | 0
WT | 0 | 0 | 0 | 0 | 0 | 0
IGCC | 0 | 0 | 0 | 0 | 0 | 0
DemandResponse | 0 | 0 | 0 | 0 | 0 | 0
IGCC-CCS | 0 | 0 | 0 | 0 | 0 | 0
WT_off | 0 | 0 | 0 | 0 | 0 | 0
PseudoUnit | 0 | 0 | 0 | 0 | 0 | 0
FixedInterchange | 0 | 0 | 0 | 0 | 0 | 0
SO2 Emissions (MMshortTons): VACAR
ReportingType | 2015 | 2020 | 2025 | 2030 | 2035 | 2040
BM | 0 | 0 | 0 | 0 | 0 | 0
CC | 0 | 0 | 0 | 0 | 0 | 0
CSP | 0 | 0 | 0 | 0 | 0 | 0
CT | 0 | 0 | 0 | 0 | 0 | 0
Coal | 0.05 | 0.01 | 0 | 0 | 0 | 0
Geo | 0 | 0 | 0 | 0 | 0 | 0
H | 0 | 0 | 0 | 0 | 0 | 0
LFG | 0 | 0 | 0 | 0 | 0 | 0
Nuc | 0 | 0 | 0 | 0 | 0 | 0
PS | 0 | 0 | 0 | 0 | 0 | 0
PV | 0 | 0 | 0 | 0 | 0 | 0
PeakG | 0 | 0 | 0 | 0 | 0 | 0
PeakO | 0 | 0 | 0 | 0 | 0 | 0
ST | 0 | 0 | 0 | 0 | 0 | 0
STOG | 0 | 0 | 0 | 0 | 0 | 0
STWD | 0 | 0 | 0 | 0 | 0 | 0
WT | 0 | 0 | 0 | 0 | 0 | 0
IGCC | 0 | 0 | 0 | 0 | 0 | 0
DemandResponse | 0 | 0 | 0 | 0 | 0 | 0
IGCC-CCS | 0 | 0 | 0 | 0 | 0 | 0
WT_off | 0 | 0 | 0 | 0 | 0 | 0
PseudoUnit | 0 | 0 | 0 | 0 | 0 | 0
FixedInterchange | 0 | 0 | 0 | 0 | 0 | 0
SO2 Emissions (MMshortTons): IESO
ReportingType | 2015 | 2020 | 2025 | 2030 | 2035 | 2040
BM | 0 | 0 | 0 | 0 | 0 | 0
CC | 0 | 0 | 0 | 0 | 0 | 0
CSP | 0 | 0 | 0 | 0 | 0 | 0
CT | 0 | 0 | 0 | 0 | 0 | 0
Coal | 0 | 0 | 0 | 0 | 0 | 0
Geo | 0 | 0 | 0 | 0 | 0 | 0
H | 0 | 0 | 0 | 0 | 0 | 0
LFG | 0 | 0 | 0 | 0 | 0 | 0
Nuc | 0 | 0 | 0 | 0 | 0 | 0
PS | 0 | 0 | 0 | 0 | 0 | 0
PV | 0 | 0 | 0 | 0 | 0 | 0
PeakG | 0 | 0 | 0 | 0 | 0 | 0
PeakO | 0 | 0 | 0 | 0 | 0 | 0
ST | 0 | 0 | 0 | 0 | 0 | 0
STOG | 0 | 0 | 0 | 0 | 0 | 0
STWD | 0 | 0 | 0 | 0 | 0 | 0
WT | 0 | 0 | 0 | 0 | 0 | 0
IGCC | 0 | 0 | 0 | 0 | 0 | 0
DemandResponse | 0 | 0 | 0 | 0 | 0 | 0
IGCC-CCS | 0 | 0 | 0 | 0 | 0 | 0
WT_off | 0 | 0 | 0 | 0 | 0 | 0
PseudoUnit | 0 | 0 | 0 | 0 | 0 | 0
FixedInterchange | 0 | 0 | 0 | 0 | 0 | 0
SO2 Emissions (MMshortTons): MAPP_CA
ReportingType | 2015 | 2020 | 2025 | 2030 | 2035 | 2040
BM | 0 | 0 | 0 | 0 | 0 | 0
CC | 0 | 0 | 0 | 0 | 0 | 0
CSP | 0 | 0 | 0 | 0 | 0 | 0
CT | 0 | 0 | 0 | 0 | 0 | 0
Coal | 0 | 0 | 0 | 0 | 0 | 0
Geo | 0 | 0 | 0 | 0 | 0 | 0
H | 0 | 0 | 0 | 0 | 0 | 0
LFG | 0 | 0 | 0 | 0 | 0 | 0
Nuc | 0 | 0 | 0 | 0 | 0 | 0
PS | 0 | 0 | 0 | 0 | 0 | 0
PV | 0 | 0 | 0 | 0 | 0 | 0
PeakG | 0 | 0 | 0 | 0 | 0 | 0
PeakO | 0 | 0 | 0 | 0 | 0 | 0
ST | 0 | 0 | 0 | 0 | 0 | 0
STOG | 0 | 0 | 0 | 0 | 0 | 0
STWD | 0 | 0 | 0 | 0 | 0 | 0
WT | 0 | 0 | 0 | 0 | 0 | 0
IGCC | 0 | 0 | 0 | 0 | 0 | 0
DemandResponse | 0 | 0 | 0 | 0 | 0 | 0
IGCC-CCS | 0 | 0 | 0 | 0 | 0 | 0
WT_off | 0 | 0 | 0 | 0 | 0 | 0
PseudoUnit | 0 | 0 | 0 | 0 | 0 | 0
FixedInterchange | 0 | 0 | 0 | 0 | 0 | 0
SO2 Emissions (MMshortTons): AZ_NM_SNV_Coal
ReportingType | 2015 | 2020 | 2025 | 2030 | 2035 | 2040
BM | 0 | 0 | 0 | 0 | 0 | 0
CC | 0 | 0 | 0 | 0 | 0 | 0
CSP | 0 | 0 | 0 | 0 | 0 | 0
CT | 0 | 0 | 0 | 0 | 0 | 0
Coal | 0.02 | 0.02 | 0 | 0 | 0 | 0
Geo | 0 | 0 | 0 | 0 | 0 | 0
H | 0 | 0 | 0 | 0 | 0 | 0
LFG | 0 | 0 | 0 | 0 | 0 | 0
Nuc | 0 | 0 | 0 | 0 | 0 | 0
PS | 0 | 0 | 0 | 0 | 0 | 0
PV | 0 | 0 | 0 | 0 | 0 | 0
PeakG | 0 | 0 | 0 | 0 | 0 | 0
PeakO | 0 | 0 | 0 | 0 | 0 | 0
ST | 0 | 0 | 0 | 0 | 0 | 0
STOG | 0 | 0 | 0 | 0 | 0 | 0
STWD | 0 | 0 | 0 | 0 | 0 | 0
WT | 0 | 0 | 0 | 0 | 0 | 0
IGCC | 0 | 0 | 0 | 0 | 0 | 0
DemandResponse | 0 | 0 | 0 | 0 | 0 | 0
IGCC-CCS | 0 | 0 | 0 | 0 | 0 | 0
WT_off | 0 | 0 | 0 | 0 | 0 | 0
PseudoUnit | 0 | 0 | 0 | 0 | 0 | 0
FixedInterchange | 0 | 0 | 0 | 0 | 0 | 0
SO2 Emissions (MMshortTons): AZ_NM_SNV_Gas
ReportingType | 2015 | 2020 | 2025 | 2030 | 2035 | 2040
BM | 0 | 0 | 0 | 0 | 0 | 0
CC | 0 | 0 | 0 | 0 | 0 | 0
CSP | 0 | 0 | 0 | 0 | 0 | 0
CT | 0 | 0 | 0 | 0 | 0 | 0
Coal | 0 | 0 | 0 | 0 | 0 | 0
Geo | 0 | 0 | 0 | 0 | 0 | 0
H | 0 | 0 | 0 | 0 | 0 | 0
LFG | 0 | 0 | 0 | 0 | 0 | 0
Nuc | 0 | 0 | 0 | 0 | 0 | 0
PS | 0 | 0 | 0 | 0 | 0 | 0
PV | 0 | 0 | 0 | 0 | 0 | 0
PeakG | 0 | 0 | 0 | 0 | 0 | 0
PeakO | 0 | 0 | 0 | 0 | 0 | 0
ST | 0 | 0 | 0 | 0 | 0 | 0
STOG | 0 | 0 | 0 | 0 | 0 | 0
STWD | 0 | 0 | 0 | 0 | 0 | 0
WT | 0 | 0 | 0 | 0 | 0 | 0
IGCC | 0 | 0 | 0 | 0 | 0 | 0
DemandResponse | 0 | 0 | 0 | 0 | 0 | 0
IGCC-CCS | 0 | 0 | 0 | 0 | 0 | 0
WT_off | 0 | 0 | 0 | 0 | 0 | 0
PseudoUnit | 0 | 0 | 0 | 0 | 0 | 0
FixedInterchange | 0 | 0 | 0 | 0 | 0 | 0
SO2 Emissions (MMshortTons): AZ_NM_SNV_NucRenew
ReportingType | 2015 | 2020 | 2025 | 2030 | 2035 | 2040
BM | 0 | 0 | 0 | 0 | 0 | 0
CC | 0 | 0 | 0 | 0 | 0 | 0
CSP | 0 | 0 | 0 | 0 | 0 | 0
CT | 0 | 0 | 0 | 0 | 0 | 0
Coal | 0 | 0 | 0 | 0 | 0 | 0
Geo | 0 | 0 | 0 | 0 | 0 | 0
H | 0 | 0 | 0 | 0 | 0 | 0
LFG | 0 | 0 | 0 | 0 | 0 | 0
Nuc | 0 | 0 | 0 | 0 | 0 | 0
PS | 0 | 0 | 0 | 0 | 0 | 0
PV | 0 | 0 | 0 | 0 | 0 | 0
PeakG | 0 | 0 | 0 | 0 | 0 | 0
PeakO | 0 | 0 | 0 | 0 | 0 | 0
ST | 0 | 0 | 0 | 0 | 0 | 0
STOG | 0 | 0 | 0 | 0 | 0 | 0
STWD | 0 | 0 | 0 | 0 | 0 | 0
WT | 0 | 0 | 0 | 0 | 0 | 0
IGCC | 0 | 0 | 0 | 0 | 0 | 0
DemandResponse | 0 | 0 | 0 | 0 | 0 | 0
IGCC-CCS | 0 | 0 | 0 | 0 | 0 | 0
WT_off | 0 | 0 | 0 | 0 | 0 | 0
PseudoUnit | 0 | 0 | 0 | 0 | 0 | 0
FixedInterchange | 0 | 0 | 0 | 0 | 0 | 0
SO2 Emissions (MMshortTons): ERCOT
ReportingType | 2015 | 2020 | 2025 | 2030 | 2035 | 2040
BM | 0 | 0 | 0 | 0 | 0 | 0
CC | 0 | 0 | 0 | 0 | 0 | 0
CSP | 0 | 0 | 0 | 0 | 0 | 0
CT | 0 | 0 | 0 | 0 | 0 | 0
Coal | 0.07 | 0.03 | 0 | 0 | 0 | 0
Geo | 0 | 0 | 0 | 0 | 0 | 0
H | 0 | 0 | 0 | 0 | 0 | 0
LFG | 0 | 0 | 0 | 0 | 0 | 0
Nuc | 0 | 0 | 0 | 0 | 0 | 0
PS | 0 | 0 | 0 | 0 | 0 | 0
PV | 0 | 0 | 0 | 0 | 0 | 0
PeakG | 0 | 0 | 0 | 0 | 0 | 0
PeakO | 0 | 0 | 0 | 0 | 0 | 0
ST | 0 | 0 | 0 | 0 | 0 | 0
STOG | 0 | 0 | 0 | 0 | 0 | 0
STWD | 0 | 0 | 0 | 0 | 0 | 0
WT | 0 | 0 | 0 | 0 | 0 | 0
IGCC | 0 | 0 | 0 | 0 | 0 | 0
DemandResponse | 0 | 0 | 0 | 0 | 0 | 0
IGCC-CCS | 0 | 0 | 0 | 0 | 0 | 0
WT_off | 0 | 0 | 0 | 0 | 0 | 0
PseudoUnit | 0 | 0 | 0 | 0 | 0 | 0
FixedInterchange | 0 | 0 | 0 | 0 | 0 | 0
SO2 Emissions (MMshortTons): NP15
ReportingType | 2015 | 2020 | 2025 | 2030 | 2035 | 2040
BM | 0 | 0 | 0 | 0 | 0 | 0
CC | 0 | 0 | 0 | 0 | 0 | 0
CSP | 0 | 0 | 0 | 0 | 0 | 0
CT | 0 | 0 | 0 | 0 | 0 | 0
Coal | 0.01 | 0 | 0 | 0 | 0 | 0
Geo | 0 | 0 | 0 | 0 | 0 | 0
H | 0 | 0 | 0 | 0 | 0 | 0
LFG | 0 | 0 | 0 | 0 | 0 | 0
Nuc | 0 | 0 | 0 | 0 | 0 | 0
PS | 0 | 0 | 0 | 0 | 0 | 0
PV | 0 | 0 | 0 | 0 | 0 | 0
PeakG | 0 | 0 | 0 | 0 | 0 | 0
PeakO | 0 | 0 | 0 | 0 | 0 | 0
ST | 0 | 0 | 0 | 0 | 0 | 0
STOG | 0 | 0 | 0 | 0 | 0 | 0
STWD | 0 | 0 | 0 | 0 | 0 | 0
WT | 0 | 0 | 0 | 0 | 0 | 0
IGCC | 0 | 0 | 0 | 0 | 0 | 0
DemandResponse | 0 | 0 | 0 | 0 | 0 | 0
IGCC-CCS | 0 | 0 | 0 | 0 | 0 | 0
WT_off | 0 | 0 | 0 | 0 | 0 | 0
PseudoUnit | 0 | 0 | 0 | 0 | 0 | 0
FixedInterchange | 0 | 0 | 0 | 0 | 0 | 0
SO2 Emissions (MMshortTons): NWPP_Coal
ReportingType | 2015 | 2020 | 2025 | 2030 | 2035 | 2040
BM | 0 | 0 | 0 | 0 | 0 | 0
CC | 0 | 0 | 0 | 0 | 0 | 0
CSP | 0 | 0 | 0 | 0 | 0 | 0
CT | 0 | 0 | 0 | 0 | 0 | 0
Coal | 0.08 | 0.01 | 0 | 0 | 0 | 0
Geo | 0 | 0 | 0 | 0 | 0 | 0
H | 0 | 0 | 0 | 0 | 0 | 0
LFG | 0 | 0 | 0 | 0 | 0 | 0
Nuc | 0 | 0 | 0 | 0 | 0 | 0
PS | 0 | 0 | 0 | 0 | 0 | 0
PV | 0 | 0 | 0 | 0 | 0 | 0
PeakG | 0 | 0 | 0 | 0 | 0 | 0
PeakO | 0 | 0 | 0 | 0 | 0 | 0
ST | 0 | 0 | 0 | 0 | 0 | 0
STOG | 0 | 0 | 0 | 0 | 0 | 0
STWD | 0 | 0 | 0 | 0 | 0 | 0
WT | 0 | 0 | 0 | 0 | 0 | 0
IGCC | 0 | 0 | 0 | 0 | 0 | 0
DemandResponse | 0 | 0 | 0 | 0 | 0 | 0
IGCC-CCS | 0 | 0 | 0 | 0 | 0 | 0
WT_off | 0 | 0 | 0 | 0 | 0 | 0
PseudoUnit | 0 | 0 | 0 | 0 | 0 | 0
FixedInterchange | 0 | 0 | 0 | 0 | 0 | 0
SO2 Emissions (MMshortTons): NWPP_Gas
ReportingType | 2015 | 2020 | 2025 | 2030 | 2035 | 2040
BM | 0 | 0 | 0 | 0 | 0 | 0
CC | 0 | 0 | 0 | 0 | 0 | 0
CSP | 0 | 0 | 0 | 0 | 0 | 0
CT | 0 | 0 | 0 | 0 | 0 | 0
Coal | 0 | 0 | 0 | 0 | 0 | 0
Geo | 0 | 0 | 0 | 0 | 0 | 0
H | 0 | 0 | 0 | 0 | 0 | 0
LFG | 0 | 0 | 0 | 0 | 0 | 0
Nuc | 0 | 0 | 0 | 0 | 0 | 0
PS | 0 | 0 | 0 | 0 | 0 | 0
PV | 0 | 0 | 0 | 0 | 0 | 0
PeakG | 0 | 0 | 0 | 0 | 0 | 0
PeakO | 0 | 0 | 0 | 0 | 0 | 0
ST | 0 | 0 | 0 | 0 | 0 | 0
STOG | 0 | 0 | 0 | 0 | 0 | 0
STWD | 0 | 0 | 0 | 0 | 0 | 0
WT | 0 | 0 | 0 | 0 | 0 | 0
IGCC | 0 | 0 | 0 | 0 | 0 | 0
DemandResponse | 0 | 0 | 0 | 0 | 0 | 0
IGCC-CCS | 0 | 0 | 0 | 0 | 0 | 0
WT_off | 0 | 0 | 0 | 0 | 0 | 0
PseudoUnit | 0 | 0 | 0 | 0 | 0 | 0
FixedInterchange | 0 | 0 | 0 | 0 | 0 | 0
SO2 Emissions (MMshortTons): NWPP_NucRenew
ReportingType | 2015 | 2020 | 2025 | 2030 | 2035 | 2040
BM | 0 | 0 | 0 | 0 | 0 | 0
CC | 0 | 0 | 0 | 0 | 0 | 0
CSP | 0 | 0 | 0 | 0 | 0 | 0
CT | 0 | 0 | 0 | 0 | 0 | 0
Coal | 0 | 0 | 0 | 0 | 0 | 0
Geo | 0 | 0 | 0 | 0 | 0 | 0
H | 0 | 0 | 0 | 0 | 0 | 0
LFG | 0 | 0 | 0 | 0 | 0 | 0
Nuc | 0 | 0 | 0 | 0 | 0 | 0
PS | 0 | 0 | 0 | 0 | 0 | 0
PV | 0 | 0 | 0 | 0 | 0 | 0
PeakG | 0 | 0 | 0 | 0 | 0 | 0
PeakO | 0 | 0 | 0 | 0 | 0 | 0
ST | 0 | 0 | 0 | 0 | 0 | 0
STOG | 0 | 0 | 0 | 0 | 0 | 0
STWD | 0 | 0 | 0 | 0 | 0 | 0
WT | 0 | 0 | 0 | 0 | 0 | 0
IGCC | 0 | 0 | 0 | 0 | 0 | 0
DemandResponse | 0 | 0 | 0 | 0 | 0 | 0
IGCC-CCS | 0 | 0 | 0 | 0 | 0 | 0
WT_off | 0 | 0 | 0 | 0 | 0 | 0
PseudoUnit | 0 | 0 | 0 | 0 | 0 | 0
FixedInterchange | 0 | 0 | 0 | 0 | 0 | 0
SO2 Emissions (MMshortTons): RMPA
ReportingType | 2015 | 2020 | 2025 | 2030 | 2035 | 2040
BM | 0 | 0 | 0 | 0 | 0 | 0
CC | 0 | 0 | 0 | 0 | 0 | 0
CSP | 0 | 0 | 0 | 0 | 0 | 0
CT | 0 | 0 | 0 | 0 | 0 | 0
Coal | 0.06 | 0.02 | 0 | 0 | 0 | 0
Geo | 0 | 0 | 0 | 0 | 0 | 0
H | 0 | 0 | 0 | 0 | 0 | 0
LFG | 0 | 0 | 0 | 0 | 0 | 0
Nuc | 0 | 0 | 0 | 0 | 0 | 0
PS | 0 | 0 | 0 | 0 | 0 | 0
PV | 0 | 0 | 0 | 0 | 0 | 0
PeakG | 0 | 0 | 0 | 0 | 0 | 0
PeakO | 0 | 0 | 0 | 0 | 0 | 0
ST | 0 | 0 | 0 | 0 | 0 | 0
STOG | 0 | 0 | 0 | 0 | 0 | 0
STWD | 0 | 0 | 0 | 0 | 0 | 0
WT | 0 | 0 | 0 | 0 | 0 | 0
IGCC | 0 | 0 | 0 | 0 | 0 | 0
DemandResponse | 0 | 0 | 0 | 0 | 0 | 0
IGCC-CCS | 0 | 0 | 0 | 0 | 0 | 0
WT_off | 0 | 0 | 0 | 0 | 0 | 0
PseudoUnit | 0 | 0 | 0 | 0 | 0 | 0
FixedInterchange | 0 | 0 | 0 | 0 | 0 | 0
SO2 Emissions (MMshortTons): SP15
ReportingType | 2015 | 2020 | 2025 | 2030 | 2035 | 2040
BM | 0 | 0 | 0 | 0 | 0 | 0
CC | 0 | 0 | 0 | 0 | 0 | 0
CSP | 0 | 0 | 0 | 0 | 0 | 0
CT | 0 | 0 | 0 | 0 | 0 | 0
Coal | 0 | 0 | 0 | 0 | 0 | 0
Geo | 0 | 0 | 0 | 0 | 0 | 0
H | 0 | 0 | 0 | 0 | 0 | 0
LFG | 0 | 0 | 0 | 0 | 0 | 0
Nuc | 0 | 0 | 0 | 0 | 0 | 0
PS | 0 | 0 | 0 | 0 | 0 | 0
PV | 0 | 0 | 0 | 0 | 0 | 0
PeakG | 0 | 0 | 0 | 0 | 0 | 0
PeakO | 0 | 0 | 0 | 0 | 0 | 0
ST | 0 | 0 | 0 | 0 | 0 | 0
STOG | 0 | 0 | 0 | 0 | 0 | 0
STWD | 0 | 0 | 0 | 0 | 0 | 0
WT | 0 | 0 | 0 | 0 | 0 | 0
IGCC | 0 | 0 | 0 | 0 | 0 | 0
DemandResponse | 0 | 0 | 0 | 0 | 0 | 0
IGCC-CCS | 0 | 0 | 0 | 0 | 0 | 0
WT_off | 0 | 0 | 0 | 0 | 0 | 0
PseudoUnit | 0 | 0 | 0 | 0 | 0 | 0
FixedInterchange | 0 | 0 | 0 | 0 | 0 | 0
SO2 Emissions (MMshortTons): ALB
ReportingType | 2015 | 2020 | 2025 | 2030 | 2035 | 2040
BM | 0 | 0 | 0 | 0 | 0 | 0
CC | 0 | 0 | 0 | 0 | 0 | 0
CSP | 0 | 0 | 0 | 0 | 0 | 0
CT | 0 | 0 | 0 | 0 | 0 | 0
Coal | 0.11 | 0.11 | 0 | 0 | 0 | 0
Geo | 0 | 0 | 0 | 0 | 0 | 0
H | 0 | 0 | 0 | 0 | 0 | 0
LFG | 0 | 0 | 0 | 0 | 0 | 0
Nuc | 0 | 0 | 0 | 0 | 0 | 0
PS | 0 | 0 | 0 | 0 | 0 | 0
PV | 0 | 0 | 0 | 0 | 0 | 0
PeakG | 0 | 0 | 0 | 0 | 0 | 0
PeakO | 0 | 0 | 0 | 0 | 0 | 0
ST | 0 | 0 | 0 | 0 | 0 | 0
STOG | 0 | 0 | 0 | 0 | 0 | 0
STWD | 0 | 0 | 0 | 0 | 0 | 0
WT | 0 | 0 | 0 | 0 | 0 | 0
IGCC | 0 | 0 | 0 | 0 | 0 | 0
DemandResponse | 0 | 0 | 0 | 0 | 0 | 0
IGCC-CCS | 0 | 0 | 0 | 0 | 0 | 0
WT_off | 0 | 0 | 0 | 0 | 0 | 0
PseudoUnit | 0 | 0 | 0 | 0 | 0 | 0
FixedInterchange | 0 | 0 | 0 | 0 | 0 | 0
SO2 Emissions (MMshortTons): BC
ReportingType | 2015 | 2020 | 2025 | 2030 | 2035 | 2040
BM | 0 | 0 | 0 | 0 | 0 | 0
CC | 0 | 0 | 0 | 0 | 0 | 0
CSP | 0 | 0 | 0 | 0 | 0 | 0
CT | 0 | 0 | 0 | 0 | 0 | 0
Coal | 0 | 0 | 0 | 0 | 0 | 0
Geo | 0 | 0 | 0 | 0 | 0 | 0
H | 0 | 0 | 0 | 0 | 0 | 0
LFG | 0 | 0 | 0 | 0 | 0 | 0
Nuc | 0 | 0 | 0 | 0 | 0 | 0
PS | 0 | 0 | 0 | 0 | 0 | 0
PV | 0 | 0 | 0 | 0 | 0 | 0
PeakG | 0 | 0 | 0 | 0 | 0 | 0
PeakO | 0 | 0 | 0 | 0 | 0 | 0
ST | 0 | 0 | 0 | 0 | 0 | 0
STOG | 0 | 0 | 0 | 0 | 0 | 0
STWD | 0 | 0 | 0 | 0 | 0 | 0
WT | 0 | 0 | 0 | 0 | 0 | 0
IGCC | 0 | 0 | 0 | 0 | 0 | 0
DemandResponse | 0 | 0 | 0 | 0 | 0 | 0
IGCC-CCS | 0 | 0 | 0 | 0 | 0 | 0
WT_off | 0 | 0 | 0 | 0 | 0 | 0
PseudoUnit | 0 | 0 | 0 | 0 | 0 | 0
FixedInterchange | 0 | 0 | 0 | 0 | 0 | 0
SO2 Emissions (MMshortTons): HQ_IESO
ReportingType | 2015 | 2020 | 2025 | 2030 | 2035 | 2040
BM | 0 | 0 | 0 | 0 | 0 | 0
CC | 0 | 0 | 0 | 0 | 0 | 0
CSP | 0 | 0 | 0 | 0 | 0 | 0
CT | 0 | 0 | 0 | 0 | 0 | 0
Coal | 0 | 0 | 0 | 0 | 0 | 0
Geo | 0 | 0 | 0 | 0 | 0 | 0
H | 0 | 0 | 0 | 0 | 0 | 0
LFG | 0 | 0 | 0 | 0 | 0 | 0
Nuc | 0 | 0 | 0 | 0 | 0 | 0
PS | 0 | 0 | 0 | 0 | 0 | 0
PV | 0 | 0 | 0 | 0 | 0 | 0
PeakG | 0 | 0 | 0 | 0 | 0 | 0
PeakO | 0 | 0 | 0 | 0 | 0 | 0
ST | 0 | 0 | 0 | 0 | 0 | 0
STOG | 0 | 0 | 0 | 0 | 0 | 0
STWD | 0 | 0 | 0 | 0 | 0 | 0
WT | 0 | 0 | 0 | 0 | 0 | 0
IGCC | 0 | 0 | 0 | 0 | 0 | 0
DemandResponse | 0 | 0 | 0 | 0 | 0 | 0
IGCC-CCS | 0 | 0 | 0 | 0 | 0 | 0
WT_off | 0 | 0 | 0 | 0 | 0 | 0
PseudoUnit | 0 | 0 | 0 | 0 | 0 | 0
FixedInterchange | 0 | 0 | 0 | 0 | 0 | 0
SO2 Emissions (MMshortTons): HQ_NEISO
ReportingType | 2015 | 2020 | 2025 | 2030 | 2035 | 2040
BM | 0 | 0 | 0 | 0 | 0 | 0
CC | 0 | 0 | 0 | 0 | 0 | 0
CSP | 0 | 0 | 0 | 0 | 0 | 0
CT | 0 | 0 | 0 | 0 | 0 | 0
Coal | 0 | 0 | 0 | 0 | 0 | 0
Geo | 0 | 0 | 0 | 0 | 0 | 0
H | 0 | 0 | 0 | 0 | 0 | 0
LFG | 0 | 0 | 0 | 0 | 0 | 0
Nuc | 0 | 0 | 0 | 0 | 0 | 0
PS | 0 | 0 | 0 | 0 | 0 | 0
PV | 0 | 0 | 0 | 0 | 0 | 0
PeakG | 0 | 0 | 0 | 0 | 0 | 0
PeakO | 0 | 0 | 0 | 0 | 0 | 0
ST | 0 | 0 | 0 | 0 | 0 | 0
STOG | 0 | 0 | 0 | 0 | 0 | 0
STWD | 0 | 0 | 0 | 0 | 0 | 0
WT | 0 | 0 | 0 | 0 | 0 | 0
IGCC | 0 | 0 | 0 | 0 | 0 | 0
DemandResponse | 0 | 0 | 0 | 0 | 0 | 0
IGCC-CCS | 0 | 0 | 0 | 0 | 0 | 0
WT_off | 0 | 0 | 0 | 0 | 0 | 0
PseudoUnit | 0 | 0 | 0 | 0 | 0 | 0
FixedInterchange | 0 | 0 | 0 | 0 | 0 | 0
SO2 Emissions (MMshortTons): HQ_NY
ReportingType | 2015 | 2020 | 2025 | 2030 | 2035 | 2040
BM | 0 | 0 | 0 | 0 | 0 | 0
CC | 0 | 0 | 0 | 0 | 0 | 0
CSP | 0 | 0 | 0 | 0 | 0 | 0
CT | 0 | 0 | 0 | 0 | 0 | 0
Coal | 0 | 0 | 0 | 0 | 0 | 0
Geo | 0 | 0 | 0 | 0 | 0 | 0
H | 0 | 0 | 0 | 0 | 0 | 0
LFG | 0 | 0 | 0 | 0 | 0 | 0
Nuc | 0 | 0 | 0 | 0 | 0 | 0
PS | 0 | 0 | 0 | 0 | 0 | 0
PV | 0 | 0 | 0 | 0 | 0 | 0
PeakG | 0 | 0 | 0 | 0 | 0 | 0
PeakO | 0 | 0 | 0 | 0 | 0 | 0
ST | 0 | 0 | 0 | 0 | 0 | 0
STOG | 0 | 0 | 0 | 0 | 0 | 0
STWD | 0 | 0 | 0 | 0 | 0 | 0
WT | 0 | 0 | 0 | 0 | 0 | 0
IGCC | 0 | 0 | 0 | 0 | 0 | 0
DemandResponse | 0 | 0 | 0 | 0 | 0 | 0
IGCC-CCS | 0 | 0 | 0 | 0 | 0 | 0
WT_off | 0 | 0 | 0 | 0 | 0 | 0
PseudoUnit | 0 | 0 | 0 | 0 | 0 | 0
FixedInterchange | 0 | 0 | 0 | 0 | 0 | 0
SO2 Emissions (MMshortTons): MARITIMES
ReportingType | 2015 | 2020 | 2025 | 2030 | 2035 | 2040
BM | 0 | 0 | 0 | 0 | 0 | 0
CC | 0 | 0 | 0 | 0 | 0 | 0
CSP | 0 | 0 | 0 | 0 | 0 | 0
CT | 0 | 0 | 0 | 0 | 0 | 0
Coal | 0 | 0 | 0 | 0 | 0 | 0
Geo | 0 | 0 | 0 | 0 | 0 | 0
H | 0 | 0 | 0 | 0 | 0 | 0
LFG | 0 | 0 | 0 | 0 | 0 | 0
Nuc | 0 | 0 | 0 | 0 | 0 | 0
PS | 0 | 0 | 0 | 0 | 0 | 0
PV | 0 | 0 | 0 | 0 | 0 | 0
PeakG | 0 | 0 | 0 | 0 | 0 | 0
PeakO | 0 | 0 | 0 | 0 | 0 | 0
ST | 0 | 0 | 0 | 0 | 0 | 0
STOG | 0 | 0 | 0 | 0 | 0 | 0
STWD | 0 | 0 | 0 | 0 | 0 | 0
WT | 0 | 0 | 0 | 0 | 0 | 0
IGCC | 0 | 0 | 0 | 0 | 0 | 0
DemandResponse | 0 | 0 | 0 | 0 | 0 | 0
IGCC-CCS | 0 | 0 | 0 | 0 | 0 | 0
WT_off | 0 | 0 | 0 | 0 | 0 | 0
PseudoUnit | 0 | 0 | 0 | 0 | 0 | 0
FixedInterchange | 0 | 0 | 0 | 0 | 0 | 0
SO2 Emissions (MMshortTons): All
ReportingType | 2015 | 2020 | 2025 | 2030 | 2035 | 2040
BM | 0 | 0 | 0 | 0 | 0 | 0
CC | 0 | 0 | 0 | 0 | 0 | 0
CSP | 0 | 0 | 0 | 0 | 0 | 0
CT | 0 | 0 | 0 | 0 | 0 | 0
Coal | 3.98 | 0.44 | 0.05 | 0.03 | 0.08 | 0.08
Geo | 0 | 0 | 0 | 0 | 0 | 0
H | 0 | 0 | 0 | 0 | 0 | 0
LFG | 0 | 0 | 0 | 0 | 0 | 0
Nuc | 0 | 0 | 0 | 0 | 0 | 0
PS | 0 | 0 | 0 | 0 | 0 | 0
PV | 0 | 0 | 0 | 0 | 0 | 0
PeakG | 0 | 0 | 0 | 0 | 0 | 0
PeakO | 0 | 0 | 0 | 0 | 0 | 0
ST | 0 | 0 | 0 | 0 | 0 | 0
STOG | 0 | 0 | 0 | 0 | 0 | 0
STWD | 0 | 0 | 0 | 0 | 0 | 0
WT | 0 | 0 | 0 | 0 | 0 | 0
IGCC | 0 | 0 | 0 | 0 | 0 | 0
DemandResponse | 0 | 0 | 0 | 0 | 0 | 0
IGCC-CCS | 0 | 0 | 0 | 0 | 0 | 0
WT_off | 0 | 0 | 0 | 0 | 0 | 0
PseudoUnit | 0 | 0 | 0 | 0 | 0 | 0
FixedInterchange | 0 | 0 | 0 | 0 | 0 | 0
SO2 Emissions (MMshortTons): EI_US
ReportingType | 2015 | 2020 | 2025 | 2030 | 2035 | 2040
BM | 0 | 0 | 0 | 0 | 0 | 0
CC | 0 | 0 | 0 | 0 | 0 | 0
CSP | 0 | 0 | 0 | 0 | 0 | 0
CT | 0 | 0 | 0 | 0 | 0 | 0
Coal | 3.62 | 0.26 | 0.04 | 0.03 | 0.07 | 0.07
Geo | 0 | 0 | 0 | 0 | 0 | 0
H | 0 | 0 | 0 | 0 | 0 | 0
LFG | 0 | 0 | 0 | 0 | 0 | 0
Nuc | 0 | 0 | 0 | 0 | 0 | 0
PS | 0 | 0 | 0 | 0 | 0 | 0
PV | 0 | 0 | 0 | 0 | 0 | 0
PeakG | 0 | 0 | 0 | 0 | 0 | 0
PeakO | 0 | 0 | 0 | 0 | 0 | 0
ST | 0 | 0 | 0 | 0 | 0 | 0
STOG | 0 | 0 | 0 | 0 | 0 | 0
STWD | 0 | 0 | 0 | 0 | 0 | 0
WT | 0 | 0 | 0 | 0 | 0 | 0
IGCC | 0 | 0 | 0 | 0 | 0 | 0
DemandResponse | 0 | 0 | 0 | 0 | 0 | 0
IGCC-CCS | 0 | 0 | 0 | 0 | 0 | 0
WT_off | 0 | 0 | 0 | 0 | 0 | 0
PseudoUnit | 0 | 0 | 0 | 0 | 0 | 0
FixedInterchange | 0 | 0 | 0 | 0 | 0 | 0
SO2 Emissions (MMshortTons): EI_Canada
ReportingType | 2015 | 2020 | 2025 | 2030 | 2035 | 2040
BM | 0 | 0 | 0 | 0 | 0 | 0
CC | 0 | 0 | 0 | 0 | 0 | 0
CSP | 0 | 0 | 0 | 0 | 0 | 0
CT | 0 | 0 | 0 | 0 | 0 | 0
Coal | 0 | 0 | 0 | 0 | 0 | 0
Geo | 0 | 0 | 0 | 0 | 0 | 0
H | 0 | 0 | 0 | 0 | 0 | 0
LFG | 0 | 0 | 0 | 0 | 0 | 0
Nuc | 0 | 0 | 0 | 0 | 0 | 0
PS | 0 | 0 | 0 | 0 | 0 | 0
PV | 0 | 0 | 0 | 0 | 0 | 0
PeakG | 0 | 0 | 0 | 0 | 0 | 0
PeakO | 0 | 0 | 0 | 0 | 0 | 0
ST | 0 | 0 | 0 | 0 | 0 | 0
STOG | 0 | 0 | 0 | 0 | 0 | 0
STWD | 0 | 0 | 0 | 0 | 0 | 0
WT | 0 | 0 | 0 | 0 | 0 | 0
IGCC | 0 | 0 | 0 | 0 | 0 | 0
DemandResponse | 0 | 0 | 0 | 0 | 0 | 0
IGCC-CCS | 0 | 0 | 0 | 0 | 0 | 0
WT_off | 0 | 0 | 0 | 0 | 0 | 0
PseudoUnit | 0 | 0 | 0 | 0 | 0 | 0
FixedInterchange | 0 | 0 | 0 | 0 | 0 | 0
SO2 Emissions (MMshortTons): EI
ReportingType | 2015 | 2020 | 2025 | 2030 | 2035 | 2040
BM | 0 | 0 | 0 | 0 | 0 | 0
CC | 0 | 0 | 0 | 0 | 0 | 0
CSP | 0 | 0 | 0 | 0 | 0 | 0
CT | 0 | 0 | 0 | 0 | 0 | 0
Coal | 3.62 | 0.26 | 0.04 | 0.03 | 0.07 | 0.07
Geo | 0 | 0 | 0 | 0 | 0 | 0
H | 0 | 0 | 0 | 0 | 0 | 0
LFG | 0 | 0 | 0 | 0 | 0 | 0
Nuc | 0 | 0 | 0 | 0 | 0 | 0
PS | 0 | 0 | 0 | 0 | 0 | 0
PV | 0 | 0 | 0 | 0 | 0 | 0
PeakG | 0 | 0 | 0 | 0 | 0 | 0
PeakO | 0 | 0 | 0 | 0 | 0 | 0
ST | 0 | 0 | 0 | 0 | 0 | 0
STOG | 0 | 0 | 0 | 0 | 0 | 0
STWD | 0 | 0 | 0 | 0 | 0 | 0
WT | 0 | 0 | 0 | 0 | 0 | 0
IGCC | 0 | 0 | 0 | 0 | 0 | 0
DemandResponse | 0 | 0 | 0 | 0 | 0 | 0
IGCC-CCS | 0 | 0 | 0 | 0 | 0 | 0
WT_off | 0 | 0 | 0 | 0 | 0 | 0
PseudoUnit | 0 | 0 | 0 | 0 | 0 | 0
FixedInterchange | 0 | 0 | 0 | 0 | 0 | 0
SO2 Emissions (MMshortTons): Outside_EI
ReportingType | 2015 | 2020 | 2025 | 2030 | 2035 | 2040
BM | 0 | 0 | 0 | 0 | 0 | 0
CC | 0 | 0 | 0 | 0 | 0 | 0
CSP | 0 | 0 | 0 | 0 | 0 | 0
CT | 0 | 0 | 0 | 0 | 0 | 0
Coal | 0.35 | 0.18 | 0.01 | 0.01 | 0.01 | 0.01
Geo | 0 | 0 | 0 | 0 | 0 | 0
H | 0 | 0 | 0 | 0 | 0 | 0
LFG | 0 | 0 | 0 | 0 | 0 | 0
Nuc | 0 | 0 | 0 | 0 | 0 | 0
PS | 0 | 0 | 0 | 0 | 0 | 0
PV | 0 | 0 | 0 | 0 | 0 | 0
PeakG | 0 | 0 | 0 | 0 | 0 | 0
PeakO | 0 | 0 | 0 | 0 | 0 | 0
ST | 0 | 0 | 0 | 0 | 0 | 0
STOG | 0 | 0 | 0 | 0 | 0 | 0
STWD | 0 | 0 | 0 | 0 | 0 | 0
WT | 0 | 0 | 0 | 0 | 0 | 0
IGCC | 0 | 0 | 0 | 0 | 0 | 0
DemandResponse | 0 | 0 | 0 | 0 | 0 | 0
IGCC-CCS | 0 | 0 | 0 | 0 | 0 | 0
WT_off | 0 | 0 | 0 | 0 | 0 | 0
PseudoUnit | 0 | 0 | 0 | 0 | 0 | 0
FixedInterchange | 0 | 0 | 0 | 0 | 0 | 0
NOx Emissions (MMshortTons): Entergy
ReportingType | 2015 | 2020 | 2025 | 2030 | 2035 | 2040
BM | 0 | 0 | 0 | 0 | 0 | 0
CC | 0 | 0.01 | 0 | 0 | 0 | 0
CSP | 0 | 0 | 0 | 0 | 0 | 0
CT | 0 | 0 | 0 | 0 | 0 | 0
Coal | 0.05 | 0 | 0 | 0 | 0 | 0
Geo | 0 | 0 | 0 | 0 | 0 | 0
H | 0 | 0 | 0 | 0 | 0 | 0
LFG | 0 | 0 | 0 | 0 | 0 | 0
Nuc | 0 | 0 | 0 | 0 | 0 | 0
PS | 0 | 0 | 0 | 0 | 0 | 0
PV | 0 | 0 | 0 | 0 | 0 | 0
PeakG | 0 | 0 | 0 | 0 | 0 | 0
PeakO | 0 | 0 | 0 | 0 | 0 | 0
ST | 0 | 0 | 0 | 0 | 0 | 0
STOG | 0 | 0 | 0 | 0 | 0 | 0
STWD | 0 | 0 | 0 | 0 | 0 | 0
WT | 0 | 0 | 0 | 0 | 0 | 0
IGCC | 0 | 0 | 0 | 0 | 0 | 0
DemandResponse | 0 | 0 | 0 | 0 | 0 | 0
IGCC-CCS | 0 | 0 | 0 | 0 | 0 | 0
WT_off | 0 | 0 | 0 | 0 | 0 | 0
PseudoUnit | 0 | 0 | 0 | 0 | 0 | 0
FixedInterchange | 0 | 0 | 0 | 0 | 0 | 0
NOx Emissions (MMshortTons): FRCC
ReportingType | 2015 | 2020 | 2025 | 2030 | 2035 | 2040
BM | 0 | 0 | 0 | 0 | 0 | 0
CC | 0.01 | 0.01 | 0.01 | 0.01 | 0 | 0
CSP | 0 | 0 | 0 | 0 | 0 | 0
CT | 0 | 0 | 0 | 0 | 0 | 0
Coal | 0.02 | 0 | 0 | 0 | 0 | 0
Geo | 0 | 0 | 0 | 0 | 0 | 0
H | 0 | 0 | 0 | 0 | 0 | 0
LFG | 0 | 0 | 0 | 0 | 0 | 0
Nuc | 0 | 0 | 0 | 0 | 0 | 0
PS | 0 | 0 | 0 | 0 | 0 | 0
PV | 0 | 0 | 0 | 0 | 0 | 0
PeakG | 0 | 0 | 0 | 0 | 0 | 0
PeakO | 0 | 0 | 0 | 0 | 0 | 0
ST | 0 | 0 | 0 | 0 | 0 | 0
STOG | 0 | 0 | 0 | 0 | 0 | 0
STWD | 0 | 0 | 0 | 0 | 0 | 0
WT | 0 | 0 | 0 | 0 | 0 | 0
IGCC | 0 | 0 | 0 | 0 | 0 | 0
DemandResponse | 0 | 0 | 0 | 0 | 0 | 0
IGCC-CCS | 0 | 0 | 0 | 0 | 0 | 0
WT_off | 0 | 0 | 0 | 0 | 0 | 0
PseudoUnit | 0 | 0 | 0 | 0 | 0 | 0
FixedInterchange | 0 | 0 | 0 | 0 | 0 | 0
NOx Emissions (MMshortTons): MAPP_US
ReportingType | 2015 | 2020 | 2025 | 2030 | 2035 | 2040
BM | 0 | 0 | 0 | 0 | 0 | 0
CC | 0 | 0 | 0 | 0 | 0 | 0
CSP | 0 | 0 | 0 | 0 | 0 | 0
CT | 0 | 0 | 0 | 0 | 0 | 0
Coal | 0.02 | 0 | 0 | 0 | 0 | 0
Geo | 0 | 0 | 0 | 0 | 0 | 0
H | 0 | 0 | 0 | 0 | 0 | 0
LFG | 0 | 0 | 0 | 0 | 0 | 0
Nuc | 0 | 0 | 0 | 0 | 0 | 0
PS | 0 | 0 | 0 | 0 | 0 | 0
PV | 0 | 0 | 0 | 0 | 0 | 0
PeakG | 0 | 0 | 0 | 0 | 0 | 0
PeakO | 0 | 0 | 0 | 0 | 0 | 0
ST | 0 | 0 | 0 | 0 | 0 | 0
STOG | 0 | 0 | 0 | 0 | 0 | 0
STWD | 0 | 0 | 0 | 0 | 0 | 0
WT | 0 | 0 | 0 | 0 | 0 | 0
IGCC | 0 | 0 | 0 | 0 | 0 | 0
DemandResponse | 0 | 0 | 0 | 0 | 0 | 0
IGCC-CCS | 0 | 0 | 0 | 0 | 0 | 0
WT_off | 0 | 0 | 0 | 0 | 0 | 0
PseudoUnit | 0 | 0 | 0 | 0 | 0 | 0
FixedInterchange | 0 | 0 | 0 | 0 | 0 | 0
NOx Emissions (MMshortTons): MISO_IN
ReportingType | 2015 | 2020 | 2025 | 2030 | 2035 | 2040
BM | 0 | 0 | 0 | 0 | 0 | 0
CC | 0 | 0.01 | 0.01 | 0 | 0 | 0
CSP | 0 | 0 | 0 | 0 | 0 | 0
CT | 0 | 0 | 0 | 0 | 0 | 0
Coal | 0.05 | 0.02 | 0 | 0 | 0.01 | 0.01
Geo | 0 | 0 | 0 | 0 | 0 | 0
H | 0 | 0 | 0 | 0 | 0 | 0
LFG | 0 | 0 | 0 | 0 | 0 | 0
Nuc | 0 | 0 | 0 | 0 | 0 | 0
PS | 0 | 0 | 0 | 0 | 0 | 0
PV | 0 | 0 | 0 | 0 | 0 | 0
PeakG | 0 | 0 | 0 | 0 | 0 | 0
PeakO | 0 | 0 | 0 | 0 | 0 | 0
ST | 0 | 0 | 0 | 0 | 0 | 0
STOG | 0 | 0 | 0 | 0 | 0 | 0
STWD | 0 | 0 | 0 | 0 | 0 | 0
WT | 0 | 0 | 0 | 0 | 0 | 0
IGCC | 0 | 0 | 0 | 0 | 0 | 0
DemandResponse | 0 | 0 | 0 | 0 | 0 | 0
IGCC-CCS | 0 | 0 | 0 | 0 | 0 | 0
WT_off | 0 | 0 | 0 | 0 | 0 | 0
PseudoUnit | 0 | 0 | 0 | 0 | 0 | 0
FixedInterchange | 0 | 0 | 0 | 0 | 0 | 0
NOx Emissions (MMshortTons): MISO_MI
ReportingType | 2015 | 2020 | 2025 | 2030 | 2035 | 2040
BM | 0 | 0 | 0 | 0 | 0 | 0
CC | 0 | 0 | 0 | 0 | 0 | 0
CSP | 0 | 0 | 0 | 0 | 0 | 0
CT | 0 | 0 | 0 | 0 | 0 | 0
Coal | 0.03 | 0 | 0 | 0 | 0 | 0
Geo | 0 | 0 | 0 | 0 | 0 | 0
H | 0 | 0 | 0 | 0 | 0 | 0
LFG | 0 | 0 | 0 | 0 | 0 | 0
Nuc | 0 | 0 | 0 | 0 | 0 | 0
PS | 0 | 0 | 0 | 0 | 0 | 0
PV | 0 | 0 | 0 | 0 | 0 | 0
PeakG | 0 | 0 | 0 | 0 | 0 | 0
PeakO | 0 | 0 | 0 | 0 | 0 | 0
ST | 0 | 0 | 0 | 0 | 0 | 0
STOG | 0 | 0 | 0 | 0 | 0 | 0
STWD | 0 | 0 | 0 | 0 | 0 | 0
WT | 0 | 0 | 0 | 0 | 0 | 0
IGCC | 0 | 0 | 0 | 0 | 0 | 0
DemandResponse | 0 | 0 | 0 | 0 | 0 | 0
IGCC-CCS | 0 | 0 | 0 | 0 | 0 | 0
WT_off | 0 | 0 | 0 | 0 | 0 | 0
PseudoUnit | 0 | 0 | 0 | 0 | 0 | 0
FixedInterchange | 0 | 0 | 0 | 0 | 0 | 0
NOx Emissions (MMshortTons): MISO_MO-IL
ReportingType | 2015 | 2020 | 2025 | 2030 | 2035 | 2040
BM | 0 | 0 | 0 | 0 | 0 | 0
CC | 0 | 0 | 0 | 0 | 0 | 0
CSP | 0 | 0 | 0 | 0 | 0 | 0
CT | 0 | 0 | 0 | 0 | 0 | 0
Coal | 0.04 | 0.01 | 0 | 0 | 0 | 0
Geo | 0 | 0 | 0 | 0 | 0 | 0
H | 0 | 0 | 0 | 0 | 0 | 0
LFG | 0 | 0 | 0 | 0 | 0 | 0
Nuc | 0 | 0 | 0 | 0 | 0 | 0
PS | 0 | 0 | 0 | 0 | 0 | 0
PV | 0 | 0 | 0 | 0 | 0 | 0
PeakG | 0 | 0 | 0 | 0 | 0 | 0
PeakO | 0 | 0 | 0 | 0 | 0 | 0
ST | 0 | 0 | 0 | 0 | 0 | 0
STOG | 0 | 0 | 0 | 0 | 0 | 0
STWD | 0 | 0 | 0 | 0 | 0 | 0
WT | 0 | 0 | 0 | 0 | 0 | 0
IGCC | 0 | 0 | 0 | 0 | 0 | 0
DemandResponse | 0 | 0 | 0 | 0 | 0 | 0
IGCC-CCS | 0 | 0 | 0 | 0 | 0 | 0
WT_off | 0 | 0 | 0 | 0 | 0 | 0
PseudoUnit | 0 | 0 | 0 | 0 | 0 | 0
FixedInterchange | 0 | 0 | 0 | 0 | 0 | 0
NOx Emissions (MMshortTons): MISO_W
ReportingType | 2015 | 2020 | 2025 | 2030 | 2035 | 2040
BM | 0 | 0 | 0 | 0 | 0 | 0
CC | 0 | 0 | 0 | 0 | 0 | 0
CSP | 0 | 0 | 0 | 0 | 0 | 0
CT | 0 | 0 | 0 | 0 | 0 | 0
Coal | 0.09 | 0.02 | 0 | 0 | 0 | 0
Geo | 0 | 0 | 0 | 0 | 0 | 0
H | 0 | 0 | 0 | 0 | 0 | 0
LFG | 0 | 0 | 0 | 0 | 0 | 0
Nuc | 0 | 0 | 0 | 0 | 0 | 0
PS | 0 | 0 | 0 | 0 | 0 | 0
PV | 0 | 0 | 0 | 0 | 0 | 0
PeakG | 0 | 0 | 0 | 0 | 0 | 0
PeakO | 0 | 0 | 0 | 0 | 0 | 0
ST | 0 | 0 | 0 | 0 | 0 | 0
STOG | 0 | 0 | 0 | 0 | 0 | 0
STWD | 0 | 0 | 0 | 0 | 0 | 0
WT | 0 | 0 | 0 | 0 | 0 | 0
IGCC | 0 | 0 | 0 | 0 | 0 | 0
DemandResponse | 0 | 0 | 0 | 0 | 0 | 0
IGCC-CCS | 0 | 0 | 0 | 0 | 0 | 0
WT_off | 0 | 0 | 0 | 0 | 0 | 0
PseudoUnit | 0 | 0 | 0 | 0 | 0 | 0
FixedInterchange | 0 | 0 | 0 | 0 | 0 | 0
NOx Emissions (MMshortTons): MISO_WUMS
ReportingType | 2015 | 2020 | 2025 | 2030 | 2035 | 2040
BM | 0 | 0 | 0 | 0 | 0 | 0
CC | 0 | 0 | 0 | 0 | 0 | 0
CSP | 0 | 0 | 0 | 0 | 0 | 0
CT | 0 | 0 | 0 | 0 | 0 | 0
Coal | 0.01 | 0 | 0 | 0 | 0 | 0
Geo | 0 | 0 | 0 | 0 | 0 | 0
H | 0 | 0 | 0 | 0 | 0 | 0
LFG | 0 | 0 | 0 | 0 | 0 | 0
Nuc | 0 | 0 | 0 | 0 | 0 | 0
PS | 0 | 0 | 0 | 0 | 0 | 0
PV | 0 | 0 | 0 | 0 | 0 | 0
PeakG | 0 | 0 | 0 | 0 | 0 | 0
PeakO | 0 | 0 | 0 | 0 | 0 | 0
ST | 0 | 0 | 0 | 0 | 0 | 0
STOG | 0 | 0 | 0 | 0 | 0 | 0
STWD | 0 | 0 | 0 | 0 | 0 | 0
WT | 0 | 0 | 0 | 0 | 0 | 0
IGCC | 0 | 0 | 0 | 0 | 0 | 0
DemandResponse | 0 | 0 | 0 | 0 | 0 | 0
IGCC-CCS | 0 | 0 | 0 | 0 | 0 | 0
WT_off | 0 | 0 | 0 | 0 | 0 | 0
PseudoUnit | 0 | 0 | 0 | 0 | 0 | 0
FixedInterchange | 0 | 0 | 0 | 0 | 0 | 0
NOx Emissions (MMshortTons): Nebraska
ReportingType | 2015 | 2020 | 2025 | 2030 | 2035 | 2040
BM | 0 | 0 | 0 | 0 | 0 | 0
CC | 0 | 0 | 0 | 0 | 0 | 0
CSP | 0 | 0 | 0 | 0 | 0 | 0
CT | 0 | 0 | 0 | 0 | 0 | 0
Coal | 0.04 | 0 | 0 | 0 | 0 | 0
Geo | 0 | 0 | 0 | 0 | 0 | 0
H | 0 | 0 | 0 | 0 | 0 | 0
LFG | 0 | 0 | 0 | 0 | 0 | 0
Nuc | 0 | 0 | 0 | 0 | 0 | 0
PS | 0 | 0 | 0 | 0 | 0 | 0
PV | 0 | 0 | 0 | 0 | 0 | 0
PeakG | 0 | 0 | 0 | 0 | 0 | 0
PeakO | 0 | 0 | 0 | 0 | 0 | 0
ST | 0 | 0 | 0 | 0 | 0 | 0
STOG | 0 | 0 | 0 | 0 | 0 | 0
STWD | 0 | 0 | 0 | 0 | 0 | 0
WT | 0 | 0 | 0 | 0 | 0 | 0
IGCC | 0 | 0 | 0 | 0 | 0 | 0
DemandResponse | 0 | 0 | 0 | 0 | 0 | 0
IGCC-CCS | 0 | 0 | 0 | 0 | 0 | 0
WT_off | 0 | 0 | 0 | 0 | 0 | 0
PseudoUnit | 0 | 0 | 0 | 0 | 0 | 0
FixedInterchange | 0 | 0 | 0 | 0 | 0 | 0
NOx Emissions (MMshortTons): NEISO
ReportingType | 2015 | 2020 | 2025 | 2030 | 2035 | 2040
BM | 0 | 0 | 0 | 0 | 0 | 0
CC | 0 | 0 | 0 | 0 | 0 | 0
CSP | 0 | 0 | 0 | 0 | 0 | 0
CT | 0 | 0 | 0 | 0 | 0 | 0
Coal | 0 | 0 | 0 | 0 | 0 | 0
Geo | 0 | 0 | 0 | 0 | 0 | 0
H | 0 | 0 | 0 | 0 | 0 | 0
LFG | 0 | 0 | 0 | 0 | 0 | 0
Nuc | 0 | 0 | 0 | 0 | 0 | 0
PS | 0 | 0 | 0 | 0 | 0 | 0
PV | 0 | 0 | 0 | 0 | 0 | 0
PeakG | 0 | 0 | 0 | 0 | 0 | 0
PeakO | 0 | 0 | 0 | 0 | 0 | 0
ST | 0 | 0 | 0 | 0 | 0 | 0
STOG | 0 | 0 | 0 | 0 | 0 | 0
STWD | 0 | 0 | 0 | 0 | 0 | 0
WT | 0 | 0 | 0 | 0 | 0 | 0
IGCC | 0 | 0 | 0 | 0 | 0 | 0
DemandResponse | 0 | 0 | 0 | 0 | 0 | 0
IGCC-CCS | 0 | 0 | 0 | 0 | 0 | 0
WT_off | 0 | 0 | 0 | 0 | 0 | 0
PseudoUnit | 0 | 0 | 0 | 0 | 0 | 0
FixedInterchange | 0 | 0 | 0 | 0 | 0 | 0
NOx Emissions (MMshortTons): NonRTO_Midwest
ReportingType | 2015 | 2020 | 2025 | 2030 | 2035 | 2040
BM | 0 | 0 | 0 | 0 | 0 | 0
CC | 0 | 0 | 0 | 0 | 0 | 0
CSP | 0 | 0 | 0 | 0 | 0 | 0
CT | 0 | 0 | 0 | 0 | 0 | 0
Coal | 0.03 | 0.01 | 0 | 0 | 0 | 0
Geo | 0 | 0 | 0 | 0 | 0 | 0
H | 0 | 0 | 0 | 0 | 0 | 0
LFG | 0 | 0 | 0 | 0 | 0 | 0
Nuc | 0 | 0 | 0 | 0 | 0 | 0
PS | 0 | 0 | 0 | 0 | 0 | 0
PV | 0 | 0 | 0 | 0 | 0 | 0
PeakG | 0 | 0 | 0 | 0 | 0 | 0
PeakO | 0 | 0 | 0 | 0 | 0 | 0
ST | 0 | 0 | 0 | 0 | 0 | 0
STOG | 0 | 0 | 0 | 0 | 0 | 0
STWD | 0 | 0 | 0 | 0 | 0 | 0
WT | 0 | 0 | 0 | 0 | 0 | 0
IGCC | 0 | 0 | 0 | 0 | 0 | 0
DemandResponse | 0 | 0 | 0 | 0 | 0 | 0
IGCC-CCS | 0 | 0 | 0 | 0 | 0 | 0
WT_off | 0 | 0 | 0 | 0 | 0 | 0
PseudoUnit | 0 | 0 | 0 | 0 | 0 | 0
FixedInterchange | 0 | 0 | 0 | 0 | 0 | 0
NOx Emissions (MMshortTons): NYISO_A-F
ReportingType | 2015 | 2020 | 2025 | 2030 | 2035 | 2040
BM | 0 | 0 | 0 | 0 | 0 | 0
CC | 0 | 0 | 0 | 0 | 0 | 0
CSP | 0 | 0 | 0 | 0 | 0 | 0
CT | 0 | 0 | 0 | 0 | 0 | 0
Coal | 0 | 0 | 0 | 0 | 0 | 0
Geo | 0 | 0 | 0 | 0 | 0 | 0
H | 0 | 0 | 0 | 0 | 0 | 0
LFG | 0 | 0 | 0 | 0 | 0 | 0
Nuc | 0 | 0 | 0 | 0 | 0 | 0
PS | 0 | 0 | 0 | 0 | 0 | 0
PV | 0 | 0 | 0 | 0 | 0 | 0
PeakG | 0 | 0 | 0 | 0 | 0 | 0
PeakO | 0 | 0 | 0 | 0 | 0 | 0
ST | 0 | 0 | 0 | 0 | 0 | 0
STOG | 0 | 0 | 0 | 0 | 0 | 0
STWD | 0 | 0 | 0 | 0 | 0 | 0
WT | 0 | 0 | 0 | 0 | 0 | 0
IGCC | 0 | 0 | 0 | 0 | 0 | 0
DemandResponse | 0 | 0 | 0 | 0 | 0 | 0
IGCC-CCS | 0 | 0 | 0 | 0 | 0 | 0
WT_off | 0 | 0 | 0 | 0 | 0 | 0
PseudoUnit | 0 | 0 | 0 | 0 | 0 | 0
FixedInterchange | 0 | 0 | 0 | 0 | 0 | 0
NOx Emissions (MMshortTons): NYISO_G-I
ReportingType | 2015 | 2020 | 2025 | 2030 | 2035 | 2040
BM | 0 | 0 | 0 | 0 | 0 | 0
CC | 0 | 0 | 0 | 0 | 0 | 0
CSP | 0 | 0 | 0 | 0 | 0 | 0
CT | 0 | 0 | 0 | 0 | 0 | 0
Coal | 0 | 0 | 0 | 0 | 0 | 0
Geo | 0 | 0 | 0 | 0 | 0 | 0
H | 0 | 0 | 0 | 0 | 0 | 0
LFG | 0 | 0 | 0 | 0 | 0 | 0
Nuc | 0 | 0 | 0 | 0 | 0 | 0
PS | 0 | 0 | 0 | 0 | 0 | 0
PV | 0 | 0 | 0 | 0 | 0 | 0
PeakG | 0 | 0 | 0 | 0 | 0 | 0
PeakO | 0 | 0 | 0 | 0 | 0 | 0
ST | 0 | 0 | 0 | 0 | 0 | 0
STOG | 0 | 0 | 0 | 0 | 0 | 0
STWD | 0 | 0 | 0 | 0 | 0 | 0
WT | 0 | 0 | 0 | 0 | 0 | 0
IGCC | 0 | 0 | 0 | 0 | 0 | 0
DemandResponse | 0 | 0 | 0 | 0 | 0 | 0
IGCC-CCS | 0 | 0 | 0 | 0 | 0 | 0
WT_off | 0 | 0 | 0 | 0 | 0 | 0
PseudoUnit | 0 | 0 | 0 | 0 | 0 | 0
FixedInterchange | 0 | 0 | 0 | 0 | 0 | 0
NOx Emissions (MMshortTons): NYISO_J-K
ReportingType | 2015 | 2020 | 2025 | 2030 | 2035 | 2040
BM | 0 | 0 | 0 | 0 | 0 | 0
CC | 0 | 0 | 0 | 0 | 0 | 0
CSP | 0 | 0 | 0 | 0 | 0 | 0
CT | 0 | 0 | 0 | 0 | 0 | 0
Coal | 0 | 0 | 0 | 0 | 0 | 0
Geo | 0 | 0 | 0 | 0 | 0 | 0
H | 0 | 0 | 0 | 0 | 0 | 0
LFG | 0 | 0 | 0 | 0 | 0 | 0
Nuc | 0 | 0 | 0 | 0 | 0 | 0
PS | 0 | 0 | 0 | 0 | 0 | 0
PV | 0 | 0 | 0 | 0 | 0 | 0
PeakG | 0 | 0 | 0 | 0 | 0 | 0
PeakO | 0 | 0 | 0 | 0 | 0 | 0
ST | 0 | 0 | 0 | 0 | 0 | 0
STOG | 0 | 0 | 0 | 0 | 0 | 0
STWD | 0 | 0 | 0 | 0 | 0 | 0
WT | 0 | 0 | 0 | 0 | 0 | 0
IGCC | 0 | 0 | 0 | 0 | 0 | 0
DemandResponse | 0 | 0 | 0 | 0 | 0 | 0
IGCC-CCS | 0 | 0 | 0 | 0 | 0 | 0
WT_off | 0 | 0 | 0 | 0 | 0 | 0
PseudoUnit | 0 | 0 | 0 | 0 | 0 | 0
FixedInterchange | 0 | 0 | 0 | 0 | 0 | 0
NOx Emissions (MMshortTons): PJM_E
ReportingType | 2015 | 2020 | 2025 | 2030 | 2035 | 2040
BM | 0 | 0 | 0 | 0 | 0 | 0
CC | 0 | 0 | 0 | 0 | 0 | 0
CSP | 0 | 0 | 0 | 0 | 0 | 0
CT | 0 | 0 | 0 | 0 | 0 | 0
Coal | 0 | 0 | 0 | 0 | 0 | 0
Geo | 0 | 0 | 0 | 0 | 0 | 0
H | 0 | 0 | 0 | 0 | 0 | 0
LFG | 0 | 0 | 0 | 0 | 0 | 0
Nuc | 0 | 0 | 0 | 0 | 0 | 0
PS | 0 | 0 | 0 | 0 | 0 | 0
PV | 0 | 0 | 0 | 0 | 0 | 0
PeakG | 0 | 0 | 0 | 0 | 0 | 0
PeakO | 0 | 0 | 0 | 0 | 0 | 0
ST | 0 | 0 | 0 | 0 | 0 | 0
STOG | 0 | 0 | 0 | 0 | 0 | 0
STWD | 0 | 0 | 0 | 0 | 0 | 0
WT | 0 | 0 | 0 | 0 | 0 | 0
IGCC | 0 | 0 | 0 | 0 | 0 | 0
DemandResponse | 0 | 0 | 0 | 0 | 0 | 0
IGCC-CCS | 0 | 0 | 0 | 0 | 0 | 0
WT_off | 0 | 0 | 0 | 0 | 0 | 0
PseudoUnit | 0 | 0 | 0 | 0 | 0 | 0
FixedInterchange | 0 | 0 | 0 | 0 | 0 | 0
NOx Emissions (MMshortTons): PJM_ROM
ReportingType | 2015 | 2020 | 2025 | 2030 | 2035 | 2040
BM | 0 | 0 | 0 | 0 | 0 | 0
CC | 0 | 0 | 0 | 0 | 0 | 0
CSP | 0 | 0 | 0 | 0 | 0 | 0
CT | 0 | 0 | 0 | 0 | 0 | 0
Coal | 0.01 | 0 | 0 | 0 | 0 | 0
Geo | 0 | 0 | 0 | 0 | 0 | 0
H | 0 | 0 | 0 | 0 | 0 | 0
LFG | 0 | 0 | 0 | 0 | 0 | 0
Nuc | 0 | 0 | 0 | 0 | 0 | 0
PS | 0 | 0 | 0 | 0 | 0 | 0
PV | 0 | 0 | 0 | 0 | 0 | 0
PeakG | 0 | 0 | 0 | 0 | 0 | 0
PeakO | 0 | 0 | 0 | 0 | 0 | 0
ST | 0 | 0 | 0 | 0 | 0 | 0
STOG | 0 | 0 | 0 | 0 | 0 | 0
STWD | 0 | 0 | 0 | 0 | 0 | 0
WT | 0 | 0 | 0 | 0 | 0 | 0
IGCC | 0 | 0 | 0 | 0 | 0 | 0
DemandResponse | 0 | 0 | 0 | 0 | 0 | 0
IGCC-CCS | 0 | 0 | 0 | 0 | 0 | 0
WT_off | 0 | 0 | 0 | 0 | 0 | 0
PseudoUnit | 0 | 0 | 0 | 0 | 0 | 0
FixedInterchange | 0 | 0 | 0 | 0 | 0 | 0
NOx Emissions (MMshortTons): PJM_ROR
ReportingType | 2015 | 2020 | 2025 | 2030 | 2035 | 2040
BM | 0 | 0 | 0 | 0 | 0 | 0
CC | 0.01 | 0.01 | 0.01 | 0.01 | 0.01 | 0
CSP | 0 | 0 | 0 | 0 | 0 | 0
CT | 0 | 0 | 0 | 0 | 0 | 0
Coal | 0.15 | 0.04 | 0.01 | 0 | 0.01 | 0.01
Geo | 0 | 0 | 0 | 0 | 0 | 0
H | 0 | 0 | 0 | 0 | 0 | 0
LFG | 0 | 0 | 0 | 0 | 0 | 0
Nuc | 0 | 0 | 0 | 0 | 0 | 0
PS | 0 | 0 | 0 | 0 | 0 | 0
PV | 0 | 0 | 0 | 0 | 0 | 0
PeakG | 0 | 0 | 0 | 0 | 0 | 0
PeakO | 0 | 0 | 0 | 0 | 0 | 0
ST | 0 | 0 | 0 | 0 | 0 | 0
STOG | 0 | 0 | 0 | 0 | 0 | 0
STWD | 0 | 0 | 0 | 0 | 0 | 0
WT | 0 | 0 | 0 | 0 | 0 | 0
IGCC | 0 | 0 | 0 | 0 | 0 | 0
DemandResponse | 0 | 0 | 0 | 0 | 0 | 0
IGCC-CCS | 0 | 0 | 0 | 0 | 0 | 0
WT_off | 0 | 0 | 0 | 0 | 0 | 0
PseudoUnit | 0 | 0 | 0 | 0 | 0 | 0
FixedInterchange | 0 | 0 | 0 | 0 | 0 | 0
NOx Emissions (MMshortTons): SOCO
ReportingType | 2015 | 2020 | 2025 | 2030 | 2035 | 2040
BM | 0 | 0 | 0 | 0 | 0 | 0
CC | 0.01 | 0.01 | 0.01 | 0.01 | 0 | 0
CSP | 0 | 0 | 0 | 0 | 0 | 0
CT | 0 | 0 | 0 | 0 | 0 | 0
Coal | 0.03 | 0 | 0 | 0 | 0 | 0
Geo | 0 | 0 | 0 | 0 | 0 | 0
H | 0 | 0 | 0 | 0 | 0 | 0
LFG | 0 | 0 | 0 | 0 | 0 | 0
Nuc | 0 | 0 | 0 | 0 | 0 | 0
PS | 0 | 0 | 0 | 0 | 0 | 0
PV | 0 | 0 | 0 | 0 | 0 | 0
PeakG | 0 | 0 | 0 | 0 | 0 | 0
PeakO | 0 | 0 | 0 | 0 | 0 | 0
ST | 0 | 0 | 0 | 0 | 0 | 0
STOG | 0 | 0 | 0 | 0 | 0 | 0
STWD | 0 | 0 | 0 | 0 | 0 | 0
WT | 0 | 0 | 0 | 0 | 0 | 0
IGCC | 0 | 0 | 0 | 0 | 0 | 0
DemandResponse | 0 | 0 | 0 | 0 | 0 | 0
IGCC-CCS | 0 | 0 | 0 | 0 | 0 | 0
WT_off | 0 | 0 | 0 | 0 | 0 | 0
PseudoUnit | 0 | 0 | 0 | 0 | 0 | 0
FixedInterchange | 0 | 0 | 0 | 0 | 0 | 0
NOx Emissions (MMshortTons): SPP_N
ReportingType | 2015 | 2020 | 2025 | 2030 | 2035 | 2040
BM | 0 | 0 | 0 | 0 | 0 | 0
CC | 0 | 0 | 0 | 0 | 0 | 0
CSP | 0 | 0 | 0 | 0 | 0 | 0
CT | 0 | 0 | 0 | 0 | 0 | 0
Coal | 0.06 | 0.01 | 0 | 0 | 0 | 0
Geo | 0 | 0 | 0 | 0 | 0 | 0
H | 0 | 0 | 0 | 0 | 0 | 0
LFG | 0 | 0 | 0 | 0 | 0 | 0
Nuc | 0 | 0 | 0 | 0 | 0 | 0
PS | 0 | 0 | 0 | 0 | 0 | 0
PV | 0 | 0 | 0 | 0 | 0 | 0
PeakG | 0 | 0 | 0 | 0 | 0 | 0
PeakO | 0 | 0 | 0 | 0 | 0 | 0
ST | 0 | 0 | 0 | 0 | 0 | 0
STOG | 0 | 0 | 0 | 0 | 0 | 0
STWD | 0 | 0 | 0 | 0 | 0 | 0
WT | 0 | 0 | 0 | 0 | 0 | 0
IGCC | 0 | 0 | 0 | 0 | 0 | 0
DemandResponse | 0 | 0 | 0 | 0 | 0 | 0
IGCC-CCS | 0 | 0 | 0 | 0 | 0 | 0
WT_off | 0 | 0 | 0 | 0 | 0 | 0
PseudoUnit | 0 | 0 | 0 | 0 | 0 | 0
FixedInterchange | 0 | 0 | 0 | 0 | 0 | 0
NOx Emissions (MMshortTons): SPP_S
ReportingType | 2015 | 2020 | 2025 | 2030 | 2035 | 2040
BM | 0 | 0 | 0 | 0 | 0 | 0
CC | 0 | 0 | 0 | 0 | 0 | 0
CSP | 0 | 0 | 0 | 0 | 0 | 0
CT | 0 | 0 | 0 | 0 | 0 | 0
Coal | 0.09 | 0 | 0 | 0 | 0 | 0
Geo | 0 | 0 | 0 | 0 | 0 | 0
H | 0 | 0 | 0 | 0 | 0 | 0
LFG | 0 | 0 | 0 | 0 | 0 | 0
Nuc | 0 | 0 | 0 | 0 | 0 | 0
PS | 0 | 0 | 0 | 0 | 0 | 0
PV | 0 | 0 | 0 | 0 | 0 | 0
PeakG | 0 | 0 | 0 | 0 | 0 | 0
PeakO | 0 | 0 | 0 | 0 | 0 | 0
ST | 0 | 0 | 0 | 0 | 0 | 0
STOG | 0 | 0 | 0 | 0 | 0 | 0
STWD | 0 | 0 | 0 | 0 | 0 | 0
WT | 0 | 0 | 0 | 0 | 0 | 0
IGCC | 0 | 0 | 0 | 0 | 0 | 0
DemandResponse | 0 | 0 | 0 | 0 | 0 | 0
IGCC-CCS | 0 | 0 | 0 | 0 | 0 | 0
WT_off | 0 | 0 | 0 | 0 | 0 | 0
PseudoUnit | 0 | 0 | 0 | 0 | 0 | 0
FixedInterchange | 0 | 0 | 0 | 0 | 0 | 0
NOx Emissions (MMshortTons): TVA
ReportingType | 2015 | 2020 | 2025 | 2030 | 2035 | 2040
BM | 0 | 0 | 0 | 0 | 0 | 0
CC | 0 | 0 | 0.01 | 0 | 0 | 0
CSP | 0 | 0 | 0 | 0 | 0 | 0
CT | 0 | 0 | 0 | 0 | 0 | 0
Coal | 0.02 | 0.01 | 0 | 0 | 0 | 0
Geo | 0 | 0 | 0 | 0 | 0 | 0
H | 0 | 0 | 0 | 0 | 0 | 0
LFG | 0 | 0 | 0 | 0 | 0 | 0
Nuc | 0 | 0 | 0 | 0 | 0 | 0
PS | 0 | 0 | 0 | 0 | 0 | 0
PV | 0 | 0 | 0 | 0 | 0 | 0
PeakG | 0 | 0 | 0 | 0 | 0 | 0
PeakO | 0 | 0 | 0 | 0 | 0 | 0
ST | 0 | 0 | 0 | 0 | 0 | 0
STOG | 0 | 0 | 0 | 0 | 0 | 0
STWD | 0 | 0 | 0 | 0 | 0 | 0
WT | 0 | 0 | 0 | 0 | 0 | 0
IGCC | 0 | 0 | 0 | 0 | 0 | 0
DemandResponse | 0 | 0 | 0 | 0 | 0 | 0
IGCC-CCS | 0 | 0 | 0 | 0 | 0 | 0
WT_off | 0 | 0 | 0 | 0 | 0 | 0
PseudoUnit | 0 | 0 | 0 | 0 | 0 | 0
FixedInterchange | 0 | 0 | 0 | 0 | 0 | 0
NOx Emissions (MMshortTons): TVA_Transmission
ReportingType | 2015 | 2020 | 2025 | 2030 | 2035 | 2040
BM | 0 | 0 | 0 | 0 | 0 | 0
CC | 0 | 0 | 0 | 0 | 0 | 0
CSP | 0 | 0 | 0 | 0 | 0 | 0
CT | 0 | 0 | 0 | 0 | 0 | 0
Coal | 0 | 0 | 0 | 0 | 0 | 0
Geo | 0 | 0 | 0 | 0 | 0 | 0
H | 0 | 0 | 0 | 0 | 0 | 0
LFG | 0 | 0 | 0 | 0 | 0 | 0
Nuc | 0 | 0 | 0 | 0 | 0 | 0
PS | 0 | 0 | 0 | 0 | 0 | 0
PV | 0 | 0 | 0 | 0 | 0 | 0
PeakG | 0 | 0 | 0 | 0 | 0 | 0
PeakO | 0 | 0 | 0 | 0 | 0 | 0
ST | 0 | 0 | 0 | 0 | 0 | 0
STOG | 0 | 0 | 0 | 0 | 0 | 0
STWD | 0 | 0 | 0 | 0 | 0 | 0
WT | 0 | 0 | 0 | 0 | 0 | 0
IGCC | 0 | 0 | 0 | 0 | 0 | 0
DemandResponse | 0 | 0 | 0 | 0 | 0 | 0
IGCC-CCS | 0 | 0 | 0 | 0 | 0 | 0
WT_off | 0 | 0 | 0 | 0 | 0 | 0
PseudoUnit | 0 | 0 | 0 | 0 | 0 | 0
FixedInterchange | 0 | 0 | 0 | 0 | 0 | 0
NOx Emissions (MMshortTons): VACAR
ReportingType | 2015 | 2020 | 2025 | 2030 | 2035 | 2040
BM | 0 | 0 | 0 | 0 | 0 | 0
CC | 0.01 | 0.01 | 0.01 | 0.01 | 0 | 0
CSP | 0 | 0 | 0 | 0 | 0 | 0
CT | 0 | 0 | 0 | 0 | 0 | 0
Coal | 0.01 | 0 | 0 | 0 | 0 | 0
Geo | 0 | 0 | 0 | 0 | 0 | 0
H | 0 | 0 | 0 | 0 | 0 | 0
LFG | 0 | 0 | 0 | 0 | 0 | 0
Nuc | 0 | 0 | 0 | 0 | 0 | 0
PS | 0 | 0 | 0 | 0 | 0 | 0
PV | 0 | 0 | 0 | 0 | 0 | 0
PeakG | 0 | 0 | 0 | 0 | 0 | 0
PeakO | 0 | 0 | 0 | 0 | 0 | 0
ST | 0 | 0 | 0 | 0 | 0 | 0
STOG | 0 | 0 | 0 | 0 | 0 | 0
STWD | 0 | 0 | 0 | 0 | 0 | 0
WT | 0 | 0 | 0 | 0 | 0 | 0
IGCC | 0 | 0 | 0 | 0 | 0 | 0
DemandResponse | 0 | 0 | 0 | 0 | 0 | 0
IGCC-CCS | 0 | 0 | 0 | 0 | 0 | 0
WT_off | 0 | 0 | 0 | 0 | 0 | 0
PseudoUnit | 0 | 0 | 0 | 0 | 0 | 0
FixedInterchange | 0 | 0 | 0 | 0 | 0 | 0
NOx Emissions (MMshortTons): IESO
ReportingType | 2015 | 2020 | 2025 | 2030 | 2035 | 2040
BM | 0 | 0 | 0 | 0 | 0 | 0
CC | 0 | 0 | 0 | 0 | 0 | 0
CSP | 0 | 0 | 0 | 0 | 0 | 0
CT | 0 | 0 | 0 | 0 | 0 | 0
Coal | 0 | 0 | 0 | 0 | 0 | 0
Geo | 0 | 0 | 0 | 0 | 0 | 0
H | 0 | 0 | 0 | 0 | 0 | 0
LFG | 0 | 0 | 0 | 0 | 0 | 0
Nuc | 0 | 0 | 0 | 0 | 0 | 0
PS | 0 | 0 | 0 | 0 | 0 | 0
PV | 0 | 0 | 0 | 0 | 0 | 0
PeakG | 0 | 0 | 0 | 0 | 0 | 0
PeakO | 0 | 0 | 0 | 0 | 0 | 0
ST | 0 | 0 | 0 | 0 | 0 | 0
STOG | 0 | 0 | 0 | 0 | 0 | 0
STWD | 0 | 0 | 0 | 0 | 0 | 0
WT | 0 | 0 | 0 | 0 | 0 | 0
IGCC | 0 | 0 | 0 | 0 | 0 | 0
DemandResponse | 0 | 0 | 0 | 0 | 0 | 0
IGCC-CCS | 0 | 0 | 0 | 0 | 0 | 0
WT_off | 0 | 0 | 0 | 0 | 0 | 0
PseudoUnit | 0 | 0 | 0 | 0 | 0 | 0
FixedInterchange | 0 | 0 | 0 | 0 | 0 | 0
NOx Emissions (MMshortTons): MAPP_CA
ReportingType | 2015 | 2020 | 2025 | 2030 | 2035 | 2040
BM | 0 | 0 | 0 | 0 | 0 | 0
CC | 0 | 0 | 0 | 0 | 0 | 0
CSP | 0 | 0 | 0 | 0 | 0 | 0
CT | 0 | 0 | 0 | 0 | 0 | 0
Coal | 0 | 0 | 0 | 0 | 0 | 0
Geo | 0 | 0 | 0 | 0 | 0 | 0
H | 0 | 0 | 0 | 0 | 0 | 0
LFG | 0 | 0 | 0 | 0 | 0 | 0
Nuc | 0 | 0 | 0 | 0 | 0 | 0
PS | 0 | 0 | 0 | 0 | 0 | 0
PV | 0 | 0 | 0 | 0 | 0 | 0
PeakG | 0 | 0 | 0 | 0 | 0 | 0
PeakO | 0 | 0 | 0 | 0 | 0 | 0
ST | 0 | 0 | 0 | 0 | 0 | 0
STOG | 0 | 0 | 0 | 0 | 0 | 0
STWD | 0 | 0 | 0 | 0 | 0 | 0
WT | 0 | 0 | 0 | 0 | 0 | 0
IGCC | 0 | 0 | 0 | 0 | 0 | 0
DemandResponse | 0 | 0 | 0 | 0 | 0 | 0
IGCC-CCS | 0 | 0 | 0 | 0 | 0 | 0
WT_off | 0 | 0 | 0 | 0 | 0 | 0
PseudoUnit | 0 | 0 | 0 | 0 | 0 | 0
FixedInterchange | 0 | 0 | 0 | 0 | 0 | 0
NOx Emissions (MMshortTons): AZ_NM_SNV_Coal
ReportingType | 2015 | 2020 | 2025 | 2030 | 2035 | 2040
BM | 0 | 0 | 0 | 0 | 0 | 0
CC | 0 | 0 | 0 | 0 | 0 | 0
CSP | 0 | 0 | 0 | 0 | 0 | 0
CT | 0 | 0 | 0 | 0 | 0 | 0
Coal | 0.08 | 0.07 | 0.02 | 0 | 0 | 0
Geo | 0 | 0 | 0 | 0 | 0 | 0
H | 0 | 0 | 0 | 0 | 0 | 0
LFG | 0 | 0 | 0 | 0 | 0 | 0
Nuc | 0 | 0 | 0 | 0 | 0 | 0
PS | 0 | 0 | 0 | 0 | 0 | 0
PV | 0 | 0 | 0 | 0 | 0 | 0
PeakG | 0 | 0 | 0 | 0 | 0 | 0
PeakO | 0 | 0 | 0 | 0 | 0 | 0
ST | 0 | 0 | 0 | 0 | 0 | 0
STOG | 0 | 0 | 0 | 0 | 0 | 0
STWD | 0 | 0 | 0 | 0 | 0 | 0
WT | 0 | 0 | 0 | 0 | 0 | 0
IGCC | 0 | 0 | 0 | 0 | 0 | 0
DemandResponse | 0 | 0 | 0 | 0 | 0 | 0
IGCC-CCS | 0 | 0 | 0 | 0 | 0 | 0
WT_off | 0 | 0 | 0 | 0 | 0 | 0
PseudoUnit | 0 | 0 | 0 | 0 | 0 | 0
FixedInterchange | 0 | 0 | 0 | 0 | 0 | 0
NOx Emissions (MMshortTons): AZ_NM_SNV_Gas
ReportingType | 2015 | 2020 | 2025 | 2030 | 2035 | 2040
BM | 0 | 0 | 0 | 0 | 0 | 0
CC | 0 | 0 | 0.01 | 0 | 0 | 0
CSP | 0 | 0 | 0 | 0 | 0 | 0
CT | 0 | 0 | 0 | 0 | 0 | 0
Coal | 0 | 0 | 0 | 0 | 0 | 0
Geo | 0 | 0 | 0 | 0 | 0 | 0
H | 0 | 0 | 0 | 0 | 0 | 0
LFG | 0 | 0 | 0 | 0 | 0 | 0
Nuc | 0 | 0 | 0 | 0 | 0 | 0
PS | 0 | 0 | 0 | 0 | 0 | 0
PV | 0 | 0 | 0 | 0 | 0 | 0
PeakG | 0 | 0 | 0 | 0 | 0 | 0
PeakO | 0 | 0 | 0 | 0 | 0 | 0
ST | 0 | 0 | 0 | 0 | 0 | 0
STOG | 0 | 0 | 0 | 0 | 0 | 0
STWD | 0 | 0 | 0 | 0 | 0 | 0
WT | 0 | 0 | 0 | 0 | 0 | 0
IGCC | 0 | 0 | 0 | 0 | 0 | 0
DemandResponse | 0 | 0 | 0 | 0 | 0 | 0
IGCC-CCS | 0 | 0 | 0 | 0 | 0 | 0
WT_off | 0 | 0 | 0 | 0 | 0 | 0
PseudoUnit | 0 | 0 | 0 | 0 | 0 | 0
FixedInterchange | 0 | 0 | 0 | 0 | 0 | 0
NOx Emissions (MMshortTons): AZ_NM_SNV_NucRenew
ReportingType | 2015 | 2020 | 2025 | 2030 | 2035 | 2040
BM | 0 | 0 | 0 | 0 | 0 | 0
CC | 0 | 0 | 0 | 0 | 0 | 0
CSP | 0 | 0 | 0 | 0 | 0 | 0
CT | 0 | 0 | 0 | 0 | 0 | 0
Coal | 0 | 0 | 0 | 0 | 0 | 0
Geo | 0 | 0 | 0 | 0 | 0 | 0
H | 0 | 0 | 0 | 0 | 0 | 0
LFG | 0 | 0 | 0 | 0 | 0 | 0
Nuc | 0 | 0 | 0 | 0 | 0 | 0
PS | 0 | 0 | 0 | 0 | 0 | 0
PV | 0 | 0 | 0 | 0 | 0 | 0
PeakG | 0 | 0 | 0 | 0 | 0 | 0
PeakO | 0 | 0 | 0 | 0 | 0 | 0
ST | 0 | 0 | 0 | 0 | 0 | 0
STOG | 0 | 0 | 0 | 0 | 0 | 0
STWD | 0 | 0 | 0 | 0 | 0 | 0
WT | 0 | 0 | 0 | 0 | 0 | 0
IGCC | 0 | 0 | 0 | 0 | 0 | 0
DemandResponse | 0 | 0 | 0 | 0 | 0 | 0
IGCC-CCS | 0 | 0 | 0 | 0 | 0 | 0
WT_off | 0 | 0 | 0 | 0 | 0 | 0
PseudoUnit | 0 | 0 | 0 | 0 | 0 | 0
FixedInterchange | 0 | 0 | 0 | 0 | 0 | 0
NOx Emissions (MMshortTons): ERCOT
ReportingType | 2015 | 2020 | 2025 | 2030 | 2035 | 2040
BM | 0 | 0 | 0 | 0 | 0 | 0
CC | 0.01 | 0.02 | 0.01 | 0.01 | 0.01 | 0
CSP | 0 | 0 | 0 | 0 | 0 | 0
CT | 0 | 0 | 0 | 0 | 0 | 0
Coal | 0.02 | 0.01 | 0 | 0 | 0 | 0
Geo | 0 | 0 | 0 | 0 | 0 | 0
H | 0 | 0 | 0 | 0 | 0 | 0
LFG | 0 | 0 | 0 | 0 | 0 | 0
Nuc | 0 | 0 | 0 | 0 | 0 | 0
PS | 0 | 0 | 0 | 0 | 0 | 0
PV | 0 | 0 | 0 | 0 | 0 | 0
PeakG | 0 | 0 | 0 | 0 | 0 | 0
PeakO | 0 | 0 | 0 | 0 | 0 | 0
ST | 0 | 0 | 0 | 0 | 0 | 0
STOG | 0 | 0 | 0 | 0 | 0 | 0
STWD | 0 | 0 | 0 | 0 | 0 | 0
WT | 0 | 0 | 0 | 0 | 0 | 0
IGCC | 0 | 0 | 0 | 0 | 0 | 0
DemandResponse | 0 | 0 | 0 | 0 | 0 | 0
IGCC-CCS | 0 | 0 | 0 | 0 | 0 | 0
WT_off | 0 | 0 | 0 | 0 | 0 | 0
PseudoUnit | 0 | 0 | 0 | 0 | 0 | 0
FixedInterchange | 0 | 0 | 0 | 0 | 0 | 0
NOx Emissions (MMshortTons): NP15
ReportingType | 2015 | 2020 | 2025 | 2030 | 2035 | 2040
BM | 0 | 0 | 0 | 0 | 0 | 0
CC | 0 | 0 | 0 | 0 | 0 | 0
CSP | 0 | 0 | 0 | 0 | 0 | 0
CT | 0 | 0 | 0 | 0 | 0 | 0
Coal | 0 | 0 | 0 | 0 | 0 | 0
Geo | 0 | 0 | 0 | 0 | 0 | 0
H | 0 | 0 | 0 | 0 | 0 | 0
LFG | 0 | 0 | 0 | 0 | 0 | 0
Nuc | 0 | 0 | 0 | 0 | 0 | 0
PS | 0 | 0 | 0 | 0 | 0 | 0
PV | 0 | 0 | 0 | 0 | 0 | 0
PeakG | 0 | 0 | 0 | 0 | 0 | 0
PeakO | 0 | 0 | 0 | 0 | 0 | 0
ST | 0 | 0 | 0 | 0 | 0 | 0
STOG | 0 | 0 | 0 | 0 | 0 | 0
STWD | 0 | 0 | 0 | 0 | 0 | 0
WT | 0 | 0 | 0 | 0 | 0 | 0
IGCC | 0 | 0 | 0 | 0 | 0 | 0
DemandResponse | 0 | 0 | 0 | 0 | 0 | 0
IGCC-CCS | 0 | 0 | 0 | 0 | 0 | 0
WT_off | 0 | 0 | 0 | 0 | 0 | 0
PseudoUnit | 0 | 0 | 0 | 0 | 0 | 0
FixedInterchange | 0 | 0 | 0 | 0 | 0 | 0
NOx Emissions (MMshortTons): NWPP_Coal
ReportingType | 2015 | 2020 | 2025 | 2030 | 2035 | 2040
BM | 0 | 0 | 0 | 0 | 0 | 0
CC | 0 | 0 | 0 | 0 | 0 | 0
CSP | 0 | 0 | 0 | 0 | 0 | 0
CT | 0 | 0 | 0 | 0 | 0 | 0
Coal | 0.08 | 0.06 | 0 | 0 | 0 | 0
Geo | 0 | 0 | 0 | 0 | 0 | 0
H | 0 | 0 | 0 | 0 | 0 | 0
LFG | 0 | 0 | 0 | 0 | 0 | 0
Nuc | 0 | 0 | 0 | 0 | 0 | 0
PS | 0 | 0 | 0 | 0 | 0 | 0
PV | 0 | 0 | 0 | 0 | 0 | 0
PeakG | 0 | 0 | 0 | 0 | 0 | 0
PeakO | 0 | 0 | 0 | 0 | 0 | 0
ST | 0 | 0 | 0 | 0 | 0 | 0
STOG | 0 | 0 | 0 | 0 | 0 | 0
STWD | 0 | 0 | 0 | 0 | 0 | 0
WT | 0 | 0 | 0 | 0 | 0 | 0
IGCC | 0 | 0 | 0 | 0 | 0 | 0
DemandResponse | 0 | 0 | 0 | 0 | 0 | 0
IGCC-CCS | 0 | 0 | 0 | 0 | 0 | 0
WT_off | 0 | 0 | 0 | 0 | 0 | 0
PseudoUnit | 0 | 0 | 0 | 0 | 0 | 0
FixedInterchange | 0 | 0 | 0 | 0 | 0 | 0
NOx Emissions (MMshortTons): NWPP_Gas
ReportingType | 2015 | 2020 | 2025 | 2030 | 2035 | 2040
BM | 0 | 0 | 0 | 0 | 0 | 0
CC | 0 | 0 | 0 | 0 | 0 | 0
CSP | 0 | 0 | 0 | 0 | 0 | 0
CT | 0 | 0 | 0 | 0 | 0 | 0
Coal | 0 | 0 | 0 | 0 | 0 | 0
Geo | 0 | 0 | 0 | 0 | 0 | 0
H | 0 | 0 | 0 | 0 | 0 | 0
LFG | 0 | 0 | 0 | 0 | 0 | 0
Nuc | 0 | 0 | 0 | 0 | 0 | 0
PS | 0 | 0 | 0 | 0 | 0 | 0
PV | 0 | 0 | 0 | 0 | 0 | 0
PeakG | 0 | 0 | 0 | 0 | 0 | 0
PeakO | 0 | 0 | 0 | 0 | 0 | 0
ST | 0 | 0 | 0 | 0 | 0 | 0
STOG | 0 | 0 | 0 | 0 | 0 | 0
STWD | 0 | 0 | 0 | 0 | 0 | 0
WT | 0 | 0 | 0 | 0 | 0 | 0
IGCC | 0 | 0 | 0 | 0 | 0 | 0
DemandResponse | 0 | 0 | 0 | 0 | 0 | 0
IGCC-CCS | 0 | 0 | 0 | 0 | 0 | 0
WT_off | 0 | 0 | 0 | 0 | 0 | 0
PseudoUnit | 0 | 0 | 0 | 0 | 0 | 0
FixedInterchange | 0 | 0 | 0 | 0 | 0 | 0
NOx Emissions (MMshortTons): NWPP_NucRenew
ReportingType | 2015 | 2020 | 2025 | 2030 | 2035 | 2040
BM | 0 | 0 | 0 | 0 | 0 | 0
CC | 0 | 0 | 0 | 0 | 0 | 0
CSP | 0 | 0 | 0 | 0 | 0 | 0
CT | 0 | 0 | 0 | 0 | 0 | 0
Coal | 0 | 0 | 0 | 0 | 0 | 0
Geo | 0 | 0 | 0 | 0 | 0 | 0
H | 0 | 0 | 0 | 0 | 0 | 0
LFG | 0 | 0 | 0 | 0 | 0 | 0
Nuc | 0 | 0 | 0 | 0 | 0 | 0
PS | 0 | 0 | 0 | 0 | 0 | 0
PV | 0 | 0 | 0 | 0 | 0 | 0
PeakG | 0 | 0 | 0 | 0 | 0 | 0
PeakO | 0 | 0 | 0 | 0 | 0 | 0
ST | 0 | 0 | 0 | 0 | 0 | 0
STOG | 0 | 0 | 0 | 0 | 0 | 0
STWD | 0 | 0 | 0 | 0 | 0 | 0
WT | 0 | 0 | 0 | 0 | 0 | 0
IGCC | 0 | 0 | 0 | 0 | 0 | 0
DemandResponse | 0 | 0 | 0 | 0 | 0 | 0
IGCC-CCS | 0 | 0 | 0 | 0 | 0 | 0
WT_off | 0 | 0 | 0 | 0 | 0 | 0
PseudoUnit | 0 | 0 | 0 | 0 | 0 | 0
FixedInterchange | 0 | 0 | 0 | 0 | 0 | 0
NOx Emissions (MMshortTons): RMPA
ReportingType | 2015 | 2020 | 2025 | 2030 | 2035 | 2040
BM | 0 | 0 | 0 | 0 | 0 | 0
CC | 0 | 0 | 0 | 0 | 0 | 0
CSP | 0 | 0 | 0 | 0 | 0 | 0
CT | 0 | 0 | 0 | 0 | 0 | 0
Coal | 0.05 | 0.04 | 0 | 0 | 0 | 0
Geo | 0 | 0 | 0 | 0 | 0 | 0
H | 0 | 0 | 0 | 0 | 0 | 0
LFG | 0 | 0 | 0 | 0 | 0 | 0
Nuc | 0 | 0 | 0 | 0 | 0 | 0
PS | 0 | 0 | 0 | 0 | 0 | 0
PV | 0 | 0 | 0 | 0 | 0 | 0
PeakG | 0 | 0 | 0 | 0 | 0 | 0
PeakO | 0 | 0 | 0 | 0 | 0 | 0
ST | 0 | 0 | 0 | 0 | 0 | 0
STOG | 0 | 0 | 0 | 0 | 0 | 0
STWD | 0 | 0 | 0 | 0 | 0 | 0
WT | 0 | 0 | 0 | 0 | 0 | 0
IGCC | 0 | 0 | 0 | 0 | 0 | 0
DemandResponse | 0 | 0 | 0 | 0 | 0 | 0
IGCC-CCS | 0 | 0 | 0 | 0 | 0 | 0
WT_off | 0 | 0 | 0 | 0 | 0 | 0
PseudoUnit | 0 | 0 | 0 | 0 | 0 | 0
FixedInterchange | 0 | 0 | 0 | 0 | 0 | 0
NOx Emissions (MMshortTons): SP15
ReportingType | 2015 | 2020 | 2025 | 2030 | 2035 | 2040
BM | 0 | 0 | 0 | 0 | 0 | 0
CC | 0.01 | 0.01 | 0.01 | 0 | 0 | 0
CSP | 0 | 0 | 0 | 0 | 0 | 0
CT | 0 | 0 | 0 | 0 | 0 | 0
Coal | 0 | 0 | 0 | 0 | 0 | 0
Geo | 0 | 0 | 0 | 0 | 0 | 0
H | 0 | 0 | 0 | 0 | 0 | 0
LFG | 0 | 0 | 0 | 0 | 0 | 0
Nuc | 0 | 0 | 0 | 0 | 0 | 0
PS | 0 | 0 | 0 | 0 | 0 | 0
PV | 0 | 0 | 0 | 0 | 0 | 0
PeakG | 0 | 0 | 0 | 0 | 0 | 0
PeakO | 0 | 0 | 0 | 0 | 0 | 0
ST | 0 | 0 | 0 | 0 | 0 | 0
STOG | 0 | 0 | 0 | 0 | 0 | 0
STWD | 0 | 0 | 0 | 0 | 0 | 0
WT | 0 | 0 | 0 | 0 | 0 | 0
IGCC | 0 | 0 | 0 | 0 | 0 | 0
DemandResponse | 0 | 0 | 0 | 0 | 0 | 0
IGCC-CCS | 0 | 0 | 0 | 0 | 0 | 0
WT_off | 0 | 0 | 0 | 0 | 0 | 0
PseudoUnit | 0 | 0 | 0 | 0 | 0 | 0
FixedInterchange | 0 | 0 | 0 | 0 | 0 | 0
NOx Emissions (MMshortTons): ALB
ReportingType | 2015 | 2020 | 2025 | 2030 | 2035 | 2040
BM | 0 | 0 | 0 | 0 | 0 | 0
CC | 0 | 0 | 0 | 0 | 0 | 0
CSP | 0 | 0 | 0 | 0 | 0 | 0
CT | 0 | 0 | 0 | 0 | 0 | 0
Coal | 0 | 0 | 0 | 0 | 0 | 0
Geo | 0 | 0 | 0 | 0 | 0 | 0
H | 0 | 0 | 0 | 0 | 0 | 0
LFG | 0 | 0 | 0 | 0 | 0 | 0
Nuc | 0 | 0 | 0 | 0 | 0 | 0
PS | 0 | 0 | 0 | 0 | 0 | 0
PV | 0 | 0 | 0 | 0 | 0 | 0
PeakG | 0 | 0 | 0 | 0 | 0 | 0
PeakO | 0 | 0 | 0 | 0 | 0 | 0
ST | 0 | 0 | 0 | 0 | 0 | 0
STOG | 0 | 0 | 0 | 0 | 0 | 0
STWD | 0 | 0 | 0 | 0 | 0 | 0
WT | 0 | 0 | 0 | 0 | 0 | 0
IGCC | 0 | 0 | 0 | 0 | 0 | 0
DemandResponse | 0 | 0 | 0 | 0 | 0 | 0
IGCC-CCS | 0 | 0 | 0 | 0 | 0 | 0
WT_off | 0 | 0 | 0 | 0 | 0 | 0
PseudoUnit | 0 | 0 | 0 | 0 | 0 | 0
FixedInterchange | 0 | 0 | 0 | 0 | 0 | 0
NOx Emissions (MMshortTons): BC
ReportingType | 2015 | 2020 | 2025 | 2030 | 2035 | 2040
BM | 0 | 0 | 0 | 0 | 0 | 0
CC | 0 | 0 | 0 | 0 | 0 | 0
CSP | 0 | 0 | 0 | 0 | 0 | 0
CT | 0 | 0 | 0 | 0 | 0 | 0
Coal | 0 | 0 | 0 | 0 | 0 | 0
Geo | 0 | 0 | 0 | 0 | 0 | 0
H | 0 | 0 | 0 | 0 | 0 | 0
LFG | 0 | 0 | 0 | 0 | 0 | 0
Nuc | 0 | 0 | 0 | 0 | 0 | 0
PS | 0 | 0 | 0 | 0 | 0 | 0
PV | 0 | 0 | 0 | 0 | 0 | 0
PeakG | 0 | 0 | 0 | 0 | 0 | 0
PeakO | 0 | 0 | 0 | 0 | 0 | 0
ST | 0 | 0 | 0 | 0 | 0 | 0
STOG | 0 | 0 | 0 | 0 | 0 | 0
STWD | 0 | 0 | 0 | 0 | 0 | 0
WT | 0 | 0 | 0 | 0 | 0 | 0
IGCC | 0 | 0 | 0 | 0 | 0 | 0
DemandResponse | 0 | 0 | 0 | 0 | 0 | 0
IGCC-CCS | 0 | 0 | 0 | 0 | 0 | 0
WT_off | 0 | 0 | 0 | 0 | 0 | 0
PseudoUnit | 0 | 0 | 0 | 0 | 0 | 0
FixedInterchange | 0 | 0 | 0 | 0 | 0 | 0
NOx Emissions (MMshortTons): HQ_IESO
ReportingType | 2015 | 2020 | 2025 | 2030 | 2035 | 2040
BM | 0 | 0 | 0 | 0 | 0 | 0
CC | 0 | 0 | 0 | 0 | 0 | 0
CSP | 0 | 0 | 0 | 0 | 0 | 0
CT | 0 | 0 | 0 | 0 | 0 | 0
Coal | 0 | 0 | 0 | 0 | 0 | 0
Geo | 0 | 0 | 0 | 0 | 0 | 0
H | 0 | 0 | 0 | 0 | 0 | 0
LFG | 0 | 0 | 0 | 0 | 0 | 0
Nuc | 0 | 0 | 0 | 0 | 0 | 0
PS | 0 | 0 | 0 | 0 | 0 | 0
PV | 0 | 0 | 0 | 0 | 0 | 0
PeakG | 0 | 0 | 0 | 0 | 0 | 0
PeakO | 0 | 0 | 0 | 0 | 0 | 0
ST | 0 | 0 | 0 | 0 | 0 | 0
STOG | 0 | 0 | 0 | 0 | 0 | 0
STWD | 0 | 0 | 0 | 0 | 0 | 0
WT | 0 | 0 | 0 | 0 | 0 | 0
IGCC | 0 | 0 | 0 | 0 | 0 | 0
DemandResponse | 0 | 0 | 0 | 0 | 0 | 0
IGCC-CCS | 0 | 0 | 0 | 0 | 0 | 0
WT_off | 0 | 0 | 0 | 0 | 0 | 0
PseudoUnit | 0 | 0 | 0 | 0 | 0 | 0
FixedInterchange | 0 | 0 | 0 | 0 | 0 | 0
NOx Emissions (MMshortTons): HQ_NEISO
ReportingType | 2015 | 2020 | 2025 | 2030 | 2035 | 2040
BM | 0 | 0 | 0 | 0 | 0 | 0
CC | 0 | 0 | 0 | 0 | 0 | 0
CSP | 0 | 0 | 0 | 0 | 0 | 0
CT | 0 | 0 | 0 | 0 | 0 | 0
Coal | 0 | 0 | 0 | 0 | 0 | 0
Geo | 0 | 0 | 0 | 0 | 0 | 0
H | 0 | 0 | 0 | 0 | 0 | 0
LFG | 0 | 0 | 0 | 0 | 0 | 0
Nuc | 0 | 0 | 0 | 0 | 0 | 0
PS | 0 | 0 | 0 | 0 | 0 | 0
PV | 0 | 0 | 0 | 0 | 0 | 0
PeakG | 0 | 0 | 0 | 0 | 0 | 0
PeakO | 0 | 0 | 0 | 0 | 0 | 0
ST | 0 | 0 | 0 | 0 | 0 | 0
STOG | 0 | 0 | 0 | 0 | 0 | 0
STWD | 0 | 0 | 0 | 0 | 0 | 0
WT | 0 | 0 | 0 | 0 | 0 | 0
IGCC | 0 | 0 | 0 | 0 | 0 | 0
DemandResponse | 0 | 0 | 0 | 0 | 0 | 0
IGCC-CCS | 0 | 0 | 0 | 0 | 0 | 0
WT_off | 0 | 0 | 0 | 0 | 0 | 0
PseudoUnit | 0 | 0 | 0 | 0 | 0 | 0
FixedInterchange | 0 | 0 | 0 | 0 | 0 | 0
NOx Emissions (MMshortTons): HQ_NY
ReportingType | 2015 | 2020 | 2025 | 2030 | 2035 | 2040
BM | 0 | 0 | 0 | 0 | 0 | 0
CC | 0 | 0 | 0 | 0 | 0 | 0
CSP | 0 | 0 | 0 | 0 | 0 | 0
CT | 0 | 0 | 0 | 0 | 0 | 0
Coal | 0 | 0 | 0 | 0 | 0 | 0
Geo | 0 | 0 | 0 | 0 | 0 | 0
H | 0 | 0 | 0 | 0 | 0 | 0
LFG | 0 | 0 | 0 | 0 | 0 | 0
Nuc | 0 | 0 | 0 | 0 | 0 | 0
PS | 0 | 0 | 0 | 0 | 0 | 0
PV | 0 | 0 | 0 | 0 | 0 | 0
PeakG | 0 | 0 | 0 | 0 | 0 | 0
PeakO | 0 | 0 | 0 | 0 | 0 | 0
ST | 0 | 0 | 0 | 0 | 0 | 0
STOG | 0 | 0 | 0 | 0 | 0 | 0
STWD | 0 | 0 | 0 | 0 | 0 | 0
WT | 0 | 0 | 0 | 0 | 0 | 0
IGCC | 0 | 0 | 0 | 0 | 0 | 0
DemandResponse | 0 | 0 | 0 | 0 | 0 | 0
IGCC-CCS | 0 | 0 | 0 | 0 | 0 | 0
WT_off | 0 | 0 | 0 | 0 | 0 | 0
PseudoUnit | 0 | 0 | 0 | 0 | 0 | 0
FixedInterchange | 0 | 0 | 0 | 0 | 0 | 0
NOx Emissions (MMshortTons): MARITIMES
ReportingType | 2015 | 2020 | 2025 | 2030 | 2035 | 2040
BM | 0 | 0 | 0 | 0 | 0 | 0
CC | 0 | 0 | 0 | 0 | 0 | 0
CSP | 0 | 0 | 0 | 0 | 0 | 0
CT | 0 | 0 | 0 | 0 | 0 | 0
Coal | 0 | 0 | 0 | 0 | 0 | 0
Geo | 0 | 0 | 0 | 0 | 0 | 0
H | 0 | 0 | 0 | 0 | 0 | 0
LFG | 0 | 0 | 0 | 0 | 0 | 0
Nuc | 0 | 0 | 0 | 0 | 0 | 0
PS | 0 | 0 | 0 | 0 | 0 | 0
PV | 0 | 0 | 0 | 0 | 0 | 0
PeakG | 0 | 0 | 0 | 0 | 0 | 0
PeakO | 0 | 0 | 0 | 0 | 0 | 0
ST | 0 | 0 | 0 | 0 | 0 | 0
STOG | 0 | 0 | 0 | 0 | 0 | 0
STWD | 0 | 0 | 0 | 0 | 0 | 0
WT | 0 | 0 | 0 | 0 | 0 | 0
IGCC | 0 | 0 | 0 | 0 | 0 | 0
DemandResponse | 0 | 0 | 0 | 0 | 0 | 0
IGCC-CCS | 0 | 0 | 0 | 0 | 0 | 0
WT_off | 0 | 0 | 0 | 0 | 0 | 0
PseudoUnit | 0 | 0 | 0 | 0 | 0 | 0
FixedInterchange | 0 | 0 | 0 | 0 | 0 | 0
NOx Emissions (MMshortTons): All
ReportingType | 2015 | 2020 | 2025 | 2030 | 2035 | 2040
BM | 0 | 0 | 0 | 0 | 0 | 0
CC | 0.11 | 0.12 | 0.12 | 0.08 | 0.04 | 0.02
CSP | 0 | 0 | 0 | 0 | 0 | 0
CT | 0 | 0 | 0 | 0 | 0 | 0
Coal | 0.97 | 0.33 | 0.04 | 0.02 | 0.03 | 0.03
Geo | 0 | 0 | 0 | 0 | 0 | 0
H | 0 | 0 | 0 | 0 | 0 | 0
LFG | 0 | 0 | 0 | 0 | 0 | 0
Nuc | 0 | 0 | 0 | 0 | 0 | 0
PS | 0 | 0 | 0 | 0 | 0 | 0
PV | 0 | 0 | 0 | 0 | 0 | 0
PeakG | 0 | 0 | 0 | 0 | 0 | 0
PeakO | 0 | 0 | 0 | 0 | 0 | 0
ST | 0 | 0 | 0 | 0 | 0 | 0
STOG | 0.01 | 0.01 | 0.01 | 0 | 0 | 0
STWD | 0 | 0 | 0 | 0 | 0 | 0
WT | 0 | 0 | 0 | 0 | 0 | 0
IGCC | 0 | 0 | 0 | 0 | 0 | 0
DemandResponse | 0 | 0 | 0 | 0 | 0 | 0
IGCC-CCS | 0 | 0 | 0 | 0 | 0 | 0
WT_off | 0 | 0 | 0 | 0 | 0 | 0
PseudoUnit | 0 | 0 | 0 | 0 | 0 | 0
FixedInterchange | 0 | 0 | 0 | 0 | 0 | 0
NOx Emissions (MMshortTons): EI_US
ReportingType | 2015 | 2020 | 2025 | 2030 | 2035 | 2040
BM | 0 | 0 | 0 | 0 | 0 | 0
CC | 0.07 | 0.09 | 0.08 | 0.06 | 0.03 | 0.01
CSP | 0 | 0 | 0 | 0 | 0 | 0
CT | 0 | 0 | 0 | 0 | 0 | 0
Coal | 0.73 | 0.15 | 0.02 | 0.01 | 0.03 | 0.03
Geo | 0 | 0 | 0 | 0 | 0 | 0
H | 0 | 0 | 0 | 0 | 0 | 0
LFG | 0 | 0 | 0 | 0 | 0 | 0
Nuc | 0 | 0 | 0 | 0 | 0 | 0
PS | 0 | 0 | 0 | 0 | 0 | 0
PV | 0 | 0 | 0 | 0 | 0 | 0
PeakG | 0 | 0 | 0 | 0 | 0 | 0
PeakO | 0 | 0 | 0 | 0 | 0 | 0
ST | 0 | 0 | 0 | 0 | 0 | 0
STOG | 0.01 | 0 | 0 | 0 | 0 | 0
STWD | 0 | 0 | 0 | 0 | 0 | 0
WT | 0 | 0 | 0 | 0 | 0 | 0
IGCC | 0 | 0 | 0 | 0 | 0 | 0
DemandResponse | 0 | 0 | 0 | 0 | 0 | 0
IGCC-CCS | 0 | 0 | 0 | 0 | 0 | 0
WT_off | 0 | 0 | 0 | 0 | 0 | 0
PseudoUnit | 0 | 0 | 0 | 0 | 0 | 0
FixedInterchange | 0 | 0 | 0 | 0 | 0 | 0
NOx Emissions (MMshortTons): EI_Canada
ReportingType | 2015 | 2020 | 2025 | 2030 | 2035 | 2040
BM | 0 | 0 | 0 | 0 | 0 | 0
CC | 0 | 0 | 0 | 0 | 0 | 0
CSP | 0 | 0 | 0 | 0 | 0 | 0
CT | 0 | 0 | 0 | 0 | 0 | 0
Coal | 0 | 0 | 0 | 0 | 0 | 0
Geo | 0 | 0 | 0 | 0 | 0 | 0
H | 0 | 0 | 0 | 0 | 0 | 0
LFG | 0 | 0 | 0 | 0 | 0 | 0
Nuc | 0 | 0 | 0 | 0 | 0 | 0
PS | 0 | 0 | 0 | 0 | 0 | 0
PV | 0 | 0 | 0 | 0 | 0 | 0
PeakG | 0 | 0 | 0 | 0 | 0 | 0
PeakO | 0 | 0 | 0 | 0 | 0 | 0
ST | 0 | 0 | 0 | 0 | 0 | 0
STOG | 0 | 0 | 0 | 0 | 0 | 0
STWD | 0 | 0 | 0 | 0 | 0 | 0
WT | 0 | 0 | 0 | 0 | 0 | 0
IGCC | 0 | 0 | 0 | 0 | 0 | 0
DemandResponse | 0 | 0 | 0 | 0 | 0 | 0
IGCC-CCS | 0 | 0 | 0 | 0 | 0 | 0
WT_off | 0 | 0 | 0 | 0 | 0 | 0
PseudoUnit | 0 | 0 | 0 | 0 | 0 | 0
FixedInterchange | 0 | 0 | 0 | 0 | 0 | 0
NOx Emissions (MMshortTons): EI
ReportingType | 2015 | 2020 | 2025 | 2030 | 2035 | 2040
BM | 0 | 0 | 0 | 0 | 0 | 0
CC | 0.07 | 0.09 | 0.08 | 0.06 | 0.03 | 0.01
CSP | 0 | 0 | 0 | 0 | 0 | 0
CT | 0 | 0 | 0 | 0 | 0 | 0
Coal | 0.73 | 0.15 | 0.02 | 0.01 | 0.03 | 0.03
Geo | 0 | 0 | 0 | 0 | 0 | 0
H | 0 | 0 | 0 | 0 | 0 | 0
LFG | 0 | 0 | 0 | 0 | 0 | 0
Nuc | 0 | 0 | 0 | 0 | 0 | 0
PS | 0 | 0 | 0 | 0 | 0 | 0
PV | 0 | 0 | 0 | 0 | 0 | 0
PeakG | 0 | 0 | 0 | 0 | 0 | 0
PeakO | 0 | 0 | 0 | 0 | 0 | 0
ST | 0 | 0 | 0 | 0 | 0 | 0
STOG | 0.01 | 0 | 0 | 0 | 0 | 0
STWD | 0 | 0 | 0 | 0 | 0 | 0
WT | 0 | 0 | 0 | 0 | 0 | 0
IGCC | 0 | 0 | 0 | 0 | 0 | 0
DemandResponse | 0 | 0 | 0 | 0 | 0 | 0
IGCC-CCS | 0 | 0 | 0 | 0 | 0 | 0
WT_off | 0 | 0 | 0 | 0 | 0 | 0
PseudoUnit | 0 | 0 | 0 | 0 | 0 | 0
FixedInterchange | 0 | 0 | 0 | 0 | 0 | 0
NOx Emissions (MMshortTons): Outside_EI
ReportingType | 2015 | 2020 | 2025 | 2030 | 2035 | 2040
BM | 0 | 0 | 0 | 0 | 0 | 0
CC | 0.04 | 0.04 | 0.03 | 0.02 | 0.01 | 0.01
CSP | 0 | 0 | 0 | 0 | 0 | 0
CT | 0 | 0 | 0 | 0 | 0 | 0
Coal | 0.24 | 0.18 | 0.02 | 0 | 0 | 0
Geo | 0 | 0 | 0 | 0 | 0 | 0
H | 0 | 0 | 0 | 0 | 0 | 0
LFG | 0 | 0 | 0 | 0 | 0 | 0
Nuc | 0 | 0 | 0 | 0 | 0 | 0
PS | 0 | 0 | 0 | 0 | 0 | 0
PV | 0 | 0 | 0 | 0 | 0 | 0
PeakG | 0 | 0 | 0 | 0 | 0 | 0
PeakO | 0 | 0 | 0 | 0 | 0 | 0
ST | 0 | 0 | 0 | 0 | 0 | 0
STOG | 0 | 0 | 0 | 0 | 0 | 0
STWD | 0 | 0 | 0 | 0 | 0 | 0
WT | 0 | 0 | 0 | 0 | 0 | 0
IGCC | 0 | 0 | 0 | 0 | 0 | 0
DemandResponse | 0 | 0 | 0 | 0 | 0 | 0
IGCC-CCS | 0 | 0 | 0 | 0 | 0 | 0
WT_off | 0 | 0 | 0 | 0 | 0 | 0
PseudoUnit | 0 | 0 | 0 | 0 | 0 | 0
FixedInterchange | 0 | 0 | 0 | 0 | 0 | 0
CO2 Emissions (MMshortTons): Entergy
ReportingType | 2015 | 2020 | 2025 | 2030 | 2035 | 2040
BM | 0 | 0 | 0 | 0 | 0 | 0
CC | 28.94 | 34.74 | 25.67 | 20.63 | 8.92 | 5.51
CSP | 0 | 0 | 0 | 0 | 0 | 0
CT | 0 | 0 | 0 | 0 | 0 | 0
Coal | 64.14 | 6.38 | 0.5 | 0 | 0 | 0
Geo | 0 | 0 | 0 | 0 | 0 | 0
H | 0 | 0 | 0 | 0 | 0 | 0
LFG | 0 | 0 | 0 | 0 | 0 | 0
Nuc | 0 | 0 | 0 | 0 | 0 | 0
PS | 0 | 0 | 0 | 0 | 0 | 0
PV | 0 | 0 | 0 | 0 | 0 | 0
PeakG | 0 | 0 | 0 | 0 | 0 | 0
PeakO | 0 | 0 | 0 | 0 | 0 | 0
ST | 0 | 0 | 0 | 0 | 0 | 0
STOG | 0.27 | 0.22 | 0.33 | 0 | 0 | 0
STWD | 0 | 0 | 0 | 0 | 0 | 0
WT | 0 | 0 | 0 | 0 | 0 | 0
IGCC | 0 | 0 | 0 | 0 | 0 | 0
DemandResponse | 0 | 0 | 0 | 0 | 0 | 0
IGCC-CCS | 0 | 0 | 0 | 0 | 0 | 0
WT_off | 0 | 0 | 0 | 0 | 0 | 0
PseudoUnit | 0 | 0 | 0 | 0 | 0 | 0
FixedInterchange | 0 | 0 | 0 | 0 | 0 | 0
CO2 Emissions (MMshortTons): FRCC
ReportingType | 2015 | 2020 | 2025 | 2030 | 2035 | 2040
BM | 0 | 0 | 0 | 0 | 0 | 0
CC | 75.75 | 79.08 | 77.98 | 34.66 | 17.3 | 10.07
CSP | 0 | 0 | 0 | 0 | 0 | 0
CT | 0.32 | 0.48 | 0.6 | 0.2 | 0 | 0
Coal | 18.55 | 6.44 | 1.04 | 0.14 | 0.43 | 0.5
Geo | 0 | 0 | 0 | 0 | 0 | 0
H | 0 | 0 | 0 | 0 | 0 | 0
LFG | 0 | 0 | 0 | 0 | 0 | 0
Nuc | 0 | 0 | 0 | 0 | 0 | 0
PS | 0 | 0 | 0 | 0 | 0 | 0
PV | 0 | 0 | 0 | 0 | 0 | 0
PeakG | 0.25 | 0.4 | 0.4 | 0.02 | 0.02 | 0.02
PeakO | 0 | 0 | 0 | 0 | 0 | 0
ST | 0 | 0 | 0 | 0 | 0 | 0
STOG | 0 | 0 | 0 | 0 | 0 | 0
STWD | 0 | 0 | 0 | 0 | 0 | 0
WT | 0 | 0 | 0 | 0 | 0 | 0
IGCC | 0 | 0 | 0 | 0 | 0 | 0
DemandResponse | 0 | 0 | 0 | 0 | 0 | 0
IGCC-CCS | 0 | 0 | 0 | 0 | 0 | 0
WT_off | 0 | 0 | 0 | 0 | 0 | 0
PseudoUnit | 0 | 0 | 0 | 0 | 0 | 0
FixedInterchange | 0 | 0 | 0 | 0 | 0 | 0
CO2 Emissions (MMshortTons): MAPP_US
ReportingType | 2015 | 2020 | 2025 | 2030 | 2035 | 2040
BM | 0 | 0 | 0 | 0 | 0 | 0
CC | 0.62 | 0.09 | 0.08 | 0.05 | 0.05 | 0.03
CSP | 0 | 0 | 0 | 0 | 0 | 0
CT | 0 | 0 | 0 | 0 | 0 | 0
Coal | 12.67 | 4.2 | 0.13 | 0 | 0 | 0
Geo | 0 | 0 | 0 | 0 | 0 | 0
H | 0 | 0 | 0 | 0 | 0 | 0
LFG | 0 | 0 | 0 | 0 | 0 | 0
Nuc | 0 | 0 | 0 | 0 | 0 | 0
PS | 0 | 0 | 0 | 0 | 0 | 0
PV | 0 | 0 | 0 | 0 | 0 | 0
PeakG | 0.04 | 0.04 | 0.01 | 0.02 | 0.02 | 0.02
PeakO | 0 | 0 | 0 | 0 | 0 | 0
ST | 0 | 0 | 0 | 0 | 0 | 0
STOG | 0 | 0 | 0 | 0 | 0 | 0
STWD | 0 | 0 | 0 | 0 | 0 | 0
WT | 0 | 0 | 0 | 0 | 0 | 0
IGCC | 0 | 0 | 0 | 0 | 0 | 0
DemandResponse | 0 | 0 | 0 | 0 | 0 | 0
IGCC-CCS | 0 | 0 | 0 | 0 | 0 | 0
WT_off | 0 | 0 | 0 | 0 | 0 | 0
PseudoUnit | 0 | 0 | 0 | 0 | 0 | 0
FixedInterchange | 0 | 0 | 0 | 0 | 0 | 0
CO2 Emissions (MMshortTons): MISO_IN
ReportingType | 2015 | 2020 | 2025 | 2030 | 2035 | 2040
BM | 0 | 0 | 0 | 0 | 0 | 0
CC | 3.11 | 46.49 | 46.86 | 26.78 | 14.66 | 7.4
CSP | 0 | 0 | 0 | 0 | 0 | 0
CT | 0 | 0 | 0 | 0 | 0 | 0
Coal | 65.14 | 35.38 | 3.76 | 0.34 | 1.31 | 1.36
Geo | 0 | 0 | 0 | 0 | 0 | 0
H | 0 | 0 | 0 | 0 | 0 | 0
LFG | 0 | 0 | 0 | 0 | 0 | 0
Nuc | 0 | 0 | 0 | 0 | 0 | 0
PS | 0 | 0 | 0 | 0 | 0 | 0
PV | 0 | 0 | 0 | 0 | 0 | 0
PeakG | 0 | 0 | 0 | 0 | 0 | 0
PeakO | 0 | 0 | 0 | 0 | 0 | 0
ST | 0 | 0 | 0 | 0 | 0 | 0
STOG | 0.02 | 0.02 | 0.02 | 0 | 0 | 0
STWD | 0 | 0 | 0 | 0 | 0 | 0
WT | 0 | 0 | 0 | 0 | 0 | 0
IGCC | 4.15 | 4.15 | 0.6 | 0 | 0 | 0
DemandResponse | 0 | 0 | 0 | 0 | 0 | 0
IGCC-CCS | 0 | 0 | 0 | 0 | 0 | 0
WT_off | 0 | 0 | 0 | 0 | 0 | 0
PseudoUnit | 0 | 0 | 0 | 0 | 0 | 0
FixedInterchange | 0 | 0 | 0 | 0 | 0 | 0
CO2 Emissions (MMshortTons): MISO_MI
ReportingType | 2015 | 2020 | 2025 | 2030 | 2035 | 2040
BM | 0 | 0 | 0 | 0 | 0 | 0
CC | 9.68 | 8.43 | 8.38 | 4.44 | 4.44 | 1.02
CSP | 0 | 0 | 0 | 0 | 0 | 0
CT | 0 | 0 | 0 | 0 | 0 | 0
Coal | 30.39 | 0.01 | 0.01 | 0 | 0 | 0
Geo | 0 | 0 | 0 | 0 | 0 | 0
H | 0 | 0 | 0 | 0 | 0 | 0
LFG | 0 | 0 | 0 | 0 | 0 | 0
Nuc | 0 | 0 | 0 | 0 | 0 | 0
PS | 0 | 0 | 0 | 0 | 0 | 0
PV | 0 | 0 | 0 | 0 | 0 | 0
PeakG | 0.02 | 0 | 0 | 0 | 0 | 0
PeakO | 0 | 0 | 0 | 0 | 0 | 0
ST | 0 | 0 | 0 | 0 | 0 | 0
STOG | 0.2 | 0.11 | 0.06 | 0 | 0 | 0
STWD | 0 | 0 | 0 | 0 | 0 | 0
WT | 0 | 0 | 0 | 0 | 0 | 0
IGCC | 0 | 0 | 0 | 0 | 0 | 0
DemandResponse | 0 | 0 | 0 | 0 | 0 | 0
IGCC-CCS | 0 | 0 | 0 | 0 | 0 | 0
WT_off | 0 | 0 | 0 | 0 | 0 | 0
PseudoUnit | 0 | 0 | 0 | 0 | 0 | 0
FixedInterchange | 0 | 0 | 0 | 0 | 0 | 0
CO2 Emissions (MMshortTons): MISO_MO-IL
ReportingType | 2015 | 2020 | 2025 | 2030 | 2035 | 2040
BM | 0 | 0 | 0 | 0 | 0 | 0
CC | 1.86 | 1.59 | 1.34 | 0.42 | 0.26 | 0.15
CSP | 0 | 0 | 0 | 0 | 0 | 0
CT | 0 | 0 | 0 | 0 | 0 | 0
Coal | 79.19 | 23.27 | 2.87 | 0.08 | 0.24 | 0.24
Geo | 0 | 0 | 0 | 0 | 0 | 0
H | 0 | 0 | 0 | 0 | 0 | 0
LFG | 0 | 0 | 0 | 0 | 0 | 0
Nuc | 0 | 0 | 0 | 0 | 0 | 0
PS | 0 | 0 | 0 | 0 | 0 | 0
PV | 0 | 0 | 0 | 0 | 0 | 0
PeakG | 0.09 | 0.25 | 0.01 | 0.01 | 0 | 0
PeakO | 0 | 0 | 0 | 0 | 0 | 0
ST | 0 | 0 | 0 | 0 | 0 | 0
STOG | 0.01 | 0 | 0 | 0 | 0 | 0
STWD | 0 | 0 | 0 | 0 | 0 | 0
WT | 0 | 0 | 0 | 0 | 0 | 0
IGCC | 0 | 0 | 0 | 0 | 0 | 0
DemandResponse | 0 | 0 | 0 | 0 | 0 | 0
IGCC-CCS | 0 | 0 | 0 | 0 | 0 | 0
WT_off | 0 | 0 | 0 | 0 | 0 | 0
PseudoUnit | 0 | 0 | 0 | 0 | 0 | 0
FixedInterchange | 0 | 0 | 0 | 0 | 0 | 0
CO2 Emissions (MMshortTons): MISO_W
ReportingType | 2015 | 2020 | 2025 | 2030 | 2035 | 2040
BM | 0 | 0 | 0 | 0 | 0 | 0
CC | 4.66 | 4.14 | 1.33 | 0.83 | 0.79 | 0.44
CSP | 0 | 0 | 0 | 0 | 0 | 0
CT | 0 | 0 | 0 | 0 | 0 | 0
Coal | 80.51 | 30.44 | 1.79 | 0.22 | 0.31 | 0.31
Geo | 0 | 0 | 0 | 0 | 0 | 0
H | 0 | 0 | 0 | 0 | 0 | 0
LFG | 0 | 0 | 0 | 0 | 0 | 0
Nuc | 0 | 0 | 0 | 0 | 0 | 0
PS | 0 | 0 | 0 | 0 | 0 | 0
PV | 0 | 0 | 0 | 0 | 0 | 0
PeakG | 0.17 | 0.02 | 0 | 0 | 0 | 0
PeakO | 0 | 0 | 0 | 0 | 0 | 0
ST | 0 | 0 | 0 | 0 | 0 | 0
STOG | 0 | 0 | 0 | 0 | 0 | 0
STWD | 0 | 0 | 0 | 0 | 0 | 0
WT | 0 | 0 | 0 | 0 | 0 | 0
IGCC | 0 | 0 | 0 | 0 | 0 | 0
DemandResponse | 0 | 0 | 0 | 0 | 0 | 0
IGCC-CCS | 0 | 0 | 0 | 0 | 0 | 0
WT_off | 0 | 0 | 0 | 0 | 0 | 0
PseudoUnit | 0 | 0 | 0 | 0 | 0 | 0
FixedInterchange | 0 | 0 | 0 | 0 | 0 | 0
CO2 Emissions (MMshortTons): MISO_WUMS
ReportingType | 2015 | 2020 | 2025 | 2030 | 2035 | 2040
BM | 0 | 0 | 0 | 0 | 0 | 0
CC | 22.39 | 24.27 | 20.1 | 13.36 | 10.63 | 3.1
CSP | 0 | 0 | 0 | 0 | 0 | 0
CT | 0 | 0 | 0 | 0 | 0 | 0
Coal | 13.05 | 2.46 | 0.66 | 0.09 | 0.31 | 0.41
Geo | 0 | 0 | 0 | 0 | 0 | 0
H | 0 | 0 | 0 | 0 | 0 | 0
LFG | 0 | 0 | 0 | 0 | 0 | 0
Nuc | 0 | 0 | 0 | 0 | 0 | 0
PS | 0 | 0 | 0 | 0 | 0 | 0
PV | 0 | 0 | 0 | 0 | 0 | 0
PeakG | 0 | 0 | 0 | 0 | 0 | 0
PeakO | 0 | 0 | 0 | 0 | 0 | 0
ST | 0 | 0 | 0 | 0 | 0 | 0
STOG | 0 | 0 | 0 | 0 | 0 | 0
STWD | 0 | 0 | 0 | 0 | 0 | 0
WT | 0 | 0 | 0 | 0 | 0 | 0
IGCC | 0 | 0 | 0 | 0 | 0 | 0
DemandResponse | 0 | 0 | 0 | 0 | 0 | 0
IGCC-CCS | 0 | 0 | 0 | 0 | 0 | 0
WT_off | 0 | 0 | 0 | 0 | 0 | 0
PseudoUnit | 0 | 0 | 0 | 0 | 0 | 0
FixedInterchange | 0 | 0 | 0 | 0 | 0 | 0
CO2 Emissions (MMshortTons): Nebraska
ReportingType | 2015 | 2020 | 2025 | 2030 | 2035 | 2040
BM | 0 | 0 | 0 | 0 | 0 | 0
CC | 0.34 | 0.11 | 0.11 | 0.06 | 0.03 | 0.02
CSP | 0 | 0 | 0 | 0 | 0 | 0
CT | 0 | 0 | 0 | 0 | 0 | 0
Coal | 35.38 | 2.96 | 0.37 | 0.13 | 0.1 | 0.1
Geo | 0 | 0 | 0 | 0 | 0 | 0
H | 0 | 0 | 0 | 0 | 0 | 0
LFG | 0 | 0 | 0 | 0 | 0 | 0
Nuc | 0 | 0 | 0 | 0 | 0 | 0
PS | 0 | 0 | 0 | 0 | 0 | 0
PV | 0 | 0 | 0 | 0 | 0 | 0
PeakG | 0.05 | 0 | 0 | 0 | 0 | 0
PeakO | 0 | 0 | 0 | 0 | 0 | 0
ST | 0 | 0 | 0 | 0 | 0 | 0
STOG | 0 | 0 | 0 | 0 | 0 | 0
STWD | 0 | 0 | 0 | 0 | 0 | 0
WT | 0 | 0 | 0 | 0 | 0 | 0
IGCC | 0 | 0 | 0 | 0 | 0 | 0
DemandResponse | 0 | 0 | 0 | 0 | 0 | 0
IGCC-CCS | 0 | 0 | 0 | 0 | 0 | 0
WT_off | 0 | 0 | 0 | 0 | 0 | 0
PseudoUnit | 0 | 0 | 0 | 0 | 0 | 0
FixedInterchange | 0 | 0 | 0 | 0 | 0 | 0
CO2 Emissions (MMshortTons): NEISO
ReportingType | 2015 | 2020 | 2025 | 2030 | 2035 | 2040
BM | 0 | 0 | 0 | 0 | 0 | 0
CC | 17.8 | 11.74 | 9.85 | 7.23 | 2.17 | 1.24
CSP | 0 | 0 | 0 | 0 | 0 | 0
CT | 0 | 0.01 | 0 | 0 | 0 | 0
Coal | 0.07 | 0 | 0 | 0 | 0 | 0
Geo | 0 | 0 | 0 | 0 | 0 | 0
H | 0 | 0 | 0 | 0 | 0 | 0
LFG | 0 | 0 | 0 | 0 | 0 | 0
Nuc | 0 | 0 | 0 | 0 | 0 | 0
PS | 0 | 0 | 0 | 0 | 0 | 0
PV | 0 | 0 | 0 | 0 | 0 | 0
PeakG | 0.01 | 0.02 | 0.06 | 0.06 | 0 | 0.01
PeakO | 0 | 0 | 0 | 0 | 0 | 0
ST | 0 | 0 | 0 | 0 | 0 | 0
STOG | 0 | 0 | 0 | 0 | 0 | 0
STWD | 0 | 0 | 0 | 0 | 0 | 0
WT | 0 | 0 | 0 | 0 | 0 | 0
IGCC | 0 | 0 | 0 | 0 | 0 | 0
DemandResponse | 0 | 0 | 0 | 0 | 0 | 0
IGCC-CCS | 0 | 0 | 0 | 0 | 0 | 0
WT_off | 0 | 0 | 0 | 0 | 0 | 0
PseudoUnit | 0 | 0 | 0 | 0 | 0 | 0
FixedInterchange | 0 | 0 | 0 | 0 | 0 | 0
CO2 Emissions (MMshortTons): NonRTO_Midwest
ReportingType | 2015 | 2020 | 2025 | 2030 | 2035 | 2040
BM | 0 | 0 | 0 | 0 | 0 | 0
CC | 7.75 | 14.19 | 14.19 | 14.19 | 11.83 | 1.05
CSP | 0 | 0 | 0 | 0 | 0 | 0
CT | 0 | 0 | 0 | 0 | 0 | 0
Coal | 38.98 | 21.19 | 3.78 | 0.32 | 0.79 | 0.79
Geo | 0 | 0 | 0 | 0 | 0 | 0
H | 0 | 0 | 0 | 0 | 0 | 0
LFG | 0 | 0 | 0 | 0 | 0 | 0
Nuc | 0 | 0 | 0 | 0 | 0 | 0
PS | 0 | 0 | 0 | 0 | 0 | 0
PV | 0 | 0 | 0 | 0 | 0 | 0
PeakG | 0.1 | 0.04 | 0.1 | 0 | 0 | 0
PeakO | 0 | 0 | 0 | 0 | 0 | 0
ST | 0 | 0 | 0 | 0 | 0 | 0
STOG | 0 | 0 | 0 | 0 | 0 | 0
STWD | 0 | 0 | 0 | 0 | 0 | 0
WT | 0 | 0 | 0 | 0 | 0 | 0
IGCC | 0 | 0 | 0 | 0 | 0 | 0
DemandResponse | 0 | 0 | 0 | 0 | 0 | 0
IGCC-CCS | 0 | 0 | 0 | 0 | 0 | 0
WT_off | 0 | 0 | 0 | 0 | 0 | 0
PseudoUnit | 0 | 0 | 0 | 0 | 0 | 0
FixedInterchange | 0 | 0 | 0 | 0 | 0 | 0
CO2 Emissions (MMshortTons): NYISO_A-F
ReportingType | 2015 | 2020 | 2025 | 2030 | 2035 | 2040
BM | 0 | 0 | 0 | 0 | 0 | 0
CC | 2.9 | 3.77 | 3.76 | 2.21 | 0.2 | 0.04
CSP | 0 | 0 | 0 | 0 | 0 | 0
CT | 0 | 0 | 0 | 0 | 0 | 0
Coal | 0 | 0 | 0 | 0 | 0 | 0
Geo | 0 | 0 | 0 | 0 | 0 | 0
H | 0 | 0 | 0 | 0 | 0 | 0
LFG | 0 | 0 | 0 | 0 | 0 | 0
Nuc | 0 | 0 | 0 | 0 | 0 | 0
PS | 0 | 0 | 0 | 0 | 0 | 0
PV | 0 | 0 | 0 | 0 | 0 | 0
PeakG | 0 | 0 | 0 | 0 | 0 | 0
PeakO | 0 | 0 | 0 | 0 | 0 | 0
ST | 0 | 0 | 0 | 0 | 0 | 0
STOG | 0 | 0 | 0 | 0 | 0 | 0
STWD | 0 | 0 | 0 | 0 | 0 | 0
WT | 0 | 0 | 0 | 0 | 0 | 0
IGCC | 0 | 0 | 0 | 0 | 0 | 0
DemandResponse | 0 | 0 | 0 | 0 | 0 | 0
IGCC-CCS | 0 | 0 | 0 | 0 | 0 | 0
WT_off | 0 | 0 | 0 | 0 | 0 | 0
PseudoUnit | 0 | 0 | 0 | 0 | 0 | 0
FixedInterchange | 0 | 0 | 0 | 0 | 0 | 0
CO2 Emissions (MMshortTons): NYISO_G-I
ReportingType | 2015 | 2020 | 2025 | 2030 | 2035 | 2040
BM | 0 | 0 | 0 | 0 | 0 | 0
CC | 1.26 | 3.09 | 3.12 | 1.29 | 0.82 | 0.47
CSP | 0 | 0 | 0 | 0 | 0 | 0
CT | 0 | 0 | 0 | 0 | 0 | 0
Coal | 0 | 0 | 0 | 0 | 0 | 0
Geo | 0 | 0 | 0 | 0 | 0 | 0
H | 0 | 0 | 0 | 0 | 0 | 0
LFG | 0 | 0 | 0 | 0 | 0 | 0
Nuc | 0 | 0 | 0 | 0 | 0 | 0
PS | 0 | 0 | 0 | 0 | 0 | 0
PV | 0 | 0 | 0 | 0 | 0 | 0
PeakG | 0 | 0 | 0 | 0 | 0 | 0
PeakO | 0 | 0 | 0 | 0 | 0 | 0
ST | 0 | 0 | 0 | 0 | 0 | 0
STOG | 0 | 0 | 0 | 0 | 0 | 0
STWD | 0 | 0 | 0 | 0 | 0 | 0
WT | 0 | 0 | 0 | 0 | 0 | 0
IGCC | 0 | 0 | 0 | 0 | 0 | 0
DemandResponse | 0 | 0 | 0 | 0 | 0 | 0
IGCC-CCS | 0 | 0 | 0 | 0 | 0 | 0
WT_off | 0 | 0 | 0 | 0 | 0 | 0
PseudoUnit | 0 | 0 | 0 | 0 | 0 | 0
FixedInterchange | 0 | 0 | 0 | 0 | 0 | 0
CO2 Emissions (MMshortTons): NYISO_J-K
ReportingType | 2015 | 2020 | 2025 | 2030 | 2035 | 2040
BM | 0 | 0 | 0 | 0 | 0 | 0
CC | 9.05 | 9.75 | 9.8 | 6.48 | 5.14 | 2.67
CSP | 0 | 0 | 0 | 0 | 0 | 0
CT | 0 | 0 | 0 | 0 | 0 | 0
Coal | 0 | 0 | 0 | 0 | 0 | 0
Geo | 0 | 0 | 0 | 0 | 0 | 0
H | 0 | 0 | 0 | 0 | 0 | 0
LFG | 0 | 0 | 0 | 0 | 0 | 0
Nuc | 0 | 0 | 0 | 0 | 0 | 0
PS | 0 | 0 | 0 | 0 | 0 | 0
PV | 0 | 0 | 0 | 0 | 0 | 0
PeakG | 0.1 | 0.19 | 0.19 | 0.19 | 0.19 | 0.1
PeakO | 0 | 0 | 0 | 0 | 0 | 0
ST | 0 | 0 | 0 | 0 | 0 | 0
STOG | 0.34 | 0.39 | 0.39 | 0.43 | 0.3 | 0.2
STWD | 0 | 0 | 0 | 0 | 0 | 0
WT | 0 | 0 | 0 | 0 | 0 | 0
IGCC | 0 | 0 | 0 | 0 | 0 | 0
DemandResponse | 0 | 0 | 0 | 0 | 0 | 0
IGCC-CCS | 0 | 0 | 0 | 0 | 0 | 0
WT_off | 0 | 0 | 0 | 0 | 0 | 0
PseudoUnit | 0 | 0 | 0 | 0 | 0 | 0
FixedInterchange | 0 | 0 | 0 | 0 | 0 | 0
CO2 Emissions (MMshortTons): PJM_E
ReportingType | 2015 | 2020 | 2025 | 2030 | 2035 | 2040
BM | 0 | 0 | 0 | 0 | 0 | 0
CC | 18.06 | 20.84 | 21.66 | 16.17 | 12.84 | 6.13
CSP | 0 | 0 | 0 | 0 | 0 | 0
CT | 0 | 0 | 0 | 0 | 0 | 0
Coal | 0.66 | 0.31 | 0.21 | 0 | 0.09 | 0.13
Geo | 0 | 0 | 0 | 0 | 0 | 0
H | 0 | 0 | 0 | 0 | 0 | 0
LFG | 0 | 0 | 0 | 0 | 0 | 0
Nuc | 0 | 0 | 0 | 0 | 0 | 0
PS | 0 | 0 | 0 | 0 | 0 | 0
PV | 0 | 0 | 0 | 0 | 0 | 0
PeakG | 0.05 | 0.16 | 0.16 | 0.31 | 0.16 | 0.15
PeakO | 0 | 0 | 0 | 0 | 0 | 0
ST | 0 | 0 | 0 | 0 | 0 | 0
STOG | 0.18 | 0.34 | 0.08 | 0.08 | 0.04 | 0
STWD | 0 | 0 | 0 | 0 | 0 | 0
WT | 0 | 0 | 0 | 0 | 0 | 0
IGCC | 0 | 0 | 0 | 0 | 0 | 0
DemandResponse | 0 | 0 | 0 | 0 | 0 | 0
IGCC-CCS | 0 | 0 | 0 | 0 | 0 | 0
WT_off | 0 | 0 | 0 | 0 | 0 | 0
PseudoUnit | 0 | 0 | 0 | 0 | 0 | 0
FixedInterchange | 0 | 0 | 0 | 0 | 0 | 0
CO2 Emissions (MMshortTons): PJM_ROM
ReportingType | 2015 | 2020 | 2025 | 2030 | 2035 | 2040
BM | 0 | 0 | 0 | 0 | 0 | 0
CC | 7.84 | 9.88 | 10.73 | 6.24 | 5.86 | 2.61
CSP | 0 | 0 | 0 | 0 | 0 | 0
CT | 0 | 0 | 0 | 0 | 0 | 0
Coal | 9.52 | 1.34 | 0.03 | 0 | 0 | 0
Geo | 0 | 0 | 0 | 0 | 0 | 0
H | 0 | 0 | 0 | 0 | 0 | 0
LFG | 0 | 0 | 0 | 0 | 0 | 0
Nuc | 0 | 0 | 0 | 0 | 0 | 0
PS | 0 | 0 | 0 | 0 | 0 | 0
PV | 0 | 0 | 0 | 0 | 0 | 0
PeakG | 0 | 0.03 | 0.02 | 0.1 | 0.1 | 0.09
PeakO | 0 | 0 | 0 | 0 | 0 | 0
ST | 0 | 0 | 0 | 0 | 0 | 0
STOG | 0.43 | 0.5 | 0.78 | 0.43 | 0.22 | 0
STWD | 0 | 0 | 0 | 0 | 0 | 0
WT | 0 | 0 | 0 | 0 | 0 | 0
IGCC | 0 | 0 | 0 | 0 | 0 | 0
DemandResponse | 0 | 0 | 0 | 0 | 0 | 0
IGCC-CCS | 0 | 0 | 0 | 0 | 0 | 0
WT_off | 0 | 0 | 0 | 0 | 0 | 0
PseudoUnit | 0 | 0 | 0 | 0 | 0 | 0
FixedInterchange | 0 | 0 | 0 | 0 | 0 | 0
CO2 Emissions (MMshortTons): PJM_ROR
ReportingType | 2015 | 2020 | 2025 | 2030 | 2035 | 2040
BM | 0 | 0 | 0 | 0 | 0 | 0
CC | 62.61 | 84.57 | 83.52 | 68.23 | 51.14 | 20.16
CSP | 0 | 0 | 0 | 0 | 0 | 0
CT | 0 | 0 | 0 | 0 | 0 | 0
Coal | 207.58 | 106.87 | 9.34 | 1.05 | 2.8 | 2.8
Geo | 0 | 0 | 0 | 0 | 0 | 0
H | 0 | 0 | 0 | 0 | 0 | 0
LFG | 0 | 0 | 0 | 0 | 0 | 0
Nuc | 0 | 0 | 0 | 0 | 0 | 0
PS | 0 | 0 | 0 | 0 | 0 | 0
PV | 0 | 0 | 0 | 0 | 0 | 0
PeakG | 0.58 | 0.75 | 0.85 | 0.74 | 0.35 | 0.06
PeakO | 0 | 0 | 0 | 0 | 0 | 0
ST | 0 | 0 | 0 | 0 | 0 | 0
STOG | 0.25 | 0.49 | 0.49 | 0.49 | 0.13 | 0
STWD | 0 | 0 | 0 | 0 | 0 | 0
WT | 0 | 0 | 0 | 0 | 0 | 0
IGCC | 0 | 0 | 0 | 0 | 0 | 0
DemandResponse | 0 | 0 | 0 | 0 | 0 | 0
IGCC-CCS | 0 | 0 | 0 | 0 | 0 | 0
WT_off | 0 | 0 | 0 | 0 | 0 | 0
PseudoUnit | 0 | 0 | 0 | 0 | 0 | 0
FixedInterchange | 0 | 0 | 0 | 0 | 0 | 0
CO2 Emissions (MMshortTons): SOCO
ReportingType | 2015 | 2020 | 2025 | 2030 | 2035 | 2040
BM | 0 | 0 | 0 | 0 | 0 | 0
CC | 59.25 | 69.2 | 63.88 | 45.63 | 11.38 | 2.99
CSP | 0 | 0 | 0 | 0 | 0 | 0
CT | 0 | 0 | 0 | 0 | 0 | 0
Coal | 40.23 | 13.83 | 0.78 | 0.94 | 0.94 | 0.94
Geo | 0 | 0 | 0 | 0 | 0 | 0
H | 0 | 0 | 0 | 0 | 0 | 0
LFG | 0 | 0 | 0 | 0 | 0 | 0
Nuc | 0 | 0 | 0 | 0 | 0 | 0
PS | 0 | 0 | 0 | 0 | 0 | 0
PV | 0 | 0 | 0 | 0 | 0 | 0
PeakG | 0.41 | 0.53 | 0.87 | 0.65 | 0.2 | 0.08
PeakO | 0 | 0 | 0 | 0 | 0 | 0
ST | 0 | 0 | 0 | 0 | 0 | 0
STOG | 0 | 0 | 0 | 0 | 0 | 0
STWD | 0 | 0 | 0 | 0 | 0 | 0
WT | 0 | 0 | 0 | 0 | 0 | 0
IGCC | 0 | 0 | 0 | 0 | 0 | 0
DemandResponse | 0 | 0 | 0 | 0 | 0 | 0
IGCC-CCS | 0 | 0 | 0 | 0 | 0 | 0
WT_off | 0 | 0 | 0 | 0 | 0 | 0
PseudoUnit | 0 | 0 | 0 | 0 | 0 | 0
FixedInterchange | 0 | 0 | 0 | 0 | 0 | 0
CO2 Emissions (MMshortTons): SPP_N
ReportingType | 2015 | 2020 | 2025 | 2030 | 2035 | 2040
BM | 0 | 0 | 0 | 0 | 0 | 0
CC | 2.82 | 0.54 | 0.62 | 0.32 | 0.18 | 0.12
CSP | 0 | 0 | 0 | 0 | 0 | 0
CT | 0 | 0 | 0 | 0 | 0 | 0
Coal | 59.86 | 11.88 | 0.18 | 0 | 0 | 0
Geo | 0 | 0 | 0 | 0 | 0 | 0
H | 0 | 0 | 0 | 0 | 0 | 0
LFG | 0 | 0 | 0 | 0 | 0 | 0
Nuc | 0 | 0 | 0 | 0 | 0 | 0
PS | 0 | 0 | 0 | 0 | 0 | 0
PV | 0 | 0 | 0 | 0 | 0 | 0
PeakG | 0.02 | 0 | 0 | 0 | 0 | 0
PeakO | 0 | 0 | 0 | 0 | 0 | 0
ST | 0 | 0 | 0 | 0 | 0 | 0
STOG | 0.22 | 0 | 0 | 0 | 0 | 0
STWD | 0 | 0 | 0 | 0 | 0 | 0
WT | 0 | 0 | 0 | 0 | 0 | 0
IGCC | 0 | 0 | 0 | 0 | 0 | 0
DemandResponse | 0 | 0 | 0 | 0 | 0 | 0
IGCC-CCS | 0 | 0 | 0 | 0 | 0 | 0
WT_off | 0 | 0 | 0 | 0 | 0 | 0
PseudoUnit | 0 | 0 | 0 | 0 | 0 | 0
FixedInterchange | 0 | 0 | 0 | 0 | 0 | 0
CO2 Emissions (MMshortTons): SPP_S
ReportingType | 2015 | 2020 | 2025 | 2030 | 2035 | 2040
BM | 0 | 0 | 0 | 0 | 0 | 0
CC | 24.2 | 4.3 | 4.3 | 3.46 | 2.51 | 1.55
CSP | 0 | 0 | 0 | 0 | 0 | 0
CT | 0 | 0 | 0 | 0 | 0 | 0
Coal | 78.07 | 6.94 | 0.39 | 0 | 0 | 0
Geo | 0 | 0 | 0 | 0 | 0 | 0
H | 0 | 0 | 0 | 0 | 0 | 0
LFG | 0 | 0 | 0 | 0 | 0 | 0
Nuc | 0 | 0 | 0 | 0 | 0 | 0
PS | 0 | 0 | 0 | 0 | 0 | 0
PV | 0 | 0 | 0 | 0 | 0 | 0
PeakG | 0 | 0 | 0 | 0 | 0 | 0
PeakO | 0 | 0 | 0 | 0 | 0 | 0
ST | 0 | 0 | 0 | 0 | 0 | 0
STOG | 1.68 | 0.38 | 0.33 | 0.4 | 0.16 | 0.17
STWD | 0 | 0 | 0 | 0 | 0 | 0
WT | 0 | 0 | 0 | 0 | 0 | 0
IGCC | 0 | 0 | 0 | 0 | 0 | 0
DemandResponse | 0 | 0 | 0 | 0 | 0 | 0
IGCC-CCS | 0 | 0 | 0 | 0 | 0 | 0
WT_off | 0 | 0 | 0 | 0 | 0 | 0
PseudoUnit | 0 | 0 | 0 | 0 | 0 | 0
FixedInterchange | 0 | 0 | 0 | 0 | 0 | 0
CO2 Emissions (MMshortTons): TVA
ReportingType | 2015 | 2020 | 2025 | 2030 | 2035 | 2040
BM | 0 | 0 | 0 | 0 | 0 | 0
CC | 18.53 | 27.92 | 30.18 | 26.16 | 10.43 | 2.12
CSP | 0 | 0 | 0 | 0 | 0 | 0
CT | 0 | 0 | 0 | 0 | 0 | 0
Coal | 37.54 | 16.21 | 0.61 | 0 | 0 | 0
Geo | 0 | 0 | 0 | 0 | 0 | 0
H | 0 | 0 | 0 | 0 | 0 | 0
LFG | 0 | 0 | 0 | 0 | 0 | 0
Nuc | 0 | 0 | 0 | 0 | 0 | 0
PS | 0 | 0 | 0 | 0 | 0 | 0
PV | 0 | 0 | 0 | 0 | 0 | 0
PeakG | 0 | 0 | 0 | 0 | 0 | 0
PeakO | 0 | 0 | 0 | 0 | 0 | 0
ST | 0 | 0 | 0 | 0 | 0 | 0
STOG | 0 | 0 | 0 | 0 | 0 | 0
STWD | 0 | 0 | 0 | 0 | 0 | 0
WT | 0 | 0 | 0 | 0 | 0 | 0
IGCC | 0 | 0 | 0 | 0 | 0 | 0
DemandResponse | 0 | 0 | 0 | 0 | 0 | 0
IGCC-CCS | 0 | 0 | 0 | 0 | 0 | 0
WT_off | 0 | 0 | 0 | 0 | 0 | 0
PseudoUnit | 0 | 0 | 0 | 0 | 0 | 0
FixedInterchange | 0 | 0 | 0 | 0 | 0 | 0
CO2 Emissions (MMshortTons): TVA_Transmission
ReportingType | 2015 | 2020 | 2025 | 2030 | 2035 | 2040
BM | 0 | 0 | 0 | 0 | 0 | 0
CC | 0 | 0 | 0 | 0 | 0 | 0
CSP | 0 | 0 | 0 | 0 | 0 | 0
CT | 0 | 0 | 0 | 0 | 0 | 0
Coal | 0 | 0 | 0 | 0 | 0 | 0
Geo | 0 | 0 | 0 | 0 | 0 | 0
H | 0 | 0 | 0 | 0 | 0 | 0
LFG | 0 | 0 | 0 | 0 | 0 | 0
Nuc | 0 | 0 | 0 | 0 | 0 | 0
PS | 0 | 0 | 0 | 0 | 0 | 0
PV | 0 | 0 | 0 | 0 | 0 | 0
PeakG | 0 | 0 | 0 | 0 | 0 | 0
PeakO | 0 | 0 | 0 | 0 | 0 | 0
ST | 0 | 0 | 0 | 0 | 0 | 0
STOG | 0 | 0 | 0 | 0 | 0 | 0
STWD | 0 | 0 | 0 | 0 | 0 | 0
WT | 0 | 0 | 0 | 0 | 0 | 0
IGCC | 0 | 0 | 0 | 0 | 0 | 0
DemandResponse | 0 | 0 | 0 | 0 | 0 | 0
IGCC-CCS | 0 | 0 | 0 | 0 | 0 | 0
WT_off | 0 | 0 | 0 | 0 | 0 | 0
PseudoUnit | 0 | 0 | 0 | 0 | 0 | 0
FixedInterchange | 0 | 0 | 0 | 0 | 0 | 0
CO2 Emissions (MMshortTons): VACAR
ReportingType | 2015 | 2020 | 2025 | 2030 | 2035 | 2040
BM | 0 | 0 | 0 | 0 | 0 | 0
CC | 43.97 | 43.39 | 40.42 | 31.23 | 15.72 | 2.9
CSP | 0 | 0 | 0 | 0 | 0 | 0
CT | 0.01 | 0.01 | 0.01 | 0 | 0 | 0
Coal | 33.4 | 18.22 | 1.68 | 0.3 | 0.44 | 0.44
Geo | 0 | 0 | 0 | 0 | 0 | 0
H | 0 | 0 | 0 | 0 | 0 | 0
LFG | 0 | 0 | 0 | 0 | 0 | 0
Nuc | 0 | 0 | 0 | 0 | 0 | 0
PS | 0 | 0 | 0 | 0 | 0 | 0
PV | 0 | 0 | 0 | 0 | 0 | 0
PeakG | 0.02 | 0 | 0 | 0 | 0 | 0
PeakO | 0 | 0 | 0 | 0 | 0 | 0
ST | 0 | 0 | 0 | 0 | 0 | 0
STOG | 0 | 0 | 0 | 0 | 0 | 0
STWD | 0 | 0 | 0 | 0 | 0 | 0
WT | 0 | 0 | 0 | 0 | 0 | 0
IGCC | 0 | 0 | 0 | 0 | 0 | 0
DemandResponse | 0 | 0 | 0 | 0 | 0 | 0
IGCC-CCS | 0 | 0 | 0 | 0 | 0 | 0
WT_off | 0 | 0 | 0 | 0 | 0 | 0
PseudoUnit | 0 | 0 | 0 | 0 | 0 | 0
FixedInterchange | 0 | 0 | 0 | 0 | 0 | 0
CO2 Emissions (MMshortTons): IESO
ReportingType | 2015 | 2020 | 2025 | 2030 | 2035 | 2040
BM | 0 | 0 | 0 | 0 | 0 | 0
CC | 0.43 | 0.09 | 0.03 | 0 | 0 | 0
CSP | 0 | 0 | 0 | 0 | 0 | 0
CT | 0 | 0 | 0 | 0 | 0 | 0
Coal | 0 | 0 | 0 | 0 | 0 | 0
Geo | 0 | 0 | 0 | 0 | 0 | 0
H | 0 | 0 | 0 | 0 | 0 | 0
LFG | 0 | 0 | 0 | 0 | 0 | 0
Nuc | 0 | 0 | 0 | 0 | 0 | 0
PS | 0 | 0 | 0 | 0 | 0 | 0
PV | 0 | 0 | 0 | 0 | 0 | 0
PeakG | 0 | 0 | 0 | 0 | 0 | 0
PeakO | 0 | 0 | 0 | 0 | 0 | 0
ST | 0 | 0 | 0 | 0 | 0 | 0
STOG | 0 | 0 | 0 | 0 | 0 | 0
STWD | 0 | 0 | 0 | 0 | 0 | 0
WT | 0 | 0 | 0 | 0 | 0 | 0
IGCC | 0 | 0 | 0 | 0 | 0 | 0
DemandResponse | 0 | 0 | 0 | 0 | 0 | 0
IGCC-CCS | 0 | 0 | 0 | 0 | 0 | 0
WT_off | 0 | 0 | 0 | 0 | 0 | 0
PseudoUnit | 0 | 0 | 0 | 0 | 0 | 0
FixedInterchange | 0 | 0 | 0 | 0 | 0 | 0
CO2 Emissions (MMshortTons): MAPP_CA
ReportingType | 2015 | 2020 | 2025 | 2030 | 2035 | 2040
BM | 0 | 0 | 0 | 0 | 0 | 0
CC | 0.71 | 0.22 | 0 | 0 | 0 | 0
CSP | 0 | 0 | 0 | 0 | 0 | 0
CT | 0 | 0 | 0 | 0 | 0 | 0
Coal | 0 | 0 | 0 | 0 | 0 | 0
Geo | 0 | 0 | 0 | 0 | 0 | 0
H | 0 | 0 | 0 | 0 | 0 | 0
LFG | 0 | 0 | 0 | 0 | 0 | 0
Nuc | 0 | 0 | 0 | 0 | 0 | 0
PS | 0 | 0 | 0 | 0 | 0 | 0
PV | 0 | 0 | 0 | 0 | 0 | 0
PeakG | 0 | 0 | 0 | 0 | 0 | 0
PeakO | 0 | 0 | 0 | 0 | 0 | 0
ST | 0 | 0 | 0 | 0 | 0 | 0
STOG | 0 | 0 | 0 | 0 | 0 | 0
STWD | 0 | 0 | 0 | 0 | 0 | 0
WT | 0 | 0 | 0 | 0 | 0 | 0
IGCC | 0 | 0 | 0 | 0 | 0 | 0
DemandResponse | 0 | 0 | 0 | 0 | 0 | 0
IGCC-CCS | 0 | 0 | 0 | 0 | 0 | 0
WT_off | 0 | 0 | 0 | 0 | 0 | 0
PseudoUnit | 0 | 0 | 0 | 0 | 0 | 0
FixedInterchange | 0 | 0 | 0 | 0 | 0 | 0
CO2 Emissions (MMshortTons): AZ_NM_SNV_Coal
ReportingType | 2015 | 2020 | 2025 | 2030 | 2035 | 2040
BM | 0 | 0 | 0 | 0 | 0 | 0
CC | 0 | 0 | 0 | 0 | 0 | 0
CSP | 0 | 0 | 0 | 0 | 0 | 0
CT | 0 | 0 | 0 | 0 | 0 | 0
Coal | 52.55 | 47.78 | 10.73 | 0.04 | 0.25 | 0.13
Geo | 0 | 0 | 0 | 0 | 0 | 0
H | 0 | 0 | 0 | 0 | 0 | 0
LFG | 0 | 0 | 0 | 0 | 0 | 0
Nuc | 0 | 0 | 0 | 0 | 0 | 0
PS | 0 | 0 | 0 | 0 | 0 | 0
PV | 0 | 0 | 0 | 0 | 0 | 0
PeakG | 0 | 0 | 0 | 0 | 0 | 0
PeakO | 0 | 0 | 0 | 0 | 0 | 0
ST | 0 | 0 | 0 | 0 | 0 | 0
STOG | 0 | 0 | 0 | 0 | 0 | 0
STWD | 0 | 0 | 0 | 0 | 0 | 0
WT | 0 | 0 | 0 | 0 | 0 | 0
IGCC | 0 | 0 | 0 | 0 | 0 | 0
DemandResponse | 0 | 0 | 0 | 0 | 0 | 0
IGCC-CCS | 0 | 0 | 0 | 0 | 0 | 0
WT_off | 0 | 0 | 0 | 0 | 0 | 0
PseudoUnit | 0 | 0 | 0 | 0 | 0 | 0
FixedInterchange | 0 | 0 | 0 | 0 | 0 | 0
CO2 Emissions (MMshortTons): AZ_NM_SNV_Gas
ReportingType | 2015 | 2020 | 2025 | 2030 | 2035 | 2040
BM | 0 | 0 | 0 | 0 | 0 | 0
CC | 28.74 | 22.62 | 33.43 | 17.97 | 6.27 | 4.8
CSP | 0 | 0 | 0 | 0 | 0 | 0
CT | 0 | 0 | 0 | 0 | 0 | 0
Coal | 0 | 0 | 0 | 0 | 0 | 0
Geo | 0 | 0 | 0 | 0 | 0 | 0
H | 0 | 0 | 0 | 0 | 0 | 0
LFG | 0 | 0 | 0 | 0 | 0 | 0
Nuc | 0 | 0 | 0 | 0 | 0 | 0
PS | 0 | 0 | 0 | 0 | 0 | 0
PV | 0 | 0 | 0 | 0 | 0 | 0
PeakG | 0 | 0 | 0 | 0 | 0 | 0
PeakO | 0 | 0 | 0 | 0 | 0 | 0
ST | 0 | 0 | 0 | 0 | 0 | 0
STOG | 0 | 0 | 0 | 0 | 0 | 0
STWD | 0 | 0 | 0 | 0 | 0 | 0
WT | 0 | 0 | 0 | 0 | 0 | 0
IGCC | 0 | 0 | 0 | 0 | 0 | 0
DemandResponse | 0 | 0 | 0 | 0 | 0 | 0
IGCC-CCS | 0 | 0 | 0 | 0 | 0 | 0
WT_off | 0 | 0 | 0 | 0 | 0 | 0
PseudoUnit | 0 | 0 | 0 | 0 | 0 | 0
FixedInterchange | 0 | 0 | 0 | 0 | 0 | 0
CO2 Emissions (MMshortTons): AZ_NM_SNV_NucRenew
ReportingType | 2015 | 2020 | 2025 | 2030 | 2035 | 2040
BM | 0 | 0 | 0 | 0 | 0 | 0
CC | 0 | 0 | 0 | 0 | 0 | 0
CSP | 0 | 0 | 0 | 0 | 0 | 0
CT | 0 | 0 | 0 | 0 | 0 | 0
Coal | 0 | 0 | 0 | 0 | 0 | 0
Geo | 0 | 0 | 0 | 0 | 0 | 0
H | 0 | 0 | 0 | 0 | 0 | 0
LFG | 0 | 0 | 0 | 0 | 0 | 0
Nuc | 0 | 0 | 0 | 0 | 0 | 0
PS | 0 | 0 | 0 | 0 | 0 | 0
PV | 0 | 0 | 0 | 0 | 0 | 0
PeakG | 0 | 0 | 0 | 0 | 0 | 0
PeakO | 0 | 0 | 0 | 0 | 0 | 0
ST | 0 | 0 | 0 | 0 | 0 | 0
STOG | 0 | 0 | 0 | 0 | 0 | 0
STWD | 0 | 0 | 0 | 0 | 0 | 0
WT | 0 | 0 | 0 | 0 | 0 | 0
IGCC | 0 | 0 | 0 | 0 | 0 | 0
DemandResponse | 0 | 0 | 0 | 0 | 0 | 0
IGCC-CCS | 0 | 0 | 0 | 0 | 0 | 0
WT_off | 0 | 0 | 0 | 0 | 0 | 0
PseudoUnit | 0 | 0 | 0 | 0 | 0 | 0
FixedInterchange | 0 | 0 | 0 | 0 | 0 | 0
CO2 Emissions (MMshortTons): ERCOT
ReportingType | 2015 | 2020 | 2025 | 2030 | 2035 | 2040
BM | 0 | 0 | 0 | 0 | 0 | 0
CC | 84.26 | 90.45 | 76.52 | 65.2 | 30.66 | 21.43
CSP | 0 | 0 | 0 | 0 | 0 | 0
CT | 0 | 0 | 0 | 0.01 | 0 | 0
Coal | 45.46 | 28.64 | 1.37 | 0.65 | 0.77 | 0.77
Geo | 0 | 0 | 0 | 0 | 0 | 0
H | 0 | 0 | 0 | 0 | 0 | 0
LFG | 0 | 0 | 0 | 0 | 0 | 0
Nuc | 0 | 0 | 0 | 0 | 0 | 0
PS | 0 | 0 | 0 | 0 | 0 | 0
PV | 0 | 0 | 0 | 0 | 0 | 0
PeakG | 0 | 0 | 0 | 0.03 | 0.03 | 0.03
PeakO | 0 | 0 | 0 | 0 | 0 | 0
ST | 0 | 0 | 0 | 0 | 0 | 0
STOG | 1.38 | 2.18 | 0.64 | 0.42 | 0 | 0
STWD | 0 | 0 | 0 | 0 | 0 | 0
WT | 0 | 0 | 0 | 0 | 0 | 0
IGCC | 0 | 0 | 0 | 0 | 0 | 0
DemandResponse | 0 | 0 | 0 | 0 | 0 | 0
IGCC-CCS | 0 | 0 | 0 | 0 | 0 | 0
WT_off | 0 | 0 | 0 | 0 | 0 | 0
PseudoUnit | 0 | 0 | 0 | 0 | 0 | 0
FixedInterchange | 0 | 0 | 0 | 0 | 0 | 0
CO2 Emissions (MMshortTons): NP15
ReportingType | 2015 | 2020 | 2025 | 2030 | 2035 | 2040
BM | 0 | 0 | 0 | 0 | 0 | 0
CC | 25.33 | 24.65 | 24.75 | 14.2 | 5.68 | 2.2
CSP | 0 | 0 | 0 | 0 | 0 | 0
CT | 0 | 0 | 0 | 0 | 0 | 0
Coal | 1.73 | 0 | 0 | 0 | 0 | 0
Geo | 0 | 0 | 0 | 0 | 0 | 0
H | 0 | 0 | 0 | 0 | 0 | 0
LFG | 0 | 0 | 0 | 0 | 0 | 0
Nuc | 0 | 0 | 0 | 0 | 0 | 0
PS | 0 | 0 | 0 | 0 | 0 | 0
PV | 0 | 0 | 0 | 0 | 0 | 0
PeakG | 0 | 0 | 0 | 0 | 0 | 0
PeakO | 0 | 0 | 0 | 0 | 0 | 0
ST | 0 | 0 | 0 | 0 | 0 | 0
STOG | 0.04 | 0.02 | 0.04 | 0 | 0 | 0
STWD | 0 | 0 | 0 | 0 | 0 | 0
WT | 0 | 0 | 0 | 0 | 0 | 0
IGCC | 0 | 0 | 0 | 0 | 0 | 0
DemandResponse | 0 | 0 | 0 | 0 | 0 | 0
IGCC-CCS | 0 | 0 | 0 | 0 | 0 | 0
WT_off | 0 | 0 | 0 | 0 | 0 | 0
PseudoUnit | 0 | 0 | 0 | 0 | 0 | 0
FixedInterchange | 0 | 0 | 0 | 0 | 0 | 0
CO2 Emissions (MMshortTons): NWPP_Coal
ReportingType | 2015 | 2020 | 2025 | 2030 | 2035 | 2040
BM | 0 | 0 | 0 | 0 | 0 | 0
CC | 0 | 0 | 0 | 0 | 0 | 0
CSP | 0 | 0 | 0 | 0 | 0 | 0
CT | 0 | 0 | 0 | 0 | 0 | 0
Coal | 58.99 | 43.2 | 0.18 | 0.17 | 0.17 | 0.17
Geo | 0 | 0 | 0 | 0 | 0 | 0
H | 0 | 0 | 0 | 0 | 0 | 0
LFG | 0 | 0 | 0 | 0 | 0 | 0
Nuc | 0 | 0 | 0 | 0 | 0 | 0
PS | 0 | 0 | 0 | 0 | 0 | 0
PV | 0 | 0 | 0 | 0 | 0 | 0
PeakG | 0 | 0 | 0 | 0 | 0 | 0
PeakO | 0 | 0 | 0 | 0 | 0 | 0
ST | 0 | 0 | 0 | 0 | 0 | 0
STOG | 0 | 0 | 0 | 0 | 0 | 0
STWD | 0 | 0 | 0 | 0 | 0 | 0
WT | 0 | 0 | 0 | 0 | 0 | 0
IGCC | 0 | 0 | 0 | 0 | 0 | 0
DemandResponse | 0 | 0 | 0 | 0 | 0 | 0
IGCC-CCS | 0 | 0 | 0 | 0 | 0 | 0
WT_off | 0 | 0 | 0 | 0 | 0 | 0
PseudoUnit | 0 | 0 | 0 | 0 | 0 | 0
FixedInterchange | 0 | 0 | 0 | 0 | 0 | 0
CO2 Emissions (MMshortTons): NWPP_Gas
ReportingType | 2015 | 2020 | 2025 | 2030 | 2035 | 2040
BM | 0 | 0 | 0 | 0 | 0 | 0
CC | 21.09 | 27.16 | 27.16 | 15.34 | 3.11 | 2.74
CSP | 0 | 0 | 0 | 0 | 0 | 0
CT | 0 | 0 | 0 | 0 | 0 | 0
Coal | 0 | 0 | 0 | 0 | 0 | 0
Geo | 0 | 0 | 0 | 0 | 0 | 0
H | 0 | 0 | 0 | 0 | 0 | 0
LFG | 0 | 0 | 0 | 0 | 0 | 0
Nuc | 0 | 0 | 0 | 0 | 0 | 0
PS | 0 | 0 | 0 | 0 | 0 | 0
PV | 0 | 0 | 0 | 0 | 0 | 0
PeakG | 0 | 0 | 0 | 0 | 0 | 0
PeakO | 0 | 0 | 0 | 0 | 0 | 0
ST | 0 | 0 | 0 | 0 | 0 | 0
STOG | 0 | 0 | 0 | 0 | 0 | 0
STWD | 0 | 0 | 0 | 0 | 0 | 0
WT | 0 | 0 | 0 | 0 | 0 | 0
IGCC | 0 | 0 | 0 | 0 | 0 | 0
DemandResponse | 0 | 0 | 0 | 0 | 0 | 0
IGCC-CCS | 0 | 0 | 0 | 0 | 0 | 0
WT_off | 0 | 0 | 0 | 0 | 0 | 0
PseudoUnit | 0 | 0 | 0 | 0 | 0 | 0
FixedInterchange | 0 | 0 | 0 | 0 | 0 | 0
CO2 Emissions (MMshortTons): NWPP_NucRenew
ReportingType | 2015 | 2020 | 2025 | 2030 | 2035 | 2040
BM | 0 | 0 | 0 | 0 | 0 | 0
CC | 0 | 0 | 0 | 0 | 0 | 0
CSP | 0 | 0 | 0 | 0 | 0 | 0
CT | 0 | 0 | 0 | 0 | 0 | 0
Coal | 0 | 0 | 0 | 0 | 0 | 0
Geo | 0 | 0 | 0 | 0 | 0 | 0
H | 0 | 0 | 0 | 0 | 0 | 0
LFG | 0 | 0 | 0 | 0 | 0 | 0
Nuc | 0 | 0 | 0 | 0 | 0 | 0
PS | 0 | 0 | 0 | 0 | 0 | 0
PV | 0 | 0 | 0 | 0 | 0 | 0
PeakG | 0 | 0 | 0 | 0 | 0 | 0
PeakO | 0 | 0 | 0 | 0 | 0 | 0
ST | 0 | 0 | 0 | 0 | 0 | 0
STOG | 0 | 0 | 0 | 0 | 0 | 0
STWD | 0 | 0 | 0 | 0 | 0 | 0
WT | 0 | 0 | 0 | 0 | 0 | 0
IGCC | 0 | 0 | 0 | 0 | 0 | 0
DemandResponse | 0 | 0 | 0 | 0 | 0 | 0
IGCC-CCS | 0 | 0 | 0 | 0 | 0 | 0
WT_off | 0 | 0 | 0 | 0 | 0 | 0
PseudoUnit | 0 | 0 | 0 | 0 | 0 | 0
FixedInterchange | 0 | 0 | 0 | 0 | 0 | 0
CO2 Emissions (MMshortTons): RMPA
ReportingType | 2015 | 2020 | 2025 | 2030 | 2035 | 2040
BM | 0 | 0 | 0 | 0 | 0 | 0
CC | 4.84 | 4.6 | 7.93 | 4.58 | 2.09 | 1.69
CSP | 0 | 0 | 0 | 0 | 0 | 0
CT | 0 | 0 | 0 | 0 | 0 | 0
Coal | 54.9 | 43.91 | 3.66 | 0.45 | 0.45 | 0.43
Geo | 0 | 0 | 0 | 0 | 0 | 0
H | 0 | 0 | 0 | 0 | 0 | 0
LFG | 0 | 0 | 0 | 0 | 0 | 0
Nuc | 0 | 0 | 0 | 0 | 0 | 0
PS | 0 | 0 | 0 | 0 | 0 | 0
PV | 0 | 0 | 0 | 0 | 0 | 0
PeakG | 0 | 0 | 0 | 0 | 0 | 0
PeakO | 0 | 0 | 0 | 0 | 0 | 0
ST | 0 | 0 | 0 | 0 | 0 | 0
STOG | 0 | 0 | 0 | 0 | 0 | 0
STWD | 0 | 0 | 0 | 0 | 0 | 0
WT | 0 | 0 | 0 | 0 | 0 | 0
IGCC | 0 | 0 | 0 | 0 | 0 | 0
DemandResponse | 0 | 0 | 0 | 0 | 0 | 0
IGCC-CCS | 0 | 0 | 0 | 0 | 0 | 0
WT_off | 0 | 0 | 0 | 0 | 0 | 0
PseudoUnit | 0 | 0 | 0 | 0 | 0 | 0
FixedInterchange | 0 | 0 | 0 | 0 | 0 | 0
CO2 Emissions (MMshortTons): SP15
ReportingType | 2015 | 2020 | 2025 | 2030 | 2035 | 2040
BM | 0 | 0 | 0 | 0 | 0 | 0
CC | 33.36 | 29.97 | 29.43 | 24.03 | 11.14 | 7.88
CSP | 0 | 0 | 0 | 0 | 0 | 0
CT | 0 | 0 | 0 | 0 | 0 | 0
Coal | 1.64 | 0.9 | 0.4 | 0 | 0 | 0
Geo | 0 | 0 | 0 | 0 | 0 | 0
H | 0 | 0 | 0 | 0 | 0 | 0
LFG | 0 | 0 | 0 | 0 | 0 | 0
Nuc | 0 | 0 | 0 | 0 | 0 | 0
PS | 0 | 0 | 0 | 0 | 0 | 0
PV | 0 | 0 | 0 | 0 | 0 | 0
PeakG | 0 | 0 | 0 | 0 | 0 | 0
PeakO | 0 | 0 | 0 | 0 | 0 | 0
ST | 0 | 0 | 0 | 0 | 0 | 0
STOG | 0.34 | 0.15 | 0.26 | 0.11 | 0.03 | 0.01
STWD | 0 | 0 | 0 | 0 | 0 | 0
WT | 0 | 0 | 0 | 0 | 0 | 0
IGCC | 0 | 0 | 0 | 0 | 0 | 0
DemandResponse | 0 | 0 | 0 | 0 | 0 | 0
IGCC-CCS | 0 | 0 | 0 | 0 | 0 | 0
WT_off | 0 | 0 | 0 | 0 | 0 | 0
PseudoUnit | 0 | 0 | 0 | 0 | 0 | 0
FixedInterchange | 0 | 0 | 0 | 0 | 0 | 0
CO2 Emissions (MMshortTons): ALB
ReportingType | 2015 | 2020 | 2025 | 2030 | 2035 | 2040
BM | 0 | 0 | 0 | 0 | 0 | 0
CC | 9.82 | 9.82 | 2.04 | 0 | 0 | 0
CSP | 0 | 0 | 0 | 0 | 0 | 0
CT | 0 | 0 | 0 | 0 | 0 | 0
Coal | 36.53 | 36.52 | 0 | 0 | 0 | 0
Geo | 0 | 0 | 0 | 0 | 0 | 0
H | 0 | 0 | 0 | 0 | 0 | 0
LFG | 0 | 0 | 0 | 0 | 0 | 0
Nuc | 0 | 0 | 0 | 0 | 0 | 0
PS | 0 | 0 | 0 | 0 | 0 | 0
PV | 0 | 0 | 0 | 0 | 0 | 0
PeakG | 0 | 0 | 0 | 0 | 0 | 0.01
PeakO | 0 | 0 | 0 | 0 | 0 | 0
ST | 0 | 0 | 0 | 0 | 0 | 0
STOG | 0 | 0 | 0 | 0 | 0 | 0
STWD | 0 | 0 | 0 | 0 | 0 | 0
WT | 0 | 0 | 0 | 0 | 0 | 0
IGCC | 0 | 0 | 0 | 0 | 0 | 0
DemandResponse | 0 | 0 | 0 | 0 | 0 | 0
IGCC-CCS | 0 | 0 | 0 | 0 | 0 | 0
WT_off | 0 | 0 | 0 | 0 | 0 | 0
PseudoUnit | 0 | 0 | 0 | 0 | 0 | 0
FixedInterchange | 0 | 0 | 0 | 0 | 0 | 0
CO2 Emissions (MMshortTons): BC
ReportingType | 2015 | 2020 | 2025 | 2030 | 2035 | 2040
BM | 0 | 0 | 0 | 0 | 0 | 0
CC | 0.66 | 0.66 | 0 | 0 | 0 | 0
CSP | 0 | 0 | 0 | 0 | 0 | 0
CT | 0 | 0 | 0 | 0 | 0 | 0
Coal | 0 | 0 | 0 | 0 | 0 | 0
Geo | 0 | 0 | 0 | 0 | 0 | 0
H | 0 | 0 | 0 | 0 | 0 | 0
LFG | 0 | 0 | 0 | 0 | 0 | 0
Nuc | 0 | 0 | 0 | 0 | 0 | 0
PS | 0 | 0 | 0 | 0 | 0 | 0
PV | 0 | 0 | 0 | 0 | 0 | 0
PeakG | 0 | 0 | 0 | 0 | 0 | 0
PeakO | 0 | 0 | 0 | 0 | 0 | 0
ST | 0 | 0 | 0 | 0 | 0 | 0
STOG | 0 | 0 | 0 | 0 | 0 | 0
STWD | 0 | 0 | 0 | 0 | 0 | 0
WT | 0 | 0 | 0 | 0 | 0 | 0
IGCC | 0 | 0 | 0 | 0 | 0 | 0
DemandResponse | 0 | 0 | 0 | 0 | 0 | 0
IGCC-CCS | 0 | 0 | 0 | 0 | 0 | 0
WT_off | 0 | 0 | 0 | 0 | 0 | 0
PseudoUnit | 0 | 0 | 0 | 0 | 0 | 0
FixedInterchange | 0 | 0 | 0 | 0 | 0 | 0
CO2 Emissions (MMshortTons): HQ_IESO
ReportingType | 2015 | 2020 | 2025 | 2030 | 2035 | 2040
BM | 0 | 0 | 0 | 0 | 0 | 0
CC | 0 | 0 | 0 | 0 | 0 | 0
CSP | 0 | 0 | 0 | 0 | 0 | 0
CT | 0 | 0 | 0 | 0 | 0 | 0
Coal | 0 | 0 | 0 | 0 | 0 | 0
Geo | 0 | 0 | 0 | 0 | 0 | 0
H | 0 | 0 | 0 | 0 | 0 | 0
LFG | 0 | 0 | 0 | 0 | 0 | 0
Nuc | 0 | 0 | 0 | 0 | 0 | 0
PS | 0 | 0 | 0 | 0 | 0 | 0
PV | 0 | 0 | 0 | 0 | 0 | 0
PeakG | 0 | 0 | 0 | 0 | 0 | 0
PeakO | 0 | 0 | 0 | 0 | 0 | 0
ST | 0 | 0 | 0 | 0 | 0 | 0
STOG | 0 | 0 | 0 | 0 | 0 | 0
STWD | 0 | 0 | 0 | 0 | 0 | 0
WT | 0 | 0 | 0 | 0 | 0 | 0
IGCC | 0 | 0 | 0 | 0 | 0 | 0
DemandResponse | 0 | 0 | 0 | 0 | 0 | 0
IGCC-CCS | 0 | 0 | 0 | 0 | 0 | 0
WT_off | 0 | 0 | 0 | 0 | 0 | 0
PseudoUnit | 0 | 0 | 0 | 0 | 0 | 0
FixedInterchange | 0 | 0 | 0 | 0 | 0 | 0
CO2 Emissions (MMshortTons): HQ_NEISO
ReportingType | 2015 | 2020 | 2025 | 2030 | 2035 | 2040
BM | 0 | 0 | 0 | 0 | 0 | 0
CC | 0 | 0 | 0 | 0 | 0 | 0
CSP | 0 | 0 | 0 | 0 | 0 | 0
CT | 0 | 0 | 0 | 0 | 0 | 0
Coal | 0 | 0 | 0 | 0 | 0 | 0
Geo | 0 | 0 | 0 | 0 | 0 | 0
H | 0 | 0 | 0 | 0 | 0 | 0
LFG | 0 | 0 | 0 | 0 | 0 | 0
Nuc | 0 | 0 | 0 | 0 | 0 | 0
PS | 0 | 0 | 0 | 0 | 0 | 0
PV | 0 | 0 | 0 | 0 | 0 | 0
PeakG | 0 | 0 | 0 | 0 | 0 | 0
PeakO | 0 | 0 | 0 | 0 | 0 | 0
ST | 0 | 0 | 0 | 0 | 0 | 0
STOG | 0 | 0 | 0 | 0 | 0 | 0
STWD | 0 | 0 | 0 | 0 | 0 | 0
WT | 0 | 0 | 0 | 0 | 0 | 0
IGCC | 0 | 0 | 0 | 0 | 0 | 0
DemandResponse | 0 | 0 | 0 | 0 | 0 | 0
IGCC-CCS | 0 | 0 | 0 | 0 | 0 | 0
WT_off | 0 | 0 | 0 | 0 | 0 | 0
PseudoUnit | 0 | 0 | 0 | 0 | 0 | 0
FixedInterchange | 0 | 0 | 0 | 0 | 0 | 0
CO2 Emissions (MMshortTons): HQ_NY
ReportingType | 2015 | 2020 | 2025 | 2030 | 2035 | 2040
BM | 0 | 0 | 0 | 0 | 0 | 0
CC | 0 | 0 | 0 | 0 | 0 | 0
CSP | 0 | 0 | 0 | 0 | 0 | 0
CT | 0 | 0 | 0 | 0 | 0 | 0
Coal | 0 | 0 | 0 | 0 | 0 | 0
Geo | 0 | 0 | 0 | 0 | 0 | 0
H | 0 | 0 | 0 | 0 | 0 | 0
LFG | 0 | 0 | 0 | 0 | 0 | 0
Nuc | 0 | 0 | 0 | 0 | 0 | 0
PS | 0 | 0 | 0 | 0 | 0 | 0
PV | 0 | 0 | 0 | 0 | 0 | 0
PeakG | 0 | 0 | 0 | 0 | 0 | 0
PeakO | 0 | 0 | 0 | 0 | 0 | 0
ST | 0 | 0 | 0 | 0 | 0 | 0
STOG | 0 | 0 | 0 | 0 | 0 | 0
STWD | 0 | 0 | 0 | 0 | 0 | 0
WT | 0 | 0 | 0 | 0 | 0 | 0
IGCC | 0 | 0 | 0 | 0 | 0 | 0
DemandResponse | 0 | 0 | 0 | 0 | 0 | 0
IGCC-CCS | 0 | 0 | 0 | 0 | 0 | 0
WT_off | 0 | 0 | 0 | 0 | 0 | 0
PseudoUnit | 0 | 0 | 0 | 0 | 0 | 0
FixedInterchange | 0 | 0 | 0 | 0 | 0 | 0
CO2 Emissions (MMshortTons): MARITIMES
ReportingType | 2015 | 2020 | 2025 | 2030 | 2035 | 2040
BM | 0 | 0 | 0 | 0 | 0 | 0
CC | 0 | 0 | 0 | 0 | 0 | 0
CSP | 0 | 0 | 0 | 0 | 0 | 0
CT | 0 | 0 | 0 | 0 | 0 | 0
Coal | 0 | 0 | 0 | 0 | 0 | 0
Geo | 0 | 0 | 0 | 0 | 0 | 0
H | 0 | 0 | 0 | 0 | 0 | 0
LFG | 0 | 0 | 0 | 0 | 0 | 0
Nuc | 0 | 0 | 0 | 0 | 0 | 0
PS | 0 | 0 | 0 | 0 | 0 | 0
PV | 0 | 0 | 0 | 0 | 0 | 0
PeakG | 0 | 0 | 0 | 0 | 0 | 0
PeakO | 0 | 0 | 0 | 0 | 0 | 0
ST | 0 | 0 | 0 | 0 | 0 | 0
STOG | 0 | 0 | 0 | 0 | 0 | 0
STWD | 0 | 0 | 0 | 0 | 0 | 0
WT | 0 | 0 | 0 | 0 | 0 | 0
IGCC | 0 | 0 | 0 | 0 | 0 | 0
DemandResponse | 0 | 0 | 0 | 0 | 0 | 0
IGCC-CCS | 0 | 0 | 0 | 0 | 0 | 0
WT_off | 0 | 0 | 0 | 0 | 0 | 0
PseudoUnit | 0 | 0 | 0 | 0 | 0 | 0
FixedInterchange | 0 | 0 | 0 | 0 | 0 | 0
CO2 Emissions (MMshortTons): All
ReportingType | 2015 | 2020 | 2025 | 2030 | 2035 | 2040
BM | 0 | 0 | 0 | 0 | 0 | 0
CC | 632.61 | 712.34 | 679.18 | 471.38 | 246.26 | 112.5
CSP | 0 | 0 | 0 | 0 | 0 | 0
CT | 0.33 | 0.51 | 0.62 | 0.21 | 0 | 0
Coal | 1156.74 | 509.29 | 44.47 | 4.95 | 9.4 | 9.53
Geo | 0 | 0 | 0 | 0 | 0 | 0
H | 0 | 0 | 0 | 0 | 0 | 0
LFG | 0 | 0 | 0 | 0 | 0 | 0
Nuc | 0 | 0 | 0 | 0 | 0 | 0
PS | 0 | 0 | 0 | 0 | 0 | 0
PV | 0 | 0 | 0 | 0 | 0 | 0
PeakG | 1.93 | 2.45 | 2.66 | 2.11 | 1.07 | 0.58
PeakO | 0 | 0 | 0 | 0 | 0 | 0
ST | 0 | 0 | 0 | 0 | 0 | 0
STOG | 5.36 | 4.79 | 3.42 | 2.37 | 0.88 | 0.39
STWD | 0 | 0 | 0 | 0 | 0 | 0
WT | 0 | 0 | 0 | 0 | 0 | 0
IGCC | 4.15 | 4.15 | 0.6 | 0 | 0 | 0
DemandResponse | 0 | 0 | 0 | 0 | 0 | 0
IGCC-CCS | 0 | 0 | 0 | 0 | 0 | 0
WT_off | 0 | 0 | 0 | 0 | 0 | 0
PseudoUnit | 0 | 0 | 0 | 0 | 0 | 0
FixedInterchange | 0 | 0 | 0 | 0 | 0 | 0
CO2 Emissions (MMshortTons): EI_US
ReportingType | 2015 | 2020 | 2025 | 2030 | 2035 | 2040
BM | 0 | 0 | 0 | 0 | 0 | 0
CC | 423.38 | 502.12 | 477.88 | 330.06 | 187.3 | 71.76
CSP | 0 | 0 | 0 | 0 | 0 | 0
CT | 0.33 | 0.5 | 0.62 | 0.21 | 0 | 0
Coal | 904.94 | 308.33 | 28.12 | 3.63 | 7.76 | 8.03
Geo | 0 | 0 | 0 | 0 | 0 | 0
H | 0 | 0 | 0 | 0 | 0 | 0
LFG | 0 | 0 | 0 | 0 | 0 | 0
Nuc | 0 | 0 | 0 | 0 | 0 | 0
PS | 0 | 0 | 0 | 0 | 0 | 0
PV | 0 | 0 | 0 | 0 | 0 | 0
PeakG | 1.93 | 2.44 | 2.66 | 2.08 | 1.04 | 0.54
PeakO | 0 | 0 | 0 | 0 | 0 | 0
ST | 0 | 0 | 0 | 0 | 0 | 0
STOG | 3.59 | 2.44 | 2.48 | 1.83 | 0.85 | 0.37
STWD | 0 | 0 | 0 | 0 | 0 | 0
WT | 0 | 0 | 0 | 0 | 0 | 0
IGCC | 4.15 | 4.15 | 0.6 | 0 | 0 | 0
DemandResponse | 0 | 0 | 0 | 0 | 0 | 0
IGCC-CCS | 0 | 0 | 0 | 0 | 0 | 0
WT_off | 0 | 0 | 0 | 0 | 0 | 0
PseudoUnit | 0 | 0 | 0 | 0 | 0 | 0
FixedInterchange | 0 | 0 | 0 | 0 | 0 | 0
CO2 Emissions (MMshortTons): EI_Canada
ReportingType | 2015 | 2020 | 2025 | 2030 | 2035 | 2040
BM | 0 | 0 | 0 | 0 | 0 | 0
CC | 1.13 | 0.31 | 0.03 | 0 | 0 | 0
CSP | 0 | 0 | 0 | 0 | 0 | 0
CT | 0 | 0 | 0 | 0 | 0 | 0
Coal | 0 | 0 | 0 | 0 | 0 | 0
Geo | 0 | 0 | 0 | 0 | 0 | 0
H | 0 | 0 | 0 | 0 | 0 | 0
LFG | 0 | 0 | 0 | 0 | 0 | 0
Nuc | 0 | 0 | 0 | 0 | 0 | 0
PS | 0 | 0 | 0 | 0 | 0 | 0
PV | 0 | 0 | 0 | 0 | 0 | 0
PeakG | 0 | 0 | 0 | 0 | 0 | 0
PeakO | 0 | 0 | 0 | 0 | 0 | 0
ST | 0 | 0 | 0 | 0 | 0 | 0
STOG | 0 | 0 | 0 | 0 | 0 | 0
STWD | 0 | 0 | 0 | 0 | 0 | 0
WT | 0 | 0 | 0 | 0 | 0 | 0
IGCC | 0 | 0 | 0 | 0 | 0 | 0
DemandResponse | 0 | 0 | 0 | 0 | 0 | 0
IGCC-CCS | 0 | 0 | 0 | 0 | 0 | 0
WT_off | 0 | 0 | 0 | 0 | 0 | 0
PseudoUnit | 0 | 0 | 0 | 0 | 0 | 0
FixedInterchange | 0 | 0 | 0 | 0 | 0 | 0
CO2 Emissions (MMshortTons): EI
ReportingType | 2015 | 2020 | 2025 | 2030 | 2035 | 2040
BM | 0 | 0 | 0 | 0 | 0 | 0
CC | 424.51 | 502.43 | 477.91 | 330.06 | 187.3 | 71.76
CSP | 0 | 0 | 0 | 0 | 0 | 0
CT | 0.33 | 0.5 | 0.62 | 0.21 | 0 | 0
Coal | 904.94 | 308.33 | 28.12 | 3.63 | 7.76 | 8.03
Geo | 0 | 0 | 0 | 0 | 0 | 0
H | 0 | 0 | 0 | 0 | 0 | 0
LFG | 0 | 0 | 0 | 0 | 0 | 0
Nuc | 0 | 0 | 0 | 0 | 0 | 0
PS | 0 | 0 | 0 | 0 | 0 | 0
PV | 0 | 0 | 0 | 0 | 0 | 0
PeakG | 1.93 | 2.44 | 2.66 | 2.08 | 1.04 | 0.54
PeakO | 0 | 0 | 0 | 0 | 0 | 0
ST | 0 | 0 | 0 | 0 | 0 | 0
STOG | 3.59 | 2.44 | 2.48 | 1.83 | 0.85 | 0.37
STWD | 0 | 0 | 0 | 0 | 0 | 0
WT | 0 | 0 | 0 | 0 | 0 | 0
IGCC | 4.15 | 4.15 | 0.6 | 0 | 0 | 0
DemandResponse | 0 | 0 | 0 | 0 | 0 | 0
IGCC-CCS | 0 | 0 | 0 | 0 | 0 | 0
WT_off | 0 | 0 | 0 | 0 | 0 | 0
PseudoUnit | 0 | 0 | 0 | 0 | 0 | 0
FixedInterchange | 0 | 0 | 0 | 0 | 0 | 0
CO2 Emissions (MMshortTons): Outside_EI
ReportingType | 2015 | 2020 | 2025 | 2030 | 2035 | 2040
BM | 0 | 0 | 0 | 0 | 0 | 0
CC | 208.1 | 209.91 | 201.27 | 141.33 | 58.95 | 40.74
CSP | 0 | 0 | 0 | 0 | 0 | 0
CT | 0 | 0 | 0 | 0.01 | 0 | 0
Coal | 251.8 | 200.96 | 16.35 | 1.32 | 1.64 | 1.5
Geo | 0 | 0 | 0 | 0 | 0 | 0
H | 0 | 0 | 0 | 0 | 0 | 0
LFG | 0 | 0 | 0 | 0 | 0 | 0
Nuc | 0 | 0 | 0 | 0 | 0 | 0
PS | 0 | 0 | 0 | 0 | 0 | 0
PV | 0 | 0 | 0 | 0 | 0 | 0
PeakG | 0 | 0 | 0 | 0.03 | 0.03 | 0.03
PeakO | 0 | 0 | 0 | 0 | 0 | 0
ST | 0 | 0 | 0 | 0 | 0 | 0
STOG | 1.76 | 2.35 | 0.94 | 0.53 | 0.03 | 0.01
STWD | 0 | 0 | 0 | 0 | 0 | 0
WT | 0 | 0 | 0 | 0 | 0 | 0
IGCC | 0 | 0 | 0 | 0 | 0 | 0
DemandResponse | 0 | 0 | 0 | 0 | 0 | 0
IGCC-CCS | 0 | 0 | 0 | 0 | 0 | 0
WT_off | 0 | 0 | 0 | 0 | 0 | 0
PseudoUnit | 0 | 0 | 0 | 0 | 0 | 0
FixedInterchange | 0 | 0 | 0 | 0 | 0 | 0
CO2 Emissions (MMmetricTons): Entergy
ReportingType | 2015 | 2020 | 2025 | 2030 | 2035 | 2040
BM | 0 | 0 | 0 | 0 | 0 | 0
CC | 26.26 | 31.51 | 23.28 | 18.71 | 8.09 | 5
CSP | 0 | 0 | 0 | 0 | 0 | 0
CT | 0 | 0 | 0 | 0 | 0 | 0
Coal | 58.18 | 5.78 | 0.45 | 0 | 0 | 0
Geo | 0 | 0 | 0 | 0 | 0 | 0
H | 0 | 0 | 0 | 0 | 0 | 0
LFG | 0 | 0 | 0 | 0 | 0 | 0
Nuc | 0 | 0 | 0 | 0 | 0 | 0
PS | 0 | 0 | 0 | 0 | 0 | 0
PV | 0 | 0 | 0 | 0 | 0 | 0
PeakG | 0 | 0 | 0 | 0 | 0 | 0
PeakO | 0 | 0 | 0 | 0 | 0 | 0
ST | 0 | 0 | 0 | 0 | 0 | 0
STOG | 0.24 | 0.2 | 0.3 | 0 | 0 | 0
STWD | 0 | 0 | 0 | 0 | 0 | 0
WT | 0 | 0 | 0 | 0 | 0 | 0
IGCC | 0 | 0 | 0 | 0 | 0 | 0
DemandResponse | 0 | 0 | 0 | 0 | 0 | 0
IGCC-CCS | 0 | 0 | 0 | 0 | 0 | 0
WT_off | 0 | 0 | 0 | 0 | 0 | 0
PseudoUnit | 0 | 0 | 0 | 0 | 0 | 0
FixedInterchange | 0 | 0 | 0 | 0 | 0 | 0
CO2 Emissions (MMmetricTons): FRCC
ReportingType | 2015 | 2020 | 2025 | 2030 | 2035 | 2040
BM | 0 | 0 | 0 | 0 | 0 | 0
CC | 68.72 | 71.74 | 70.74 | 31.44 | 15.7 | 9.13
CSP | 0 | 0 | 0 | 0 | 0 | 0
CT | 0.29 | 0.43 | 0.54 | 0.18 | 0 | 0
Coal | 16.83 | 5.84 | 0.94 | 0.13 | 0.39 | 0.45
Geo | 0 | 0 | 0 | 0 | 0 | 0
H | 0 | 0 | 0 | 0 | 0 | 0
LFG | 0 | 0 | 0 | 0 | 0 | 0
Nuc | 0 | 0 | 0 | 0 | 0 | 0
PS | 0 | 0 | 0 | 0 | 0 | 0
PV | 0 | 0 | 0 | 0 | 0 | 0
PeakG | 0.23 | 0.37 | 0.36 | 0.01 | 0.02 | 0.02
PeakO | 0 | 0 | 0 | 0 | 0 | 0
ST | 0 | 0 | 0 | 0 | 0 | 0
STOG | 0 | 0 | 0 | 0 | 0 | 0
STWD | 0 | 0 | 0 | 0 | 0 | 0
WT | 0 | 0 | 0 | 0 | 0 | 0
IGCC | 0 | 0 | 0 | 0 | 0 | 0
DemandResponse | 0 | 0 | 0 | 0 | 0 | 0
IGCC-CCS | 0 | 0 | 0 | 0 | 0 | 0
WT_off | 0 | 0 | 0 | 0 | 0 | 0
PseudoUnit | 0 | 0 | 0 | 0 | 0 | 0
FixedInterchange | 0 | 0 | 0 | 0 | 0 | 0
CO2 Emissions (MMmetricTons): MAPP_US
ReportingType | 2015 | 2020 | 2025 | 2030 | 2035 | 2040
BM | 0 | 0 | 0 | 0 | 0 | 0
CC | 0.56 | 0.08 | 0.07 | 0.04 | 0.04 | 0.03
CSP | 0 | 0 | 0 | 0 | 0 | 0
CT | 0 | 0 | 0 | 0 | 0 | 0
Coal | 11.49 | 3.81 | 0.12 | 0 | 0 | 0
Geo | 0 | 0 | 0 | 0 | 0 | 0
H | 0 | 0 | 0 | 0 | 0 | 0
LFG | 0 | 0 | 0 | 0 | 0 | 0
Nuc | 0 | 0 | 0 | 0 | 0 | 0
PS | 0 | 0 | 0 | 0 | 0 | 0
PV | 0 | 0 | 0 | 0 | 0 | 0
PeakG | 0.04 | 0.04 | 0.01 | 0.02 | 0.02 | 0.02
PeakO | 0 | 0 | 0 | 0 | 0 | 0
ST | 0 | 0 | 0 | 0 | 0 | 0
STOG | 0 | 0 | 0 | 0 | 0 | 0
STWD | 0 | 0 | 0 | 0 | 0 | 0
WT | 0 | 0 | 0 | 0 | 0 | 0
IGCC | 0 | 0 | 0 | 0 | 0 | 0
DemandResponse | 0 | 0 | 0 | 0 | 0 | 0
IGCC-CCS | 0 | 0 | 0 | 0 | 0 | 0
WT_off | 0 | 0 | 0 | 0 | 0 | 0
PseudoUnit | 0 | 0 | 0 | 0 | 0 | 0
FixedInterchange | 0 | 0 | 0 | 0 | 0 | 0
CO2 Emissions (MMmetricTons): MISO_IN
ReportingType | 2015 | 2020 | 2025 | 2030 | 2035 | 2040
BM | 0 | 0 | 0 | 0 | 0 | 0
CC | 2.82 | 42.17 | 42.51 | 24.29 | 13.3 | 6.71
CSP | 0 | 0 | 0 | 0 | 0 | 0
CT | 0 | 0 | 0 | 0 | 0 | 0
Coal | 59.1 | 32.1 | 3.41 | 0.31 | 1.19 | 1.24
Geo | 0 | 0 | 0 | 0 | 0 | 0
H | 0 | 0 | 0 | 0 | 0 | 0
LFG | 0 | 0 | 0 | 0 | 0 | 0
Nuc | 0 | 0 | 0 | 0 | 0 | 0
PS | 0 | 0 | 0 | 0 | 0 | 0
PV | 0 | 0 | 0 | 0 | 0 | 0
PeakG | 0 | 0 | 0 | 0 | 0 | 0
PeakO | 0 | 0 | 0 | 0 | 0 | 0
ST | 0 | 0 | 0 | 0 | 0 | 0
STOG | 0.02 | 0.02 | 0.02 | 0 | 0 | 0
STWD | 0 | 0 | 0 | 0 | 0 | 0
WT | 0 | 0 | 0 | 0 | 0 | 0
IGCC | 3.76 | 3.76 | 0.55 | 0 | 0 | 0
DemandResponse | 0 | 0 | 0 | 0 | 0 | 0
IGCC-CCS | 0 | 0 | 0 | 0 | 0 | 0
WT_off | 0 | 0 | 0 | 0 | 0 | 0
PseudoUnit | 0 | 0 | 0 | 0 | 0 | 0
FixedInterchange | 0 | 0 | 0 | 0 | 0 | 0
CO2 Emissions (MMmetricTons): MISO_MI
ReportingType | 2015 | 2020 | 2025 | 2030 | 2035 | 2040
BM | 0 | 0 | 0 | 0 | 0 | 0
CC | 8.78 | 7.65 | 7.6 | 4.03 | 4.03 | 0.93
CSP | 0 | 0 | 0 | 0 | 0 | 0
CT | 0 | 0 | 0 | 0 | 0 | 0
Coal | 27.57 | 0.01 | 0.01 | 0 | 0 | 0
Geo | 0 | 0 | 0 | 0 | 0 | 0
H | 0 | 0 | 0 | 0 | 0 | 0
LFG | 0 | 0 | 0 | 0 | 0 | 0
Nuc | 0 | 0 | 0 | 0 | 0 | 0
PS | 0 | 0 | 0 | 0 | 0 | 0
PV | 0 | 0 | 0 | 0 | 0 | 0
PeakG | 0.02 | 0 | 0 | 0 | 0 | 0
PeakO | 0 | 0 | 0 | 0 | 0 | 0
ST | 0 | 0 | 0 | 0 | 0 | 0
STOG | 0.18 | 0.1 | 0.05 | 0 | 0 | 0
STWD | 0 | 0 | 0 | 0 | 0 | 0
WT | 0 | 0 | 0 | 0 | 0 | 0
IGCC | 0 | 0 | 0 | 0 | 0 | 0
DemandResponse | 0 | 0 | 0 | 0 | 0 | 0
IGCC-CCS | 0 | 0 | 0 | 0 | 0 | 0
WT_off | 0 | 0 | 0 | 0 | 0 | 0
PseudoUnit | 0 | 0 | 0 | 0 | 0 | 0
FixedInterchange | 0 | 0 | 0 | 0 | 0 | 0
CO2 Emissions (MMmetricTons): MISO_MO-IL
ReportingType | 2015 | 2020 | 2025 | 2030 | 2035 | 2040
BM | 0 | 0 | 0 | 0 | 0 | 0
CC | 1.69 | 1.45 | 1.22 | 0.38 | 0.24 | 0.13
CSP | 0 | 0 | 0 | 0 | 0 | 0
CT | 0 | 0 | 0 | 0 | 0 | 0
Coal | 71.84 | 21.11 | 2.61 | 0.07 | 0.22 | 0.22
Geo | 0 | 0 | 0 | 0 | 0 | 0
H | 0 | 0 | 0 | 0 | 0 | 0
LFG | 0 | 0 | 0 | 0 | 0 | 0
Nuc | 0 | 0 | 0 | 0 | 0 | 0
PS | 0 | 0 | 0 | 0 | 0 | 0
PV | 0 | 0 | 0 | 0 | 0 | 0
PeakG | 0.08 | 0.23 | 0.01 | 0.01 | 0 | 0
PeakO | 0 | 0 | 0 | 0 | 0 | 0
ST | 0 | 0 | 0 | 0 | 0 | 0
STOG | 0.01 | 0 | 0 | 0 | 0 | 0
STWD | 0 | 0 | 0 | 0 | 0 | 0
WT | 0 | 0 | 0 | 0 | 0 | 0
IGCC | 0 | 0 | 0 | 0 | 0 | 0
DemandResponse | 0 | 0 | 0 | 0 | 0 | 0
IGCC-CCS | 0 | 0 | 0 | 0 | 0 | 0
WT_off | 0 | 0 | 0 | 0 | 0 | 0
PseudoUnit | 0 | 0 | 0 | 0 | 0 | 0
FixedInterchange | 0 | 0 | 0 | 0 | 0 | 0
CO2 Emissions (MMmetricTons): MISO_W
ReportingType | 2015 | 2020 | 2025 | 2030 | 2035 | 2040
BM | 0 | 0 | 0 | 0 | 0 | 0
CC | 4.23 | 3.75 | 1.2 | 0.76 | 0.72 | 0.4
CSP | 0 | 0 | 0 | 0 | 0 | 0
CT | 0 | 0 | 0 | 0 | 0 | 0
Coal | 73.04 | 27.62 | 1.62 | 0.2 | 0.28 | 0.28
Geo | 0 | 0 | 0 | 0 | 0 | 0
H | 0 | 0 | 0 | 0 | 0 | 0
LFG | 0 | 0 | 0 | 0 | 0 | 0
Nuc | 0 | 0 | 0 | 0 | 0 | 0
PS | 0 | 0 | 0 | 0 | 0 | 0
PV | 0 | 0 | 0 | 0 | 0 | 0
PeakG | 0.16 | 0.01 | 0 | 0 | 0 | 0
PeakO | 0 | 0 | 0 | 0 | 0 | 0
ST | 0 | 0 | 0 | 0 | 0 | 0
STOG | 0 | 0 | 0 | 0 | 0 | 0
STWD | 0 | 0 | 0 | 0 | 0 | 0
WT | 0 | 0 | 0 | 0 | 0 | 0
IGCC | 0 | 0 | 0 | 0 | 0 | 0
DemandResponse | 0 | 0 | 0 | 0 | 0 | 0
IGCC-CCS | 0 | 0 | 0 | 0 | 0 | 0
WT_off | 0 | 0 | 0 | 0 | 0 | 0
PseudoUnit | 0 | 0 | 0 | 0 | 0 | 0
FixedInterchange | 0 | 0 | 0 | 0 | 0 | 0
CO2 Emissions (MMmetricTons): MISO_WUMS
ReportingType | 2015 | 2020 | 2025 | 2030 | 2035 | 2040
BM | 0 | 0 | 0 | 0 | 0 | 0
CC | 20.31 | 22.02 | 18.24 | 12.12 | 9.64 | 2.81
CSP | 0 | 0 | 0 | 0 | 0 | 0
CT | 0 | 0 | 0 | 0 | 0 | 0
Coal | 11.84 | 2.23 | 0.6 | 0.08 | 0.28 | 0.37
Geo | 0 | 0 | 0 | 0 | 0 | 0
H | 0 | 0 | 0 | 0 | 0 | 0
LFG | 0 | 0 | 0 | 0 | 0 | 0
Nuc | 0 | 0 | 0 | 0 | 0 | 0
PS | 0 | 0 | 0 | 0 | 0 | 0
PV | 0 | 0 | 0 | 0 | 0 | 0
PeakG | 0 | 0 | 0 | 0 | 0 | 0
PeakO | 0 | 0 | 0 | 0 | 0 | 0
ST | 0 | 0 | 0 | 0 | 0 | 0
STOG | 0 | 0 | 0 | 0 | 0 | 0
STWD | 0 | 0 | 0 | 0 | 0 | 0
WT | 0 | 0 | 0 | 0 | 0 | 0
IGCC | 0 | 0 | 0 | 0 | 0 | 0
DemandResponse | 0 | 0 | 0 | 0 | 0 | 0
IGCC-CCS | 0 | 0 | 0 | 0 | 0 | 0
WT_off | 0 | 0 | 0 | 0 | 0 | 0
PseudoUnit | 0 | 0 | 0 | 0 | 0 | 0
FixedInterchange | 0 | 0 | 0 | 0 | 0 | 0
CO2 Emissions (MMmetricTons): Nebraska
ReportingType | 2015 | 2020 | 2025 | 2030 | 2035 | 2040
BM | 0 | 0 | 0 | 0 | 0 | 0
CC | 0.31 | 0.1 | 0.1 | 0.06 | 0.03 | 0.02
CSP | 0 | 0 | 0 | 0 | 0 | 0
CT | 0 | 0 | 0 | 0 | 0 | 0
Coal | 32.1 | 2.68 | 0.34 | 0.12 | 0.09 | 0.09
Geo | 0 | 0 | 0 | 0 | 0 | 0
H | 0 | 0 | 0 | 0 | 0 | 0
LFG | 0 | 0 | 0 | 0 | 0 | 0
Nuc | 0 | 0 | 0 | 0 | 0 | 0
PS | 0 | 0 | 0 | 0 | 0 | 0
PV | 0 | 0 | 0 | 0 | 0 | 0
PeakG | 0.04 | 0 | 0 | 0 | 0 | 0
PeakO | 0 | 0 | 0 | 0 | 0 | 0
ST | 0 | 0 | 0 | 0 | 0 | 0
STOG | 0 | 0 | 0 | 0 | 0 | 0
STWD | 0 | 0 | 0 | 0 | 0 | 0
WT | 0 | 0 | 0 | 0 | 0 | 0
IGCC | 0 | 0 | 0 | 0 | 0 | 0
DemandResponse | 0 | 0 | 0 | 0 | 0 | 0
IGCC-CCS | 0 | 0 | 0 | 0 | 0 | 0
WT_off | 0 | 0 | 0 | 0 | 0 | 0
PseudoUnit | 0 | 0 | 0 | 0 | 0 | 0
FixedInterchange | 0 | 0 | 0 | 0 | 0 | 0
CO2 Emissions (MMmetricTons): NEISO
ReportingType | 2015 | 2020 | 2025 | 2030 | 2035 | 2040
BM | 0 | 0 | 0 | 0 | 0 | 0
CC | 16.14 | 10.65 | 8.94 | 6.56 | 1.97 | 1.13
CSP | 0 | 0 | 0 | 0 | 0 | 0
CT | 0 | 0.01 | 0 | 0 | 0 | 0
Coal | 0.07 | 0 | 0 | 0 | 0 | 0
Geo | 0 | 0 | 0 | 0 | 0 | 0
H | 0 | 0 | 0 | 0 | 0 | 0
LFG | 0 | 0 | 0 | 0 | 0 | 0
Nuc | 0 | 0 | 0 | 0 | 0 | 0
PS | 0 | 0 | 0 | 0 | 0 | 0
PV | 0 | 0 | 0 | 0 | 0 | 0
PeakG | 0.01 | 0.02 | 0.05 | 0.05 | 0 | 0.01
PeakO | 0 | 0 | 0 | 0 | 0 | 0
ST | 0 | 0 | 0 | 0 | 0 | 0
STOG | 0 | 0 | 0 | 0 | 0 | 0
STWD | 0 | 0 | 0 | 0 | 0 | 0
WT | 0 | 0 | 0 | 0 | 0 | 0
IGCC | 0 | 0 | 0 | 0 | 0 | 0
DemandResponse | 0 | 0 | 0 | 0 | 0 | 0
IGCC-CCS | 0 | 0 | 0 | 0 | 0 | 0
WT_off | 0 | 0 | 0 | 0 | 0 | 0
PseudoUnit | 0 | 0 | 0 | 0 | 0 | 0
FixedInterchange | 0 | 0 | 0 | 0 | 0 | 0
CO2 Emissions (MMmetricTons): NonRTO_Midwest
ReportingType | 2015 | 2020 | 2025 | 2030 | 2035 | 2040
BM | 0 | 0 | 0 | 0 | 0 | 0
CC | 7.03 | 12.88 | 12.88 | 12.88 | 10.73 | 0.95
CSP | 0 | 0 | 0 | 0 | 0 | 0
CT | 0 | 0 | 0 | 0 | 0 | 0
Coal | 35.36 | 19.23 | 3.43 | 0.29 | 0.72 | 0.72
Geo | 0 | 0 | 0 | 0 | 0 | 0
H | 0 | 0 | 0 | 0 | 0 | 0
LFG | 0 | 0 | 0 | 0 | 0 | 0
Nuc | 0 | 0 | 0 | 0 | 0 | 0
PS | 0 | 0 | 0 | 0 | 0 | 0
PV | 0 | 0 | 0 | 0 | 0 | 0
PeakG | 0.09 | 0.04 | 0.09 | 0 | 0 | 0
PeakO | 0 | 0 | 0 | 0 | 0 | 0
ST | 0 | 0 | 0 | 0 | 0 | 0
STOG | 0 | 0 | 0 | 0 | 0 | 0
STWD | 0 | 0 | 0 | 0 | 0 | 0
WT | 0 | 0 | 0 | 0 | 0 | 0
IGCC | 0 | 0 | 0 | 0 | 0 | 0
DemandResponse | 0 | 0 | 0 | 0 | 0 | 0
IGCC-CCS | 0 | 0 | 0 | 0 | 0 | 0
WT_off | 0 | 0 | 0 | 0 | 0 | 0
PseudoUnit | 0 | 0 | 0 | 0 | 0 | 0
FixedInterchange | 0 | 0 | 0 | 0 | 0 | 0
CO2 Emissions (MMmetricTons): NYISO_A-F
ReportingType | 2015 | 2020 | 2025 | 2030 | 2035 | 2040
BM | 0 | 0 | 0 | 0 | 0 | 0
CC | 2.63 | 3.42 | 3.41 | 2 | 0.18 | 0.03
CSP | 0 | 0 | 0 | 0 | 0 | 0
CT | 0 | 0 | 0 | 0 | 0 | 0
Coal | 0 | 0 | 0 | 0 | 0 | 0
Geo | 0 | 0 | 0 | 0 | 0 | 0
H | 0 | 0 | 0 | 0 | 0 | 0
LFG | 0 | 0 | 0 | 0 | 0 | 0
Nuc | 0 | 0 | 0 | 0 | 0 | 0
PS | 0 | 0 | 0 | 0 | 0 | 0
PV | 0 | 0 | 0 | 0 | 0 | 0
PeakG | 0 | 0 | 0 | 0 | 0 | 0
PeakO | 0 | 0 | 0 | 0 | 0 | 0
ST | 0 | 0 | 0 | 0 | 0 | 0
STOG | 0 | 0 | 0 | 0 | 0 | 0
STWD | 0 | 0 | 0 | 0 | 0 | 0
WT | 0 | 0 | 0 | 0 | 0 | 0
IGCC | 0 | 0 | 0 | 0 | 0 | 0
DemandResponse | 0 | 0 | 0 | 0 | 0 | 0
IGCC-CCS | 0 | 0 | 0 | 0 | 0 | 0
WT_off | 0 | 0 | 0 | 0 | 0 | 0
PseudoUnit | 0 | 0 | 0 | 0 | 0 | 0
FixedInterchange | 0 | 0 | 0 | 0 | 0 | 0
CO2 Emissions (MMmetricTons): NYISO_G-I
ReportingType | 2015 | 2020 | 2025 | 2030 | 2035 | 2040
BM | 0 | 0 | 0 | 0 | 0 | 0
CC | 1.15 | 2.8 | 2.83 | 1.17 | 0.75 | 0.42
CSP | 0 | 0 | 0 | 0 | 0 | 0
CT | 0 | 0 | 0 | 0 | 0 | 0
Coal | 0 | 0 | 0 | 0 | 0 | 0
Geo | 0 | 0 | 0 | 0 | 0 | 0
H | 0 | 0 | 0 | 0 | 0 | 0
LFG | 0 | 0 | 0 | 0 | 0 | 0
Nuc | 0 | 0 | 0 | 0 | 0 | 0
PS | 0 | 0 | 0 | 0 | 0 | 0
PV | 0 | 0 | 0 | 0 | 0 | 0
PeakG | 0 | 0 | 0 | 0 | 0 | 0
PeakO | 0 | 0 | 0 | 0 | 0 | 0
ST | 0 | 0 | 0 | 0 | 0 | 0
STOG | 0 | 0 | 0 | 0 | 0 | 0
STWD | 0 | 0 | 0 | 0 | 0 | 0
WT | 0 | 0 | 0 | 0 | 0 | 0
IGCC | 0 | 0 | 0 | 0 | 0 | 0
DemandResponse | 0 | 0 | 0 | 0 | 0 | 0
IGCC-CCS | 0 | 0 | 0 | 0 | 0 | 0
WT_off | 0 | 0 | 0 | 0 | 0 | 0
PseudoUnit | 0 | 0 | 0 | 0 | 0 | 0
FixedInterchange | 0 | 0 | 0 | 0 | 0 | 0
CO2 Emissions (MMmetricTons): NYISO_J-K
ReportingType | 2015 | 2020 | 2025 | 2030 | 2035 | 2040
BM | 0 | 0 | 0 | 0 | 0 | 0
CC | 8.21 | 8.85 | 8.89 | 5.88 | 4.66 | 2.42
CSP | 0 | 0 | 0 | 0 | 0 | 0
CT | 0 | 0 | 0 | 0 | 0 | 0
Coal | 0 | 0 | 0 | 0 | 0 | 0
Geo | 0 | 0 | 0 | 0 | 0 | 0
H | 0 | 0 | 0 | 0 | 0 | 0
LFG | 0 | 0 | 0 | 0 | 0 | 0
Nuc | 0 | 0 | 0 | 0 | 0 | 0
PS | 0 | 0 | 0 | 0 | 0 | 0
PV | 0 | 0 | 0 | 0 | 0 | 0
PeakG | 0.09 | 0.17 | 0.17 | 0.17 | 0.17 | 0.09
PeakO | 0 | 0 | 0 | 0 | 0 | 0
ST | 0 | 0 | 0 | 0 | 0 | 0
STOG | 0.31 | 0.35 | 0.35 | 0.39 | 0.27 | 0.19
STWD | 0 | 0 | 0 | 0 | 0 | 0
WT | 0 | 0 | 0 | 0 | 0 | 0
IGCC | 0 | 0 | 0 | 0 | 0 | 0
DemandResponse | 0 | 0 | 0 | 0 | 0 | 0
IGCC-CCS | 0 | 0 | 0 | 0 | 0 | 0
WT_off | 0 | 0 | 0 | 0 | 0 | 0
PseudoUnit | 0 | 0 | 0 | 0 | 0 | 0
FixedInterchange | 0 | 0 | 0 | 0 | 0 | 0
CO2 Emissions (MMmetricTons): PJM_E
ReportingType | 2015 | 2020 | 2025 | 2030 | 2035 | 2040
BM | 0 | 0 | 0 | 0 | 0 | 0
CC | 16.38 | 18.91 | 19.65 | 14.67 | 11.65 | 5.56
CSP | 0 | 0 | 0 | 0 | 0 | 0
CT | 0 | 0 | 0 | 0 | 0 | 0
Coal | 0.6 | 0.28 | 0.19 | 0 | 0.08 | 0.12
Geo | 0 | 0 | 0 | 0 | 0 | 0
H | 0 | 0 | 0 | 0 | 0 | 0
LFG | 0 | 0 | 0 | 0 | 0 | 0
Nuc | 0 | 0 | 0 | 0 | 0 | 0
PS | 0 | 0 | 0 | 0 | 0 | 0
PV | 0 | 0 | 0 | 0 | 0 | 0
PeakG | 0.05 | 0.15 | 0.15 | 0.28 | 0.15 | 0.14
PeakO | 0 | 0 | 0 | 0 | 0 | 0
ST | 0 | 0 | 0 | 0 | 0 | 0
STOG | 0.16 | 0.3 | 0.08 | 0.08 | 0.04 | 0
STWD | 0 | 0 | 0 | 0 | 0 | 0
WT | 0 | 0 | 0 | 0 | 0 | 0
IGCC | 0 | 0 | 0 | 0 | 0 | 0
DemandResponse | 0 | 0 | 0 | 0 | 0 | 0
IGCC-CCS | 0 | 0 | 0 | 0 | 0 | 0
WT_off | 0 | 0 | 0 | 0 | 0 | 0
PseudoUnit | 0 | 0 | 0 | 0 | 0 | 0
FixedInterchange | 0 | 0 | 0 | 0 | 0 | 0
CO2 Emissions (MMmetricTons): PJM_ROM
ReportingType | 2015 | 2020 | 2025 | 2030 | 2035 | 2040
BM | 0 | 0 | 0 | 0 | 0 | 0
CC | 7.11 | 8.96 | 9.74 | 5.66 | 5.31 | 2.37
CSP | 0 | 0 | 0 | 0 | 0 | 0
CT | 0 | 0 | 0 | 0 | 0 | 0
Coal | 8.64 | 1.22 | 0.02 | 0 | 0 | 0
Geo | 0 | 0 | 0 | 0 | 0 | 0
H | 0 | 0 | 0 | 0 | 0 | 0
LFG | 0 | 0 | 0 | 0 | 0 | 0
Nuc | 0 | 0 | 0 | 0 | 0 | 0
PS | 0 | 0 | 0 | 0 | 0 | 0
PV | 0 | 0 | 0 | 0 | 0 | 0
PeakG | 0 | 0.03 | 0.02 | 0.09 | 0.09 | 0.08
PeakO | 0 | 0 | 0 | 0 | 0 | 0
ST | 0 | 0 | 0 | 0 | 0 | 0
STOG | 0.39 | 0.46 | 0.7 | 0.39 | 0.2 | 0
STWD | 0 | 0 | 0 | 0 | 0 | 0
WT | 0 | 0 | 0 | 0 | 0 | 0
IGCC | 0 | 0 | 0 | 0 | 0 | 0
DemandResponse | 0 | 0 | 0 | 0 | 0 | 0
IGCC-CCS | 0 | 0 | 0 | 0 | 0 | 0
WT_off | 0 | 0 | 0 | 0 | 0 | 0
PseudoUnit | 0 | 0 | 0 | 0 | 0 | 0
FixedInterchange | 0 | 0 | 0 | 0 | 0 | 0
CO2 Emissions (MMmetricTons): PJM_ROR
ReportingType | 2015 | 2020 | 2025 | 2030 | 2035 | 2040
BM | 0 | 0 | 0 | 0 | 0 | 0
CC | 56.8 | 76.72 | 75.76 | 61.9 | 46.39 | 18.29
CSP | 0 | 0 | 0 | 0 | 0 | 0
CT | 0 | 0 | 0 | 0 | 0 | 0
Coal | 188.31 | 96.95 | 8.48 | 0.95 | 2.54 | 2.54
Geo | 0 | 0 | 0 | 0 | 0 | 0
H | 0 | 0 | 0 | 0 | 0 | 0
LFG | 0 | 0 | 0 | 0 | 0 | 0
Nuc | 0 | 0 | 0 | 0 | 0 | 0
PS | 0 | 0 | 0 | 0 | 0 | 0
PV | 0 | 0 | 0 | 0 | 0 | 0
PeakG | 0.53 | 0.68 | 0.77 | 0.67 | 0.32 | 0.06
PeakO | 0 | 0 | 0 | 0 | 0 | 0
ST | 0 | 0 | 0 | 0 | 0 | 0
STOG | 0.23 | 0.44 | 0.44 | 0.44 | 0.12 | 0
STWD | 0 | 0 | 0 | 0 | 0 | 0
WT | 0 | 0 | 0 | 0 | 0 | 0
IGCC | 0 | 0 | 0 | 0 | 0 | 0
DemandResponse | 0 | 0 | 0 | 0 | 0 | 0
IGCC-CCS | 0 | 0 | 0 | 0 | 0 | 0
WT_off | 0 | 0 | 0 | 0 | 0 | 0
PseudoUnit | 0 | 0 | 0 | 0 | 0 | 0
FixedInterchange | 0 | 0 | 0 | 0 | 0 | 0
CO2 Emissions (MMmetricTons): SOCO
ReportingType | 2015 | 2020 | 2025 | 2030 | 2035 | 2040
BM | 0 | 0 | 0 | 0 | 0 | 0
CC | 53.75 | 62.78 | 57.95 | 41.39 | 10.32 | 2.71
CSP | 0 | 0 | 0 | 0 | 0 | 0
CT | 0 | 0 | 0 | 0 | 0 | 0
Coal | 36.49 | 12.55 | 0.71 | 0.85 | 0.85 | 0.85
Geo | 0 | 0 | 0 | 0 | 0 | 0
H | 0 | 0 | 0 | 0 | 0 | 0
LFG | 0 | 0 | 0 | 0 | 0 | 0
Nuc | 0 | 0 | 0 | 0 | 0 | 0
PS | 0 | 0 | 0 | 0 | 0 | 0
PV | 0 | 0 | 0 | 0 | 0 | 0
PeakG | 0.38 | 0.48 | 0.79 | 0.59 | 0.18 | 0.08
PeakO | 0 | 0 | 0 | 0 | 0 | 0
ST | 0 | 0 | 0 | 0 | 0 | 0
STOG | 0 | 0 | 0 | 0 | 0 | 0
STWD | 0 | 0 | 0 | 0 | 0 | 0
WT | 0 | 0 | 0 | 0 | 0 | 0
IGCC | 0 | 0 | 0 | 0 | 0 | 0
DemandResponse | 0 | 0 | 0 | 0 | 0 | 0
IGCC-CCS | 0 | 0 | 0 | 0 | 0 | 0
WT_off | 0 | 0 | 0 | 0 | 0 | 0
PseudoUnit | 0 | 0 | 0 | 0 | 0 | 0
FixedInterchange | 0 | 0 | 0 | 0 | 0 | 0
CO2 Emissions (MMmetricTons): SPP_N
ReportingType | 2015 | 2020 | 2025 | 2030 | 2035 | 2040
BM | 0 | 0 | 0 | 0 | 0 | 0
CC | 2.56 | 0.49 | 0.56 | 0.29 | 0.16 | 0.1
CSP | 0 | 0 | 0 | 0 | 0 | 0
CT | 0 | 0 | 0 | 0 | 0 | 0
Coal | 54.31 | 10.78 | 0.16 | 0 | 0 | 0
Geo | 0 | 0 | 0 | 0 | 0 | 0
H | 0 | 0 | 0 | 0 | 0 | 0
LFG | 0 | 0 | 0 | 0 | 0 | 0
Nuc | 0 | 0 | 0 | 0 | 0 | 0
PS | 0 | 0 | 0 | 0 | 0 | 0
PV | 0 | 0 | 0 | 0 | 0 | 0
PeakG | 0.02 | 0 | 0 | 0 | 0 | 0
PeakO | 0 | 0 | 0 | 0 | 0 | 0
ST | 0 | 0 | 0 | 0 | 0 | 0
STOG | 0.2 | 0 | 0 | 0 | 0 | 0
STWD | 0 | 0 | 0 | 0 | 0 | 0
WT | 0 | 0 | 0 | 0 | 0 | 0
IGCC | 0 | 0 | 0 | 0 | 0 | 0
DemandResponse | 0 | 0 | 0 | 0 | 0 | 0
IGCC-CCS | 0 | 0 | 0 | 0 | 0 | 0
WT_off | 0 | 0 | 0 | 0 | 0 | 0
PseudoUnit | 0 | 0 | 0 | 0 | 0 | 0
FixedInterchange | 0 | 0 | 0 | 0 | 0 | 0
CO2 Emissions (MMmetricTons): SPP_S
ReportingType | 2015 | 2020 | 2025 | 2030 | 2035 | 2040
BM | 0 | 0 | 0 | 0 | 0 | 0
CC | 21.95 | 3.9 | 3.9 | 3.14 | 2.28 | 1.4
CSP | 0 | 0 | 0 | 0 | 0 | 0
CT | 0 | 0 | 0 | 0 | 0 | 0
Coal | 70.82 | 6.29 | 0.35 | 0 | 0 | 0
Geo | 0 | 0 | 0 | 0 | 0 | 0
H | 0 | 0 | 0 | 0 | 0 | 0
LFG | 0 | 0 | 0 | 0 | 0 | 0
Nuc | 0 | 0 | 0 | 0 | 0 | 0
PS | 0 | 0 | 0 | 0 | 0 | 0
PV | 0 | 0 | 0 | 0 | 0 | 0
PeakG | 0 | 0 | 0 | 0 | 0 | 0
PeakO | 0 | 0 | 0 | 0 | 0 | 0
ST | 0 | 0 | 0 | 0 | 0 | 0
STOG | 1.53 | 0.34 | 0.3 | 0.37 | 0.14 | 0.15
STWD | 0 | 0 | 0 | 0 | 0 | 0
WT | 0 | 0 | 0 | 0 | 0 | 0
IGCC | 0 | 0 | 0 | 0 | 0 | 0
DemandResponse | 0 | 0 | 0 | 0 | 0 | 0
IGCC-CCS | 0 | 0 | 0 | 0 | 0 | 0
WT_off | 0 | 0 | 0 | 0 | 0 | 0
PseudoUnit | 0 | 0 | 0 | 0 | 0 | 0
FixedInterchange | 0 | 0 | 0 | 0 | 0 | 0
CO2 Emissions (MMmetricTons): TVA
ReportingType | 2015 | 2020 | 2025 | 2030 | 2035 | 2040
BM | 0 | 0 | 0 | 0 | 0 | 0
CC | 16.81 | 25.33 | 27.38 | 23.73 | 9.46 | 1.93
CSP | 0 | 0 | 0 | 0 | 0 | 0
CT | 0 | 0 | 0 | 0 | 0 | 0
Coal | 34.06 | 14.7 | 0.55 | 0 | 0 | 0
Geo | 0 | 0 | 0 | 0 | 0 | 0
H | 0 | 0 | 0 | 0 | 0 | 0
LFG | 0 | 0 | 0 | 0 | 0 | 0
Nuc | 0 | 0 | 0 | 0 | 0 | 0
PS | 0 | 0 | 0 | 0 | 0 | 0
PV | 0 | 0 | 0 | 0 | 0 | 0
PeakG | 0 | 0 | 0 | 0 | 0 | 0
PeakO | 0 | 0 | 0 | 0 | 0 | 0
ST | 0 | 0 | 0 | 0 | 0 | 0
STOG | 0 | 0 | 0 | 0 | 0 | 0
STWD | 0 | 0 | 0 | 0 | 0 | 0
WT | 0 | 0 | 0 | 0 | 0 | 0
IGCC | 0 | 0 | 0 | 0 | 0 | 0
DemandResponse | 0 | 0 | 0 | 0 | 0 | 0
IGCC-CCS | 0 | 0 | 0 | 0 | 0 | 0
WT_off | 0 | 0 | 0 | 0 | 0 | 0
PseudoUnit | 0 | 0 | 0 | 0 | 0 | 0
FixedInterchange | 0 | 0 | 0 | 0 | 0 | 0
CO2 Emissions (MMmetricTons): TVA_Transmission
ReportingType | 2015 | 2020 | 2025 | 2030 | 2035 | 2040
BM | 0 | 0 | 0 | 0 | 0 | 0
CC | 0 | 0 | 0 | 0 | 0 | 0
CSP | 0 | 0 | 0 | 0 | 0 | 0
CT | 0 | 0 | 0 | 0 | 0 | 0
Coal | 0 | 0 | 0 | 0 | 0 | 0
Geo | 0 | 0 | 0 | 0 | 0 | 0
H | 0 | 0 | 0 | 0 | 0 | 0
LFG | 0 | 0 | 0 | 0 | 0 | 0
Nuc | 0 | 0 | 0 | 0 | 0 | 0
PS | 0 | 0 | 0 | 0 | 0 | 0
PV | 0 | 0 | 0 | 0 | 0 | 0
PeakG | 0 | 0 | 0 | 0 | 0 | 0
PeakO | 0 | 0 | 0 | 0 | 0 | 0
ST | 0 | 0 | 0 | 0 | 0 | 0
STOG | 0 | 0 | 0 | 0 | 0 | 0
STWD | 0 | 0 | 0 | 0 | 0 | 0
WT | 0 | 0 | 0 | 0 | 0 | 0
IGCC | 0 | 0 | 0 | 0 | 0 | 0
DemandResponse | 0 | 0 | 0 | 0 | 0 | 0
IGCC-CCS | 0 | 0 | 0 | 0 | 0 | 0
WT_off | 0 | 0 | 0 | 0 | 0 | 0
PseudoUnit | 0 | 0 | 0 | 0 | 0 | 0
FixedInterchange | 0 | 0 | 0 | 0 | 0 | 0
CO2 Emissions (MMmetricTons): VACAR
ReportingType | 2015 | 2020 | 2025 | 2030 | 2035 | 2040
BM | 0 | 0 | 0 | 0 | 0 | 0
CC | 39.89 | 39.36 | 36.67 | 28.33 | 14.26 | 2.63
CSP | 0 | 0 | 0 | 0 | 0 | 0
CT | 0.01 | 0.01 | 0.01 | 0 | 0 | 0
Coal | 30.3 | 16.53 | 1.52 | 0.27 | 0.4 | 0.4
Geo | 0 | 0 | 0 | 0 | 0 | 0
H | 0 | 0 | 0 | 0 | 0 | 0
LFG | 0 | 0 | 0 | 0 | 0 | 0
Nuc | 0 | 0 | 0 | 0 | 0 | 0
PS | 0 | 0 | 0 | 0 | 0 | 0
PV | 0 | 0 | 0 | 0 | 0 | 0
PeakG | 0.02 | 0 | 0 | 0 | 0 | 0
PeakO | 0 | 0 | 0 | 0 | 0 | 0
ST | 0 | 0 | 0 | 0 | 0 | 0
STOG | 0 | 0 | 0 | 0 | 0 | 0
STWD | 0 | 0 | 0 | 0 | 0 | 0
WT | 0 | 0 | 0 | 0 | 0 | 0
IGCC | 0 | 0 | 0 | 0 | 0 | 0
DemandResponse | 0 | 0 | 0 | 0 | 0 | 0
IGCC-CCS | 0 | 0 | 0 | 0 | 0 | 0
WT_off | 0 | 0 | 0 | 0 | 0 | 0
PseudoUnit | 0 | 0 | 0 | 0 | 0 | 0
FixedInterchange | 0 | 0 | 0 | 0 | 0 | 0
CO2 Emissions (MMmetricTons): IESO
ReportingType | 2015 | 2020 | 2025 | 2030 | 2035 | 2040
BM | 0 | 0 | 0 | 0 | 0 | 0
CC | 0.39 | 0.08 | 0.03 | 0 | 0 | 0
CSP | 0 | 0 | 0 | 0 | 0 | 0
CT | 0 | 0 | 0 | 0 | 0 | 0
Coal | 0 | 0 | 0 | 0 | 0 | 0
Geo | 0 | 0 | 0 | 0 | 0 | 0
H | 0 | 0 | 0 | 0 | 0 | 0
LFG | 0 | 0 | 0 | 0 | 0 | 0
Nuc | 0 | 0 | 0 | 0 | 0 | 0
PS | 0 | 0 | 0 | 0 | 0 | 0
PV | 0 | 0 | 0 | 0 | 0 | 0
PeakG | 0 | 0 | 0 | 0 | 0 | 0
PeakO | 0 | 0 | 0 | 0 | 0 | 0
ST | 0 | 0 | 0 | 0 | 0 | 0
STOG | 0 | 0 | 0 | 0 | 0 | 0
STWD | 0 | 0 | 0 | 0 | 0 | 0
WT | 0 | 0 | 0 | 0 | 0 | 0
IGCC | 0 | 0 | 0 | 0 | 0 | 0
DemandResponse | 0 | 0 | 0 | 0 | 0 | 0
IGCC-CCS | 0 | 0 | 0 | 0 | 0 | 0
WT_off | 0 | 0 | 0 | 0 | 0 | 0
PseudoUnit | 0 | 0 | 0 | 0 | 0 | 0
FixedInterchange | 0 | 0 | 0 | 0 | 0 | 0
CO2 Emissions (MMmetricTons): MAPP_CA
ReportingType | 2015 | 2020 | 2025 | 2030 | 2035 | 2040
BM | 0 | 0 | 0 | 0 | 0 | 0
CC | 0.64 | 0.2 | 0 | 0 | 0 | 0
CSP | 0 | 0 | 0 | 0 | 0 | 0
CT | 0 | 0 | 0 | 0 | 0 | 0
Coal | 0 | 0 | 0 | 0 | 0 | 0
Geo | 0 | 0 | 0 | 0 | 0 | 0
H | 0 | 0 | 0 | 0 | 0 | 0
LFG | 0 | 0 | 0 | 0 | 0 | 0
Nuc | 0 | 0 | 0 | 0 | 0 | 0
PS | 0 | 0 | 0 | 0 | 0 | 0
PV | 0 | 0 | 0 | 0 | 0 | 0
PeakG | 0 | 0 | 0 | 0 | 0 | 0
PeakO | 0 | 0 | 0 | 0 | 0 | 0
ST | 0 | 0 | 0 | 0 | 0 | 0
STOG | 0 | 0 | 0 | 0 | 0 | 0
STWD | 0 | 0 | 0 | 0 | 0 | 0
WT | 0 | 0 | 0 | 0 | 0 | 0
IGCC | 0 | 0 | 0 | 0 | 0 | 0
DemandResponse | 0 | 0 | 0 | 0 | 0 | 0
IGCC-CCS | 0 | 0 | 0 | 0 | 0 | 0
WT_off | 0 | 0 | 0 | 0 | 0 | 0
PseudoUnit | 0 | 0 | 0 | 0 | 0 | 0
FixedInterchange | 0 | 0 | 0 | 0 | 0 | 0
CO2 Emissions (MMmetricTons): AZ_NM_SNV_Coal
ReportingType | 2015 | 2020 | 2025 | 2030 | 2035 | 2040
BM | 0 | 0 | 0 | 0 | 0 | 0
CC | 0 | 0 | 0 | 0 | 0 | 0
CSP | 0 | 0 | 0 | 0 | 0 | 0
CT | 0 | 0 | 0 | 0 | 0 | 0
Coal | 47.67 | 43.34 | 9.73 | 0.04 | 0.23 | 0.11
Geo | 0 | 0 | 0 | 0 | 0 | 0
H | 0 | 0 | 0 | 0 | 0 | 0
LFG | 0 | 0 | 0 | 0 | 0 | 0
Nuc | 0 | 0 | 0 | 0 | 0 | 0
PS | 0 | 0 | 0 | 0 | 0 | 0
PV | 0 | 0 | 0 | 0 | 0 | 0
PeakG | 0 | 0 | 0 | 0 | 0 | 0
PeakO | 0 | 0 | 0 | 0 | 0 | 0
ST | 0 | 0 | 0 | 0 | 0 | 0
STOG | 0 | 0 | 0 | 0 | 0 | 0
STWD | 0 | 0 | 0 | 0 | 0 | 0
WT | 0 | 0 | 0 | 0 | 0 | 0
IGCC | 0 | 0 | 0 | 0 | 0 | 0
DemandResponse | 0 | 0 | 0 | 0 | 0 | 0
IGCC-CCS | 0 | 0 | 0 | 0 | 0 | 0
WT_off | 0 | 0 | 0 | 0 | 0 | 0
PseudoUnit | 0 | 0 | 0 | 0 | 0 | 0
FixedInterchange | 0 | 0 | 0 | 0 | 0 | 0
CO2 Emissions (MMmetricTons): AZ_NM_SNV_Gas
ReportingType | 2015 | 2020 | 2025 | 2030 | 2035 | 2040
BM | 0 | 0 | 0 | 0 | 0 | 0
CC | 26.07 | 20.52 | 30.32 | 16.31 | 5.69 | 4.36
CSP | 0 | 0 | 0 | 0 | 0 | 0
CT | 0 | 0 | 0 | 0 | 0 | 0
Coal | 0 | 0 | 0 | 0 | 0 | 0
Geo | 0 | 0 | 0 | 0 | 0 | 0
H | 0 | 0 | 0 | 0 | 0 | 0
LFG | 0 | 0 | 0 | 0 | 0 | 0
Nuc | 0 | 0 | 0 | 0 | 0 | 0
PS | 0 | 0 | 0 | 0 | 0 | 0
PV | 0 | 0 | 0 | 0 | 0 | 0
PeakG | 0 | 0 | 0 | 0 | 0 | 0
PeakO | 0 | 0 | 0 | 0 | 0 | 0
ST | 0 | 0 | 0 | 0 | 0 | 0
STOG | 0 | 0 | 0 | 0 | 0 | 0
STWD | 0 | 0 | 0 | 0 | 0 | 0
WT | 0 | 0 | 0 | 0 | 0 | 0
IGCC | 0 | 0 | 0 | 0 | 0 | 0
DemandResponse | 0 | 0 | 0 | 0 | 0 | 0
IGCC-CCS | 0 | 0 | 0 | 0 | 0 | 0
WT_off | 0 | 0 | 0 | 0 | 0 | 0
PseudoUnit | 0 | 0 | 0 | 0 | 0 | 0
FixedInterchange | 0 | 0 | 0 | 0 | 0 | 0
CO2 Emissions (MMmetricTons): AZ_NM_SNV_NucRenew
ReportingType | 2015 | 2020 | 2025 | 2030 | 2035 | 2040
BM | 0 | 0 | 0 | 0 | 0 | 0
CC | 0 | 0 | 0 | 0 | 0 | 0
CSP | 0 | 0 | 0 | 0 | 0 | 0
CT | 0 | 0 | 0 | 0 | 0 | 0
Coal | 0 | 0 | 0 | 0 | 0 | 0
Geo | 0 | 0 | 0 | 0 | 0 | 0
H | 0 | 0 | 0 | 0 | 0 | 0
LFG | 0 | 0 | 0 | 0 | 0 | 0
Nuc | 0 | 0 | 0 | 0 | 0 | 0
PS | 0 | 0 | 0 | 0 | 0 | 0
PV | 0 | 0 | 0 | 0 | 0 | 0
PeakG | 0 | 0 | 0 | 0 | 0 | 0
PeakO | 0 | 0 | 0 | 0 | 0 | 0
ST | 0 | 0 | 0 | 0 | 0 | 0
STOG | 0 | 0 | 0 | 0 | 0 | 0
STWD | 0 | 0 | 0 | 0 | 0 | 0
WT | 0 | 0 | 0 | 0 | 0 | 0
IGCC | 0 | 0 | 0 | 0 | 0 | 0
DemandResponse | 0 | 0 | 0 | 0 | 0 | 0
IGCC-CCS | 0 | 0 | 0 | 0 | 0 | 0
WT_off | 0 | 0 | 0 | 0 | 0 | 0
PseudoUnit | 0 | 0 | 0 | 0 | 0 | 0
FixedInterchange | 0 | 0 | 0 | 0 | 0 | 0
CO2 Emissions (MMmetricTons): ERCOT
ReportingType | 2015 | 2020 | 2025 | 2030 | 2035 | 2040
BM | 0 | 0 | 0 | 0 | 0 | 0
CC | 76.44 | 82.05 | 69.42 | 59.15 | 27.81 | 19.45
CSP | 0 | 0 | 0 | 0 | 0 | 0
CT | 0 | 0 | 0 | 0 | 0 | 0
Coal | 41.24 | 25.99 | 1.24 | 0.59 | 0.7 | 0.7
Geo | 0 | 0 | 0 | 0 | 0 | 0
H | 0 | 0 | 0 | 0 | 0 | 0
LFG | 0 | 0 | 0 | 0 | 0 | 0
Nuc | 0 | 0 | 0 | 0 | 0 | 0
PS | 0 | 0 | 0 | 0 | 0 | 0
PV | 0 | 0 | 0 | 0 | 0 | 0
PeakG | 0 | 0 | 0 | 0.02 | 0.03 | 0.02
PeakO | 0 | 0 | 0 | 0 | 0 | 0
ST | 0 | 0 | 0 | 0 | 0 | 0
STOG | 1.25 | 1.97 | 0.59 | 0.38 | 0 | 0
STWD | 0 | 0 | 0 | 0 | 0 | 0
WT | 0 | 0 | 0 | 0 | 0 | 0
IGCC | 0 | 0 | 0 | 0 | 0 | 0
DemandResponse | 0 | 0 | 0 | 0 | 0 | 0
IGCC-CCS | 0 | 0 | 0 | 0 | 0 | 0
WT_off | 0 | 0 | 0 | 0 | 0 | 0
PseudoUnit | 0 | 0 | 0 | 0 | 0 | 0
FixedInterchange | 0 | 0 | 0 | 0 | 0 | 0
CO2 Emissions (MMmetricTons): NP15
ReportingType | 2015 | 2020 | 2025 | 2030 | 2035 | 2040
BM | 0 | 0 | 0 | 0 | 0 | 0
CC | 22.98 | 22.36 | 22.45 | 12.88 | 5.15 | 1.99
CSP | 0 | 0 | 0 | 0 | 0 | 0
CT | 0 | 0 | 0 | 0 | 0 | 0
Coal | 1.57 | 0 | 0 | 0 | 0 | 0
Geo | 0 | 0 | 0 | 0 | 0 | 0
H | 0 | 0 | 0 | 0 | 0 | 0
LFG | 0 | 0 | 0 | 0 | 0 | 0
Nuc | 0 | 0 | 0 | 0 | 0 | 0
PS | 0 | 0 | 0 | 0 | 0 | 0
PV | 0 | 0 | 0 | 0 | 0 | 0
PeakG | 0 | 0 | 0 | 0 | 0 | 0
PeakO | 0 | 0 | 0 | 0 | 0 | 0
ST | 0 | 0 | 0 | 0 | 0 | 0
STOG | 0.04 | 0.02 | 0.04 | 0 | 0 | 0
STWD | 0 | 0 | 0 | 0 | 0 | 0
WT | 0 | 0 | 0 | 0 | 0 | 0
IGCC | 0 | 0 | 0 | 0 | 0 | 0
DemandResponse | 0 | 0 | 0 | 0 | 0 | 0
IGCC-CCS | 0 | 0 | 0 | 0 | 0 | 0
WT_off | 0 | 0 | 0 | 0 | 0 | 0
PseudoUnit | 0 | 0 | 0 | 0 | 0 | 0
FixedInterchange | 0 | 0 | 0 | 0 | 0 | 0
CO2 Emissions (MMmetricTons): NWPP_Coal
ReportingType | 2015 | 2020 | 2025 | 2030 | 2035 | 2040
BM | 0 | 0 | 0 | 0 | 0 | 0
CC | 0 | 0 | 0 | 0 | 0 | 0
CSP | 0 | 0 | 0 | 0 | 0 | 0
CT | 0 | 0 | 0 | 0 | 0 | 0
Coal | 53.52 | 39.2 | 0.16 | 0.16 | 0.16 | 0.16
Geo | 0 | 0 | 0 | 0 | 0 | 0
H | 0 | 0 | 0 | 0 | 0 | 0
LFG | 0 | 0 | 0 | 0 | 0 | 0
Nuc | 0 | 0 | 0 | 0 | 0 | 0
PS | 0 | 0 | 0 | 0 | 0 | 0
PV | 0 | 0 | 0 | 0 | 0 | 0
PeakG | 0 | 0 | 0 | 0 | 0 | 0
PeakO | 0 | 0 | 0 | 0 | 0 | 0
ST | 0 | 0 | 0 | 0 | 0 | 0
STOG | 0 | 0 | 0 | 0 | 0 | 0
STWD | 0 | 0 | 0 | 0 | 0 | 0
WT | 0 | 0 | 0 | 0 | 0 | 0
IGCC | 0 | 0 | 0 | 0 | 0 | 0
DemandResponse | 0 | 0 | 0 | 0 | 0 | 0
IGCC-CCS | 0 | 0 | 0 | 0 | 0 | 0
WT_off | 0 | 0 | 0 | 0 | 0 | 0
PseudoUnit | 0 | 0 | 0 | 0 | 0 | 0
FixedInterchange | 0 | 0 | 0 | 0 | 0 | 0
CO2 Emissions (MMmetricTons): NWPP_Gas
ReportingType | 2015 | 2020 | 2025 | 2030 | 2035 | 2040
BM | 0 | 0 | 0 | 0 | 0 | 0
CC | 19.13 | 24.64 | 24.64 | 13.91 | 2.82 | 2.49
CSP | 0 | 0 | 0 | 0 | 0 | 0
CT | 0 | 0 | 0 | 0 | 0 | 0
Coal | 0 | 0 | 0 | 0 | 0 | 0
Geo | 0 | 0 | 0 | 0 | 0 | 0
H | 0 | 0 | 0 | 0 | 0 | 0
LFG | 0 | 0 | 0 | 0 | 0 | 0
Nuc | 0 | 0 | 0 | 0 | 0 | 0
PS | 0 | 0 | 0 | 0 | 0 | 0
PV | 0 | 0 | 0 | 0 | 0 | 0
PeakG | 0 | 0 | 0 | 0 | 0 | 0
PeakO | 0 | 0 | 0 | 0 | 0 | 0
ST | 0 | 0 | 0 | 0 | 0 | 0
STOG | 0 | 0 | 0 | 0 | 0 | 0
STWD | 0 | 0 | 0 | 0 | 0 | 0
WT | 0 | 0 | 0 | 0 | 0 | 0
IGCC | 0 | 0 | 0 | 0 | 0 | 0
DemandResponse | 0 | 0 | 0 | 0 | 0 | 0
IGCC-CCS | 0 | 0 | 0 | 0 | 0 | 0
WT_off | 0 | 0 | 0 | 0 | 0 | 0
PseudoUnit | 0 | 0 | 0 | 0 | 0 | 0
FixedInterchange | 0 | 0 | 0 | 0 | 0 | 0
CO2 Emissions (MMmetricTons): NWPP_NucRenew
ReportingType | 2015 | 2020 | 2025 | 2030 | 2035 | 2040
BM | 0 | 0 | 0 | 0 | 0 | 0
CC | 0 | 0 | 0 | 0 | 0 | 0
CSP | 0 | 0 | 0 | 0 | 0 | 0
CT | 0 | 0 | 0 | 0 | 0 | 0
Coal | 0 | 0 | 0 | 0 | 0 | 0
Geo | 0 | 0 | 0 | 0 | 0 | 0
H | 0 | 0 | 0 | 0 | 0 | 0
LFG | 0 | 0 | 0 | 0 | 0 | 0
Nuc | 0 | 0 | 0 | 0 | 0 | 0
PS | 0 | 0 | 0 | 0 | 0 | 0
PV | 0 | 0 | 0 | 0 | 0 | 0
PeakG | 0 | 0 | 0 | 0 | 0 | 0
PeakO | 0 | 0 | 0 | 0 | 0 | 0
ST | 0 | 0 | 0 | 0 | 0 | 0
STOG | 0 | 0 | 0 | 0 | 0 | 0
STWD | 0 | 0 | 0 | 0 | 0 | 0
WT | 0 | 0 | 0 | 0 | 0 | 0
IGCC | 0 | 0 | 0 | 0 | 0 | 0
DemandResponse | 0 | 0 | 0 | 0 | 0 | 0
IGCC-CCS | 0 | 0 | 0 | 0 | 0 | 0
WT_off | 0 | 0 | 0 | 0 | 0 | 0
PseudoUnit | 0 | 0 | 0 | 0 | 0 | 0
FixedInterchange | 0 | 0 | 0 | 0 | 0 | 0
CO2 Emissions (MMmetricTons): RMPA
ReportingType | 2015 | 2020 | 2025 | 2030 | 2035 | 2040
BM | 0 | 0 | 0 | 0 | 0 | 0
CC | 4.39 | 4.17 | 7.2 | 4.16 | 1.9 | 1.53
CSP | 0 | 0 | 0 | 0 | 0 | 0
CT | 0 | 0 | 0 | 0 | 0 | 0
Coal | 49.8 | 39.83 | 3.32 | 0.4 | 0.4 | 0.39
Geo | 0 | 0 | 0 | 0 | 0 | 0
H | 0 | 0 | 0 | 0 | 0 | 0
LFG | 0 | 0 | 0 | 0 | 0 | 0
Nuc | 0 | 0 | 0 | 0 | 0 | 0
PS | 0 | 0 | 0 | 0 | 0 | 0
PV | 0 | 0 | 0 | 0 | 0 | 0
PeakG | 0 | 0 | 0 | 0 | 0 | 0
PeakO | 0 | 0 | 0 | 0 | 0 | 0
ST | 0 | 0 | 0 | 0 | 0 | 0
STOG | 0 | 0 | 0 | 0 | 0 | 0
STWD | 0 | 0 | 0 | 0 | 0 | 0
WT | 0 | 0 | 0 | 0 | 0 | 0
IGCC | 0 | 0 | 0 | 0 | 0 | 0
DemandResponse | 0 | 0 | 0 | 0 | 0 | 0
IGCC-CCS | 0 | 0 | 0 | 0 | 0 | 0
WT_off | 0 | 0 | 0 | 0 | 0 | 0
PseudoUnit | 0 | 0 | 0 | 0 | 0 | 0
FixedInterchange | 0 | 0 | 0 | 0 | 0 | 0
CO2 Emissions (MMmetricTons): SP15
ReportingType | 2015 | 2020 | 2025 | 2030 | 2035 | 2040
BM | 0 | 0 | 0 | 0 | 0 | 0
CC | 30.26 | 27.19 | 26.7 | 21.8 | 10.1 | 7.15
CSP | 0 | 0 | 0 | 0 | 0 | 0
CT | 0 | 0 | 0 | 0 | 0 | 0
Coal | 1.49 | 0.81 | 0.37 | 0 | 0 | 0
Geo | 0 | 0 | 0 | 0 | 0 | 0
H | 0 | 0 | 0 | 0 | 0 | 0
LFG | 0 | 0 | 0 | 0 | 0 | 0
Nuc | 0 | 0 | 0 | 0 | 0 | 0
PS | 0 | 0 | 0 | 0 | 0 | 0
PV | 0 | 0 | 0 | 0 | 0 | 0
PeakG | 0 | 0 | 0 | 0 | 0 | 0
PeakO | 0 | 0 | 0 | 0 | 0 | 0
ST | 0 | 0 | 0 | 0 | 0 | 0
STOG | 0.31 | 0.14 | 0.23 | 0.1 | 0.03 | 0.01
STWD | 0 | 0 | 0 | 0 | 0 | 0
WT | 0 | 0 | 0 | 0 | 0 | 0
IGCC | 0 | 0 | 0 | 0 | 0 | 0
DemandResponse | 0 | 0 | 0 | 0 | 0 | 0
IGCC-CCS | 0 | 0 | 0 | 0 | 0 | 0
WT_off | 0 | 0 | 0 | 0 | 0 | 0
PseudoUnit | 0 | 0 | 0 | 0 | 0 | 0
FixedInterchange | 0 | 0 | 0 | 0 | 0 | 0
CO2 Emissions (MMmetricTons): ALB
ReportingType | 2015 | 2020 | 2025 | 2030 | 2035 | 2040
BM | 0 | 0 | 0 | 0 | 0 | 0
CC | 8.91 | 8.91 | 1.85 | 0 | 0 | 0
CSP | 0 | 0 | 0 | 0 | 0 | 0
CT | 0 | 0 | 0 | 0 | 0 | 0
Coal | 33.14 | 33.13 | 0 | 0 | 0 | 0
Geo | 0 | 0 | 0 | 0 | 0 | 0
H | 0 | 0 | 0 | 0 | 0 | 0
LFG | 0 | 0 | 0 | 0 | 0 | 0
Nuc | 0 | 0 | 0 | 0 | 0 | 0
PS | 0 | 0 | 0 | 0 | 0 | 0
PV | 0 | 0 | 0 | 0 | 0 | 0
PeakG | 0 | 0 | 0 | 0 | 0 | 0
PeakO | 0 | 0 | 0 | 0 | 0 | 0
ST | 0 | 0 | 0 | 0 | 0 | 0
STOG | 0 | 0 | 0 | 0 | 0 | 0
STWD | 0 | 0 | 0 | 0 | 0 | 0
WT | 0 | 0 | 0 | 0 | 0 | 0
IGCC | 0 | 0 | 0 | 0 | 0 | 0
DemandResponse | 0 | 0 | 0 | 0 | 0 | 0
IGCC-CCS | 0 | 0 | 0 | 0 | 0 | 0
WT_off | 0 | 0 | 0 | 0 | 0 | 0
PseudoUnit | 0 | 0 | 0 | 0 | 0 | 0
FixedInterchange | 0 | 0 | 0 | 0 | 0 | 0
CO2 Emissions (MMmetricTons): BC
ReportingType | 2015 | 2020 | 2025 | 2030 | 2035 | 2040
BM | 0 | 0 | 0 | 0 | 0 | 0
CC | 0.6 | 0.6 | 0 | 0 | 0 | 0
CSP | 0 | 0 | 0 | 0 | 0 | 0
CT | 0 | 0 | 0 | 0 | 0 | 0
Coal | 0 | 0 | 0 | 0 | 0 | 0
Geo | 0 | 0 | 0 | 0 | 0 | 0
H | 0 | 0 | 0 | 0 | 0 | 0
LFG | 0 | 0 | 0 | 0 | 0 | 0
Nuc | 0 | 0 | 0 | 0 | 0 | 0
PS | 0 | 0 | 0 | 0 | 0 | 0
PV | 0 | 0 | 0 | 0 | 0 | 0
PeakG | 0 | 0 | 0 | 0 | 0 | 0
PeakO | 0 | 0 | 0 | 0 | 0 | 0
ST | 0 | 0 | 0 | 0 | 0 | 0
STOG | 0 | 0 | 0 | 0 | 0 | 0
STWD | 0 | 0 | 0 | 0 | 0 | 0
WT | 0 | 0 | 0 | 0 | 0 | 0
IGCC | 0 | 0 | 0 | 0 | 0 | 0
DemandResponse | 0 | 0 | 0 | 0 | 0 | 0
IGCC-CCS | 0 | 0 | 0 | 0 | 0 | 0
WT_off | 0 | 0 | 0 | 0 | 0 | 0
PseudoUnit | 0 | 0 | 0 | 0 | 0 | 0
FixedInterchange | 0 | 0 | 0 | 0 | 0 | 0
CO2 Emissions (MMmetricTons): HQ_IESO
ReportingType | 2015 | 2020 | 2025 | 2030 | 2035 | 2040
BM | 0 | 0 | 0 | 0 | 0 | 0
CC | 0 | 0 | 0 | 0 | 0 | 0
CSP | 0 | 0 | 0 | 0 | 0 | 0
CT | 0 | 0 | 0 | 0 | 0 | 0
Coal | 0 | 0 | 0 | 0 | 0 | 0
Geo | 0 | 0 | 0 | 0 | 0 | 0
H | 0 | 0 | 0 | 0 | 0 | 0
LFG | 0 | 0 | 0 | 0 | 0 | 0
Nuc | 0 | 0 | 0 | 0 | 0 | 0
PS | 0 | 0 | 0 | 0 | 0 | 0
PV | 0 | 0 | 0 | 0 | 0 | 0
PeakG | 0 | 0 | 0 | 0 | 0 | 0
PeakO | 0 | 0 | 0 | 0 | 0 | 0
ST | 0 | 0 | 0 | 0 | 0 | 0
STOG | 0 | 0 | 0 | 0 | 0 | 0
STWD | 0 | 0 | 0 | 0 | 0 | 0
WT | 0 | 0 | 0 | 0 | 0 | 0
IGCC | 0 | 0 | 0 | 0 | 0 | 0
DemandResponse | 0 | 0 | 0 | 0 | 0 | 0
IGCC-CCS | 0 | 0 | 0 | 0 | 0 | 0
WT_off | 0 | 0 | 0 | 0 | 0 | 0
PseudoUnit | 0 | 0 | 0 | 0 | 0 | 0
FixedInterchange | 0 | 0 | 0 | 0 | 0 | 0
CO2 Emissions (MMmetricTons): HQ_NEISO
ReportingType | 2015 | 2020 | 2025 | 2030 | 2035 | 2040
BM | 0 | 0 | 0 | 0 | 0 | 0
CC | 0 | 0 | 0 | 0 | 0 | 0
CSP | 0 | 0 | 0 | 0 | 0 | 0
CT | 0 | 0 | 0 | 0 | 0 | 0
Coal | 0 | 0 | 0 | 0 | 0 | 0
Geo | 0 | 0 | 0 | 0 | 0 | 0
H | 0 | 0 | 0 | 0 | 0 | 0
LFG | 0 | 0 | 0 | 0 | 0 | 0
Nuc | 0 | 0 | 0 | 0 | 0 | 0
PS | 0 | 0 | 0 | 0 | 0 | 0
PV | 0 | 0 | 0 | 0 | 0 | 0
PeakG | 0 | 0 | 0 | 0 | 0 | 0
PeakO | 0 | 0 | 0 | 0 | 0 | 0
ST | 0 | 0 | 0 | 0 | 0 | 0
STOG | 0 | 0 | 0 | 0 | 0 | 0
STWD | 0 | 0 | 0 | 0 | 0 | 0
WT | 0 | 0 | 0 | 0 | 0 | 0
IGCC | 0 | 0 | 0 | 0 | 0 | 0
DemandResponse | 0 | 0 | 0 | 0 | 0 | 0
IGCC-CCS | 0 | 0 | 0 | 0 | 0 | 0
WT_off | 0 | 0 | 0 | 0 | 0 | 0
PseudoUnit | 0 | 0 | 0 | 0 | 0 | 0
FixedInterchange | 0 | 0 | 0 | 0 | 0 | 0
CO2 Emissions (MMmetricTons): HQ_NY
ReportingType | 2015 | 2020 | 2025 | 2030 | 2035 | 2040
BM | 0 | 0 | 0 | 0 | 0 | 0
CC | 0 | 0 | 0 | 0 | 0 | 0
CSP | 0 | 0 | 0 | 0 | 0 | 0
CT | 0 | 0 | 0 | 0 | 0 | 0
Coal | 0 | 0 | 0 | 0 | 0 | 0
Geo | 0 | 0 | 0 | 0 | 0 | 0
H | 0 | 0 | 0 | 0 | 0 | 0
LFG | 0 | 0 | 0 | 0 | 0 | 0
Nuc | 0 | 0 | 0 | 0 | 0 | 0
PS | 0 | 0 | 0 | 0 | 0 | 0
PV | 0 | 0 | 0 | 0 | 0 | 0
PeakG | 0 | 0 | 0 | 0 | 0 | 0
PeakO | 0 | 0 | 0 | 0 | 0 | 0
ST | 0 | 0 | 0 | 0 | 0 | 0
STOG | 0 | 0 | 0 | 0 | 0 | 0
STWD | 0 | 0 | 0 | 0 | 0 | 0
WT | 0 | 0 | 0 | 0 | 0 | 0
IGCC | 0 | 0 | 0 | 0 | 0 | 0
DemandResponse | 0 | 0 | 0 | 0 | 0 | 0
IGCC-CCS | 0 | 0 | 0 | 0 | 0 | 0
WT_off | 0 | 0 | 0 | 0 | 0 | 0
PseudoUnit | 0 | 0 | 0 | 0 | 0 | 0
FixedInterchange | 0 | 0 | 0 | 0 | 0 | 0
CO2 Emissions (MMmetricTons): MARITIMES
ReportingType | 2015 | 2020 | 2025 | 2030 | 2035 | 2040
BM | 0 | 0 | 0 | 0 | 0 | 0
CC | 0 | 0 | 0 | 0 | 0 | 0
CSP | 0 | 0 | 0 | 0 | 0 | 0
CT | 0 | 0 | 0 | 0 | 0 | 0
Coal | 0 | 0 | 0 | 0 | 0 | 0
Geo | 0 | 0 | 0 | 0 | 0 | 0
H | 0 | 0 | 0 | 0 | 0 | 0
LFG | 0 | 0 | 0 | 0 | 0 | 0
Nuc | 0 | 0 | 0 | 0 | 0 | 0
PS | 0 | 0 | 0 | 0 | 0 | 0
PV | 0 | 0 | 0 | 0 | 0 | 0
PeakG | 0 | 0 | 0 | 0 | 0 | 0
PeakO | 0 | 0 | 0 | 0 | 0 | 0
ST | 0 | 0 | 0 | 0 | 0 | 0
STOG | 0 | 0 | 0 | 0 | 0 | 0
STWD | 0 | 0 | 0 | 0 | 0 | 0
WT | 0 | 0 | 0 | 0 | 0 | 0
IGCC | 0 | 0 | 0 | 0 | 0 | 0
DemandResponse | 0 | 0 | 0 | 0 | 0 | 0
IGCC-CCS | 0 | 0 | 0 | 0 | 0 | 0
WT_off | 0 | 0 | 0 | 0 | 0 | 0
PseudoUnit | 0 | 0 | 0 | 0 | 0 | 0
FixedInterchange | 0 | 0 | 0 | 0 | 0 | 0
CO2 Emissions (MMmetricTons): All
ReportingType | 2015 | 2020 | 2025 | 2030 | 2035 | 2040
BM | 0 | 0 | 0 | 0 | 0 | 0
CC | 573.9 | 646.23 | 616.15 | 427.63 | 223.4 | 102.06
CSP | 0 | 0 | 0 | 0 | 0 | 0
CT | 0.3 | 0.46 | 0.57 | 0.19 | 0 | 0
Coal | 1049.38 | 462.02 | 40.34 | 4.49 | 8.53 | 8.65
Geo | 0 | 0 | 0 | 0 | 0 | 0
H | 0 | 0 | 0 | 0 | 0 | 0
LFG | 0 | 0 | 0 | 0 | 0 | 0
Nuc | 0 | 0 | 0 | 0 | 0 | 0
PS | 0 | 0 | 0 | 0 | 0 | 0
PV | 0 | 0 | 0 | 0 | 0 | 0
PeakG | 1.75 | 2.22 | 2.41 | 1.91 | 0.97 | 0.52
PeakO | 0 | 0 | 0 | 0 | 0 | 0
ST | 0 | 0 | 0 | 0 | 0 | 0
STOG | 4.86 | 4.35 | 3.1 | 2.15 | 0.8 | 0.35
STWD | 0 | 0 | 0 | 0 | 0 | 0
WT | 0 | 0 | 0 | 0 | 0 | 0
IGCC | 3.76 | 3.76 | 0.55 | 0 | 0 | 0
DemandResponse | 0 | 0 | 0 | 0 | 0 | 0
IGCC-CCS | 0 | 0 | 0 | 0 | 0 | 0
WT_off | 0 | 0 | 0 | 0 | 0 | 0
PseudoUnit | 0 | 0 | 0 | 0 | 0 | 0
FixedInterchange | 0 | 0 | 0 | 0 | 0 | 0
CO2 Emissions (MMmetricTons): EI_US
ReportingType | 2015 | 2020 | 2025 | 2030 | 2035 | 2040
BM | 0 | 0 | 0 | 0 | 0 | 0
CC | 384.09 | 455.51 | 433.53 | 299.42 | 169.92 | 65.1
CSP | 0 | 0 | 0 | 0 | 0 | 0
CT | 0.3 | 0.46 | 0.57 | 0.19 | 0 | 0
Coal | 820.95 | 279.72 | 25.51 | 3.29 | 7.04 | 7.28
Geo | 0 | 0 | 0 | 0 | 0 | 0
H | 0 | 0 | 0 | 0 | 0 | 0
LFG | 0 | 0 | 0 | 0 | 0 | 0
Nuc | 0 | 0 | 0 | 0 | 0 | 0
PS | 0 | 0 | 0 | 0 | 0 | 0
PV | 0 | 0 | 0 | 0 | 0 | 0
PeakG | 1.75 | 2.22 | 2.41 | 1.89 | 0.94 | 0.49
PeakO | 0 | 0 | 0 | 0 | 0 | 0
ST | 0 | 0 | 0 | 0 | 0 | 0
STOG | 3.26 | 2.21 | 2.25 | 1.66 | 0.78 | 0.34
STWD | 0 | 0 | 0 | 0 | 0 | 0
WT | 0 | 0 | 0 | 0 | 0 | 0
IGCC | 3.76 | 3.76 | 0.55 | 0 | 0 | 0
DemandResponse | 0 | 0 | 0 | 0 | 0 | 0
IGCC-CCS | 0 | 0 | 0 | 0 | 0 | 0
WT_off | 0 | 0 | 0 | 0 | 0 | 0
PseudoUnit | 0 | 0 | 0 | 0 | 0 | 0
FixedInterchange | 0 | 0 | 0 | 0 | 0 | 0
CO2 Emissions (MMmetricTons): EI_Canada
ReportingType | 2015 | 2020 | 2025 | 2030 | 2035 | 2040
BM | 0 | 0 | 0 | 0 | 0 | 0
CC | 1.03 | 0.28 | 0.03 | 0 | 0 | 0
CSP | 0 | 0 | 0 | 0 | 0 | 0
CT | 0 | 0 | 0 | 0 | 0 | 0
Coal | 0 | 0 | 0 | 0 | 0 | 0
Geo | 0 | 0 | 0 | 0 | 0 | 0
H | 0 | 0 | 0 | 0 | 0 | 0
LFG | 0 | 0 | 0 | 0 | 0 | 0
Nuc | 0 | 0 | 0 | 0 | 0 | 0
PS | 0 | 0 | 0 | 0 | 0 | 0
PV | 0 | 0 | 0 | 0 | 0 | 0
PeakG | 0 | 0 | 0 | 0 | 0 | 0
PeakO | 0 | 0 | 0 | 0 | 0 | 0
ST | 0 | 0 | 0 | 0 | 0 | 0
STOG | 0 | 0 | 0 | 0 | 0 | 0
STWD | 0 | 0 | 0 | 0 | 0 | 0
WT | 0 | 0 | 0 | 0 | 0 | 0
IGCC | 0 | 0 | 0 | 0 | 0 | 0
DemandResponse | 0 | 0 | 0 | 0 | 0 | 0
IGCC-CCS | 0 | 0 | 0 | 0 | 0 | 0
WT_off | 0 | 0 | 0 | 0 | 0 | 0
PseudoUnit | 0 | 0 | 0 | 0 | 0 | 0
FixedInterchange | 0 | 0 | 0 | 0 | 0 | 0
CO2 Emissions (MMmetricTons): EI
ReportingType | 2015 | 2020 | 2025 | 2030 | 2035 | 2040
BM | 0 | 0 | 0 | 0 | 0 | 0
CC | 385.11 | 455.8 | 433.56 | 299.42 | 169.92 | 65.1
CSP | 0 | 0 | 0 | 0 | 0 | 0
CT | 0.3 | 0.46 | 0.57 | 0.19 | 0 | 0
Coal | 820.95 | 279.72 | 25.51 | 3.29 | 7.04 | 7.28
Geo | 0 | 0 | 0 | 0 | 0 | 0
H | 0 | 0 | 0 | 0 | 0 | 0
LFG | 0 | 0 | 0 | 0 | 0 | 0
Nuc | 0 | 0 | 0 | 0 | 0 | 0
PS | 0 | 0 | 0 | 0 | 0 | 0
PV | 0 | 0 | 0 | 0 | 0 | 0
PeakG | 1.75 | 2.22 | 2.41 | 1.89 | 0.94 | 0.49
PeakO | 0 | 0 | 0 | 0 | 0 | 0
ST | 0 | 0 | 0 | 0 | 0 | 0
STOG | 3.26 | 2.21 | 2.25 | 1.66 | 0.78 | 0.34
STWD | 0 | 0 | 0 | 0 | 0 | 0
WT | 0 | 0 | 0 | 0 | 0 | 0
IGCC | 3.76 | 3.76 | 0.55 | 0 | 0 | 0
DemandResponse | 0 | 0 | 0 | 0 | 0 | 0
IGCC-CCS | 0 | 0 | 0 | 0 | 0 | 0
WT_off | 0 | 0 | 0 | 0 | 0 | 0
PseudoUnit | 0 | 0 | 0 | 0 | 0 | 0
FixedInterchange | 0 | 0 | 0 | 0 | 0 | 0
CO2 Emissions (MMmetricTons): Outside_EI
ReportingType | 2015 | 2020 | 2025 | 2030 | 2035 | 2040
BM | 0 | 0 | 0 | 0 | 0 | 0
CC | 188.78 | 190.43 | 182.59 | 128.21 | 53.48 | 36.96
CSP | 0 | 0 | 0 | 0 | 0 | 0
CT | 0 | 0 | 0 | 0 | 0 | 0
Coal | 228.43 | 182.31 | 14.83 | 1.2 | 1.49 | 1.36
Geo | 0 | 0 | 0 | 0 | 0 | 0
H | 0 | 0 | 0 | 0 | 0 | 0
LFG | 0 | 0 | 0 | 0 | 0 | 0
Nuc | 0 | 0 | 0 | 0 | 0 | 0
PS | 0 | 0 | 0 | 0 | 0 | 0
PV | 0 | 0 | 0 | 0 | 0 | 0
PeakG | 0 | 0 | 0 | 0.02 | 0.03 | 0.03
PeakO | 0 | 0 | 0 | 0 | 0 | 0
ST | 0 | 0 | 0 | 0 | 0 | 0
STOG | 1.6 | 2.13 | 0.85 | 0.48 | 0.03 | 0.01
STWD | 0 | 0 | 0 | 0 | 0 | 0
WT | 0 | 0 | 0 | 0 | 0 | 0
IGCC | 0 | 0 | 0 | 0 | 0 | 0
DemandResponse | 0 | 0 | 0 | 0 | 0 | 0
IGCC-CCS | 0 | 0 | 0 | 0 | 0 | 0
WT_off | 0 | 0 | 0 | 0 | 0 | 0
PseudoUnit | 0 | 0 | 0 | 0 | 0 | 0
FixedInterchange | 0 | 0 | 0 | 0 | 0 | 0
#6 | 0.14: Fuel Cost [includes coal shadow price] ($million)
Fuel Cost by Reporting Type: Entergy
ReportingType | 2015 | 2020 | 2025 | 2030 | 2035 | 2040
BM | 0 | 0 | 0 | 0 | 0.02 | 3761.27
CC | 3078.7 | 3995.8 | 2682.51 | 1666.81 | 714.53 | 491.56
CSP | 0 | 0 | 0 | 0 | 0 | 0
CT | 0 | 0 | 0 | 0 | 0 | 0
Coal | 1325.93 | 137.26 | 10.64 | 0.02 | 0.01 | 0.01
Geo | 0 | 0 | 0 | 0 | 0 | 0
H | 0 | 0 | 0 | 0 | 0 | 0
LFG | 0 | 0 | 0.14 | 0.14 | 0.14 | 0.14
Nuc | 372.97 | 380.57 | 404.36 | 412.26 | 348.24 | 272.44
PS | 0 | 0 | 0 | 0 | 0 | 0
PV | 0 | 0 | 0 | 0 | 0 | 0
PeakG | 0 | 0.01 | 0.01 | 0 | 0 | 0
PeakO | 0 | 0 | 0 | 0 | 0 | 0
ST | 0 | 0 | 0 | 0 | 0 | 0
STOG | 27.89 | 25.2 | 34.28 | 0 | 0 | 0
STWD | 3.33 | 6.51 | 6.9 | 38.89 | 123.63 | 96.04
WT | 0 | 0 | 0 | 0 | 0 | 0
IGCC | 0 | 0 | 0 | 0 | 0 | 0
DemandResponse | 0 | 0 | 0 | 0 | 0 | 0
IGCC-CCS | 0 | 0 | 0 | 0 | 0 | 0
WT_off | 0 | 0 | 0 | 0 | 0 | 0
PseudoUnit | 0 | 0 | 0 | 0 | 0 | 0
FixedInterchange | 0 | 0 | 0 | 0 | 0 | 0
Fuel Cost by Reporting Type: FRCC
ReportingType | 2015 | 2020 | 2025 | 2030 | 2035 | 2040
BM | 0 | 0 | 0 | 0 | 0.09 | 713.84
CC | 9310.74 | 10454.16 | 9621.46 | 3461.1 | 1753.76 | 1099.38
CSP | 0 | 0 | 0 | 0 | 0 | 0
CT | 38.4 | 62.28 | 72.6 | 19.62 | 0 | 0
Coal | 478.15 | 157.19 | 25.38 | 34.1 | 104.21 | 121.89
Geo | 0 | 0 | 0 | 0 | 0 | 0
H | 0 | 0 | 0 | 0 | 0 | 0
LFG | 0 | 0 | 0.25 | 0.25 | 0.25 | 0.25
Nuc | 282.48 | 288.24 | 485.47 | 1499.28 | 1831.19 | 1964.65
PS | 0 | 0 | 0 | 0 | 0 | 0
PV | 0 | 0 | 0 | 0 | 0 | 0
PeakG | 30.8 | 52.56 | 48.11 | 1.54 | 2.43 | 2.04
PeakO | 0 | 0 | 0 | 0 | 0 | 0
ST | 0 | 0 | 0 | 0 | 0 | 0
STOG | 0.06 | 0.06 | 0.01 | 0 | 0 | 0
STWD | 9.7 | 16.22 | 100.83 | 100.84 | 100.84 | 62.28
WT | 0 | 0 | 0 | 0 | 0 | 0
IGCC | 0 | 0 | 0 | 0 | 0 | 0
DemandResponse | 0 | 0 | 0 | 0 | 0 | 0
IGCC-CCS | 0 | 0 | 0.01 | 0.01 | 0.01 | 0.01
WT_off | 0 | 0 | 0 | 0 | 0 | 0
PseudoUnit | 0 | 0 | 0 | 0 | 0 | 0
FixedInterchange | 0 | 0 | 0 | 0 | 0 | 0
Fuel Cost by Reporting Type: MAPP_US
ReportingType | 2015 | 2020 | 2025 | 2030 | 2035 | 2040
BM | 0 | 0 | 0 | 0 | 0 | 0.01
CC | 64.36 | 9.42 | 8.06 | 3.66 | 3.7 | 2.46
CSP | 0 | 0 | 0 | 0 | 0 | 0
CT | 0 | 0.01 | 0 | 0 | 0 | 0
Coal | 137.68 | 36.64 | 1.32 | 0.01 | 0 | 0
Geo | 0 | 0 | 0 | 0 | 0 | 0
H | 0 | 0 | 0 | 0 | 0 | 0
LFG | 0 | 0 | 0 | 0.09 | 0.09 | 0.09
Nuc | 0 | 0 | 0 | 0 | 0.03 | 0.03
PS | 0 | 0 | 0 | 0 | 0 | 0
PV | 0 | 0 | 0 | 0 | 0 | 0
PeakG | 4.35 | 4.29 | 0.89 | 1.45 | 1.48 | 1.93
PeakO | 0 | 0 | 0 | 0 | 0.01 | 0.01
ST | 0 | 0 | 0 | 0 | 0 | 0
STOG | 0 | 0 | 0 | 0 | 0 | 0
STWD | 0 | 0 | 0 | 0 | 0 | 0
WT | 0 | 0 | 0 | 0 | 0 | 0
IGCC | 0 | 0 | 0 | 0 | 0 | 0
DemandResponse | 0 | 0 | 0 | 0 | 0 | 0
IGCC-CCS | 0 | 0 | 0 | 0 | 0.01 | 0.01
WT_off | 0 | 0 | 0 | 0 | 0 | 0
PseudoUnit | 0 | 0 | 0 | 0 | 0 | 0
FixedInterchange | 0 | 0 | 0 | 0 | 0 | 0
Fuel Cost by Reporting Type: MISO_IN
ReportingType | 2015 | 2020 | 2025 | 2030 | 2035 | 2040
BM | 0 | 0 | 0 | 0 | 0.03 | 0.11
CC | 313.95 | 5055.74 | 4662.85 | 2024.75 | 1079.8 | 604.2
CSP | 0 | 0 | 0 | 0 | 0 | 0
CT | 0 | 0 | 0 | 0 | 0 | 0
Coal | 1215.46 | 645.23 | 70.97 | 60.11 | 214.26 | 239.91
Geo | 0 | 0 | 0 | 0 | 0 | 0
H | 0 | 0 | 0 | 0 | 0 | 0
LFG | 0 | 0 | 0.1 | 0.1 | 0.1 | 0.1
Nuc | 0 | 0 | 0 | 0.01 | 0.07 | 0.06
PS | 0 | 0 | 0 | 0 | 0 | 0
PV | 0 | 0 | 0 | 0 | 0 | 0
PeakG | 0.01 | 0 | 0 | 0 | 0 | 0
PeakO | 0 | 0 | 0 | 0 | 0 | 0
ST | 0 | 0 | 0 | 0 | 0 | 0
STOG | 1.94 | 2.08 | 1.89 | 0 | 0 | 0
STWD | 0 | 0 | 0 | 0 | 0 | 0
WT | 0 | 0 | 0 | 0 | 0 | 0
IGCC | 87.34 | 91.18 | 12.38 | 0.01 | 0 | 0
DemandResponse | 0 | 0 | 0 | 0 | 0 | 0
IGCC-CCS | 0 | 0 | 0 | 0 | 0.01 | 0.01
WT_off | 0 | 0 | 0 | 0 | 0 | 0
PseudoUnit | 0 | 0 | 0 | 0 | 0 | 0
FixedInterchange | 0 | 0 | 0 | 0 | 0 | 0
Fuel Cost by Reporting Type: MISO_MI
ReportingType | 2015 | 2020 | 2025 | 2030 | 2035 | 2040
BM | 0 | 0 | 0 | 0 | 0.04 | 942.87
CC | 953.52 | 909.56 | 823.81 | 331.44 | 335.84 | 84.68
CSP | 0 | 0 | 0 | 0 | 0 | 0
CT | 0 | 0 | 0 | 0 | 0 | 0
Coal | 662.7 | 0.32 | 0.17 | 0.12 | 0.18 | 0.17
Geo | 0 | 0 | 0 | 0 | 0 | 0
H | 0 | 0 | 0 | 0 | 0 | 0
LFG | 0 | 0 | 0.2 | 0.2 | 0.2 | 0.2
Nuc | 139.75 | 142.6 | 151.51 | 154.47 | 107.07 | 170.08
PS | 0 | 0 | 0 | 0 | 0 | 0
PV | 0 | 0 | 0 | 0 | 0 | 0
PeakG | 1.97 | 0 | 0 | 0 | 0 | 0
PeakO | 0 | 0 | 0 | 0 | 0 | 0
ST | 0 | 0 | 0 | 0 | 0 | 0
STOG | 19.08 | 11.09 | 5.66 | 0 | 0 | 0
STWD | 87.42 | 55.27 | 8.43 | 33.71 | 87.42 | 87.42
WT | 0 | 0 | 0 | 0 | 0 | 0
IGCC | 0 | 0 | 0 | 0 | 0 | 0
DemandResponse | 0 | 0 | 0 | 0 | 0 | 0
IGCC-CCS | 0 | 0 | 0 | 0 | 0.01 | 0.01
WT_off | 0 | 0 | 0 | 0 | 0 | 0
PseudoUnit | 0 | 0 | 0 | 0 | 0 | 0
FixedInterchange | 0 | 0 | 0 | 0 | 0 | 0
Fuel Cost by Reporting Type: MISO_MO-IL
ReportingType | 2015 | 2020 | 2025 | 2030 | 2035 | 2040
BM | 0 | 0 | 0 | 0 | 0.02 | 0.02
CC | 187.4 | 173.56 | 134.63 | 31.24 | 19.74 | 12.39
CSP | 0 | 0 | 0 | 0 | 0 | 0
CT | 0 | 0 | 0 | 0 | 0 | 0
Coal | 1430.85 | 411.26 | 48.66 | 15.59 | 46.8 | 46.94
Geo | 0 | 0 | 0 | 0 | 0 | 0
H | 0 | 0 | 0 | 0 | 0 | 0
LFG | 0 | 0 | 0.29 | 0.29 | 0.29 | 0.29
Nuc | 143.46 | 146.38 | 155.53 | 158.57 | 158.57 | 158.57
PS | 0 | 0 | 0 | 0 | 0 | 0
PV | 0 | 0 | 0 | 0 | 0 | 0
PeakG | 9.08 | 26.86 | 0.58 | 0.6 | 0 | 0.01
PeakO | 0 | 0 | 0 | 0 | 0 | 0
ST | 0 | 0 | 0 | 0 | 0 | 0
STOG | 1.28 | 0.01 | 0 | 0 | 0 | 0
STWD | 0 | 0 | 0 | 0 | 0 | 0
WT | 0 | 0 | 0 | 0 | 0 | 0
IGCC | 0 | 0 | 0 | 0 | 0 | 0
DemandResponse | 0 | 0 | 0 | 0 | 0 | 0
IGCC-CCS | 0 | 0 | 0 | 0 | 0 | 0
WT_off | 0 | 0 | 0 | 0 | 0 | 0
PseudoUnit | 0 | 0 | 0 | 0 | 0 | 0
FixedInterchange | 0 | 0 | 0 | 0 | 0 | 0
Fuel Cost by Reporting Type: MISO_W
ReportingType | 2015 | 2020 | 2025 | 2030 | 2035 | 2040
BM | 0 | 0 | 0 | 0 | 0 | 0.01
CC | 476.44 | 459.22 | 133.04 | 64.72 | 62.95 | 38.59
CSP | 0 | 0 | 0 | 0 | 0 | 0
CT | 0 | 0.01 | 0 | 0 | 0 | 0
Coal | 1217.37 | 434.6 | 53.08 | 27.91 | 39.01 | 39.01
Geo | 0 | 0 | 0 | 0 | 0 | 0
H | 0 | 0 | 0 | 0 | 0 | 0
LFG | 0 | 0 | 0 | 0.09 | 0.09 | 0.09
Nuc | 152.53 | 155.64 | 165.37 | 168.6 | 0.01 | 0.01
PS | 0 | 0 | 0 | 0 | 0 | 0
PV | 0 | 0 | 0 | 0 | 0 | 0
PeakG | 16.99 | 1.64 | 0.01 | 0.01 | 0 | 0
PeakO | 0 | 0 | 0 | 0.01 | 0.01 | 0.01
ST | 0 | 0 | 0 | 0 | 0 | 0
STOG | 0.05 | 0.01 | 0 | 0 | 0 | 0
STWD | 4.9 | 9.1 | 14.85 | 23.21 | 162.83 | 100.1
WT | 0 | 0 | 0 | 0 | 0 | 0
IGCC | 0 | 0 | 0 | 0 | 0 | 0
DemandResponse | 0 | 0 | 0 | 0 | 0 | 0
IGCC-CCS | 0 | 0 | 0 | 0 | 0.01 | 0.01
WT_off | 0 | 0 | 0 | 0 | 0 | 0
PseudoUnit | 0 | 0 | 0 | 0 | 0 | 0
FixedInterchange | 0 | 0 | 0 | 0 | 0 | 0
Fuel Cost by Reporting Type: MISO_WUMS
ReportingType | 2015 | 2020 | 2025 | 2030 | 2035 | 2040
BM | 0 | 0 | 0 | 0 | 0.06 | 308.91
CC | 2206.79 | 2612.54 | 1972.55 | 998.5 | 807.93 | 252.54
CSP | 0 | 0 | 0 | 0 | 0 | 0
CT | 0 | 0 | 0 | 0 | 0 | 0
Coal | 270.38 | 58.77 | 31.22 | 23.09 | 79.21 | 103.71
Geo | 0 | 0 | 0 | 0 | 0 | 0
H | 0 | 0 | 0 | 0 | 0 | 0
LFG | 0 | 0 | 0.06 | 0.29 | 0.29 | 0.29
Nuc | 120.89 | 123.35 | 131.06 | 133.62 | 0.01 | 0.01
PS | 0 | 0 | 0 | 0 | 0 | 0
PV | 0 | 0 | 0 | 0 | 0 | 0
PeakG | 0.01 | 0 | 0 | 0 | 0 | 0
PeakO | 0 | 0 | 0 | 0 | 0 | 0
ST | 0 | 0 | 0 | 0 | 0 | 0
STOG | 0 | 0 | 0 | 0 | 0 | 0
STWD | 3.68 | 3.34 | 3.34 | 9.03 | 63.33 | 49.2
WT | 0 | 0 | 0 | 0 | 0 | 0
IGCC | 0 | 0 | 0 | 0 | 0 | 0
DemandResponse | 0 | 0 | 0 | 0 | 0 | 0
IGCC-CCS | 0 | 0 | 0 | 0 | 0 | 0
WT_off | 0 | 0 | 0 | 0 | 0 | 0
PseudoUnit | 0 | 0 | 0 | 0 | 0 | 0
FixedInterchange | 0 | 0 | 0 | 0 | 0 | 0
Fuel Cost by Reporting Type: Nebraska
ReportingType | 2015 | 2020 | 2025 | 2030 | 2035 | 2040
BM | 0 | 0 | 0 | 0 | 0 | 0
CC | 33.97 | 11.93 | 10.95 | 4.92 | 2.59 | 1.53
CSP | 0 | 0 | 0 | 0 | 0 | 0
CT | 0 | 0 | 0 | 0 | 0 | 0
Coal | 414.89 | 45.23 | 20.35 | 17.32 | 12.8 | 13
Geo | 0 | 0 | 0 | 0 | 0 | 0
H | 0 | 0 | 0 | 0 | 0 | 0
LFG | 0 | 0 | 0 | 0.09 | 0.09 | 0.09
Nuc | 83.67 | 85.37 | 90.71 | 92.48 | 0.01 | 0.01
PS | 0 | 0 | 0 | 0 | 0 | 0
PV | 0 | 0 | 0 | 0 | 0 | 0
PeakG | 4.88 | 0 | 0 | 0 | 0 | 0
PeakO | 0 | 0 | 0 | 0 | 0 | 0
ST | 0 | 0 | 0 | 0 | 0 | 0
STOG | 0.15 | 0 | 0 | 0 | 0 | 0
STWD | 0 | 0 | 0 | 0 | 0 | 0
WT | 0 | 0 | 0 | 0 | 0 | 0
IGCC | 0 | 0 | 0 | 0 | 0 | 0
DemandResponse | 0 | 0 | 0 | 0 | 0 | 0
IGCC-CCS | 0 | 0 | 0 | 0 | 0 | 0
WT_off | 0 | 0 | 0 | 0 | 0 | 0
PseudoUnit | 0 | 0 | 0 | 0 | 0 | 0
FixedInterchange | 0 | 0 | 0 | 0 | 0 | 0
Fuel Cost by Reporting Type: NEISO
ReportingType | 2015 | 2020 | 2025 | 2030 | 2035 | 2040
BM | 128.98 | 81.79 | 29.72 | 128.96 | 128.97 | 128.98
CC | 1840.78 | 1223.09 | 905.29 | 458.03 | 116.31 | 67.49
CSP | 0 | 0 | 0 | 0 | 0 | 0
CT | 0.04 | 0.68 | 0.4 | 0.02 | 0 | 0
Coal | 2.15 | 0.03 | 0.03 | 0.02 | 0.02 | 0.02
Geo | 0 | 0 | 0 | 0 | 0 | 0
H | 0 | 0 | 0 | 0 | 0 | 0
LFG | 0.06 | 0.06 | 0.06 | 0.15 | 0.15 | 0.15
Nuc | 293.25 | 299.23 | 317.93 | 324.14 | 234.19 | 173
PS | 0 | 0 | 0 | 0 | 0 | 0
PV | 0 | 0 | 0 | 0 | 0 | 0
PeakG | 0.85 | 2.15 | 4.89 | 3.39 | 0 | 0.69
PeakO | 0 | 0 | 0 | 0 | 0 | 0
ST | 0 | 0 | 0 | 0 | 0 | 0
STOG | 0 | 0 | 0 | 0 | 0 | 0
STWD | 338.09 | 103.08 | 15.44 | 122.25 | 275.61 | 283.3
WT | 0 | 0 | 0 | 0 | 0 | 0
IGCC | 0 | 0 | 0 | 0 | 0 | 0
DemandResponse | 0 | 0 | 0 | 0 | 0 | 0
IGCC-CCS | 0 | 0 | 0 | 0 | 0 | 0
WT_off | 0 | 0 | 0 | 0 | 0 | 0
PseudoUnit | 0 | 0 | 0 | 0 | 0 | 0
FixedInterchange | 0 | 0 | 0 | 0 | 0 | 0
Fuel Cost by Reporting Type: NonRTO_Midwest
ReportingType | 2015 | 2020 | 2025 | 2030 | 2035 | 2040
BM | 0 | 0 | 0 | 0 | 150.89 | 2466.64
CC | 858.52 | 1693.32 | 1553.59 | 1218.53 | 1027.97 | 97.65
CSP | 0 | 0 | 0 | 0 | 0 | 0
CT | 0 | 0 | 0 | 0 | 0 | 0
Coal | 832.51 | 436.54 | 74.11 | 64.26 | 156.42 | 146.39
Geo | 0 | 0 | 0 | 0 | 0 | 0
H | 0 | 0 | 0 | 0 | 0 | 0
LFG | 0 | 0 | 0.2 | 0.2 | 0.2 | 0.2
Nuc | 0 | 0 | 0.01 | 0.02 | 86.79 | 86.78
PS | 0 | 0 | 0 | 0 | 0 | 0
PV | 0 | 0 | 0 | 0 | 0 | 0
PeakG | 10.33 | 5.01 | 10.57 | 0.21 | 0 | 0
PeakO | 0 | 0 | 0 | 0 | 0 | 0
ST | 0 | 0 | 0 | 0 | 0 | 0
STOG | 0 | 0 | 0 | 0 | 0 | 0
STWD | 0 | 0 | 0 | 0 | 0 | 0
WT | 0 | 0 | 0 | 0 | 0 | 0
IGCC | 0 | 0 | 0 | 0 | 0 | 0
DemandResponse | 0 | 0 | 0 | 0 | 0 | 0
IGCC-CCS | 0 | 0 | 0 | 0 | 0.01 | 0.01
WT_off | 0 | 0 | 0 | 0 | 0 | 0
PseudoUnit | 0 | 0 | 0 | 0 | 0 | 0
FixedInterchange | 0 | 0 | 0 | 0 | 0 | 0
Fuel Cost by Reporting Type: NYISO_A-F
ReportingType | 2015 | 2020 | 2025 | 2030 | 2035 | 2040
BM | 0 | 0 | 0 | 0 | 0.01 | 0.01
CC | 319.81 | 423.32 | 380.68 | 163.7 | 13.36 | 2.56
CSP | 0 | 0 | 0 | 0 | 0 | 0
CT | 0 | 0 | 0 | 0 | 0 | 0
Coal | 0.05 | 0.03 | 0.02 | 0.02 | 0.02 | 0.02
Geo | 0 | 0 | 0 | 0 | 0 | 0
H | 0 | 0 | 0 | 0 | 0 | 0
LFG | 0.01 | 0.01 | 0.09 | 0.09 | 0.09 | 0.09
Nuc | 217.02 | 221.45 | 235.29 | 195.6 | 154.22 | 93.47
PS | 0 | 0 | 0 | 0 | 0 | 0
PV | 0 | 0 | 0 | 0 | 0 | 0
PeakG | 0.12 | 0.42 | 0.01 | 0.22 | 0 | 0
PeakO | 0 | 0 | 0 | 0 | 0 | 0
ST | 0 | 0 | 0 | 0 | 0 | 0
STOG | 0 | 0 | 0 | 0 | 0 | 0
STWD | 0.06 | 1.31 | 1.35 | 7.12 | 29.98 | 38.19
WT | 0 | 0 | 0 | 0 | 0 | 0
IGCC | 0 | 0 | 0 | 0 | 0 | 0
DemandResponse | 0 | 0 | 0 | 0 | 0 | 0
IGCC-CCS | 0 | 0 | 0 | 0 | 0 | 0
WT_off | 0 | 0 | 0 | 0 | 0 | 0
PseudoUnit | 0 | 0 | 0 | 0 | 0 | 0
FixedInterchange | 0 | 0 | 0 | 0 | 0 | 0
Fuel Cost by Reporting Type: NYISO_G-I
ReportingType | 2015 | 2020 | 2025 | 2030 | 2035 | 2040
BM | 0 | 0 | 0 | 0 | 314.32 | 314.47
CC | 131.41 | 338.48 | 304.2 | 85.72 | 49.22 | 28.45
CSP | 0 | 0 | 0 | 0 | 0 | 0
CT | 0 | 0 | 0 | 0 | 0 | 0
Coal | 0.02 | 0.01 | 0.01 | 0 | 0 | 0
Geo | 0 | 0 | 0 | 0 | 0 | 0
H | 0 | 0 | 0 | 0 | 0 | 0
LFG | 0 | 0 | 0.09 | 0.09 | 0.09 | 0.09
Nuc | 130.64 | 133.3 | 141.63 | 144.4 | 72.91 | 178.7
PS | 0 | 0 | 0 | 0 | 0 | 0
PV | 0 | 0 | 0 | 0 | 0 | 0
PeakG | 0 | 0 | 0 | 0.01 | 0 | 0
PeakO | 0 | 0 | 0 | 0 | 0 | 0
ST | 0 | 0 | 0 | 0 | 0 | 0
STOG | 0.01 | 0.01 | 0.01 | 0.01 | 0 | 0
STWD | 0 | 0 | 0 | 0 | 0 | 0
WT | 0 | 0 | 0 | 0 | 0 | 0
IGCC | 0 | 0 | 0 | 0 | 0 | 0
DemandResponse | 0 | 0 | 0 | 0 | 0 | 0
IGCC-CCS | 0 | 0 | 0 | 0 | 0 | 0
WT_off | 0 | 0 | 0 | 0 | 0 | 0
PseudoUnit | 0 | 0 | 0 | 0 | 0 | 0
FixedInterchange | 0 | 0 | 0 | 0 | 0 | 0
Fuel Cost by Reporting Type: NYISO_J-K
ReportingType | 2015 | 2020 | 2025 | 2030 | 2035 | 2040
BM | 0 | 0 | 0 | 0 | 0 | 0
CC | 935.58 | 1022.21 | 911.83 | 433.85 | 290.12 | 150
CSP | 0 | 0 | 0 | 0 | 0 | 0
CT | 0 | 0 | 0 | 0 | 0 | 0
Coal | 0 | 0 | 0 | 0 | 0 | 0
Geo | 0 | 0 | 0 | 0 | 0 | 0
H | 0 | 0 | 0 | 0 | 0 | 0
LFG | 0 | 0 | 0 | 0.09 | 0.09 | 0.09
Nuc | 0 | 0 | 0 | 0.01 | 0.07 | 0.05
PS | 0 | 0 | 0 | 0 | 0 | 0
PV | 0 | 0 | 0 | 0 | 0 | 0
PeakG | 9.57 | 18.44 | 16.22 | 11.36 | 10.18 | 5.46
PeakO | 0 | 0 | 0 | 0 | 0 | 0
ST | 0 | 0 | 0 | 0 | 0 | 0
STOG | 33.37 | 38.91 | 34.23 | 26.44 | 16.52 | 11.51
STWD | 0 | 0 | 0 | 0 | 0 | 0
WT | 0 | 0 | 0 | 0 | 0 | 0
IGCC | 0 | 0 | 0 | 0 | 0 | 0
DemandResponse | 0 | 0 | 0 | 0 | 0 | 0
IGCC-CCS | 0 | 0 | 0 | 0 | 0 | 0
WT_off | 0 | 0 | 0 | 0 | 0 | 0
PseudoUnit | 0 | 0 | 0 | 0 | 0 | 0
FixedInterchange | 0 | 0 | 0 | 0 | 0 | 0
Fuel Cost by Reporting Type: PJM_E
ReportingType | 2015 | 2020 | 2025 | 2030 | 2035 | 2040
BM | 0.86 | 15.34 | 15.34 | 15.34 | 15.36 | 15.37
CC | 1979.9 | 2331.63 | 2188.52 | 1195.34 | 877.51 | 416.63
CSP | 0 | 0 | 0 | 0 | 0 | 0
CT | 0.02 | 0.18 | 0.16 | 0.23 | 0.11 | 0
Coal | 19.75 | 9.49 | 5.76 | 0.08 | 25.3 | 36.37
Geo | 0 | 0 | 0 | 0 | 0 | 0
H | 0 | 0 | 0 | 0 | 0 | 0
LFG | 0.01 | 0.18 | 0.18 | 0.18 | 0.18 | 0.18
Nuc | 563.79 | 533.75 | 567.11 | 578.19 | 415.33 | 329.37
PS | 0 | 0 | 0 | 0 | 0 | 0
PV | 0 | 0 | 0 | 0 | 0 | 0
PeakG | 5.34 | 17.14 | 15.36 | 21.42 | 10.29 | 10.11
PeakO | 0 | 0 | 0 | 0 | 0 | 0
ST | 0 | 0 | 0 | 0 | 0 | 0
STOG | 18.46 | 35.99 | 8.07 | 5.9 | 2.84 | 0
STWD | 0 | 0 | 0 | 0 | 0 | 0
WT | 0 | 0 | 0 | 0 | 0 | 0
IGCC | 0 | 0 | 0 | 0 | 0 | 0
DemandResponse | 0 | 0 | 0 | 0 | 0 | 0
IGCC-CCS | 0 | 0 | 0 | 0 | 0.01 | 0.01
WT_off | 0 | 0 | 0 | 0 | 0 | 0
PseudoUnit | 0 | 0 | 0 | 0 | 0 | 0
FixedInterchange | 0 | 0 | 0 | 0 | 0 | 0
Fuel Cost by Reporting Type: PJM_ROM
ReportingType | 2015 | 2020 | 2025 | 2030 | 2035 | 2040
BM | 0.52 | 9.21 | 9.21 | 9.21 | 1205.49 | 1205.77
CC | 861.31 | 1112.48 | 1089.23 | 465.11 | 402.71 | 178.1
CSP | 0 | 0 | 0 | 0 | 0 | 0
CT | 0.01 | 0.11 | 0.1 | 0.14 | 0 | 0
Coal | 223.18 | 29.88 | 0.78 | 0.2 | 0.38 | 0.39
Geo | 0 | 0 | 0 | 0 | 0 | 0
H | 0 | 0 | 0 | 0 | 0 | 0
LFG | 0.02 | 0.36 | 0.36 | 0.36 | 0.36 | 0.36
Nuc | 337.6 | 344.49 | 366.02 | 373.18 | 469.54 | 951.31
PS | 0 | 0 | 0 | 0 | 0 | 0
PV | 0 | 0 | 0 | 0 | 0 | 0
PeakG | 0 | 3.48 | 2.38 | 7.19 | 6.6 | 6.15
PeakO | 0 | 0 | 0 | 0 | 0 | 0
ST | 0 | 0 | 0 | 0 | 0 | 0
STOG | 45.12 | 54.1 | 74.98 | 30.29 | 14.52 | 0
STWD | 2.03 | 35.1 | 35.1 | 35.1 | 35.1 | 35.1
WT | 0 | 0 | 0 | 0 | 0 | 0
IGCC | 0 | 0 | 0 | 0 | 0 | 0
DemandResponse | 0 | 0 | 0 | 0 | 0 | 0
IGCC-CCS | 0 | 0 | 0 | 0 | 0.01 | 0.01
WT_off | 0 | 0 | 0 | 0 | 0 | 0
PseudoUnit | 0 | 0 | 0 | 0 | 0 | 0
FixedInterchange | 0 | 0 | 0 | 0 | 0 | 0
Fuel Cost by Reporting Type: PJM_ROR
ReportingType | 2015 | 2020 | 2025 | 2030 | 2035 | 2040
BM | 11.05 | 196.9 | 196.89 | 196.9 | 196.92 | 5398.03
CC | 6305.28 | 9146.69 | 8276.62 | 5153.49 | 3872.42 | 1637.92
CSP | 0 | 0 | 0 | 0 | 0 | 0
CT | 0.18 | 0.2 | 0.18 | 0.14 | 0 | 0
Coal | 4187.33 | 2006.95 | 242.33 | 161.52 | 511.6 | 458.51
Geo | 0 | 0 | 0 | 0 | 0 | 0
H | 0 | 0 | 0 | 0 | 0 | 0
LFG | 0.07 | 0.73 | 0.73 | 0.73 | 0.73 | 0.73
Nuc | 1319.64 | 1346.55 | 1430.71 | 1428.42 | 1348.53 | 1255.59
PS | 0 | 0 | 0 | 0 | 0 | 0
PV | 0 | 0 | 0 | 0 | 0 | 0
PeakG | 56.75 | 78.89 | 81.12 | 53.04 | 25.71 | 5.16
PeakO | 0 | 0 | 0 | 0 | 0 | 0
ST | 0 | 0 | 0 | 0 | 0 | 0
STOG | 24.47 | 51.27 | 46.48 | 35.07 | 9.49 | 0
STWD | 3.13 | 103.86 | 103.86 | 103.86 | 103.86 | 103.86
WT | 0 | 0 | 0 | 0 | 0 | 0
IGCC | 0 | 0 | 0 | 0 | 0 | 0
DemandResponse | 0 | 0 | 0 | 0 | 0 | 0
IGCC-CCS | 0 | 0 | 0 | 0 | 0.01 | 0.01
WT_off | 0 | 0 | 0 | 0 | 0 | 0
PseudoUnit | 0 | 0 | 0 | 0 | 0 | 0
FixedInterchange | 0 | 0 | 0 | 0 | 0 | 0
Fuel Cost by Reporting Type: SOCO
ReportingType | 2015 | 2020 | 2025 | 2030 | 2035 | 2040
BM | 2.62 | 6.1 | 20.5 | 28.13 | 1534.58 | 3278.09
CC | 6643.9 | 8312.5 | 7053.23 | 3959.09 | 987.17 | 286.77
CSP | 0 | 0 | 0 | 0 | 0 | 0
CT | 0 | 0 | 0 | 0 | 0 | 0
Coal | 1000.1 | 362.9 | 179.2 | 217.92 | 219.41 | 220.13
Geo | 0 | 0 | 0 | 0 | 0 | 0
H | 0 | 0 | 0 | 0 | 0 | 0
LFG | 0 | 0 | 0.14 | 0.14 | 0.14 | 0.14
Nuc | 396.64 | 551.11 | 585.56 | 761.9 | 1663.22 | 1827.77
PS | 0 | 0 | 0 | 0 | 0 | 0
PV | 0 | 0 | 0 | 0 | 0 | 0
PeakG | 45.35 | 62.61 | 93.4 | 54.39 | 16.74 | 8.02
PeakO | 0 | 0 | 0 | 0 | 0 | 0
ST | 0 | 0 | 0 | 0 | 0 | 0
STOG | 0 | 0 | 0 | 0 | 0 | 0
STWD | 21.93 | 37.89 | 57.91 | 241.3 | 392.54 | 242.39
WT | 0 | 0 | 0 | 0 | 0 | 0
IGCC | 0 | 0 | 0 | 0 | 0 | 0
DemandResponse | 0 | 0 | 0 | 0 | 0 | 0
IGCC-CCS | 0 | 0 | 0.01 | 0.01 | 0.01 | 0.01
WT_off | 0 | 0 | 0 | 0 | 0 | 0
PseudoUnit | 0 | 0 | 0 | 0 | 0 | 0
FixedInterchange | 0 | 0 | 0 | 0 | 0 | 0
Fuel Cost by Reporting Type: SPP_N
ReportingType | 2015 | 2020 | 2025 | 2030 | 2035 | 2040
BM | 0 | 0 | 0 | 0 | 0 | 0
CC | 294.75 | 61.14 | 63.79 | 25.81 | 14.69 | 10.54
CSP | 0 | 0 | 0 | 0 | 0 | 0
CT | 0 | 0 | 0 | 0 | 0 | 0
Coal | 876.95 | 174.69 | 3.35 | 0.02 | 0.02 | 0.02
Geo | 0 | 0 | 0 | 0 | 0 | 0
H | 0 | 0 | 0 | 0 | 0 | 0
LFG | 0 | 0 | 0 | 0.12 | 0.12 | 0.12
Nuc | 74.76 | 76.29 | 81.06 | 82.64 | 82.64 | 63.69
PS | 0 | 0 | 0 | 0 | 0 | 0
PV | 0 | 0 | 0 | 0 | 0 | 0
PeakG | 2.41 | 0.01 | 0 | 0 | 0 | 0
PeakO | 0 | 0 | 0 | 0 | 0 | 0
ST | 0 | 0 | 0 | 0 | 0 | 0
STOG | 22.16 | 0.01 | 0 | 0 | 0 | 0
STWD | 0 | 0 | 0 | 0 | 0 | 0
WT | 0 | 0 | 0 | 0 | 0 | 0
IGCC | 0 | 0 | 0 | 0 | 0 | 0
DemandResponse | 0 | 0 | 0 | 0 | 0 | 0
IGCC-CCS | 0 | 0 | 0 | 0 | 0 | 0
WT_off | 0 | 0 | 0 | 0 | 0 | 0
PseudoUnit | 0 | 0 | 0 | 0 | 0 | 0
FixedInterchange | 0 | 0 | 0 | 0 | 0 | 0
Fuel Cost by Reporting Type: SPP_S
ReportingType | 2015 | 2020 | 2025 | 2030 | 2035 | 2040
BM | 0 | 0 | 0 | 0 | 0 | 0
CC | 2558.18 | 483.19 | 438.77 | 270.92 | 199.24 | 136.85
CSP | 0 | 0 | 0 | 0 | 0 | 0
CT | 0.01 | 0.01 | 0 | 0 | 0 | 0
Coal | 1354.2 | 126.31 | 9.05 | 0.02 | 0.01 | 0.01
Geo | 0 | 0 | 0 | 0 | 0 | 0
H | 0 | 0 | 0 | 0 | 0 | 0
LFG | 0 | 0 | 0 | 0.12 | 0.12 | 0.12
Nuc | 0 | 0 | 0 | 0.01 | 0.01 | 0.01
PS | 0 | 0 | 0 | 0 | 0 | 0
PV | 0 | 0 | 0 | 0 | 0 | 0
PeakG | 0.01 | 0.01 | 0.01 | 0.01 | 0 | 0
PeakO | 0 | 0 | 0 | 0 | 0 | 0
ST | 0 | 0 | 0 | 0 | 0 | 0
STOG | 174.13 | 42.05 | 33.18 | 31.61 | 12.32 | 14.94
STWD | 4.81 | 1.35 | 2.63 | 7.13 | 10.35 | 10.51
WT | 0 | 0 | 0 | 0 | 0 | 0
IGCC | 0 | 0 | 0 | 0 | 0 | 0
DemandResponse | 0 | 0 | 0 | 0 | 0 | 0
IGCC-CCS | 0 | 0 | 0 | 0 | 0 | 0
WT_off | 0 | 0 | 0 | 0 | 0 | 0
PseudoUnit | 0 | 0 | 0 | 0 | 0 | 0
FixedInterchange | 0 | 0 | 0 | 0 | 0 | 0
Fuel Cost by Reporting Type: TVA
ReportingType | 2015 | 2020 | 2025 | 2030 | 2035 | 2040
BM | 0 | 0 | 0 | 0 | 3781.47 | 3781.61
CC | 2049.77 | 3328.9 | 3306.07 | 2252.51 | 898.09 | 198.38
CSP | 0 | 0 | 0 | 0 | 0 | 0
CT | 0 | 0 | 0 | 0 | 0 | 0
Coal | 764.64 | 347.32 | 11.35 | 0.12 | 0.18 | 0.18
Geo | 0 | 0 | 0 | 0 | 0 | 0
H | 0 | 0 | 0 | 0 | 0 | 0
LFG | 0 | 0 | 0.14 | 0.14 | 0.14 | 0.14
Nuc | 542.87 | 553.94 | 588.56 | 615.86 | 446.89 | 750.46
PS | 0 | 0 | 0 | 0 | 0 | 0
PV | 0 | 0 | 0 | 0 | 0 | 0
PeakG | 0 | 0 | 0 | 0 | 0 | 0
PeakO | 0 | 0 | 0 | 0 | 0 | 0
ST | 0 | 0 | 0 | 0 | 0 | 0
STOG | 0 | 0 | 0 | 0 | 0 | 0
STWD | 0.15 | 0.15 | 0.27 | 2.02 | 2.75 | 2.38
WT | 0 | 0 | 0 | 0 | 0 | 0
IGCC | 0 | 0 | 0 | 0 | 0 | 0
DemandResponse | 0 | 0 | 0 | 0 | 0 | 0
IGCC-CCS | 0 | 0 | 0 | 0.01 | 0.01 | 0.01
WT_off | 0 | 0 | 0 | 0 | 0 | 0
PseudoUnit | 0 | 0 | 0 | 0 | 0 | 0
FixedInterchange | 0 | 0 | 0 | 0 | 0 | 0
Fuel Cost by Reporting Type: TVA_Transmission
ReportingType | 2015 | 2020 | 2025 | 2030 | 2035 | 2040
BM | 0 | 0 | 0 | 0 | 0 | 0
CC | 0 | 0 | 0 | 0 | 0 | 0
CSP | 0 | 0 | 0 | 0 | 0 | 0
CT | 0 | 0 | 0 | 0 | 0 | 0
Coal | 0 | 0 | 0 | 0 | 0 | 0
Geo | 0 | 0 | 0 | 0 | 0 | 0
H | 0 | 0 | 0 | 0 | 0 | 0
LFG | 0 | 0 | 0 | 0 | 0 | 0
Nuc | 0 | 0 | 0 | 0 | 0 | 0
PS | 0 | 0 | 0 | 0 | 0 | 0
PV | 0 | 0 | 0 | 0 | 0 | 0
PeakG | 0 | 0 | 0 | 0 | 0 | 0
PeakO | 0 | 0 | 0 | 0 | 0 | 0
ST | 0 | 0 | 0 | 0 | 0 | 0
STOG | 0 | 0 | 0 | 0 | 0 | 0
STWD | 0 | 0 | 0 | 0 | 0 | 0
WT | 0 | 0 | 0 | 0 | 0 | 0
IGCC | 0 | 0 | 0 | 0 | 0 | 0
DemandResponse | 0 | 0 | 0 | 0 | 0 | 0
IGCC-CCS | 0 | 0 | 0 | 0 | 0 | 0
WT_off | 0 | 0 | 0 | 0 | 0 | 0
PseudoUnit | 0 | 0 | 0 | 0 | 0 | 0
FixedInterchange | 0 | 0 | 0 | 0 | 0 | 0
Fuel Cost by Reporting Type: VACAR
ReportingType | 2015 | 2020 | 2025 | 2030 | 2035 | 2040
BM | 0.46 | 87.66 | 363.19 | 369.61 | 3572.93 | 3572.96
CC | 5262.18 | 5572.88 | 4819.35 | 2954.23 | 1460.5 | 275.05
CSP | 0 | 0 | 0 | 0 | 0 | 0
CT | 1.71 | 1.83 | 1.69 | 0 | 0 | 0
Coal | 961.79 | 537.98 | 99.56 | 92.41 | 140.74 | 141.16
Geo | 0 | 0 | 0 | 0 | 0 | 0
H | 0 | 0 | 0 | 0 | 0 | 0
LFG | 0 | 0.14 | 0.14 | 0.14 | 0.14 | 0.14
Nuc | 730.67 | 900.6 | 1177.42 | 1363.64 | 1417.16 | 1995.14
PS | 0 | 0 | 0 | 0 | 0 | 0
PV | 0 | 0 | 0 | 0 | 0 | 0
PeakG | 2.45 | 0.01 | 0.01 | 0.01 | 0.01 | 0.02
PeakO | 0 | 0 | 0 | 0 | 0 | 0
ST | 0 | 0 | 0 | 0 | 0 | 0
STOG | 0 | 0 | 0 | 0 | 0 | 0
STWD | 159.73 | 159.72 | 159.72 | 159.72 | 159.72 | 124.07
WT | 0 | 0 | 0 | 0 | 0 | 0
IGCC | 0 | 0 | 0 | 0 | 0 | 0
DemandResponse | 0 | 0 | 0 | 0 | 0 | 0
IGCC-CCS | 0 | 0 | 0 | 0 | 0.01 | 0.01
WT_off | 0 | 0 | 0 | 0 | 0 | 0
PseudoUnit | 0 | 0 | 0 | 0 | 0 | 0
FixedInterchange | 0 | 0 | 0 | 0 | 0 | 0
Fuel Cost by Reporting Type: IESO
ReportingType | 2015 | 2020 | 2025 | 2030 | 2035 | 2040
BM | 0 | 0.09 | 0.48 | 8.77 | 22.24 | 126.9
CC | 37.08 | 7.79 | 3.24 | 0 | 0 | 0
CSP | 0 | 0 | 0 | 0 | 0 | 0
CT | 0 | 0 | 0 | 0 | 0 | 0
Coal | 0 | 0 | 0 | 0 | 0 | 0
Geo | 0 | 0 | 0 | 0 | 0 | 0
H | 0 | 0 | 0 | 0 | 0 | 0
LFG | 0.02 | 0.02 | 0.02 | 0.02 | 0.02 | 0.02
Nuc | 854.23 | 871.65 | 926.13 | 944.22 | 869.51 | 757.81
PS | 0 | 0 | 0 | 0 | 0 | 0
PV | 0 | 0 | 0 | 0 | 0 | 0
PeakG | 0 | 0 | 0 | 0 | 0 | 0
PeakO | 0 | 0 | 0 | 0 | 0 | 0
ST | 0 | 0 | 0 | 0 | 0 | 0
STOG | 0 | 0 | 0 | 0 | 0 | 0
STWD | 1.82 | 0.67 | 1.45 | 3.55 | 67.37 | 52.34
WT | 0 | 0 | 0 | 0 | 0 | 0
IGCC | 0 | 0 | 0 | 0 | 0 | 0
DemandResponse | 0 | 0 | 0 | 0 | 0 | 0
IGCC-CCS | 0 | 0 | 0 | 0 | 0 | 0
WT_off | 0 | 0 | 0 | 0 | 0 | 0
PseudoUnit | 0 | 0 | 0 | 0 | 0 | 0
FixedInterchange | 0 | 0 | 0 | 0 | 0 | 0
Fuel Cost by Reporting Type: MAPP_CA
ReportingType | 2015 | 2020 | 2025 | 2030 | 2035 | 2040
BM | 0 | 0 | 0 | 0 | 0 | 0
CC | 55.92 | 19.42 | 0.01 | 0 | 0 | 0
CSP | 0 | 0 | 0 | 0 | 0 | 0
CT | 0 | 0 | 0 | 0 | 0 | 0
Coal | 0.01 | 0.01 | 0 | 0 | 0 | 0
Geo | 0 | 0 | 0 | 0 | 0 | 0
H | 0 | 0 | 0 | 0 | 0 | 0
LFG | 0 | 0 | 0 | 0 | 0 | 0
Nuc | 0 | 0 | 0 | 0 | 0.02 | 0.01
PS | 0 | 0 | 0 | 0 | 0 | 0
PV | 0 | 0 | 0 | 0 | 0 | 0
PeakG | 0.21 | 0 | 0 | 0 | 0 | 0
PeakO | 0 | 0 | 0 | 0 | 0 | 0
ST | 0 | 0 | 0 | 0 | 0 | 0
STOG | 0 | 0 | 0 | 0 | 0 | 0
STWD | 0 | 0 | 0 | 0 | 0 | 0
WT | 0 | 0 | 0 | 0 | 0 | 0
IGCC | 0 | 0 | 0 | 0 | 0 | 0
DemandResponse | 0 | 0 | 0 | 0 | 0 | 0
IGCC-CCS | 0 | 0 | 0 | 0 | 0 | 0
WT_off | 0 | 0 | 0 | 0 | 0 | 0
PseudoUnit | 0 | 0 | 0 | 0 | 0 | 0
FixedInterchange | 0 | 0 | 0 | 0 | 0 | 0
Fuel Cost by Reporting Type: AZ_NM_SNV_Coal
ReportingType | 2015 | 2020 | 2025 | 2030 | 2035 | 2040
BM | 0 | 0 | 0 | 0 | 0 | 0
CC | 0 | 0 | 0 | 0 | 0 | 0
CSP | 0 | 0 | 0 | 0 | 0 | 0
CT | 0 | 0 | 0 | 0 | 0 | 0
Coal | 823.35 | 646.93 | 99.07 | 8.36 | 48.31 | 24.08
Geo | 0 | 0 | 0 | 0 | 0 | 0
H | 0 | 0 | 0 | 0 | 0 | 0
LFG | 0 | 0 | 0 | 0 | 0 | 0
Nuc | 0 | 0 | 0 | 0 | 0 | 0
PS | 0 | 0 | 0 | 0 | 0 | 0
PV | 0 | 0 | 0 | 0 | 0 | 0
PeakG | 0 | 0 | 0 | 0 | 0 | 0
PeakO | 0 | 0 | 0 | 0 | 0 | 0
ST | 0 | 0 | 0 | 0 | 0 | 0
STOG | 0 | 0 | 0 | 0 | 0 | 0
STWD | 0 | 0 | 0 | 0 | 0 | 0
WT | 0 | 0 | 0 | 0 | 0 | 0
IGCC | 0 | 0 | 0 | 0 | 0 | 0
DemandResponse | 0 | 0 | 0 | 0 | 0 | 0
IGCC-CCS | 0 | 0 | 0 | 0 | 0 | 0
WT_off | 0 | 0 | 0 | 0 | 0 | 0
PseudoUnit | 0 | 0 | 0 | 0 | 0 | 0
FixedInterchange | 0 | 0 | 0 | 0 | 0 | 0
Fuel Cost by Reporting Type: AZ_NM_SNV_Gas
ReportingType | 2015 | 2020 | 2025 | 2030 | 2035 | 2040
BM | 0 | 0 | 0 | 0 | 0 | 0
CC | 3059.81 | 2640.09 | 3625.23 | 1531.36 | 528.22 | 443.76
CSP | 0 | 0 | 0 | 0 | 0 | 0
CT | 0 | 0 | 0 | 0 | 0 | 0
Coal | 0 | 0 | 0 | 0 | 0 | 0
Geo | 0 | 0 | 0 | 0 | 0 | 0
H | 0 | 0 | 0 | 0 | 0 | 0
LFG | 0 | 0 | 0 | 0 | 0 | 0
Nuc | 0 | 0 | 0 | 0 | 0 | 0
PS | 0 | 0 | 0 | 0 | 0 | 0
PV | 0 | 0 | 0 | 0 | 0 | 0
PeakG | 0 | 0 | 0 | 0 | 0 | 0
PeakO | 0 | 0 | 0 | 0 | 0 | 0
ST | 0 | 0 | 0 | 0 | 0 | 0
STOG | 0 | 0 | 0 | 0 | 0 | 0
STWD | 0 | 0 | 0 | 0 | 0 | 0
WT | 0 | 0 | 0 | 0 | 0 | 0
IGCC | 0 | 0 | 0 | 0 | 0 | 0
DemandResponse | 0 | 0 | 0 | 0 | 0 | 0
IGCC-CCS | 0 | 0 | 0 | 0 | 0 | 0
WT_off | 0 | 0 | 0 | 0 | 0 | 0
PseudoUnit | 0 | 0 | 0 | 0 | 0 | 0
FixedInterchange | 0 | 0 | 0 | 0 | 0 | 0
Fuel Cost by Reporting Type: AZ_NM_SNV_NucRenew
ReportingType | 2015 | 2020 | 2025 | 2030 | 2035 | 2040
BM | 0 | 0 | 0 | 0.01 | 0.06 | 0.36
CC | 0 | 0 | 0 | 0 | 0 | 0
CSP | 0 | 0 | 0 | 0 | 0 | 0
CT | 0 | 0 | 0 | 0 | 0 | 0
Coal | 0 | 0 | 0 | 0 | 0 | 0
Geo | 0 | 0 | 0 | 0 | 0 | 0
H | 0 | 0 | 0 | 0 | 0 | 0
LFG | 0 | 0 | 0.08 | 0.08 | 0.08 | 0.08
Nuc | 254.91 | 260.1 | 276.37 | 593.61 | 1046.59 | 1081.04
PS | 0 | 0 | 0 | 0 | 0 | 0
PV | 0 | 0 | 0 | 0 | 0 | 0
PeakG | 0 | 0 | 0 | 0 | 0 | 0
PeakO | 0 | 0 | 0 | 0 | 0 | 0
ST | 0 | 0 | 0 | 0 | 0 | 0
STOG | 0 | 0 | 0 | 0 | 0 | 0
STWD | 11.54 | 11.54 | 11.54 | 11.54 | 11.54 | 11.54
WT | 0 | 0 | 0 | 0 | 0 | 0
IGCC | 0 | 0 | 0 | 0 | 0 | 0
DemandResponse | 0 | 0 | 0 | 0 | 0 | 0
IGCC-CCS | 0 | 0 | 0 | 0 | 0 | 0
WT_off | 0 | 0 | 0 | 0 | 0 | 0
PseudoUnit | 0 | 0 | 0 | 0 | 0 | 0
FixedInterchange | 0 | 0 | 0 | 0 | 0 | 0
Fuel Cost by Reporting Type: ERCOT
ReportingType | 2015 | 2020 | 2025 | 2030 | 2035 | 2040
BM | 3.99 | 6.89 | 10.42 | 74.15 | 2078.84 | 1603.68
CC | 8933.43 | 10399.66 | 8037.81 | 5314.6 | 2512.3 | 1952.57
CSP | 0 | 0 | 0 | 0 | 0 | 0
CT | 0 | 0.17 | 0.1 | 0.41 | 0 | 0
Coal | 793.77 | 492.01 | 98.92 | 113.46 | 142.84 | 142.86
Geo | 0 | 0 | 0 | 0 | 0 | 0
H | 0 | 0 | 0 | 0 | 0 | 0
LFG | 0 | 0 | 0.45 | 0.45 | 0.45 | 0.45
Nuc | 339.13 | 346.04 | 367.67 | 590.76 | 1145.67 | 1454.6
PS | 0 | 0 | 0 | 0 | 0 | 0
PV | 0 | 0 | 0 | 0 | 0 | 0
PeakG | 0 | 0.5 | 0 | 2.13 | 2.22 | 2.42
PeakO | 0 | 0 | 0 | 0 | 0 | 0
ST | 0 | 0 | 0 | 0 | 0 | 0
STOG | 143.37 | 244.96 | 66.07 | 33.18 | 0 | 0
STWD | 0 | 0 | 0 | 0 | 0 | 0
WT | 0 | 0 | 0 | 0 | 0 | 0
IGCC | 0 | 0 | 0 | 0 | 0 | 0
DemandResponse | 0 | 0 | 0 | 0 | 0 | 0
IGCC-CCS | 0 | 0 | 0 | 0 | 0 | 0
WT_off | 0 | 0 | 0 | 0 | 0 | 0
PseudoUnit | 0 | 0 | 0 | 0 | 0 | 0
FixedInterchange | 0 | 0 | 0 | 0 | 0 | 0
Fuel Cost by Reporting Type: NP15
ReportingType | 2015 | 2020 | 2025 | 2030 | 2035 | 2040
BM | 0 | 0 | 0 | 0 | 0.05 | 0.1
CC | 2842.33 | 3068.13 | 2884.68 | 1338.4 | 538.37 | 224.25
CSP | 0 | 0 | 0 | 0 | 0 | 0
CT | 0 | 0 | 0 | 0 | 0 | 0
Coal | 35.53 | 0.01 | 0 | 0 | 0 | 0
Geo | 0 | 0 | 0 | 0 | 0 | 0
H | 0 | 0 | 0 | 0 | 0 | 0
LFG | 0 | 0.48 | 0.72 | 0.72 | 0.72 | 0.72
Nuc | 150.62 | 153.69 | 163.31 | 545.29 | 649.11 | 744.76
PS | 0 | 0 | 0 | 0 | 0 | 0
PV | 0 | 0 | 0 | 0 | 0 | 0
PeakG | 0 | 0 | 0 | 0 | 0 | 0
PeakO | 0 | 0 | 0 | 0 | 0 | 0
ST | 0 | 0 | 0 | 0 | 0 | 0
STOG | 4.39 | 2.62 | 4.46 | 0 | 0 | 0
STWD | 244.45 | 244.44 | 114.12 | 244.44 | 244.44 | 244.44
WT | 0 | 0 | 0 | 0 | 0 | 0
IGCC | 0 | 0 | 0 | 0 | 0 | 0
DemandResponse | 0 | 0 | 0 | 0 | 0 | 0
IGCC-CCS | 0 | 0 | 0 | 0 | 0 | 0
WT_off | 0 | 0 | 0 | 0 | 0 | 0
PseudoUnit | 0 | 0 | 0 | 0 | 0 | 0
FixedInterchange | 0 | 0 | 0 | 0 | 0 | 0
Fuel Cost by Reporting Type: NWPP_Coal
ReportingType | 2015 | 2020 | 2025 | 2030 | 2035 | 2040
BM | 0 | 0 | 0 | 0 | 0 | 0
CC | 0 | 0 | 0 | 0 | 0 | 0
CSP | 0 | 0 | 0 | 0 | 0 | 0
CT | 0 | 0 | 0 | 0 | 0 | 0
Coal | 598.61 | 371.04 | 21.75 | 21.7 | 21.7 | 21.7
Geo | 0 | 0 | 0 | 0 | 0 | 0
H | 0 | 0 | 0 | 0 | 0 | 0
LFG | 0 | 0 | 0 | 0 | 0 | 0
Nuc | 0 | 0 | 0 | 0 | 0 | 0
PS | 0 | 0 | 0 | 0 | 0 | 0
PV | 0 | 0 | 0 | 0 | 0 | 0
PeakG | 0 | 0 | 0 | 0 | 0 | 0
PeakO | 0 | 0 | 0 | 0 | 0 | 0
ST | 0 | 0 | 0 | 0 | 0 | 0
STOG | 0 | 0 | 0 | 0 | 0 | 0
STWD | 0 | 0 | 0 | 0 | 0 | 0
WT | 0 | 0 | 0 | 0 | 0 | 0
IGCC | 0 | 0 | 0 | 0 | 0 | 0
DemandResponse | 0 | 0 | 0 | 0 | 0 | 0
IGCC-CCS | 0 | 0 | 0 | 0 | 0 | 0
WT_off | 0 | 0 | 0 | 0 | 0 | 0
PseudoUnit | 0 | 0 | 0 | 0 | 0 | 0
FixedInterchange | 0 | 0 | 0 | 0 | 0 | 0
Fuel Cost by Reporting Type: NWPP_Gas
ReportingType | 2015 | 2020 | 2025 | 2030 | 2035 | 2040
BM | 0 | 0 | 0 | 0 | 0 | 0
CC | 2206.98 | 3174.28 | 2945.49 | 1306.88 | 263.31 | 262.34
CSP | 0 | 0 | 0 | 0 | 0 | 0
CT | 0 | 0 | 0 | 0 | 0 | 0
Coal | 0 | 0 | 0 | 0 | 0 | 0
Geo | 0 | 0 | 0 | 0 | 0 | 0
H | 0 | 0 | 0 | 0 | 0 | 0
LFG | 0 | 0 | 0 | 0 | 0 | 0
Nuc | 0 | 0 | 0 | 0 | 0 | 0
PS | 0 | 0 | 0 | 0 | 0 | 0
PV | 0 | 0 | 0 | 0 | 0 | 0
PeakG | 0 | 0 | 0 | 0 | 0 | 0
PeakO | 0 | 0 | 0 | 0 | 0 | 0
ST | 0 | 0 | 0 | 0 | 0 | 0
STOG | 0 | 0 | 0 | 0 | 0 | 0
STWD | 0 | 0 | 0 | 0 | 0 | 0
WT | 0 | 0 | 0 | 0 | 0 | 0
IGCC | 0 | 0 | 0 | 0 | 0 | 0
DemandResponse | 0 | 0 | 0 | 0 | 0 | 0
IGCC-CCS | 0 | 0 | 0 | 0 | 0 | 0
WT_off | 0 | 0 | 0 | 0 | 0 | 0
PseudoUnit | 0 | 0 | 0 | 0 | 0 | 0
FixedInterchange | 0 | 0 | 0 | 0 | 0 | 0
Fuel Cost by Reporting Type: NWPP_NucRenew
ReportingType | 2015 | 2020 | 2025 | 2030 | 2035 | 2040
BM | 0 | 4.55 | 16.65 | 16.65 | 16.68 | 157.81
CC | 0 | 0 | 0 | 0 | 0 | 0
CSP | 0 | 0 | 0 | 0 | 0 | 0
CT | 0 | 0 | 0 | 0 | 0 | 0
Coal | 0 | 0 | 0 | 0 | 0 | 0
Geo | 0 | 0 | 0 | 0 | 0 | 0
H | 0 | 0 | 0 | 0 | 0 | 0
LFG | 0.03 | 0.03 | 0.34 | 0.34 | 0.34 | 0.34
Nuc | 71.13 | 72.58 | 77.13 | 78.74 | 317.55 | 421.33
PS | 0 | 0 | 0 | 0 | 0 | 0
PV | 0 | 0 | 0 | 0 | 0 | 0
PeakG | 0 | 0 | 0 | 0 | 0 | 0
PeakO | 0 | 0 | 0 | 0 | 0 | 0
ST | 0 | 0 | 0 | 0 | 0 | 0
STOG | 0 | 0 | 0 | 0 | 0 | 0
STWD | 0 | 1.36 | 301.45 | 301.45 | 301.45 | 301.45
WT | 0 | 0 | 0 | 0 | 0 | 0
IGCC | 0 | 0 | 0 | 0 | 0 | 0
DemandResponse | 0 | 0 | 0 | 0 | 0 | 0
IGCC-CCS | 0 | 0 | 0 | 0 | 0 | 0
WT_off | 0 | 0 | 0 | 0 | 0 | 0
PseudoUnit | 0 | 0 | 0 | 0 | 0 | 0
FixedInterchange | 0 | 0 | 0 | 0 | 0 | 0
Fuel Cost by Reporting Type: RMPA
ReportingType | 2015 | 2020 | 2025 | 2030 | 2035 | 2040
BM | 0 | 0 | 0 | 0.01 | 454.57 | 630.71
CC | 519.57 | 542.91 | 871.74 | 400.11 | 179.43 | 158.89
CSP | 0 | 0 | 0 | 0 | 0 | 0
CT | 0 | 0 | 0 | 0 | 0 | 0
Coal | 563.17 | 455.05 | 86.83 | 51.49 | 51.49 | 49.75
Geo | 0 | 0 | 0 | 0 | 0 | 0
H | 0 | 0 | 0 | 0 | 0 | 0
LFG | 0 | 0 | 0.04 | 0.04 | 0.04 | 0.04
Nuc | 0 | 0 | 0.34 | 134.53 | 134.57 | 134.56
PS | 0 | 0 | 0 | 0 | 0 | 0
PV | 0 | 0 | 0 | 0 | 0 | 0
PeakG | 0 | 0 | 0 | 0 | 0 | 0
PeakO | 0 | 0 | 0 | 0 | 0 | 0
ST | 0 | 0 | 0 | 0 | 0 | 0
STOG | 0 | 0 | 0 | 0 | 0 | 0
STWD | 0 | 0 | 0 | 0 | 0 | 0
WT | 0 | 0 | 0 | 0 | 0 | 0
IGCC | 0 | 0 | 0 | 0 | 0 | 0
DemandResponse | 0 | 0 | 0 | 0 | 0 | 0
IGCC-CCS | 0 | 0 | 0 | 0 | 0 | 0
WT_off | 0 | 0 | 0 | 0 | 0 | 0
PseudoUnit | 0 | 0 | 0 | 0 | 0 | 0
FixedInterchange | 0 | 0 | 0 | 0 | 0 | 0
Fuel Cost by Reporting Type: SP15
ReportingType | 2015 | 2020 | 2025 | 2030 | 2035 | 2040
BM | 3.07 | 3.07 | 3.06 | 3.07 | 3.1 | 3.11
CC | 3731.57 | 3720.81 | 3415.94 | 2246.02 | 1042.51 | 800.67
CSP | 0 | 0 | 0 | 0 | 0 | 0
CT | 0 | 0 | 0 | 0 | 0 | 0
Coal | 20.36 | 3.9 | 1.76 | 0 | 0 | 0
Geo | 0 | 0 | 0 | 0 | 0 | 0
H | 0 | 0 | 0 | 0 | 0 | 0
LFG | 0.01 | 0.72 | 0.72 | 0.72 | 0.72 | 0.72
Nuc | 139.02 | 141.86 | 150.73 | 219.98 | 256.4 | 508.33
PS | 0 | 0 | 0 | 0 | 0 | 0
PV | 0 | 0 | 0 | 0 | 0 | 0
PeakG | 0 | 0 | 0 | 0 | 0 | 0
PeakO | 0 | 0 | 0 | 0 | 0 | 0
ST | 0 | 0 | 0 | 0 | 0 | 0
STOG | 37.61 | 18.74 | 28.73 | 10.07 | 2.73 | 1.39
STWD | 62.63 | 62.63 | 56.17 | 62.63 | 62.63 | 62.63
WT | 0 | 0 | 0 | 0 | 0 | 0
IGCC | 0 | 0 | 0 | 0 | 0 | 0
DemandResponse | 0 | 0 | 0 | 0 | 0 | 0
IGCC-CCS | 0 | 0 | 0 | 0 | 0 | 0
WT_off | 0 | 0 | 0 | 0 | 0 | 0
PseudoUnit | 0 | 0 | 0 | 0 | 0 | 0
FixedInterchange | 0 | 0 | 0 | 0 | 0 | 0
Fuel Cost by Reporting Type: ALB
ReportingType | 2015 | 2020 | 2025 | 2030 | 2035 | 2040
BM | 0 | 0 | 0 | 0 | 0 | 0
CC | 813.11 | 942.34 | 218.47 | 0.01 | 0 | 0
CSP | 0 | 0 | 0 | 0 | 0 | 0
CT | 0 | 0 | 0 | 0 | 0 | 0
Coal | 159.06 | 159.05 | 0 | 0 | 0 | 0
Geo | 0 | 0 | 0 | 0 | 0 | 0
H | 0 | 0 | 0 | 0 | 0 | 0
LFG | 0 | 0 | 0 | 0 | 0 | 0
Nuc | 0 | 0.06 | 515.27 | 626.95 | 635.64 | 647.53
PS | 0 | 0 | 0 | 0 | 0 | 0
PV | 0 | 0 | 0 | 0 | 0 | 0
PeakG | 0 | 0 | 0 | 0 | 0 | 0.85
PeakO | 0 | 0 | 0 | 0 | 0 | 0
ST | 0 | 0 | 0 | 0 | 0 | 0
STOG | 0 | 0 | 0 | 0 | 0 | 0
STWD | 62.45 | 85 | 84.99 | 85 | 85 | 85
WT | 0 | 0 | 0 | 0 | 0 | 0
IGCC | 0 | 0 | 0 | 0 | 0 | 0
DemandResponse | 0 | 0 | 0 | 0 | 0 | 0
IGCC-CCS | 0 | 0 | 0 | 0 | 0 | 0
WT_off | 0 | 0 | 0 | 0 | 0 | 0
PseudoUnit | 0 | 0 | 0 | 0 | 0 | 0
FixedInterchange | 0 | 0 | 0 | 0 | 0 | 0
Fuel Cost by Reporting Type: BC
ReportingType | 2015 | 2020 | 2025 | 2030 | 2035 | 2040
BM | 0 | 0 | 0 | 0 | 0 | 0
CC | 54.05 | 62.52 | 0.04 | 0 | 0 | 0
CSP | 0 | 0 | 0 | 0 | 0 | 0
CT | 0 | 0 | 0 | 0 | 0 | 0
Coal | 0 | 0 | 0 | 0 | 0 | 0
Geo | 0 | 0 | 0 | 0 | 0 | 0
H | 0 | 0 | 0 | 0 | 0 | 0
LFG | 0 | 0 | 0 | 0 | 0 | 0
Nuc | 0 | 0.02 | 42.29 | 80.76 | 80.76 | 98.45
PS | 0 | 0 | 0 | 0 | 0 | 0
PV | 0 | 0 | 0 | 0 | 0 | 0
PeakG | 0 | 0 | 0 | 0 | 0 | 0
PeakO | 0 | 0 | 0 | 0 | 0 | 0
ST | 0 | 0 | 0 | 0 | 0 | 0
STOG | 0 | 0 | 0 | 0 | 0 | 0
STWD | 0 | 271.42 | 271.43 | 271.43 | 271.44 | 271.43
WT | 0 | 0 | 0 | 0 | 0 | 0
IGCC | 0 | 0 | 0 | 0 | 0 | 0
DemandResponse | 0 | 0 | 0 | 0 | 0 | 0
IGCC-CCS | 0 | 0 | 0 | 0 | 0 | 0
WT_off | 0 | 0 | 0 | 0 | 0 | 0
PseudoUnit | 0 | 0 | 0 | 0 | 0 | 0
FixedInterchange | 0 | 0 | 0 | 0 | 0 | 0
Fuel Cost by Reporting Type: HQ_IESO
ReportingType | 2015 | 2020 | 2025 | 2030 | 2035 | 2040
BM | 0 | 0 | 0 | 0 | 0 | 0
CC | 0 | 0 | 0 | 0 | 0 | 0
CSP | 0 | 0 | 0 | 0 | 0 | 0
CT | 0 | 0 | 0 | 0 | 0 | 0
Coal | 0 | 0 | 0 | 0 | 0 | 0
Geo | 0 | 0 | 0 | 0 | 0 | 0
H | 0 | 0 | 0 | 0 | 0 | 0
LFG | 0 | 0 | 0 | 0 | 0 | 0
Nuc | 0 | 0 | 0 | 0 | 0.01 | 0.04
PS | 0 | 0 | 0 | 0 | 0 | 0
PV | 0 | 0 | 0 | 0 | 0 | 0
PeakG | 0 | 0 | 0 | 0 | 0 | 0
PeakO | 0 | 0 | 0 | 0 | 0 | 0
ST | 0 | 0 | 0 | 0 | 0 | 0
STOG | 0 | 0 | 0 | 0 | 0 | 0
STWD | 0 | 0 | 0 | 0 | 0 | 0
WT | 0 | 0 | 0 | 0 | 0 | 0
IGCC | 0 | 0 | 0 | 0 | 0 | 0
DemandResponse | 0 | 0 | 0 | 0 | 0 | 0
IGCC-CCS | 0 | 0 | 0 | 0 | 0 | 0
WT_off | 0 | 0 | 0 | 0 | 0 | 0
PseudoUnit | 0 | 0 | 0 | 0 | 0 | 0
FixedInterchange | 0 | 0 | 0 | 0 | 0 | 0
Fuel Cost by Reporting Type: HQ_NEISO
ReportingType | 2015 | 2020 | 2025 | 2030 | 2035 | 2040
BM | 0 | 0 | 0 | 0 | 0 | 0
CC | 0 | 0 | 0 | 0 | 0 | 0
CSP | 0 | 0 | 0 | 0 | 0 | 0
CT | 0 | 0 | 0 | 0 | 0 | 0
Coal | 0 | 0 | 0 | 0 | 0 | 0
Geo | 0 | 0 | 0 | 0 | 0 | 0
H | 0 | 0 | 0 | 0 | 0 | 0
LFG | 0 | 0 | 0 | 0 | 0 | 0
Nuc | 0 | 0 | 0 | 0.01 | 0.03 | 0.05
PS | 0 | 0 | 0 | 0 | 0 | 0
PV | 0 | 0 | 0 | 0 | 0 | 0
PeakG | 0 | 0 | 0 | 0 | 0 | 0
PeakO | 0 | 0 | 0 | 0 | 0 | 0
ST | 0 | 0 | 0 | 0 | 0 | 0
STOG | 0 | 0 | 0 | 0 | 0 | 0
STWD | 0 | 0 | 0 | 0 | 0 | 0
WT | 0 | 0 | 0 | 0 | 0 | 0
IGCC | 0 | 0 | 0 | 0 | 0 | 0
DemandResponse | 0 | 0 | 0 | 0 | 0 | 0
IGCC-CCS | 0 | 0 | 0 | 0 | 0 | 0
WT_off | 0 | 0 | 0 | 0 | 0 | 0
PseudoUnit | 0 | 0 | 0 | 0 | 0 | 0
FixedInterchange | 0 | 0 | 0 | 0 | 0 | 0
Fuel Cost by Reporting Type: HQ_NY
ReportingType | 2015 | 2020 | 2025 | 2030 | 2035 | 2040
BM | 0 | 0 | 0 | 0 | 0 | 0
CC | 0 | 0 | 0 | 0 | 0 | 0
CSP | 0 | 0 | 0 | 0 | 0 | 0
CT | 0 | 0 | 0 | 0 | 0 | 0
Coal | 0 | 0 | 0 | 0 | 0 | 0
Geo | 0 | 0 | 0 | 0 | 0 | 0
H | 0 | 0 | 0 | 0 | 0 | 0
LFG | 0 | 0 | 0 | 0 | 0 | 0
Nuc | 0 | 0 | 0 | 0.01 | 0.03 | 0.05
PS | 0 | 0 | 0 | 0 | 0 | 0
PV | 0 | 0 | 0 | 0 | 0 | 0
PeakG | 0 | 0 | 0 | 0 | 0 | 0
PeakO | 0 | 0 | 0 | 0 | 0 | 0
ST | 0 | 0 | 0 | 0 | 0 | 0
STOG | 0 | 0 | 0 | 0 | 0 | 0
STWD | 0 | 0 | 0 | 0 | 0 | 0
WT | 0 | 0 | 0 | 0 | 0 | 0
IGCC | 0 | 0 | 0 | 0 | 0 | 0
DemandResponse | 0 | 0 | 0 | 0 | 0 | 0
IGCC-CCS | 0 | 0 | 0 | 0 | 0 | 0
WT_off | 0 | 0 | 0 | 0 | 0 | 0
PseudoUnit | 0 | 0 | 0 | 0 | 0 | 0
FixedInterchange | 0 | 0 | 0 | 0 | 0 | 0
Fuel Cost by Reporting Type: MARITIMES
ReportingType | 2015 | 2020 | 2025 | 2030 | 2035 | 2040
BM | 0 | 0 | 0 | 0 | 0 | 0
CC | 0 | 0 | 0 | 0 | 0 | 0
CSP | 0 | 0 | 0 | 0 | 0 | 0
CT | 0 | 0 | 0 | 0 | 0 | 0
Coal | 0 | 0 | 0 | 0 | 0 | 0
Geo | 0 | 0 | 0 | 0 | 0 | 0
H | 0 | 0 | 0 | 0 | 0 | 0
LFG | 0 | 0 | 0 | 0 | 0 | 0
Nuc | 0 | 0 | 0 | 0.01 | 0.03 | 0.05
PS | 0 | 0 | 0 | 0 | 0 | 0
PV | 0 | 0 | 0 | 0 | 0 | 0
PeakG | 0 | 0 | 0 | 0 | 0 | 0
PeakO | 0 | 0 | 0 | 0 | 0 | 0
ST | 0 | 0 | 0 | 0 | 0 | 0
STOG | 0 | 0 | 0 | 0 | 0 | 0
STWD | 0 | 0 | 0 | 0 | 0 | 0
WT | 0 | 0 | 0 | 0 | 0 | 0
IGCC | 0 | 0 | 0 | 0 | 0 | 0
DemandResponse | 0 | 0 | 0 | 0 | 0 | 0
IGCC-CCS | 0 | 0 | 0 | 0 | 0 | 0
WT_off | 0 | 0 | 0 | 0 | 0 | 0
PseudoUnit | 0 | 0 | 0 | 0 | 0 | 0
FixedInterchange | 0 | 0 | 0 | 0 | 0 | 0
Fuel Cost by Reporting Type: All
ReportingType | 2015 | 2020 | 2025 | 2030 | 2035 | 2040
BM | 151.55 | 411.6 | 665.48 | 850.83 | 13476.77 | 28411.65
CC | 68921.08 | 83309.72 | 73343.66 | 39360.88 | 20054.31 | 9916.2
CSP | 0 | 0 | 0 | 0 | 0 | 0
CT | 40.41 | 65.51 | 75.28 | 20.59 | 0.14 | 0.03
Coal | 20369.94 | 8086.64 | 1195.65 | 909.84 | 1814.92 | 1806.23
Geo | 0 | 0 | 0 | 0 | 0 | 0
H | 0 | 0 | 0 | 0 | 0 | 0
LFG | 0.25 | 2.74 | 5.56 | 6.49 | 6.49 | 6.49
Nuc | 7711.71 | 8128.92 | 9594.56 | 12302.16 | 13972.67 | 16119.82
PS | 0 | 0 | 0 | 0 | 0 | 0
PV | 0 | 0 | 0 | 0 | 0 | 0
PeakG | 201.5 | 274.07 | 273.62 | 157.01 | 75.71 | 42.88
PeakO | 0.04 | 0.05 | 0.06 | 0.07 | 0.07 | 0.08
ST | 0 | 0 | 0 | 0 | 0 | 0
STOG | 553.57 | 527.13 | 338.09 | 172.6 | 58.45 | 27.88
STWD | 1021.87 | 1209.98 | 1351.78 | 1864.24 | 2591.84 | 2263.66
WT | 0 | 0.01 | 0.01 | 0.01 | 0.02 | 0.02
IGCC | 87.34 | 91.21 | 12.41 | 0.03 | 0.02 | 0.02
DemandResponse | 0 | 0 | 0 | 0 | 0 | 0
IGCC-CCS | 0 | 0.04 | 0.06 | 0.08 | 0.14 | 0.14
WT_off | 0 | 0 | 0 | 0 | 0 | 0
PseudoUnit | 0 | 0 | 0 | 0 | 0 | 0
FixedInterchange | 0 | 0 | 0 | 0 | 0 | 0
Fuel Cost by Reporting Type: EI_US
ReportingType | 2015 | 2020 | 2025 | 2030 | 2035 | 2040
BM | 144.49 | 397.01 | 634.87 | 748.18 | 10901.23 | 25888.97
CC | 46667.24 | 58731.77 | 51341.03 | 27223.48 | 14990.16 | 6073.71
CSP | 0 | 0 | 0 | 0 | 0 | 0
CT | 40.4 | 65.33 | 75.17 | 20.17 | 0.14 | 0.03
Coal | 17376.09 | 5958.65 | 887.32 | 714.84 | 1550.58 | 1567.84
Geo | 0 | 0 | 0 | 0 | 0 | 0
H | 0 | 0 | 0 | 0 | 0 | 0
LFG | 0.18 | 1.48 | 3.19 | 4.11 | 4.11 | 4.11
Nuc | 5902.65 | 6282.9 | 7075.32 | 8487.32 | 8836.81 | 10271.34
PS | 0 | 0 | 0 | 0 | 0 | 0
PV | 0 | 0 | 0 | 0 | 0 | 0
PeakG | 201.27 | 273.55 | 273.59 | 154.87 | 73.48 | 39.6
PeakO | 0.03 | 0.04 | 0.05 | 0.05 | 0.06 | 0.06
ST | 0 | 0 | 0 | 0 | 0 | 0
STOG | 368.19 | 260.8 | 238.82 | 129.35 | 55.71 | 26.48
STWD | 638.98 | 532.92 | 510.63 | 884.19 | 1547.97 | 1234.83
WT | 0 | 0.01 | 0.01 | 0.01 | 0.01 | 0.01
IGCC | 87.34 | 91.21 | 12.41 | 0.03 | 0.02 | 0.02
DemandResponse | 0 | 0 | 0 | 0 | 0 | 0
IGCC-CCS | 0 | 0.04 | 0.05 | 0.07 | 0.13 | 0.13
WT_off | 0 | 0 | 0 | 0 | 0 | 0
PseudoUnit | 0 | 0 | 0 | 0 | 0 | 0
FixedInterchange | 0 | 0 | 0 | 0 | 0 | 0
Fuel Cost by Reporting Type: EI_Canada
ReportingType | 2015 | 2020 | 2025 | 2030 | 2035 | 2040
BM | 0 | 0.09 | 0.48 | 8.77 | 22.24 | 126.9
CC | 93 | 27.22 | 3.25 | 0.01 | 0.01 | 0.01
CSP | 0 | 0 | 0 | 0 | 0 | 0
CT | 0 | 0 | 0 | 0 | 0 | 0
Coal | 0.01 | 0.01 | 0.01 | 0 | 0 | 0
Geo | 0 | 0 | 0 | 0 | 0 | 0
H | 0 | 0 | 0 | 0 | 0 | 0
LFG | 0.02 | 0.02 | 0.02 | 0.02 | 0.02 | 0.02
Nuc | 854.24 | 871.66 | 926.13 | 944.23 | 869.55 | 757.86
PS | 0 | 0 | 0 | 0 | 0 | 0
PV | 0 | 0 | 0 | 0 | 0 | 0
PeakG | 0.21 | 0 | 0 | 0 | 0 | 0
PeakO | 0 | 0 | 0 | 0 | 0 | 0
ST | 0 | 0 | 0 | 0 | 0 | 0
STOG | 0 | 0 | 0 | 0 | 0 | 0
STWD | 1.82 | 0.67 | 1.45 | 3.55 | 67.37 | 52.34
WT | 0 | 0 | 0 | 0 | 0 | 0
IGCC | 0 | 0 | 0 | 0 | 0 | 0
DemandResponse | 0 | 0 | 0 | 0 | 0 | 0
IGCC-CCS | 0 | 0 | 0 | 0 | 0 | 0
WT_off | 0 | 0 | 0 | 0 | 0 | 0
PseudoUnit | 0 | 0 | 0 | 0 | 0 | 0
FixedInterchange | 0 | 0 | 0 | 0 | 0 | 0
Fuel Cost by Reporting Type: EI
ReportingType | 2015 | 2020 | 2025 | 2030 | 2035 | 2040
BM | 144.49 | 397.09 | 635.35 | 756.95 | 10923.46 | 26015.87
CC | 46760.24 | 58758.98 | 51344.27 | 27223.49 | 14990.17 | 6073.72
CSP | 0 | 0 | 0 | 0 | 0 | 0
CT | 40.4 | 65.33 | 75.17 | 20.17 | 0.14 | 0.03
Coal | 17376.1 | 5958.66 | 887.33 | 714.84 | 1550.59 | 1567.84
Geo | 0 | 0 | 0 | 0 | 0 | 0
H | 0 | 0 | 0 | 0 | 0 | 0
LFG | 0.2 | 1.5 | 3.21 | 4.13 | 4.13 | 4.13
Nuc | 6756.89 | 7154.56 | 8001.46 | 9431.54 | 9706.36 | 11029.21
PS | 0 | 0 | 0 | 0 | 0 | 0
PV | 0 | 0 | 0 | 0 | 0 | 0
PeakG | 201.48 | 273.55 | 273.59 | 154.87 | 73.48 | 39.6
PeakO | 0.04 | 0.04 | 0.05 | 0.05 | 0.06 | 0.06
ST | 0 | 0 | 0 | 0 | 0 | 0
STOG | 368.19 | 260.81 | 238.82 | 129.35 | 55.71 | 26.48
STWD | 640.8 | 533.59 | 512.08 | 887.74 | 1615.33 | 1287.17
WT | 0 | 0.01 | 0.01 | 0.01 | 0.01 | 0.01
IGCC | 87.34 | 91.21 | 12.41 | 0.03 | 0.02 | 0.02
DemandResponse | 0 | 0 | 0 | 0 | 0 | 0
IGCC-CCS | 0 | 0.04 | 0.05 | 0.07 | 0.13 | 0.13
WT_off | 0 | 0 | 0 | 0 | 0 | 0
PseudoUnit | 0 | 0 | 0 | 0 | 0 | 0
FixedInterchange | 0 | 0 | 0 | 0 | 0 | 0
Fuel Cost by Reporting Type: Outside_EI
ReportingType | 2015 | 2020 | 2025 | 2030 | 2035 | 2040
BM | 7.06 | 14.51 | 30.14 | 93.88 | 2553.3 | 2395.78
CC | 22160.84 | 24550.74 | 21999.39 | 12137.39 | 5064.15 | 3842.48
CSP | 0 | 0 | 0 | 0 | 0 | 0
CT | 0.01 | 0.18 | 0.11 | 0.41 | 0.01 | 0.01
Coal | 2993.84 | 2127.98 | 308.33 | 195 | 264.33 | 238.39
Geo | 0 | 0 | 0 | 0 | 0 | 0
H | 0 | 0 | 0 | 0 | 0 | 0
LFG | 0.05 | 1.24 | 2.36 | 2.36 | 2.36 | 2.36
Nuc | 954.82 | 974.36 | 1593.11 | 2870.62 | 4266.31 | 5090.61
PS | 0 | 0 | 0 | 0 | 0 | 0
PV | 0 | 0 | 0 | 0 | 0 | 0
PeakG | 0.02 | 0.51 | 0.02 | 2.14 | 2.23 | 3.28
PeakO | 0.01 | 0.01 | 0.01 | 0.01 | 0.01 | 0.01
ST | 0 | 0 | 0 | 0 | 0 | 0
STOG | 185.38 | 266.32 | 99.27 | 43.25 | 2.74 | 1.4
STWD | 381.07 | 676.4 | 839.7 | 976.49 | 976.5 | 976.5
WT | 0 | 0 | 0 | 0 | 0 | 0
IGCC | 0 | 0 | 0 | 0 | 0 | 0
DemandResponse | 0 | 0 | 0 | 0 | 0 | 0
IGCC-CCS | 0 | 0 | 0.01 | 0.01 | 0.01 | 0.01
WT_off | 0 | 0 | 0 | 0 | 0 | 0
PseudoUnit | 0 | 0 | 0 | 0 | 0 | 0
FixedInterchange | 0 | 0 | 0 | 0 | 0 | 0
#7 | 0.04: Emission Cost ($million)
==== Emission Program: TitleIV_CAIRSO2 : (SO2) ====
Emission Cost by Reporting Type: Entergy
ReportingType | 2015 | 2020 | 2025 | 2030 | 2035 | 2040
BM | 0 | 0 | 0 | 0 | 0 | 0
CC | 0 | 0 | 0 | 0 | 0 | 0
CSP | 0 | 0 | 0 | 0 | 0 | 0
CT | 0 | 0 | 0 | 0 | 0 | 0
Coal | 31.63 | 0 | 0 | 0 | 0 | 0
Geo | 0 | 0 | 0 | 0 | 0 | 0
H | 0 | 0 | 0 | 0 | 0 | 0
LFG | 0 | 0 | 0 | 0 | 0 | 0
Nuc | 0 | 0 | 0 | 0 | 0 | 0
PS | 0 | 0 | 0 | 0 | 0 | 0
PV | 0 | 0 | 0 | 0 | 0 | 0
PeakG | 0 | 0 | 0 | 0 | 0 | 0
PeakO | 0 | 0 | 0 | 0 | 0 | 0
ST | 0 | 0 | 0 | 0 | 0 | 0
STOG | 0 | 0 | 0 | 0 | 0 | 0
STWD | 0 | 0 | 0 | 0 | 0 | 0
WT | 0 | 0 | 0 | 0 | 0 | 0
IGCC | 0 | 0 | 0 | 0 | 0 | 0
DemandResponse | 0 | 0 | 0 | 0 | 0 | 0
IGCC-CCS | 0 | 0 | 0 | 0 | 0 | 0
WT_off | 0 | 0 | 0 | 0 | 0 | 0
PseudoUnit | 0 | 0 | 0 | 0 | 0 | 0
FixedInterchange | 0 | 0 | 0 | 0 | 0 | 0
Emission Cost by Reporting Type: FRCC
ReportingType | 2015 | 2020 | 2025 | 2030 | 2035 | 2040
BM | 0 | 0 | 0 | 0 | 0 | 0
CC | 0 | 0 | 0 | 0 | 0 | 0
CSP | 0 | 0 | 0 | 0 | 0 | 0
CT | 0 | 0 | 0 | 0 | 0 | 0
Coal | 4.22 | 0 | 0 | 0 | 0 | 0
Geo | 0 | 0 | 0 | 0 | 0 | 0
H | 0 | 0 | 0 | 0 | 0 | 0
LFG | 0 | 0 | 0 | 0 | 0 | 0
Nuc | 0 | 0 | 0 | 0 | 0 | 0
PS | 0 | 0 | 0 | 0 | 0 | 0
PV | 0 | 0 | 0 | 0 | 0 | 0
PeakG | 0 | 0 | 0 | 0 | 0 | 0
PeakO | 0 | 0 | 0 | 0 | 0 | 0
ST | 0 | 0 | 0 | 0 | 0 | 0
STOG | 0 | 0 | 0 | 0 | 0 | 0
STWD | 0 | 0 | 0 | 0 | 0 | 0
WT | 0 | 0 | 0 | 0 | 0 | 0
IGCC | 0 | 0 | 0 | 0 | 0 | 0
DemandResponse | 0 | 0 | 0 | 0 | 0 | 0
IGCC-CCS | 0 | 0 | 0 | 0 | 0 | 0
WT_off | 0 | 0 | 0 | 0 | 0 | 0
PseudoUnit | 0 | 0 | 0 | 0 | 0 | 0
FixedInterchange | 0 | 0 | 0 | 0 | 0 | 0
Emission Cost by Reporting Type: MAPP_US
ReportingType | 2015 | 2020 | 2025 | 2030 | 2035 | 2040
BM | 0 | 0 | 0 | 0 | 0 | 0
CC | 0 | 0 | 0 | 0 | 0 | 0
CSP | 0 | 0 | 0 | 0 | 0 | 0
CT | 0 | 0 | 0 | 0 | 0 | 0
Coal | 0.98 | 0 | 0 | 0 | 0 | 0
Geo | 0 | 0 | 0 | 0 | 0 | 0
H | 0 | 0 | 0 | 0 | 0 | 0
LFG | 0 | 0 | 0 | 0 | 0 | 0
Nuc | 0 | 0 | 0 | 0 | 0 | 0
PS | 0 | 0 | 0 | 0 | 0 | 0
PV | 0 | 0 | 0 | 0 | 0 | 0
PeakG | 0 | 0 | 0 | 0 | 0 | 0
PeakO | 0 | 0 | 0 | 0 | 0 | 0
ST | 0 | 0 | 0 | 0 | 0 | 0
STOG | 0 | 0 | 0 | 0 | 0 | 0
STWD | 0 | 0 | 0 | 0 | 0 | 0
WT | 0 | 0 | 0 | 0 | 0 | 0
IGCC | 0 | 0 | 0 | 0 | 0 | 0
DemandResponse | 0 | 0 | 0 | 0 | 0 | 0
IGCC-CCS | 0 | 0 | 0 | 0 | 0 | 0
WT_off | 0 | 0 | 0 | 0 | 0 | 0
PseudoUnit | 0 | 0 | 0 | 0 | 0 | 0
FixedInterchange | 0 | 0 | 0 | 0 | 0 | 0
Emission Cost by Reporting Type: MISO_IN
ReportingType | 2015 | 2020 | 2025 | 2030 | 2035 | 2040
BM | 0 | 0 | 0 | 0 | 0 | 0
CC | 0 | 0 | 0 | 0 | 0 | 0
CSP | 0 | 0 | 0 | 0 | 0 | 0
CT | 0 | 0 | 0 | 0 | 0 | 0
Coal | 23.85 | 0 | 0 | 0 | 0 | 0
Geo | 0 | 0 | 0 | 0 | 0 | 0
H | 0 | 0 | 0 | 0 | 0 | 0
LFG | 0 | 0 | 0 | 0 | 0 | 0
Nuc | 0 | 0 | 0 | 0 | 0 | 0
PS | 0 | 0 | 0 | 0 | 0 | 0
PV | 0 | 0 | 0 | 0 | 0 | 0
PeakG | 0 | 0 | 0 | 0 | 0 | 0
PeakO | 0 | 0 | 0 | 0 | 0 | 0
ST | 0 | 0 | 0 | 0 | 0 | 0
STOG | 0 | 0 | 0 | 0 | 0 | 0
STWD | 0 | 0 | 0 | 0 | 0 | 0
WT | 0 | 0 | 0 | 0 | 0 | 0
IGCC | 0.2 | 0 | 0 | 0 | 0 | 0
DemandResponse | 0 | 0 | 0 | 0 | 0 | 0
IGCC-CCS | 0 | 0 | 0 | 0 | 0 | 0
WT_off | 0 | 0 | 0 | 0 | 0 | 0
PseudoUnit | 0 | 0 | 0 | 0 | 0 | 0
FixedInterchange | 0 | 0 | 0 | 0 | 0 | 0
Emission Cost by Reporting Type: MISO_MI
ReportingType | 2015 | 2020 | 2025 | 2030 | 2035 | 2040
BM | 0 | 0 | 0 | 0 | 0 | 0
CC | 0 | 0 | 0 | 0 | 0 | 0
CSP | 0 | 0 | 0 | 0 | 0 | 0
CT | 0 | 0 | 0 | 0 | 0 | 0
Coal | 13.15 | 0 | 0 | 0 | 0 | 0
Geo | 0 | 0 | 0 | 0 | 0 | 0
H | 0 | 0 | 0 | 0 | 0 | 0
LFG | 0 | 0 | 0 | 0 | 0 | 0
Nuc | 0 | 0 | 0 | 0 | 0 | 0
PS | 0 | 0 | 0 | 0 | 0 | 0
PV | 0 | 0 | 0 | 0 | 0 | 0
PeakG | 0 | 0 | 0 | 0 | 0 | 0
PeakO | 0 | 0 | 0 | 0 | 0 | 0
ST | 0 | 0 | 0 | 0 | 0 | 0
STOG | 0 | 0 | 0 | 0 | 0 | 0
STWD | 0 | 0 | 0 | 0 | 0 | 0
WT | 0 | 0 | 0 | 0 | 0 | 0
IGCC | 0 | 0 | 0 | 0 | 0 | 0
DemandResponse | 0 | 0 | 0 | 0 | 0 | 0
IGCC-CCS | 0 | 0 | 0 | 0 | 0 | 0
WT_off | 0 | 0 | 0 | 0 | 0 | 0
PseudoUnit | 0 | 0 | 0 | 0 | 0 | 0
FixedInterchange | 0 | 0 | 0 | 0 | 0 | 0
Emission Cost by Reporting Type: MISO_MO-IL
ReportingType | 2015 | 2020 | 2025 | 2030 | 2035 | 2040
BM | 0 | 0 | 0 | 0 | 0 | 0
CC | 0 | 0 | 0 | 0 | 0 | 0
CSP | 0 | 0 | 0 | 0 | 0 | 0
CT | 0 | 0 | 0 | 0 | 0 | 0
Coal | 33.53 | 0 | 0 | 0 | 0 | 0
Geo | 0 | 0 | 0 | 0 | 0 | 0
H | 0 | 0 | 0 | 0 | 0 | 0
LFG | 0 | 0 | 0 | 0 | 0 | 0
Nuc | 0 | 0 | 0 | 0 | 0 | 0
PS | 0 | 0 | 0 | 0 | 0 | 0
PV | 0 | 0 | 0 | 0 | 0 | 0
PeakG | 0 | 0 | 0 | 0 | 0 | 0
PeakO | 0 | 0 | 0 | 0 | 0 | 0
ST | 0 | 0 | 0 | 0 | 0 | 0
STOG | 0 | 0 | 0 | 0 | 0 | 0
STWD | 0 | 0 | 0 | 0 | 0 | 0
WT | 0 | 0 | 0 | 0 | 0 | 0
IGCC | 0 | 0 | 0 | 0 | 0 | 0
DemandResponse | 0 | 0 | 0 | 0 | 0 | 0
IGCC-CCS | 0 | 0 | 0 | 0 | 0 | 0
WT_off | 0 | 0 | 0 | 0 | 0 | 0
PseudoUnit | 0 | 0 | 0 | 0 | 0 | 0
FixedInterchange | 0 | 0 | 0 | 0 | 0 | 0
Emission Cost by Reporting Type: MISO_W
ReportingType | 2015 | 2020 | 2025 | 2030 | 2035 | 2040
BM | 0 | 0 | 0 | 0 | 0 | 0
CC | 0 | 0 | 0 | 0 | 0 | 0
CSP | 0 | 0 | 0 | 0 | 0 | 0
CT | 0 | 0 | 0 | 0 | 0 | 0
Coal | 19.67 | 0 | 0 | 0 | 0 | 0
Geo | 0 | 0 | 0 | 0 | 0 | 0
H | 0 | 0 | 0 | 0 | 0 | 0
LFG | 0 | 0 | 0 | 0 | 0 | 0
Nuc | 0 | 0 | 0 | 0 | 0 | 0
PS | 0 | 0 | 0 | 0 | 0 | 0
PV | 0 | 0 | 0 | 0 | 0 | 0
PeakG | 0 | 0 | 0 | 0 | 0 | 0
PeakO | 0 | 0 | 0 | 0 | 0 | 0
ST | 0 | 0 | 0 | 0 | 0 | 0
STOG | 0 | 0 | 0 | 0 | 0 | 0
STWD | 0 | 0 | 0 | 0 | 0 | 0
WT | 0 | 0 | 0 | 0 | 0 | 0
IGCC | 0 | 0 | 0 | 0 | 0 | 0
DemandResponse | 0 | 0 | 0 | 0 | 0 | 0
IGCC-CCS | 0 | 0 | 0 | 0 | 0 | 0
WT_off | 0 | 0 | 0 | 0 | 0 | 0
PseudoUnit | 0 | 0 | 0 | 0 | 0 | 0
FixedInterchange | 0 | 0 | 0 | 0 | 0 | 0
Emission Cost by Reporting Type: MISO_WUMS
ReportingType | 2015 | 2020 | 2025 | 2030 | 2035 | 2040
BM | 0 | 0 | 0 | 0 | 0 | 0
CC | 0 | 0 | 0 | 0 | 0 | 0
CSP | 0 | 0 | 0 | 0 | 0 | 0
CT | 0 | 0 | 0 | 0 | 0 | 0
Coal | 2.42 | 0 | 0 | 0 | 0 | 0
Geo | 0 | 0 | 0 | 0 | 0 | 0
H | 0 | 0 | 0 | 0 | 0 | 0
LFG | 0 | 0 | 0 | 0 | 0 | 0
Nuc | 0 | 0 | 0 | 0 | 0 | 0
PS | 0 | 0 | 0 | 0 | 0 | 0
PV | 0 | 0 | 0 | 0 | 0 | 0
PeakG | 0 | 0 | 0 | 0 | 0 | 0
PeakO | 0 | 0 | 0 | 0 | 0 | 0
ST | 0 | 0 | 0 | 0 | 0 | 0
STOG | 0 | 0 | 0 | 0 | 0 | 0
STWD | 0 | 0 | 0 | 0 | 0 | 0
WT | 0 | 0 | 0 | 0 | 0 | 0
IGCC | 0 | 0 | 0 | 0 | 0 | 0
DemandResponse | 0 | 0 | 0 | 0 | 0 | 0
IGCC-CCS | 0 | 0 | 0 | 0 | 0 | 0
WT_off | 0 | 0 | 0 | 0 | 0 | 0
PseudoUnit | 0 | 0 | 0 | 0 | 0 | 0
FixedInterchange | 0 | 0 | 0 | 0 | 0 | 0
Emission Cost by Reporting Type: Nebraska
ReportingType | 2015 | 2020 | 2025 | 2030 | 2035 | 2040
BM | 0 | 0 | 0 | 0 | 0 | 0
CC | 0 | 0 | 0 | 0 | 0 | 0
CSP | 0 | 0 | 0 | 0 | 0 | 0
CT | 0 | 0 | 0 | 0 | 0 | 0
Coal | 3.6 | 0 | 0 | 0 | 0 | 0
Geo | 0 | 0 | 0 | 0 | 0 | 0
H | 0 | 0 | 0 | 0 | 0 | 0
LFG | 0 | 0 | 0 | 0 | 0 | 0
Nuc | 0 | 0 | 0 | 0 | 0 | 0
PS | 0 | 0 | 0 | 0 | 0 | 0
PV | 0 | 0 | 0 | 0 | 0 | 0
PeakG | 0 | 0 | 0 | 0 | 0 | 0
PeakO | 0 | 0 | 0 | 0 | 0 | 0
ST | 0 | 0 | 0 | 0 | 0 | 0
STOG | 0 | 0 | 0 | 0 | 0 | 0
STWD | 0 | 0 | 0 | 0 | 0 | 0
WT | 0 | 0 | 0 | 0 | 0 | 0
IGCC | 0 | 0 | 0 | 0 | 0 | 0
DemandResponse | 0 | 0 | 0 | 0 | 0 | 0
IGCC-CCS | 0 | 0 | 0 | 0 | 0 | 0
WT_off | 0 | 0 | 0 | 0 | 0 | 0
PseudoUnit | 0 | 0 | 0 | 0 | 0 | 0
FixedInterchange | 0 | 0 | 0 | 0 | 0 | 0
Emission Cost by Reporting Type: NEISO
ReportingType | 2015 | 2020 | 2025 | 2030 | 2035 | 2040
BM | 0 | 0 | 0 | 0 | 0 | 0
CC | 0 | 0 | 0 | 0 | 0 | 0
CSP | 0 | 0 | 0 | 0 | 0 | 0
CT | 0 | 0 | 0 | 0 | 0 | 0
Coal | 0 | 0 | 0 | 0 | 0 | 0
Geo | 0 | 0 | 0 | 0 | 0 | 0
H | 0 | 0 | 0 | 0 | 0 | 0
LFG | 0 | 0 | 0 | 0 | 0 | 0
Nuc | 0 | 0 | 0 | 0 | 0 | 0
PS | 0 | 0 | 0 | 0 | 0 | 0
PV | 0 | 0 | 0 | 0 | 0 | 0
PeakG | 0 | 0 | 0 | 0 | 0 | 0
PeakO | 0 | 0 | 0 | 0 | 0 | 0
ST | 0 | 0 | 0 | 0 | 0 | 0
STOG | 0 | 0 | 0 | 0 | 0 | 0
STWD | 0 | 0 | 0 | 0 | 0 | 0
WT | 0 | 0 | 0 | 0 | 0 | 0
IGCC | 0 | 0 | 0 | 0 | 0 | 0
DemandResponse | 0 | 0 | 0 | 0 | 0 | 0
IGCC-CCS | 0 | 0 | 0 | 0 | 0 | 0
WT_off | 0 | 0 | 0 | 0 | 0 | 0
PseudoUnit | 0 | 0 | 0 | 0 | 0 | 0
FixedInterchange | 0 | 0 | 0 | 0 | 0 | 0
Emission Cost by Reporting Type: NonRTO_Midwest
ReportingType | 2015 | 2020 | 2025 | 2030 | 2035 | 2040
BM | 0 | 0 | 0 | 0 | 0 | 0
CC | 0 | 0 | 0 | 0 | 0 | 0
CSP | 0 | 0 | 0 | 0 | 0 | 0
CT | 0 | 0 | 0 | 0 | 0 | 0
Coal | 11.68 | 0 | 0 | 0 | 0 | 0
Geo | 0 | 0 | 0 | 0 | 0 | 0
H | 0 | 0 | 0 | 0 | 0 | 0
LFG | 0 | 0 | 0 | 0 | 0 | 0
Nuc | 0 | 0 | 0 | 0 | 0 | 0
PS | 0 | 0 | 0 | 0 | 0 | 0
PV | 0 | 0 | 0 | 0 | 0 | 0
PeakG | 0 | 0 | 0 | 0 | 0 | 0
PeakO | 0 | 0 | 0 | 0 | 0 | 0
ST | 0 | 0 | 0 | 0 | 0 | 0
STOG | 0 | 0 | 0 | 0 | 0 | 0
STWD | 0 | 0 | 0 | 0 | 0 | 0
WT | 0 | 0 | 0 | 0 | 0 | 0
IGCC | 0 | 0 | 0 | 0 | 0 | 0
DemandResponse | 0 | 0 | 0 | 0 | 0 | 0
IGCC-CCS | 0 | 0 | 0 | 0 | 0 | 0
WT_off | 0 | 0 | 0 | 0 | 0 | 0
PseudoUnit | 0 | 0 | 0 | 0 | 0 | 0
FixedInterchange | 0 | 0 | 0 | 0 | 0 | 0
Emission Cost by Reporting Type: NYISO_A-F
ReportingType | 2015 | 2020 | 2025 | 2030 | 2035 | 2040
BM | 0 | 0 | 0 | 0 | 0 | 0
CC | 0 | 0 | 0 | 0 | 0 | 0
CSP | 0 | 0 | 0 | 0 | 0 | 0
CT | 0 | 0 | 0 | 0 | 0 | 0
Coal | 0 | 0 | 0 | 0 | 0 | 0
Geo | 0 | 0 | 0 | 0 | 0 | 0
H | 0 | 0 | 0 | 0 | 0 | 0
LFG | 0 | 0 | 0 | 0 | 0 | 0
Nuc | 0 | 0 | 0 | 0 | 0 | 0
PS | 0 | 0 | 0 | 0 | 0 | 0
PV | 0 | 0 | 0 | 0 | 0 | 0
PeakG | 0 | 0 | 0 | 0 | 0 | 0
PeakO | 0 | 0 | 0 | 0 | 0 | 0
ST | 0 | 0 | 0 | 0 | 0 | 0
STOG | 0 | 0 | 0 | 0 | 0 | 0
STWD | 0 | 0 | 0 | 0 | 0 | 0
WT | 0 | 0 | 0 | 0 | 0 | 0
IGCC | 0 | 0 | 0 | 0 | 0 | 0
DemandResponse | 0 | 0 | 0 | 0 | 0 | 0
IGCC-CCS | 0 | 0 | 0 | 0 | 0 | 0
WT_off | 0 | 0 | 0 | 0 | 0 | 0
PseudoUnit | 0 | 0 | 0 | 0 | 0 | 0
FixedInterchange | 0 | 0 | 0 | 0 | 0 | 0
Emission Cost by Reporting Type: NYISO_G-I
ReportingType | 2015 | 2020 | 2025 | 2030 | 2035 | 2040
BM | 0 | 0 | 0 | 0 | 0 | 0
CC | 0 | 0 | 0 | 0 | 0 | 0
CSP | 0 | 0 | 0 | 0 | 0 | 0
CT | 0 | 0 | 0 | 0 | 0 | 0
Coal | 0 | 0 | 0 | 0 | 0 | 0
Geo | 0 | 0 | 0 | 0 | 0 | 0
H | 0 | 0 | 0 | 0 | 0 | 0
LFG | 0 | 0 | 0 | 0 | 0 | 0
Nuc | 0 | 0 | 0 | 0 | 0 | 0
PS | 0 | 0 | 0 | 0 | 0 | 0
PV | 0 | 0 | 0 | 0 | 0 | 0
PeakG | 0 | 0 | 0 | 0 | 0 | 0
PeakO | 0 | 0 | 0 | 0 | 0 | 0
ST | 0 | 0 | 0 | 0 | 0 | 0
STOG | 0 | 0 | 0 | 0 | 0 | 0
STWD | 0 | 0 | 0 | 0 | 0 | 0
WT | 0 | 0 | 0 | 0 | 0 | 0
IGCC | 0 | 0 | 0 | 0 | 0 | 0
DemandResponse | 0 | 0 | 0 | 0 | 0 | 0
IGCC-CCS | 0 | 0 | 0 | 0 | 0 | 0
WT_off | 0 | 0 | 0 | 0 | 0 | 0
PseudoUnit | 0 | 0 | 0 | 0 | 0 | 0
FixedInterchange | 0 | 0 | 0 | 0 | 0 | 0
Emission Cost by Reporting Type: NYISO_J-K
ReportingType | 2015 | 2020 | 2025 | 2030 | 2035 | 2040
BM | 0 | 0 | 0 | 0 | 0 | 0
CC | 0 | 0 | 0 | 0 | 0 | 0
CSP | 0 | 0 | 0 | 0 | 0 | 0
CT | 0 | 0 | 0 | 0 | 0 | 0
Coal | 0 | 0 | 0 | 0 | 0 | 0
Geo | 0 | 0 | 0 | 0 | 0 | 0
H | 0 | 0 | 0 | 0 | 0 | 0
LFG | 0 | 0 | 0 | 0 | 0 | 0
Nuc | 0 | 0 | 0 | 0 | 0 | 0
PS | 0 | 0 | 0 | 0 | 0 | 0
PV | 0 | 0 | 0 | 0 | 0 | 0
PeakG | 0 | 0 | 0 | 0 | 0 | 0
PeakO | 0 | 0 | 0 | 0 | 0 | 0
ST | 0 | 0 | 0 | 0 | 0 | 0
STOG | 0 | 0 | 0 | 0 | 0 | 0
STWD | 0 | 0 | 0 | 0 | 0 | 0
WT | 0 | 0 | 0 | 0 | 0 | 0
IGCC | 0 | 0 | 0 | 0 | 0 | 0
DemandResponse | 0 | 0 | 0 | 0 | 0 | 0
IGCC-CCS | 0 | 0 | 0 | 0 | 0 | 0
WT_off | 0 | 0 | 0 | 0 | 0 | 0
PseudoUnit | 0 | 0 | 0 | 0 | 0 | 0
FixedInterchange | 0 | 0 | 0 | 0 | 0 | 0
Emission Cost by Reporting Type: PJM_E
ReportingType | 2015 | 2020 | 2025 | 2030 | 2035 | 2040
BM | 0 | 0 | 0 | 0 | 0 | 0
CC | 0 | 0 | 0 | 0 | 0 | 0
CSP | 0 | 0 | 0 | 0 | 0 | 0
CT | 0 | 0 | 0 | 0 | 0 | 0
Coal | 0.07 | 0 | 0 | 0 | 0 | 0
Geo | 0 | 0 | 0 | 0 | 0 | 0
H | 0 | 0 | 0 | 0 | 0 | 0
LFG | 0 | 0 | 0 | 0 | 0 | 0
Nuc | 0 | 0 | 0 | 0 | 0 | 0
PS | 0 | 0 | 0 | 0 | 0 | 0
PV | 0 | 0 | 0 | 0 | 0 | 0
PeakG | 0 | 0 | 0 | 0 | 0 | 0
PeakO | 0 | 0 | 0 | 0 | 0 | 0
ST | 0 | 0 | 0 | 0 | 0 | 0
STOG | 0 | 0 | 0 | 0 | 0 | 0
STWD | 0 | 0 | 0 | 0 | 0 | 0
WT | 0 | 0 | 0 | 0 | 0 | 0
IGCC | 0 | 0 | 0 | 0 | 0 | 0
DemandResponse | 0 | 0 | 0 | 0 | 0 | 0
IGCC-CCS | 0 | 0 | 0 | 0 | 0 | 0
WT_off | 0 | 0 | 0 | 0 | 0 | 0
PseudoUnit | 0 | 0 | 0 | 0 | 0 | 0
FixedInterchange | 0 | 0 | 0 | 0 | 0 | 0
Emission Cost by Reporting Type: PJM_ROM
ReportingType | 2015 | 2020 | 2025 | 2030 | 2035 | 2040
BM | 0 | 0 | 0 | 0 | 0 | 0
CC | 0 | 0 | 0 | 0 | 0 | 0
CSP | 0 | 0 | 0 | 0 | 0 | 0
CT | 0 | 0 | 0 | 0 | 0 | 0
Coal | 14.71 | 0 | 0 | 0 | 0 | 0
Geo | 0 | 0 | 0 | 0 | 0 | 0
H | 0 | 0 | 0 | 0 | 0 | 0
LFG | 0 | 0 | 0 | 0 | 0 | 0
Nuc | 0 | 0 | 0 | 0 | 0 | 0
PS | 0 | 0 | 0 | 0 | 0 | 0
PV | 0 | 0 | 0 | 0 | 0 | 0
PeakG | 0 | 0 | 0 | 0 | 0 | 0
PeakO | 0 | 0 | 0 | 0 | 0 | 0
ST | 0 | 0 | 0 | 0 | 0 | 0
STOG | 0 | 0 | 0 | 0 | 0 | 0
STWD | 0 | 0 | 0 | 0 | 0 | 0
WT | 0 | 0 | 0 | 0 | 0 | 0
IGCC | 0 | 0 | 0 | 0 | 0 | 0
DemandResponse | 0 | 0 | 0 | 0 | 0 | 0
IGCC-CCS | 0 | 0 | 0 | 0 | 0 | 0
WT_off | 0 | 0 | 0 | 0 | 0 | 0
PseudoUnit | 0 | 0 | 0 | 0 | 0 | 0
FixedInterchange | 0 | 0 | 0 | 0 | 0 | 0
Emission Cost by Reporting Type: PJM_ROR
ReportingType | 2015 | 2020 | 2025 | 2030 | 2035 | 2040
BM | 0 | 0 | 0 | 0 | 0 | 0
CC | 0 | 0 | 0 | 0 | 0 | 0
CSP | 0 | 0 | 0 | 0 | 0 | 0
CT | 0 | 0 | 0 | 0 | 0 | 0
Coal | 102.11 | 0 | 0 | 0 | 0 | 0
Geo | 0 | 0 | 0 | 0 | 0 | 0
H | 0 | 0 | 0 | 0 | 0 | 0
LFG | 0 | 0 | 0 | 0 | 0 | 0
Nuc | 0 | 0 | 0 | 0 | 0 | 0
PS | 0 | 0 | 0 | 0 | 0 | 0
PV | 0 | 0 | 0 | 0 | 0 | 0
PeakG | 0 | 0 | 0 | 0 | 0 | 0
PeakO | 0 | 0 | 0 | 0 | 0 | 0
ST | 0 | 0 | 0 | 0 | 0 | 0
STOG | 0 | 0 | 0 | 0 | 0 | 0
STWD | 0 | 0 | 0 | 0 | 0 | 0
WT | 0 | 0 | 0 | 0 | 0 | 0
IGCC | 0 | 0 | 0 | 0 | 0 | 0
DemandResponse | 0 | 0 | 0 | 0 | 0 | 0
IGCC-CCS | 0 | 0 | 0 | 0 | 0 | 0
WT_off | 0 | 0 | 0 | 0 | 0 | 0
PseudoUnit | 0 | 0 | 0 | 0 | 0 | 0
FixedInterchange | 0 | 0 | 0 | 0 | 0 | 0
Emission Cost by Reporting Type: SOCO
ReportingType | 2015 | 2020 | 2025 | 2030 | 2035 | 2040
BM | 0 | 0 | 0 | 0 | 0 | 0
CC | 0 | 0 | 0 | 0 | 0 | 0
CSP | 0 | 0 | 0 | 0 | 0 | 0
CT | 0 | 0 | 0 | 0 | 0 | 0
Coal | 21.98 | 0 | 0 | 0 | 0 | 0
Geo | 0 | 0 | 0 | 0 | 0 | 0
H | 0 | 0 | 0 | 0 | 0 | 0
LFG | 0 | 0 | 0 | 0 | 0 | 0
Nuc | 0 | 0 | 0 | 0 | 0 | 0
PS | 0 | 0 | 0 | 0 | 0 | 0
PV | 0 | 0 | 0 | 0 | 0 | 0
PeakG | 0 | 0 | 0 | 0 | 0 | 0
PeakO | 0 | 0 | 0 | 0 | 0 | 0
ST | 0 | 0 | 0 | 0 | 0 | 0
STOG | 0 | 0 | 0 | 0 | 0 | 0
STWD | 0 | 0 | 0 | 0 | 0 | 0
WT | 0 | 0 | 0 | 0 | 0 | 0
IGCC | 0 | 0 | 0 | 0 | 0 | 0
DemandResponse | 0 | 0 | 0 | 0 | 0 | 0
IGCC-CCS | 0 | 0 | 0 | 0 | 0 | 0
WT_off | 0 | 0 | 0 | 0 | 0 | 0
PseudoUnit | 0 | 0 | 0 | 0 | 0 | 0
FixedInterchange | 0 | 0 | 0 | 0 | 0 | 0
Emission Cost by Reporting Type: SPP_N
ReportingType | 2015 | 2020 | 2025 | 2030 | 2035 | 2040
BM | 0 | 0 | 0 | 0 | 0 | 0
CC | 0 | 0 | 0 | 0 | 0 | 0
CSP | 0 | 0 | 0 | 0 | 0 | 0
CT | 0 | 0 | 0 | 0 | 0 | 0
Coal | 3.69 | 0 | 0 | 0 | 0 | 0
Geo | 0 | 0 | 0 | 0 | 0 | 0
H | 0 | 0 | 0 | 0 | 0 | 0
LFG | 0 | 0 | 0 | 0 | 0 | 0
Nuc | 0 | 0 | 0 | 0 | 0 | 0
PS | 0 | 0 | 0 | 0 | 0 | 0
PV | 0 | 0 | 0 | 0 | 0 | 0
PeakG | 0 | 0 | 0 | 0 | 0 | 0
PeakO | 0 | 0 | 0 | 0 | 0 | 0
ST | 0 | 0 | 0 | 0 | 0 | 0
STOG | 0 | 0 | 0 | 0 | 0 | 0
STWD | 0 | 0 | 0 | 0 | 0 | 0
WT | 0 | 0 | 0 | 0 | 0 | 0
IGCC | 0 | 0 | 0 | 0 | 0 | 0
DemandResponse | 0 | 0 | 0 | 0 | 0 | 0
IGCC-CCS | 0 | 0 | 0 | 0 | 0 | 0
WT_off | 0 | 0 | 0 | 0 | 0 | 0
PseudoUnit | 0 | 0 | 0 | 0 | 0 | 0
FixedInterchange | 0 | 0 | 0 | 0 | 0 | 0
Emission Cost by Reporting Type: SPP_S
ReportingType | 2015 | 2020 | 2025 | 2030 | 2035 | 2040
BM | 0 | 0 | 0 | 0 | 0 | 0
CC | 0 | 0 | 0 | 0 | 0 | 0
CSP | 0 | 0 | 0 | 0 | 0 | 0
CT | 0 | 0 | 0 | 0 | 0 | 0
Coal | 13.01 | 0 | 0 | 0 | 0 | 0
Geo | 0 | 0 | 0 | 0 | 0 | 0
H | 0 | 0 | 0 | 0 | 0 | 0
LFG | 0 | 0 | 0 | 0 | 0 | 0
Nuc | 0 | 0 | 0 | 0 | 0 | 0
PS | 0 | 0 | 0 | 0 | 0 | 0
PV | 0 | 0 | 0 | 0 | 0 | 0
PeakG | 0 | 0 | 0 | 0 | 0 | 0
PeakO | 0 | 0 | 0 | 0 | 0 | 0
ST | 0 | 0 | 0 | 0 | 0 | 0
STOG | 0 | 0 | 0 | 0 | 0 | 0
STWD | 0 | 0 | 0 | 0 | 0 | 0
WT | 0 | 0 | 0 | 0 | 0 | 0
IGCC | 0 | 0 | 0 | 0 | 0 | 0
DemandResponse | 0 | 0 | 0 | 0 | 0 | 0
IGCC-CCS | 0 | 0 | 0 | 0 | 0 | 0
WT_off | 0 | 0 | 0 | 0 | 0 | 0
PseudoUnit | 0 | 0 | 0 | 0 | 0 | 0
FixedInterchange | 0 | 0 | 0 | 0 | 0 | 0
Emission Cost by Reporting Type: TVA
ReportingType | 2015 | 2020 | 2025 | 2030 | 2035 | 2040
BM | 0 | 0 | 0 | 0 | 0 | 0
CC | 0 | 0 | 0 | 0 | 0 | 0
CSP | 0 | 0 | 0 | 0 | 0 | 0
CT | 0 | 0 | 0 | 0 | 0 | 0
Coal | 21.08 | 0 | 0 | 0 | 0 | 0
Geo | 0 | 0 | 0 | 0 | 0 | 0
H | 0 | 0 | 0 | 0 | 0 | 0
LFG | 0 | 0 | 0 | 0 | 0 | 0
Nuc | 0 | 0 | 0 | 0 | 0 | 0
PS | 0 | 0 | 0 | 0 | 0 | 0
PV | 0 | 0 | 0 | 0 | 0 | 0
PeakG | 0 | 0 | 0 | 0 | 0 | 0
PeakO | 0 | 0 | 0 | 0 | 0 | 0
ST | 0 | 0 | 0 | 0 | 0 | 0
STOG | 0 | 0 | 0 | 0 | 0 | 0
STWD | 0 | 0 | 0 | 0 | 0 | 0
WT | 0 | 0 | 0 | 0 | 0 | 0
IGCC | 0 | 0 | 0 | 0 | 0 | 0
DemandResponse | 0 | 0 | 0 | 0 | 0 | 0
IGCC-CCS | 0 | 0 | 0 | 0 | 0 | 0
WT_off | 0 | 0 | 0 | 0 | 0 | 0
PseudoUnit | 0 | 0 | 0 | 0 | 0 | 0
FixedInterchange | 0 | 0 | 0 | 0 | 0 | 0
Emission Cost by Reporting Type: TVA_Transmission
ReportingType | 2015 | 2020 | 2025 | 2030 | 2035 | 2040
BM | 0 | 0 | 0 | 0 | 0 | 0
CC | 0 | 0 | 0 | 0 | 0 | 0
CSP | 0 | 0 | 0 | 0 | 0 | 0
CT | 0 | 0 | 0 | 0 | 0 | 0
Coal | 0 | 0 | 0 | 0 | 0 | 0
Geo | 0 | 0 | 0 | 0 | 0 | 0
H | 0 | 0 | 0 | 0 | 0 | 0
LFG | 0 | 0 | 0 | 0 | 0 | 0
Nuc | 0 | 0 | 0 | 0 | 0 | 0
PS | 0 | 0 | 0 | 0 | 0 | 0
PV | 0 | 0 | 0 | 0 | 0 | 0
PeakG | 0 | 0 | 0 | 0 | 0 | 0
PeakO | 0 | 0 | 0 | 0 | 0 | 0
ST | 0 | 0 | 0 | 0 | 0 | 0
STOG | 0 | 0 | 0 | 0 | 0 | 0
STWD | 0 | 0 | 0 | 0 | 0 | 0
WT | 0 | 0 | 0 | 0 | 0 | 0
IGCC | 0 | 0 | 0 | 0 | 0 | 0
DemandResponse | 0 | 0 | 0 | 0 | 0 | 0
IGCC-CCS | 0 | 0 | 0 | 0 | 0 | 0
WT_off | 0 | 0 | 0 | 0 | 0 | 0
PseudoUnit | 0 | 0 | 0 | 0 | 0 | 0
FixedInterchange | 0 | 0 | 0 | 0 | 0 | 0
Emission Cost by Reporting Type: VACAR
ReportingType | 2015 | 2020 | 2025 | 2030 | 2035 | 2040
BM | 0 | 0 | 0 | 0 | 0 | 0
CC | 0 | 0 | 0 | 0 | 0 | 0
CSP | 0 | 0 | 0 | 0 | 0 | 0
CT | 0 | 0 | 0 | 0 | 0 | 0
Coal | 4.55 | 0 | 0 | 0 | 0 | 0
Geo | 0 | 0 | 0 | 0 | 0 | 0
H | 0 | 0 | 0 | 0 | 0 | 0
LFG | 0 | 0 | 0 | 0 | 0 | 0
Nuc | 0 | 0 | 0 | 0 | 0 | 0
PS | 0 | 0 | 0 | 0 | 0 | 0
PV | 0 | 0 | 0 | 0 | 0 | 0
PeakG | 0 | 0 | 0 | 0 | 0 | 0
PeakO | 0 | 0 | 0 | 0 | 0 | 0
ST | 0 | 0 | 0 | 0 | 0 | 0
STOG | 0 | 0 | 0 | 0 | 0 | 0
STWD | 0 | 0 | 0 | 0 | 0 | 0
WT | 0 | 0 | 0 | 0 | 0 | 0
IGCC | 0 | 0 | 0 | 0 | 0 | 0
DemandResponse | 0 | 0 | 0 | 0 | 0 | 0
IGCC-CCS | 0 | 0 | 0 | 0 | 0 | 0
WT_off | 0 | 0 | 0 | 0 | 0 | 0
PseudoUnit | 0 | 0 | 0 | 0 | 0 | 0
FixedInterchange | 0 | 0 | 0 | 0 | 0 | 0
Emission Cost by Reporting Type: IESO
ReportingType | 2015 | 2020 | 2025 | 2030 | 2035 | 2040
BM | 0 | 0 | 0 | 0 | 0 | 0
CC | 0 | 0 | 0 | 0 | 0 | 0
CSP | 0 | 0 | 0 | 0 | 0 | 0
CT | 0 | 0 | 0 | 0 | 0 | 0
Coal | 0 | 0 | 0 | 0 | 0 | 0
Geo | 0 | 0 | 0 | 0 | 0 | 0
H | 0 | 0 | 0 | 0 | 0 | 0
LFG | 0 | 0 | 0 | 0 | 0 | 0
Nuc | 0 | 0 | 0 | 0 | 0 | 0
PS | 0 | 0 | 0 | 0 | 0 | 0
PV | 0 | 0 | 0 | 0 | 0 | 0
PeakG | 0 | 0 | 0 | 0 | 0 | 0
PeakO | 0 | 0 | 0 | 0 | 0 | 0
ST | 0 | 0 | 0 | 0 | 0 | 0
STOG | 0 | 0 | 0 | 0 | 0 | 0
STWD | 0 | 0 | 0 | 0 | 0 | 0
WT | 0 | 0 | 0 | 0 | 0 | 0
IGCC | 0 | 0 | 0 | 0 | 0 | 0
DemandResponse | 0 | 0 | 0 | 0 | 0 | 0
IGCC-CCS | 0 | 0 | 0 | 0 | 0 | 0
WT_off | 0 | 0 | 0 | 0 | 0 | 0
PseudoUnit | 0 | 0 | 0 | 0 | 0 | 0
FixedInterchange | 0 | 0 | 0 | 0 | 0 | 0
Emission Cost by Reporting Type: MAPP_CA
ReportingType | 2015 | 2020 | 2025 | 2030 | 2035 | 2040
BM | 0 | 0 | 0 | 0 | 0 | 0
CC | 0 | 0 | 0 | 0 | 0 | 0
CSP | 0 | 0 | 0 | 0 | 0 | 0
CT | 0 | 0 | 0 | 0 | 0 | 0
Coal | 0 | 0 | 0 | 0 | 0 | 0
Geo | 0 | 0 | 0 | 0 | 0 | 0
H | 0 | 0 | 0 | 0 | 0 | 0
LFG | 0 | 0 | 0 | 0 | 0 | 0
Nuc | 0 | 0 | 0 | 0 | 0 | 0
PS | 0 | 0 | 0 | 0 | 0 | 0
PV | 0 | 0 | 0 | 0 | 0 | 0
PeakG | 0 | 0 | 0 | 0 | 0 | 0
PeakO | 0 | 0 | 0 | 0 | 0 | 0
ST | 0 | 0 | 0 | 0 | 0 | 0
STOG | 0 | 0 | 0 | 0 | 0 | 0
STWD | 0 | 0 | 0 | 0 | 0 | 0
WT | 0 | 0 | 0 | 0 | 0 | 0
IGCC | 0 | 0 | 0 | 0 | 0 | 0
DemandResponse | 0 | 0 | 0 | 0 | 0 | 0
IGCC-CCS | 0 | 0 | 0 | 0 | 0 | 0
WT_off | 0 | 0 | 0 | 0 | 0 | 0
PseudoUnit | 0 | 0 | 0 | 0 | 0 | 0
FixedInterchange | 0 | 0 | 0 | 0 | 0 | 0
Emission Cost by Reporting Type: AZ_NM_SNV_Coal
ReportingType | 2015 | 2020 | 2025 | 2030 | 2035 | 2040
BM | 0 | 0 | 0 | 0 | 0 | 0
CC | 0 | 0 | 0 | 0 | 0 | 0
CSP | 0 | 0 | 0 | 0 | 0 | 0
CT | 0 | 0 | 0 | 0 | 0 | 0
Coal | 0.81 | 0 | 0 | 0 | 0 | 0
Geo | 0 | 0 | 0 | 0 | 0 | 0
H | 0 | 0 | 0 | 0 | 0 | 0
LFG | 0 | 0 | 0 | 0 | 0 | 0
Nuc | 0 | 0 | 0 | 0 | 0 | 0
PS | 0 | 0 | 0 | 0 | 0 | 0
PV | 0 | 0 | 0 | 0 | 0 | 0
PeakG | 0 | 0 | 0 | 0 | 0 | 0
PeakO | 0 | 0 | 0 | 0 | 0 | 0
ST | 0 | 0 | 0 | 0 | 0 | 0
STOG | 0 | 0 | 0 | 0 | 0 | 0
STWD | 0 | 0 | 0 | 0 | 0 | 0
WT | 0 | 0 | 0 | 0 | 0 | 0
IGCC | 0 | 0 | 0 | 0 | 0 | 0
DemandResponse | 0 | 0 | 0 | 0 | 0 | 0
IGCC-CCS | 0 | 0 | 0 | 0 | 0 | 0
WT_off | 0 | 0 | 0 | 0 | 0 | 0
PseudoUnit | 0 | 0 | 0 | 0 | 0 | 0
FixedInterchange | 0 | 0 | 0 | 0 | 0 | 0
Emission Cost by Reporting Type: AZ_NM_SNV_Gas
ReportingType | 2015 | 2020 | 2025 | 2030 | 2035 | 2040
BM | 0 | 0 | 0 | 0 | 0 | 0
CC | 0 | 0 | 0 | 0 | 0 | 0
CSP | 0 | 0 | 0 | 0 | 0 | 0
CT | 0 | 0 | 0 | 0 | 0 | 0
Coal | 0 | 0 | 0 | 0 | 0 | 0
Geo | 0 | 0 | 0 | 0 | 0 | 0
H | 0 | 0 | 0 | 0 | 0 | 0
LFG | 0 | 0 | 0 | 0 | 0 | 0
Nuc | 0 | 0 | 0 | 0 | 0 | 0
PS | 0 | 0 | 0 | 0 | 0 | 0
PV | 0 | 0 | 0 | 0 | 0 | 0
PeakG | 0 | 0 | 0 | 0 | 0 | 0
PeakO | 0 | 0 | 0 | 0 | 0 | 0
ST | 0 | 0 | 0 | 0 | 0 | 0
STOG | 0 | 0 | 0 | 0 | 0 | 0
STWD | 0 | 0 | 0 | 0 | 0 | 0
WT | 0 | 0 | 0 | 0 | 0 | 0
IGCC | 0 | 0 | 0 | 0 | 0 | 0
DemandResponse | 0 | 0 | 0 | 0 | 0 | 0
IGCC-CCS | 0 | 0 | 0 | 0 | 0 | 0
WT_off | 0 | 0 | 0 | 0 | 0 | 0
PseudoUnit | 0 | 0 | 0 | 0 | 0 | 0
FixedInterchange | 0 | 0 | 0 | 0 | 0 | 0
Emission Cost by Reporting Type: AZ_NM_SNV_NucRenew
ReportingType | 2015 | 2020 | 2025 | 2030 | 2035 | 2040
BM | 0 | 0 | 0 | 0 | 0 | 0
CC | 0 | 0 | 0 | 0 | 0 | 0
CSP | 0 | 0 | 0 | 0 | 0 | 0
CT | 0 | 0 | 0 | 0 | 0 | 0
Coal | 0 | 0 | 0 | 0 | 0 | 0
Geo | 0 | 0 | 0 | 0 | 0 | 0
H | 0 | 0 | 0 | 0 | 0 | 0
LFG | 0 | 0 | 0 | 0 | 0 | 0
Nuc | 0 | 0 | 0 | 0 | 0 | 0
PS | 0 | 0 | 0 | 0 | 0 | 0
PV | 0 | 0 | 0 | 0 | 0 | 0
PeakG | 0 | 0 | 0 | 0 | 0 | 0
PeakO | 0 | 0 | 0 | 0 | 0 | 0
ST | 0 | 0 | 0 | 0 | 0 | 0
STOG | 0 | 0 | 0 | 0 | 0 | 0
STWD | 0 | 0 | 0 | 0 | 0 | 0
WT | 0 | 0 | 0 | 0 | 0 | 0
IGCC | 0 | 0 | 0 | 0 | 0 | 0
DemandResponse | 0 | 0 | 0 | 0 | 0 | 0
IGCC-CCS | 0 | 0 | 0 | 0 | 0 | 0
WT_off | 0 | 0 | 0 | 0 | 0 | 0
PseudoUnit | 0 | 0 | 0 | 0 | 0 | 0
FixedInterchange | 0 | 0 | 0 | 0 | 0 | 0
Emission Cost by Reporting Type: ERCOT
ReportingType | 2015 | 2020 | 2025 | 2030 | 2035 | 2040
BM | 0 | 0 | 0 | 0 | 0 | 0
CC | 0 | 0 | 0 | 0 | 0 | 0
CSP | 0 | 0 | 0 | 0 | 0 | 0
CT | 0 | 0 | 0 | 0 | 0 | 0
Coal | 7.03 | 0 | 0 | 0 | 0 | 0
Geo | 0 | 0 | 0 | 0 | 0 | 0
H | 0 | 0 | 0 | 0 | 0 | 0
LFG | 0 | 0 | 0 | 0 | 0 | 0
Nuc | 0 | 0 | 0 | 0 | 0 | 0
PS | 0 | 0 | 0 | 0 | 0 | 0
PV | 0 | 0 | 0 | 0 | 0 | 0
PeakG | 0 | 0 | 0 | 0 | 0 | 0
PeakO | 0 | 0 | 0 | 0 | 0 | 0
ST | 0 | 0 | 0 | 0 | 0 | 0
STOG | 0 | 0 | 0 | 0 | 0 | 0
STWD | 0 | 0 | 0 | 0 | 0 | 0
WT | 0 | 0 | 0 | 0 | 0 | 0
IGCC | 0 | 0 | 0 | 0 | 0 | 0
DemandResponse | 0 | 0 | 0 | 0 | 0 | 0
IGCC-CCS | 0 | 0 | 0 | 0 | 0 | 0
WT_off | 0 | 0 | 0 | 0 | 0 | 0
PseudoUnit | 0 | 0 | 0 | 0 | 0 | 0
FixedInterchange | 0 | 0 | 0 | 0 | 0 | 0
Emission Cost by Reporting Type: NP15
ReportingType | 2015 | 2020 | 2025 | 2030 | 2035 | 2040
BM | 0 | 0 | 0 | 0 | 0 | 0
CC | 0 | 0 | 0 | 0 | 0 | 0
CSP | 0 | 0 | 0 | 0 | 0 | 0
CT | 0 | 0 | 0 | 0 | 0 | 0
Coal | 0.32 | 0 | 0 | 0 | 0 | 0
Geo | 0 | 0 | 0 | 0 | 0 | 0
H | 0 | 0 | 0 | 0 | 0 | 0
LFG | 0 | 0 | 0 | 0 | 0 | 0
Nuc | 0 | 0 | 0 | 0 | 0 | 0
PS | 0 | 0 | 0 | 0 | 0 | 0
PV | 0 | 0 | 0 | 0 | 0 | 0
PeakG | 0 | 0 | 0 | 0 | 0 | 0
PeakO | 0 | 0 | 0 | 0 | 0 | 0
ST | 0 | 0 | 0 | 0 | 0 | 0
STOG | 0 | 0 | 0 | 0 | 0 | 0
STWD | 0 | 0 | 0 | 0 | 0 | 0
WT | 0 | 0 | 0 | 0 | 0 | 0
IGCC | 0 | 0 | 0 | 0 | 0 | 0
DemandResponse | 0 | 0 | 0 | 0 | 0 | 0
IGCC-CCS | 0 | 0 | 0 | 0 | 0 | 0
WT_off | 0 | 0 | 0 | 0 | 0 | 0
PseudoUnit | 0 | 0 | 0 | 0 | 0 | 0
FixedInterchange | 0 | 0 | 0 | 0 | 0 | 0
Emission Cost by Reporting Type: NWPP_Coal
ReportingType | 2015 | 2020 | 2025 | 2030 | 2035 | 2040
BM | 0 | 0 | 0 | 0 | 0 | 0
CC | 0 | 0 | 0 | 0 | 0 | 0
CSP | 0 | 0 | 0 | 0 | 0 | 0
CT | 0 | 0 | 0 | 0 | 0 | 0
Coal | 2.78 | 0 | 0 | 0 | 0 | 0
Geo | 0 | 0 | 0 | 0 | 0 | 0
H | 0 | 0 | 0 | 0 | 0 | 0
LFG | 0 | 0 | 0 | 0 | 0 | 0
Nuc | 0 | 0 | 0 | 0 | 0 | 0
PS | 0 | 0 | 0 | 0 | 0 | 0
PV | 0 | 0 | 0 | 0 | 0 | 0
PeakG | 0 | 0 | 0 | 0 | 0 | 0
PeakO | 0 | 0 | 0 | 0 | 0 | 0
ST | 0 | 0 | 0 | 0 | 0 | 0
STOG | 0 | 0 | 0 | 0 | 0 | 0
STWD | 0 | 0 | 0 | 0 | 0 | 0
WT | 0 | 0 | 0 | 0 | 0 | 0
IGCC | 0 | 0 | 0 | 0 | 0 | 0
DemandResponse | 0 | 0 | 0 | 0 | 0 | 0
IGCC-CCS | 0 | 0 | 0 | 0 | 0 | 0
WT_off | 0 | 0 | 0 | 0 | 0 | 0
PseudoUnit | 0 | 0 | 0 | 0 | 0 | 0
FixedInterchange | 0 | 0 | 0 | 0 | 0 | 0
Emission Cost by Reporting Type: NWPP_Gas
ReportingType | 2015 | 2020 | 2025 | 2030 | 2035 | 2040
BM | 0 | 0 | 0 | 0 | 0 | 0
CC | 0 | 0 | 0 | 0 | 0 | 0
CSP | 0 | 0 | 0 | 0 | 0 | 0
CT | 0 | 0 | 0 | 0 | 0 | 0
Coal | 0 | 0 | 0 | 0 | 0 | 0
Geo | 0 | 0 | 0 | 0 | 0 | 0
H | 0 | 0 | 0 | 0 | 0 | 0
LFG | 0 | 0 | 0 | 0 | 0 | 0
Nuc | 0 | 0 | 0 | 0 | 0 | 0
PS | 0 | 0 | 0 | 0 | 0 | 0
PV | 0 | 0 | 0 | 0 | 0 | 0
PeakG | 0 | 0 | 0 | 0 | 0 | 0
PeakO | 0 | 0 | 0 | 0 | 0 | 0
ST | 0 | 0 | 0 | 0 | 0 | 0
STOG | 0 | 0 | 0 | 0 | 0 | 0
STWD | 0 | 0 | 0 | 0 | 0 | 0
WT | 0 | 0 | 0 | 0 | 0 | 0
IGCC | 0 | 0 | 0 | 0 | 0 | 0
DemandResponse | 0 | 0 | 0 | 0 | 0 | 0
IGCC-CCS | 0 | 0 | 0 | 0 | 0 | 0
WT_off | 0 | 0 | 0 | 0 | 0 | 0
PseudoUnit | 0 | 0 | 0 | 0 | 0 | 0
FixedInterchange | 0 | 0 | 0 | 0 | 0 | 0
Emission Cost by Reporting Type: NWPP_NucRenew
ReportingType | 2015 | 2020 | 2025 | 2030 | 2035 | 2040
BM | 0 | 0 | 0 | 0 | 0 | 0
CC | 0 | 0 | 0 | 0 | 0 | 0
CSP | 0 | 0 | 0 | 0 | 0 | 0
CT | 0 | 0 | 0 | 0 | 0 | 0
Coal | 0 | 0 | 0 | 0 | 0 | 0
Geo | 0 | 0 | 0 | 0 | 0 | 0
H | 0 | 0 | 0 | 0 | 0 | 0
LFG | 0 | 0 | 0 | 0 | 0 | 0
Nuc | 0 | 0 | 0 | 0 | 0 | 0
PS | 0 | 0 | 0 | 0 | 0 | 0
PV | 0 | 0 | 0 | 0 | 0 | 0
PeakG | 0 | 0 | 0 | 0 | 0 | 0
PeakO | 0 | 0 | 0 | 0 | 0 | 0
ST | 0 | 0 | 0 | 0 | 0 | 0
STOG | 0 | 0 | 0 | 0 | 0 | 0
STWD | 0 | 0 | 0 | 0 | 0 | 0
WT | 0 | 0 | 0 | 0 | 0 | 0
IGCC | 0 | 0 | 0 | 0 | 0 | 0
DemandResponse | 0 | 0 | 0 | 0 | 0 | 0
IGCC-CCS | 0 | 0 | 0 | 0 | 0 | 0
WT_off | 0 | 0 | 0 | 0 | 0 | 0
PseudoUnit | 0 | 0 | 0 | 0 | 0 | 0
FixedInterchange | 0 | 0 | 0 | 0 | 0 | 0
Emission Cost by Reporting Type: RMPA
ReportingType | 2015 | 2020 | 2025 | 2030 | 2035 | 2040
BM | 0 | 0 | 0 | 0 | 0 | 0
CC | 0 | 0 | 0 | 0 | 0 | 0
CSP | 0 | 0 | 0 | 0 | 0 | 0
CT | 0 | 0 | 0 | 0 | 0 | 0
Coal | 1.93 | 0 | 0 | 0 | 0 | 0
Geo | 0 | 0 | 0 | 0 | 0 | 0
H | 0 | 0 | 0 | 0 | 0 | 0
LFG | 0 | 0 | 0 | 0 | 0 | 0
Nuc | 0 | 0 | 0 | 0 | 0 | 0
PS | 0 | 0 | 0 | 0 | 0 | 0
PV | 0 | 0 | 0 | 0 | 0 | 0
PeakG | 0 | 0 | 0 | 0 | 0 | 0
PeakO | 0 | 0 | 0 | 0 | 0 | 0
ST | 0 | 0 | 0 | 0 | 0 | 0
STOG | 0 | 0 | 0 | 0 | 0 | 0
STWD | 0 | 0 | 0 | 0 | 0 | 0
WT | 0 | 0 | 0 | 0 | 0 | 0
IGCC | 0 | 0 | 0 | 0 | 0 | 0
DemandResponse | 0 | 0 | 0 | 0 | 0 | 0
IGCC-CCS | 0 | 0 | 0 | 0 | 0 | 0
WT_off | 0 | 0 | 0 | 0 | 0 | 0
PseudoUnit | 0 | 0 | 0 | 0 | 0 | 0
FixedInterchange | 0 | 0 | 0 | 0 | 0 | 0
Emission Cost by Reporting Type: SP15
ReportingType | 2015 | 2020 | 2025 | 2030 | 2035 | 2040
BM | 0 | 0 | 0 | 0 | 0 | 0
CC | 0 | 0 | 0 | 0 | 0 | 0
CSP | 0 | 0 | 0 | 0 | 0 | 0
CT | 0 | 0 | 0 | 0 | 0 | 0
Coal | 0.17 | 0 | 0 | 0 | 0 | 0
Geo | 0 | 0 | 0 | 0 | 0 | 0
H | 0 | 0 | 0 | 0 | 0 | 0
LFG | 0 | 0 | 0 | 0 | 0 | 0
Nuc | 0 | 0 | 0 | 0 | 0 | 0
PS | 0 | 0 | 0 | 0 | 0 | 0
PV | 0 | 0 | 0 | 0 | 0 | 0
PeakG | 0 | 0 | 0 | 0 | 0 | 0
PeakO | 0 | 0 | 0 | 0 | 0 | 0
ST | 0 | 0 | 0 | 0 | 0 | 0
STOG | 0 | 0 | 0 | 0 | 0 | 0
STWD | 0 | 0 | 0 | 0 | 0 | 0
WT | 0 | 0 | 0 | 0 | 0 | 0
IGCC | 0 | 0 | 0 | 0 | 0 | 0
DemandResponse | 0 | 0 | 0 | 0 | 0 | 0
IGCC-CCS | 0 | 0 | 0 | 0 | 0 | 0
WT_off | 0 | 0 | 0 | 0 | 0 | 0
PseudoUnit | 0 | 0 | 0 | 0 | 0 | 0
FixedInterchange | 0 | 0 | 0 | 0 | 0 | 0
Emission Cost by Reporting Type: ALB
ReportingType | 2015 | 2020 | 2025 | 2030 | 2035 | 2040
BM | 0 | 0 | 0 | 0 | 0 | 0
CC | 0 | 0 | 0 | 0 | 0 | 0
CSP | 0 | 0 | 0 | 0 | 0 | 0
CT | 0 | 0 | 0 | 0 | 0 | 0
Coal | 0 | 0 | 0 | 0 | 0 | 0
Geo | 0 | 0 | 0 | 0 | 0 | 0
H | 0 | 0 | 0 | 0 | 0 | 0
LFG | 0 | 0 | 0 | 0 | 0 | 0
Nuc | 0 | 0 | 0 | 0 | 0 | 0
PS | 0 | 0 | 0 | 0 | 0 | 0
PV | 0 | 0 | 0 | 0 | 0 | 0
PeakG | 0 | 0 | 0 | 0 | 0 | 0
PeakO | 0 | 0 | 0 | 0 | 0 | 0
ST | 0 | 0 | 0 | 0 | 0 | 0
STOG | 0 | 0 | 0 | 0 | 0 | 0
STWD | 0 | 0 | 0 | 0 | 0 | 0
WT | 0 | 0 | 0 | 0 | 0 | 0
IGCC | 0 | 0 | 0 | 0 | 0 | 0
DemandResponse | 0 | 0 | 0 | 0 | 0 | 0
IGCC-CCS | 0 | 0 | 0 | 0 | 0 | 0
WT_off | 0 | 0 | 0 | 0 | 0 | 0
PseudoUnit | 0 | 0 | 0 | 0 | 0 | 0
FixedInterchange | 0 | 0 | 0 | 0 | 0 | 0
Emission Cost by Reporting Type: BC
ReportingType | 2015 | 2020 | 2025 | 2030 | 2035 | 2040
BM | 0 | 0 | 0 | 0 | 0 | 0
CC | 0 | 0 | 0 | 0 | 0 | 0
CSP | 0 | 0 | 0 | 0 | 0 | 0
CT | 0 | 0 | 0 | 0 | 0 | 0
Coal | 0 | 0 | 0 | 0 | 0 | 0
Geo | 0 | 0 | 0 | 0 | 0 | 0
H | 0 | 0 | 0 | 0 | 0 | 0
LFG | 0 | 0 | 0 | 0 | 0 | 0
Nuc | 0 | 0 | 0 | 0 | 0 | 0
PS | 0 | 0 | 0 | 0 | 0 | 0
PV | 0 | 0 | 0 | 0 | 0 | 0
PeakG | 0 | 0 | 0 | 0 | 0 | 0
PeakO | 0 | 0 | 0 | 0 | 0 | 0
ST | 0 | 0 | 0 | 0 | 0 | 0
STOG | 0 | 0 | 0 | 0 | 0 | 0
STWD | 0 | 0 | 0 | 0 | 0 | 0
WT | 0 | 0 | 0 | 0 | 0 | 0
IGCC | 0 | 0 | 0 | 0 | 0 | 0
DemandResponse | 0 | 0 | 0 | 0 | 0 | 0
IGCC-CCS | 0 | 0 | 0 | 0 | 0 | 0
WT_off | 0 | 0 | 0 | 0 | 0 | 0
PseudoUnit | 0 | 0 | 0 | 0 | 0 | 0
FixedInterchange | 0 | 0 | 0 | 0 | 0 | 0
Emission Cost by Reporting Type: HQ_IESO
ReportingType | 2015 | 2020 | 2025 | 2030 | 2035 | 2040
BM | 0 | 0 | 0 | 0 | 0 | 0
CC | 0 | 0 | 0 | 0 | 0 | 0
CSP | 0 | 0 | 0 | 0 | 0 | 0
CT | 0 | 0 | 0 | 0 | 0 | 0
Coal | 0 | 0 | 0 | 0 | 0 | 0
Geo | 0 | 0 | 0 | 0 | 0 | 0
H | 0 | 0 | 0 | 0 | 0 | 0
LFG | 0 | 0 | 0 | 0 | 0 | 0
Nuc | 0 | 0 | 0 | 0 | 0 | 0
PS | 0 | 0 | 0 | 0 | 0 | 0
PV | 0 | 0 | 0 | 0 | 0 | 0
PeakG | 0 | 0 | 0 | 0 | 0 | 0
PeakO | 0 | 0 | 0 | 0 | 0 | 0
ST | 0 | 0 | 0 | 0 | 0 | 0
STOG | 0 | 0 | 0 | 0 | 0 | 0
STWD | 0 | 0 | 0 | 0 | 0 | 0
WT | 0 | 0 | 0 | 0 | 0 | 0
IGCC | 0 | 0 | 0 | 0 | 0 | 0
DemandResponse | 0 | 0 | 0 | 0 | 0 | 0
IGCC-CCS | 0 | 0 | 0 | 0 | 0 | 0
WT_off | 0 | 0 | 0 | 0 | 0 | 0
PseudoUnit | 0 | 0 | 0 | 0 | 0 | 0
FixedInterchange | 0 | 0 | 0 | 0 | 0 | 0
Emission Cost by Reporting Type: HQ_NEISO
ReportingType | 2015 | 2020 | 2025 | 2030 | 2035 | 2040
BM | 0 | 0 | 0 | 0 | 0 | 0
CC | 0 | 0 | 0 | 0 | 0 | 0
CSP | 0 | 0 | 0 | 0 | 0 | 0
CT | 0 | 0 | 0 | 0 | 0 | 0
Coal | 0 | 0 | 0 | 0 | 0 | 0
Geo | 0 | 0 | 0 | 0 | 0 | 0
H | 0 | 0 | 0 | 0 | 0 | 0
LFG | 0 | 0 | 0 | 0 | 0 | 0
Nuc | 0 | 0 | 0 | 0 | 0 | 0
PS | 0 | 0 | 0 | 0 | 0 | 0
PV | 0 | 0 | 0 | 0 | 0 | 0
PeakG | 0 | 0 | 0 | 0 | 0 | 0
PeakO | 0 | 0 | 0 | 0 | 0 | 0
ST | 0 | 0 | 0 | 0 | 0 | 0
STOG | 0 | 0 | 0 | 0 | 0 | 0
STWD | 0 | 0 | 0 | 0 | 0 | 0
WT | 0 | 0 | 0 | 0 | 0 | 0
IGCC | 0 | 0 | 0 | 0 | 0 | 0
DemandResponse | 0 | 0 | 0 | 0 | 0 | 0
IGCC-CCS | 0 | 0 | 0 | 0 | 0 | 0
WT_off | 0 | 0 | 0 | 0 | 0 | 0
PseudoUnit | 0 | 0 | 0 | 0 | 0 | 0
FixedInterchange | 0 | 0 | 0 | 0 | 0 | 0
Emission Cost by Reporting Type: HQ_NY
ReportingType | 2015 | 2020 | 2025 | 2030 | 2035 | 2040
BM | 0 | 0 | 0 | 0 | 0 | 0
CC | 0 | 0 | 0 | 0 | 0 | 0
CSP | 0 | 0 | 0 | 0 | 0 | 0
CT | 0 | 0 | 0 | 0 | 0 | 0
Coal | 0 | 0 | 0 | 0 | 0 | 0
Geo | 0 | 0 | 0 | 0 | 0 | 0
H | 0 | 0 | 0 | 0 | 0 | 0
LFG | 0 | 0 | 0 | 0 | 0 | 0
Nuc | 0 | 0 | 0 | 0 | 0 | 0
PS | 0 | 0 | 0 | 0 | 0 | 0
PV | 0 | 0 | 0 | 0 | 0 | 0
PeakG | 0 | 0 | 0 | 0 | 0 | 0
PeakO | 0 | 0 | 0 | 0 | 0 | 0
ST | 0 | 0 | 0 | 0 | 0 | 0
STOG | 0 | 0 | 0 | 0 | 0 | 0
STWD | 0 | 0 | 0 | 0 | 0 | 0
WT | 0 | 0 | 0 | 0 | 0 | 0
IGCC | 0 | 0 | 0 | 0 | 0 | 0
DemandResponse | 0 | 0 | 0 | 0 | 0 | 0
IGCC-CCS | 0 | 0 | 0 | 0 | 0 | 0
WT_off | 0 | 0 | 0 | 0 | 0 | 0
PseudoUnit | 0 | 0 | 0 | 0 | 0 | 0
FixedInterchange | 0 | 0 | 0 | 0 | 0 | 0
Emission Cost by Reporting Type: MARITIMES
ReportingType | 2015 | 2020 | 2025 | 2030 | 2035 | 2040
BM | 0 | 0 | 0 | 0 | 0 | 0
CC | 0 | 0 | 0 | 0 | 0 | 0
CSP | 0 | 0 | 0 | 0 | 0 | 0
CT | 0 | 0 | 0 | 0 | 0 | 0
Coal | 0 | 0 | 0 | 0 | 0 | 0
Geo | 0 | 0 | 0 | 0 | 0 | 0
H | 0 | 0 | 0 | 0 | 0 | 0
LFG | 0 | 0 | 0 | 0 | 0 | 0
Nuc | 0 | 0 | 0 | 0 | 0 | 0
PS | 0 | 0 | 0 | 0 | 0 | 0
PV | 0 | 0 | 0 | 0 | 0 | 0
PeakG | 0 | 0 | 0 | 0 | 0 | 0
PeakO | 0 | 0 | 0 | 0 | 0 | 0
ST | 0 | 0 | 0 | 0 | 0 | 0
STOG | 0 | 0 | 0 | 0 | 0 | 0
STWD | 0 | 0 | 0 | 0 | 0 | 0
WT | 0 | 0 | 0 | 0 | 0 | 0
IGCC | 0 | 0 | 0 | 0 | 0 | 0
DemandResponse | 0 | 0 | 0 | 0 | 0 | 0
IGCC-CCS | 0 | 0 | 0 | 0 | 0 | 0
WT_off | 0 | 0 | 0 | 0 | 0 | 0
PseudoUnit | 0 | 0 | 0 | 0 | 0 | 0
FixedInterchange | 0 | 0 | 0 | 0 | 0 | 0
Emission Cost by Reporting Type: All
ReportingType | 2015 | 2020 | 2025 | 2030 | 2035 | 2040
BM | 0 | 0 | 0 | 0 | 0 | 0
CC | 0 | 0 | 0 | 0 | 0 | 0
CSP | 0 | 0 | 0 | 0 | 0 | 0
CT | 0 | 0 | 0 | 0 | 0 | 0
Coal | 338.95 | 0 | 0 | 0 | 0 | 0
Geo | 0 | 0 | 0 | 0 | 0 | 0
H | 0 | 0 | 0 | 0 | 0 | 0
LFG | 0 | 0 | 0 | 0 | 0 | 0
Nuc | 0 | 0 | 0 | 0 | 0 | 0
PS | 0 | 0 | 0 | 0 | 0 | 0
PV | 0 | 0 | 0 | 0 | 0 | 0
PeakG | 0 | 0 | 0 | 0 | 0 | 0
PeakO | 0 | 0 | 0 | 0 | 0 | 0
ST | 0 | 0 | 0 | 0 | 0 | 0
STOG | 0 | 0 | 0 | 0 | 0 | 0
STWD | 0 | 0 | 0 | 0 | 0 | 0
WT | 0 | 0 | 0 | 0 | 0 | 0
IGCC | 0.2 | 0 | 0 | 0 | 0 | 0
DemandResponse | 0 | 0 | 0 | 0 | 0 | 0
IGCC-CCS | 0 | 0 | 0 | 0 | 0 | 0
WT_off | 0 | 0 | 0 | 0 | 0 | 0
PseudoUnit | 0 | 0 | 0 | 0 | 0 | 0
FixedInterchange | 0 | 0 | 0 | 0 | 0 | 0
Emission Cost by Reporting Type: EI_US
ReportingType | 2015 | 2020 | 2025 | 2030 | 2035 | 2040
BM | 0 | 0 | 0 | 0 | 0 | 0
CC | 0 | 0 | 0 | 0 | 0 | 0
CSP | 0 | 0 | 0 | 0 | 0 | 0
CT | 0 | 0 | 0 | 0 | 0 | 0
Coal | 325.92 | 0 | 0 | 0 | 0 | 0
Geo | 0 | 0 | 0 | 0 | 0 | 0
H | 0 | 0 | 0 | 0 | 0 | 0
LFG | 0 | 0 | 0 | 0 | 0 | 0
Nuc | 0 | 0 | 0 | 0 | 0 | 0
PS | 0 | 0 | 0 | 0 | 0 | 0
PV | 0 | 0 | 0 | 0 | 0 | 0
PeakG | 0 | 0 | 0 | 0 | 0 | 0
PeakO | 0 | 0 | 0 | 0 | 0 | 0
ST | 0 | 0 | 0 | 0 | 0 | 0
STOG | 0 | 0 | 0 | 0 | 0 | 0
STWD | 0 | 0 | 0 | 0 | 0 | 0
WT | 0 | 0 | 0 | 0 | 0 | 0
IGCC | 0.2 | 0 | 0 | 0 | 0 | 0
DemandResponse | 0 | 0 | 0 | 0 | 0 | 0
IGCC-CCS | 0 | 0 | 0 | 0 | 0 | 0
WT_off | 0 | 0 | 0 | 0 | 0 | 0
PseudoUnit | 0 | 0 | 0 | 0 | 0 | 0
FixedInterchange | 0 | 0 | 0 | 0 | 0 | 0
Emission Cost by Reporting Type: EI_Canada
ReportingType | 2015 | 2020 | 2025 | 2030 | 2035 | 2040
BM | 0 | 0 | 0 | 0 | 0 | 0
CC | 0 | 0 | 0 | 0 | 0 | 0
CSP | 0 | 0 | 0 | 0 | 0 | 0
CT | 0 | 0 | 0 | 0 | 0 | 0
Coal | 0 | 0 | 0 | 0 | 0 | 0
Geo | 0 | 0 | 0 | 0 | 0 | 0
H | 0 | 0 | 0 | 0 | 0 | 0
LFG | 0 | 0 | 0 | 0 | 0 | 0
Nuc | 0 | 0 | 0 | 0 | 0 | 0
PS | 0 | 0 | 0 | 0 | 0 | 0
PV | 0 | 0 | 0 | 0 | 0 | 0
PeakG | 0 | 0 | 0 | 0 | 0 | 0
PeakO | 0 | 0 | 0 | 0 | 0 | 0
ST | 0 | 0 | 0 | 0 | 0 | 0
STOG | 0 | 0 | 0 | 0 | 0 | 0
STWD | 0 | 0 | 0 | 0 | 0 | 0
WT | 0 | 0 | 0 | 0 | 0 | 0
IGCC | 0 | 0 | 0 | 0 | 0 | 0
DemandResponse | 0 | 0 | 0 | 0 | 0 | 0
IGCC-CCS | 0 | 0 | 0 | 0 | 0 | 0
WT_off | 0 | 0 | 0 | 0 | 0 | 0
PseudoUnit | 0 | 0 | 0 | 0 | 0 | 0
FixedInterchange | 0 | 0 | 0 | 0 | 0 | 0
Emission Cost by Reporting Type: EI
ReportingType | 2015 | 2020 | 2025 | 2030 | 2035 | 2040
BM | 0 | 0 | 0 | 0 | 0 | 0
CC | 0 | 0 | 0 | 0 | 0 | 0
CSP | 0 | 0 | 0 | 0 | 0 | 0
CT | 0 | 0 | 0 | 0 | 0 | 0
Coal | 325.92 | 0 | 0 | 0 | 0 | 0
Geo | 0 | 0 | 0 | 0 | 0 | 0
H | 0 | 0 | 0 | 0 | 0 | 0
LFG | 0 | 0 | 0 | 0 | 0 | 0
Nuc | 0 | 0 | 0 | 0 | 0 | 0
PS | 0 | 0 | 0 | 0 | 0 | 0
PV | 0 | 0 | 0 | 0 | 0 | 0
PeakG | 0 | 0 | 0 | 0 | 0 | 0
PeakO | 0 | 0 | 0 | 0 | 0 | 0
ST | 0 | 0 | 0 | 0 | 0 | 0
STOG | 0 | 0 | 0 | 0 | 0 | 0
STWD | 0 | 0 | 0 | 0 | 0 | 0
WT | 0 | 0 | 0 | 0 | 0 | 0
IGCC | 0.2 | 0 | 0 | 0 | 0 | 0
DemandResponse | 0 | 0 | 0 | 0 | 0 | 0
IGCC-CCS | 0 | 0 | 0 | 0 | 0 | 0
WT_off | 0 | 0 | 0 | 0 | 0 | 0
PseudoUnit | 0 | 0 | 0 | 0 | 0 | 0
FixedInterchange | 0 | 0 | 0 | 0 | 0 | 0
Emission Cost by Reporting Type: Outside_EI
ReportingType | 2015 | 2020 | 2025 | 2030 | 2035 | 2040
BM | 0 | 0 | 0 | 0 | 0 | 0
CC | 0 | 0 | 0 | 0 | 0 | 0
CSP | 0 | 0 | 0 | 0 | 0 | 0
CT | 0 | 0 | 0 | 0 | 0 | 0
Coal | 13.03 | 0 | 0 | 0 | 0 | 0
Geo | 0 | 0 | 0 | 0 | 0 | 0
H | 0 | 0 | 0 | 0 | 0 | 0
LFG | 0 | 0 | 0 | 0 | 0 | 0
Nuc | 0 | 0 | 0 | 0 | 0 | 0
PS | 0 | 0 | 0 | 0 | 0 | 0
PV | 0 | 0 | 0 | 0 | 0 | 0
PeakG | 0 | 0 | 0 | 0 | 0 | 0
PeakO | 0 | 0 | 0 | 0 | 0 | 0
ST | 0 | 0 | 0 | 0 | 0 | 0
STOG | 0 | 0 | 0 | 0 | 0 | 0
STWD | 0 | 0 | 0 | 0 | 0 | 0
WT | 0 | 0 | 0 | 0 | 0 | 0
IGCC | 0 | 0 | 0 | 0 | 0 | 0
DemandResponse | 0 | 0 | 0 | 0 | 0 | 0
IGCC-CCS | 0 | 0 | 0 | 0 | 0 | 0
WT_off | 0 | 0 | 0 | 0 | 0 | 0
PseudoUnit | 0 | 0 | 0 | 0 | 0 | 0
FixedInterchange | 0 | 0 | 0 | 0 | 0 | 0
==== Emission Program: CAIRNoxSeasonal : (NOx) ====
Emission Cost by Reporting Type: Entergy
ReportingType | 2015 | 2020 | 2025 | 2030 | 2035 | 2040
BM | 0 | 0 | 0 | 0 | 0 | 0
CC | 0 | 0 | 0 | 0 | 0 | 0
CSP | 0 | 0 | 0 | 0 | 0 | 0
CT | 0 | 0 | 0 | 0 | 0 | 0
Coal | 0 | 0 | 0 | 0 | 0 | 0
Geo | 0 | 0 | 0 | 0 | 0 | 0
H | 0 | 0 | 0 | 0 | 0 | 0
LFG | 0 | 0 | 0 | 0 | 0 | 0
Nuc | 0 | 0 | 0 | 0 | 0 | 0
PS | 0 | 0 | 0 | 0 | 0 | 0
PV | 0 | 0 | 0 | 0 | 0 | 0
PeakG | 0 | 0 | 0 | 0 | 0 | 0
PeakO | 0 | 0 | 0 | 0 | 0 | 0
ST | 0 | 0 | 0 | 0 | 0 | 0
STOG | 0 | 0 | 0 | 0 | 0 | 0
STWD | 0 | 0 | 0 | 0 | 0 | 0
WT | 0 | 0 | 0 | 0 | 0 | 0
IGCC | 0 | 0 | 0 | 0 | 0 | 0
DemandResponse | 0 | 0 | 0 | 0 | 0 | 0
IGCC-CCS | 0 | 0 | 0 | 0 | 0 | 0
WT_off | 0 | 0 | 0 | 0 | 0 | 0
PseudoUnit | 0 | 0 | 0 | 0 | 0 | 0
FixedInterchange | 0 | 0 | 0 | 0 | 0 | 0
Emission Cost by Reporting Type: FRCC
ReportingType | 2015 | 2020 | 2025 | 2030 | 2035 | 2040
BM | 0 | 0 | 0 | 0 | 0 | 0
CC | 0 | 0 | 0 | 0 | 0 | 0
CSP | 0 | 0 | 0 | 0 | 0 | 0
CT | 0 | 0 | 0 | 0 | 0 | 0
Coal | 0 | 0 | 0 | 0 | 0 | 0
Geo | 0 | 0 | 0 | 0 | 0 | 0
H | 0 | 0 | 0 | 0 | 0 | 0
LFG | 0 | 0 | 0 | 0 | 0 | 0
Nuc | 0 | 0 | 0 | 0 | 0 | 0
PS | 0 | 0 | 0 | 0 | 0 | 0
PV | 0 | 0 | 0 | 0 | 0 | 0
PeakG | 0 | 0 | 0 | 0 | 0 | 0
PeakO | 0 | 0 | 0 | 0 | 0 | 0
ST | 0 | 0 | 0 | 0 | 0 | 0
STOG | 0 | 0 | 0 | 0 | 0 | 0
STWD | 0 | 0 | 0 | 0 | 0 | 0
WT | 0 | 0 | 0 | 0 | 0 | 0
IGCC | 0 | 0 | 0 | 0 | 0 | 0
DemandResponse | 0 | 0 | 0 | 0 | 0 | 0
IGCC-CCS | 0 | 0 | 0 | 0 | 0 | 0
WT_off | 0 | 0 | 0 | 0 | 0 | 0
PseudoUnit | 0 | 0 | 0 | 0 | 0 | 0
FixedInterchange | 0 | 0 | 0 | 0 | 0 | 0
Emission Cost by Reporting Type: MAPP_US
ReportingType | 2015 | 2020 | 2025 | 2030 | 2035 | 2040
BM | 0 | 0 | 0 | 0 | 0 | 0
CC | 0 | 0 | 0 | 0 | 0 | 0
CSP | 0 | 0 | 0 | 0 | 0 | 0
CT | 0 | 0 | 0 | 0 | 0 | 0
Coal | 0 | 0 | 0 | 0 | 0 | 0
Geo | 0 | 0 | 0 | 0 | 0 | 0
H | 0 | 0 | 0 | 0 | 0 | 0
LFG | 0 | 0 | 0 | 0 | 0 | 0
Nuc | 0 | 0 | 0 | 0 | 0 | 0
PS | 0 | 0 | 0 | 0 | 0 | 0
PV | 0 | 0 | 0 | 0 | 0 | 0
PeakG | 0 | 0 | 0 | 0 | 0 | 0
PeakO | 0 | 0 | 0 | 0 | 0 | 0
ST | 0 | 0 | 0 | 0 | 0 | 0
STOG | 0 | 0 | 0 | 0 | 0 | 0
STWD | 0 | 0 | 0 | 0 | 0 | 0
WT | 0 | 0 | 0 | 0 | 0 | 0
IGCC | 0 | 0 | 0 | 0 | 0 | 0
DemandResponse | 0 | 0 | 0 | 0 | 0 | 0
IGCC-CCS | 0 | 0 | 0 | 0 | 0 | 0
WT_off | 0 | 0 | 0 | 0 | 0 | 0
PseudoUnit | 0 | 0 | 0 | 0 | 0 | 0
FixedInterchange | 0 | 0 | 0 | 0 | 0 | 0
Emission Cost by Reporting Type: MISO_IN
ReportingType | 2015 | 2020 | 2025 | 2030 | 2035 | 2040
BM | 0 | 0 | 0 | 0 | 0 | 0
CC | 0 | 0 | 0 | 0 | 0 | 0
CSP | 0 | 0 | 0 | 0 | 0 | 0
CT | 0 | 0 | 0 | 0 | 0 | 0
Coal | 0 | 0 | 0 | 0 | 0 | 0
Geo | 0 | 0 | 0 | 0 | 0 | 0
H | 0 | 0 | 0 | 0 | 0 | 0
LFG | 0 | 0 | 0 | 0 | 0 | 0
Nuc | 0 | 0 | 0 | 0 | 0 | 0
PS | 0 | 0 | 0 | 0 | 0 | 0
PV | 0 | 0 | 0 | 0 | 0 | 0
PeakG | 0 | 0 | 0 | 0 | 0 | 0
PeakO | 0 | 0 | 0 | 0 | 0 | 0
ST | 0 | 0 | 0 | 0 | 0 | 0
STOG | 0 | 0 | 0 | 0 | 0 | 0
STWD | 0 | 0 | 0 | 0 | 0 | 0
WT | 0 | 0 | 0 | 0 | 0 | 0
IGCC | 0 | 0 | 0 | 0 | 0 | 0
DemandResponse | 0 | 0 | 0 | 0 | 0 | 0
IGCC-CCS | 0 | 0 | 0 | 0 | 0 | 0
WT_off | 0 | 0 | 0 | 0 | 0 | 0
PseudoUnit | 0 | 0 | 0 | 0 | 0 | 0
FixedInterchange | 0 | 0 | 0 | 0 | 0 | 0
Emission Cost by Reporting Type: MISO_MI
ReportingType | 2015 | 2020 | 2025 | 2030 | 2035 | 2040
BM | 0 | 0 | 0 | 0 | 0 | 0
CC | 0 | 0 | 0 | 0 | 0 | 0
CSP | 0 | 0 | 0 | 0 | 0 | 0
CT | 0 | 0 | 0 | 0 | 0 | 0
Coal | 0 | 0 | 0 | 0 | 0 | 0
Geo | 0 | 0 | 0 | 0 | 0 | 0
H | 0 | 0 | 0 | 0 | 0 | 0
LFG | 0 | 0 | 0 | 0 | 0 | 0
Nuc | 0 | 0 | 0 | 0 | 0 | 0
PS | 0 | 0 | 0 | 0 | 0 | 0
PV | 0 | 0 | 0 | 0 | 0 | 0
PeakG | 0 | 0 | 0 | 0 | 0 | 0
PeakO | 0 | 0 | 0 | 0 | 0 | 0
ST | 0 | 0 | 0 | 0 | 0 | 0
STOG | 0 | 0 | 0 | 0 | 0 | 0
STWD | 0 | 0 | 0 | 0 | 0 | 0
WT | 0 | 0 | 0 | 0 | 0 | 0
IGCC | 0 | 0 | 0 | 0 | 0 | 0
DemandResponse | 0 | 0 | 0 | 0 | 0 | 0
IGCC-CCS | 0 | 0 | 0 | 0 | 0 | 0
WT_off | 0 | 0 | 0 | 0 | 0 | 0
PseudoUnit | 0 | 0 | 0 | 0 | 0 | 0
FixedInterchange | 0 | 0 | 0 | 0 | 0 | 0
Emission Cost by Reporting Type: MISO_MO-IL
ReportingType | 2015 | 2020 | 2025 | 2030 | 2035 | 2040
BM | 0 | 0 | 0 | 0 | 0 | 0
CC | 0 | 0 | 0 | 0 | 0 | 0
CSP | 0 | 0 | 0 | 0 | 0 | 0
CT | 0 | 0 | 0 | 0 | 0 | 0
Coal | 0 | 0 | 0 | 0 | 0 | 0
Geo | 0 | 0 | 0 | 0 | 0 | 0
H | 0 | 0 | 0 | 0 | 0 | 0
LFG | 0 | 0 | 0 | 0 | 0 | 0
Nuc | 0 | 0 | 0 | 0 | 0 | 0
PS | 0 | 0 | 0 | 0 | 0 | 0
PV | 0 | 0 | 0 | 0 | 0 | 0
PeakG | 0 | 0 | 0 | 0 | 0 | 0
PeakO | 0 | 0 | 0 | 0 | 0 | 0
ST | 0 | 0 | 0 | 0 | 0 | 0
STOG | 0 | 0 | 0 | 0 | 0 | 0
STWD | 0 | 0 | 0 | 0 | 0 | 0
WT | 0 | 0 | 0 | 0 | 0 | 0
IGCC | 0 | 0 | 0 | 0 | 0 | 0
DemandResponse | 0 | 0 | 0 | 0 | 0 | 0
IGCC-CCS | 0 | 0 | 0 | 0 | 0 | 0
WT_off | 0 | 0 | 0 | 0 | 0 | 0
PseudoUnit | 0 | 0 | 0 | 0 | 0 | 0
FixedInterchange | 0 | 0 | 0 | 0 | 0 | 0
Emission Cost by Reporting Type: MISO_W
ReportingType | 2015 | 2020 | 2025 | 2030 | 2035 | 2040
BM | 0 | 0 | 0 | 0 | 0 | 0
CC | 0 | 0 | 0 | 0 | 0 | 0
CSP | 0 | 0 | 0 | 0 | 0 | 0
CT | 0 | 0 | 0 | 0 | 0 | 0
Coal | 0 | 0 | 0 | 0 | 0 | 0
Geo | 0 | 0 | 0 | 0 | 0 | 0
H | 0 | 0 | 0 | 0 | 0 | 0
LFG | 0 | 0 | 0 | 0 | 0 | 0
Nuc | 0 | 0 | 0 | 0 | 0 | 0
PS | 0 | 0 | 0 | 0 | 0 | 0
PV | 0 | 0 | 0 | 0 | 0 | 0
PeakG | 0 | 0 | 0 | 0 | 0 | 0
PeakO | 0 | 0 | 0 | 0 | 0 | 0
ST | 0 | 0 | 0 | 0 | 0 | 0
STOG | 0 | 0 | 0 | 0 | 0 | 0
STWD | 0 | 0 | 0 | 0 | 0 | 0
WT | 0 | 0 | 0 | 0 | 0 | 0
IGCC | 0 | 0 | 0 | 0 | 0 | 0
DemandResponse | 0 | 0 | 0 | 0 | 0 | 0
IGCC-CCS | 0 | 0 | 0 | 0 | 0 | 0
WT_off | 0 | 0 | 0 | 0 | 0 | 0
PseudoUnit | 0 | 0 | 0 | 0 | 0 | 0
FixedInterchange | 0 | 0 | 0 | 0 | 0 | 0
Emission Cost by Reporting Type: MISO_WUMS
ReportingType | 2015 | 2020 | 2025 | 2030 | 2035 | 2040
BM | 0 | 0 | 0 | 0 | 0 | 0
CC | 0 | 0 | 0 | 0 | 0 | 0
CSP | 0 | 0 | 0 | 0 | 0 | 0
CT | 0 | 0 | 0 | 0 | 0 | 0
Coal | 0 | 0 | 0 | 0 | 0 | 0
Geo | 0 | 0 | 0 | 0 | 0 | 0
H | 0 | 0 | 0 | 0 | 0 | 0
LFG | 0 | 0 | 0 | 0 | 0 | 0
Nuc | 0 | 0 | 0 | 0 | 0 | 0
PS | 0 | 0 | 0 | 0 | 0 | 0
PV | 0 | 0 | 0 | 0 | 0 | 0
PeakG | 0 | 0 | 0 | 0 | 0 | 0
PeakO | 0 | 0 | 0 | 0 | 0 | 0
ST | 0 | 0 | 0 | 0 | 0 | 0
STOG | 0 | 0 | 0 | 0 | 0 | 0
STWD | 0 | 0 | 0 | 0 | 0 | 0
WT | 0 | 0 | 0 | 0 | 0 | 0
IGCC | 0 | 0 | 0 | 0 | 0 | 0
DemandResponse | 0 | 0 | 0 | 0 | 0 | 0
IGCC-CCS | 0 | 0 | 0 | 0 | 0 | 0
WT_off | 0 | 0 | 0 | 0 | 0 | 0
PseudoUnit | 0 | 0 | 0 | 0 | 0 | 0
FixedInterchange | 0 | 0 | 0 | 0 | 0 | 0
Emission Cost by Reporting Type: Nebraska
ReportingType | 2015 | 2020 | 2025 | 2030 | 2035 | 2040
BM | 0 | 0 | 0 | 0 | 0 | 0
CC | 0 | 0 | 0 | 0 | 0 | 0
CSP | 0 | 0 | 0 | 0 | 0 | 0
CT | 0 | 0 | 0 | 0 | 0 | 0
Coal | 0 | 0 | 0 | 0 | 0 | 0
Geo | 0 | 0 | 0 | 0 | 0 | 0
H | 0 | 0 | 0 | 0 | 0 | 0
LFG | 0 | 0 | 0 | 0 | 0 | 0
Nuc | 0 | 0 | 0 | 0 | 0 | 0
PS | 0 | 0 | 0 | 0 | 0 | 0
PV | 0 | 0 | 0 | 0 | 0 | 0
PeakG | 0 | 0 | 0 | 0 | 0 | 0
PeakO | 0 | 0 | 0 | 0 | 0 | 0
ST | 0 | 0 | 0 | 0 | 0 | 0
STOG | 0 | 0 | 0 | 0 | 0 | 0
STWD | 0 | 0 | 0 | 0 | 0 | 0
WT | 0 | 0 | 0 | 0 | 0 | 0
IGCC | 0 | 0 | 0 | 0 | 0 | 0
DemandResponse | 0 | 0 | 0 | 0 | 0 | 0
IGCC-CCS | 0 | 0 | 0 | 0 | 0 | 0
WT_off | 0 | 0 | 0 | 0 | 0 | 0
PseudoUnit | 0 | 0 | 0 | 0 | 0 | 0
FixedInterchange | 0 | 0 | 0 | 0 | 0 | 0
Emission Cost by Reporting Type: NEISO
ReportingType | 2015 | 2020 | 2025 | 2030 | 2035 | 2040
BM | 0 | 0 | 0 | 0 | 0 | 0
CC | 0 | 0 | 0 | 0 | 0 | 0
CSP | 0 | 0 | 0 | 0 | 0 | 0
CT | 0 | 0 | 0 | 0 | 0 | 0
Coal | 0 | 0 | 0 | 0 | 0 | 0
Geo | 0 | 0 | 0 | 0 | 0 | 0
H | 0 | 0 | 0 | 0 | 0 | 0
LFG | 0 | 0 | 0 | 0 | 0 | 0
Nuc | 0 | 0 | 0 | 0 | 0 | 0
PS | 0 | 0 | 0 | 0 | 0 | 0
PV | 0 | 0 | 0 | 0 | 0 | 0
PeakG | 0 | 0 | 0 | 0 | 0 | 0
PeakO | 0 | 0 | 0 | 0 | 0 | 0
ST | 0 | 0 | 0 | 0 | 0 | 0
STOG | 0 | 0 | 0 | 0 | 0 | 0
STWD | 0 | 0 | 0 | 0 | 0 | 0
WT | 0 | 0 | 0 | 0 | 0 | 0
IGCC | 0 | 0 | 0 | 0 | 0 | 0
DemandResponse | 0 | 0 | 0 | 0 | 0 | 0
IGCC-CCS | 0 | 0 | 0 | 0 | 0 | 0
WT_off | 0 | 0 | 0 | 0 | 0 | 0
PseudoUnit | 0 | 0 | 0 | 0 | 0 | 0
FixedInterchange | 0 | 0 | 0 | 0 | 0 | 0
Emission Cost by Reporting Type: NonRTO_Midwest
ReportingType | 2015 | 2020 | 2025 | 2030 | 2035 | 2040
BM | 0 | 0 | 0 | 0 | 0 | 0
CC | 0 | 0 | 0 | 0 | 0 | 0
CSP | 0 | 0 | 0 | 0 | 0 | 0
CT | 0 | 0 | 0 | 0 | 0 | 0
Coal | 0 | 0 | 0 | 0 | 0 | 0
Geo | 0 | 0 | 0 | 0 | 0 | 0
H | 0 | 0 | 0 | 0 | 0 | 0
LFG | 0 | 0 | 0 | 0 | 0 | 0
Nuc | 0 | 0 | 0 | 0 | 0 | 0
PS | 0 | 0 | 0 | 0 | 0 | 0
PV | 0 | 0 | 0 | 0 | 0 | 0
PeakG | 0 | 0 | 0 | 0 | 0 | 0
PeakO | 0 | 0 | 0 | 0 | 0 | 0
ST | 0 | 0 | 0 | 0 | 0 | 0
STOG | 0 | 0 | 0 | 0 | 0 | 0
STWD | 0 | 0 | 0 | 0 | 0 | 0
WT | 0 | 0 | 0 | 0 | 0 | 0
IGCC | 0 | 0 | 0 | 0 | 0 | 0
DemandResponse | 0 | 0 | 0 | 0 | 0 | 0
IGCC-CCS | 0 | 0 | 0 | 0 | 0 | 0
WT_off | 0 | 0 | 0 | 0 | 0 | 0
PseudoUnit | 0 | 0 | 0 | 0 | 0 | 0
FixedInterchange | 0 | 0 | 0 | 0 | 0 | 0
Emission Cost by Reporting Type: NYISO_A-F
ReportingType | 2015 | 2020 | 2025 | 2030 | 2035 | 2040
BM | 0 | 0 | 0 | 0 | 0 | 0
CC | 0 | 0 | 0 | 0 | 0 | 0
CSP | 0 | 0 | 0 | 0 | 0 | 0
CT | 0 | 0 | 0 | 0 | 0 | 0
Coal | 0 | 0 | 0 | 0 | 0 | 0
Geo | 0 | 0 | 0 | 0 | 0 | 0
H | 0 | 0 | 0 | 0 | 0 | 0
LFG | 0 | 0 | 0 | 0 | 0 | 0
Nuc | 0 | 0 | 0 | 0 | 0 | 0
PS | 0 | 0 | 0 | 0 | 0 | 0
PV | 0 | 0 | 0 | 0 | 0 | 0
PeakG | 0 | 0 | 0 | 0 | 0 | 0
PeakO | 0 | 0 | 0 | 0 | 0 | 0
ST | 0 | 0 | 0 | 0 | 0 | 0
STOG | 0 | 0 | 0 | 0 | 0 | 0
STWD | 0 | 0 | 0 | 0 | 0 | 0
WT | 0 | 0 | 0 | 0 | 0 | 0
IGCC | 0 | 0 | 0 | 0 | 0 | 0
DemandResponse | 0 | 0 | 0 | 0 | 0 | 0
IGCC-CCS | 0 | 0 | 0 | 0 | 0 | 0
WT_off | 0 | 0 | 0 | 0 | 0 | 0
PseudoUnit | 0 | 0 | 0 | 0 | 0 | 0
FixedInterchange | 0 | 0 | 0 | 0 | 0 | 0
Emission Cost by Reporting Type: NYISO_G-I
ReportingType | 2015 | 2020 | 2025 | 2030 | 2035 | 2040
BM | 0 | 0 | 0 | 0 | 0 | 0
CC | 0 | 0 | 0 | 0 | 0 | 0
CSP | 0 | 0 | 0 | 0 | 0 | 0
CT | 0 | 0 | 0 | 0 | 0 | 0
Coal | 0 | 0 | 0 | 0 | 0 | 0
Geo | 0 | 0 | 0 | 0 | 0 | 0
H | 0 | 0 | 0 | 0 | 0 | 0
LFG | 0 | 0 | 0 | 0 | 0 | 0
Nuc | 0 | 0 | 0 | 0 | 0 | 0
PS | 0 | 0 | 0 | 0 | 0 | 0
PV | 0 | 0 | 0 | 0 | 0 | 0
PeakG | 0 | 0 | 0 | 0 | 0 | 0
PeakO | 0 | 0 | 0 | 0 | 0 | 0
ST | 0 | 0 | 0 | 0 | 0 | 0
STOG | 0 | 0 | 0 | 0 | 0 | 0
STWD | 0 | 0 | 0 | 0 | 0 | 0
WT | 0 | 0 | 0 | 0 | 0 | 0
IGCC | 0 | 0 | 0 | 0 | 0 | 0
DemandResponse | 0 | 0 | 0 | 0 | 0 | 0
IGCC-CCS | 0 | 0 | 0 | 0 | 0 | 0
WT_off | 0 | 0 | 0 | 0 | 0 | 0
PseudoUnit | 0 | 0 | 0 | 0 | 0 | 0
FixedInterchange | 0 | 0 | 0 | 0 | 0 | 0
Emission Cost by Reporting Type: NYISO_J-K
ReportingType | 2015 | 2020 | 2025 | 2030 | 2035 | 2040
BM | 0 | 0 | 0 | 0 | 0 | 0
CC | 0 | 0 | 0 | 0 | 0 | 0
CSP | 0 | 0 | 0 | 0 | 0 | 0
CT | 0 | 0 | 0 | 0 | 0 | 0
Coal | 0 | 0 | 0 | 0 | 0 | 0
Geo | 0 | 0 | 0 | 0 | 0 | 0
H | 0 | 0 | 0 | 0 | 0 | 0
LFG | 0 | 0 | 0 | 0 | 0 | 0
Nuc | 0 | 0 | 0 | 0 | 0 | 0
PS | 0 | 0 | 0 | 0 | 0 | 0
PV | 0 | 0 | 0 | 0 | 0 | 0
PeakG | 0 | 0 | 0 | 0 | 0 | 0
PeakO | 0 | 0 | 0 | 0 | 0 | 0
ST | 0 | 0 | 0 | 0 | 0 | 0
STOG | 0 | 0 | 0 | 0 | 0 | 0
STWD | 0 | 0 | 0 | 0 | 0 | 0
WT | 0 | 0 | 0 | 0 | 0 | 0
IGCC | 0 | 0 | 0 | 0 | 0 | 0
DemandResponse | 0 | 0 | 0 | 0 | 0 | 0
IGCC-CCS | 0 | 0 | 0 | 0 | 0 | 0
WT_off | 0 | 0 | 0 | 0 | 0 | 0
PseudoUnit | 0 | 0 | 0 | 0 | 0 | 0
FixedInterchange | 0 | 0 | 0 | 0 | 0 | 0
Emission Cost by Reporting Type: PJM_E
ReportingType | 2015 | 2020 | 2025 | 2030 | 2035 | 2040
BM | 0 | 0 | 0 | 0 | 0 | 0
CC | 0 | 0 | 0 | 0 | 0 | 0
CSP | 0 | 0 | 0 | 0 | 0 | 0
CT | 0 | 0 | 0 | 0 | 0 | 0
Coal | 0 | 0 | 0 | 0 | 0 | 0
Geo | 0 | 0 | 0 | 0 | 0 | 0
H | 0 | 0 | 0 | 0 | 0 | 0
LFG | 0 | 0 | 0 | 0 | 0 | 0
Nuc | 0 | 0 | 0 | 0 | 0 | 0
PS | 0 | 0 | 0 | 0 | 0 | 0
PV | 0 | 0 | 0 | 0 | 0 | 0
PeakG | 0 | 0 | 0 | 0 | 0 | 0
PeakO | 0 | 0 | 0 | 0 | 0 | 0
ST | 0 | 0 | 0 | 0 | 0 | 0
STOG | 0 | 0 | 0 | 0 | 0 | 0
STWD | 0 | 0 | 0 | 0 | 0 | 0
WT | 0 | 0 | 0 | 0 | 0 | 0
IGCC | 0 | 0 | 0 | 0 | 0 | 0
DemandResponse | 0 | 0 | 0 | 0 | 0 | 0
IGCC-CCS | 0 | 0 | 0 | 0 | 0 | 0
WT_off | 0 | 0 | 0 | 0 | 0 | 0
PseudoUnit | 0 | 0 | 0 | 0 | 0 | 0
FixedInterchange | 0 | 0 | 0 | 0 | 0 | 0
Emission Cost by Reporting Type: PJM_ROM
ReportingType | 2015 | 2020 | 2025 | 2030 | 2035 | 2040
BM | 0 | 0 | 0 | 0 | 0 | 0
CC | 0 | 0 | 0 | 0 | 0 | 0
CSP | 0 | 0 | 0 | 0 | 0 | 0
CT | 0 | 0 | 0 | 0 | 0 | 0
Coal | 0 | 0 | 0 | 0 | 0 | 0
Geo | 0 | 0 | 0 | 0 | 0 | 0
H | 0 | 0 | 0 | 0 | 0 | 0
LFG | 0 | 0 | 0 | 0 | 0 | 0
Nuc | 0 | 0 | 0 | 0 | 0 | 0
PS | 0 | 0 | 0 | 0 | 0 | 0
PV | 0 | 0 | 0 | 0 | 0 | 0
PeakG | 0 | 0 | 0 | 0 | 0 | 0
PeakO | 0 | 0 | 0 | 0 | 0 | 0
ST | 0 | 0 | 0 | 0 | 0 | 0
STOG | 0 | 0 | 0 | 0 | 0 | 0
STWD | 0 | 0 | 0 | 0 | 0 | 0
WT | 0 | 0 | 0 | 0 | 0 | 0
IGCC | 0 | 0 | 0 | 0 | 0 | 0
DemandResponse | 0 | 0 | 0 | 0 | 0 | 0
IGCC-CCS | 0 | 0 | 0 | 0 | 0 | 0
WT_off | 0 | 0 | 0 | 0 | 0 | 0
PseudoUnit | 0 | 0 | 0 | 0 | 0 | 0
FixedInterchange | 0 | 0 | 0 | 0 | 0 | 0
Emission Cost by Reporting Type: PJM_ROR
ReportingType | 2015 | 2020 | 2025 | 2030 | 2035 | 2040
BM | 0 | 0 | 0 | 0 | 0 | 0
CC | 0 | 0 | 0 | 0 | 0 | 0
CSP | 0 | 0 | 0 | 0 | 0 | 0
CT | 0 | 0 | 0 | 0 | 0 | 0
Coal | 0 | 0 | 0 | 0 | 0 | 0
Geo | 0 | 0 | 0 | 0 | 0 | 0
H | 0 | 0 | 0 | 0 | 0 | 0
LFG | 0 | 0 | 0 | 0 | 0 | 0
Nuc | 0 | 0 | 0 | 0 | 0 | 0
PS | 0 | 0 | 0 | 0 | 0 | 0
PV | 0 | 0 | 0 | 0 | 0 | 0
PeakG | 0 | 0 | 0 | 0 | 0 | 0
PeakO | 0 | 0 | 0 | 0 | 0 | 0
ST | 0 | 0 | 0 | 0 | 0 | 0
STOG | 0 | 0 | 0 | 0 | 0 | 0
STWD | 0 | 0 | 0 | 0 | 0 | 0
WT | 0 | 0 | 0 | 0 | 0 | 0
IGCC | 0 | 0 | 0 | 0 | 0 | 0
DemandResponse | 0 | 0 | 0 | 0 | 0 | 0
IGCC-CCS | 0 | 0 | 0 | 0 | 0 | 0
WT_off | 0 | 0 | 0 | 0 | 0 | 0
PseudoUnit | 0 | 0 | 0 | 0 | 0 | 0
FixedInterchange | 0 | 0 | 0 | 0 | 0 | 0
Emission Cost by Reporting Type: SOCO
ReportingType | 2015 | 2020 | 2025 | 2030 | 2035 | 2040
BM | 0 | 0 | 0 | 0 | 0 | 0
CC | 0 | 0 | 0 | 0 | 0 | 0
CSP | 0 | 0 | 0 | 0 | 0 | 0
CT | 0 | 0 | 0 | 0 | 0 | 0
Coal | 0 | 0 | 0 | 0 | 0 | 0
Geo | 0 | 0 | 0 | 0 | 0 | 0
H | 0 | 0 | 0 | 0 | 0 | 0
LFG | 0 | 0 | 0 | 0 | 0 | 0
Nuc | 0 | 0 | 0 | 0 | 0 | 0
PS | 0 | 0 | 0 | 0 | 0 | 0
PV | 0 | 0 | 0 | 0 | 0 | 0
PeakG | 0 | 0 | 0 | 0 | 0 | 0
PeakO | 0 | 0 | 0 | 0 | 0 | 0
ST | 0 | 0 | 0 | 0 | 0 | 0
STOG | 0 | 0 | 0 | 0 | 0 | 0
STWD | 0 | 0 | 0 | 0 | 0 | 0
WT | 0 | 0 | 0 | 0 | 0 | 0
IGCC | 0 | 0 | 0 | 0 | 0 | 0
DemandResponse | 0 | 0 | 0 | 0 | 0 | 0
IGCC-CCS | 0 | 0 | 0 | 0 | 0 | 0
WT_off | 0 | 0 | 0 | 0 | 0 | 0
PseudoUnit | 0 | 0 | 0 | 0 | 0 | 0
FixedInterchange | 0 | 0 | 0 | 0 | 0 | 0
Emission Cost by Reporting Type: SPP_N
ReportingType | 2015 | 2020 | 2025 | 2030 | 2035 | 2040
BM | 0 | 0 | 0 | 0 | 0 | 0
CC | 0 | 0 | 0 | 0 | 0 | 0
CSP | 0 | 0 | 0 | 0 | 0 | 0
CT | 0 | 0 | 0 | 0 | 0 | 0
Coal | 0 | 0 | 0 | 0 | 0 | 0
Geo | 0 | 0 | 0 | 0 | 0 | 0
H | 0 | 0 | 0 | 0 | 0 | 0
LFG | 0 | 0 | 0 | 0 | 0 | 0
Nuc | 0 | 0 | 0 | 0 | 0 | 0
PS | 0 | 0 | 0 | 0 | 0 | 0
PV | 0 | 0 | 0 | 0 | 0 | 0
PeakG | 0 | 0 | 0 | 0 | 0 | 0
PeakO | 0 | 0 | 0 | 0 | 0 | 0
ST | 0 | 0 | 0 | 0 | 0 | 0
STOG | 0 | 0 | 0 | 0 | 0 | 0
STWD | 0 | 0 | 0 | 0 | 0 | 0
WT | 0 | 0 | 0 | 0 | 0 | 0
IGCC | 0 | 0 | 0 | 0 | 0 | 0
DemandResponse | 0 | 0 | 0 | 0 | 0 | 0
IGCC-CCS | 0 | 0 | 0 | 0 | 0 | 0
WT_off | 0 | 0 | 0 | 0 | 0 | 0
PseudoUnit | 0 | 0 | 0 | 0 | 0 | 0
FixedInterchange | 0 | 0 | 0 | 0 | 0 | 0
Emission Cost by Reporting Type: SPP_S
ReportingType | 2015 | 2020 | 2025 | 2030 | 2035 | 2040
BM | 0 | 0 | 0 | 0 | 0 | 0
CC | 0 | 0 | 0 | 0 | 0 | 0
CSP | 0 | 0 | 0 | 0 | 0 | 0
CT | 0 | 0 | 0 | 0 | 0 | 0
Coal | 0 | 0 | 0 | 0 | 0 | 0
Geo | 0 | 0 | 0 | 0 | 0 | 0
H | 0 | 0 | 0 | 0 | 0 | 0
LFG | 0 | 0 | 0 | 0 | 0 | 0
Nuc | 0 | 0 | 0 | 0 | 0 | 0
PS | 0 | 0 | 0 | 0 | 0 | 0
PV | 0 | 0 | 0 | 0 | 0 | 0
PeakG | 0 | 0 | 0 | 0 | 0 | 0
PeakO | 0 | 0 | 0 | 0 | 0 | 0
ST | 0 | 0 | 0 | 0 | 0 | 0
STOG | 0 | 0 | 0 | 0 | 0 | 0
STWD | 0 | 0 | 0 | 0 | 0 | 0
WT | 0 | 0 | 0 | 0 | 0 | 0
IGCC | 0 | 0 | 0 | 0 | 0 | 0
DemandResponse | 0 | 0 | 0 | 0 | 0 | 0
IGCC-CCS | 0 | 0 | 0 | 0 | 0 | 0
WT_off | 0 | 0 | 0 | 0 | 0 | 0
PseudoUnit | 0 | 0 | 0 | 0 | 0 | 0
FixedInterchange | 0 | 0 | 0 | 0 | 0 | 0
Emission Cost by Reporting Type: TVA
ReportingType | 2015 | 2020 | 2025 | 2030 | 2035 | 2040
BM | 0 | 0 | 0 | 0 | 0 | 0
CC | 0 | 0 | 0 | 0 | 0 | 0
CSP | 0 | 0 | 0 | 0 | 0 | 0
CT | 0 | 0 | 0 | 0 | 0 | 0
Coal | 0 | 0 | 0 | 0 | 0 | 0
Geo | 0 | 0 | 0 | 0 | 0 | 0
H | 0 | 0 | 0 | 0 | 0 | 0
LFG | 0 | 0 | 0 | 0 | 0 | 0
Nuc | 0 | 0 | 0 | 0 | 0 | 0
PS | 0 | 0 | 0 | 0 | 0 | 0
PV | 0 | 0 | 0 | 0 | 0 | 0
PeakG | 0 | 0 | 0 | 0 | 0 | 0
PeakO | 0 | 0 | 0 | 0 | 0 | 0
ST | 0 | 0 | 0 | 0 | 0 | 0
STOG | 0 | 0 | 0 | 0 | 0 | 0
STWD | 0 | 0 | 0 | 0 | 0 | 0
WT | 0 | 0 | 0 | 0 | 0 | 0
IGCC | 0 | 0 | 0 | 0 | 0 | 0
DemandResponse | 0 | 0 | 0 | 0 | 0 | 0
IGCC-CCS | 0 | 0 | 0 | 0 | 0 | 0
WT_off | 0 | 0 | 0 | 0 | 0 | 0
PseudoUnit | 0 | 0 | 0 | 0 | 0 | 0
FixedInterchange | 0 | 0 | 0 | 0 | 0 | 0
Emission Cost by Reporting Type: TVA_Transmission
ReportingType | 2015 | 2020 | 2025 | 2030 | 2035 | 2040
BM | 0 | 0 | 0 | 0 | 0 | 0
CC | 0 | 0 | 0 | 0 | 0 | 0
CSP | 0 | 0 | 0 | 0 | 0 | 0
CT | 0 | 0 | 0 | 0 | 0 | 0
Coal | 0 | 0 | 0 | 0 | 0 | 0
Geo | 0 | 0 | 0 | 0 | 0 | 0
H | 0 | 0 | 0 | 0 | 0 | 0
LFG | 0 | 0 | 0 | 0 | 0 | 0
Nuc | 0 | 0 | 0 | 0 | 0 | 0
PS | 0 | 0 | 0 | 0 | 0 | 0
PV | 0 | 0 | 0 | 0 | 0 | 0
PeakG | 0 | 0 | 0 | 0 | 0 | 0
PeakO | 0 | 0 | 0 | 0 | 0 | 0
ST | 0 | 0 | 0 | 0 | 0 | 0
STOG | 0 | 0 | 0 | 0 | 0 | 0
STWD | 0 | 0 | 0 | 0 | 0 | 0
WT | 0 | 0 | 0 | 0 | 0 | 0
IGCC | 0 | 0 | 0 | 0 | 0 | 0
DemandResponse | 0 | 0 | 0 | 0 | 0 | 0
IGCC-CCS | 0 | 0 | 0 | 0 | 0 | 0
WT_off | 0 | 0 | 0 | 0 | 0 | 0
PseudoUnit | 0 | 0 | 0 | 0 | 0 | 0
FixedInterchange | 0 | 0 | 0 | 0 | 0 | 0
Emission Cost by Reporting Type: VACAR
ReportingType | 2015 | 2020 | 2025 | 2030 | 2035 | 2040
BM | 0 | 0 | 0 | 0 | 0 | 0
CC | 0 | 0 | 0 | 0 | 0 | 0
CSP | 0 | 0 | 0 | 0 | 0 | 0
CT | 0 | 0 | 0 | 0 | 0 | 0
Coal | 0 | 0 | 0 | 0 | 0 | 0
Geo | 0 | 0 | 0 | 0 | 0 | 0
H | 0 | 0 | 0 | 0 | 0 | 0
LFG | 0 | 0 | 0 | 0 | 0 | 0
Nuc | 0 | 0 | 0 | 0 | 0 | 0
PS | 0 | 0 | 0 | 0 | 0 | 0
PV | 0 | 0 | 0 | 0 | 0 | 0
PeakG | 0 | 0 | 0 | 0 | 0 | 0
PeakO | 0 | 0 | 0 | 0 | 0 | 0
ST | 0 | 0 | 0 | 0 | 0 | 0
STOG | 0 | 0 | 0 | 0 | 0 | 0
STWD | 0 | 0 | 0 | 0 | 0 | 0
WT | 0 | 0 | 0 | 0 | 0 | 0
IGCC | 0 | 0 | 0 | 0 | 0 | 0
DemandResponse | 0 | 0 | 0 | 0 | 0 | 0
IGCC-CCS | 0 | 0 | 0 | 0 | 0 | 0
WT_off | 0 | 0 | 0 | 0 | 0 | 0
PseudoUnit | 0 | 0 | 0 | 0 | 0 | 0
FixedInterchange | 0 | 0 | 0 | 0 | 0 | 0
Emission Cost by Reporting Type: IESO
ReportingType | 2015 | 2020 | 2025 | 2030 | 2035 | 2040
BM | 0 | 0 | 0 | 0 | 0 | 0
CC | 0 | 0 | 0 | 0 | 0 | 0
CSP | 0 | 0 | 0 | 0 | 0 | 0
CT | 0 | 0 | 0 | 0 | 0 | 0
Coal | 0 | 0 | 0 | 0 | 0 | 0
Geo | 0 | 0 | 0 | 0 | 0 | 0
H | 0 | 0 | 0 | 0 | 0 | 0
LFG | 0 | 0 | 0 | 0 | 0 | 0
Nuc | 0 | 0 | 0 | 0 | 0 | 0
PS | 0 | 0 | 0 | 0 | 0 | 0
PV | 0 | 0 | 0 | 0 | 0 | 0
PeakG | 0 | 0 | 0 | 0 | 0 | 0
PeakO | 0 | 0 | 0 | 0 | 0 | 0
ST | 0 | 0 | 0 | 0 | 0 | 0
STOG | 0 | 0 | 0 | 0 | 0 | 0
STWD | 0 | 0 | 0 | 0 | 0 | 0
WT | 0 | 0 | 0 | 0 | 0 | 0
IGCC | 0 | 0 | 0 | 0 | 0 | 0
DemandResponse | 0 | 0 | 0 | 0 | 0 | 0
IGCC-CCS | 0 | 0 | 0 | 0 | 0 | 0
WT_off | 0 | 0 | 0 | 0 | 0 | 0
PseudoUnit | 0 | 0 | 0 | 0 | 0 | 0
FixedInterchange | 0 | 0 | 0 | 0 | 0 | 0
Emission Cost by Reporting Type: MAPP_CA
ReportingType | 2015 | 2020 | 2025 | 2030 | 2035 | 2040
BM | 0 | 0 | 0 | 0 | 0 | 0
CC | 0 | 0 | 0 | 0 | 0 | 0
CSP | 0 | 0 | 0 | 0 | 0 | 0
CT | 0 | 0 | 0 | 0 | 0 | 0
Coal | 0 | 0 | 0 | 0 | 0 | 0
Geo | 0 | 0 | 0 | 0 | 0 | 0
H | 0 | 0 | 0 | 0 | 0 | 0
LFG | 0 | 0 | 0 | 0 | 0 | 0
Nuc | 0 | 0 | 0 | 0 | 0 | 0
PS | 0 | 0 | 0 | 0 | 0 | 0
PV | 0 | 0 | 0 | 0 | 0 | 0
PeakG | 0 | 0 | 0 | 0 | 0 | 0
PeakO | 0 | 0 | 0 | 0 | 0 | 0
ST | 0 | 0 | 0 | 0 | 0 | 0
STOG | 0 | 0 | 0 | 0 | 0 | 0
STWD | 0 | 0 | 0 | 0 | 0 | 0
WT | 0 | 0 | 0 | 0 | 0 | 0
IGCC | 0 | 0 | 0 | 0 | 0 | 0
DemandResponse | 0 | 0 | 0 | 0 | 0 | 0
IGCC-CCS | 0 | 0 | 0 | 0 | 0 | 0
WT_off | 0 | 0 | 0 | 0 | 0 | 0
PseudoUnit | 0 | 0 | 0 | 0 | 0 | 0
FixedInterchange | 0 | 0 | 0 | 0 | 0 | 0
Emission Cost by Reporting Type: AZ_NM_SNV_Coal
ReportingType | 2015 | 2020 | 2025 | 2030 | 2035 | 2040
BM | 0 | 0 | 0 | 0 | 0 | 0
CC | 0 | 0 | 0 | 0 | 0 | 0
CSP | 0 | 0 | 0 | 0 | 0 | 0
CT | 0 | 0 | 0 | 0 | 0 | 0
Coal | 0 | 0 | 0 | 0 | 0 | 0
Geo | 0 | 0 | 0 | 0 | 0 | 0
H | 0 | 0 | 0 | 0 | 0 | 0
LFG | 0 | 0 | 0 | 0 | 0 | 0
Nuc | 0 | 0 | 0 | 0 | 0 | 0
PS | 0 | 0 | 0 | 0 | 0 | 0
PV | 0 | 0 | 0 | 0 | 0 | 0
PeakG | 0 | 0 | 0 | 0 | 0 | 0
PeakO | 0 | 0 | 0 | 0 | 0 | 0
ST | 0 | 0 | 0 | 0 | 0 | 0
STOG | 0 | 0 | 0 | 0 | 0 | 0
STWD | 0 | 0 | 0 | 0 | 0 | 0
WT | 0 | 0 | 0 | 0 | 0 | 0
IGCC | 0 | 0 | 0 | 0 | 0 | 0
DemandResponse | 0 | 0 | 0 | 0 | 0 | 0
IGCC-CCS | 0 | 0 | 0 | 0 | 0 | 0
WT_off | 0 | 0 | 0 | 0 | 0 | 0
PseudoUnit | 0 | 0 | 0 | 0 | 0 | 0
FixedInterchange | 0 | 0 | 0 | 0 | 0 | 0
Emission Cost by Reporting Type: AZ_NM_SNV_Gas
ReportingType | 2015 | 2020 | 2025 | 2030 | 2035 | 2040
BM | 0 | 0 | 0 | 0 | 0 | 0
CC | 0 | 0 | 0 | 0 | 0 | 0
CSP | 0 | 0 | 0 | 0 | 0 | 0
CT | 0 | 0 | 0 | 0 | 0 | 0
Coal | 0 | 0 | 0 | 0 | 0 | 0
Geo | 0 | 0 | 0 | 0 | 0 | 0
H | 0 | 0 | 0 | 0 | 0 | 0
LFG | 0 | 0 | 0 | 0 | 0 | 0
Nuc | 0 | 0 | 0 | 0 | 0 | 0
PS | 0 | 0 | 0 | 0 | 0 | 0
PV | 0 | 0 | 0 | 0 | 0 | 0
PeakG | 0 | 0 | 0 | 0 | 0 | 0
PeakO | 0 | 0 | 0 | 0 | 0 | 0
ST | 0 | 0 | 0 | 0 | 0 | 0
STOG | 0 | 0 | 0 | 0 | 0 | 0
STWD | 0 | 0 | 0 | 0 | 0 | 0
WT | 0 | 0 | 0 | 0 | 0 | 0
IGCC | 0 | 0 | 0 | 0 | 0 | 0
DemandResponse | 0 | 0 | 0 | 0 | 0 | 0
IGCC-CCS | 0 | 0 | 0 | 0 | 0 | 0
WT_off | 0 | 0 | 0 | 0 | 0 | 0
PseudoUnit | 0 | 0 | 0 | 0 | 0 | 0
FixedInterchange | 0 | 0 | 0 | 0 | 0 | 0
Emission Cost by Reporting Type: AZ_NM_SNV_NucRenew
ReportingType | 2015 | 2020 | 2025 | 2030 | 2035 | 2040
BM | 0 | 0 | 0 | 0 | 0 | 0
CC | 0 | 0 | 0 | 0 | 0 | 0
CSP | 0 | 0 | 0 | 0 | 0 | 0
CT | 0 | 0 | 0 | 0 | 0 | 0
Coal | 0 | 0 | 0 | 0 | 0 | 0
Geo | 0 | 0 | 0 | 0 | 0 | 0
H | 0 | 0 | 0 | 0 | 0 | 0
LFG | 0 | 0 | 0 | 0 | 0 | 0
Nuc | 0 | 0 | 0 | 0 | 0 | 0
PS | 0 | 0 | 0 | 0 | 0 | 0
PV | 0 | 0 | 0 | 0 | 0 | 0
PeakG | 0 | 0 | 0 | 0 | 0 | 0
PeakO | 0 | 0 | 0 | 0 | 0 | 0
ST | 0 | 0 | 0 | 0 | 0 | 0
STOG | 0 | 0 | 0 | 0 | 0 | 0
STWD | 0 | 0 | 0 | 0 | 0 | 0
WT | 0 | 0 | 0 | 0 | 0 | 0
IGCC | 0 | 0 | 0 | 0 | 0 | 0
DemandResponse | 0 | 0 | 0 | 0 | 0 | 0
IGCC-CCS | 0 | 0 | 0 | 0 | 0 | 0
WT_off | 0 | 0 | 0 | 0 | 0 | 0
PseudoUnit | 0 | 0 | 0 | 0 | 0 | 0
FixedInterchange | 0 | 0 | 0 | 0 | 0 | 0
Emission Cost by Reporting Type: ERCOT
ReportingType | 2015 | 2020 | 2025 | 2030 | 2035 | 2040
BM | 0 | 0 | 0 | 0 | 0 | 0
CC | 0 | 0 | 0 | 0 | 0 | 0
CSP | 0 | 0 | 0 | 0 | 0 | 0
CT | 0 | 0 | 0 | 0 | 0 | 0
Coal | 0 | 0 | 0 | 0 | 0 | 0
Geo | 0 | 0 | 0 | 0 | 0 | 0
H | 0 | 0 | 0 | 0 | 0 | 0
LFG | 0 | 0 | 0 | 0 | 0 | 0
Nuc | 0 | 0 | 0 | 0 | 0 | 0
PS | 0 | 0 | 0 | 0 | 0 | 0
PV | 0 | 0 | 0 | 0 | 0 | 0
PeakG | 0 | 0 | 0 | 0 | 0 | 0
PeakO | 0 | 0 | 0 | 0 | 0 | 0
ST | 0 | 0 | 0 | 0 | 0 | 0
STOG | 0 | 0 | 0 | 0 | 0 | 0
STWD | 0 | 0 | 0 | 0 | 0 | 0
WT | 0 | 0 | 0 | 0 | 0 | 0
IGCC | 0 | 0 | 0 | 0 | 0 | 0
DemandResponse | 0 | 0 | 0 | 0 | 0 | 0
IGCC-CCS | 0 | 0 | 0 | 0 | 0 | 0
WT_off | 0 | 0 | 0 | 0 | 0 | 0
PseudoUnit | 0 | 0 | 0 | 0 | 0 | 0
FixedInterchange | 0 | 0 | 0 | 0 | 0 | 0
Emission Cost by Reporting Type: NP15
ReportingType | 2015 | 2020 | 2025 | 2030 | 2035 | 2040
BM | 0 | 0 | 0 | 0 | 0 | 0
CC | 0 | 0 | 0 | 0 | 0 | 0
CSP | 0 | 0 | 0 | 0 | 0 | 0
CT | 0 | 0 | 0 | 0 | 0 | 0
Coal | 0 | 0 | 0 | 0 | 0 | 0
Geo | 0 | 0 | 0 | 0 | 0 | 0
H | 0 | 0 | 0 | 0 | 0 | 0
LFG | 0 | 0 | 0 | 0 | 0 | 0
Nuc | 0 | 0 | 0 | 0 | 0 | 0
PS | 0 | 0 | 0 | 0 | 0 | 0
PV | 0 | 0 | 0 | 0 | 0 | 0
PeakG | 0 | 0 | 0 | 0 | 0 | 0
PeakO | 0 | 0 | 0 | 0 | 0 | 0
ST | 0 | 0 | 0 | 0 | 0 | 0
STOG | 0 | 0 | 0 | 0 | 0 | 0
STWD | 0 | 0 | 0 | 0 | 0 | 0
WT | 0 | 0 | 0 | 0 | 0 | 0
IGCC | 0 | 0 | 0 | 0 | 0 | 0
DemandResponse | 0 | 0 | 0 | 0 | 0 | 0
IGCC-CCS | 0 | 0 | 0 | 0 | 0 | 0
WT_off | 0 | 0 | 0 | 0 | 0 | 0
PseudoUnit | 0 | 0 | 0 | 0 | 0 | 0
FixedInterchange | 0 | 0 | 0 | 0 | 0 | 0
Emission Cost by Reporting Type: NWPP_Coal
ReportingType | 2015 | 2020 | 2025 | 2030 | 2035 | 2040
BM | 0 | 0 | 0 | 0 | 0 | 0
CC | 0 | 0 | 0 | 0 | 0 | 0
CSP | 0 | 0 | 0 | 0 | 0 | 0
CT | 0 | 0 | 0 | 0 | 0 | 0
Coal | 0 | 0 | 0 | 0 | 0 | 0
Geo | 0 | 0 | 0 | 0 | 0 | 0
H | 0 | 0 | 0 | 0 | 0 | 0
LFG | 0 | 0 | 0 | 0 | 0 | 0
Nuc | 0 | 0 | 0 | 0 | 0 | 0
PS | 0 | 0 | 0 | 0 | 0 | 0
PV | 0 | 0 | 0 | 0 | 0 | 0
PeakG | 0 | 0 | 0 | 0 | 0 | 0
PeakO | 0 | 0 | 0 | 0 | 0 | 0
ST | 0 | 0 | 0 | 0 | 0 | 0
STOG | 0 | 0 | 0 | 0 | 0 | 0
STWD | 0 | 0 | 0 | 0 | 0 | 0
WT | 0 | 0 | 0 | 0 | 0 | 0
IGCC | 0 | 0 | 0 | 0 | 0 | 0
DemandResponse | 0 | 0 | 0 | 0 | 0 | 0
IGCC-CCS | 0 | 0 | 0 | 0 | 0 | 0
WT_off | 0 | 0 | 0 | 0 | 0 | 0
PseudoUnit | 0 | 0 | 0 | 0 | 0 | 0
FixedInterchange | 0 | 0 | 0 | 0 | 0 | 0
Emission Cost by Reporting Type: NWPP_Gas
ReportingType | 2015 | 2020 | 2025 | 2030 | 2035 | 2040
BM | 0 | 0 | 0 | 0 | 0 | 0
CC | 0 | 0 | 0 | 0 | 0 | 0
CSP | 0 | 0 | 0 | 0 | 0 | 0
CT | 0 | 0 | 0 | 0 | 0 | 0
Coal | 0 | 0 | 0 | 0 | 0 | 0
Geo | 0 | 0 | 0 | 0 | 0 | 0
H | 0 | 0 | 0 | 0 | 0 | 0
LFG | 0 | 0 | 0 | 0 | 0 | 0
Nuc | 0 | 0 | 0 | 0 | 0 | 0
PS | 0 | 0 | 0 | 0 | 0 | 0
PV | 0 | 0 | 0 | 0 | 0 | 0
PeakG | 0 | 0 | 0 | 0 | 0 | 0
PeakO | 0 | 0 | 0 | 0 | 0 | 0
ST | 0 | 0 | 0 | 0 | 0 | 0
STOG | 0 | 0 | 0 | 0 | 0 | 0
STWD | 0 | 0 | 0 | 0 | 0 | 0
WT | 0 | 0 | 0 | 0 | 0 | 0
IGCC | 0 | 0 | 0 | 0 | 0 | 0
DemandResponse | 0 | 0 | 0 | 0 | 0 | 0
IGCC-CCS | 0 | 0 | 0 | 0 | 0 | 0
WT_off | 0 | 0 | 0 | 0 | 0 | 0
PseudoUnit | 0 | 0 | 0 | 0 | 0 | 0
FixedInterchange | 0 | 0 | 0 | 0 | 0 | 0
Emission Cost by Reporting Type: NWPP_NucRenew
ReportingType | 2015 | 2020 | 2025 | 2030 | 2035 | 2040
BM | 0 | 0 | 0 | 0 | 0 | 0
CC | 0 | 0 | 0 | 0 | 0 | 0
CSP | 0 | 0 | 0 | 0 | 0 | 0
CT | 0 | 0 | 0 | 0 | 0 | 0
Coal | 0 | 0 | 0 | 0 | 0 | 0
Geo | 0 | 0 | 0 | 0 | 0 | 0
H | 0 | 0 | 0 | 0 | 0 | 0
LFG | 0 | 0 | 0 | 0 | 0 | 0
Nuc | 0 | 0 | 0 | 0 | 0 | 0
PS | 0 | 0 | 0 | 0 | 0 | 0
PV | 0 | 0 | 0 | 0 | 0 | 0
PeakG | 0 | 0 | 0 | 0 | 0 | 0
PeakO | 0 | 0 | 0 | 0 | 0 | 0
ST | 0 | 0 | 0 | 0 | 0 | 0
STOG | 0 | 0 | 0 | 0 | 0 | 0
STWD | 0 | 0 | 0 | 0 | 0 | 0
WT | 0 | 0 | 0 | 0 | 0 | 0
IGCC | 0 | 0 | 0 | 0 | 0 | 0
DemandResponse | 0 | 0 | 0 | 0 | 0 | 0
IGCC-CCS | 0 | 0 | 0 | 0 | 0 | 0
WT_off | 0 | 0 | 0 | 0 | 0 | 0
PseudoUnit | 0 | 0 | 0 | 0 | 0 | 0
FixedInterchange | 0 | 0 | 0 | 0 | 0 | 0
Emission Cost by Reporting Type: RMPA
ReportingType | 2015 | 2020 | 2025 | 2030 | 2035 | 2040
BM | 0 | 0 | 0 | 0 | 0 | 0
CC | 0 | 0 | 0 | 0 | 0 | 0
CSP | 0 | 0 | 0 | 0 | 0 | 0
CT | 0 | 0 | 0 | 0 | 0 | 0
Coal | 0 | 0 | 0 | 0 | 0 | 0
Geo | 0 | 0 | 0 | 0 | 0 | 0
H | 0 | 0 | 0 | 0 | 0 | 0
LFG | 0 | 0 | 0 | 0 | 0 | 0
Nuc | 0 | 0 | 0 | 0 | 0 | 0
PS | 0 | 0 | 0 | 0 | 0 | 0
PV | 0 | 0 | 0 | 0 | 0 | 0
PeakG | 0 | 0 | 0 | 0 | 0 | 0
PeakO | 0 | 0 | 0 | 0 | 0 | 0
ST | 0 | 0 | 0 | 0 | 0 | 0
STOG | 0 | 0 | 0 | 0 | 0 | 0
STWD | 0 | 0 | 0 | 0 | 0 | 0
WT | 0 | 0 | 0 | 0 | 0 | 0
IGCC | 0 | 0 | 0 | 0 | 0 | 0
DemandResponse | 0 | 0 | 0 | 0 | 0 | 0
IGCC-CCS | 0 | 0 | 0 | 0 | 0 | 0
WT_off | 0 | 0 | 0 | 0 | 0 | 0
PseudoUnit | 0 | 0 | 0 | 0 | 0 | 0
FixedInterchange | 0 | 0 | 0 | 0 | 0 | 0
Emission Cost by Reporting Type: SP15
ReportingType | 2015 | 2020 | 2025 | 2030 | 2035 | 2040
BM | 0 | 0 | 0 | 0 | 0 | 0
CC | 0 | 0 | 0 | 0 | 0 | 0
CSP | 0 | 0 | 0 | 0 | 0 | 0
CT | 0 | 0 | 0 | 0 | 0 | 0
Coal | 0 | 0 | 0 | 0 | 0 | 0
Geo | 0 | 0 | 0 | 0 | 0 | 0
H | 0 | 0 | 0 | 0 | 0 | 0
LFG | 0 | 0 | 0 | 0 | 0 | 0
Nuc | 0 | 0 | 0 | 0 | 0 | 0
PS | 0 | 0 | 0 | 0 | 0 | 0
PV | 0 | 0 | 0 | 0 | 0 | 0
PeakG | 0 | 0 | 0 | 0 | 0 | 0
PeakO | 0 | 0 | 0 | 0 | 0 | 0
ST | 0 | 0 | 0 | 0 | 0 | 0
STOG | 0 | 0 | 0 | 0 | 0 | 0
STWD | 0 | 0 | 0 | 0 | 0 | 0
WT | 0 | 0 | 0 | 0 | 0 | 0
IGCC | 0 | 0 | 0 | 0 | 0 | 0
DemandResponse | 0 | 0 | 0 | 0 | 0 | 0
IGCC-CCS | 0 | 0 | 0 | 0 | 0 | 0
WT_off | 0 | 0 | 0 | 0 | 0 | 0
PseudoUnit | 0 | 0 | 0 | 0 | 0 | 0
FixedInterchange | 0 | 0 | 0 | 0 | 0 | 0
Emission Cost by Reporting Type: ALB
ReportingType | 2015 | 2020 | 2025 | 2030 | 2035 | 2040
BM | 0 | 0 | 0 | 0 | 0 | 0
CC | 0 | 0 | 0 | 0 | 0 | 0
CSP | 0 | 0 | 0 | 0 | 0 | 0
CT | 0 | 0 | 0 | 0 | 0 | 0
Coal | 0 | 0 | 0 | 0 | 0 | 0
Geo | 0 | 0 | 0 | 0 | 0 | 0
H | 0 | 0 | 0 | 0 | 0 | 0
LFG | 0 | 0 | 0 | 0 | 0 | 0
Nuc | 0 | 0 | 0 | 0 | 0 | 0
PS | 0 | 0 | 0 | 0 | 0 | 0
PV | 0 | 0 | 0 | 0 | 0 | 0
PeakG | 0 | 0 | 0 | 0 | 0 | 0
PeakO | 0 | 0 | 0 | 0 | 0 | 0
ST | 0 | 0 | 0 | 0 | 0 | 0
STOG | 0 | 0 | 0 | 0 | 0 | 0
STWD | 0 | 0 | 0 | 0 | 0 | 0
WT | 0 | 0 | 0 | 0 | 0 | 0
IGCC | 0 | 0 | 0 | 0 | 0 | 0
DemandResponse | 0 | 0 | 0 | 0 | 0 | 0
IGCC-CCS | 0 | 0 | 0 | 0 | 0 | 0
WT_off | 0 | 0 | 0 | 0 | 0 | 0
PseudoUnit | 0 | 0 | 0 | 0 | 0 | 0
FixedInterchange | 0 | 0 | 0 | 0 | 0 | 0
Emission Cost by Reporting Type: BC
ReportingType | 2015 | 2020 | 2025 | 2030 | 2035 | 2040
BM | 0 | 0 | 0 | 0 | 0 | 0
CC | 0 | 0 | 0 | 0 | 0 | 0
CSP | 0 | 0 | 0 | 0 | 0 | 0
CT | 0 | 0 | 0 | 0 | 0 | 0
Coal | 0 | 0 | 0 | 0 | 0 | 0
Geo | 0 | 0 | 0 | 0 | 0 | 0
H | 0 | 0 | 0 | 0 | 0 | 0
LFG | 0 | 0 | 0 | 0 | 0 | 0
Nuc | 0 | 0 | 0 | 0 | 0 | 0
PS | 0 | 0 | 0 | 0 | 0 | 0
PV | 0 | 0 | 0 | 0 | 0 | 0
PeakG | 0 | 0 | 0 | 0 | 0 | 0
PeakO | 0 | 0 | 0 | 0 | 0 | 0
ST | 0 | 0 | 0 | 0 | 0 | 0
STOG | 0 | 0 | 0 | 0 | 0 | 0
STWD | 0 | 0 | 0 | 0 | 0 | 0
WT | 0 | 0 | 0 | 0 | 0 | 0
IGCC | 0 | 0 | 0 | 0 | 0 | 0
DemandResponse | 0 | 0 | 0 | 0 | 0 | 0
IGCC-CCS | 0 | 0 | 0 | 0 | 0 | 0
WT_off | 0 | 0 | 0 | 0 | 0 | 0
PseudoUnit | 0 | 0 | 0 | 0 | 0 | 0
FixedInterchange | 0 | 0 | 0 | 0 | 0 | 0
Emission Cost by Reporting Type: HQ_IESO
ReportingType | 2015 | 2020 | 2025 | 2030 | 2035 | 2040
BM | 0 | 0 | 0 | 0 | 0 | 0
CC | 0 | 0 | 0 | 0 | 0 | 0
CSP | 0 | 0 | 0 | 0 | 0 | 0
CT | 0 | 0 | 0 | 0 | 0 | 0
Coal | 0 | 0 | 0 | 0 | 0 | 0
Geo | 0 | 0 | 0 | 0 | 0 | 0
H | 0 | 0 | 0 | 0 | 0 | 0
LFG | 0 | 0 | 0 | 0 | 0 | 0
Nuc | 0 | 0 | 0 | 0 | 0 | 0
PS | 0 | 0 | 0 | 0 | 0 | 0
PV | 0 | 0 | 0 | 0 | 0 | 0
PeakG | 0 | 0 | 0 | 0 | 0 | 0
PeakO | 0 | 0 | 0 | 0 | 0 | 0
ST | 0 | 0 | 0 | 0 | 0 | 0
STOG | 0 | 0 | 0 | 0 | 0 | 0
STWD | 0 | 0 | 0 | 0 | 0 | 0
WT | 0 | 0 | 0 | 0 | 0 | 0
IGCC | 0 | 0 | 0 | 0 | 0 | 0
DemandResponse | 0 | 0 | 0 | 0 | 0 | 0
IGCC-CCS | 0 | 0 | 0 | 0 | 0 | 0
WT_off | 0 | 0 | 0 | 0 | 0 | 0
PseudoUnit | 0 | 0 | 0 | 0 | 0 | 0
FixedInterchange | 0 | 0 | 0 | 0 | 0 | 0
Emission Cost by Reporting Type: HQ_NEISO
ReportingType | 2015 | 2020 | 2025 | 2030 | 2035 | 2040
BM | 0 | 0 | 0 | 0 | 0 | 0
CC | 0 | 0 | 0 | 0 | 0 | 0
CSP | 0 | 0 | 0 | 0 | 0 | 0
CT | 0 | 0 | 0 | 0 | 0 | 0
Coal | 0 | 0 | 0 | 0 | 0 | 0
Geo | 0 | 0 | 0 | 0 | 0 | 0
H | 0 | 0 | 0 | 0 | 0 | 0
LFG | 0 | 0 | 0 | 0 | 0 | 0
Nuc | 0 | 0 | 0 | 0 | 0 | 0
PS | 0 | 0 | 0 | 0 | 0 | 0
PV | 0 | 0 | 0 | 0 | 0 | 0
PeakG | 0 | 0 | 0 | 0 | 0 | 0
PeakO | 0 | 0 | 0 | 0 | 0 | 0
ST | 0 | 0 | 0 | 0 | 0 | 0
STOG | 0 | 0 | 0 | 0 | 0 | 0
STWD | 0 | 0 | 0 | 0 | 0 | 0
WT | 0 | 0 | 0 | 0 | 0 | 0
IGCC | 0 | 0 | 0 | 0 | 0 | 0
DemandResponse | 0 | 0 | 0 | 0 | 0 | 0
IGCC-CCS | 0 | 0 | 0 | 0 | 0 | 0
WT_off | 0 | 0 | 0 | 0 | 0 | 0
PseudoUnit | 0 | 0 | 0 | 0 | 0 | 0
FixedInterchange | 0 | 0 | 0 | 0 | 0 | 0
Emission Cost by Reporting Type: HQ_NY
ReportingType | 2015 | 2020 | 2025 | 2030 | 2035 | 2040
BM | 0 | 0 | 0 | 0 | 0 | 0
CC | 0 | 0 | 0 | 0 | 0 | 0
CSP | 0 | 0 | 0 | 0 | 0 | 0
CT | 0 | 0 | 0 | 0 | 0 | 0
Coal | 0 | 0 | 0 | 0 | 0 | 0
Geo | 0 | 0 | 0 | 0 | 0 | 0
H | 0 | 0 | 0 | 0 | 0 | 0
LFG | 0 | 0 | 0 | 0 | 0 | 0
Nuc | 0 | 0 | 0 | 0 | 0 | 0
PS | 0 | 0 | 0 | 0 | 0 | 0
PV | 0 | 0 | 0 | 0 | 0 | 0
PeakG | 0 | 0 | 0 | 0 | 0 | 0
PeakO | 0 | 0 | 0 | 0 | 0 | 0
ST | 0 | 0 | 0 | 0 | 0 | 0
STOG | 0 | 0 | 0 | 0 | 0 | 0
STWD | 0 | 0 | 0 | 0 | 0 | 0
WT | 0 | 0 | 0 | 0 | 0 | 0
IGCC | 0 | 0 | 0 | 0 | 0 | 0
DemandResponse | 0 | 0 | 0 | 0 | 0 | 0
IGCC-CCS | 0 | 0 | 0 | 0 | 0 | 0
WT_off | 0 | 0 | 0 | 0 | 0 | 0
PseudoUnit | 0 | 0 | 0 | 0 | 0 | 0
FixedInterchange | 0 | 0 | 0 | 0 | 0 | 0
Emission Cost by Reporting Type: MARITIMES
ReportingType | 2015 | 2020 | 2025 | 2030 | 2035 | 2040
BM | 0 | 0 | 0 | 0 | 0 | 0
CC | 0 | 0 | 0 | 0 | 0 | 0
CSP | 0 | 0 | 0 | 0 | 0 | 0
CT | 0 | 0 | 0 | 0 | 0 | 0
Coal | 0 | 0 | 0 | 0 | 0 | 0
Geo | 0 | 0 | 0 | 0 | 0 | 0
H | 0 | 0 | 0 | 0 | 0 | 0
LFG | 0 | 0 | 0 | 0 | 0 | 0
Nuc | 0 | 0 | 0 | 0 | 0 | 0
PS | 0 | 0 | 0 | 0 | 0 | 0
PV | 0 | 0 | 0 | 0 | 0 | 0
PeakG | 0 | 0 | 0 | 0 | 0 | 0
PeakO | 0 | 0 | 0 | 0 | 0 | 0
ST | 0 | 0 | 0 | 0 | 0 | 0
STOG | 0 | 0 | 0 | 0 | 0 | 0
STWD | 0 | 0 | 0 | 0 | 0 | 0
WT | 0 | 0 | 0 | 0 | 0 | 0
IGCC | 0 | 0 | 0 | 0 | 0 | 0
DemandResponse | 0 | 0 | 0 | 0 | 0 | 0
IGCC-CCS | 0 | 0 | 0 | 0 | 0 | 0
WT_off | 0 | 0 | 0 | 0 | 0 | 0
PseudoUnit | 0 | 0 | 0 | 0 | 0 | 0
FixedInterchange | 0 | 0 | 0 | 0 | 0 | 0
Emission Cost by Reporting Type: All
ReportingType | 2015 | 2020 | 2025 | 2030 | 2035 | 2040
BM | 0 | 0 | 0 | 0 | 0 | 0
CC | 0 | 0 | 0 | 0 | 0 | 0
CSP | 0 | 0 | 0 | 0 | 0 | 0
CT | 0 | 0 | 0 | 0 | 0 | 0
Coal | 0 | 0 | 0 | 0 | 0 | 0
Geo | 0 | 0 | 0 | 0 | 0 | 0
H | 0 | 0 | 0 | 0 | 0 | 0
LFG | 0 | 0 | 0 | 0 | 0 | 0
Nuc | 0 | 0 | 0 | 0 | 0 | 0
PS | 0 | 0 | 0 | 0 | 0 | 0
PV | 0 | 0 | 0 | 0 | 0 | 0
PeakG | 0 | 0 | 0 | 0 | 0 | 0
PeakO | 0 | 0 | 0 | 0 | 0 | 0
ST | 0 | 0 | 0 | 0 | 0 | 0
STOG | 0 | 0 | 0 | 0 | 0 | 0
STWD | 0 | 0 | 0 | 0 | 0 | 0
WT | 0 | 0 | 0 | 0 | 0 | 0
IGCC | 0 | 0 | 0 | 0 | 0 | 0
DemandResponse | 0 | 0 | 0 | 0 | 0 | 0
IGCC-CCS | 0 | 0 | 0 | 0 | 0 | 0
WT_off | 0 | 0 | 0 | 0 | 0 | 0
PseudoUnit | 0 | 0 | 0 | 0 | 0 | 0
FixedInterchange | 0 | 0 | 0 | 0 | 0 | 0
Emission Cost by Reporting Type: EI_US
ReportingType | 2015 | 2020 | 2025 | 2030 | 2035 | 2040
BM | 0 | 0 | 0 | 0 | 0 | 0
CC | 0 | 0 | 0 | 0 | 0 | 0
CSP | 0 | 0 | 0 | 0 | 0 | 0
CT | 0 | 0 | 0 | 0 | 0 | 0
Coal | 0 | 0 | 0 | 0 | 0 | 0
Geo | 0 | 0 | 0 | 0 | 0 | 0
H | 0 | 0 | 0 | 0 | 0 | 0
LFG | 0 | 0 | 0 | 0 | 0 | 0
Nuc | 0 | 0 | 0 | 0 | 0 | 0
PS | 0 | 0 | 0 | 0 | 0 | 0
PV | 0 | 0 | 0 | 0 | 0 | 0
PeakG | 0 | 0 | 0 | 0 | 0 | 0
PeakO | 0 | 0 | 0 | 0 | 0 | 0
ST | 0 | 0 | 0 | 0 | 0 | 0
STOG | 0 | 0 | 0 | 0 | 0 | 0
STWD | 0 | 0 | 0 | 0 | 0 | 0
WT | 0 | 0 | 0 | 0 | 0 | 0
IGCC | 0 | 0 | 0 | 0 | 0 | 0
DemandResponse | 0 | 0 | 0 | 0 | 0 | 0
IGCC-CCS | 0 | 0 | 0 | 0 | 0 | 0
WT_off | 0 | 0 | 0 | 0 | 0 | 0
PseudoUnit | 0 | 0 | 0 | 0 | 0 | 0
FixedInterchange | 0 | 0 | 0 | 0 | 0 | 0
Emission Cost by Reporting Type: EI_Canada
ReportingType | 2015 | 2020 | 2025 | 2030 | 2035 | 2040
BM | 0 | 0 | 0 | 0 | 0 | 0
CC | 0 | 0 | 0 | 0 | 0 | 0
CSP | 0 | 0 | 0 | 0 | 0 | 0
CT | 0 | 0 | 0 | 0 | 0 | 0
Coal | 0 | 0 | 0 | 0 | 0 | 0
Geo | 0 | 0 | 0 | 0 | 0 | 0
H | 0 | 0 | 0 | 0 | 0 | 0
LFG | 0 | 0 | 0 | 0 | 0 | 0
Nuc | 0 | 0 | 0 | 0 | 0 | 0
PS | 0 | 0 | 0 | 0 | 0 | 0
PV | 0 | 0 | 0 | 0 | 0 | 0
PeakG | 0 | 0 | 0 | 0 | 0 | 0
PeakO | 0 | 0 | 0 | 0 | 0 | 0
ST | 0 | 0 | 0 | 0 | 0 | 0
STOG | 0 | 0 | 0 | 0 | 0 | 0
STWD | 0 | 0 | 0 | 0 | 0 | 0
WT | 0 | 0 | 0 | 0 | 0 | 0
IGCC | 0 | 0 | 0 | 0 | 0 | 0
DemandResponse | 0 | 0 | 0 | 0 | 0 | 0
IGCC-CCS | 0 | 0 | 0 | 0 | 0 | 0
WT_off | 0 | 0 | 0 | 0 | 0 | 0
PseudoUnit | 0 | 0 | 0 | 0 | 0 | 0
FixedInterchange | 0 | 0 | 0 | 0 | 0 | 0
Emission Cost by Reporting Type: EI
ReportingType | 2015 | 2020 | 2025 | 2030 | 2035 | 2040
BM | 0 | 0 | 0 | 0 | 0 | 0
CC | 0 | 0 | 0 | 0 | 0 | 0
CSP | 0 | 0 | 0 | 0 | 0 | 0
CT | 0 | 0 | 0 | 0 | 0 | 0
Coal | 0 | 0 | 0 | 0 | 0 | 0
Geo | 0 | 0 | 0 | 0 | 0 | 0
H | 0 | 0 | 0 | 0 | 0 | 0
LFG | 0 | 0 | 0 | 0 | 0 | 0
Nuc | 0 | 0 | 0 | 0 | 0 | 0
PS | 0 | 0 | 0 | 0 | 0 | 0
PV | 0 | 0 | 0 | 0 | 0 | 0
PeakG | 0 | 0 | 0 | 0 | 0 | 0
PeakO | 0 | 0 | 0 | 0 | 0 | 0
ST | 0 | 0 | 0 | 0 | 0 | 0
STOG | 0 | 0 | 0 | 0 | 0 | 0
STWD | 0 | 0 | 0 | 0 | 0 | 0
WT | 0 | 0 | 0 | 0 | 0 | 0
IGCC | 0 | 0 | 0 | 0 | 0 | 0
DemandResponse | 0 | 0 | 0 | 0 | 0 | 0
IGCC-CCS | 0 | 0 | 0 | 0 | 0 | 0
WT_off | 0 | 0 | 0 | 0 | 0 | 0
PseudoUnit | 0 | 0 | 0 | 0 | 0 | 0
FixedInterchange | 0 | 0 | 0 | 0 | 0 | 0
Emission Cost by Reporting Type: Outside_EI
ReportingType | 2015 | 2020 | 2025 | 2030 | 2035 | 2040
BM | 0 | 0 | 0 | 0 | 0 | 0
CC | 0 | 0 | 0 | 0 | 0 | 0
CSP | 0 | 0 | 0 | 0 | 0 | 0
CT | 0 | 0 | 0 | 0 | 0 | 0
Coal | 0 | 0 | 0 | 0 | 0 | 0
Geo | 0 | 0 | 0 | 0 | 0 | 0
H | 0 | 0 | 0 | 0 | 0 | 0
LFG | 0 | 0 | 0 | 0 | 0 | 0
Nuc | 0 | 0 | 0 | 0 | 0 | 0
PS | 0 | 0 | 0 | 0 | 0 | 0
PV | 0 | 0 | 0 | 0 | 0 | 0
PeakG | 0 | 0 | 0 | 0 | 0 | 0
PeakO | 0 | 0 | 0 | 0 | 0 | 0
ST | 0 | 0 | 0 | 0 | 0 | 0
STOG | 0 | 0 | 0 | 0 | 0 | 0
STWD | 0 | 0 | 0 | 0 | 0 | 0
WT | 0 | 0 | 0 | 0 | 0 | 0
IGCC | 0 | 0 | 0 | 0 | 0 | 0
DemandResponse | 0 | 0 | 0 | 0 | 0 | 0
IGCC-CCS | 0 | 0 | 0 | 0 | 0 | 0
WT_off | 0 | 0 | 0 | 0 | 0 | 0
PseudoUnit | 0 | 0 | 0 | 0 | 0 | 0
FixedInterchange | 0 | 0 | 0 | 0 | 0 | 0
==== Emission Program: CAMR : (Hg) ====
Emission Cost by Reporting Type: Entergy
ReportingType | 2015 | 2020 | 2025 | 2030 | 2035 | 2040
BM | 0 | 0 | 0 | 0 | 0 | 0
CC | 0 | 0 | 0 | 0 | 0 | 0
CSP | 0 | 0 | 0 | 0 | 0 | 0
CT | 0 | 0 | 0 | 0 | 0 | 0
Coal | 0 | 0 | 0 | 0 | 0 | 0
Geo | 0 | 0 | 0 | 0 | 0 | 0
H | 0 | 0 | 0 | 0 | 0 | 0
LFG | 0 | 0 | 0 | 0 | 0 | 0
Nuc | 0 | 0 | 0 | 0 | 0 | 0
PS | 0 | 0 | 0 | 0 | 0 | 0
PV | 0 | 0 | 0 | 0 | 0 | 0
PeakG | 0 | 0 | 0 | 0 | 0 | 0
PeakO | 0 | 0 | 0 | 0 | 0 | 0
ST | 0 | 0 | 0 | 0 | 0 | 0
STOG | 0 | 0 | 0 | 0 | 0 | 0
STWD | 0 | 0 | 0 | 0 | 0 | 0
WT | 0 | 0 | 0 | 0 | 0 | 0
IGCC | 0 | 0 | 0 | 0 | 0 | 0
DemandResponse | 0 | 0 | 0 | 0 | 0 | 0
IGCC-CCS | 0 | 0 | 0 | 0 | 0 | 0
WT_off | 0 | 0 | 0 | 0 | 0 | 0
PseudoUnit | 0 | 0 | 0 | 0 | 0 | 0
FixedInterchange | 0 | 0 | 0 | 0 | 0 | 0
Emission Cost by Reporting Type: FRCC
ReportingType | 2015 | 2020 | 2025 | 2030 | 2035 | 2040
BM | 0 | 0 | 0 | 0 | 0 | 0
CC | 0 | 0 | 0 | 0 | 0 | 0
CSP | 0 | 0 | 0 | 0 | 0 | 0
CT | 0 | 0 | 0 | 0 | 0 | 0
Coal | 0 | 0 | 0 | 0 | 0 | 0
Geo | 0 | 0 | 0 | 0 | 0 | 0
H | 0 | 0 | 0 | 0 | 0 | 0
LFG | 0 | 0 | 0 | 0 | 0 | 0
Nuc | 0 | 0 | 0 | 0 | 0 | 0
PS | 0 | 0 | 0 | 0 | 0 | 0
PV | 0 | 0 | 0 | 0 | 0 | 0
PeakG | 0 | 0 | 0 | 0 | 0 | 0
PeakO | 0 | 0 | 0 | 0 | 0 | 0
ST | 0 | 0 | 0 | 0 | 0 | 0
STOG | 0 | 0 | 0 | 0 | 0 | 0
STWD | 0 | 0 | 0 | 0 | 0 | 0
WT | 0 | 0 | 0 | 0 | 0 | 0
IGCC | 0 | 0 | 0 | 0 | 0 | 0
DemandResponse | 0 | 0 | 0 | 0 | 0 | 0
IGCC-CCS | 0 | 0 | 0 | 0 | 0 | 0
WT_off | 0 | 0 | 0 | 0 | 0 | 0
PseudoUnit | 0 | 0 | 0 | 0 | 0 | 0
FixedInterchange | 0 | 0 | 0 | 0 | 0 | 0
Emission Cost by Reporting Type: MAPP_US
ReportingType | 2015 | 2020 | 2025 | 2030 | 2035 | 2040
BM | 0 | 0 | 0 | 0 | 0 | 0
CC | 0 | 0 | 0 | 0 | 0 | 0
CSP | 0 | 0 | 0 | 0 | 0 | 0
CT | 0 | 0 | 0 | 0 | 0 | 0
Coal | 0 | 0 | 0 | 0 | 0 | 0
Geo | 0 | 0 | 0 | 0 | 0 | 0
H | 0 | 0 | 0 | 0 | 0 | 0
LFG | 0 | 0 | 0 | 0 | 0 | 0
Nuc | 0 | 0 | 0 | 0 | 0 | 0
PS | 0 | 0 | 0 | 0 | 0 | 0
PV | 0 | 0 | 0 | 0 | 0 | 0
PeakG | 0 | 0 | 0 | 0 | 0 | 0
PeakO | 0 | 0 | 0 | 0 | 0 | 0
ST | 0 | 0 | 0 | 0 | 0 | 0
STOG | 0 | 0 | 0 | 0 | 0 | 0
STWD | 0 | 0 | 0 | 0 | 0 | 0
WT | 0 | 0 | 0 | 0 | 0 | 0
IGCC | 0 | 0 | 0 | 0 | 0 | 0
DemandResponse | 0 | 0 | 0 | 0 | 0 | 0
IGCC-CCS | 0 | 0 | 0 | 0 | 0 | 0
WT_off | 0 | 0 | 0 | 0 | 0 | 0
PseudoUnit | 0 | 0 | 0 | 0 | 0 | 0
FixedInterchange | 0 | 0 | 0 | 0 | 0 | 0
Emission Cost by Reporting Type: MISO_IN
ReportingType | 2015 | 2020 | 2025 | 2030 | 2035 | 2040
BM | 0 | 0 | 0 | 0 | 0 | 0
CC | 0 | 0 | 0 | 0 | 0 | 0
CSP | 0 | 0 | 0 | 0 | 0 | 0
CT | 0 | 0 | 0 | 0 | 0 | 0
Coal | 0 | 0 | 0 | 0 | 0 | 0
Geo | 0 | 0 | 0 | 0 | 0 | 0
H | 0 | 0 | 0 | 0 | 0 | 0
LFG | 0 | 0 | 0 | 0 | 0 | 0
Nuc | 0 | 0 | 0 | 0 | 0 | 0
PS | 0 | 0 | 0 | 0 | 0 | 0
PV | 0 | 0 | 0 | 0 | 0 | 0
PeakG | 0 | 0 | 0 | 0 | 0 | 0
PeakO | 0 | 0 | 0 | 0 | 0 | 0
ST | 0 | 0 | 0 | 0 | 0 | 0
STOG | 0 | 0 | 0 | 0 | 0 | 0
STWD | 0 | 0 | 0 | 0 | 0 | 0
WT | 0 | 0 | 0 | 0 | 0 | 0
IGCC | 0 | 0 | 0 | 0 | 0 | 0
DemandResponse | 0 | 0 | 0 | 0 | 0 | 0
IGCC-CCS | 0 | 0 | 0 | 0 | 0 | 0
WT_off | 0 | 0 | 0 | 0 | 0 | 0
PseudoUnit | 0 | 0 | 0 | 0 | 0 | 0
FixedInterchange | 0 | 0 | 0 | 0 | 0 | 0
Emission Cost by Reporting Type: MISO_MI
ReportingType | 2015 | 2020 | 2025 | 2030 | 2035 | 2040
BM | 0 | 0 | 0 | 0 | 0 | 0
CC | 0 | 0 | 0 | 0 | 0 | 0
CSP | 0 | 0 | 0 | 0 | 0 | 0
CT | 0 | 0 | 0 | 0 | 0 | 0
Coal | 0 | 0 | 0 | 0 | 0 | 0
Geo | 0 | 0 | 0 | 0 | 0 | 0
H | 0 | 0 | 0 | 0 | 0 | 0
LFG | 0 | 0 | 0 | 0 | 0 | 0
Nuc | 0 | 0 | 0 | 0 | 0 | 0
PS | 0 | 0 | 0 | 0 | 0 | 0
PV | 0 | 0 | 0 | 0 | 0 | 0
PeakG | 0 | 0 | 0 | 0 | 0 | 0
PeakO | 0 | 0 | 0 | 0 | 0 | 0
ST | 0 | 0 | 0 | 0 | 0 | 0
STOG | 0 | 0 | 0 | 0 | 0 | 0
STWD | 0 | 0 | 0 | 0 | 0 | 0
WT | 0 | 0 | 0 | 0 | 0 | 0
IGCC | 0 | 0 | 0 | 0 | 0 | 0
DemandResponse | 0 | 0 | 0 | 0 | 0 | 0
IGCC-CCS | 0 | 0 | 0 | 0 | 0 | 0
WT_off | 0 | 0 | 0 | 0 | 0 | 0
PseudoUnit | 0 | 0 | 0 | 0 | 0 | 0
FixedInterchange | 0 | 0 | 0 | 0 | 0 | 0
Emission Cost by Reporting Type: MISO_MO-IL
ReportingType | 2015 | 2020 | 2025 | 2030 | 2035 | 2040
BM | 0 | 0 | 0 | 0 | 0 | 0
CC | 0 | 0 | 0 | 0 | 0 | 0
CSP | 0 | 0 | 0 | 0 | 0 | 0
CT | 0 | 0 | 0 | 0 | 0 | 0
Coal | 0 | 0 | 0 | 0 | 0 | 0
Geo | 0 | 0 | 0 | 0 | 0 | 0
H | 0 | 0 | 0 | 0 | 0 | 0
LFG | 0 | 0 | 0 | 0 | 0 | 0
Nuc | 0 | 0 | 0 | 0 | 0 | 0
PS | 0 | 0 | 0 | 0 | 0 | 0
PV | 0 | 0 | 0 | 0 | 0 | 0
PeakG | 0 | 0 | 0 | 0 | 0 | 0
PeakO | 0 | 0 | 0 | 0 | 0 | 0
ST | 0 | 0 | 0 | 0 | 0 | 0
STOG | 0 | 0 | 0 | 0 | 0 | 0
STWD | 0 | 0 | 0 | 0 | 0 | 0
WT | 0 | 0 | 0 | 0 | 0 | 0
IGCC | 0 | 0 | 0 | 0 | 0 | 0
DemandResponse | 0 | 0 | 0 | 0 | 0 | 0
IGCC-CCS | 0 | 0 | 0 | 0 | 0 | 0
WT_off | 0 | 0 | 0 | 0 | 0 | 0
PseudoUnit | 0 | 0 | 0 | 0 | 0 | 0
FixedInterchange | 0 | 0 | 0 | 0 | 0 | 0
Emission Cost by Reporting Type: MISO_W
ReportingType | 2015 | 2020 | 2025 | 2030 | 2035 | 2040
BM | 0 | 0 | 0 | 0 | 0 | 0
CC | 0 | 0 | 0 | 0 | 0 | 0
CSP | 0 | 0 | 0 | 0 | 0 | 0
CT | 0 | 0 | 0 | 0 | 0 | 0
Coal | 0 | 0 | 0 | 0 | 0 | 0
Geo | 0 | 0 | 0 | 0 | 0 | 0
H | 0 | 0 | 0 | 0 | 0 | 0
LFG | 0 | 0 | 0 | 0 | 0 | 0
Nuc | 0 | 0 | 0 | 0 | 0 | 0
PS | 0 | 0 | 0 | 0 | 0 | 0
PV | 0 | 0 | 0 | 0 | 0 | 0
PeakG | 0 | 0 | 0 | 0 | 0 | 0
PeakO | 0 | 0 | 0 | 0 | 0 | 0
ST | 0 | 0 | 0 | 0 | 0 | 0
STOG | 0 | 0 | 0 | 0 | 0 | 0
STWD | 0 | 0 | 0 | 0 | 0 | 0
WT | 0 | 0 | 0 | 0 | 0 | 0
IGCC | 0 | 0 | 0 | 0 | 0 | 0
DemandResponse | 0 | 0 | 0 | 0 | 0 | 0
IGCC-CCS | 0 | 0 | 0 | 0 | 0 | 0
WT_off | 0 | 0 | 0 | 0 | 0 | 0
PseudoUnit | 0 | 0 | 0 | 0 | 0 | 0
FixedInterchange | 0 | 0 | 0 | 0 | 0 | 0
Emission Cost by Reporting Type: MISO_WUMS
ReportingType | 2015 | 2020 | 2025 | 2030 | 2035 | 2040
BM | 0 | 0 | 0 | 0 | 0 | 0
CC | 0 | 0 | 0 | 0 | 0 | 0
CSP | 0 | 0 | 0 | 0 | 0 | 0
CT | 0 | 0 | 0 | 0 | 0 | 0
Coal | 0 | 0 | 0 | 0 | 0 | 0
Geo | 0 | 0 | 0 | 0 | 0 | 0
H | 0 | 0 | 0 | 0 | 0 | 0
LFG | 0 | 0 | 0 | 0 | 0 | 0
Nuc | 0 | 0 | 0 | 0 | 0 | 0
PS | 0 | 0 | 0 | 0 | 0 | 0
PV | 0 | 0 | 0 | 0 | 0 | 0
PeakG | 0 | 0 | 0 | 0 | 0 | 0
PeakO | 0 | 0 | 0 | 0 | 0 | 0
ST | 0 | 0 | 0 | 0 | 0 | 0
STOG | 0 | 0 | 0 | 0 | 0 | 0
STWD | 0 | 0 | 0 | 0 | 0 | 0
WT | 0 | 0 | 0 | 0 | 0 | 0
IGCC | 0 | 0 | 0 | 0 | 0 | 0
DemandResponse | 0 | 0 | 0 | 0 | 0 | 0
IGCC-CCS | 0 | 0 | 0 | 0 | 0 | 0
WT_off | 0 | 0 | 0 | 0 | 0 | 0
PseudoUnit | 0 | 0 | 0 | 0 | 0 | 0
FixedInterchange | 0 | 0 | 0 | 0 | 0 | 0
Emission Cost by Reporting Type: Nebraska
ReportingType | 2015 | 2020 | 2025 | 2030 | 2035 | 2040
BM | 0 | 0 | 0 | 0 | 0 | 0
CC | 0 | 0 | 0 | 0 | 0 | 0
CSP | 0 | 0 | 0 | 0 | 0 | 0
CT | 0 | 0 | 0 | 0 | 0 | 0
Coal | 0 | 0 | 0 | 0 | 0 | 0
Geo | 0 | 0 | 0 | 0 | 0 | 0
H | 0 | 0 | 0 | 0 | 0 | 0
LFG | 0 | 0 | 0 | 0 | 0 | 0
Nuc | 0 | 0 | 0 | 0 | 0 | 0
PS | 0 | 0 | 0 | 0 | 0 | 0
PV | 0 | 0 | 0 | 0 | 0 | 0
PeakG | 0 | 0 | 0 | 0 | 0 | 0
PeakO | 0 | 0 | 0 | 0 | 0 | 0
ST | 0 | 0 | 0 | 0 | 0 | 0
STOG | 0 | 0 | 0 | 0 | 0 | 0
STWD | 0 | 0 | 0 | 0 | 0 | 0
WT | 0 | 0 | 0 | 0 | 0 | 0
IGCC | 0 | 0 | 0 | 0 | 0 | 0
DemandResponse | 0 | 0 | 0 | 0 | 0 | 0
IGCC-CCS | 0 | 0 | 0 | 0 | 0 | 0
WT_off | 0 | 0 | 0 | 0 | 0 | 0
PseudoUnit | 0 | 0 | 0 | 0 | 0 | 0
FixedInterchange | 0 | 0 | 0 | 0 | 0 | 0
Emission Cost by Reporting Type: NEISO
ReportingType | 2015 | 2020 | 2025 | 2030 | 2035 | 2040
BM | 0 | 0 | 0 | 0 | 0 | 0
CC | 0 | 0 | 0 | 0 | 0 | 0
CSP | 0 | 0 | 0 | 0 | 0 | 0
CT | 0 | 0 | 0 | 0 | 0 | 0
Coal | 0 | 0 | 0 | 0 | 0 | 0
Geo | 0 | 0 | 0 | 0 | 0 | 0
H | 0 | 0 | 0 | 0 | 0 | 0
LFG | 0 | 0 | 0 | 0 | 0 | 0
Nuc | 0 | 0 | 0 | 0 | 0 | 0
PS | 0 | 0 | 0 | 0 | 0 | 0
PV | 0 | 0 | 0 | 0 | 0 | 0
PeakG | 0 | 0 | 0 | 0 | 0 | 0
PeakO | 0 | 0 | 0 | 0 | 0 | 0
ST | 0 | 0 | 0 | 0 | 0 | 0
STOG | 0 | 0 | 0 | 0 | 0 | 0
STWD | 0 | 0 | 0 | 0 | 0 | 0
WT | 0 | 0 | 0 | 0 | 0 | 0
IGCC | 0 | 0 | 0 | 0 | 0 | 0
DemandResponse | 0 | 0 | 0 | 0 | 0 | 0
IGCC-CCS | 0 | 0 | 0 | 0 | 0 | 0
WT_off | 0 | 0 | 0 | 0 | 0 | 0
PseudoUnit | 0 | 0 | 0 | 0 | 0 | 0
FixedInterchange | 0 | 0 | 0 | 0 | 0 | 0
Emission Cost by Reporting Type: NonRTO_Midwest
ReportingType | 2015 | 2020 | 2025 | 2030 | 2035 | 2040
BM | 0 | 0 | 0 | 0 | 0 | 0
CC | 0 | 0 | 0 | 0 | 0 | 0
CSP | 0 | 0 | 0 | 0 | 0 | 0
CT | 0 | 0 | 0 | 0 | 0 | 0
Coal | 0 | 0 | 0 | 0 | 0 | 0
Geo | 0 | 0 | 0 | 0 | 0 | 0
H | 0 | 0 | 0 | 0 | 0 | 0
LFG | 0 | 0 | 0 | 0 | 0 | 0
Nuc | 0 | 0 | 0 | 0 | 0 | 0
PS | 0 | 0 | 0 | 0 | 0 | 0
PV | 0 | 0 | 0 | 0 | 0 | 0
PeakG | 0 | 0 | 0 | 0 | 0 | 0
PeakO | 0 | 0 | 0 | 0 | 0 | 0
ST | 0 | 0 | 0 | 0 | 0 | 0
STOG | 0 | 0 | 0 | 0 | 0 | 0
STWD | 0 | 0 | 0 | 0 | 0 | 0
WT | 0 | 0 | 0 | 0 | 0 | 0
IGCC | 0 | 0 | 0 | 0 | 0 | 0
DemandResponse | 0 | 0 | 0 | 0 | 0 | 0
IGCC-CCS | 0 | 0 | 0 | 0 | 0 | 0
WT_off | 0 | 0 | 0 | 0 | 0 | 0
PseudoUnit | 0 | 0 | 0 | 0 | 0 | 0
FixedInterchange | 0 | 0 | 0 | 0 | 0 | 0
Emission Cost by Reporting Type: NYISO_A-F
ReportingType | 2015 | 2020 | 2025 | 2030 | 2035 | 2040
BM | 0 | 0 | 0 | 0 | 0 | 0
CC | 0 | 0 | 0 | 0 | 0 | 0
CSP | 0 | 0 | 0 | 0 | 0 | 0
CT | 0 | 0 | 0 | 0 | 0 | 0
Coal | 0 | 0 | 0 | 0 | 0 | 0
Geo | 0 | 0 | 0 | 0 | 0 | 0
H | 0 | 0 | 0 | 0 | 0 | 0
LFG | 0 | 0 | 0 | 0 | 0 | 0
Nuc | 0 | 0 | 0 | 0 | 0 | 0
PS | 0 | 0 | 0 | 0 | 0 | 0
PV | 0 | 0 | 0 | 0 | 0 | 0
PeakG | 0 | 0 | 0 | 0 | 0 | 0
PeakO | 0 | 0 | 0 | 0 | 0 | 0
ST | 0 | 0 | 0 | 0 | 0 | 0
STOG | 0 | 0 | 0 | 0 | 0 | 0
STWD | 0 | 0 | 0 | 0 | 0 | 0
WT | 0 | 0 | 0 | 0 | 0 | 0
IGCC | 0 | 0 | 0 | 0 | 0 | 0
DemandResponse | 0 | 0 | 0 | 0 | 0 | 0
IGCC-CCS | 0 | 0 | 0 | 0 | 0 | 0
WT_off | 0 | 0 | 0 | 0 | 0 | 0
PseudoUnit | 0 | 0 | 0 | 0 | 0 | 0
FixedInterchange | 0 | 0 | 0 | 0 | 0 | 0
Emission Cost by Reporting Type: NYISO_G-I
ReportingType | 2015 | 2020 | 2025 | 2030 | 2035 | 2040
BM | 0 | 0 | 0 | 0 | 0 | 0
CC | 0 | 0 | 0 | 0 | 0 | 0
CSP | 0 | 0 | 0 | 0 | 0 | 0
CT | 0 | 0 | 0 | 0 | 0 | 0
Coal | 0 | 0 | 0 | 0 | 0 | 0
Geo | 0 | 0 | 0 | 0 | 0 | 0
H | 0 | 0 | 0 | 0 | 0 | 0
LFG | 0 | 0 | 0 | 0 | 0 | 0
Nuc | 0 | 0 | 0 | 0 | 0 | 0
PS | 0 | 0 | 0 | 0 | 0 | 0
PV | 0 | 0 | 0 | 0 | 0 | 0
PeakG | 0 | 0 | 0 | 0 | 0 | 0
PeakO | 0 | 0 | 0 | 0 | 0 | 0
ST | 0 | 0 | 0 | 0 | 0 | 0
STOG | 0 | 0 | 0 | 0 | 0 | 0
STWD | 0 | 0 | 0 | 0 | 0 | 0
WT | 0 | 0 | 0 | 0 | 0 | 0
IGCC | 0 | 0 | 0 | 0 | 0 | 0
DemandResponse | 0 | 0 | 0 | 0 | 0 | 0
IGCC-CCS | 0 | 0 | 0 | 0 | 0 | 0
WT_off | 0 | 0 | 0 | 0 | 0 | 0
PseudoUnit | 0 | 0 | 0 | 0 | 0 | 0
FixedInterchange | 0 | 0 | 0 | 0 | 0 | 0
Emission Cost by Reporting Type: NYISO_J-K
ReportingType | 2015 | 2020 | 2025 | 2030 | 2035 | 2040
BM | 0 | 0 | 0 | 0 | 0 | 0
CC | 0 | 0 | 0 | 0 | 0 | 0
CSP | 0 | 0 | 0 | 0 | 0 | 0
CT | 0 | 0 | 0 | 0 | 0 | 0
Coal | 0 | 0 | 0 | 0 | 0 | 0
Geo | 0 | 0 | 0 | 0 | 0 | 0
H | 0 | 0 | 0 | 0 | 0 | 0
LFG | 0 | 0 | 0 | 0 | 0 | 0
Nuc | 0 | 0 | 0 | 0 | 0 | 0
PS | 0 | 0 | 0 | 0 | 0 | 0
PV | 0 | 0 | 0 | 0 | 0 | 0
PeakG | 0 | 0 | 0 | 0 | 0 | 0
PeakO | 0 | 0 | 0 | 0 | 0 | 0
ST | 0 | 0 | 0 | 0 | 0 | 0
STOG | 0 | 0 | 0 | 0 | 0 | 0
STWD | 0 | 0 | 0 | 0 | 0 | 0
WT | 0 | 0 | 0 | 0 | 0 | 0
IGCC | 0 | 0 | 0 | 0 | 0 | 0
DemandResponse | 0 | 0 | 0 | 0 | 0 | 0
IGCC-CCS | 0 | 0 | 0 | 0 | 0 | 0
WT_off | 0 | 0 | 0 | 0 | 0 | 0
PseudoUnit | 0 | 0 | 0 | 0 | 0 | 0
FixedInterchange | 0 | 0 | 0 | 0 | 0 | 0
Emission Cost by Reporting Type: PJM_E
ReportingType | 2015 | 2020 | 2025 | 2030 | 2035 | 2040
BM | 0 | 0 | 0 | 0 | 0 | 0
CC | 0 | 0 | 0 | 0 | 0 | 0
CSP | 0 | 0 | 0 | 0 | 0 | 0
CT | 0 | 0 | 0 | 0 | 0 | 0
Coal | 0 | 0 | 0 | 0 | 0 | 0
Geo | 0 | 0 | 0 | 0 | 0 | 0
H | 0 | 0 | 0 | 0 | 0 | 0
LFG | 0 | 0 | 0 | 0 | 0 | 0
Nuc | 0 | 0 | 0 | 0 | 0 | 0
PS | 0 | 0 | 0 | 0 | 0 | 0
PV | 0 | 0 | 0 | 0 | 0 | 0
PeakG | 0 | 0 | 0 | 0 | 0 | 0
PeakO | 0 | 0 | 0 | 0 | 0 | 0
ST | 0 | 0 | 0 | 0 | 0 | 0
STOG | 0 | 0 | 0 | 0 | 0 | 0
STWD | 0 | 0 | 0 | 0 | 0 | 0
WT | 0 | 0 | 0 | 0 | 0 | 0
IGCC | 0 | 0 | 0 | 0 | 0 | 0
DemandResponse | 0 | 0 | 0 | 0 | 0 | 0
IGCC-CCS | 0 | 0 | 0 | 0 | 0 | 0
WT_off | 0 | 0 | 0 | 0 | 0 | 0
PseudoUnit | 0 | 0 | 0 | 0 | 0 | 0
FixedInterchange | 0 | 0 | 0 | 0 | 0 | 0
Emission Cost by Reporting Type: PJM_ROM
ReportingType | 2015 | 2020 | 2025 | 2030 | 2035 | 2040
BM | 0 | 0 | 0 | 0 | 0 | 0
CC | 0 | 0 | 0 | 0 | 0 | 0
CSP | 0 | 0 | 0 | 0 | 0 | 0
CT | 0 | 0 | 0 | 0 | 0 | 0
Coal | 0 | 0 | 0 | 0 | 0 | 0
Geo | 0 | 0 | 0 | 0 | 0 | 0
H | 0 | 0 | 0 | 0 | 0 | 0
LFG | 0 | 0 | 0 | 0 | 0 | 0
Nuc | 0 | 0 | 0 | 0 | 0 | 0
PS | 0 | 0 | 0 | 0 | 0 | 0
PV | 0 | 0 | 0 | 0 | 0 | 0
PeakG | 0 | 0 | 0 | 0 | 0 | 0
PeakO | 0 | 0 | 0 | 0 | 0 | 0
ST | 0 | 0 | 0 | 0 | 0 | 0
STOG | 0 | 0 | 0 | 0 | 0 | 0
STWD | 0 | 0 | 0 | 0 | 0 | 0
WT | 0 | 0 | 0 | 0 | 0 | 0
IGCC | 0 | 0 | 0 | 0 | 0 | 0
DemandResponse | 0 | 0 | 0 | 0 | 0 | 0
IGCC-CCS | 0 | 0 | 0 | 0 | 0 | 0
WT_off | 0 | 0 | 0 | 0 | 0 | 0
PseudoUnit | 0 | 0 | 0 | 0 | 0 | 0
FixedInterchange | 0 | 0 | 0 | 0 | 0 | 0
Emission Cost by Reporting Type: PJM_ROR
ReportingType | 2015 | 2020 | 2025 | 2030 | 2035 | 2040
BM | 0 | 0 | 0 | 0 | 0 | 0
CC | 0 | 0 | 0 | 0 | 0 | 0
CSP | 0 | 0 | 0 | 0 | 0 | 0
CT | 0 | 0 | 0 | 0 | 0 | 0
Coal | 0 | 0 | 0 | 0 | 0 | 0
Geo | 0 | 0 | 0 | 0 | 0 | 0
H | 0 | 0 | 0 | 0 | 0 | 0
LFG | 0 | 0 | 0 | 0 | 0 | 0
Nuc | 0 | 0 | 0 | 0 | 0 | 0
PS | 0 | 0 | 0 | 0 | 0 | 0
PV | 0 | 0 | 0 | 0 | 0 | 0
PeakG | 0 | 0 | 0 | 0 | 0 | 0
PeakO | 0 | 0 | 0 | 0 | 0 | 0
ST | 0 | 0 | 0 | 0 | 0 | 0
STOG | 0 | 0 | 0 | 0 | 0 | 0
STWD | 0 | 0 | 0 | 0 | 0 | 0
WT | 0 | 0 | 0 | 0 | 0 | 0
IGCC | 0 | 0 | 0 | 0 | 0 | 0
DemandResponse | 0 | 0 | 0 | 0 | 0 | 0
IGCC-CCS | 0 | 0 | 0 | 0 | 0 | 0
WT_off | 0 | 0 | 0 | 0 | 0 | 0
PseudoUnit | 0 | 0 | 0 | 0 | 0 | 0
FixedInterchange | 0 | 0 | 0 | 0 | 0 | 0
Emission Cost by Reporting Type: SOCO
ReportingType | 2015 | 2020 | 2025 | 2030 | 2035 | 2040
BM | 0 | 0 | 0 | 0 | 0 | 0
CC | 0 | 0 | 0 | 0 | 0 | 0
CSP | 0 | 0 | 0 | 0 | 0 | 0
CT | 0 | 0 | 0 | 0 | 0 | 0
Coal | 0 | 0 | 0 | 0 | 0 | 0
Geo | 0 | 0 | 0 | 0 | 0 | 0
H | 0 | 0 | 0 | 0 | 0 | 0
LFG | 0 | 0 | 0 | 0 | 0 | 0
Nuc | 0 | 0 | 0 | 0 | 0 | 0
PS | 0 | 0 | 0 | 0 | 0 | 0
PV | 0 | 0 | 0 | 0 | 0 | 0
PeakG | 0 | 0 | 0 | 0 | 0 | 0
PeakO | 0 | 0 | 0 | 0 | 0 | 0
ST | 0 | 0 | 0 | 0 | 0 | 0
STOG | 0 | 0 | 0 | 0 | 0 | 0
STWD | 0 | 0 | 0 | 0 | 0 | 0
WT | 0 | 0 | 0 | 0 | 0 | 0
IGCC | 0 | 0 | 0 | 0 | 0 | 0
DemandResponse | 0 | 0 | 0 | 0 | 0 | 0
IGCC-CCS | 0 | 0 | 0 | 0 | 0 | 0
WT_off | 0 | 0 | 0 | 0 | 0 | 0
PseudoUnit | 0 | 0 | 0 | 0 | 0 | 0
FixedInterchange | 0 | 0 | 0 | 0 | 0 | 0
Emission Cost by Reporting Type: SPP_N
ReportingType | 2015 | 2020 | 2025 | 2030 | 2035 | 2040
BM | 0 | 0 | 0 | 0 | 0 | 0
CC | 0 | 0 | 0 | 0 | 0 | 0
CSP | 0 | 0 | 0 | 0 | 0 | 0
CT | 0 | 0 | 0 | 0 | 0 | 0
Coal | 0 | 0 | 0 | 0 | 0 | 0
Geo | 0 | 0 | 0 | 0 | 0 | 0
H | 0 | 0 | 0 | 0 | 0 | 0
LFG | 0 | 0 | 0 | 0 | 0 | 0
Nuc | 0 | 0 | 0 | 0 | 0 | 0
PS | 0 | 0 | 0 | 0 | 0 | 0
PV | 0 | 0 | 0 | 0 | 0 | 0
PeakG | 0 | 0 | 0 | 0 | 0 | 0
PeakO | 0 | 0 | 0 | 0 | 0 | 0
ST | 0 | 0 | 0 | 0 | 0 | 0
STOG | 0 | 0 | 0 | 0 | 0 | 0
STWD | 0 | 0 | 0 | 0 | 0 | 0
WT | 0 | 0 | 0 | 0 | 0 | 0
IGCC | 0 | 0 | 0 | 0 | 0 | 0
DemandResponse | 0 | 0 | 0 | 0 | 0 | 0
IGCC-CCS | 0 | 0 | 0 | 0 | 0 | 0
WT_off | 0 | 0 | 0 | 0 | 0 | 0
PseudoUnit | 0 | 0 | 0 | 0 | 0 | 0
FixedInterchange | 0 | 0 | 0 | 0 | 0 | 0
Emission Cost by Reporting Type: SPP_S
ReportingType | 2015 | 2020 | 2025 | 2030 | 2035 | 2040
BM | 0 | 0 | 0 | 0 | 0 | 0
CC | 0 | 0 | 0 | 0 | 0 | 0
CSP | 0 | 0 | 0 | 0 | 0 | 0
CT | 0 | 0 | 0 | 0 | 0 | 0
Coal | 0 | 0 | 0 | 0 | 0 | 0
Geo | 0 | 0 | 0 | 0 | 0 | 0
H | 0 | 0 | 0 | 0 | 0 | 0
LFG | 0 | 0 | 0 | 0 | 0 | 0
Nuc | 0 | 0 | 0 | 0 | 0 | 0
PS | 0 | 0 | 0 | 0 | 0 | 0
PV | 0 | 0 | 0 | 0 | 0 | 0
PeakG | 0 | 0 | 0 | 0 | 0 | 0
PeakO | 0 | 0 | 0 | 0 | 0 | 0
ST | 0 | 0 | 0 | 0 | 0 | 0
STOG | 0 | 0 | 0 | 0 | 0 | 0
STWD | 0 | 0 | 0 | 0 | 0 | 0
WT | 0 | 0 | 0 | 0 | 0 | 0
IGCC | 0 | 0 | 0 | 0 | 0 | 0
DemandResponse | 0 | 0 | 0 | 0 | 0 | 0
IGCC-CCS | 0 | 0 | 0 | 0 | 0 | 0
WT_off | 0 | 0 | 0 | 0 | 0 | 0
PseudoUnit | 0 | 0 | 0 | 0 | 0 | 0
FixedInterchange | 0 | 0 | 0 | 0 | 0 | 0
Emission Cost by Reporting Type: TVA
ReportingType | 2015 | 2020 | 2025 | 2030 | 2035 | 2040
BM | 0 | 0 | 0 | 0 | 0 | 0
CC | 0 | 0 | 0 | 0 | 0 | 0
CSP | 0 | 0 | 0 | 0 | 0 | 0
CT | 0 | 0 | 0 | 0 | 0 | 0
Coal | 0 | 0 | 0 | 0 | 0 | 0
Geo | 0 | 0 | 0 | 0 | 0 | 0
H | 0 | 0 | 0 | 0 | 0 | 0
LFG | 0 | 0 | 0 | 0 | 0 | 0
Nuc | 0 | 0 | 0 | 0 | 0 | 0
PS | 0 | 0 | 0 | 0 | 0 | 0
PV | 0 | 0 | 0 | 0 | 0 | 0
PeakG | 0 | 0 | 0 | 0 | 0 | 0
PeakO | 0 | 0 | 0 | 0 | 0 | 0
ST | 0 | 0 | 0 | 0 | 0 | 0
STOG | 0 | 0 | 0 | 0 | 0 | 0
STWD | 0 | 0 | 0 | 0 | 0 | 0
WT | 0 | 0 | 0 | 0 | 0 | 0
IGCC | 0 | 0 | 0 | 0 | 0 | 0
DemandResponse | 0 | 0 | 0 | 0 | 0 | 0
IGCC-CCS | 0 | 0 | 0 | 0 | 0 | 0
WT_off | 0 | 0 | 0 | 0 | 0 | 0
PseudoUnit | 0 | 0 | 0 | 0 | 0 | 0
FixedInterchange | 0 | 0 | 0 | 0 | 0 | 0
Emission Cost by Reporting Type: TVA_Transmission
ReportingType | 2015 | 2020 | 2025 | 2030 | 2035 | 2040
BM | 0 | 0 | 0 | 0 | 0 | 0
CC | 0 | 0 | 0 | 0 | 0 | 0
CSP | 0 | 0 | 0 | 0 | 0 | 0
CT | 0 | 0 | 0 | 0 | 0 | 0
Coal | 0 | 0 | 0 | 0 | 0 | 0
Geo | 0 | 0 | 0 | 0 | 0 | 0
H | 0 | 0 | 0 | 0 | 0 | 0
LFG | 0 | 0 | 0 | 0 | 0 | 0
Nuc | 0 | 0 | 0 | 0 | 0 | 0
PS | 0 | 0 | 0 | 0 | 0 | 0
PV | 0 | 0 | 0 | 0 | 0 | 0
PeakG | 0 | 0 | 0 | 0 | 0 | 0
PeakO | 0 | 0 | 0 | 0 | 0 | 0
ST | 0 | 0 | 0 | 0 | 0 | 0
STOG | 0 | 0 | 0 | 0 | 0 | 0
STWD | 0 | 0 | 0 | 0 | 0 | 0
WT | 0 | 0 | 0 | 0 | 0 | 0
IGCC | 0 | 0 | 0 | 0 | 0 | 0
DemandResponse | 0 | 0 | 0 | 0 | 0 | 0
IGCC-CCS | 0 | 0 | 0 | 0 | 0 | 0
WT_off | 0 | 0 | 0 | 0 | 0 | 0
PseudoUnit | 0 | 0 | 0 | 0 | 0 | 0
FixedInterchange | 0 | 0 | 0 | 0 | 0 | 0
Emission Cost by Reporting Type: VACAR
ReportingType | 2015 | 2020 | 2025 | 2030 | 2035 | 2040
BM | 0 | 0 | 0 | 0 | 0 | 0
CC | 0 | 0 | 0 | 0 | 0 | 0
CSP | 0 | 0 | 0 | 0 | 0 | 0
CT | 0 | 0 | 0 | 0 | 0 | 0
Coal | 0 | 0 | 0 | 0 | 0 | 0
Geo | 0 | 0 | 0 | 0 | 0 | 0
H | 0 | 0 | 0 | 0 | 0 | 0
LFG | 0 | 0 | 0 | 0 | 0 | 0
Nuc | 0 | 0 | 0 | 0 | 0 | 0
PS | 0 | 0 | 0 | 0 | 0 | 0
PV | 0 | 0 | 0 | 0 | 0 | 0
PeakG | 0 | 0 | 0 | 0 | 0 | 0
PeakO | 0 | 0 | 0 | 0 | 0 | 0
ST | 0 | 0 | 0 | 0 | 0 | 0
STOG | 0 | 0 | 0 | 0 | 0 | 0
STWD | 0 | 0 | 0 | 0 | 0 | 0
WT | 0 | 0 | 0 | 0 | 0 | 0
IGCC | 0 | 0 | 0 | 0 | 0 | 0
DemandResponse | 0 | 0 | 0 | 0 | 0 | 0
IGCC-CCS | 0 | 0 | 0 | 0 | 0 | 0
WT_off | 0 | 0 | 0 | 0 | 0 | 0
PseudoUnit | 0 | 0 | 0 | 0 | 0 | 0
FixedInterchange | 0 | 0 | 0 | 0 | 0 | 0
Emission Cost by Reporting Type: IESO
ReportingType | 2015 | 2020 | 2025 | 2030 | 2035 | 2040
BM | 0 | 0 | 0 | 0 | 0 | 0
CC | 0 | 0 | 0 | 0 | 0 | 0
CSP | 0 | 0 | 0 | 0 | 0 | 0
CT | 0 | 0 | 0 | 0 | 0 | 0
Coal | 0 | 0 | 0 | 0 | 0 | 0
Geo | 0 | 0 | 0 | 0 | 0 | 0
H | 0 | 0 | 0 | 0 | 0 | 0
LFG | 0 | 0 | 0 | 0 | 0 | 0
Nuc | 0 | 0 | 0 | 0 | 0 | 0
PS | 0 | 0 | 0 | 0 | 0 | 0
PV | 0 | 0 | 0 | 0 | 0 | 0
PeakG | 0 | 0 | 0 | 0 | 0 | 0
PeakO | 0 | 0 | 0 | 0 | 0 | 0
ST | 0 | 0 | 0 | 0 | 0 | 0
STOG | 0 | 0 | 0 | 0 | 0 | 0
STWD | 0 | 0 | 0 | 0 | 0 | 0
WT | 0 | 0 | 0 | 0 | 0 | 0
IGCC | 0 | 0 | 0 | 0 | 0 | 0
DemandResponse | 0 | 0 | 0 | 0 | 0 | 0
IGCC-CCS | 0 | 0 | 0 | 0 | 0 | 0
WT_off | 0 | 0 | 0 | 0 | 0 | 0
PseudoUnit | 0 | 0 | 0 | 0 | 0 | 0
FixedInterchange | 0 | 0 | 0 | 0 | 0 | 0
Emission Cost by Reporting Type: MAPP_CA
ReportingType | 2015 | 2020 | 2025 | 2030 | 2035 | 2040
BM | 0 | 0 | 0 | 0 | 0 | 0
CC | 0 | 0 | 0 | 0 | 0 | 0
CSP | 0 | 0 | 0 | 0 | 0 | 0
CT | 0 | 0 | 0 | 0 | 0 | 0
Coal | 0 | 0 | 0 | 0 | 0 | 0
Geo | 0 | 0 | 0 | 0 | 0 | 0
H | 0 | 0 | 0 | 0 | 0 | 0
LFG | 0 | 0 | 0 | 0 | 0 | 0
Nuc | 0 | 0 | 0 | 0 | 0 | 0
PS | 0 | 0 | 0 | 0 | 0 | 0
PV | 0 | 0 | 0 | 0 | 0 | 0
PeakG | 0 | 0 | 0 | 0 | 0 | 0
PeakO | 0 | 0 | 0 | 0 | 0 | 0
ST | 0 | 0 | 0 | 0 | 0 | 0
STOG | 0 | 0 | 0 | 0 | 0 | 0
STWD | 0 | 0 | 0 | 0 | 0 | 0
WT | 0 | 0 | 0 | 0 | 0 | 0
IGCC | 0 | 0 | 0 | 0 | 0 | 0
DemandResponse | 0 | 0 | 0 | 0 | 0 | 0
IGCC-CCS | 0 | 0 | 0 | 0 | 0 | 0
WT_off | 0 | 0 | 0 | 0 | 0 | 0
PseudoUnit | 0 | 0 | 0 | 0 | 0 | 0
FixedInterchange | 0 | 0 | 0 | 0 | 0 | 0
Emission Cost by Reporting Type: AZ_NM_SNV_Coal
ReportingType | 2015 | 2020 | 2025 | 2030 | 2035 | 2040
BM | 0 | 0 | 0 | 0 | 0 | 0
CC | 0 | 0 | 0 | 0 | 0 | 0
CSP | 0 | 0 | 0 | 0 | 0 | 0
CT | 0 | 0 | 0 | 0 | 0 | 0
Coal | 0 | 0 | 0 | 0 | 0 | 0
Geo | 0 | 0 | 0 | 0 | 0 | 0
H | 0 | 0 | 0 | 0 | 0 | 0
LFG | 0 | 0 | 0 | 0 | 0 | 0
Nuc | 0 | 0 | 0 | 0 | 0 | 0
PS | 0 | 0 | 0 | 0 | 0 | 0
PV | 0 | 0 | 0 | 0 | 0 | 0
PeakG | 0 | 0 | 0 | 0 | 0 | 0
PeakO | 0 | 0 | 0 | 0 | 0 | 0
ST | 0 | 0 | 0 | 0 | 0 | 0
STOG | 0 | 0 | 0 | 0 | 0 | 0
STWD | 0 | 0 | 0 | 0 | 0 | 0
WT | 0 | 0 | 0 | 0 | 0 | 0
IGCC | 0 | 0 | 0 | 0 | 0 | 0
DemandResponse | 0 | 0 | 0 | 0 | 0 | 0
IGCC-CCS | 0 | 0 | 0 | 0 | 0 | 0
WT_off | 0 | 0 | 0 | 0 | 0 | 0
PseudoUnit | 0 | 0 | 0 | 0 | 0 | 0
FixedInterchange | 0 | 0 | 0 | 0 | 0 | 0
Emission Cost by Reporting Type: AZ_NM_SNV_Gas
ReportingType | 2015 | 2020 | 2025 | 2030 | 2035 | 2040
BM | 0 | 0 | 0 | 0 | 0 | 0
CC | 0 | 0 | 0 | 0 | 0 | 0
CSP | 0 | 0 | 0 | 0 | 0 | 0
CT | 0 | 0 | 0 | 0 | 0 | 0
Coal | 0 | 0 | 0 | 0 | 0 | 0
Geo | 0 | 0 | 0 | 0 | 0 | 0
H | 0 | 0 | 0 | 0 | 0 | 0
LFG | 0 | 0 | 0 | 0 | 0 | 0
Nuc | 0 | 0 | 0 | 0 | 0 | 0
PS | 0 | 0 | 0 | 0 | 0 | 0
PV | 0 | 0 | 0 | 0 | 0 | 0
PeakG | 0 | 0 | 0 | 0 | 0 | 0
PeakO | 0 | 0 | 0 | 0 | 0 | 0
ST | 0 | 0 | 0 | 0 | 0 | 0
STOG | 0 | 0 | 0 | 0 | 0 | 0
STWD | 0 | 0 | 0 | 0 | 0 | 0
WT | 0 | 0 | 0 | 0 | 0 | 0
IGCC | 0 | 0 | 0 | 0 | 0 | 0
DemandResponse | 0 | 0 | 0 | 0 | 0 | 0
IGCC-CCS | 0 | 0 | 0 | 0 | 0 | 0
WT_off | 0 | 0 | 0 | 0 | 0 | 0
PseudoUnit | 0 | 0 | 0 | 0 | 0 | 0
FixedInterchange | 0 | 0 | 0 | 0 | 0 | 0
Emission Cost by Reporting Type: AZ_NM_SNV_NucRenew
ReportingType | 2015 | 2020 | 2025 | 2030 | 2035 | 2040
BM | 0 | 0 | 0 | 0 | 0 | 0
CC | 0 | 0 | 0 | 0 | 0 | 0
CSP | 0 | 0 | 0 | 0 | 0 | 0
CT | 0 | 0 | 0 | 0 | 0 | 0
Coal | 0 | 0 | 0 | 0 | 0 | 0
Geo | 0 | 0 | 0 | 0 | 0 | 0
H | 0 | 0 | 0 | 0 | 0 | 0
LFG | 0 | 0 | 0 | 0 | 0 | 0
Nuc | 0 | 0 | 0 | 0 | 0 | 0
PS | 0 | 0 | 0 | 0 | 0 | 0
PV | 0 | 0 | 0 | 0 | 0 | 0
PeakG | 0 | 0 | 0 | 0 | 0 | 0
PeakO | 0 | 0 | 0 | 0 | 0 | 0
ST | 0 | 0 | 0 | 0 | 0 | 0
STOG | 0 | 0 | 0 | 0 | 0 | 0
STWD | 0 | 0 | 0 | 0 | 0 | 0
WT | 0 | 0 | 0 | 0 | 0 | 0
IGCC | 0 | 0 | 0 | 0 | 0 | 0
DemandResponse | 0 | 0 | 0 | 0 | 0 | 0
IGCC-CCS | 0 | 0 | 0 | 0 | 0 | 0
WT_off | 0 | 0 | 0 | 0 | 0 | 0
PseudoUnit | 0 | 0 | 0 | 0 | 0 | 0
FixedInterchange | 0 | 0 | 0 | 0 | 0 | 0
Emission Cost by Reporting Type: ERCOT
ReportingType | 2015 | 2020 | 2025 | 2030 | 2035 | 2040
BM | 0 | 0 | 0 | 0 | 0 | 0
CC | 0 | 0 | 0 | 0 | 0 | 0
CSP | 0 | 0 | 0 | 0 | 0 | 0
CT | 0 | 0 | 0 | 0 | 0 | 0
Coal | 0 | 0 | 0 | 0 | 0 | 0
Geo | 0 | 0 | 0 | 0 | 0 | 0
H | 0 | 0 | 0 | 0 | 0 | 0
LFG | 0 | 0 | 0 | 0 | 0 | 0
Nuc | 0 | 0 | 0 | 0 | 0 | 0
PS | 0 | 0 | 0 | 0 | 0 | 0
PV | 0 | 0 | 0 | 0 | 0 | 0
PeakG | 0 | 0 | 0 | 0 | 0 | 0
PeakO | 0 | 0 | 0 | 0 | 0 | 0
ST | 0 | 0 | 0 | 0 | 0 | 0
STOG | 0 | 0 | 0 | 0 | 0 | 0
STWD | 0 | 0 | 0 | 0 | 0 | 0
WT | 0 | 0 | 0 | 0 | 0 | 0
IGCC | 0 | 0 | 0 | 0 | 0 | 0
DemandResponse | 0 | 0 | 0 | 0 | 0 | 0
IGCC-CCS | 0 | 0 | 0 | 0 | 0 | 0
WT_off | 0 | 0 | 0 | 0 | 0 | 0
PseudoUnit | 0 | 0 | 0 | 0 | 0 | 0
FixedInterchange | 0 | 0 | 0 | 0 | 0 | 0
Emission Cost by Reporting Type: NP15
ReportingType | 2015 | 2020 | 2025 | 2030 | 2035 | 2040
BM | 0 | 0 | 0 | 0 | 0 | 0
CC | 0 | 0 | 0 | 0 | 0 | 0
CSP | 0 | 0 | 0 | 0 | 0 | 0
CT | 0 | 0 | 0 | 0 | 0 | 0
Coal | 0 | 0 | 0 | 0 | 0 | 0
Geo | 0 | 0 | 0 | 0 | 0 | 0
H | 0 | 0 | 0 | 0 | 0 | 0
LFG | 0 | 0 | 0 | 0 | 0 | 0
Nuc | 0 | 0 | 0 | 0 | 0 | 0
PS | 0 | 0 | 0 | 0 | 0 | 0
PV | 0 | 0 | 0 | 0 | 0 | 0
PeakG | 0 | 0 | 0 | 0 | 0 | 0
PeakO | 0 | 0 | 0 | 0 | 0 | 0
ST | 0 | 0 | 0 | 0 | 0 | 0
STOG | 0 | 0 | 0 | 0 | 0 | 0
STWD | 0 | 0 | 0 | 0 | 0 | 0
WT | 0 | 0 | 0 | 0 | 0 | 0
IGCC | 0 | 0 | 0 | 0 | 0 | 0
DemandResponse | 0 | 0 | 0 | 0 | 0 | 0
IGCC-CCS | 0 | 0 | 0 | 0 | 0 | 0
WT_off | 0 | 0 | 0 | 0 | 0 | 0
PseudoUnit | 0 | 0 | 0 | 0 | 0 | 0
FixedInterchange | 0 | 0 | 0 | 0 | 0 | 0
Emission Cost by Reporting Type: NWPP_Coal
ReportingType | 2015 | 2020 | 2025 | 2030 | 2035 | 2040
BM | 0 | 0 | 0 | 0 | 0 | 0
CC | 0 | 0 | 0 | 0 | 0 | 0
CSP | 0 | 0 | 0 | 0 | 0 | 0
CT | 0 | 0 | 0 | 0 | 0 | 0
Coal | 0 | 0 | 0 | 0 | 0 | 0
Geo | 0 | 0 | 0 | 0 | 0 | 0
H | 0 | 0 | 0 | 0 | 0 | 0
LFG | 0 | 0 | 0 | 0 | 0 | 0
Nuc | 0 | 0 | 0 | 0 | 0 | 0
PS | 0 | 0 | 0 | 0 | 0 | 0
PV | 0 | 0 | 0 | 0 | 0 | 0
PeakG | 0 | 0 | 0 | 0 | 0 | 0
PeakO | 0 | 0 | 0 | 0 | 0 | 0
ST | 0 | 0 | 0 | 0 | 0 | 0
STOG | 0 | 0 | 0 | 0 | 0 | 0
STWD | 0 | 0 | 0 | 0 | 0 | 0
WT | 0 | 0 | 0 | 0 | 0 | 0
IGCC | 0 | 0 | 0 | 0 | 0 | 0
DemandResponse | 0 | 0 | 0 | 0 | 0 | 0
IGCC-CCS | 0 | 0 | 0 | 0 | 0 | 0
WT_off | 0 | 0 | 0 | 0 | 0 | 0
PseudoUnit | 0 | 0 | 0 | 0 | 0 | 0
FixedInterchange | 0 | 0 | 0 | 0 | 0 | 0
Emission Cost by Reporting Type: NWPP_Gas
ReportingType | 2015 | 2020 | 2025 | 2030 | 2035 | 2040
BM | 0 | 0 | 0 | 0 | 0 | 0
CC | 0 | 0 | 0 | 0 | 0 | 0
CSP | 0 | 0 | 0 | 0 | 0 | 0
CT | 0 | 0 | 0 | 0 | 0 | 0
Coal | 0 | 0 | 0 | 0 | 0 | 0
Geo | 0 | 0 | 0 | 0 | 0 | 0
H | 0 | 0 | 0 | 0 | 0 | 0
LFG | 0 | 0 | 0 | 0 | 0 | 0
Nuc | 0 | 0 | 0 | 0 | 0 | 0
PS | 0 | 0 | 0 | 0 | 0 | 0
PV | 0 | 0 | 0 | 0 | 0 | 0
PeakG | 0 | 0 | 0 | 0 | 0 | 0
PeakO | 0 | 0 | 0 | 0 | 0 | 0
ST | 0 | 0 | 0 | 0 | 0 | 0
STOG | 0 | 0 | 0 | 0 | 0 | 0
STWD | 0 | 0 | 0 | 0 | 0 | 0
WT | 0 | 0 | 0 | 0 | 0 | 0
IGCC | 0 | 0 | 0 | 0 | 0 | 0
DemandResponse | 0 | 0 | 0 | 0 | 0 | 0
IGCC-CCS | 0 | 0 | 0 | 0 | 0 | 0
WT_off | 0 | 0 | 0 | 0 | 0 | 0
PseudoUnit | 0 | 0 | 0 | 0 | 0 | 0
FixedInterchange | 0 | 0 | 0 | 0 | 0 | 0
Emission Cost by Reporting Type: NWPP_NucRenew
ReportingType | 2015 | 2020 | 2025 | 2030 | 2035 | 2040
BM | 0 | 0 | 0 | 0 | 0 | 0
CC | 0 | 0 | 0 | 0 | 0 | 0
CSP | 0 | 0 | 0 | 0 | 0 | 0
CT | 0 | 0 | 0 | 0 | 0 | 0
Coal | 0 | 0 | 0 | 0 | 0 | 0
Geo | 0 | 0 | 0 | 0 | 0 | 0
H | 0 | 0 | 0 | 0 | 0 | 0
LFG | 0 | 0 | 0 | 0 | 0 | 0
Nuc | 0 | 0 | 0 | 0 | 0 | 0
PS | 0 | 0 | 0 | 0 | 0 | 0
PV | 0 | 0 | 0 | 0 | 0 | 0
PeakG | 0 | 0 | 0 | 0 | 0 | 0
PeakO | 0 | 0 | 0 | 0 | 0 | 0
ST | 0 | 0 | 0 | 0 | 0 | 0
STOG | 0 | 0 | 0 | 0 | 0 | 0
STWD | 0 | 0 | 0 | 0 | 0 | 0
WT | 0 | 0 | 0 | 0 | 0 | 0
IGCC | 0 | 0 | 0 | 0 | 0 | 0
DemandResponse | 0 | 0 | 0 | 0 | 0 | 0
IGCC-CCS | 0 | 0 | 0 | 0 | 0 | 0
WT_off | 0 | 0 | 0 | 0 | 0 | 0
PseudoUnit | 0 | 0 | 0 | 0 | 0 | 0
FixedInterchange | 0 | 0 | 0 | 0 | 0 | 0
Emission Cost by Reporting Type: RMPA
ReportingType | 2015 | 2020 | 2025 | 2030 | 2035 | 2040
BM | 0 | 0 | 0 | 0 | 0 | 0
CC | 0 | 0 | 0 | 0 | 0 | 0
CSP | 0 | 0 | 0 | 0 | 0 | 0
CT | 0 | 0 | 0 | 0 | 0 | 0
Coal | 0 | 0 | 0 | 0 | 0 | 0
Geo | 0 | 0 | 0 | 0 | 0 | 0
H | 0 | 0 | 0 | 0 | 0 | 0
LFG | 0 | 0 | 0 | 0 | 0 | 0
Nuc | 0 | 0 | 0 | 0 | 0 | 0
PS | 0 | 0 | 0 | 0 | 0 | 0
PV | 0 | 0 | 0 | 0 | 0 | 0
PeakG | 0 | 0 | 0 | 0 | 0 | 0
PeakO | 0 | 0 | 0 | 0 | 0 | 0
ST | 0 | 0 | 0 | 0 | 0 | 0
STOG | 0 | 0 | 0 | 0 | 0 | 0
STWD | 0 | 0 | 0 | 0 | 0 | 0
WT | 0 | 0 | 0 | 0 | 0 | 0
IGCC | 0 | 0 | 0 | 0 | 0 | 0
DemandResponse | 0 | 0 | 0 | 0 | 0 | 0
IGCC-CCS | 0 | 0 | 0 | 0 | 0 | 0
WT_off | 0 | 0 | 0 | 0 | 0 | 0
PseudoUnit | 0 | 0 | 0 | 0 | 0 | 0
FixedInterchange | 0 | 0 | 0 | 0 | 0 | 0
Emission Cost by Reporting Type: SP15
ReportingType | 2015 | 2020 | 2025 | 2030 | 2035 | 2040
BM | 0 | 0 | 0 | 0 | 0 | 0
CC | 0 | 0 | 0 | 0 | 0 | 0
CSP | 0 | 0 | 0 | 0 | 0 | 0
CT | 0 | 0 | 0 | 0 | 0 | 0
Coal | 0 | 0 | 0 | 0 | 0 | 0
Geo | 0 | 0 | 0 | 0 | 0 | 0
H | 0 | 0 | 0 | 0 | 0 | 0
LFG | 0 | 0 | 0 | 0 | 0 | 0
Nuc | 0 | 0 | 0 | 0 | 0 | 0
PS | 0 | 0 | 0 | 0 | 0 | 0
PV | 0 | 0 | 0 | 0 | 0 | 0
PeakG | 0 | 0 | 0 | 0 | 0 | 0
PeakO | 0 | 0 | 0 | 0 | 0 | 0
ST | 0 | 0 | 0 | 0 | 0 | 0
STOG | 0 | 0 | 0 | 0 | 0 | 0
STWD | 0 | 0 | 0 | 0 | 0 | 0
WT | 0 | 0 | 0 | 0 | 0 | 0
IGCC | 0 | 0 | 0 | 0 | 0 | 0
DemandResponse | 0 | 0 | 0 | 0 | 0 | 0
IGCC-CCS | 0 | 0 | 0 | 0 | 0 | 0
WT_off | 0 | 0 | 0 | 0 | 0 | 0
PseudoUnit | 0 | 0 | 0 | 0 | 0 | 0
FixedInterchange | 0 | 0 | 0 | 0 | 0 | 0
Emission Cost by Reporting Type: ALB
ReportingType | 2015 | 2020 | 2025 | 2030 | 2035 | 2040
BM | 0 | 0 | 0 | 0 | 0 | 0
CC | 0 | 0 | 0 | 0 | 0 | 0
CSP | 0 | 0 | 0 | 0 | 0 | 0
CT | 0 | 0 | 0 | 0 | 0 | 0
Coal | 0 | 0 | 0 | 0 | 0 | 0
Geo | 0 | 0 | 0 | 0 | 0 | 0
H | 0 | 0 | 0 | 0 | 0 | 0
LFG | 0 | 0 | 0 | 0 | 0 | 0
Nuc | 0 | 0 | 0 | 0 | 0 | 0
PS | 0 | 0 | 0 | 0 | 0 | 0
PV | 0 | 0 | 0 | 0 | 0 | 0
PeakG | 0 | 0 | 0 | 0 | 0 | 0
PeakO | 0 | 0 | 0 | 0 | 0 | 0
ST | 0 | 0 | 0 | 0 | 0 | 0
STOG | 0 | 0 | 0 | 0 | 0 | 0
STWD | 0 | 0 | 0 | 0 | 0 | 0
WT | 0 | 0 | 0 | 0 | 0 | 0
IGCC | 0 | 0 | 0 | 0 | 0 | 0
DemandResponse | 0 | 0 | 0 | 0 | 0 | 0
IGCC-CCS | 0 | 0 | 0 | 0 | 0 | 0
WT_off | 0 | 0 | 0 | 0 | 0 | 0
PseudoUnit | 0 | 0 | 0 | 0 | 0 | 0
FixedInterchange | 0 | 0 | 0 | 0 | 0 | 0
Emission Cost by Reporting Type: BC
ReportingType | 2015 | 2020 | 2025 | 2030 | 2035 | 2040
BM | 0 | 0 | 0 | 0 | 0 | 0
CC | 0 | 0 | 0 | 0 | 0 | 0
CSP | 0 | 0 | 0 | 0 | 0 | 0
CT | 0 | 0 | 0 | 0 | 0 | 0
Coal | 0 | 0 | 0 | 0 | 0 | 0
Geo | 0 | 0 | 0 | 0 | 0 | 0
H | 0 | 0 | 0 | 0 | 0 | 0
LFG | 0 | 0 | 0 | 0 | 0 | 0
Nuc | 0 | 0 | 0 | 0 | 0 | 0
PS | 0 | 0 | 0 | 0 | 0 | 0
PV | 0 | 0 | 0 | 0 | 0 | 0
PeakG | 0 | 0 | 0 | 0 | 0 | 0
PeakO | 0 | 0 | 0 | 0 | 0 | 0
ST | 0 | 0 | 0 | 0 | 0 | 0
STOG | 0 | 0 | 0 | 0 | 0 | 0
STWD | 0 | 0 | 0 | 0 | 0 | 0
WT | 0 | 0 | 0 | 0 | 0 | 0
IGCC | 0 | 0 | 0 | 0 | 0 | 0
DemandResponse | 0 | 0 | 0 | 0 | 0 | 0
IGCC-CCS | 0 | 0 | 0 | 0 | 0 | 0
WT_off | 0 | 0 | 0 | 0 | 0 | 0
PseudoUnit | 0 | 0 | 0 | 0 | 0 | 0
FixedInterchange | 0 | 0 | 0 | 0 | 0 | 0
Emission Cost by Reporting Type: HQ_IESO
ReportingType | 2015 | 2020 | 2025 | 2030 | 2035 | 2040
BM | 0 | 0 | 0 | 0 | 0 | 0
CC | 0 | 0 | 0 | 0 | 0 | 0
CSP | 0 | 0 | 0 | 0 | 0 | 0
CT | 0 | 0 | 0 | 0 | 0 | 0
Coal | 0 | 0 | 0 | 0 | 0 | 0
Geo | 0 | 0 | 0 | 0 | 0 | 0
H | 0 | 0 | 0 | 0 | 0 | 0
LFG | 0 | 0 | 0 | 0 | 0 | 0
Nuc | 0 | 0 | 0 | 0 | 0 | 0
PS | 0 | 0 | 0 | 0 | 0 | 0
PV | 0 | 0 | 0 | 0 | 0 | 0
PeakG | 0 | 0 | 0 | 0 | 0 | 0
PeakO | 0 | 0 | 0 | 0 | 0 | 0
ST | 0 | 0 | 0 | 0 | 0 | 0
STOG | 0 | 0 | 0 | 0 | 0 | 0
STWD | 0 | 0 | 0 | 0 | 0 | 0
WT | 0 | 0 | 0 | 0 | 0 | 0
IGCC | 0 | 0 | 0 | 0 | 0 | 0
DemandResponse | 0 | 0 | 0 | 0 | 0 | 0
IGCC-CCS | 0 | 0 | 0 | 0 | 0 | 0
WT_off | 0 | 0 | 0 | 0 | 0 | 0
PseudoUnit | 0 | 0 | 0 | 0 | 0 | 0
FixedInterchange | 0 | 0 | 0 | 0 | 0 | 0
Emission Cost by Reporting Type: HQ_NEISO
ReportingType | 2015 | 2020 | 2025 | 2030 | 2035 | 2040
BM | 0 | 0 | 0 | 0 | 0 | 0
CC | 0 | 0 | 0 | 0 | 0 | 0
CSP | 0 | 0 | 0 | 0 | 0 | 0
CT | 0 | 0 | 0 | 0 | 0 | 0
Coal | 0 | 0 | 0 | 0 | 0 | 0
Geo | 0 | 0 | 0 | 0 | 0 | 0
H | 0 | 0 | 0 | 0 | 0 | 0
LFG | 0 | 0 | 0 | 0 | 0 | 0
Nuc | 0 | 0 | 0 | 0 | 0 | 0
PS | 0 | 0 | 0 | 0 | 0 | 0
PV | 0 | 0 | 0 | 0 | 0 | 0
PeakG | 0 | 0 | 0 | 0 | 0 | 0
PeakO | 0 | 0 | 0 | 0 | 0 | 0
ST | 0 | 0 | 0 | 0 | 0 | 0
STOG | 0 | 0 | 0 | 0 | 0 | 0
STWD | 0 | 0 | 0 | 0 | 0 | 0
WT | 0 | 0 | 0 | 0 | 0 | 0
IGCC | 0 | 0 | 0 | 0 | 0 | 0
DemandResponse | 0 | 0 | 0 | 0 | 0 | 0
IGCC-CCS | 0 | 0 | 0 | 0 | 0 | 0
WT_off | 0 | 0 | 0 | 0 | 0 | 0
PseudoUnit | 0 | 0 | 0 | 0 | 0 | 0
FixedInterchange | 0 | 0 | 0 | 0 | 0 | 0
Emission Cost by Reporting Type: HQ_NY
ReportingType | 2015 | 2020 | 2025 | 2030 | 2035 | 2040
BM | 0 | 0 | 0 | 0 | 0 | 0
CC | 0 | 0 | 0 | 0 | 0 | 0
CSP | 0 | 0 | 0 | 0 | 0 | 0
CT | 0 | 0 | 0 | 0 | 0 | 0
Coal | 0 | 0 | 0 | 0 | 0 | 0
Geo | 0 | 0 | 0 | 0 | 0 | 0
H | 0 | 0 | 0 | 0 | 0 | 0
LFG | 0 | 0 | 0 | 0 | 0 | 0
Nuc | 0 | 0 | 0 | 0 | 0 | 0
PS | 0 | 0 | 0 | 0 | 0 | 0
PV | 0 | 0 | 0 | 0 | 0 | 0
PeakG | 0 | 0 | 0 | 0 | 0 | 0
PeakO | 0 | 0 | 0 | 0 | 0 | 0
ST | 0 | 0 | 0 | 0 | 0 | 0
STOG | 0 | 0 | 0 | 0 | 0 | 0
STWD | 0 | 0 | 0 | 0 | 0 | 0
WT | 0 | 0 | 0 | 0 | 0 | 0
IGCC | 0 | 0 | 0 | 0 | 0 | 0
DemandResponse | 0 | 0 | 0 | 0 | 0 | 0
IGCC-CCS | 0 | 0 | 0 | 0 | 0 | 0
WT_off | 0 | 0 | 0 | 0 | 0 | 0
PseudoUnit | 0 | 0 | 0 | 0 | 0 | 0
FixedInterchange | 0 | 0 | 0 | 0 | 0 | 0
Emission Cost by Reporting Type: MARITIMES
ReportingType | 2015 | 2020 | 2025 | 2030 | 2035 | 2040
BM | 0 | 0 | 0 | 0 | 0 | 0
CC | 0 | 0 | 0 | 0 | 0 | 0
CSP | 0 | 0 | 0 | 0 | 0 | 0
CT | 0 | 0 | 0 | 0 | 0 | 0
Coal | 0 | 0 | 0 | 0 | 0 | 0
Geo | 0 | 0 | 0 | 0 | 0 | 0
H | 0 | 0 | 0 | 0 | 0 | 0
LFG | 0 | 0 | 0 | 0 | 0 | 0
Nuc | 0 | 0 | 0 | 0 | 0 | 0
PS | 0 | 0 | 0 | 0 | 0 | 0
PV | 0 | 0 | 0 | 0 | 0 | 0
PeakG | 0 | 0 | 0 | 0 | 0 | 0
PeakO | 0 | 0 | 0 | 0 | 0 | 0
ST | 0 | 0 | 0 | 0 | 0 | 0
STOG | 0 | 0 | 0 | 0 | 0 | 0
STWD | 0 | 0 | 0 | 0 | 0 | 0
WT | 0 | 0 | 0 | 0 | 0 | 0
IGCC | 0 | 0 | 0 | 0 | 0 | 0
DemandResponse | 0 | 0 | 0 | 0 | 0 | 0
IGCC-CCS | 0 | 0 | 0 | 0 | 0 | 0
WT_off | 0 | 0 | 0 | 0 | 0 | 0
PseudoUnit | 0 | 0 | 0 | 0 | 0 | 0
FixedInterchange | 0 | 0 | 0 | 0 | 0 | 0
Emission Cost by Reporting Type: All
ReportingType | 2015 | 2020 | 2025 | 2030 | 2035 | 2040
BM | 0 | 0 | 0 | 0 | 0 | 0
CC | 0 | 0 | 0 | 0 | 0 | 0
CSP | 0 | 0 | 0 | 0 | 0 | 0
CT | 0 | 0 | 0 | 0 | 0 | 0
Coal | 0 | 0 | 0 | 0 | 0 | 0
Geo | 0 | 0 | 0 | 0 | 0 | 0
H | 0 | 0 | 0 | 0 | 0 | 0
LFG | 0 | 0 | 0 | 0 | 0 | 0
Nuc | 0 | 0 | 0 | 0 | 0 | 0
PS | 0 | 0 | 0 | 0 | 0 | 0
PV | 0 | 0 | 0 | 0 | 0 | 0
PeakG | 0 | 0 | 0 | 0 | 0 | 0
PeakO | 0 | 0 | 0 | 0 | 0 | 0
ST | 0 | 0 | 0 | 0 | 0 | 0
STOG | 0 | 0 | 0 | 0 | 0 | 0
STWD | 0 | 0 | 0 | 0 | 0 | 0
WT | 0 | 0 | 0 | 0 | 0 | 0
IGCC | 0 | 0 | 0 | 0 | 0 | 0
DemandResponse | 0 | 0 | 0 | 0 | 0 | 0
IGCC-CCS | 0 | 0 | 0 | 0 | 0 | 0
WT_off | 0 | 0 | 0 | 0 | 0 | 0
PseudoUnit | 0 | 0 | 0 | 0 | 0 | 0
FixedInterchange | 0 | 0 | 0 | 0 | 0 | 0
Emission Cost by Reporting Type: EI_US
ReportingType | 2015 | 2020 | 2025 | 2030 | 2035 | 2040
BM | 0 | 0 | 0 | 0 | 0 | 0
CC | 0 | 0 | 0 | 0 | 0 | 0
CSP | 0 | 0 | 0 | 0 | 0 | 0
CT | 0 | 0 | 0 | 0 | 0 | 0
Coal | 0 | 0 | 0 | 0 | 0 | 0
Geo | 0 | 0 | 0 | 0 | 0 | 0
H | 0 | 0 | 0 | 0 | 0 | 0
LFG | 0 | 0 | 0 | 0 | 0 | 0
Nuc | 0 | 0 | 0 | 0 | 0 | 0
PS | 0 | 0 | 0 | 0 | 0 | 0
PV | 0 | 0 | 0 | 0 | 0 | 0
PeakG | 0 | 0 | 0 | 0 | 0 | 0
PeakO | 0 | 0 | 0 | 0 | 0 | 0
ST | 0 | 0 | 0 | 0 | 0 | 0
STOG | 0 | 0 | 0 | 0 | 0 | 0
STWD | 0 | 0 | 0 | 0 | 0 | 0
WT | 0 | 0 | 0 | 0 | 0 | 0
IGCC | 0 | 0 | 0 | 0 | 0 | 0
DemandResponse | 0 | 0 | 0 | 0 | 0 | 0
IGCC-CCS | 0 | 0 | 0 | 0 | 0 | 0
WT_off | 0 | 0 | 0 | 0 | 0 | 0
PseudoUnit | 0 | 0 | 0 | 0 | 0 | 0
FixedInterchange | 0 | 0 | 0 | 0 | 0 | 0
Emission Cost by Reporting Type: EI_Canada
ReportingType | 2015 | 2020 | 2025 | 2030 | 2035 | 2040
BM | 0 | 0 | 0 | 0 | 0 | 0
CC | 0 | 0 | 0 | 0 | 0 | 0
CSP | 0 | 0 | 0 | 0 | 0 | 0
CT | 0 | 0 | 0 | 0 | 0 | 0
Coal | 0 | 0 | 0 | 0 | 0 | 0
Geo | 0 | 0 | 0 | 0 | 0 | 0
H | 0 | 0 | 0 | 0 | 0 | 0
LFG | 0 | 0 | 0 | 0 | 0 | 0
Nuc | 0 | 0 | 0 | 0 | 0 | 0
PS | 0 | 0 | 0 | 0 | 0 | 0
PV | 0 | 0 | 0 | 0 | 0 | 0
PeakG | 0 | 0 | 0 | 0 | 0 | 0
PeakO | 0 | 0 | 0 | 0 | 0 | 0
ST | 0 | 0 | 0 | 0 | 0 | 0
STOG | 0 | 0 | 0 | 0 | 0 | 0
STWD | 0 | 0 | 0 | 0 | 0 | 0
WT | 0 | 0 | 0 | 0 | 0 | 0
IGCC | 0 | 0 | 0 | 0 | 0 | 0
DemandResponse | 0 | 0 | 0 | 0 | 0 | 0
IGCC-CCS | 0 | 0 | 0 | 0 | 0 | 0
WT_off | 0 | 0 | 0 | 0 | 0 | 0
PseudoUnit | 0 | 0 | 0 | 0 | 0 | 0
FixedInterchange | 0 | 0 | 0 | 0 | 0 | 0
Emission Cost by Reporting Type: EI
ReportingType | 2015 | 2020 | 2025 | 2030 | 2035 | 2040
BM | 0 | 0 | 0 | 0 | 0 | 0
CC | 0 | 0 | 0 | 0 | 0 | 0
CSP | 0 | 0 | 0 | 0 | 0 | 0
CT | 0 | 0 | 0 | 0 | 0 | 0
Coal | 0 | 0 | 0 | 0 | 0 | 0
Geo | 0 | 0 | 0 | 0 | 0 | 0
H | 0 | 0 | 0 | 0 | 0 | 0
LFG | 0 | 0 | 0 | 0 | 0 | 0
Nuc | 0 | 0 | 0 | 0 | 0 | 0
PS | 0 | 0 | 0 | 0 | 0 | 0
PV | 0 | 0 | 0 | 0 | 0 | 0
PeakG | 0 | 0 | 0 | 0 | 0 | 0
PeakO | 0 | 0 | 0 | 0 | 0 | 0
ST | 0 | 0 | 0 | 0 | 0 | 0
STOG | 0 | 0 | 0 | 0 | 0 | 0
STWD | 0 | 0 | 0 | 0 | 0 | 0
WT | 0 | 0 | 0 | 0 | 0 | 0
IGCC | 0 | 0 | 0 | 0 | 0 | 0
DemandResponse | 0 | 0 | 0 | 0 | 0 | 0
IGCC-CCS | 0 | 0 | 0 | 0 | 0 | 0
WT_off | 0 | 0 | 0 | 0 | 0 | 0
PseudoUnit | 0 | 0 | 0 | 0 | 0 | 0
FixedInterchange | 0 | 0 | 0 | 0 | 0 | 0
Emission Cost by Reporting Type: Outside_EI
ReportingType | 2015 | 2020 | 2025 | 2030 | 2035 | 2040
BM | 0 | 0 | 0 | 0 | 0 | 0
CC | 0 | 0 | 0 | 0 | 0 | 0
CSP | 0 | 0 | 0 | 0 | 0 | 0
CT | 0 | 0 | 0 | 0 | 0 | 0
Coal | 0 | 0 | 0 | 0 | 0 | 0
Geo | 0 | 0 | 0 | 0 | 0 | 0
H | 0 | 0 | 0 | 0 | 0 | 0
LFG | 0 | 0 | 0 | 0 | 0 | 0
Nuc | 0 | 0 | 0 | 0 | 0 | 0
PS | 0 | 0 | 0 | 0 | 0 | 0
PV | 0 | 0 | 0 | 0 | 0 | 0
PeakG | 0 | 0 | 0 | 0 | 0 | 0
PeakO | 0 | 0 | 0 | 0 | 0 | 0
ST | 0 | 0 | 0 | 0 | 0 | 0
STOG | 0 | 0 | 0 | 0 | 0 | 0
STWD | 0 | 0 | 0 | 0 | 0 | 0
WT | 0 | 0 | 0 | 0 | 0 | 0
IGCC | 0 | 0 | 0 | 0 | 0 | 0
DemandResponse | 0 | 0 | 0 | 0 | 0 | 0
IGCC-CCS | 0 | 0 | 0 | 0 | 0 | 0
WT_off | 0 | 0 | 0 | 0 | 0 | 0
PseudoUnit | 0 | 0 | 0 | 0 | 0 | 0
FixedInterchange | 0 | 0 | 0 | 0 | 0 | 0
==== Emission Program: CAIRNOxAnnual : (NOx) ====
Emission Cost by Reporting Type: Entergy
ReportingType | 2015 | 2020 | 2025 | 2030 | 2035 | 2040
BM | 0 | 0 | 0 | 0 | 0 | 0
CC | 0 | 0 | 0 | 0 | 0 | 0
CSP | 0 | 0 | 0 | 0 | 0 | 0
CT | 0 | 0 | 0 | 0 | 0 | 0
Coal | 0 | 0 | 0 | 0 | 0 | 0
Geo | 0 | 0 | 0 | 0 | 0 | 0
H | 0 | 0 | 0 | 0 | 0 | 0
LFG | 0 | 0 | 0 | 0 | 0 | 0
Nuc | 0 | 0 | 0 | 0 | 0 | 0
PS | 0 | 0 | 0 | 0 | 0 | 0
PV | 0 | 0 | 0 | 0 | 0 | 0
PeakG | 0 | 0 | 0 | 0 | 0 | 0
PeakO | 0 | 0 | 0 | 0 | 0 | 0
ST | 0 | 0 | 0 | 0 | 0 | 0
STOG | 0 | 0 | 0 | 0 | 0 | 0
STWD | 0 | 0 | 0 | 0 | 0 | 0
WT | 0 | 0 | 0 | 0 | 0 | 0
IGCC | 0 | 0 | 0 | 0 | 0 | 0
DemandResponse | 0 | 0 | 0 | 0 | 0 | 0
IGCC-CCS | 0 | 0 | 0 | 0 | 0 | 0
WT_off | 0 | 0 | 0 | 0 | 0 | 0
PseudoUnit | 0 | 0 | 0 | 0 | 0 | 0
FixedInterchange | 0 | 0 | 0 | 0 | 0 | 0
Emission Cost by Reporting Type: FRCC
ReportingType | 2015 | 2020 | 2025 | 2030 | 2035 | 2040
BM | 0 | 0 | 0 | 0 | 0 | 0
CC | 0 | 0 | 0 | 0 | 0 | 0
CSP | 0 | 0 | 0 | 0 | 0 | 0
CT | 0 | 0 | 0 | 0 | 0 | 0
Coal | 0 | 0 | 0 | 0 | 0 | 0
Geo | 0 | 0 | 0 | 0 | 0 | 0
H | 0 | 0 | 0 | 0 | 0 | 0
LFG | 0 | 0 | 0 | 0 | 0 | 0
Nuc | 0 | 0 | 0 | 0 | 0 | 0
PS | 0 | 0 | 0 | 0 | 0 | 0
PV | 0 | 0 | 0 | 0 | 0 | 0
PeakG | 0 | 0 | 0 | 0 | 0 | 0
PeakO | 0 | 0 | 0 | 0 | 0 | 0
ST | 0 | 0 | 0 | 0 | 0 | 0
STOG | 0 | 0 | 0 | 0 | 0 | 0
STWD | 0 | 0 | 0 | 0 | 0 | 0
WT | 0 | 0 | 0 | 0 | 0 | 0
IGCC | 0 | 0 | 0 | 0 | 0 | 0
DemandResponse | 0 | 0 | 0 | 0 | 0 | 0
IGCC-CCS | 0 | 0 | 0 | 0 | 0 | 0
WT_off | 0 | 0 | 0 | 0 | 0 | 0
PseudoUnit | 0 | 0 | 0 | 0 | 0 | 0
FixedInterchange | 0 | 0 | 0 | 0 | 0 | 0
Emission Cost by Reporting Type: MAPP_US
ReportingType | 2015 | 2020 | 2025 | 2030 | 2035 | 2040
BM | 0 | 0 | 0 | 0 | 0 | 0
CC | 0 | 0 | 0 | 0 | 0 | 0
CSP | 0 | 0 | 0 | 0 | 0 | 0
CT | 0 | 0 | 0 | 0 | 0 | 0
Coal | 0 | 0 | 0 | 0 | 0 | 0
Geo | 0 | 0 | 0 | 0 | 0 | 0
H | 0 | 0 | 0 | 0 | 0 | 0
LFG | 0 | 0 | 0 | 0 | 0 | 0
Nuc | 0 | 0 | 0 | 0 | 0 | 0
PS | 0 | 0 | 0 | 0 | 0 | 0
PV | 0 | 0 | 0 | 0 | 0 | 0
PeakG | 0 | 0 | 0 | 0 | 0 | 0
PeakO | 0 | 0 | 0 | 0 | 0 | 0
ST | 0 | 0 | 0 | 0 | 0 | 0
STOG | 0 | 0 | 0 | 0 | 0 | 0
STWD | 0 | 0 | 0 | 0 | 0 | 0
WT | 0 | 0 | 0 | 0 | 0 | 0
IGCC | 0 | 0 | 0 | 0 | 0 | 0
DemandResponse | 0 | 0 | 0 | 0 | 0 | 0
IGCC-CCS | 0 | 0 | 0 | 0 | 0 | 0
WT_off | 0 | 0 | 0 | 0 | 0 | 0
PseudoUnit | 0 | 0 | 0 | 0 | 0 | 0
FixedInterchange | 0 | 0 | 0 | 0 | 0 | 0
Emission Cost by Reporting Type: MISO_IN
ReportingType | 2015 | 2020 | 2025 | 2030 | 2035 | 2040
BM | 0 | 0 | 0 | 0 | 0 | 0
CC | 0 | 0 | 0 | 0 | 0 | 0
CSP | 0 | 0 | 0 | 0 | 0 | 0
CT | 0 | 0 | 0 | 0 | 0 | 0
Coal | 0 | 0 | 0 | 0 | 0 | 0
Geo | 0 | 0 | 0 | 0 | 0 | 0
H | 0 | 0 | 0 | 0 | 0 | 0
LFG | 0 | 0 | 0 | 0 | 0 | 0
Nuc | 0 | 0 | 0 | 0 | 0 | 0
PS | 0 | 0 | 0 | 0 | 0 | 0
PV | 0 | 0 | 0 | 0 | 0 | 0
PeakG | 0 | 0 | 0 | 0 | 0 | 0
PeakO | 0 | 0 | 0 | 0 | 0 | 0
ST | 0 | 0 | 0 | 0 | 0 | 0
STOG | 0 | 0 | 0 | 0 | 0 | 0
STWD | 0 | 0 | 0 | 0 | 0 | 0
WT | 0 | 0 | 0 | 0 | 0 | 0
IGCC | 0 | 0 | 0 | 0 | 0 | 0
DemandResponse | 0 | 0 | 0 | 0 | 0 | 0
IGCC-CCS | 0 | 0 | 0 | 0 | 0 | 0
WT_off | 0 | 0 | 0 | 0 | 0 | 0
PseudoUnit | 0 | 0 | 0 | 0 | 0 | 0
FixedInterchange | 0 | 0 | 0 | 0 | 0 | 0
Emission Cost by Reporting Type: MISO_MI
ReportingType | 2015 | 2020 | 2025 | 2030 | 2035 | 2040
BM | 0 | 0 | 0 | 0 | 0 | 0
CC | 0 | 0 | 0 | 0 | 0 | 0
CSP | 0 | 0 | 0 | 0 | 0 | 0
CT | 0 | 0 | 0 | 0 | 0 | 0
Coal | 0 | 0 | 0 | 0 | 0 | 0
Geo | 0 | 0 | 0 | 0 | 0 | 0
H | 0 | 0 | 0 | 0 | 0 | 0
LFG | 0 | 0 | 0 | 0 | 0 | 0
Nuc | 0 | 0 | 0 | 0 | 0 | 0
PS | 0 | 0 | 0 | 0 | 0 | 0
PV | 0 | 0 | 0 | 0 | 0 | 0
PeakG | 0 | 0 | 0 | 0 | 0 | 0
PeakO | 0 | 0 | 0 | 0 | 0 | 0
ST | 0 | 0 | 0 | 0 | 0 | 0
STOG | 0 | 0 | 0 | 0 | 0 | 0
STWD | 0 | 0 | 0 | 0 | 0 | 0
WT | 0 | 0 | 0 | 0 | 0 | 0
IGCC | 0 | 0 | 0 | 0 | 0 | 0
DemandResponse | 0 | 0 | 0 | 0 | 0 | 0
IGCC-CCS | 0 | 0 | 0 | 0 | 0 | 0
WT_off | 0 | 0 | 0 | 0 | 0 | 0
PseudoUnit | 0 | 0 | 0 | 0 | 0 | 0
FixedInterchange | 0 | 0 | 0 | 0 | 0 | 0
Emission Cost by Reporting Type: MISO_MO-IL
ReportingType | 2015 | 2020 | 2025 | 2030 | 2035 | 2040
BM | 0 | 0 | 0 | 0 | 0 | 0
CC | 0 | 0 | 0 | 0 | 0 | 0
CSP | 0 | 0 | 0 | 0 | 0 | 0
CT | 0 | 0 | 0 | 0 | 0 | 0
Coal | 0 | 0 | 0 | 0 | 0 | 0
Geo | 0 | 0 | 0 | 0 | 0 | 0
H | 0 | 0 | 0 | 0 | 0 | 0
LFG | 0 | 0 | 0 | 0 | 0 | 0
Nuc | 0 | 0 | 0 | 0 | 0 | 0
PS | 0 | 0 | 0 | 0 | 0 | 0
PV | 0 | 0 | 0 | 0 | 0 | 0
PeakG | 0 | 0 | 0 | 0 | 0 | 0
PeakO | 0 | 0 | 0 | 0 | 0 | 0
ST | 0 | 0 | 0 | 0 | 0 | 0
STOG | 0 | 0 | 0 | 0 | 0 | 0
STWD | 0 | 0 | 0 | 0 | 0 | 0
WT | 0 | 0 | 0 | 0 | 0 | 0
IGCC | 0 | 0 | 0 | 0 | 0 | 0
DemandResponse | 0 | 0 | 0 | 0 | 0 | 0
IGCC-CCS | 0 | 0 | 0 | 0 | 0 | 0
WT_off | 0 | 0 | 0 | 0 | 0 | 0
PseudoUnit | 0 | 0 | 0 | 0 | 0 | 0
FixedInterchange | 0 | 0 | 0 | 0 | 0 | 0
Emission Cost by Reporting Type: MISO_W
ReportingType | 2015 | 2020 | 2025 | 2030 | 2035 | 2040
BM | 0 | 0 | 0 | 0 | 0 | 0
CC | 0 | 0 | 0 | 0 | 0 | 0
CSP | 0 | 0 | 0 | 0 | 0 | 0
CT | 0 | 0 | 0 | 0 | 0 | 0
Coal | 0 | 0 | 0 | 0 | 0 | 0
Geo | 0 | 0 | 0 | 0 | 0 | 0
H | 0 | 0 | 0 | 0 | 0 | 0
LFG | 0 | 0 | 0 | 0 | 0 | 0
Nuc | 0 | 0 | 0 | 0 | 0 | 0
PS | 0 | 0 | 0 | 0 | 0 | 0
PV | 0 | 0 | 0 | 0 | 0 | 0
PeakG | 0 | 0 | 0 | 0 | 0 | 0
PeakO | 0 | 0 | 0 | 0 | 0 | 0
ST | 0 | 0 | 0 | 0 | 0 | 0
STOG | 0 | 0 | 0 | 0 | 0 | 0
STWD | 0 | 0 | 0 | 0 | 0 | 0
WT | 0 | 0 | 0 | 0 | 0 | 0
IGCC | 0 | 0 | 0 | 0 | 0 | 0
DemandResponse | 0 | 0 | 0 | 0 | 0 | 0
IGCC-CCS | 0 | 0 | 0 | 0 | 0 | 0
WT_off | 0 | 0 | 0 | 0 | 0 | 0
PseudoUnit | 0 | 0 | 0 | 0 | 0 | 0
FixedInterchange | 0 | 0 | 0 | 0 | 0 | 0
Emission Cost by Reporting Type: MISO_WUMS
ReportingType | 2015 | 2020 | 2025 | 2030 | 2035 | 2040
BM | 0 | 0 | 0 | 0 | 0 | 0
CC | 0 | 0 | 0 | 0 | 0 | 0
CSP | 0 | 0 | 0 | 0 | 0 | 0
CT | 0 | 0 | 0 | 0 | 0 | 0
Coal | 0 | 0 | 0 | 0 | 0 | 0
Geo | 0 | 0 | 0 | 0 | 0 | 0
H | 0 | 0 | 0 | 0 | 0 | 0
LFG | 0 | 0 | 0 | 0 | 0 | 0
Nuc | 0 | 0 | 0 | 0 | 0 | 0
PS | 0 | 0 | 0 | 0 | 0 | 0
PV | 0 | 0 | 0 | 0 | 0 | 0
PeakG | 0 | 0 | 0 | 0 | 0 | 0
PeakO | 0 | 0 | 0 | 0 | 0 | 0
ST | 0 | 0 | 0 | 0 | 0 | 0
STOG | 0 | 0 | 0 | 0 | 0 | 0
STWD | 0 | 0 | 0 | 0 | 0 | 0
WT | 0 | 0 | 0 | 0 | 0 | 0
IGCC | 0 | 0 | 0 | 0 | 0 | 0
DemandResponse | 0 | 0 | 0 | 0 | 0 | 0
IGCC-CCS | 0 | 0 | 0 | 0 | 0 | 0
WT_off | 0 | 0 | 0 | 0 | 0 | 0
PseudoUnit | 0 | 0 | 0 | 0 | 0 | 0
FixedInterchange | 0 | 0 | 0 | 0 | 0 | 0
Emission Cost by Reporting Type: Nebraska
ReportingType | 2015 | 2020 | 2025 | 2030 | 2035 | 2040
BM | 0 | 0 | 0 | 0 | 0 | 0
CC | 0 | 0 | 0 | 0 | 0 | 0
CSP | 0 | 0 | 0 | 0 | 0 | 0
CT | 0 | 0 | 0 | 0 | 0 | 0
Coal | 0 | 0 | 0 | 0 | 0 | 0
Geo | 0 | 0 | 0 | 0 | 0 | 0
H | 0 | 0 | 0 | 0 | 0 | 0
LFG | 0 | 0 | 0 | 0 | 0 | 0
Nuc | 0 | 0 | 0 | 0 | 0 | 0
PS | 0 | 0 | 0 | 0 | 0 | 0
PV | 0 | 0 | 0 | 0 | 0 | 0
PeakG | 0 | 0 | 0 | 0 | 0 | 0
PeakO | 0 | 0 | 0 | 0 | 0 | 0
ST | 0 | 0 | 0 | 0 | 0 | 0
STOG | 0 | 0 | 0 | 0 | 0 | 0
STWD | 0 | 0 | 0 | 0 | 0 | 0
WT | 0 | 0 | 0 | 0 | 0 | 0
IGCC | 0 | 0 | 0 | 0 | 0 | 0
DemandResponse | 0 | 0 | 0 | 0 | 0 | 0
IGCC-CCS | 0 | 0 | 0 | 0 | 0 | 0
WT_off | 0 | 0 | 0 | 0 | 0 | 0
PseudoUnit | 0 | 0 | 0 | 0 | 0 | 0
FixedInterchange | 0 | 0 | 0 | 0 | 0 | 0
Emission Cost by Reporting Type: NEISO
ReportingType | 2015 | 2020 | 2025 | 2030 | 2035 | 2040
BM | 0 | 0 | 0 | 0 | 0 | 0
CC | 0 | 0 | 0 | 0 | 0 | 0
CSP | 0 | 0 | 0 | 0 | 0 | 0
CT | 0 | 0 | 0 | 0 | 0 | 0
Coal | 0 | 0 | 0 | 0 | 0 | 0
Geo | 0 | 0 | 0 | 0 | 0 | 0
H | 0 | 0 | 0 | 0 | 0 | 0
LFG | 0 | 0 | 0 | 0 | 0 | 0
Nuc | 0 | 0 | 0 | 0 | 0 | 0
PS | 0 | 0 | 0 | 0 | 0 | 0
PV | 0 | 0 | 0 | 0 | 0 | 0
PeakG | 0 | 0 | 0 | 0 | 0 | 0
PeakO | 0 | 0 | 0 | 0 | 0 | 0
ST | 0 | 0 | 0 | 0 | 0 | 0
STOG | 0 | 0 | 0 | 0 | 0 | 0
STWD | 0 | 0 | 0 | 0 | 0 | 0
WT | 0 | 0 | 0 | 0 | 0 | 0
IGCC | 0 | 0 | 0 | 0 | 0 | 0
DemandResponse | 0 | 0 | 0 | 0 | 0 | 0
IGCC-CCS | 0 | 0 | 0 | 0 | 0 | 0
WT_off | 0 | 0 | 0 | 0 | 0 | 0
PseudoUnit | 0 | 0 | 0 | 0 | 0 | 0
FixedInterchange | 0 | 0 | 0 | 0 | 0 | 0
Emission Cost by Reporting Type: NonRTO_Midwest
ReportingType | 2015 | 2020 | 2025 | 2030 | 2035 | 2040
BM | 0 | 0 | 0 | 0 | 0 | 0
CC | 0 | 0 | 0 | 0 | 0 | 0
CSP | 0 | 0 | 0 | 0 | 0 | 0
CT | 0 | 0 | 0 | 0 | 0 | 0
Coal | 0 | 0 | 0 | 0 | 0 | 0
Geo | 0 | 0 | 0 | 0 | 0 | 0
H | 0 | 0 | 0 | 0 | 0 | 0
LFG | 0 | 0 | 0 | 0 | 0 | 0
Nuc | 0 | 0 | 0 | 0 | 0 | 0
PS | 0 | 0 | 0 | 0 | 0 | 0
PV | 0 | 0 | 0 | 0 | 0 | 0
PeakG | 0 | 0 | 0 | 0 | 0 | 0
PeakO | 0 | 0 | 0 | 0 | 0 | 0
ST | 0 | 0 | 0 | 0 | 0 | 0
STOG | 0 | 0 | 0 | 0 | 0 | 0
STWD | 0 | 0 | 0 | 0 | 0 | 0
WT | 0 | 0 | 0 | 0 | 0 | 0
IGCC | 0 | 0 | 0 | 0 | 0 | 0
DemandResponse | 0 | 0 | 0 | 0 | 0 | 0
IGCC-CCS | 0 | 0 | 0 | 0 | 0 | 0
WT_off | 0 | 0 | 0 | 0 | 0 | 0
PseudoUnit | 0 | 0 | 0 | 0 | 0 | 0
FixedInterchange | 0 | 0 | 0 | 0 | 0 | 0
Emission Cost by Reporting Type: NYISO_A-F
ReportingType | 2015 | 2020 | 2025 | 2030 | 2035 | 2040
BM | 0 | 0 | 0 | 0 | 0 | 0
CC | 0 | 0 | 0 | 0 | 0 | 0
CSP | 0 | 0 | 0 | 0 | 0 | 0
CT | 0 | 0 | 0 | 0 | 0 | 0
Coal | 0 | 0 | 0 | 0 | 0 | 0
Geo | 0 | 0 | 0 | 0 | 0 | 0
H | 0 | 0 | 0 | 0 | 0 | 0
LFG | 0 | 0 | 0 | 0 | 0 | 0
Nuc | 0 | 0 | 0 | 0 | 0 | 0
PS | 0 | 0 | 0 | 0 | 0 | 0
PV | 0 | 0 | 0 | 0 | 0 | 0
PeakG | 0 | 0 | 0 | 0 | 0 | 0
PeakO | 0 | 0 | 0 | 0 | 0 | 0
ST | 0 | 0 | 0 | 0 | 0 | 0
STOG | 0 | 0 | 0 | 0 | 0 | 0
STWD | 0 | 0 | 0 | 0 | 0 | 0
WT | 0 | 0 | 0 | 0 | 0 | 0
IGCC | 0 | 0 | 0 | 0 | 0 | 0
DemandResponse | 0 | 0 | 0 | 0 | 0 | 0
IGCC-CCS | 0 | 0 | 0 | 0 | 0 | 0
WT_off | 0 | 0 | 0 | 0 | 0 | 0
PseudoUnit | 0 | 0 | 0 | 0 | 0 | 0
FixedInterchange | 0 | 0 | 0 | 0 | 0 | 0
Emission Cost by Reporting Type: NYISO_G-I
ReportingType | 2015 | 2020 | 2025 | 2030 | 2035 | 2040
BM | 0 | 0 | 0 | 0 | 0 | 0
CC | 0 | 0 | 0 | 0 | 0 | 0
CSP | 0 | 0 | 0 | 0 | 0 | 0
CT | 0 | 0 | 0 | 0 | 0 | 0
Coal | 0 | 0 | 0 | 0 | 0 | 0
Geo | 0 | 0 | 0 | 0 | 0 | 0
H | 0 | 0 | 0 | 0 | 0 | 0
LFG | 0 | 0 | 0 | 0 | 0 | 0
Nuc | 0 | 0 | 0 | 0 | 0 | 0
PS | 0 | 0 | 0 | 0 | 0 | 0
PV | 0 | 0 | 0 | 0 | 0 | 0
PeakG | 0 | 0 | 0 | 0 | 0 | 0
PeakO | 0 | 0 | 0 | 0 | 0 | 0
ST | 0 | 0 | 0 | 0 | 0 | 0
STOG | 0 | 0 | 0 | 0 | 0 | 0
STWD | 0 | 0 | 0 | 0 | 0 | 0
WT | 0 | 0 | 0 | 0 | 0 | 0
IGCC | 0 | 0 | 0 | 0 | 0 | 0
DemandResponse | 0 | 0 | 0 | 0 | 0 | 0
IGCC-CCS | 0 | 0 | 0 | 0 | 0 | 0
WT_off | 0 | 0 | 0 | 0 | 0 | 0
PseudoUnit | 0 | 0 | 0 | 0 | 0 | 0
FixedInterchange | 0 | 0 | 0 | 0 | 0 | 0
Emission Cost by Reporting Type: NYISO_J-K
ReportingType | 2015 | 2020 | 2025 | 2030 | 2035 | 2040
BM | 0 | 0 | 0 | 0 | 0 | 0
CC | 0 | 0 | 0 | 0 | 0 | 0
CSP | 0 | 0 | 0 | 0 | 0 | 0
CT | 0 | 0 | 0 | 0 | 0 | 0
Coal | 0 | 0 | 0 | 0 | 0 | 0
Geo | 0 | 0 | 0 | 0 | 0 | 0
H | 0 | 0 | 0 | 0 | 0 | 0
LFG | 0 | 0 | 0 | 0 | 0 | 0
Nuc | 0 | 0 | 0 | 0 | 0 | 0
PS | 0 | 0 | 0 | 0 | 0 | 0
PV | 0 | 0 | 0 | 0 | 0 | 0
PeakG | 0 | 0 | 0 | 0 | 0 | 0
PeakO | 0 | 0 | 0 | 0 | 0 | 0
ST | 0 | 0 | 0 | 0 | 0 | 0
STOG | 0 | 0 | 0 | 0 | 0 | 0
STWD | 0 | 0 | 0 | 0 | 0 | 0
WT | 0 | 0 | 0 | 0 | 0 | 0
IGCC | 0 | 0 | 0 | 0 | 0 | 0
DemandResponse | 0 | 0 | 0 | 0 | 0 | 0
IGCC-CCS | 0 | 0 | 0 | 0 | 0 | 0
WT_off | 0 | 0 | 0 | 0 | 0 | 0
PseudoUnit | 0 | 0 | 0 | 0 | 0 | 0
FixedInterchange | 0 | 0 | 0 | 0 | 0 | 0
Emission Cost by Reporting Type: PJM_E
ReportingType | 2015 | 2020 | 2025 | 2030 | 2035 | 2040
BM | 0 | 0 | 0 | 0 | 0 | 0
CC | 0 | 0 | 0 | 0 | 0 | 0
CSP | 0 | 0 | 0 | 0 | 0 | 0
CT | 0 | 0 | 0 | 0 | 0 | 0
Coal | 0 | 0 | 0 | 0 | 0 | 0
Geo | 0 | 0 | 0 | 0 | 0 | 0
H | 0 | 0 | 0 | 0 | 0 | 0
LFG | 0 | 0 | 0 | 0 | 0 | 0
Nuc | 0 | 0 | 0 | 0 | 0 | 0
PS | 0 | 0 | 0 | 0 | 0 | 0
PV | 0 | 0 | 0 | 0 | 0 | 0
PeakG | 0 | 0 | 0 | 0 | 0 | 0
PeakO | 0 | 0 | 0 | 0 | 0 | 0
ST | 0 | 0 | 0 | 0 | 0 | 0
STOG | 0 | 0 | 0 | 0 | 0 | 0
STWD | 0 | 0 | 0 | 0 | 0 | 0
WT | 0 | 0 | 0 | 0 | 0 | 0
IGCC | 0 | 0 | 0 | 0 | 0 | 0
DemandResponse | 0 | 0 | 0 | 0 | 0 | 0
IGCC-CCS | 0 | 0 | 0 | 0 | 0 | 0
WT_off | 0 | 0 | 0 | 0 | 0 | 0
PseudoUnit | 0 | 0 | 0 | 0 | 0 | 0
FixedInterchange | 0 | 0 | 0 | 0 | 0 | 0
Emission Cost by Reporting Type: PJM_ROM
ReportingType | 2015 | 2020 | 2025 | 2030 | 2035 | 2040
BM | 0 | 0 | 0 | 0 | 0 | 0
CC | 0 | 0 | 0 | 0 | 0 | 0
CSP | 0 | 0 | 0 | 0 | 0 | 0
CT | 0 | 0 | 0 | 0 | 0 | 0
Coal | 0 | 0 | 0 | 0 | 0 | 0
Geo | 0 | 0 | 0 | 0 | 0 | 0
H | 0 | 0 | 0 | 0 | 0 | 0
LFG | 0 | 0 | 0 | 0 | 0 | 0
Nuc | 0 | 0 | 0 | 0 | 0 | 0
PS | 0 | 0 | 0 | 0 | 0 | 0
PV | 0 | 0 | 0 | 0 | 0 | 0
PeakG | 0 | 0 | 0 | 0 | 0 | 0
PeakO | 0 | 0 | 0 | 0 | 0 | 0
ST | 0 | 0 | 0 | 0 | 0 | 0
STOG | 0 | 0 | 0 | 0 | 0 | 0
STWD | 0 | 0 | 0 | 0 | 0 | 0
WT | 0 | 0 | 0 | 0 | 0 | 0
IGCC | 0 | 0 | 0 | 0 | 0 | 0
DemandResponse | 0 | 0 | 0 | 0 | 0 | 0
IGCC-CCS | 0 | 0 | 0 | 0 | 0 | 0
WT_off | 0 | 0 | 0 | 0 | 0 | 0
PseudoUnit | 0 | 0 | 0 | 0 | 0 | 0
FixedInterchange | 0 | 0 | 0 | 0 | 0 | 0
Emission Cost by Reporting Type: PJM_ROR
ReportingType | 2015 | 2020 | 2025 | 2030 | 2035 | 2040
BM | 0 | 0 | 0 | 0 | 0 | 0
CC | 0 | 0 | 0 | 0 | 0 | 0
CSP | 0 | 0 | 0 | 0 | 0 | 0
CT | 0 | 0 | 0 | 0 | 0 | 0
Coal | 0 | 0 | 0 | 0 | 0 | 0
Geo | 0 | 0 | 0 | 0 | 0 | 0
H | 0 | 0 | 0 | 0 | 0 | 0
LFG | 0 | 0 | 0 | 0 | 0 | 0
Nuc | 0 | 0 | 0 | 0 | 0 | 0
PS | 0 | 0 | 0 | 0 | 0 | 0
PV | 0 | 0 | 0 | 0 | 0 | 0
PeakG | 0 | 0 | 0 | 0 | 0 | 0
PeakO | 0 | 0 | 0 | 0 | 0 | 0
ST | 0 | 0 | 0 | 0 | 0 | 0
STOG | 0 | 0 | 0 | 0 | 0 | 0
STWD | 0 | 0 | 0 | 0 | 0 | 0
WT | 0 | 0 | 0 | 0 | 0 | 0
IGCC | 0 | 0 | 0 | 0 | 0 | 0
DemandResponse | 0 | 0 | 0 | 0 | 0 | 0
IGCC-CCS | 0 | 0 | 0 | 0 | 0 | 0
WT_off | 0 | 0 | 0 | 0 | 0 | 0
PseudoUnit | 0 | 0 | 0 | 0 | 0 | 0
FixedInterchange | 0 | 0 | 0 | 0 | 0 | 0
Emission Cost by Reporting Type: SOCO
ReportingType | 2015 | 2020 | 2025 | 2030 | 2035 | 2040
BM | 0 | 0 | 0 | 0 | 0 | 0
CC | 0 | 0 | 0 | 0 | 0 | 0
CSP | 0 | 0 | 0 | 0 | 0 | 0
CT | 0 | 0 | 0 | 0 | 0 | 0
Coal | 0 | 0 | 0 | 0 | 0 | 0
Geo | 0 | 0 | 0 | 0 | 0 | 0
H | 0 | 0 | 0 | 0 | 0 | 0
LFG | 0 | 0 | 0 | 0 | 0 | 0
Nuc | 0 | 0 | 0 | 0 | 0 | 0
PS | 0 | 0 | 0 | 0 | 0 | 0
PV | 0 | 0 | 0 | 0 | 0 | 0
PeakG | 0 | 0 | 0 | 0 | 0 | 0
PeakO | 0 | 0 | 0 | 0 | 0 | 0
ST | 0 | 0 | 0 | 0 | 0 | 0
STOG | 0 | 0 | 0 | 0 | 0 | 0
STWD | 0 | 0 | 0 | 0 | 0 | 0
WT | 0 | 0 | 0 | 0 | 0 | 0
IGCC | 0 | 0 | 0 | 0 | 0 | 0
DemandResponse | 0 | 0 | 0 | 0 | 0 | 0
IGCC-CCS | 0 | 0 | 0 | 0 | 0 | 0
WT_off | 0 | 0 | 0 | 0 | 0 | 0
PseudoUnit | 0 | 0 | 0 | 0 | 0 | 0
FixedInterchange | 0 | 0 | 0 | 0 | 0 | 0
Emission Cost by Reporting Type: SPP_N
ReportingType | 2015 | 2020 | 2025 | 2030 | 2035 | 2040
BM | 0 | 0 | 0 | 0 | 0 | 0
CC | 0 | 0 | 0 | 0 | 0 | 0
CSP | 0 | 0 | 0 | 0 | 0 | 0
CT | 0 | 0 | 0 | 0 | 0 | 0
Coal | 0 | 0 | 0 | 0 | 0 | 0
Geo | 0 | 0 | 0 | 0 | 0 | 0
H | 0 | 0 | 0 | 0 | 0 | 0
LFG | 0 | 0 | 0 | 0 | 0 | 0
Nuc | 0 | 0 | 0 | 0 | 0 | 0
PS | 0 | 0 | 0 | 0 | 0 | 0
PV | 0 | 0 | 0 | 0 | 0 | 0
PeakG | 0 | 0 | 0 | 0 | 0 | 0
PeakO | 0 | 0 | 0 | 0 | 0 | 0
ST | 0 | 0 | 0 | 0 | 0 | 0
STOG | 0 | 0 | 0 | 0 | 0 | 0
STWD | 0 | 0 | 0 | 0 | 0 | 0
WT | 0 | 0 | 0 | 0 | 0 | 0
IGCC | 0 | 0 | 0 | 0 | 0 | 0
DemandResponse | 0 | 0 | 0 | 0 | 0 | 0
IGCC-CCS | 0 | 0 | 0 | 0 | 0 | 0
WT_off | 0 | 0 | 0 | 0 | 0 | 0
PseudoUnit | 0 | 0 | 0 | 0 | 0 | 0
FixedInterchange | 0 | 0 | 0 | 0 | 0 | 0
Emission Cost by Reporting Type: SPP_S
ReportingType | 2015 | 2020 | 2025 | 2030 | 2035 | 2040
BM | 0 | 0 | 0 | 0 | 0 | 0
CC | 0 | 0 | 0 | 0 | 0 | 0
CSP | 0 | 0 | 0 | 0 | 0 | 0
CT | 0 | 0 | 0 | 0 | 0 | 0
Coal | 0 | 0 | 0 | 0 | 0 | 0
Geo | 0 | 0 | 0 | 0 | 0 | 0
H | 0 | 0 | 0 | 0 | 0 | 0
LFG | 0 | 0 | 0 | 0 | 0 | 0
Nuc | 0 | 0 | 0 | 0 | 0 | 0
PS | 0 | 0 | 0 | 0 | 0 | 0
PV | 0 | 0 | 0 | 0 | 0 | 0
PeakG | 0 | 0 | 0 | 0 | 0 | 0
PeakO | 0 | 0 | 0 | 0 | 0 | 0
ST | 0 | 0 | 0 | 0 | 0 | 0
STOG | 0 | 0 | 0 | 0 | 0 | 0
STWD | 0 | 0 | 0 | 0 | 0 | 0
WT | 0 | 0 | 0 | 0 | 0 | 0
IGCC | 0 | 0 | 0 | 0 | 0 | 0
DemandResponse | 0 | 0 | 0 | 0 | 0 | 0
IGCC-CCS | 0 | 0 | 0 | 0 | 0 | 0
WT_off | 0 | 0 | 0 | 0 | 0 | 0
PseudoUnit | 0 | 0 | 0 | 0 | 0 | 0
FixedInterchange | 0 | 0 | 0 | 0 | 0 | 0
Emission Cost by Reporting Type: TVA
ReportingType | 2015 | 2020 | 2025 | 2030 | 2035 | 2040
BM | 0 | 0 | 0 | 0 | 0 | 0
CC | 0 | 0 | 0 | 0 | 0 | 0
CSP | 0 | 0 | 0 | 0 | 0 | 0
CT | 0 | 0 | 0 | 0 | 0 | 0
Coal | 0 | 0 | 0 | 0 | 0 | 0
Geo | 0 | 0 | 0 | 0 | 0 | 0
H | 0 | 0 | 0 | 0 | 0 | 0
LFG | 0 | 0 | 0 | 0 | 0 | 0
Nuc | 0 | 0 | 0 | 0 | 0 | 0
PS | 0 | 0 | 0 | 0 | 0 | 0
PV | 0 | 0 | 0 | 0 | 0 | 0
PeakG | 0 | 0 | 0 | 0 | 0 | 0
PeakO | 0 | 0 | 0 | 0 | 0 | 0
ST | 0 | 0 | 0 | 0 | 0 | 0
STOG | 0 | 0 | 0 | 0 | 0 | 0
STWD | 0 | 0 | 0 | 0 | 0 | 0
WT | 0 | 0 | 0 | 0 | 0 | 0
IGCC | 0 | 0 | 0 | 0 | 0 | 0
DemandResponse | 0 | 0 | 0 | 0 | 0 | 0
IGCC-CCS | 0 | 0 | 0 | 0 | 0 | 0
WT_off | 0 | 0 | 0 | 0 | 0 | 0
PseudoUnit | 0 | 0 | 0 | 0 | 0 | 0
FixedInterchange | 0 | 0 | 0 | 0 | 0 | 0
Emission Cost by Reporting Type: TVA_Transmission
ReportingType | 2015 | 2020 | 2025 | 2030 | 2035 | 2040
BM | 0 | 0 | 0 | 0 | 0 | 0
CC | 0 | 0 | 0 | 0 | 0 | 0
CSP | 0 | 0 | 0 | 0 | 0 | 0
CT | 0 | 0 | 0 | 0 | 0 | 0
Coal | 0 | 0 | 0 | 0 | 0 | 0
Geo | 0 | 0 | 0 | 0 | 0 | 0
H | 0 | 0 | 0 | 0 | 0 | 0
LFG | 0 | 0 | 0 | 0 | 0 | 0
Nuc | 0 | 0 | 0 | 0 | 0 | 0
PS | 0 | 0 | 0 | 0 | 0 | 0
PV | 0 | 0 | 0 | 0 | 0 | 0
PeakG | 0 | 0 | 0 | 0 | 0 | 0
PeakO | 0 | 0 | 0 | 0 | 0 | 0
ST | 0 | 0 | 0 | 0 | 0 | 0
STOG | 0 | 0 | 0 | 0 | 0 | 0
STWD | 0 | 0 | 0 | 0 | 0 | 0
WT | 0 | 0 | 0 | 0 | 0 | 0
IGCC | 0 | 0 | 0 | 0 | 0 | 0
DemandResponse | 0 | 0 | 0 | 0 | 0 | 0
IGCC-CCS | 0 | 0 | 0 | 0 | 0 | 0
WT_off | 0 | 0 | 0 | 0 | 0 | 0
PseudoUnit | 0 | 0 | 0 | 0 | 0 | 0
FixedInterchange | 0 | 0 | 0 | 0 | 0 | 0
Emission Cost by Reporting Type: VACAR
ReportingType | 2015 | 2020 | 2025 | 2030 | 2035 | 2040
BM | 0 | 0 | 0 | 0 | 0 | 0
CC | 0 | 0 | 0 | 0 | 0 | 0
CSP | 0 | 0 | 0 | 0 | 0 | 0
CT | 0 | 0 | 0 | 0 | 0 | 0
Coal | 0 | 0 | 0 | 0 | 0 | 0
Geo | 0 | 0 | 0 | 0 | 0 | 0
H | 0 | 0 | 0 | 0 | 0 | 0
LFG | 0 | 0 | 0 | 0 | 0 | 0
Nuc | 0 | 0 | 0 | 0 | 0 | 0
PS | 0 | 0 | 0 | 0 | 0 | 0
PV | 0 | 0 | 0 | 0 | 0 | 0
PeakG | 0 | 0 | 0 | 0 | 0 | 0
PeakO | 0 | 0 | 0 | 0 | 0 | 0
ST | 0 | 0 | 0 | 0 | 0 | 0
STOG | 0 | 0 | 0 | 0 | 0 | 0
STWD | 0 | 0 | 0 | 0 | 0 | 0
WT | 0 | 0 | 0 | 0 | 0 | 0
IGCC | 0 | 0 | 0 | 0 | 0 | 0
DemandResponse | 0 | 0 | 0 | 0 | 0 | 0
IGCC-CCS | 0 | 0 | 0 | 0 | 0 | 0
WT_off | 0 | 0 | 0 | 0 | 0 | 0
PseudoUnit | 0 | 0 | 0 | 0 | 0 | 0
FixedInterchange | 0 | 0 | 0 | 0 | 0 | 0
Emission Cost by Reporting Type: IESO
ReportingType | 2015 | 2020 | 2025 | 2030 | 2035 | 2040
BM | 0 | 0 | 0 | 0 | 0 | 0
CC | 0 | 0 | 0 | 0 | 0 | 0
CSP | 0 | 0 | 0 | 0 | 0 | 0
CT | 0 | 0 | 0 | 0 | 0 | 0
Coal | 0 | 0 | 0 | 0 | 0 | 0
Geo | 0 | 0 | 0 | 0 | 0 | 0
H | 0 | 0 | 0 | 0 | 0 | 0
LFG | 0 | 0 | 0 | 0 | 0 | 0
Nuc | 0 | 0 | 0 | 0 | 0 | 0
PS | 0 | 0 | 0 | 0 | 0 | 0
PV | 0 | 0 | 0 | 0 | 0 | 0
PeakG | 0 | 0 | 0 | 0 | 0 | 0
PeakO | 0 | 0 | 0 | 0 | 0 | 0
ST | 0 | 0 | 0 | 0 | 0 | 0
STOG | 0 | 0 | 0 | 0 | 0 | 0
STWD | 0 | 0 | 0 | 0 | 0 | 0
WT | 0 | 0 | 0 | 0 | 0 | 0
IGCC | 0 | 0 | 0 | 0 | 0 | 0
DemandResponse | 0 | 0 | 0 | 0 | 0 | 0
IGCC-CCS | 0 | 0 | 0 | 0 | 0 | 0
WT_off | 0 | 0 | 0 | 0 | 0 | 0
PseudoUnit | 0 | 0 | 0 | 0 | 0 | 0
FixedInterchange | 0 | 0 | 0 | 0 | 0 | 0
Emission Cost by Reporting Type: MAPP_CA
ReportingType | 2015 | 2020 | 2025 | 2030 | 2035 | 2040
BM | 0 | 0 | 0 | 0 | 0 | 0
CC | 0 | 0 | 0 | 0 | 0 | 0
CSP | 0 | 0 | 0 | 0 | 0 | 0
CT | 0 | 0 | 0 | 0 | 0 | 0
Coal | 0 | 0 | 0 | 0 | 0 | 0
Geo | 0 | 0 | 0 | 0 | 0 | 0
H | 0 | 0 | 0 | 0 | 0 | 0
LFG | 0 | 0 | 0 | 0 | 0 | 0
Nuc | 0 | 0 | 0 | 0 | 0 | 0
PS | 0 | 0 | 0 | 0 | 0 | 0
PV | 0 | 0 | 0 | 0 | 0 | 0
PeakG | 0 | 0 | 0 | 0 | 0 | 0
PeakO | 0 | 0 | 0 | 0 | 0 | 0
ST | 0 | 0 | 0 | 0 | 0 | 0
STOG | 0 | 0 | 0 | 0 | 0 | 0
STWD | 0 | 0 | 0 | 0 | 0 | 0
WT | 0 | 0 | 0 | 0 | 0 | 0
IGCC | 0 | 0 | 0 | 0 | 0 | 0
DemandResponse | 0 | 0 | 0 | 0 | 0 | 0
IGCC-CCS | 0 | 0 | 0 | 0 | 0 | 0
WT_off | 0 | 0 | 0 | 0 | 0 | 0
PseudoUnit | 0 | 0 | 0 | 0 | 0 | 0
FixedInterchange | 0 | 0 | 0 | 0 | 0 | 0
Emission Cost by Reporting Type: AZ_NM_SNV_Coal
ReportingType | 2015 | 2020 | 2025 | 2030 | 2035 | 2040
BM | 0 | 0 | 0 | 0 | 0 | 0
CC | 0 | 0 | 0 | 0 | 0 | 0
CSP | 0 | 0 | 0 | 0 | 0 | 0
CT | 0 | 0 | 0 | 0 | 0 | 0
Coal | 0 | 0 | 0 | 0 | 0 | 0
Geo | 0 | 0 | 0 | 0 | 0 | 0
H | 0 | 0 | 0 | 0 | 0 | 0
LFG | 0 | 0 | 0 | 0 | 0 | 0
Nuc | 0 | 0 | 0 | 0 | 0 | 0
PS | 0 | 0 | 0 | 0 | 0 | 0
PV | 0 | 0 | 0 | 0 | 0 | 0
PeakG | 0 | 0 | 0 | 0 | 0 | 0
PeakO | 0 | 0 | 0 | 0 | 0 | 0
ST | 0 | 0 | 0 | 0 | 0 | 0
STOG | 0 | 0 | 0 | 0 | 0 | 0
STWD | 0 | 0 | 0 | 0 | 0 | 0
WT | 0 | 0 | 0 | 0 | 0 | 0
IGCC | 0 | 0 | 0 | 0 | 0 | 0
DemandResponse | 0 | 0 | 0 | 0 | 0 | 0
IGCC-CCS | 0 | 0 | 0 | 0 | 0 | 0
WT_off | 0 | 0 | 0 | 0 | 0 | 0
PseudoUnit | 0 | 0 | 0 | 0 | 0 | 0
FixedInterchange | 0 | 0 | 0 | 0 | 0 | 0
Emission Cost by Reporting Type: AZ_NM_SNV_Gas
ReportingType | 2015 | 2020 | 2025 | 2030 | 2035 | 2040
BM | 0 | 0 | 0 | 0 | 0 | 0
CC | 0 | 0 | 0 | 0 | 0 | 0
CSP | 0 | 0 | 0 | 0 | 0 | 0
CT | 0 | 0 | 0 | 0 | 0 | 0
Coal | 0 | 0 | 0 | 0 | 0 | 0
Geo | 0 | 0 | 0 | 0 | 0 | 0
H | 0 | 0 | 0 | 0 | 0 | 0
LFG | 0 | 0 | 0 | 0 | 0 | 0
Nuc | 0 | 0 | 0 | 0 | 0 | 0
PS | 0 | 0 | 0 | 0 | 0 | 0
PV | 0 | 0 | 0 | 0 | 0 | 0
PeakG | 0 | 0 | 0 | 0 | 0 | 0
PeakO | 0 | 0 | 0 | 0 | 0 | 0
ST | 0 | 0 | 0 | 0 | 0 | 0
STOG | 0 | 0 | 0 | 0 | 0 | 0
STWD | 0 | 0 | 0 | 0 | 0 | 0
WT | 0 | 0 | 0 | 0 | 0 | 0
IGCC | 0 | 0 | 0 | 0 | 0 | 0
DemandResponse | 0 | 0 | 0 | 0 | 0 | 0
IGCC-CCS | 0 | 0 | 0 | 0 | 0 | 0
WT_off | 0 | 0 | 0 | 0 | 0 | 0
PseudoUnit | 0 | 0 | 0 | 0 | 0 | 0
FixedInterchange | 0 | 0 | 0 | 0 | 0 | 0
Emission Cost by Reporting Type: AZ_NM_SNV_NucRenew
ReportingType | 2015 | 2020 | 2025 | 2030 | 2035 | 2040
BM | 0 | 0 | 0 | 0 | 0 | 0
CC | 0 | 0 | 0 | 0 | 0 | 0
CSP | 0 | 0 | 0 | 0 | 0 | 0
CT | 0 | 0 | 0 | 0 | 0 | 0
Coal | 0 | 0 | 0 | 0 | 0 | 0
Geo | 0 | 0 | 0 | 0 | 0 | 0
H | 0 | 0 | 0 | 0 | 0 | 0
LFG | 0 | 0 | 0 | 0 | 0 | 0
Nuc | 0 | 0 | 0 | 0 | 0 | 0
PS | 0 | 0 | 0 | 0 | 0 | 0
PV | 0 | 0 | 0 | 0 | 0 | 0
PeakG | 0 | 0 | 0 | 0 | 0 | 0
PeakO | 0 | 0 | 0 | 0 | 0 | 0
ST | 0 | 0 | 0 | 0 | 0 | 0
STOG | 0 | 0 | 0 | 0 | 0 | 0
STWD | 0 | 0 | 0 | 0 | 0 | 0
WT | 0 | 0 | 0 | 0 | 0 | 0
IGCC | 0 | 0 | 0 | 0 | 0 | 0
DemandResponse | 0 | 0 | 0 | 0 | 0 | 0
IGCC-CCS | 0 | 0 | 0 | 0 | 0 | 0
WT_off | 0 | 0 | 0 | 0 | 0 | 0
PseudoUnit | 0 | 0 | 0 | 0 | 0 | 0
FixedInterchange | 0 | 0 | 0 | 0 | 0 | 0
Emission Cost by Reporting Type: ERCOT
ReportingType | 2015 | 2020 | 2025 | 2030 | 2035 | 2040
BM | 0 | 0 | 0 | 0 | 0 | 0
CC | 0 | 0 | 0 | 0 | 0 | 0
CSP | 0 | 0 | 0 | 0 | 0 | 0
CT | 0 | 0 | 0 | 0 | 0 | 0
Coal | 0 | 0 | 0 | 0 | 0 | 0
Geo | 0 | 0 | 0 | 0 | 0 | 0
H | 0 | 0 | 0 | 0 | 0 | 0
LFG | 0 | 0 | 0 | 0 | 0 | 0
Nuc | 0 | 0 | 0 | 0 | 0 | 0
PS | 0 | 0 | 0 | 0 | 0 | 0
PV | 0 | 0 | 0 | 0 | 0 | 0
PeakG | 0 | 0 | 0 | 0 | 0 | 0
PeakO | 0 | 0 | 0 | 0 | 0 | 0
ST | 0 | 0 | 0 | 0 | 0 | 0
STOG | 0 | 0 | 0 | 0 | 0 | 0
STWD | 0 | 0 | 0 | 0 | 0 | 0
WT | 0 | 0 | 0 | 0 | 0 | 0
IGCC | 0 | 0 | 0 | 0 | 0 | 0
DemandResponse | 0 | 0 | 0 | 0 | 0 | 0
IGCC-CCS | 0 | 0 | 0 | 0 | 0 | 0
WT_off | 0 | 0 | 0 | 0 | 0 | 0
PseudoUnit | 0 | 0 | 0 | 0 | 0 | 0
FixedInterchange | 0 | 0 | 0 | 0 | 0 | 0
Emission Cost by Reporting Type: NP15
ReportingType | 2015 | 2020 | 2025 | 2030 | 2035 | 2040
BM | 0 | 0 | 0 | 0 | 0 | 0
CC | 0 | 0 | 0 | 0 | 0 | 0
CSP | 0 | 0 | 0 | 0 | 0 | 0
CT | 0 | 0 | 0 | 0 | 0 | 0
Coal | 0 | 0 | 0 | 0 | 0 | 0
Geo | 0 | 0 | 0 | 0 | 0 | 0
H | 0 | 0 | 0 | 0 | 0 | 0
LFG | 0 | 0 | 0 | 0 | 0 | 0
Nuc | 0 | 0 | 0 | 0 | 0 | 0
PS | 0 | 0 | 0 | 0 | 0 | 0
PV | 0 | 0 | 0 | 0 | 0 | 0
PeakG | 0 | 0 | 0 | 0 | 0 | 0
PeakO | 0 | 0 | 0 | 0 | 0 | 0
ST | 0 | 0 | 0 | 0 | 0 | 0
STOG | 0 | 0 | 0 | 0 | 0 | 0
STWD | 0 | 0 | 0 | 0 | 0 | 0
WT | 0 | 0 | 0 | 0 | 0 | 0
IGCC | 0 | 0 | 0 | 0 | 0 | 0
DemandResponse | 0 | 0 | 0 | 0 | 0 | 0
IGCC-CCS | 0 | 0 | 0 | 0 | 0 | 0
WT_off | 0 | 0 | 0 | 0 | 0 | 0
PseudoUnit | 0 | 0 | 0 | 0 | 0 | 0
FixedInterchange | 0 | 0 | 0 | 0 | 0 | 0
Emission Cost by Reporting Type: NWPP_Coal
ReportingType | 2015 | 2020 | 2025 | 2030 | 2035 | 2040
BM | 0 | 0 | 0 | 0 | 0 | 0
CC | 0 | 0 | 0 | 0 | 0 | 0
CSP | 0 | 0 | 0 | 0 | 0 | 0
CT | 0 | 0 | 0 | 0 | 0 | 0
Coal | 0 | 0 | 0 | 0 | 0 | 0
Geo | 0 | 0 | 0 | 0 | 0 | 0
H | 0 | 0 | 0 | 0 | 0 | 0
LFG | 0 | 0 | 0 | 0 | 0 | 0
Nuc | 0 | 0 | 0 | 0 | 0 | 0
PS | 0 | 0 | 0 | 0 | 0 | 0
PV | 0 | 0 | 0 | 0 | 0 | 0
PeakG | 0 | 0 | 0 | 0 | 0 | 0
PeakO | 0 | 0 | 0 | 0 | 0 | 0
ST | 0 | 0 | 0 | 0 | 0 | 0
STOG | 0 | 0 | 0 | 0 | 0 | 0
STWD | 0 | 0 | 0 | 0 | 0 | 0
WT | 0 | 0 | 0 | 0 | 0 | 0
IGCC | 0 | 0 | 0 | 0 | 0 | 0
DemandResponse | 0 | 0 | 0 | 0 | 0 | 0
IGCC-CCS | 0 | 0 | 0 | 0 | 0 | 0
WT_off | 0 | 0 | 0 | 0 | 0 | 0
PseudoUnit | 0 | 0 | 0 | 0 | 0 | 0
FixedInterchange | 0 | 0 | 0 | 0 | 0 | 0
Emission Cost by Reporting Type: NWPP_Gas
ReportingType | 2015 | 2020 | 2025 | 2030 | 2035 | 2040
BM | 0 | 0 | 0 | 0 | 0 | 0
CC | 0 | 0 | 0 | 0 | 0 | 0
CSP | 0 | 0 | 0 | 0 | 0 | 0
CT | 0 | 0 | 0 | 0 | 0 | 0
Coal | 0 | 0 | 0 | 0 | 0 | 0
Geo | 0 | 0 | 0 | 0 | 0 | 0
H | 0 | 0 | 0 | 0 | 0 | 0
LFG | 0 | 0 | 0 | 0 | 0 | 0
Nuc | 0 | 0 | 0 | 0 | 0 | 0
PS | 0 | 0 | 0 | 0 | 0 | 0
PV | 0 | 0 | 0 | 0 | 0 | 0
PeakG | 0 | 0 | 0 | 0 | 0 | 0
PeakO | 0 | 0 | 0 | 0 | 0 | 0
ST | 0 | 0 | 0 | 0 | 0 | 0
STOG | 0 | 0 | 0 | 0 | 0 | 0
STWD | 0 | 0 | 0 | 0 | 0 | 0
WT | 0 | 0 | 0 | 0 | 0 | 0
IGCC | 0 | 0 | 0 | 0 | 0 | 0
DemandResponse | 0 | 0 | 0 | 0 | 0 | 0
IGCC-CCS | 0 | 0 | 0 | 0 | 0 | 0
WT_off | 0 | 0 | 0 | 0 | 0 | 0
PseudoUnit | 0 | 0 | 0 | 0 | 0 | 0
FixedInterchange | 0 | 0 | 0 | 0 | 0 | 0
Emission Cost by Reporting Type: NWPP_NucRenew
ReportingType | 2015 | 2020 | 2025 | 2030 | 2035 | 2040
BM | 0 | 0 | 0 | 0 | 0 | 0
CC | 0 | 0 | 0 | 0 | 0 | 0
CSP | 0 | 0 | 0 | 0 | 0 | 0
CT | 0 | 0 | 0 | 0 | 0 | 0
Coal | 0 | 0 | 0 | 0 | 0 | 0
Geo | 0 | 0 | 0 | 0 | 0 | 0
H | 0 | 0 | 0 | 0 | 0 | 0
LFG | 0 | 0 | 0 | 0 | 0 | 0
Nuc | 0 | 0 | 0 | 0 | 0 | 0
PS | 0 | 0 | 0 | 0 | 0 | 0
PV | 0 | 0 | 0 | 0 | 0 | 0
PeakG | 0 | 0 | 0 | 0 | 0 | 0
PeakO | 0 | 0 | 0 | 0 | 0 | 0
ST | 0 | 0 | 0 | 0 | 0 | 0
STOG | 0 | 0 | 0 | 0 | 0 | 0
STWD | 0 | 0 | 0 | 0 | 0 | 0
WT | 0 | 0 | 0 | 0 | 0 | 0
IGCC | 0 | 0 | 0 | 0 | 0 | 0
DemandResponse | 0 | 0 | 0 | 0 | 0 | 0
IGCC-CCS | 0 | 0 | 0 | 0 | 0 | 0
WT_off | 0 | 0 | 0 | 0 | 0 | 0
PseudoUnit | 0 | 0 | 0 | 0 | 0 | 0
FixedInterchange | 0 | 0 | 0 | 0 | 0 | 0
Emission Cost by Reporting Type: RMPA
ReportingType | 2015 | 2020 | 2025 | 2030 | 2035 | 2040
BM | 0 | 0 | 0 | 0 | 0 | 0
CC | 0 | 0 | 0 | 0 | 0 | 0
CSP | 0 | 0 | 0 | 0 | 0 | 0
CT | 0 | 0 | 0 | 0 | 0 | 0
Coal | 0 | 0 | 0 | 0 | 0 | 0
Geo | 0 | 0 | 0 | 0 | 0 | 0
H | 0 | 0 | 0 | 0 | 0 | 0
LFG | 0 | 0 | 0 | 0 | 0 | 0
Nuc | 0 | 0 | 0 | 0 | 0 | 0
PS | 0 | 0 | 0 | 0 | 0 | 0
PV | 0 | 0 | 0 | 0 | 0 | 0
PeakG | 0 | 0 | 0 | 0 | 0 | 0
PeakO | 0 | 0 | 0 | 0 | 0 | 0
ST | 0 | 0 | 0 | 0 | 0 | 0
STOG | 0 | 0 | 0 | 0 | 0 | 0
STWD | 0 | 0 | 0 | 0 | 0 | 0
WT | 0 | 0 | 0 | 0 | 0 | 0
IGCC | 0 | 0 | 0 | 0 | 0 | 0
DemandResponse | 0 | 0 | 0 | 0 | 0 | 0
IGCC-CCS | 0 | 0 | 0 | 0 | 0 | 0
WT_off | 0 | 0 | 0 | 0 | 0 | 0
PseudoUnit | 0 | 0 | 0 | 0 | 0 | 0
FixedInterchange | 0 | 0 | 0 | 0 | 0 | 0
Emission Cost by Reporting Type: SP15
ReportingType | 2015 | 2020 | 2025 | 2030 | 2035 | 2040
BM | 0 | 0 | 0 | 0 | 0 | 0
CC | 0 | 0 | 0 | 0 | 0 | 0
CSP | 0 | 0 | 0 | 0 | 0 | 0
CT | 0 | 0 | 0 | 0 | 0 | 0
Coal | 0 | 0 | 0 | 0 | 0 | 0
Geo | 0 | 0 | 0 | 0 | 0 | 0
H | 0 | 0 | 0 | 0 | 0 | 0
LFG | 0 | 0 | 0 | 0 | 0 | 0
Nuc | 0 | 0 | 0 | 0 | 0 | 0
PS | 0 | 0 | 0 | 0 | 0 | 0
PV | 0 | 0 | 0 | 0 | 0 | 0
PeakG | 0 | 0 | 0 | 0 | 0 | 0
PeakO | 0 | 0 | 0 | 0 | 0 | 0
ST | 0 | 0 | 0 | 0 | 0 | 0
STOG | 0 | 0 | 0 | 0 | 0 | 0
STWD | 0 | 0 | 0 | 0 | 0 | 0
WT | 0 | 0 | 0 | 0 | 0 | 0
IGCC | 0 | 0 | 0 | 0 | 0 | 0
DemandResponse | 0 | 0 | 0 | 0 | 0 | 0
IGCC-CCS | 0 | 0 | 0 | 0 | 0 | 0
WT_off | 0 | 0 | 0 | 0 | 0 | 0
PseudoUnit | 0 | 0 | 0 | 0 | 0 | 0
FixedInterchange | 0 | 0 | 0 | 0 | 0 | 0
Emission Cost by Reporting Type: ALB
ReportingType | 2015 | 2020 | 2025 | 2030 | 2035 | 2040
BM | 0 | 0 | 0 | 0 | 0 | 0
CC | 0 | 0 | 0 | 0 | 0 | 0
CSP | 0 | 0 | 0 | 0 | 0 | 0
CT | 0 | 0 | 0 | 0 | 0 | 0
Coal | 0 | 0 | 0 | 0 | 0 | 0
Geo | 0 | 0 | 0 | 0 | 0 | 0
H | 0 | 0 | 0 | 0 | 0 | 0
LFG | 0 | 0 | 0 | 0 | 0 | 0
Nuc | 0 | 0 | 0 | 0 | 0 | 0
PS | 0 | 0 | 0 | 0 | 0 | 0
PV | 0 | 0 | 0 | 0 | 0 | 0
PeakG | 0 | 0 | 0 | 0 | 0 | 0
PeakO | 0 | 0 | 0 | 0 | 0 | 0
ST | 0 | 0 | 0 | 0 | 0 | 0
STOG | 0 | 0 | 0 | 0 | 0 | 0
STWD | 0 | 0 | 0 | 0 | 0 | 0
WT | 0 | 0 | 0 | 0 | 0 | 0
IGCC | 0 | 0 | 0 | 0 | 0 | 0
DemandResponse | 0 | 0 | 0 | 0 | 0 | 0
IGCC-CCS | 0 | 0 | 0 | 0 | 0 | 0
WT_off | 0 | 0 | 0 | 0 | 0 | 0
PseudoUnit | 0 | 0 | 0 | 0 | 0 | 0
FixedInterchange | 0 | 0 | 0 | 0 | 0 | 0
Emission Cost by Reporting Type: BC
ReportingType | 2015 | 2020 | 2025 | 2030 | 2035 | 2040
BM | 0 | 0 | 0 | 0 | 0 | 0
CC | 0 | 0 | 0 | 0 | 0 | 0
CSP | 0 | 0 | 0 | 0 | 0 | 0
CT | 0 | 0 | 0 | 0 | 0 | 0
Coal | 0 | 0 | 0 | 0 | 0 | 0
Geo | 0 | 0 | 0 | 0 | 0 | 0
H | 0 | 0 | 0 | 0 | 0 | 0
LFG | 0 | 0 | 0 | 0 | 0 | 0
Nuc | 0 | 0 | 0 | 0 | 0 | 0
PS | 0 | 0 | 0 | 0 | 0 | 0
PV | 0 | 0 | 0 | 0 | 0 | 0
PeakG | 0 | 0 | 0 | 0 | 0 | 0
PeakO | 0 | 0 | 0 | 0 | 0 | 0
ST | 0 | 0 | 0 | 0 | 0 | 0
STOG | 0 | 0 | 0 | 0 | 0 | 0
STWD | 0 | 0 | 0 | 0 | 0 | 0
WT | 0 | 0 | 0 | 0 | 0 | 0
IGCC | 0 | 0 | 0 | 0 | 0 | 0
DemandResponse | 0 | 0 | 0 | 0 | 0 | 0
IGCC-CCS | 0 | 0 | 0 | 0 | 0 | 0
WT_off | 0 | 0 | 0 | 0 | 0 | 0
PseudoUnit | 0 | 0 | 0 | 0 | 0 | 0
FixedInterchange | 0 | 0 | 0 | 0 | 0 | 0
Emission Cost by Reporting Type: HQ_IESO
ReportingType | 2015 | 2020 | 2025 | 2030 | 2035 | 2040
BM | 0 | 0 | 0 | 0 | 0 | 0
CC | 0 | 0 | 0 | 0 | 0 | 0
CSP | 0 | 0 | 0 | 0 | 0 | 0
CT | 0 | 0 | 0 | 0 | 0 | 0
Coal | 0 | 0 | 0 | 0 | 0 | 0
Geo | 0 | 0 | 0 | 0 | 0 | 0
H | 0 | 0 | 0 | 0 | 0 | 0
LFG | 0 | 0 | 0 | 0 | 0 | 0
Nuc | 0 | 0 | 0 | 0 | 0 | 0
PS | 0 | 0 | 0 | 0 | 0 | 0
PV | 0 | 0 | 0 | 0 | 0 | 0
PeakG | 0 | 0 | 0 | 0 | 0 | 0
PeakO | 0 | 0 | 0 | 0 | 0 | 0
ST | 0 | 0 | 0 | 0 | 0 | 0
STOG | 0 | 0 | 0 | 0 | 0 | 0
STWD | 0 | 0 | 0 | 0 | 0 | 0
WT | 0 | 0 | 0 | 0 | 0 | 0
IGCC | 0 | 0 | 0 | 0 | 0 | 0
DemandResponse | 0 | 0 | 0 | 0 | 0 | 0
IGCC-CCS | 0 | 0 | 0 | 0 | 0 | 0
WT_off | 0 | 0 | 0 | 0 | 0 | 0
PseudoUnit | 0 | 0 | 0 | 0 | 0 | 0
FixedInterchange | 0 | 0 | 0 | 0 | 0 | 0
Emission Cost by Reporting Type: HQ_NEISO
ReportingType | 2015 | 2020 | 2025 | 2030 | 2035 | 2040
BM | 0 | 0 | 0 | 0 | 0 | 0
CC | 0 | 0 | 0 | 0 | 0 | 0
CSP | 0 | 0 | 0 | 0 | 0 | 0
CT | 0 | 0 | 0 | 0 | 0 | 0
Coal | 0 | 0 | 0 | 0 | 0 | 0
Geo | 0 | 0 | 0 | 0 | 0 | 0
H | 0 | 0 | 0 | 0 | 0 | 0
LFG | 0 | 0 | 0 | 0 | 0 | 0
Nuc | 0 | 0 | 0 | 0 | 0 | 0
PS | 0 | 0 | 0 | 0 | 0 | 0
PV | 0 | 0 | 0 | 0 | 0 | 0
PeakG | 0 | 0 | 0 | 0 | 0 | 0
PeakO | 0 | 0 | 0 | 0 | 0 | 0
ST | 0 | 0 | 0 | 0 | 0 | 0
STOG | 0 | 0 | 0 | 0 | 0 | 0
STWD | 0 | 0 | 0 | 0 | 0 | 0
WT | 0 | 0 | 0 | 0 | 0 | 0
IGCC | 0 | 0 | 0 | 0 | 0 | 0
DemandResponse | 0 | 0 | 0 | 0 | 0 | 0
IGCC-CCS | 0 | 0 | 0 | 0 | 0 | 0
WT_off | 0 | 0 | 0 | 0 | 0 | 0
PseudoUnit | 0 | 0 | 0 | 0 | 0 | 0
FixedInterchange | 0 | 0 | 0 | 0 | 0 | 0
Emission Cost by Reporting Type: HQ_NY
ReportingType | 2015 | 2020 | 2025 | 2030 | 2035 | 2040
BM | 0 | 0 | 0 | 0 | 0 | 0
CC | 0 | 0 | 0 | 0 | 0 | 0
CSP | 0 | 0 | 0 | 0 | 0 | 0
CT | 0 | 0 | 0 | 0 | 0 | 0
Coal | 0 | 0 | 0 | 0 | 0 | 0
Geo | 0 | 0 | 0 | 0 | 0 | 0
H | 0 | 0 | 0 | 0 | 0 | 0
LFG | 0 | 0 | 0 | 0 | 0 | 0
Nuc | 0 | 0 | 0 | 0 | 0 | 0
PS | 0 | 0 | 0 | 0 | 0 | 0
PV | 0 | 0 | 0 | 0 | 0 | 0
PeakG | 0 | 0 | 0 | 0 | 0 | 0
PeakO | 0 | 0 | 0 | 0 | 0 | 0
ST | 0 | 0 | 0 | 0 | 0 | 0
STOG | 0 | 0 | 0 | 0 | 0 | 0
STWD | 0 | 0 | 0 | 0 | 0 | 0
WT | 0 | 0 | 0 | 0 | 0 | 0
IGCC | 0 | 0 | 0 | 0 | 0 | 0
DemandResponse | 0 | 0 | 0 | 0 | 0 | 0
IGCC-CCS | 0 | 0 | 0 | 0 | 0 | 0
WT_off | 0 | 0 | 0 | 0 | 0 | 0
PseudoUnit | 0 | 0 | 0 | 0 | 0 | 0
FixedInterchange | 0 | 0 | 0 | 0 | 0 | 0
Emission Cost by Reporting Type: MARITIMES
ReportingType | 2015 | 2020 | 2025 | 2030 | 2035 | 2040
BM | 0 | 0 | 0 | 0 | 0 | 0
CC | 0 | 0 | 0 | 0 | 0 | 0
CSP | 0 | 0 | 0 | 0 | 0 | 0
CT | 0 | 0 | 0 | 0 | 0 | 0
Coal | 0 | 0 | 0 | 0 | 0 | 0
Geo | 0 | 0 | 0 | 0 | 0 | 0
H | 0 | 0 | 0 | 0 | 0 | 0
LFG | 0 | 0 | 0 | 0 | 0 | 0
Nuc | 0 | 0 | 0 | 0 | 0 | 0
PS | 0 | 0 | 0 | 0 | 0 | 0
PV | 0 | 0 | 0 | 0 | 0 | 0
PeakG | 0 | 0 | 0 | 0 | 0 | 0
PeakO | 0 | 0 | 0 | 0 | 0 | 0
ST | 0 | 0 | 0 | 0 | 0 | 0
STOG | 0 | 0 | 0 | 0 | 0 | 0
STWD | 0 | 0 | 0 | 0 | 0 | 0
WT | 0 | 0 | 0 | 0 | 0 | 0
IGCC | 0 | 0 | 0 | 0 | 0 | 0
DemandResponse | 0 | 0 | 0 | 0 | 0 | 0
IGCC-CCS | 0 | 0 | 0 | 0 | 0 | 0
WT_off | 0 | 0 | 0 | 0 | 0 | 0
PseudoUnit | 0 | 0 | 0 | 0 | 0 | 0
FixedInterchange | 0 | 0 | 0 | 0 | 0 | 0
Emission Cost by Reporting Type: All
ReportingType | 2015 | 2020 | 2025 | 2030 | 2035 | 2040
BM | 0 | 0 | 0 | 0 | 0 | 0
CC | 0 | 0 | 0 | 0 | 0 | 0
CSP | 0 | 0 | 0 | 0 | 0 | 0
CT | 0 | 0 | 0 | 0 | 0 | 0
Coal | 0 | 0 | 0 | 0 | 0 | 0
Geo | 0 | 0 | 0 | 0 | 0 | 0
H | 0 | 0 | 0 | 0 | 0 | 0
LFG | 0 | 0 | 0 | 0 | 0 | 0
Nuc | 0 | 0 | 0 | 0 | 0 | 0
PS | 0 | 0 | 0 | 0 | 0 | 0
PV | 0 | 0 | 0 | 0 | 0 | 0
PeakG | 0 | 0 | 0 | 0 | 0 | 0
PeakO | 0 | 0 | 0 | 0 | 0 | 0
ST | 0 | 0 | 0 | 0 | 0 | 0
STOG | 0 | 0 | 0 | 0 | 0 | 0
STWD | 0 | 0 | 0 | 0 | 0 | 0
WT | 0 | 0 | 0 | 0 | 0 | 0
IGCC | 0 | 0 | 0 | 0 | 0 | 0
DemandResponse | 0 | 0 | 0 | 0 | 0 | 0
IGCC-CCS | 0 | 0 | 0 | 0 | 0 | 0
WT_off | 0 | 0 | 0 | 0 | 0 | 0
PseudoUnit | 0 | 0 | 0 | 0 | 0 | 0
FixedInterchange | 0 | 0 | 0 | 0 | 0 | 0
Emission Cost by Reporting Type: EI_US
ReportingType | 2015 | 2020 | 2025 | 2030 | 2035 | 2040
BM | 0 | 0 | 0 | 0 | 0 | 0
CC | 0 | 0 | 0 | 0 | 0 | 0
CSP | 0 | 0 | 0 | 0 | 0 | 0
CT | 0 | 0 | 0 | 0 | 0 | 0
Coal | 0 | 0 | 0 | 0 | 0 | 0
Geo | 0 | 0 | 0 | 0 | 0 | 0
H | 0 | 0 | 0 | 0 | 0 | 0
LFG | 0 | 0 | 0 | 0 | 0 | 0
Nuc | 0 | 0 | 0 | 0 | 0 | 0
PS | 0 | 0 | 0 | 0 | 0 | 0
PV | 0 | 0 | 0 | 0 | 0 | 0
PeakG | 0 | 0 | 0 | 0 | 0 | 0
PeakO | 0 | 0 | 0 | 0 | 0 | 0
ST | 0 | 0 | 0 | 0 | 0 | 0
STOG | 0 | 0 | 0 | 0 | 0 | 0
STWD | 0 | 0 | 0 | 0 | 0 | 0
WT | 0 | 0 | 0 | 0 | 0 | 0
IGCC | 0 | 0 | 0 | 0 | 0 | 0
DemandResponse | 0 | 0 | 0 | 0 | 0 | 0
IGCC-CCS | 0 | 0 | 0 | 0 | 0 | 0
WT_off | 0 | 0 | 0 | 0 | 0 | 0
PseudoUnit | 0 | 0 | 0 | 0 | 0 | 0
FixedInterchange | 0 | 0 | 0 | 0 | 0 | 0
Emission Cost by Reporting Type: EI_Canada
ReportingType | 2015 | 2020 | 2025 | 2030 | 2035 | 2040
BM | 0 | 0 | 0 | 0 | 0 | 0
CC | 0 | 0 | 0 | 0 | 0 | 0
CSP | 0 | 0 | 0 | 0 | 0 | 0
CT | 0 | 0 | 0 | 0 | 0 | 0
Coal | 0 | 0 | 0 | 0 | 0 | 0
Geo | 0 | 0 | 0 | 0 | 0 | 0
H | 0 | 0 | 0 | 0 | 0 | 0
LFG | 0 | 0 | 0 | 0 | 0 | 0
Nuc | 0 | 0 | 0 | 0 | 0 | 0
PS | 0 | 0 | 0 | 0 | 0 | 0
PV | 0 | 0 | 0 | 0 | 0 | 0
PeakG | 0 | 0 | 0 | 0 | 0 | 0
PeakO | 0 | 0 | 0 | 0 | 0 | 0
ST | 0 | 0 | 0 | 0 | 0 | 0
STOG | 0 | 0 | 0 | 0 | 0 | 0
STWD | 0 | 0 | 0 | 0 | 0 | 0
WT | 0 | 0 | 0 | 0 | 0 | 0
IGCC | 0 | 0 | 0 | 0 | 0 | 0
DemandResponse | 0 | 0 | 0 | 0 | 0 | 0
IGCC-CCS | 0 | 0 | 0 | 0 | 0 | 0
WT_off | 0 | 0 | 0 | 0 | 0 | 0
PseudoUnit | 0 | 0 | 0 | 0 | 0 | 0
FixedInterchange | 0 | 0 | 0 | 0 | 0 | 0
Emission Cost by Reporting Type: EI
ReportingType | 2015 | 2020 | 2025 | 2030 | 2035 | 2040
BM | 0 | 0 | 0 | 0 | 0 | 0
CC | 0 | 0 | 0 | 0 | 0 | 0
CSP | 0 | 0 | 0 | 0 | 0 | 0
CT | 0 | 0 | 0 | 0 | 0 | 0
Coal | 0 | 0 | 0 | 0 | 0 | 0
Geo | 0 | 0 | 0 | 0 | 0 | 0
H | 0 | 0 | 0 | 0 | 0 | 0
LFG | 0 | 0 | 0 | 0 | 0 | 0
Nuc | 0 | 0 | 0 | 0 | 0 | 0
PS | 0 | 0 | 0 | 0 | 0 | 0
PV | 0 | 0 | 0 | 0 | 0 | 0
PeakG | 0 | 0 | 0 | 0 | 0 | 0
PeakO | 0 | 0 | 0 | 0 | 0 | 0
ST | 0 | 0 | 0 | 0 | 0 | 0
STOG | 0 | 0 | 0 | 0 | 0 | 0
STWD | 0 | 0 | 0 | 0 | 0 | 0
WT | 0 | 0 | 0 | 0 | 0 | 0
IGCC | 0 | 0 | 0 | 0 | 0 | 0
DemandResponse | 0 | 0 | 0 | 0 | 0 | 0
IGCC-CCS | 0 | 0 | 0 | 0 | 0 | 0
WT_off | 0 | 0 | 0 | 0 | 0 | 0
PseudoUnit | 0 | 0 | 0 | 0 | 0 | 0
FixedInterchange | 0 | 0 | 0 | 0 | 0 | 0
Emission Cost by Reporting Type: Outside_EI
ReportingType | 2015 | 2020 | 2025 | 2030 | 2035 | 2040
BM | 0 | 0 | 0 | 0 | 0 | 0
CC | 0 | 0 | 0 | 0 | 0 | 0
CSP | 0 | 0 | 0 | 0 | 0 | 0
CT | 0 | 0 | 0 | 0 | 0 | 0
Coal | 0 | 0 | 0 | 0 | 0 | 0
Geo | 0 | 0 | 0 | 0 | 0 | 0
H | 0 | 0 | 0 | 0 | 0 | 0
LFG | 0 | 0 | 0 | 0 | 0 | 0
Nuc | 0 | 0 | 0 | 0 | 0 | 0
PS | 0 | 0 | 0 | 0 | 0 | 0
PV | 0 | 0 | 0 | 0 | 0 | 0
PeakG | 0 | 0 | 0 | 0 | 0 | 0
PeakO | 0 | 0 | 0 | 0 | 0 | 0
ST | 0 | 0 | 0 | 0 | 0 | 0
STOG | 0 | 0 | 0 | 0 | 0 | 0
STWD | 0 | 0 | 0 | 0 | 0 | 0
WT | 0 | 0 | 0 | 0 | 0 | 0
IGCC | 0 | 0 | 0 | 0 | 0 | 0
DemandResponse | 0 | 0 | 0 | 0 | 0 | 0
IGCC-CCS | 0 | 0 | 0 | 0 | 0 | 0
WT_off | 0 | 0 | 0 | 0 | 0 | 0
PseudoUnit | 0 | 0 | 0 | 0 | 0 | 0
FixedInterchange | 0 | 0 | 0 | 0 | 0 | 0
==== Emission Program: Carbon : (CO2) ====
Emission Cost by Reporting Type: Entergy
ReportingType | 2015 | 2020 | 2025 | 2030 | 2035 | 2040
BM | 0 | 0 | 0 | 0 | 0 | 0
CC | 704.42 | 1200.53 | 1452.59 | 2614.62 | 2093.93 | 1846.34
CSP | 0 | 0 | 0 | 0 | 0 | 0
CT | 0 | 0 | 0 | 0 | 0 | 0.01
Coal | 1560.98 | 220.37 | 28.34 | 0.1 | 0.13 | 0.16
Geo | 0 | 0 | 0 | 0 | 0 | 0
H | 0 | 0 | 0 | 0 | 0 | 0
LFG | 0 | 0 | 0 | 0 | 0 | 0
Nuc | 0 | 0 | 0 | 0 | 0 | 0
PS | 0 | 0 | 0 | 0 | 0 | 0
PV | 0 | 0 | 0 | 0 | 0 | 0
PeakG | 0 | 0 | 0 | 0.01 | 0.01 | 0.01
PeakO | 0 | 0 | 0 | 0 | 0 | 0
ST | 0 | 0 | 0 | 0 | 0 | 0
STOG | 6.52 | 7.73 | 18.9 | 0.01 | 0.01 | 0.01
STWD | 0 | 0 | 0 | 0 | 0 | 0
WT | 0 | 0 | 0 | 0 | 0 | 0
IGCC | 0 | 0 | 0 | 0 | 0.01 | 0.01
DemandResponse | 0 | 0 | 0 | 0 | 0 | 0
IGCC-CCS | 0 | 0 | 0 | 0 | 0 | 0.01
WT_off | 0 | 0 | 0 | 0 | 0 | 0
PseudoUnit | 0 | 0 | 0 | 0 | 0 | 0
FixedInterchange | 0 | 0 | 0 | 0 | 0 | 0
Emission Cost by Reporting Type: FRCC
ReportingType | 2015 | 2020 | 2025 | 2030 | 2035 | 2040
BM | 0 | 0 | 0 | 0 | 0 | 0
CC | 1843.66 | 2733.03 | 4413.42 | 4393.87 | 4062.29 | 3374.64
CSP | 0 | 0 | 0 | 0 | 0 | 0
CT | 7.71 | 16.53 | 33.89 | 25.41 | 0 | 0
Coal | 451.49 | 222.64 | 58.59 | 17.81 | 100.38 | 167.55
Geo | 0 | 0 | 0 | 0 | 0 | 0
H | 0 | 0 | 0 | 0 | 0 | 0
LFG | 0 | 0 | 0 | 0 | 0 | 0
Nuc | 0 | 0 | 0 | 0 | 0 | 0
PS | 0 | 0 | 0 | 0 | 0 | 0
PV | 0 | 0 | 0 | 0 | 0 | 0
PeakG | 6.19 | 13.95 | 22.46 | 1.99 | 5.74 | 6.3
PeakO | 0 | 0 | 0 | 0 | 0 | 0
ST | 0 | 0 | 0 | 0 | 0 | 0
STOG | 0.01 | 0.02 | 0 | 0 | 0 | 0.01
STWD | 0 | 0 | 0 | 0 | 0 | 0
WT | 0 | 0 | 0 | 0 | 0 | 0
IGCC | 0 | 0 | 0.01 | 0.01 | 0.01 | 0.02
DemandResponse | 0 | 0 | 0 | 0 | 0 | 0
IGCC-CCS | 0 | 0 | 0 | 0 | 0.01 | 0.01
WT_off | 0 | 0 | 0 | 0 | 0 | 0
PseudoUnit | 0 | 0 | 0 | 0 | 0 | 0
FixedInterchange | 0 | 0 | 0 | 0 | 0 | 0
Emission Cost by Reporting Type: MAPP_US
ReportingType | 2015 | 2020 | 2025 | 2030 | 2035 | 2040
BM | 0 | 0 | 0 | 0 | 0 | 0
CC | 15.13 | 2.98 | 4.57 | 5.99 | 10.96 | 9.26
CSP | 0 | 0 | 0 | 0 | 0 | 0
CT | 0 | 0 | 0 | 0.01 | 0.01 | 0.01
Coal | 308.38 | 145.22 | 7.37 | 0.04 | 0.06 | 0.07
Geo | 0 | 0 | 0 | 0 | 0 | 0
H | 0 | 0 | 0 | 0 | 0 | 0
LFG | 0 | 0 | 0 | 0 | 0 | 0
Nuc | 0 | 0 | 0 | 0 | 0 | 0
PS | 0 | 0 | 0 | 0 | 0 | 0
PV | 0 | 0 | 0 | 0 | 0 | 0
PeakG | 1.07 | 1.36 | 0.51 | 2.37 | 4.39 | 7.28
PeakO | 0 | 0 | 0 | 0 | 0 | 0.01
ST | 0 | 0 | 0 | 0 | 0 | 0
STOG | 0 | 0 | 0 | 0 | 0 | 0
STWD | 0 | 0 | 0 | 0 | 0 | 0
WT | 0 | 0 | 0 | 0 | 0 | 0
IGCC | 0 | 0 | 0.01 | 0.01 | 0.01 | 0.02
DemandResponse | 0 | 0 | 0 | 0 | 0 | 0
IGCC-CCS | 0 | 0 | 0 | 0 | 0.01 | 0.01
WT_off | 0 | 0 | 0 | 0 | 0 | 0
PseudoUnit | 0 | 0 | 0 | 0 | 0 | 0
FixedInterchange | 0 | 0 | 0 | 0 | 0 | 0
Emission Cost by Reporting Type: MISO_IN
ReportingType | 2015 | 2020 | 2025 | 2030 | 2035 | 2040
BM | 0 | 0 | 0 | 0 | 0 | 0
CC | 75.69 | 1606.7 | 2652.41 | 3394.44 | 3442.59 | 2479.51
CSP | 0 | 0 | 0 | 0 | 0 | 0
CT | 0 | 0 | 0 | 0 | 0 | 0
Coal | 1585.46 | 1222.77 | 212.95 | 43.67 | 307.37 | 456.97
Geo | 0 | 0 | 0 | 0 | 0 | 0
H | 0 | 0 | 0 | 0 | 0 | 0
LFG | 0 | 0 | 0 | 0 | 0 | 0
Nuc | 0 | 0 | 0 | 0 | 0 | 0
PS | 0 | 0 | 0 | 0 | 0 | 0
PV | 0 | 0 | 0 | 0 | 0 | 0
PeakG | 0 | 0 | 0 | 0 | 0.01 | 0.01
PeakO | 0 | 0 | 0 | 0 | 0 | 0
ST | 0 | 0 | 0 | 0 | 0 | 0
STOG | 0.48 | 0.68 | 1.12 | 0.01 | 0.01 | 0.01
STWD | 0 | 0 | 0 | 0 | 0 | 0
WT | 0 | 0 | 0 | 0 | 0 | 0
IGCC | 100.97 | 143.37 | 34.06 | 0.04 | 0.03 | 0.03
DemandResponse | 0 | 0 | 0 | 0 | 0 | 0
IGCC-CCS | 0 | 0 | 0 | 0 | 0.01 | 0.01
WT_off | 0 | 0 | 0 | 0 | 0 | 0
PseudoUnit | 0 | 0 | 0 | 0 | 0 | 0
FixedInterchange | 0 | 0 | 0 | 0 | 0 | 0
Emission Cost by Reporting Type: MISO_MI
ReportingType | 2015 | 2020 | 2025 | 2030 | 2035 | 2040
BM | 0 | 0 | 0 | 0 | 0 | 0
CC | 235.5 | 291.35 | 474.07 | 563.11 | 1043.62 | 341.92
CSP | 0 | 0 | 0 | 0 | 0 | 0
CT | 0 | 0 | 0 | 0 | 0 | 0
Coal | 739.73 | 0.43 | 0.36 | 0.35 | 0.57 | 0.75
Geo | 0 | 0 | 0 | 0 | 0 | 0
H | 0 | 0 | 0 | 0 | 0 | 0
LFG | 0 | 0 | 0 | 0 | 0 | 0
Nuc | 0 | 0 | 0 | 0 | 0 | 0
PS | 0 | 0 | 0 | 0 | 0 | 0
PV | 0 | 0 | 0 | 0 | 0 | 0
PeakG | 0.5 | 0 | 0 | 0 | 0.01 | 0.01
PeakO | 0 | 0 | 0 | 0 | 0 | 0
ST | 0 | 0 | 0 | 0 | 0 | 0
STOG | 4.8 | 3.63 | 3.34 | 0.01 | 0.01 | 0.01
STWD | 0 | 0 | 0 | 0 | 0 | 0
WT | 0 | 0 | 0 | 0 | 0 | 0
IGCC | 0 | 0 | 0.01 | 0.01 | 0.01 | 0.02
DemandResponse | 0 | 0 | 0 | 0 | 0 | 0
IGCC-CCS | 0 | 0 | 0 | 0 | 0.01 | 0.01
WT_off | 0 | 0 | 0 | 0 | 0 | 0
PseudoUnit | 0 | 0 | 0 | 0 | 0 | 0
FixedInterchange | 0 | 0 | 0 | 0 | 0 | 0
Emission Cost by Reporting Type: MISO_MO-IL
ReportingType | 2015 | 2020 | 2025 | 2030 | 2035 | 2040
BM | 0 | 0 | 0 | 0 | 0 | 0
CC | 45.31 | 55.09 | 75.8 | 52.69 | 60.83 | 48.78
CSP | 0 | 0 | 0 | 0 | 0 | 0
CT | 0 | 0 | 0 | 0 | 0 | 0
Coal | 1927.33 | 804.18 | 162.66 | 10.43 | 55.77 | 79.57
Geo | 0 | 0 | 0 | 0 | 0 | 0
H | 0 | 0 | 0 | 0 | 0 | 0
LFG | 0 | 0 | 0 | 0 | 0 | 0
Nuc | 0 | 0 | 0 | 0 | 0 | 0
PS | 0 | 0 | 0 | 0 | 0 | 0
PV | 0 | 0 | 0 | 0 | 0 | 0
PeakG | 2.25 | 8.73 | 0.33 | 1.02 | 0.01 | 0.02
PeakO | 0 | 0 | 0 | 0 | 0 | 0
ST | 0 | 0 | 0 | 0 | 0 | 0
STOG | 0.32 | 0 | 0 | 0 | 0.01 | 0.01
STWD | 0 | 0 | 0 | 0 | 0 | 0
WT | 0 | 0 | 0 | 0 | 0 | 0
IGCC | 0 | 0 | 0 | 0 | 0.01 | 0.01
DemandResponse | 0 | 0 | 0 | 0 | 0 | 0
IGCC-CCS | 0 | 0 | 0 | 0 | 0 | 0.01
WT_off | 0 | 0 | 0 | 0 | 0 | 0
PseudoUnit | 0 | 0 | 0 | 0 | 0 | 0
FixedInterchange | 0 | 0 | 0 | 0 | 0 | 0
Emission Cost by Reporting Type: MISO_W
ReportingType | 2015 | 2020 | 2025 | 2030 | 2035 | 2040
BM | 0 | 0 | 0 | 0 | 0 | 0
CC | 113.44 | 143.02 | 75.14 | 105.63 | 186.51 | 145.95
CSP | 0 | 0 | 0 | 0 | 0 | 0
CT | 0 | 0 | 0 | 0 | 0.01 | 0.01
Coal | 1959.56 | 1052.11 | 101.12 | 27.95 | 72.25 | 103.12
Geo | 0 | 0 | 0 | 0 | 0 | 0
H | 0 | 0 | 0 | 0 | 0 | 0
LFG | 0 | 0 | 0 | 0 | 0 | 0
Nuc | 0 | 0 | 0 | 0 | 0 | 0
PS | 0 | 0 | 0 | 0 | 0 | 0
PV | 0 | 0 | 0 | 0 | 0 | 0
PeakG | 4.18 | 0.52 | 0 | 0.01 | 0.01 | 0.02
PeakO | 0 | 0 | 0 | 0 | 0 | 0.01
ST | 0 | 0 | 0 | 0 | 0 | 0
STOG | 0.01 | 0 | 0 | 0 | 0.01 | 0.01
STWD | 0 | 0 | 0 | 0 | 0 | 0
WT | 0 | 0 | 0 | 0 | 0 | 0
IGCC | 0 | 0 | 0.01 | 0.01 | 0.01 | 0.02
DemandResponse | 0 | 0 | 0 | 0 | 0 | 0
IGCC-CCS | 0 | 0 | 0 | 0 | 0.01 | 0.01
WT_off | 0 | 0 | 0 | 0 | 0 | 0
PseudoUnit | 0 | 0 | 0 | 0 | 0 | 0
FixedInterchange | 0 | 0 | 0 | 0 | 0 | 0
Emission Cost by Reporting Type: MISO_WUMS
ReportingType | 2015 | 2020 | 2025 | 2030 | 2035 | 2040
BM | 0 | 0 | 0 | 0 | 0 | 0
CC | 545.02 | 838.72 | 1137.77 | 1693.96 | 2494.96 | 1039.43
CSP | 0 | 0 | 0 | 0 | 0 | 0
CT | 0 | 0 | 0 | 0 | 0 | 0
Coal | 317.52 | 84.88 | 37.3 | 11.33 | 72.44 | 137.17
Geo | 0 | 0 | 0 | 0 | 0 | 0
H | 0 | 0 | 0 | 0 | 0 | 0
LFG | 0 | 0 | 0 | 0 | 0 | 0
Nuc | 0 | 0 | 0 | 0 | 0 | 0
PS | 0 | 0 | 0 | 0 | 0 | 0
PV | 0 | 0 | 0 | 0 | 0 | 0
PeakG | 0 | 0 | 0 | 0 | 0.01 | 0.01
PeakO | 0 | 0 | 0 | 0 | 0 | 0
ST | 0 | 0 | 0 | 0 | 0 | 0
STOG | 0 | 0 | 0 | 0 | 0 | 0.01
STWD | 0 | 0 | 0 | 0 | 0 | 0
WT | 0 | 0 | 0 | 0 | 0 | 0
IGCC | 0 | 0 | 0 | 0 | 0.01 | 0.01
DemandResponse | 0 | 0 | 0 | 0 | 0 | 0
IGCC-CCS | 0 | 0 | 0 | 0 | 0 | 0
WT_off | 0 | 0 | 0 | 0 | 0 | 0
PseudoUnit | 0 | 0 | 0 | 0 | 0 | 0
FixedInterchange | 0 | 0 | 0 | 0 | 0 | 0
Emission Cost by Reporting Type: Nebraska
ReportingType | 2015 | 2020 | 2025 | 2030 | 2035 | 2040
BM | 0 | 0 | 0 | 0 | 0 | 0
CC | 8.27 | 3.77 | 6.17 | 7.99 | 7.59 | 5.69
CSP | 0 | 0 | 0 | 0 | 0 | 0
CT | 0 | 0 | 0 | 0 | 0 | 0
Coal | 861.09 | 102.21 | 21.01 | 16.63 | 22.78 | 33
Geo | 0 | 0 | 0 | 0 | 0 | 0
H | 0 | 0 | 0 | 0 | 0 | 0
LFG | 0 | 0 | 0 | 0 | 0 | 0
Nuc | 0 | 0 | 0 | 0 | 0 | 0
PS | 0 | 0 | 0 | 0 | 0 | 0
PV | 0 | 0 | 0 | 0 | 0 | 0
PeakG | 1.2 | 0 | 0 | 0 | 0 | 0
PeakO | 0 | 0 | 0 | 0 | 0 | 0
ST | 0 | 0 | 0 | 0 | 0 | 0
STOG | 0.04 | 0 | 0 | 0 | 0 | 0
STWD | 0 | 0 | 0 | 0 | 0 | 0
WT | 0 | 0 | 0 | 0 | 0 | 0
IGCC | 0 | 0 | 0 | 0 | 0 | 0
DemandResponse | 0 | 0 | 0 | 0 | 0 | 0
IGCC-CCS | 0 | 0 | 0 | 0 | 0 | 0
WT_off | 0 | 0 | 0 | 0 | 0 | 0
PseudoUnit | 0 | 0 | 0 | 0 | 0 | 0
FixedInterchange | 0 | 0 | 0 | 0 | 0 | 0
Emission Cost by Reporting Type: NEISO
ReportingType | 2015 | 2020 | 2025 | 2030 | 2035 | 2040
BM | 0 | 0 | 0 | 0 | 0 | 0
CC | 433.15 | 405.91 | 557.75 | 915.98 | 510.39 | 416.04
CSP | 0 | 0 | 0 | 0 | 0 | 0
CT | 0.01 | 0.24 | 0.26 | 0.04 | 0 | 0.01
Coal | 1.75 | 0.04 | 0.04 | 0.05 | 0.07 | 0.1
Geo | 0 | 0 | 0 | 0 | 0 | 0
H | 0 | 0 | 0 | 0 | 0 | 0
LFG | 0 | 0 | 0 | 0 | 0 | 0
Nuc | 0 | 0 | 0 | 0 | 0 | 0
PS | 0 | 0 | 0 | 0 | 0 | 0
PV | 0 | 0 | 0 | 0 | 0 | 0
PeakG | 0.22 | 0.75 | 3.18 | 7.14 | 0.01 | 4.23
PeakO | 0 | 0 | 0 | 0 | 0 | 0
ST | 0 | 0 | 0 | 0 | 0 | 0
STOG | 0 | 0 | 0 | 0.01 | 0.01 | 0.01
STWD | 0 | 0 | 0 | 0 | 0 | 0
WT | 0 | 0 | 0 | 0 | 0 | 0
IGCC | 0 | 0 | 0 | 0 | 0 | 0
DemandResponse | 0 | 0 | 0 | 0 | 0 | 0
IGCC-CCS | 0 | 0 | 0 | 0 | 0 | 0
WT_off | 0 | 0 | 0 | 0 | 0 | 0
PseudoUnit | 0 | 0 | 0 | 0 | 0 | 0
FixedInterchange | 0 | 0 | 0 | 0 | 0 | 0
Emission Cost by Reporting Type: NonRTO_Midwest
ReportingType | 2015 | 2020 | 2025 | 2030 | 2035 | 2040
BM | 0 | 0 | 0 | 0 | 0 | 0
CC | 188.71 | 490.54 | 803.33 | 1799.29 | 2777.5 | 351.6
CSP | 0 | 0 | 0 | 0 | 0 | 0
CT | 0 | 0 | 0 | 0 | 0 | 0
Coal | 948.74 | 732.51 | 213.99 | 40.99 | 186.61 | 266.33
Geo | 0 | 0 | 0 | 0 | 0 | 0
H | 0 | 0 | 0 | 0 | 0 | 0
LFG | 0 | 0 | 0 | 0 | 0 | 0
Nuc | 0 | 0 | 0 | 0 | 0 | 0
PS | 0 | 0 | 0 | 0 | 0 | 0
PV | 0 | 0 | 0 | 0 | 0 | 0
PeakG | 2.33 | 1.49 | 5.65 | 0.33 | 0.01 | 0.01
PeakO | 0 | 0 | 0 | 0 | 0 | 0
ST | 0 | 0 | 0 | 0 | 0 | 0
STOG | 0 | 0 | 0 | 0 | 0 | 0
STWD | 0 | 0 | 0 | 0 | 0 | 0
WT | 0 | 0 | 0 | 0 | 0 | 0
IGCC | 0 | 0 | 0 | 0.01 | 0.01 | 0.01
DemandResponse | 0 | 0 | 0 | 0 | 0 | 0
IGCC-CCS | 0 | 0 | 0 | 0 | 0.01 | 0.01
WT_off | 0 | 0 | 0 | 0 | 0 | 0
PseudoUnit | 0 | 0 | 0 | 0 | 0 | 0
FixedInterchange | 0 | 0 | 0 | 0 | 0 | 0
Emission Cost by Reporting Type: NYISO_A-F
ReportingType | 2015 | 2020 | 2025 | 2030 | 2035 | 2040
BM | 0 | 0 | 0 | 0 | 0 | 0
CC | 70.49 | 130.17 | 212.91 | 280.16 | 47.05 | 12.44
CSP | 0 | 0 | 0 | 0 | 0 | 0
CT | 0 | 0 | 0 | 0 | 0 | 0
Coal | 0.04 | 0.04 | 0.04 | 0.05 | 0.06 | 0.09
Geo | 0 | 0 | 0 | 0 | 0 | 0
H | 0 | 0 | 0 | 0 | 0 | 0
LFG | 0 | 0 | 0 | 0 | 0 | 0
Nuc | 0 | 0 | 0 | 0 | 0 | 0
PS | 0 | 0 | 0 | 0 | 0 | 0
PV | 0 | 0 | 0 | 0 | 0 | 0
PeakG | 0.03 | 0.13 | 0 | 0.39 | 0.01 | 0.01
PeakO | 0 | 0 | 0 | 0 | 0 | 0
ST | 0 | 0 | 0 | 0 | 0 | 0
STOG | 0 | 0 | 0 | 0 | 0 | 0
STWD | 0 | 0 | 0 | 0 | 0 | 0
WT | 0 | 0 | 0 | 0 | 0 | 0
IGCC | 0 | 0 | 0 | 0 | 0 | 0
DemandResponse | 0 | 0 | 0 | 0 | 0 | 0
IGCC-CCS | 0 | 0 | 0 | 0 | 0 | 0
WT_off | 0 | 0 | 0 | 0 | 0 | 0
PseudoUnit | 0 | 0 | 0 | 0 | 0 | 0
FixedInterchange | 0 | 0 | 0 | 0 | 0 | 0
Emission Cost by Reporting Type: NYISO_G-I
ReportingType | 2015 | 2020 | 2025 | 2030 | 2035 | 2040
BM | 0 | 0 | 0 | 0 | 0 | 0
CC | 30.72 | 106.71 | 176.34 | 163.45 | 193.61 | 156.57
CSP | 0 | 0 | 0 | 0 | 0 | 0
CT | 0 | 0 | 0 | 0 | 0 | 0
Coal | 0.01 | 0.01 | 0.01 | 0.01 | 0.02 | 0.03
Geo | 0 | 0 | 0 | 0 | 0 | 0
H | 0 | 0 | 0 | 0 | 0 | 0
LFG | 0 | 0 | 0 | 0 | 0 | 0
Nuc | 0 | 0 | 0 | 0 | 0 | 0
PS | 0 | 0 | 0 | 0 | 0 | 0
PV | 0 | 0 | 0 | 0 | 0 | 0
PeakG | 0 | 0 | 0 | 0.01 | 0.02 | 0.03
PeakO | 0 | 0 | 0 | 0 | 0 | 0
ST | 0 | 0 | 0 | 0 | 0 | 0
STOG | 0 | 0 | 0.01 | 0.02 | 0.02 | 0.02
STWD | 0 | 0 | 0 | 0 | 0 | 0
WT | 0 | 0 | 0 | 0 | 0 | 0
IGCC | 0 | 0 | 0 | 0 | 0 | 0
DemandResponse | 0 | 0 | 0 | 0 | 0 | 0
IGCC-CCS | 0 | 0 | 0 | 0 | 0 | 0
WT_off | 0 | 0 | 0 | 0 | 0 | 0
PseudoUnit | 0 | 0 | 0 | 0 | 0 | 0
FixedInterchange | 0 | 0 | 0 | 0 | 0 | 0
Emission Cost by Reporting Type: NYISO_J-K
ReportingType | 2015 | 2020 | 2025 | 2030 | 2035 | 2040
BM | 0 | 0 | 0 | 0 | 0 | 0
CC | 220.28 | 337.08 | 554.67 | 821.03 | 1206.49 | 893.3
CSP | 0 | 0 | 0 | 0 | 0 | 0
CT | 0 | 0 | 0 | 0 | 0 | 0
Coal | 0 | 0 | 0 | 0 | 0 | 0
Geo | 0 | 0 | 0 | 0 | 0 | 0
H | 0 | 0 | 0 | 0 | 0 | 0
LFG | 0 | 0 | 0 | 0 | 0 | 0
Nuc | 0 | 0 | 0 | 0 | 0 | 0
PS | 0 | 0 | 0 | 0 | 0 | 0
PV | 0 | 0 | 0 | 0 | 0 | 0
PeakG | 2.36 | 6.4 | 10.47 | 23.46 | 43.44 | 32.49
PeakO | 0 | 0 | 0 | 0 | 0 | 0
ST | 0 | 0 | 0 | 0 | 0 | 0
STOG | 8.23 | 13.49 | 22.1 | 54.61 | 70.53 | 68.54
STWD | 0 | 0 | 0 | 0 | 0 | 0
WT | 0 | 0 | 0 | 0 | 0 | 0
IGCC | 0 | 0 | 0 | 0 | 0 | 0
DemandResponse | 0 | 0 | 0 | 0 | 0 | 0
IGCC-CCS | 0 | 0 | 0 | 0 | 0 | 0
WT_off | 0 | 0 | 0 | 0 | 0 | 0
PseudoUnit | 0 | 0 | 0 | 0 | 0 | 0
FixedInterchange | 0 | 0 | 0 | 0 | 0 | 0
Emission Cost by Reporting Type: PJM_E
ReportingType | 2015 | 2020 | 2025 | 2030 | 2035 | 2040
BM | 0 | 0 | 0 | 0 | 0 | 0
CC | 439.55 | 720.23 | 1225.93 | 2050.01 | 3014.86 | 2055.72
CSP | 0 | 0 | 0 | 0 | 0 | 0
CT | 0 | 0.06 | 0.1 | 0.41 | 0.4 | 0
Coal | 16.14 | 10.82 | 11.86 | 0.13 | 20.34 | 43.91
Geo | 0 | 0 | 0 | 0 | 0 | 0
H | 0 | 0 | 0 | 0 | 0 | 0
LFG | 0 | 0 | 0 | 0 | 0 | 0
Nuc | 0 | 0 | 0 | 0 | 0 | 0
PS | 0 | 0 | 0 | 0 | 0 | 0
PV | 0 | 0 | 0 | 0 | 0 | 0
PeakG | 1.24 | 5.53 | 9.05 | 38.71 | 37.56 | 51.18
PeakO | 0 | 0 | 0 | 0 | 0 | 0
ST | 0 | 0 | 0 | 0 | 0 | 0
STOG | 4.28 | 11.61 | 4.76 | 10.67 | 10.35 | 0.01
STWD | 0 | 0 | 0 | 0 | 0 | 0
WT | 0 | 0 | 0 | 0 | 0 | 0
IGCC | 0 | 0 | 0 | 0 | 0 | 0
DemandResponse | 0 | 0 | 0 | 0 | 0 | 0
IGCC-CCS | 0 | 0 | 0 | 0 | 0 | 0.01
WT_off | 0 | 0 | 0 | 0 | 0 | 0
PseudoUnit | 0 | 0 | 0 | 0 | 0 | 0
FixedInterchange | 0 | 0 | 0 | 0 | 0 | 0
Emission Cost by Reporting Type: PJM_ROM
ReportingType | 2015 | 2020 | 2025 | 2030 | 2035 | 2040
BM | 0 | 0 | 0 | 0 | 0 | 0
CC | 190.74 | 341.52 | 607.47 | 791.58 | 1375.44 | 875.85
CSP | 0 | 0 | 0 | 0 | 0 | 0
CT | 0 | 0.04 | 0.06 | 0.25 | 0 | 0
Coal | 231.72 | 46.37 | 1.55 | 0.26 | 0.55 | 0.76
Geo | 0 | 0 | 0 | 0 | 0 | 0
H | 0 | 0 | 0 | 0 | 0 | 0
LFG | 0 | 0 | 0 | 0 | 0 | 0
Nuc | 0 | 0 | 0 | 0 | 0 | 0
PS | 0 | 0 | 0 | 0 | 0 | 0
PV | 0 | 0 | 0 | 0 | 0 | 0
PeakG | 0 | 1.12 | 1.39 | 12.87 | 23.89 | 31.01
PeakO | 0 | 0 | 0 | 0 | 0 | 0
ST | 0 | 0 | 0 | 0 | 0 | 0
STOG | 10.4 | 17.34 | 43.88 | 54.19 | 52.57 | 0
STWD | 0 | 0 | 0 | 0 | 0 | 0
WT | 0 | 0 | 0 | 0 | 0 | 0
IGCC | 0 | 0 | 0 | 0.01 | 0.01 | 0.01
DemandResponse | 0 | 0 | 0 | 0 | 0 | 0
IGCC-CCS | 0 | 0 | 0 | 0 | 0.01 | 0.01
WT_off | 0 | 0 | 0 | 0 | 0 | 0
PseudoUnit | 0 | 0 | 0 | 0 | 0 | 0
FixedInterchange | 0 | 0 | 0 | 0 | 0 | 0
Emission Cost by Reporting Type: PJM_ROR
ReportingType | 2015 | 2020 | 2025 | 2030 | 2035 | 2040
BM | 0 | 0 | 0 | 0 | 0 | 0
CC | 1523.79 | 2922.89 | 4726.75 | 8649.11 | 12007.46 | 6756.16
CSP | 0 | 0 | 0 | 0 | 0 | 0
CT | 0.05 | 0.07 | 0.11 | 0.25 | 0 | 0
Coal | 5052.24 | 3693.62 | 528.84 | 133.21 | 657.85 | 938.97
Geo | 0 | 0 | 0 | 0 | 0 | 0
H | 0 | 0 | 0 | 0 | 0 | 0
LFG | 0 | 0 | 0 | 0 | 0 | 0
Nuc | 0 | 0 | 0 | 0 | 0 | 0
PS | 0 | 0 | 0 | 0 | 0 | 0
PV | 0 | 0 | 0 | 0 | 0 | 0
PeakG | 14.12 | 25.95 | 48.2 | 93.52 | 83.31 | 21.33
PeakO | 0 | 0 | 0 | 0 | 0 | 0
ST | 0 | 0 | 0 | 0 | 0 | 0
STOG | 6.09 | 16.86 | 27.61 | 61.83 | 30.74 | 0.01
STWD | 0 | 0 | 0 | 0 | 0 | 0
WT | 0 | 0 | 0 | 0 | 0 | 0
IGCC | 0 | 0 | 0 | 0.01 | 0.01 | 0.01
DemandResponse | 0 | 0 | 0 | 0 | 0 | 0
IGCC-CCS | 0 | 0 | 0 | 0 | 0.01 | 0.01
WT_off | 0 | 0 | 0 | 0 | 0 | 0
PseudoUnit | 0 | 0 | 0 | 0 | 0 | 0
FixedInterchange | 0 | 0 | 0 | 0 | 0 | 0
Emission Cost by Reporting Type: SOCO
ReportingType | 2015 | 2020 | 2025 | 2030 | 2035 | 2040
BM | 0 | 0 | 0 | 0 | 0 | 0
CC | 1442.01 | 2391.6 | 3615.39 | 5784.27 | 2671.66 | 1001.98
CSP | 0 | 0 | 0 | 0 | 0 | 0
CT | 0 | 0 | 0 | 0 | 0 | 0.01
Coal | 979.11 | 477.99 | 43.99 | 118.69 | 220.1 | 314.16
Geo | 0 | 0 | 0 | 0 | 0 | 0
H | 0 | 0 | 0 | 0 | 0 | 0
LFG | 0 | 0 | 0 | 0 | 0 | 0
Nuc | 0 | 0 | 0 | 0 | 0 | 0
PS | 0 | 0 | 0 | 0 | 0 | 0
PV | 0 | 0 | 0 | 0 | 0 | 0
PeakG | 10.08 | 18.46 | 49.24 | 82.07 | 45.8 | 28.06
PeakO | 0 | 0 | 0 | 0 | 0 | 0
ST | 0 | 0 | 0 | 0 | 0 | 0
STOG | 0 | 0 | 0 | 0 | 0.01 | 0.01
STWD | 0 | 0 | 0 | 0 | 0 | 0
WT | 0 | 0 | 0 | 0 | 0 | 0
IGCC | 0 | 0.01 | 0.01 | 0.01 | 0.02 | 0.02
DemandResponse | 0 | 0 | 0 | 0 | 0 | 0
IGCC-CCS | 0 | 0 | 0 | 0 | 0.01 | 0.02
WT_off | 0 | 0 | 0 | 0 | 0 | 0
PseudoUnit | 0 | 0 | 0 | 0 | 0 | 0
FixedInterchange | 0 | 0 | 0 | 0 | 0 | 0
Emission Cost by Reporting Type: SPP_N
ReportingType | 2015 | 2020 | 2025 | 2030 | 2035 | 2040
BM | 0 | 0 | 0 | 0 | 0 | 0
CC | 68.68 | 18.81 | 35.11 | 40.71 | 42 | 38.55
CSP | 0 | 0 | 0 | 0 | 0 | 0
CT | 0 | 0 | 0 | 0 | 0 | 0.01
Coal | 1457.04 | 410.69 | 10.28 | 0.06 | 0.08 | 0.11
Geo | 0 | 0 | 0 | 0 | 0 | 0
H | 0 | 0 | 0 | 0 | 0 | 0
LFG | 0 | 0 | 0 | 0 | 0 | 0
Nuc | 0 | 0 | 0 | 0 | 0 | 0
PS | 0 | 0 | 0 | 0 | 0 | 0
PV | 0 | 0 | 0 | 0 | 0 | 0
PeakG | 0.58 | 0 | 0 | 0 | 0.01 | 0.01
PeakO | 0 | 0 | 0 | 0 | 0 | 0
ST | 0 | 0 | 0 | 0 | 0 | 0
STOG | 5.3 | 0 | 0 | 0.01 | 0.01 | 0.01
STWD | 0 | 0 | 0 | 0 | 0 | 0
WT | 0 | 0 | 0 | 0 | 0 | 0
IGCC | 0 | 0 | 0 | 0 | 0 | 0.01
DemandResponse | 0 | 0 | 0 | 0 | 0 | 0
IGCC-CCS | 0 | 0 | 0 | 0 | 0 | 0
WT_off | 0 | 0 | 0 | 0 | 0 | 0
PseudoUnit | 0 | 0 | 0 | 0 | 0 | 0
FixedInterchange | 0 | 0 | 0 | 0 | 0 | 0
Emission Cost by Reporting Type: SPP_S
ReportingType | 2015 | 2020 | 2025 | 2030 | 2035 | 2040
BM | 0 | 0 | 0 | 0 | 0 | 0
CC | 588.98 | 148.74 | 243.51 | 438.51 | 589.09 | 518.07
CSP | 0 | 0 | 0 | 0 | 0 | 0
CT | 0 | 0 | 0 | 0.01 | 0.01 | 0.01
Coal | 1900.06 | 239.73 | 22.02 | 0.1 | 0.13 | 0.16
Geo | 0 | 0 | 0 | 0 | 0 | 0
H | 0 | 0 | 0 | 0 | 0 | 0
LFG | 0 | 0 | 0 | 0 | 0 | 0
Nuc | 0 | 0 | 0 | 0 | 0 | 0
PS | 0 | 0 | 0 | 0 | 0 | 0
PV | 0 | 0 | 0 | 0 | 0 | 0
PeakG | 0 | 0 | 0 | 0.01 | 0.01 | 0.01
PeakO | 0 | 0 | 0 | 0 | 0 | 0
ST | 0 | 0 | 0 | 0 | 0 | 0
STOG | 41 | 12.97 | 18.42 | 51.16 | 36.42 | 56.55
STWD | 0 | 0 | 0 | 0 | 0 | 0
WT | 0 | 0 | 0 | 0 | 0 | 0
IGCC | 0 | 0 | 0 | 0 | 0.01 | 0.01
DemandResponse | 0 | 0 | 0 | 0 | 0 | 0
IGCC-CCS | 0 | 0 | 0 | 0 | 0 | 0
WT_off | 0 | 0 | 0 | 0 | 0 | 0
PseudoUnit | 0 | 0 | 0 | 0 | 0 | 0
FixedInterchange | 0 | 0 | 0 | 0 | 0 | 0
Emission Cost by Reporting Type: TVA
ReportingType | 2015 | 2020 | 2025 | 2030 | 2035 | 2040
BM | 0 | 0 | 0 | 0 | 0 | 0
CC | 450.93 | 964.88 | 1708.27 | 3315.74 | 2448.49 | 711.47
CSP | 0 | 0 | 0 | 0 | 0 | 0
CT | 0 | 0 | 0 | 0 | 0 | 0
Coal | 913.7 | 560.11 | 34.3 | 0.21 | 0.38 | 0.51
Geo | 0 | 0 | 0 | 0 | 0 | 0
H | 0 | 0 | 0 | 0 | 0 | 0
LFG | 0 | 0 | 0 | 0 | 0 | 0
Nuc | 0 | 0 | 0 | 0 | 0 | 0
PS | 0 | 0 | 0 | 0 | 0 | 0
PV | 0 | 0 | 0 | 0 | 0 | 0
PeakG | 0 | 0 | 0 | 0 | 0.01 | 0.01
PeakO | 0 | 0 | 0 | 0 | 0 | 0
ST | 0 | 0 | 0 | 0 | 0 | 0
STOG | 0 | 0 | 0 | 0 | 0 | 0
STWD | 0 | 0 | 0 | 0 | 0 | 0
WT | 0 | 0 | 0 | 0 | 0 | 0
IGCC | 0 | 0 | 0.01 | 0.01 | 0.01 | 0.01
DemandResponse | 0 | 0 | 0 | 0 | 0 | 0
IGCC-CCS | 0 | 0 | 0 | 0 | 0.01 | 0.01
WT_off | 0 | 0 | 0 | 0 | 0 | 0
PseudoUnit | 0 | 0 | 0 | 0 | 0 | 0
FixedInterchange | 0 | 0 | 0 | 0 | 0 | 0
Emission Cost by Reporting Type: TVA_Transmission
ReportingType | 2015 | 2020 | 2025 | 2030 | 2035 | 2040
BM | 0 | 0 | 0 | 0 | 0 | 0
CC | 0 | 0 | 0 | 0 | 0 | 0
CSP | 0 | 0 | 0 | 0 | 0 | 0
CT | 0 | 0 | 0 | 0 | 0 | 0
Coal | 0 | 0 | 0 | 0 | 0 | 0
Geo | 0 | 0 | 0 | 0 | 0 | 0
H | 0 | 0 | 0 | 0 | 0 | 0
LFG | 0 | 0 | 0 | 0 | 0 | 0
Nuc | 0 | 0 | 0 | 0 | 0 | 0
PS | 0 | 0 | 0 | 0 | 0 | 0
PV | 0 | 0 | 0 | 0 | 0 | 0
PeakG | 0 | 0 | 0 | 0 | 0 | 0
PeakO | 0 | 0 | 0 | 0 | 0 | 0
ST | 0 | 0 | 0 | 0 | 0 | 0
STOG | 0 | 0 | 0 | 0 | 0 | 0
STWD | 0 | 0 | 0 | 0 | 0 | 0
WT | 0 | 0 | 0 | 0 | 0 | 0
IGCC | 0 | 0 | 0 | 0 | 0 | 0
DemandResponse | 0 | 0 | 0 | 0 | 0 | 0
IGCC-CCS | 0 | 0 | 0 | 0 | 0 | 0
WT_off | 0 | 0 | 0 | 0 | 0 | 0
PseudoUnit | 0 | 0 | 0 | 0 | 0 | 0
FixedInterchange | 0 | 0 | 0 | 0 | 0 | 0
Emission Cost by Reporting Type: VACAR
ReportingType | 2015 | 2020 | 2025 | 2030 | 2035 | 2040
BM | 0 | 0 | 0 | 0 | 0 | 0
CC | 1070.11 | 1499.48 | 2287.52 | 3958.36 | 3691.69 | 972.4
CSP | 0 | 0 | 0 | 0 | 0 | 0
CT | 0.36 | 0.51 | 0.84 | 0 | 0 | 0
Coal | 813.03 | 629.66 | 94.97 | 37.95 | 103.52 | 147.76
Geo | 0 | 0 | 0 | 0 | 0 | 0
H | 0 | 0 | 0 | 0 | 0 | 0
LFG | 0 | 0 | 0 | 0 | 0 | 0
Nuc | 0 | 0 | 0 | 0 | 0 | 0
PS | 0 | 0 | 0 | 0 | 0 | 0
PV | 0 | 0 | 0 | 0 | 0 | 0
PeakG | 0.52 | 0 | 0 | 0.01 | 0.02 | 0.05
PeakO | 0 | 0 | 0 | 0 | 0 | 0
ST | 0 | 0 | 0 | 0 | 0 | 0
STOG | 0 | 0 | 0 | 0 | 0 | 0
STWD | 0 | 0 | 0 | 0 | 0 | 0
WT | 0 | 0 | 0 | 0 | 0 | 0
IGCC | 0 | 0 | 0 | 0.01 | 0.01 | 0.01
DemandResponse | 0 | 0 | 0 | 0 | 0 | 0
IGCC-CCS | 0 | 0 | 0 | 0 | 0 | 0.01
WT_off | 0 | 0 | 0 | 0 | 0 | 0
PseudoUnit | 0 | 0 | 0 | 0 | 0 | 0
FixedInterchange | 0 | 0 | 0 | 0 | 0 | 0
Emission Cost by Reporting Type: IESO
ReportingType | 2015 | 2020 | 2025 | 2030 | 2035 | 2040
BM | 0 | 0 | 0 | 0 | 0 | 0
CC | 10.43 | 3.08 | 1.9 | 0.01 | 0.01 | 0.01
CSP | 0 | 0 | 0 | 0 | 0 | 0
CT | 0 | 0 | 0 | 0 | 0 | 0
Coal | 0 | 0 | 0 | 0 | 0 | 0
Geo | 0 | 0 | 0 | 0 | 0 | 0
H | 0 | 0 | 0 | 0 | 0 | 0
LFG | 0 | 0 | 0 | 0 | 0 | 0
Nuc | 0 | 0 | 0 | 0 | 0 | 0
PS | 0 | 0 | 0 | 0 | 0 | 0
PV | 0 | 0 | 0 | 0 | 0 | 0
PeakG | 0 | 0 | 0 | 0 | 0 | 0
PeakO | 0 | 0 | 0 | 0 | 0 | 0
ST | 0 | 0 | 0 | 0 | 0 | 0
STOG | 0 | 0 | 0 | 0 | 0 | 0
STWD | 0 | 0 | 0 | 0 | 0 | 0
WT | 0 | 0 | 0 | 0 | 0 | 0
IGCC | 0 | 0 | 0 | 0 | 0 | 0
DemandResponse | 0 | 0 | 0 | 0 | 0 | 0
IGCC-CCS | 0 | 0 | 0 | 0 | 0 | 0
WT_off | 0 | 0 | 0 | 0 | 0 | 0
PseudoUnit | 0 | 0 | 0 | 0 | 0 | 0
FixedInterchange | 0 | 0 | 0 | 0 | 0 | 0
Emission Cost by Reporting Type: MAPP_CA
ReportingType | 2015 | 2020 | 2025 | 2030 | 2035 | 2040
BM | 0 | 0 | 0 | 0 | 0 | 0
CC | 17.17 | 7.66 | 0 | 0 | 0.01 | 0.01
CSP | 0 | 0 | 0 | 0 | 0 | 0
CT | 0 | 0 | 0 | 0 | 0 | 0
Coal | 0.01 | 0.01 | 0.01 | 0.01 | 0.01 | 0.01
Geo | 0 | 0 | 0 | 0 | 0 | 0
H | 0 | 0 | 0 | 0 | 0 | 0
LFG | 0 | 0 | 0 | 0 | 0 | 0
Nuc | 0 | 0 | 0 | 0 | 0 | 0
PS | 0 | 0 | 0 | 0 | 0 | 0
PV | 0 | 0 | 0 | 0 | 0 | 0
PeakG | 0.07 | 0 | 0 | 0 | 0 | 0
PeakO | 0 | 0 | 0 | 0 | 0 | 0
ST | 0 | 0 | 0 | 0 | 0 | 0
STOG | 0 | 0 | 0 | 0 | 0 | 0
STWD | 0 | 0 | 0 | 0 | 0 | 0
WT | 0 | 0 | 0 | 0 | 0 | 0
IGCC | 0 | 0 | 0 | 0 | 0 | 0
DemandResponse | 0 | 0 | 0 | 0 | 0 | 0
IGCC-CCS | 0 | 0 | 0 | 0 | 0 | 0
WT_off | 0 | 0 | 0 | 0 | 0 | 0
PseudoUnit | 0 | 0 | 0 | 0 | 0 | 0
FixedInterchange | 0 | 0 | 0 | 0 | 0 | 0
Emission Cost by Reporting Type: AZ_NM_SNV_Coal
ReportingType | 2015 | 2020 | 2025 | 2030 | 2035 | 2040
BM | 0 | 0 | 0 | 0 | 0 | 0
CC | 0 | 0 | 0 | 0 | 0 | 0
CSP | 0 | 0 | 0 | 0 | 0 | 0
CT | 0 | 0 | 0 | 0 | 0 | 0
Coal | 1279.07 | 1651.3 | 607.11 | 5.63 | 59.43 | 42.35
Geo | 0 | 0 | 0 | 0 | 0 | 0
H | 0 | 0 | 0 | 0 | 0 | 0
LFG | 0 | 0 | 0 | 0 | 0 | 0
Nuc | 0 | 0 | 0 | 0 | 0 | 0
PS | 0 | 0 | 0 | 0 | 0 | 0
PV | 0 | 0 | 0 | 0 | 0 | 0
PeakG | 0 | 0 | 0 | 0 | 0 | 0
PeakO | 0 | 0 | 0 | 0 | 0 | 0
ST | 0 | 0 | 0 | 0 | 0 | 0
STOG | 0 | 0 | 0 | 0 | 0 | 0
STWD | 0 | 0 | 0 | 0 | 0 | 0
WT | 0 | 0 | 0 | 0 | 0 | 0
IGCC | 0 | 0 | 0 | 0 | 0.01 | 0.01
DemandResponse | 0 | 0 | 0 | 0 | 0 | 0
IGCC-CCS | 0 | 0 | 0 | 0 | 0 | 0.01
WT_off | 0 | 0 | 0 | 0 | 0 | 0
PseudoUnit | 0 | 0 | 0 | 0 | 0 | 0
FixedInterchange | 0 | 0 | 0 | 0 | 0 | 0
Emission Cost by Reporting Type: AZ_NM_SNV_Gas
ReportingType | 2015 | 2020 | 2025 | 2030 | 2035 | 2040
BM | 0 | 0 | 0 | 0 | 0 | 0
CC | 699.41 | 781.73 | 1891.9 | 2278.65 | 1472.53 | 1609.1
CSP | 0 | 0 | 0 | 0 | 0 | 0
CT | 0 | 0 | 0 | 0 | 0 | 0
Coal | 0 | 0 | 0 | 0 | 0 | 0
Geo | 0 | 0 | 0 | 0 | 0 | 0
H | 0 | 0 | 0 | 0 | 0 | 0
LFG | 0 | 0 | 0 | 0 | 0 | 0
Nuc | 0 | 0 | 0 | 0 | 0 | 0
PS | 0 | 0 | 0 | 0 | 0 | 0
PV | 0 | 0 | 0 | 0 | 0 | 0
PeakG | 0 | 0 | 0 | 0 | 0.01 | 0.01
PeakO | 0 | 0 | 0 | 0 | 0 | 0
ST | 0 | 0 | 0 | 0 | 0 | 0
STOG | 0 | 0 | 0 | 0 | 0 | 0
STWD | 0 | 0 | 0 | 0 | 0 | 0
WT | 0 | 0 | 0 | 0 | 0 | 0
IGCC | 0 | 0 | 0 | 0 | 0 | 0
DemandResponse | 0 | 0 | 0 | 0 | 0 | 0
IGCC-CCS | 0 | 0 | 0 | 0 | 0 | 0
WT_off | 0 | 0 | 0 | 0 | 0 | 0
PseudoUnit | 0 | 0 | 0 | 0 | 0 | 0
FixedInterchange | 0 | 0 | 0 | 0 | 0 | 0
Emission Cost by Reporting Type: AZ_NM_SNV_NucRenew
ReportingType | 2015 | 2020 | 2025 | 2030 | 2035 | 2040
BM | 0 | 0 | 0 | 0 | 0 | 0
CC | 0 | 0 | 0 | 0 | 0 | 0
CSP | 0 | 0 | 0 | 0 | 0 | 0
CT | 0 | 0 | 0 | 0 | 0 | 0
Coal | 0 | 0 | 0 | 0 | 0 | 0
Geo | 0 | 0 | 0 | 0 | 0 | 0
H | 0 | 0 | 0 | 0 | 0 | 0
LFG | 0 | 0 | 0 | 0 | 0 | 0
Nuc | 0 | 0 | 0 | 0 | 0 | 0
PS | 0 | 0 | 0 | 0 | 0 | 0
PV | 0 | 0 | 0 | 0 | 0 | 0
PeakG | 0 | 0 | 0 | 0 | 0 | 0
PeakO | 0 | 0 | 0 | 0 | 0 | 0
ST | 0 | 0 | 0 | 0 | 0 | 0
STOG | 0 | 0 | 0 | 0 | 0 | 0
STWD | 0 | 0 | 0 | 0 | 0 | 0
WT | 0 | 0 | 0 | 0 | 0 | 0
IGCC | 0 | 0 | 0 | 0 | 0 | 0
DemandResponse | 0 | 0 | 0 | 0 | 0 | 0
IGCC-CCS | 0 | 0 | 0 | 0 | 0 | 0
WT_off | 0 | 0 | 0 | 0 | 0 | 0
PseudoUnit | 0 | 0 | 0 | 0 | 0 | 0
FixedInterchange | 0 | 0 | 0 | 0 | 0 | 0
Emission Cost by Reporting Type: ERCOT
ReportingType | 2015 | 2020 | 2025 | 2030 | 2035 | 2040
BM | 0 | 0 | 0 | 0 | 0 | 0
CC | 2050.88 | 3125.99 | 4330.97 | 8264.8 | 7198.5 | 7184.53
CSP | 0 | 0 | 0 | 0 | 0 | 0
CT | 0 | 0.05 | 0.06 | 0.65 | 0 | 0
Coal | 1106.41 | 989.96 | 77.62 | 82.67 | 180.74 | 258.03
Geo | 0 | 0 | 0 | 0 | 0 | 0
H | 0 | 0 | 0 | 0 | 0 | 0
LFG | 0 | 0 | 0 | 0 | 0 | 0
Nuc | 0 | 0 | 0 | 0 | 0 | 0
PS | 0 | 0 | 0 | 0 | 0 | 0
PV | 0 | 0 | 0 | 0 | 0 | 0
PeakG | 0 | 0.15 | 0 | 3.42 | 6.51 | 9.1
PeakO | 0 | 0 | 0 | 0 | 0 | 0
ST | 0 | 0 | 0 | 0 | 0 | 0
STOG | 33.57 | 75.18 | 36.5 | 53.36 | 0 | 0.01
STWD | 0 | 0 | 0 | 0 | 0 | 0
WT | 0 | 0 | 0 | 0 | 0 | 0
IGCC | 0 | 0 | 0 | 0 | 0 | 0
DemandResponse | 0 | 0 | 0 | 0 | 0 | 0
IGCC-CCS | 0 | 0 | 0 | 0 | 0 | 0
WT_off | 0 | 0 | 0 | 0 | 0 | 0
PseudoUnit | 0 | 0 | 0 | 0 | 0 | 0
FixedInterchange | 0 | 0 | 0 | 0 | 0 | 0
Emission Cost by Reporting Type: NP15
ReportingType | 2015 | 2020 | 2025 | 2030 | 2035 | 2040
BM | 0 | 0 | 0 | 0 | 0 | 0
CC | 616.6 | 851.8 | 1400.73 | 1800.22 | 1334.19 | 736.15
CSP | 0 | 0 | 0 | 0 | 0 | 0
CT | 0 | 0 | 0 | 0 | 0 | 0
Coal | 42.12 | 0.03 | 0.02 | 0.01 | 0.01 | 0.01
Geo | 0 | 0 | 0 | 0 | 0 | 0
H | 0 | 0 | 0 | 0 | 0 | 0
LFG | 0 | 0 | 0 | 0 | 0 | 0
Nuc | 0 | 0 | 0 | 0 | 0 | 0
PS | 0 | 0 | 0 | 0 | 0 | 0
PV | 0 | 0 | 0 | 0 | 0 | 0
PeakG | 0 | 0 | 0 | 0 | 0 | 0
PeakO | 0 | 0 | 0 | 0 | 0 | 0
ST | 0 | 0 | 0 | 0 | 0 | 0
STOG | 0.97 | 0.74 | 2.23 | 0 | 0 | 0
STWD | 0 | 0 | 0 | 0 | 0 | 0
WT | 0 | 0 | 0 | 0 | 0 | 0
IGCC | 0 | 0 | 0 | 0 | 0 | 0
DemandResponse | 0 | 0 | 0 | 0 | 0 | 0
IGCC-CCS | 0 | 0 | 0 | 0 | 0 | 0
WT_off | 0 | 0 | 0 | 0 | 0 | 0
PseudoUnit | 0 | 0 | 0 | 0 | 0 | 0
FixedInterchange | 0 | 0 | 0 | 0 | 0 | 0
Emission Cost by Reporting Type: NWPP_Coal
ReportingType | 2015 | 2020 | 2025 | 2030 | 2035 | 2040
BM | 0 | 0 | 0 | 0 | 0 | 0
CC | 0 | 0 | 0 | 0 | 0 | 0
CSP | 0 | 0 | 0 | 0 | 0 | 0
CT | 0 | 0 | 0 | 0 | 0 | 0
Coal | 1435.84 | 1493.22 | 10.17 | 22.11 | 40.88 | 58.32
Geo | 0 | 0 | 0 | 0 | 0 | 0
H | 0 | 0 | 0 | 0 | 0 | 0
LFG | 0 | 0 | 0 | 0 | 0 | 0
Nuc | 0 | 0 | 0 | 0 | 0 | 0
PS | 0 | 0 | 0 | 0 | 0 | 0
PV | 0 | 0 | 0 | 0 | 0 | 0
PeakG | 0 | 0 | 0 | 0 | 0 | 0
PeakO | 0 | 0 | 0 | 0 | 0 | 0
ST | 0 | 0 | 0 | 0 | 0 | 0
STOG | 0 | 0 | 0 | 0 | 0 | 0
STWD | 0 | 0 | 0 | 0 | 0 | 0
WT | 0 | 0 | 0 | 0 | 0 | 0
IGCC | 0 | 0 | 0 | 0 | 0 | 0
DemandResponse | 0 | 0 | 0 | 0 | 0 | 0
IGCC-CCS | 0 | 0 | 0 | 0 | 0 | 0
WT_off | 0 | 0 | 0 | 0 | 0 | 0
PseudoUnit | 0 | 0 | 0 | 0 | 0 | 0
FixedInterchange | 0 | 0 | 0 | 0 | 0 | 0
Emission Cost by Reporting Type: NWPP_Gas
ReportingType | 2015 | 2020 | 2025 | 2030 | 2035 | 2040
BM | 0 | 0 | 0 | 0 | 0 | 0
CC | 513.35 | 938.63 | 1537.12 | 1944.06 | 730.39 | 918.82
CSP | 0 | 0 | 0 | 0 | 0 | 0
CT | 0 | 0 | 0 | 0 | 0 | 0
Coal | 0 | 0 | 0 | 0 | 0 | 0
Geo | 0 | 0 | 0 | 0 | 0 | 0
H | 0 | 0 | 0 | 0 | 0 | 0
LFG | 0 | 0 | 0 | 0 | 0 | 0
Nuc | 0 | 0 | 0 | 0 | 0 | 0
PS | 0 | 0 | 0 | 0 | 0 | 0
PV | 0 | 0 | 0 | 0 | 0 | 0
PeakG | 0 | 0 | 0 | 0 | 0 | 0
PeakO | 0 | 0 | 0 | 0 | 0 | 0
ST | 0 | 0 | 0 | 0 | 0 | 0
STOG | 0 | 0 | 0 | 0 | 0 | 0
STWD | 0 | 0 | 0 | 0 | 0 | 0
WT | 0 | 0 | 0 | 0 | 0 | 0
IGCC | 0 | 0 | 0 | 0 | 0 | 0
DemandResponse | 0 | 0 | 0 | 0 | 0 | 0
IGCC-CCS | 0 | 0 | 0 | 0 | 0 | 0.01
WT_off | 0 | 0 | 0 | 0 | 0 | 0
PseudoUnit | 0 | 0 | 0 | 0 | 0 | 0
FixedInterchange | 0 | 0 | 0 | 0 | 0 | 0
Emission Cost by Reporting Type: NWPP_NucRenew
ReportingType | 2015 | 2020 | 2025 | 2030 | 2035 | 2040
BM | 0 | 0 | 0 | 0 | 0 | 0
CC | 0 | 0 | 0 | 0 | 0 | 0
CSP | 0 | 0 | 0 | 0 | 0 | 0
CT | 0 | 0 | 0 | 0 | 0 | 0
Coal | 0 | 0 | 0 | 0 | 0 | 0
Geo | 0 | 0 | 0 | 0 | 0 | 0
H | 0 | 0 | 0 | 0 | 0 | 0
LFG | 0 | 0 | 0 | 0 | 0 | 0
Nuc | 0 | 0 | 0 | 0 | 0 | 0
PS | 0 | 0 | 0 | 0 | 0 | 0
PV | 0 | 0 | 0 | 0 | 0 | 0
PeakG | 0 | 0 | 0 | 0 | 0 | 0
PeakO | 0 | 0 | 0 | 0 | 0 | 0
ST | 0 | 0 | 0 | 0 | 0 | 0
STOG | 0 | 0 | 0 | 0 | 0 | 0
STWD | 0 | 0 | 0 | 0 | 0 | 0
WT | 0 | 0 | 0 | 0 | 0 | 0
IGCC | 0 | 0 | 0 | 0 | 0 | 0
DemandResponse | 0 | 0 | 0 | 0 | 0 | 0
IGCC-CCS | 0 | 0 | 0 | 0 | 0 | 0
WT_off | 0 | 0 | 0 | 0 | 0 | 0
PseudoUnit | 0 | 0 | 0 | 0 | 0 | 0
FixedInterchange | 0 | 0 | 0 | 0 | 0 | 0
Emission Cost by Reporting Type: RMPA
ReportingType | 2015 | 2020 | 2025 | 2030 | 2035 | 2040
BM | 0 | 0 | 0 | 0 | 0 | 0
CC | 117.73 | 158.86 | 449.09 | 580.95 | 491.5 | 565.86
CSP | 0 | 0 | 0 | 0 | 0 | 0
CT | 0 | 0 | 0 | 0 | 0 | 0
Coal | 1336.12 | 1517.55 | 207.36 | 56.55 | 104.69 | 144.39
Geo | 0 | 0 | 0 | 0 | 0 | 0
H | 0 | 0 | 0 | 0 | 0 | 0
LFG | 0 | 0 | 0 | 0 | 0 | 0
Nuc | 0 | 0 | 0 | 0 | 0 | 0
PS | 0 | 0 | 0 | 0 | 0 | 0
PV | 0 | 0 | 0 | 0 | 0 | 0
PeakG | 0 | 0 | 0 | 0 | 0.01 | 0.01
PeakO | 0 | 0 | 0 | 0 | 0 | 0
ST | 0 | 0 | 0 | 0 | 0 | 0
STOG | 0 | 0 | 0 | 0 | 0 | 0
STWD | 0 | 0 | 0 | 0 | 0 | 0
WT | 0 | 0 | 0 | 0 | 0 | 0
IGCC | 0 | 0 | 0 | 0 | 0 | 0
DemandResponse | 0 | 0 | 0 | 0 | 0 | 0
IGCC-CCS | 0 | 0 | 0 | 0 | 0 | 0.01
WT_off | 0 | 0 | 0 | 0 | 0 | 0
PseudoUnit | 0 | 0 | 0 | 0 | 0 | 0
FixedInterchange | 0 | 0 | 0 | 0 | 0 | 0
Emission Cost by Reporting Type: SP15
ReportingType | 2015 | 2020 | 2025 | 2030 | 2035 | 2040
BM | 0 | 0 | 0 | 0 | 0 | 0
CC | 811.94 | 1035.86 | 1665.82 | 3046.8 | 2615.27 | 2641.27
CSP | 0 | 0 | 0 | 0 | 0 | 0
CT | 0 | 0 | 0 | 0 | 0 | 0
Coal | 39.99 | 30.93 | 22.83 | 0.01 | 0.01 | 0.01
Geo | 0 | 0 | 0 | 0 | 0 | 0
H | 0 | 0 | 0 | 0 | 0 | 0
LFG | 0 | 0 | 0 | 0 | 0 | 0
Nuc | 0 | 0 | 0 | 0 | 0 | 0
PS | 0 | 0 | 0 | 0 | 0 | 0
PV | 0 | 0 | 0 | 0 | 0 | 0
PeakG | 0 | 0 | 0 | 0 | 0 | 0.01
PeakO | 0 | 0 | 0 | 0 | 0 | 0
ST | 0 | 0 | 0 | 0 | 0 | 0
STOG | 8.39 | 5.34 | 14.43 | 14.09 | 6.94 | 4.6
STWD | 0 | 0 | 0 | 0 | 0 | 0
WT | 0 | 0 | 0 | 0 | 0 | 0
IGCC | 0 | 0 | 0 | 0 | 0 | 0
DemandResponse | 0 | 0 | 0 | 0 | 0 | 0
IGCC-CCS | 0 | 0 | 0 | 0 | 0.01 | 0.01
WT_off | 0 | 0 | 0 | 0 | 0 | 0
PseudoUnit | 0 | 0 | 0 | 0 | 0 | 0
FixedInterchange | 0 | 0 | 0 | 0 | 0 | 0
Emission Cost by Reporting Type: ALB
ReportingType | 2015 | 2020 | 2025 | 2030 | 2035 | 2040
BM | 0 | 0 | 0 | 0 | 0 | 0
CC | 238.94 | 339.3 | 115.61 | 0.01 | 0.01 | 0.01
CSP | 0 | 0 | 0 | 0 | 0 | 0
CT | 0 | 0 | 0 | 0 | 0 | 0
Coal | 889.02 | 1262.31 | 0.03 | 0.02 | 0.03 | 0.03
Geo | 0 | 0 | 0 | 0 | 0 | 0
H | 0 | 0 | 0 | 0 | 0 | 0
LFG | 0 | 0 | 0 | 0 | 0 | 0
Nuc | 0 | 0 | 0 | 0 | 0 | 0
PS | 0 | 0 | 0 | 0 | 0 | 0
PV | 0 | 0 | 0 | 0 | 0 | 0
PeakG | 0 | 0 | 0 | 0 | 0 | 1.76
PeakO | 0 | 0 | 0 | 0 | 0 | 0
ST | 0 | 0 | 0 | 0 | 0 | 0
STOG | 0 | 0 | 0 | 0 | 0 | 0
STWD | 0 | 0 | 0 | 0 | 0 | 0
WT | 0 | 0 | 0 | 0 | 0 | 0
IGCC | 0 | 0 | 0 | 0 | 0 | 0
DemandResponse | 0 | 0 | 0 | 0 | 0 | 0
IGCC-CCS | 0 | 0 | 0 | 0 | 0 | 0
WT_off | 0 | 0 | 0 | 0 | 0 | 0
PseudoUnit | 0 | 0 | 0 | 0 | 0 | 0
FixedInterchange | 0 | 0 | 0 | 0 | 0 | 0
Emission Cost by Reporting Type: BC
ReportingType | 2015 | 2020 | 2025 | 2030 | 2035 | 2040
BM | 0 | 0 | 0 | 0 | 0 | 0
CC | 15.99 | 22.71 | 0.02 | 0 | 0.01 | 0.01
CSP | 0 | 0 | 0 | 0 | 0 | 0
CT | 0 | 0 | 0 | 0 | 0 | 0
Coal | 0 | 0 | 0 | 0 | 0 | 0
Geo | 0 | 0 | 0 | 0 | 0 | 0
H | 0 | 0 | 0 | 0 | 0 | 0
LFG | 0 | 0 | 0 | 0 | 0 | 0
Nuc | 0 | 0 | 0 | 0 | 0 | 0
PS | 0 | 0 | 0 | 0 | 0 | 0
PV | 0 | 0 | 0 | 0 | 0 | 0
PeakG | 0 | 0 | 0 | 0 | 0 | 0
PeakO | 0 | 0 | 0 | 0 | 0 | 0
ST | 0 | 0 | 0 | 0 | 0 | 0
STOG | 0 | 0 | 0 | 0 | 0 | 0
STWD | 0 | 0 | 0 | 0 | 0 | 0
WT | 0 | 0 | 0 | 0 | 0 | 0
IGCC | 0 | 0 | 0 | 0 | 0 | 0
DemandResponse | 0 | 0 | 0 | 0 | 0 | 0
IGCC-CCS | 0 | 0 | 0 | 0 | 0 | 0
WT_off | 0 | 0 | 0 | 0 | 0 | 0
PseudoUnit | 0 | 0 | 0 | 0 | 0 | 0
FixedInterchange | 0 | 0 | 0 | 0 | 0 | 0
Emission Cost by Reporting Type: HQ_IESO
ReportingType | 2015 | 2020 | 2025 | 2030 | 2035 | 2040
BM | 0 | 0 | 0 | 0 | 0 | 0
CC | 0 | 0 | 0 | 0 | 0 | 0
CSP | 0 | 0 | 0 | 0 | 0 | 0
CT | 0 | 0 | 0 | 0 | 0 | 0
Coal | 0 | 0 | 0 | 0 | 0 | 0
Geo | 0 | 0 | 0 | 0 | 0 | 0
H | 0 | 0 | 0 | 0 | 0 | 0
LFG | 0 | 0 | 0 | 0 | 0 | 0
Nuc | 0 | 0 | 0 | 0 | 0 | 0
PS | 0 | 0 | 0 | 0 | 0 | 0
PV | 0 | 0 | 0 | 0 | 0 | 0
PeakG | 0 | 0 | 0 | 0 | 0 | 0
PeakO | 0 | 0 | 0 | 0 | 0 | 0
ST | 0 | 0 | 0 | 0 | 0 | 0
STOG | 0 | 0 | 0 | 0 | 0 | 0
STWD | 0 | 0 | 0 | 0 | 0 | 0
WT | 0 | 0 | 0 | 0 | 0 | 0
IGCC | 0 | 0 | 0 | 0 | 0 | 0
DemandResponse | 0 | 0 | 0 | 0 | 0 | 0
IGCC-CCS | 0 | 0 | 0 | 0 | 0 | 0
WT_off | 0 | 0 | 0 | 0 | 0 | 0
PseudoUnit | 0 | 0 | 0 | 0 | 0 | 0
FixedInterchange | 0 | 0 | 0 | 0 | 0 | 0
Emission Cost by Reporting Type: HQ_NEISO
ReportingType | 2015 | 2020 | 2025 | 2030 | 2035 | 2040
BM | 0 | 0 | 0 | 0 | 0 | 0
CC | 0 | 0 | 0 | 0 | 0 | 0
CSP | 0 | 0 | 0 | 0 | 0 | 0
CT | 0 | 0 | 0 | 0 | 0 | 0
Coal | 0 | 0 | 0 | 0 | 0 | 0
Geo | 0 | 0 | 0 | 0 | 0 | 0
H | 0 | 0 | 0 | 0 | 0 | 0
LFG | 0 | 0 | 0 | 0 | 0 | 0
Nuc | 0 | 0 | 0 | 0 | 0 | 0
PS | 0 | 0 | 0 | 0 | 0 | 0
PV | 0 | 0 | 0 | 0 | 0 | 0
PeakG | 0 | 0 | 0 | 0 | 0 | 0
PeakO | 0 | 0 | 0 | 0 | 0 | 0
ST | 0 | 0 | 0 | 0 | 0 | 0
STOG | 0 | 0 | 0 | 0 | 0 | 0
STWD | 0 | 0 | 0 | 0 | 0 | 0
WT | 0 | 0 | 0 | 0 | 0 | 0
IGCC | 0 | 0 | 0 | 0 | 0 | 0
DemandResponse | 0 | 0 | 0 | 0 | 0 | 0
IGCC-CCS | 0 | 0 | 0 | 0 | 0 | 0
WT_off | 0 | 0 | 0 | 0 | 0 | 0
PseudoUnit | 0 | 0 | 0 | 0 | 0 | 0
FixedInterchange | 0 | 0 | 0 | 0 | 0 | 0
Emission Cost by Reporting Type: HQ_NY
ReportingType | 2015 | 2020 | 2025 | 2030 | 2035 | 2040
BM | 0 | 0 | 0 | 0 | 0 | 0
CC | 0 | 0 | 0 | 0 | 0 | 0
CSP | 0 | 0 | 0 | 0 | 0 | 0
CT | 0 | 0 | 0 | 0 | 0 | 0
Coal | 0 | 0 | 0 | 0 | 0 | 0
Geo | 0 | 0 | 0 | 0 | 0 | 0
H | 0 | 0 | 0 | 0 | 0 | 0
LFG | 0 | 0 | 0 | 0 | 0 | 0
Nuc | 0 | 0 | 0 | 0 | 0 | 0
PS | 0 | 0 | 0 | 0 | 0 | 0
PV | 0 | 0 | 0 | 0 | 0 | 0
PeakG | 0 | 0 | 0 | 0 | 0 | 0
PeakO | 0 | 0 | 0 | 0 | 0 | 0
ST | 0 | 0 | 0 | 0 | 0 | 0
STOG | 0 | 0 | 0 | 0 | 0 | 0
STWD | 0 | 0 | 0 | 0 | 0 | 0
WT | 0 | 0 | 0 | 0 | 0 | 0
IGCC | 0 | 0 | 0 | 0 | 0 | 0
DemandResponse | 0 | 0 | 0 | 0 | 0 | 0
IGCC-CCS | 0 | 0 | 0 | 0 | 0 | 0
WT_off | 0 | 0 | 0 | 0 | 0 | 0
PseudoUnit | 0 | 0 | 0 | 0 | 0 | 0
FixedInterchange | 0 | 0 | 0 | 0 | 0 | 0
Emission Cost by Reporting Type: MARITIMES
ReportingType | 2015 | 2020 | 2025 | 2030 | 2035 | 2040
BM | 0 | 0 | 0 | 0 | 0 | 0
CC | 0 | 0 | 0 | 0 | 0 | 0
CSP | 0 | 0 | 0 | 0 | 0 | 0
CT | 0 | 0 | 0 | 0 | 0 | 0
Coal | 0 | 0 | 0 | 0 | 0 | 0
Geo | 0 | 0 | 0 | 0 | 0 | 0
H | 0 | 0 | 0 | 0 | 0 | 0
LFG | 0 | 0 | 0 | 0 | 0 | 0
Nuc | 0 | 0 | 0 | 0 | 0 | 0
PS | 0 | 0 | 0 | 0 | 0 | 0
PV | 0 | 0 | 0 | 0 | 0 | 0
PeakG | 0 | 0 | 0 | 0 | 0 | 0
PeakO | 0 | 0 | 0 | 0 | 0 | 0
ST | 0 | 0 | 0 | 0 | 0 | 0
STOG | 0 | 0 | 0 | 0 | 0 | 0
STWD | 0 | 0 | 0 | 0 | 0 | 0
WT | 0 | 0 | 0 | 0 | 0 | 0
IGCC | 0 | 0 | 0 | 0 | 0 | 0
DemandResponse | 0 | 0 | 0 | 0 | 0 | 0
IGCC-CCS | 0 | 0 | 0 | 0 | 0 | 0
WT_off | 0 | 0 | 0 | 0 | 0 | 0
PseudoUnit | 0 | 0 | 0 | 0 | 0 | 0
FixedInterchange | 0 | 0 | 0 | 0 | 0 | 0
Emission Cost by Reporting Type: All
ReportingType | 2015 | 2020 | 2025 | 2030 | 2035 | 2040
BM | 0 | 0 | 0 | 0 | 0 | 0
CC | 15397.03 | 24619.36 | 38440.07 | 59755.99 | 57821.43 | 37707.43
CSP | 0 | 0 | 0 | 0 | 0 | 0
CT | 8.15 | 17.5 | 35.34 | 27.06 | 0.5 | 0.13
Coal | 28153.69 | 17601.72 | 2516.73 | 627.04 | 2207.25 | 3194.4
Geo | 0 | 0 | 0 | 0 | 0 | 0
H | 0 | 0 | 0 | 0 | 0 | 0
LFG | 0 | 0 | 0 | 0 | 0 | 0
Nuc | 0 | 0 | 0 | 0 | 0 | 0
PS | 0 | 0 | 0 | 0 | 0 | 0
PV | 0 | 0 | 0 | 0 | 0 | 0
PeakG | 46.93 | 84.56 | 150.54 | 267.38 | 250.81 | 192.97
PeakO | 0 | 0.01 | 0.01 | 0.03 | 0.05 | 0.08
ST | 0 | 0 | 0 | 0 | 0 | 0
STOG | 130.4 | 165.62 | 193.32 | 299.99 | 207.66 | 129.83
STWD | 0 | 0 | 0 | 0 | 0 | 0
WT | 0 | 0 | 0 | 0 | 0 | 0
IGCC | 100.97 | 143.42 | 34.13 | 0.15 | 0.18 | 0.22
DemandResponse | 0 | 0 | 0 | 0 | 0 | 0
IGCC-CCS | 0 | 0.01 | 0.01 | 0.04 | 0.14 | 0.2
WT_off | 0 | 0 | 0 | 0 | 0 | 0
PseudoUnit | 0 | 0 | 0 | 0 | 0 | 0
FixedInterchange | 0 | 0 | 0 | 0 | 0 | 0
Emission Cost by Reporting Type: EI_US
ReportingType | 2015 | 2020 | 2025 | 2030 | 2035 | 2040
BM | 0 | 0 | 0 | 0 | 0 | 0
CC | 10304.59 | 17353.75 | 27046.9 | 41840.5 | 43979.02 | 24051.67
CSP | 0 | 0 | 0 | 0 | 0 | 0
CT | 8.14 | 17.45 | 35.27 | 26.39 | 0.48 | 0.11
Coal | 22025.11 | 10656.4 | 1591.6 | 460.02 | 1821.45 | 2691.24
Geo | 0 | 0 | 0 | 0 | 0 | 0
H | 0 | 0 | 0 | 0 | 0 | 0
LFG | 0 | 0 | 0 | 0 | 0 | 0
Nuc | 0 | 0 | 0 | 0 | 0 | 0
PS | 0 | 0 | 0 | 0 | 0 | 0
PV | 0 | 0 | 0 | 0 | 0 | 0
PeakG | 46.86 | 84.4 | 150.53 | 263.93 | 244.27 | 182.08
PeakO | 0 | 0 | 0.01 | 0.02 | 0.04 | 0.06
ST | 0 | 0 | 0 | 0 | 0 | 0
STOG | 87.47 | 84.34 | 140.16 | 232.53 | 200.69 | 125.21
STWD | 0 | 0 | 0 | 0 | 0 | 0
WT | 0 | 0 | 0 | 0 | 0 | 0
IGCC | 100.97 | 143.42 | 34.12 | 0.14 | 0.17 | 0.21
DemandResponse | 0 | 0 | 0 | 0 | 0 | 0
IGCC-CCS | 0 | 0 | 0.01 | 0.03 | 0.11 | 0.16
WT_off | 0 | 0 | 0 | 0 | 0 | 0
PseudoUnit | 0 | 0 | 0 | 0 | 0 | 0
FixedInterchange | 0 | 0 | 0 | 0 | 0 | 0
Emission Cost by Reporting Type: EI_Canada
ReportingType | 2015 | 2020 | 2025 | 2030 | 2035 | 2040
BM | 0 | 0 | 0 | 0 | 0 | 0
CC | 27.6 | 10.73 | 1.91 | 0.01 | 0.01 | 0.01
CSP | 0 | 0 | 0 | 0 | 0 | 0
CT | 0 | 0 | 0 | 0 | 0 | 0
Coal | 0.01 | 0.01 | 0.01 | 0.01 | 0.01 | 0.02
Geo | 0 | 0 | 0 | 0 | 0 | 0
H | 0 | 0 | 0 | 0 | 0 | 0
LFG | 0 | 0 | 0 | 0 | 0 | 0
Nuc | 0 | 0 | 0 | 0 | 0 | 0
PS | 0 | 0 | 0 | 0 | 0 | 0
PV | 0 | 0 | 0 | 0 | 0 | 0
PeakG | 0.07 | 0 | 0 | 0 | 0 | 0
PeakO | 0 | 0 | 0 | 0 | 0 | 0
ST | 0 | 0 | 0 | 0 | 0 | 0
STOG | 0 | 0 | 0 | 0 | 0 | 0
STWD | 0 | 0 | 0 | 0 | 0 | 0
WT | 0 | 0 | 0 | 0 | 0 | 0
IGCC | 0 | 0 | 0 | 0 | 0 | 0
DemandResponse | 0 | 0 | 0 | 0 | 0 | 0
IGCC-CCS | 0 | 0 | 0 | 0 | 0 | 0
WT_off | 0 | 0 | 0 | 0 | 0 | 0
PseudoUnit | 0 | 0 | 0 | 0 | 0 | 0
FixedInterchange | 0 | 0 | 0 | 0 | 0 | 0
Emission Cost by Reporting Type: EI
ReportingType | 2015 | 2020 | 2025 | 2030 | 2035 | 2040
BM | 0 | 0 | 0 | 0 | 0 | 0
CC | 10332.19 | 17364.48 | 27048.81 | 41840.51 | 43979.04 | 24051.68
CSP | 0 | 0 | 0 | 0 | 0 | 0
CT | 8.15 | 17.45 | 35.28 | 26.39 | 0.48 | 0.11
Coal | 22025.12 | 10656.4 | 1591.6 | 460.03 | 1821.47 | 2691.25
Geo | 0 | 0 | 0 | 0 | 0 | 0
H | 0 | 0 | 0 | 0 | 0 | 0
LFG | 0 | 0 | 0 | 0 | 0 | 0
Nuc | 0 | 0 | 0 | 0 | 0 | 0
PS | 0 | 0 | 0 | 0 | 0 | 0
PV | 0 | 0 | 0 | 0 | 0 | 0
PeakG | 46.93 | 84.4 | 150.53 | 263.94 | 244.27 | 182.08
PeakO | 0 | 0.01 | 0.01 | 0.02 | 0.04 | 0.06
ST | 0 | 0 | 0 | 0 | 0 | 0
STOG | 87.47 | 84.34 | 140.16 | 232.53 | 200.7 | 125.21
STWD | 0 | 0 | 0 | 0 | 0 | 0
WT | 0 | 0 | 0 | 0 | 0 | 0
IGCC | 100.97 | 143.42 | 34.12 | 0.14 | 0.17 | 0.21
DemandResponse | 0 | 0 | 0 | 0 | 0 | 0
IGCC-CCS | 0 | 0 | 0.01 | 0.03 | 0.11 | 0.16
WT_off | 0 | 0 | 0 | 0 | 0 | 0
PseudoUnit | 0 | 0 | 0 | 0 | 0 | 0
FixedInterchange | 0 | 0 | 0 | 0 | 0 | 0
Emission Cost by Reporting Type: Outside_EI
ReportingType | 2015 | 2020 | 2025 | 2030 | 2035 | 2040
BM | 0 | 0 | 0 | 0 | 0 | 0
CC | 5064.84 | 7254.88 | 11391.26 | 17915.48 | 13842.39 | 13655.75
CSP | 0 | 0 | 0 | 0 | 0 | 0
CT | 0 | 0.05 | 0.06 | 0.67 | 0.01 | 0.02
Coal | 6128.56 | 6945.31 | 925.13 | 167.01 | 385.78 | 503.14
Geo | 0 | 0 | 0 | 0 | 0 | 0
H | 0 | 0 | 0 | 0 | 0 | 0
LFG | 0 | 0 | 0 | 0 | 0 | 0
Nuc | 0 | 0 | 0 | 0 | 0 | 0
PS | 0 | 0 | 0 | 0 | 0 | 0
PV | 0 | 0 | 0 | 0 | 0 | 0
PeakG | 0 | 0.16 | 0.01 | 3.44 | 6.54 | 10.89
PeakO | 0 | 0 | 0 | 0 | 0.01 | 0.01
ST | 0 | 0 | 0 | 0 | 0 | 0
STOG | 42.93 | 81.27 | 53.16 | 67.47 | 6.96 | 4.62
STWD | 0 | 0 | 0 | 0 | 0 | 0
WT | 0 | 0 | 0 | 0 | 0 | 0
IGCC | 0 | 0 | 0.01 | 0.01 | 0.01 | 0.01
DemandResponse | 0 | 0 | 0 | 0 | 0 | 0
IGCC-CCS | 0 | 0 | 0 | 0.01 | 0.03 | 0.04
WT_off | 0 | 0 | 0 | 0 | 0 | 0
PseudoUnit | 0 | 0 | 0 | 0 | 0 | 0
FixedInterchange | 0 | 0 | 0 | 0 | 0 | 0
#8 | 0.04: Base VOM Costs ($million)
Base VOM Costs by Reporting Type: Entergy
ReportingType | 2015 | 2020 | 2025 | 2030 | 2035 | 2040
BM | 0 | 0 | 0 | 0 | 0 | 274.4
CC | 190.21 | 257.42 | 190.18 | 163.86 | 68.85 | 46.63
CSP | 0 | 0 | 0 | 0 | 0 | 0
CT | 0 | 0 | 0 | 0 | 0 | 0
Coal | 232.44 | 27.35 | 2.18 | 0 | 0 | 0
Geo | 0 | 0 | 0 | 0 | 0 | 0
H | 0 | 0 | 0 | 0 | 0.04 | 0.04
LFG | 0 | 0 | 0.01 | 0.01 | 0.01 | 0.01
Nuc | 100.26 | 100.26 | 100.26 | 100.26 | 84.69 | 66.26
PS | 0 | 0 | 0 | 0 | 0 | 0
PV | 0 | 0 | 0 | 0 | 0 | 0
PeakG | 0 | 0 | 0 | 0 | 0 | 0
PeakO | 0 | 0 | 0 | 0 | 0 | 0
ST | 0 | 0 | 0 | 0 | 0 | 0
STOG | 1.01 | 0.85 | 1.26 | 0 | 0 | 0
STWD | 0.09 | 0.18 | 0.19 | 1.08 | 3.43 | 2.66
WT | 0 | 0 | 0 | 0.01 | 0.07 | 0.07
IGCC | 0 | 0 | 0 | 0 | 0 | 0
DemandResponse | 0 | 0 | 0 | 0 | 0 | 0
IGCC-CCS | 0 | 0 | 0 | 0 | 0 | 0
WT_off | 0 | 0 | 0 | 0 | 0 | 0
PseudoUnit | 0 | 0 | 0 | 0 | 0 | 0
FixedInterchange | 0 | 0 | 0 | 0 | 0 | 0
Base VOM Costs by Reporting Type: FRCC
ReportingType | 2015 | 2020 | 2025 | 2030 | 2035 | 2040
BM | 0 | 0 | 0 | 0 | 0.01 | 52.08
CC | 564.23 | 583.1 | 576.71 | 303.44 | 160.26 | 93.2
CSP | 0 | 0 | 0 | 0 | 0 | 0
CT | 4.96 | 7.49 | 9.38 | 3.14 | 0 | 0
Coal | 66.33 | 24.55 | 3.94 | 4.08 | 12.51 | 14.58
Geo | 0 | 0 | 0 | 0 | 0 | 0
H | 0 | 0 | 0 | 0 | 0 | 0
LFG | 0.04 | 0.04 | 0.06 | 0.06 | 0.06 | 0.06
Nuc | 76.4 | 76.4 | 116.71 | 338.31 | 408.61 | 435.01
PS | 0 | 0 | 0 | 0 | 0 | 0
PV | 0 | 0 | 0 | 0 | 0 | 0
PeakG | 3.22 | 5.1 | 5.02 | 0.2 | 0.31 | 0.24
PeakO | 0 | 0 | 0 | 0 | 0 | 0
ST | 0 | 0 | 0 | 0 | 0 | 0
STOG | 0 | 0 | 0 | 0 | 0 | 0
STWD | 0.31 | 0.52 | 3.24 | 3.24 | 3.24 | 2
WT | 0 | 0 | 0 | 0 | 0 | 0
IGCC | 0 | 0 | 0 | 0 | 0 | 0
DemandResponse | 0 | 0 | 0 | 0 | 0 | 0
IGCC-CCS | 0 | 0 | 0 | 0 | 0 | 0
WT_off | 0 | 0 | 0 | 0 | 0 | 0
PseudoUnit | 0 | 0 | 0 | 0 | 0 | 0
FixedInterchange | 0 | 0 | 0 | 0 | 0 | 0
Base VOM Costs by Reporting Type: MAPP_US
ReportingType | 2015 | 2020 | 2025 | 2030 | 2035 | 2040
BM | 0 | 0 | 0 | 0 | 0 | 0
CC | 3.52 | 0.49 | 0.46 | 0.27 | 0.27 | 0.16
CSP | 0 | 0 | 0 | 0 | 0 | 0
CT | 0 | 0 | 0 | 0 | 0 | 0
Coal | 42.33 | 16.02 | 0.48 | 0 | 0 | 0
Geo | 0 | 0 | 0 | 0 | 0 | 0
H | 0 | 0 | 0 | 0 | 0 | 0
LFG | 0 | 0 | 0 | 0.01 | 0.01 | 0.01
Nuc | 0 | 0 | 0 | 0 | 0 | 0
PS | 0 | 0 | 0 | 0 | 0 | 0
PV | 0 | 0 | 0 | 0 | 0 | 0
PeakG | 0.63 | 0.57 | 0.13 | 0.27 | 0.27 | 0.31
PeakO | 0 | 0 | 0 | 0 | 0 | 0
ST | 0 | 0 | 0 | 0 | 0 | 0
STOG | 0 | 0 | 0 | 0 | 0 | 0
STWD | 0 | 0 | 0 | 0 | 0 | 0
WT | 0.07 | 0.22 | 0.27 | 0.27 | 0.27 | 0.27
IGCC | 0 | 0 | 0 | 0 | 0 | 0
DemandResponse | 0 | 0 | 0 | 0 | 0 | 0
IGCC-CCS | 0 | 0 | 0 | 0 | 0 | 0
WT_off | 0 | 0 | 0 | 0 | 0 | 0
PseudoUnit | 0 | 0 | 0 | 0 | 0 | 0
FixedInterchange | 0 | 0 | 0 | 0 | 0 | 0
Base VOM Costs by Reporting Type: MISO_IN
ReportingType | 2015 | 2020 | 2025 | 2030 | 2035 | 2040
BM | 0 | 0 | 0 | 0 | 0 | 0.01
CC | 19.24 | 438.66 | 440.41 | 254.96 | 139.42 | 70.43
CSP | 0 | 0 | 0 | 0 | 0 | 0
CT | 0 | 0 | 0 | 0 | 0 | 0
Coal | 241.79 | 146.86 | 16.31 | 10.94 | 41.69 | 43.35
Geo | 0 | 0 | 0 | 0 | 0 | 0
H | 0 | 0 | 0 | 0 | 0 | 0
LFG | 0 | 0 | 0.01 | 0.01 | 0.01 | 0.01
Nuc | 0 | 0 | 0 | 0 | 0 | 0
PS | 0 | 0 | 0 | 0 | 0 | 0
PV | 0 | 0 | 0.01 | 0.01 | 0.01 | 0.01
PeakG | 0 | 0 | 0 | 0 | 0 | 0
PeakO | 0 | 0 | 0 | 0 | 0 | 0
ST | 0 | 0 | 0 | 0 | 0 | 0
STOG | 0.07 | 0.07 | 0.07 | 0 | 0 | 0
STWD | 0 | 0 | 0 | 0 | 0 | 0
WT | 0.02 | 0.02 | 0.02 | 1.17 | 1.17 | 1.17
IGCC | 30.43 | 30.43 | 4.41 | 0 | 0 | 0
DemandResponse | 0 | 0 | 0 | 0 | 0 | 0
IGCC-CCS | 0 | 0 | 0 | 0 | 0 | 0
WT_off | 0 | 0 | 0 | 0 | 0 | 0
PseudoUnit | 0 | 0 | 0 | 0 | 0 | 0
FixedInterchange | 0 | 0 | 0 | 0 | 0 | 0
Base VOM Costs by Reporting Type: MISO_MI
ReportingType | 2015 | 2020 | 2025 | 2030 | 2035 | 2040
BM | 0 | 0 | 0 | 0 | 0 | 68.79
CC | 70.34 | 63.55 | 61.1 | 36.8 | 37.62 | 7.9
CSP | 0 | 0 | 0 | 0 | 0 | 0
CT | 0 | 0 | 0 | 0 | 0 | 0
Coal | 110.45 | 0.05 | 0.03 | 0.02 | 0.02 | 0.02
Geo | 0 | 0 | 0 | 0 | 0 | 0
H | 0 | 0 | 0 | 0 | 0 | 0
LFG | 0.01 | 0.01 | 0.03 | 0.03 | 0.03 | 0.03
Nuc | 34.93 | 34.93 | 34.93 | 34.93 | 24.12 | 38.03
PS | 0 | 0 | 0 | 0 | 0 | 0
PV | 0 | 0 | 0 | 0 | 0 | 0
PeakG | 0.25 | 0 | 0 | 0 | 0 | 0
PeakO | 0 | 0 | 0 | 0 | 0 | 0
ST | 0 | 0 | 0 | 0 | 0 | 0
STOG | 0.67 | 0.36 | 0.2 | 0 | 0 | 0
STWD | 2.71 | 1.71 | 0.26 | 1.05 | 2.71 | 2.71
WT | 0.06 | 0.07 | 0.07 | 0.07 | 0.07 | 0.07
IGCC | 0 | 0 | 0 | 0 | 0 | 0
DemandResponse | 0 | 0 | 0 | 0 | 0 | 0
IGCC-CCS | 0 | 0 | 0 | 0 | 0 | 0
WT_off | 0 | 0 | 0 | 0 | 0 | 0
PseudoUnit | 0 | 0 | 0 | 0 | 0 | 0
FixedInterchange | 0 | 0 | 0 | 0 | 0 | 0
Base VOM Costs by Reporting Type: MISO_MO-IL
ReportingType | 2015 | 2020 | 2025 | 2030 | 2035 | 2040
BM | 0 | 0 | 0 | 0 | 0 | 0
CC | 10.46 | 8.92 | 7.49 | 2.3 | 1.44 | 0.81
CSP | 0 | 0 | 0 | 0 | 0 | 0
CT | 0 | 0 | 0 | 0 | 0 | 0
Coal | 294.34 | 98.67 | 12.21 | 2.53 | 7.4 | 7.4
Geo | 0 | 0 | 0 | 0 | 0 | 0
H | 0 | 0.02 | 0.02 | 0.02 | 0.02 | 0.02
LFG | 0 | 0 | 0.02 | 0.02 | 0.02 | 0.02
Nuc | 41.29 | 41.29 | 41.29 | 41.29 | 41.29 | 41.29
PS | 0 | 0 | 0 | 0 | 0 | 0
PV | 0 | 0 | 0 | 0 | 0 | 0
PeakG | 1.17 | 3.2 | 0.07 | 0.1 | 0 | 0
PeakO | 0 | 0 | 0 | 0 | 0 | 0
ST | 0 | 0 | 0 | 0 | 0 | 0
STOG | 0.04 | 0 | 0 | 0 | 0 | 0
STWD | 0 | 0 | 0 | 0 | 0 | 0
WT | 0.02 | 0.02 | 0.21 | 0.43 | 0.43 | 0.43
IGCC | 0 | 0 | 0 | 0 | 0 | 0
DemandResponse | 0 | 0 | 0 | 0 | 0 | 0
IGCC-CCS | 0 | 0 | 0 | 0 | 0 | 0
WT_off | 0 | 0 | 0 | 0 | 0 | 0
PseudoUnit | 0 | 0 | 0 | 0 | 0 | 0
FixedInterchange | 0 | 0 | 0 | 0 | 0 | 0
Base VOM Costs by Reporting Type: MISO_W
ReportingType | 2015 | 2020 | 2025 | 2030 | 2035 | 2040
BM | 0 | 0 | 0 | 0 | 0 | 0
CC | 26.27 | 23.33 | 7.47 | 4.68 | 4.48 | 2.45
CSP | 0 | 0 | 0 | 0 | 0 | 0
CT | 0 | 0 | 0 | 0 | 0 | 0
Coal | 279.33 | 118.95 | 13.1 | 6.94 | 9.7 | 9.7
Geo | 0 | 0 | 0 | 0 | 0 | 0
H | 0 | 0 | 0 | 0 | 0 | 0
LFG | 0.02 | 0.02 | 0.02 | 0.02 | 0.02 | 0.02
Nuc | 43.67 | 43.67 | 43.67 | 43.67 | 0 | 0
PS | 0 | 0 | 0 | 0 | 0 | 0
PV | 0 | 0 | 0 | 0 | 0 | 0
PeakG | 2.19 | 0.19 | 0 | 0 | 0 | 0
PeakO | 0 | 0 | 0 | 0 | 0 | 0
ST | 0 | 0 | 0 | 0 | 0 | 0
STOG | 0 | 0 | 0 | 0 | 0 | 0
STWD | 0.16 | 0.29 | 0.47 | 0.74 | 5.21 | 3.2
WT | 0.32 | 0.32 | 1.98 | 2.4 | 2.4 | 2.52
IGCC | 0 | 0 | 0 | 0 | 0 | 0
DemandResponse | 0 | 0 | 0 | 0 | 0 | 0
IGCC-CCS | 0 | 0 | 0 | 0 | 0 | 0
WT_off | 0 | 0 | 0 | 0 | 0 | 0
PseudoUnit | 0 | 0 | 0 | 0 | 0 | 0
FixedInterchange | 0 | 0 | 0 | 0 | 0 | 0
Base VOM Costs by Reporting Type: MISO_WUMS
ReportingType | 2015 | 2020 | 2025 | 2030 | 2035 | 2040
BM | 0 | 0 | 0 | 0 | 0 | 22.54
CC | 197.58 | 213.68 | 181.57 | 123.72 | 99.12 | 27.98
CSP | 0 | 0 | 0 | 0 | 0 | 0
CT | 0 | 0 | 0 | 0 | 0 | 0
Coal | 46.97 | 9.96 | 4.27 | 2.9 | 9.96 | 13.08
Geo | 0 | 0 | 0 | 0 | 0 | 0
H | 0 | 0 | 0 | 0 | 0 | 0
LFG | 0.01 | 0.01 | 0.01 | 0.03 | 0.03 | 0.03
Nuc | 33.6 | 33.6 | 33.6 | 33.6 | 0 | 0
PS | 0 | 0 | 0 | 0 | 0 | 0
PV | 0 | 0 | 0 | 0 | 0 | 0
PeakG | 0 | 0 | 0 | 0 | 0 | 0
PeakO | 0 | 0 | 0 | 0 | 0 | 0
ST | 0 | 0 | 0 | 0 | 0 | 0
STOG | 0 | 0 | 0 | 0 | 0 | 0
STWD | 0.1 | 0.09 | 0.09 | 0.25 | 1.75 | 1.36
WT | 0.05 | 0.05 | 0.05 | 0.23 | 0.23 | 0.23
IGCC | 0 | 0 | 0 | 0 | 0 | 0
DemandResponse | 0 | 0 | 0 | 0 | 0 | 0
IGCC-CCS | 0 | 0 | 0 | 0 | 0 | 0
WT_off | 0 | 0 | 0 | 0 | 0 | 0
PseudoUnit | 0 | 0 | 0 | 0 | 0 | 0
FixedInterchange | 0 | 0 | 0 | 0 | 0 | 0
Base VOM Costs by Reporting Type: Nebraska
ReportingType | 2015 | 2020 | 2025 | 2030 | 2035 | 2040
BM | 0 | 0 | 0 | 0 | 0 | 0
CC | 1.77 | 0.57 | 0.57 | 0.33 | 0.17 | 0.09
CSP | 0 | 0 | 0 | 0 | 0 | 0
CT | 0 | 0 | 0 | 0 | 0 | 0
Coal | 117.38 | 13.66 | 4.84 | 3.79 | 2.8 | 2.85
Geo | 0 | 0 | 0 | 0 | 0 | 0
H | 0 | 0 | 0 | 0 | 0 | 0
LFG | 0 | 0 | 0 | 0.01 | 0.01 | 0.01
Nuc | 23.15 | 23.15 | 23.15 | 23.15 | 0 | 0
PS | 0 | 0 | 0 | 0 | 0 | 0
PV | 0 | 0 | 0 | 0 | 0 | 0
PeakG | 0.61 | 0 | 0 | 0 | 0 | 0
PeakO | 0 | 0 | 0 | 0 | 0 | 0
ST | 0 | 0 | 0 | 0 | 0 | 0
STOG | 0.01 | 0 | 0 | 0 | 0 | 0
STWD | 0 | 0 | 0 | 0 | 0 | 0
WT | 0.01 | 0.63 | 0.63 | 0.63 | 0.83 | 0.78
IGCC | 0 | 0 | 0 | 0 | 0 | 0
DemandResponse | 0 | 0 | 0 | 0 | 0 | 0
IGCC-CCS | 0 | 0 | 0 | 0 | 0 | 0
WT_off | 0 | 0 | 0 | 0 | 0 | 0
PseudoUnit | 0 | 0 | 0 | 0 | 0 | 0
FixedInterchange | 0 | 0 | 0 | 0 | 0 | 0
Base VOM Costs by Reporting Type: NEISO
ReportingType | 2015 | 2020 | 2025 | 2030 | 2035 | 2040
BM | 9.41 | 5.97 | 2.17 | 9.41 | 9.41 | 9.41
CC | 122.54 | 88.48 | 77.79 | 59.53 | 18.04 | 9.54
CSP | 0 | 0 | 0 | 0 | 0 | 0
CT | 0.01 | 0.11 | 0.07 | 0 | 0 | 0
Coal | 0.24 | 0 | 0 | 0 | 0 | 0
Geo | 0 | 0 | 0 | 0 | 0 | 0
H | 0 | 0 | 0 | 0 | 0 | 0
LFG | 0.05 | 0.05 | 0.05 | 0.06 | 0.06 | 0.06
Nuc | 85.9 | 85.9 | 85.9 | 85.9 | 62.06 | 45.84
PS | 0 | 0 | 0 | 0 | 0 | 0
PV | 0 | 0.01 | 0.01 | 0.01 | 0.01 | 0.01
PeakG | 0.12 | 0.3 | 0.78 | 0.78 | 0 | 0.17
PeakO | 0 | 0 | 0 | 0 | 0 | 0
ST | 0 | 0 | 0 | 0 | 0 | 0
STOG | 0 | 0 | 0 | 0 | 0 | 0
STWD | 10.15 | 3.13 | 0.48 | 3.83 | 8.33 | 8.54
WT | 0.01 | 0.09 | 0.17 | 0.17 | 0.55 | 0.55
IGCC | 0 | 0 | 0 | 0 | 0 | 0
DemandResponse | 0 | 0 | 0 | 0 | 0 | 0
IGCC-CCS | 0 | 0 | 0 | 0 | 0 | 0
WT_off | 0.02 | 0.02 | 0.02 | 0.02 | 0.02 | 0.02
PseudoUnit | 0 | 0 | 0 | 0 | 0 | 0
FixedInterchange | 0 | 0 | 0 | 0 | 0 | 0
Base VOM Costs by Reporting Type: NonRTO_Midwest
ReportingType | 2015 | 2020 | 2025 | 2030 | 2035 | 2040
BM | 0 | 0 | 0 | 0 | 11.01 | 179.95
CC | 74.48 | 136.35 | 136.35 | 136.35 | 113.64 | 10.08
CSP | 0 | 0 | 0 | 0 | 0 | 0
CT | 0 | 0 | 0 | 0 | 0 | 0
Coal | 146.1 | 88.47 | 16.32 | 10.25 | 25.16 | 25.16
Geo | 0 | 0 | 0 | 0 | 0 | 0
H | 0 | 0 | 0.04 | 0.04 | 0.04 | 0.04
LFG | 0 | 0 | 0.01 | 0.01 | 0.01 | 0.01
Nuc | 0 | 0 | 0 | 0 | 19.14 | 19.14
PS | 0 | 0 | 0 | 0 | 0 | 0
PV | 0 | 0 | 0 | 0 | 0 | 0
PeakG | 1.2 | 0.54 | 1.25 | 0.03 | 0 | 0
PeakO | 0 | 0 | 0 | 0 | 0 | 0
ST | 0 | 0 | 0 | 0 | 0 | 0
STOG | 0 | 0 | 0 | 0 | 0 | 0
STWD | 0 | 0 | 0 | 0 | 0 | 0
WT | 0 | 0 | 0 | 0 | 0 | 0
IGCC | 0 | 0 | 0 | 0 | 0 | 0
DemandResponse | 0 | 0 | 0 | 0 | 0 | 0
IGCC-CCS | 0 | 0 | 0 | 0 | 0 | 0
WT_off | 0 | 0 | 0 | 0 | 0 | 0
PseudoUnit | 0 | 0 | 0 | 0 | 0 | 0
FixedInterchange | 0 | 0 | 0 | 0 | 0 | 0
Base VOM Costs by Reporting Type: NYISO_A-F
ReportingType | 2015 | 2020 | 2025 | 2030 | 2035 | 2040
BM | 0 | 0 | 0 | 0 | 0 | 0
CC | 23.03 | 27.87 | 27.84 | 18.39 | 1.64 | 0.21
CSP | 0 | 0 | 0 | 0 | 0 | 0
CT | 0 | 0 | 0 | 0 | 0 | 0
Coal | 0.01 | 0 | 0 | 0 | 0 | 0
Geo | 0 | 0 | 0 | 0 | 0 | 0
H | 0 | 0 | 0 | 0 | 0 | 0
LFG | 0.02 | 0.02 | 0.02 | 0.02 | 0.02 | 0.02
Nuc | 62.23 | 62.23 | 62.23 | 50.74 | 40 | 24.25
PS | 0 | 0 | 0 | 0 | 0 | 0
PV | 0 | 0 | 0 | 0 | 0 | 0
PeakG | 0.02 | 0.05 | 0 | 0.04 | 0 | 0
PeakO | 0 | 0 | 0 | 0 | 0 | 0
ST | 0 | 0 | 0 | 0 | 0 | 0
STOG | 0 | 0 | 0 | 0 | 0 | 0
STWD | 0 | 0.04 | 0.04 | 0.21 | 0.87 | 1.11
WT | 0.11 | 0.13 | 0.13 | 0.4 | 0.4 | 0.4
IGCC | 0 | 0 | 0 | 0 | 0 | 0
DemandResponse | 0 | 0 | 0 | 0 | 0 | 0
IGCC-CCS | 0 | 0 | 0 | 0 | 0 | 0
WT_off | 0 | 0 | 0 | 0 | 0 | 0
PseudoUnit | 0 | 0 | 0 | 0 | 0 | 0
FixedInterchange | 0 | 0 | 0 | 0 | 0 | 0
Base VOM Costs by Reporting Type: NYISO_G-I
ReportingType | 2015 | 2020 | 2025 | 2030 | 2035 | 2040
BM | 0 | 0 | 0 | 0 | 22.93 | 22.94
CC | 7.14 | 17.46 | 18.15 | 7.82 | 5.04 | 2.8
CSP | 0 | 0 | 0 | 0 | 0 | 0
CT | 0 | 0 | 0 | 0 | 0 | 0
Coal | 0 | 0 | 0 | 0 | 0 | 0
Geo | 0 | 0 | 0 | 0 | 0 | 0
H | 0 | 0 | 0 | 0 | 0 | 0
LFG | 0.01 | 0.01 | 0.01 | 0.01 | 0.01 | 0.01
Nuc | 37.82 | 37.82 | 37.82 | 37.82 | 19.07 | 39.43
PS | 0 | 0 | 0 | 0 | 0 | 0
PV | 0 | 0 | 0 | 0 | 0 | 0
PeakG | 0 | 0 | 0 | 0 | 0 | 0
PeakO | 0 | 0 | 0 | 0 | 0 | 0
ST | 0 | 0 | 0 | 0 | 0 | 0
STOG | 0 | 0 | 0 | 0 | 0 | 0
STWD | 0 | 0 | 0 | 0 | 0 | 0
WT | 0 | 0 | 0 | 0.01 | 0.01 | 0.01
IGCC | 0 | 0 | 0 | 0 | 0 | 0
DemandResponse | 0 | 0 | 0 | 0 | 0 | 0
IGCC-CCS | 0 | 0 | 0 | 0 | 0 | 0
WT_off | 0 | 0 | 0 | 0 | 0 | 0
PseudoUnit | 0 | 0 | 0 | 0 | 0 | 0
FixedInterchange | 0 | 0 | 0 | 0 | 0 | 0
Base VOM Costs by Reporting Type: NYISO_J-K
ReportingType | 2015 | 2020 | 2025 | 2030 | 2035 | 2040
BM | 0 | 0 | 0 | 0 | 0 | 0
CC | 63.66 | 67.58 | 67.8 | 49.03 | 37.8 | 18.67
CSP | 0 | 0 | 0 | 0 | 0 | 0
CT | 0 | 0 | 0 | 0 | 0 | 0
Coal | 0 | 0 | 0 | 0 | 0 | 0
Geo | 0 | 0 | 0 | 0 | 0 | 0
H | 0 | 0 | 0 | 0 | 0 | 0
LFG | 0.01 | 0.01 | 0.01 | 0.02 | 0.02 | 0.02
Nuc | 0 | 0 | 0 | 0 | 0 | 0
PS | 0 | 0 | 0 | 0 | 0 | 0
PV | 0 | 0 | 0 | 0 | 0 | 0
PeakG | 1.39 | 2.65 | 2.65 | 2.65 | 2.65 | 1.39
PeakO | 0 | 0 | 0 | 0 | 0 | 0
ST | 0 | 0 | 0 | 0 | 0 | 0
STOG | 1.33 | 1.53 | 1.53 | 1.69 | 1.18 | 0.8
STWD | 0 | 0 | 0 | 0 | 0 | 0
WT | 0 | 0 | 0 | 0 | 0.01 | 0.01
IGCC | 0 | 0 | 0 | 0 | 0 | 0
DemandResponse | 0 | 0 | 0 | 0 | 0 | 0
IGCC-CCS | 0 | 0 | 0 | 0 | 0 | 0
WT_off | 0 | 0 | 0 | 0 | 0 | 0
PseudoUnit | 0 | 0 | 0 | 0 | 0 | 0
FixedInterchange | 0 | 0 | 0 | 0 | 0 | 0
Base VOM Costs by Reporting Type: PJM_E
ReportingType | 2015 | 2020 | 2025 | 2030 | 2035 | 2040
BM | 0.06 | 1.12 | 1.12 | 1.12 | 1.12 | 1.12
CC | 145.91 | 162.33 | 166.74 | 132.75 | 111.78 | 52.51
CSP | 0 | 0 | 0 | 0 | 0 | 0
CT | 0 | 0.03 | 0.03 | 0.05 | 0.03 | 0
Coal | 2.42 | 1.32 | 0.87 | 0.01 | 2.71 | 4.11
Geo | 0 | 0 | 0 | 0 | 0 | 0
H | 0 | 0 | 0 | 0 | 0 | 0
LFG | 0.04 | 0.05 | 0.05 | 0.05 | 0.05 | 0.05
Nuc | 157.37 | 146 | 146 | 146 | 104.88 | 83.17
PS | 0 | 0 | 0 | 0 | 0 | 0
PV | 0 | 0 | 0 | 0 | 0 | 0
PeakG | 0.67 | 2.1 | 2.1 | 4 | 2.1 | 2
PeakO | 0 | 0 | 0 | 0 | 0 | 0
ST | 0 | 0 | 0 | 0 | 0 | 0
STOG | 0.64 | 1.22 | 0.3 | 0.3 | 0.16 | 0
STWD | 0 | 0 | 0 | 0 | 0 | 0
WT | 0.02 | 0.02 | 0.02 | 0.02 | 0.02 | 0.02
IGCC | 0 | 0 | 0 | 0 | 0 | 0
DemandResponse | 0 | 0 | 0 | 0 | 0 | 0
IGCC-CCS | 0 | 0 | 0 | 0 | 0 | 0
WT_off | 0 | 0 | 0.04 | 0.04 | 0.04 | 0.04
PseudoUnit | 0 | 0 | 0 | 0 | 0 | 0
FixedInterchange | 0 | 0 | 0 | 0 | 0 | 0
Base VOM Costs by Reporting Type: PJM_ROM
ReportingType | 2015 | 2020 | 2025 | 2030 | 2035 | 2040
BM | 0.04 | 0.67 | 0.67 | 0.67 | 87.94 | 87.96
CC | 62.09 | 73.59 | 78.22 | 50.35 | 49.93 | 22.16
CSP | 0 | 0 | 0 | 0 | 0 | 0
CT | 0 | 0.02 | 0.02 | 0.03 | 0 | 0
Coal | 36.33 | 5.68 | 0.13 | 0.03 | 0.05 | 0.05
Geo | 0 | 0 | 0 | 0 | 0 | 0
H | 0 | 0 | 0 | 0.03 | 0.03 | 0.03
LFG | 0.03 | 0.05 | 0.05 | 0.05 | 0.05 | 0.05
Nuc | 93.13 | 93.13 | 93.13 | 93.13 | 110.68 | 215.05
PS | 0 | 0 | 0 | 0 | 0 | 0
PV | 0 | 0.03 | 0.04 | 0.04 | 0.04 | 0.04
PeakG | 0 | 0.4 | 0.31 | 1.26 | 1.27 | 1.15
PeakO | 0 | 0 | 0 | 0 | 0 | 0
ST | 0 | 0 | 0 | 0 | 0 | 0
STOG | 1.64 | 1.93 | 2.98 | 1.64 | 0.86 | 0
STWD | 0.07 | 1.16 | 1.16 | 1.16 | 1.16 | 1.16
WT | 0.03 | 0.05 | 0.05 | 0.05 | 0.05 | 0.05
IGCC | 0 | 0 | 0 | 0 | 0 | 0
DemandResponse | 0 | 0 | 0 | 0 | 0 | 0
IGCC-CCS | 0 | 0 | 0 | 0 | 0 | 0
WT_off | 0 | 0 | 0 | 0 | 0 | 0
PseudoUnit | 0 | 0 | 0 | 0 | 0 | 0
FixedInterchange | 0 | 0 | 0 | 0 | 0 | 0
Base VOM Costs by Reporting Type: PJM_ROR
ReportingType | 2015 | 2020 | 2025 | 2030 | 2035 | 2040
BM | 0.81 | 14.36 | 14.36 | 14.36 | 14.37 | 393.8
CC | 530.34 | 737.41 | 731 | 629.75 | 475.83 | 188.09
CSP | 0 | 0 | 0 | 0 | 0 | 0
CT | 0.03 | 0.03 | 0.03 | 0.03 | 0 | 0
Coal | 790.9 | 456.61 | 58.16 | 27.85 | 90.69 | 90.69
Geo | 0 | 0 | 0 | 0 | 0 | 0
H | 0 | 0.03 | 0.03 | 0.03 | 0.03 | 0.03
LFG | 0.05 | 0.09 | 0.09 | 0.09 | 0.09 | 0.09
Nuc | 370.54 | 370.54 | 370.54 | 361.76 | 333.75 | 301.37
PS | 0 | 0 | 0 | 0 | 0 | 0
PV | 0 | 0 | 0 | 0 | 0 | 0
PeakG | 7.25 | 9.38 | 10.64 | 9.22 | 4.43 | 0.8
PeakO | 0 | 0 | 0 | 0 | 0 | 0
ST | 0 | 0 | 0 | 0 | 0 | 0
STOG | 0.97 | 1.9 | 1.9 | 1.89 | 0.51 | 0
STWD | 0.1 | 3.23 | 3.23 | 3.23 | 3.23 | 3.23
WT | 0.31 | 0.31 | 0.49 | 0.49 | 0.49 | 0.49
IGCC | 0 | 0 | 0 | 0 | 0 | 0
DemandResponse | 0 | 0 | 0 | 0 | 0 | 0
IGCC-CCS | 0 | 0 | 0 | 0 | 0 | 0
WT_off | 0 | 0 | 0 | 0 | 0 | 0
PseudoUnit | 0 | 0 | 0 | 0 | 0 | 0
FixedInterchange | 0 | 0 | 0 | 0 | 0 | 0
Base VOM Costs by Reporting Type: SOCO
ReportingType | 2015 | 2020 | 2025 | 2030 | 2035 | 2040
BM | 0.19 | 0.44 | 1.5 | 2.05 | 111.95 | 239.15
CC | 412.2 | 522.3 | 492.12 | 378.02 | 106.75 | 27.16
CSP | 0 | 0 | 0 | 0 | 0 | 0
CT | 0 | 0 | 0 | 0 | 0 | 0
Coal | 147.25 | 56.57 | 24.25 | 29.45 | 29.51 | 29.51
Geo | 0 | 0 | 0 | 0 | 0 | 0
H | 0 | 0 | 0 | 0 | 0 | 0
LFG | 0 | 0 | 0.01 | 0.01 | 0.01 | 0.01
Nuc | 108.01 | 143 | 143 | 179.38 | 378.25 | 409.46
PS | 0 | 0 | 0 | 0 | 0 | 0
PV | 0 | 0 | 0 | 0 | 0 | 0
PeakG | 5.14 | 6.63 | 10.8 | 8.04 | 2.42 | 1.04
PeakO | 0 | 0 | 0 | 0 | 0 | 0
ST | 0 | 0 | 0 | 0 | 0 | 0
STOG | 0 | 0 | 0 | 0 | 0 | 0
STWD | 0.62 | 1.07 | 1.64 | 6.83 | 11.11 | 6.86
WT | 0 | 0 | 0 | 0 | 0 | 0
IGCC | 0 | 0 | 0 | 0 | 0 | 0
DemandResponse | 0 | 0 | 0 | 0 | 0 | 0
IGCC-CCS | 0 | 0 | 0 | 0 | 0 | 0
WT_off | 0 | 0 | 0 | 0 | 0 | 0
PseudoUnit | 0 | 0 | 0 | 0 | 0 | 0
FixedInterchange | 0 | 0 | 0 | 0 | 0 | 0
Base VOM Costs by Reporting Type: SPP_N
ReportingType | 2015 | 2020 | 2025 | 2030 | 2035 | 2040
BM | 0 | 0 | 0 | 0 | 0 | 0
CC | 15.63 | 3.02 | 3.43 | 1.78 | 0.99 | 0.64
CSP | 0 | 0 | 0 | 0 | 0 | 0
CT | 0 | 0 | 0 | 0 | 0 | 0
Coal | 208 | 46.66 | 0.79 | 0 | 0 | 0
Geo | 0 | 0 | 0 | 0 | 0 | 0
H | 0 | 0 | 0 | 0 | 0 | 0
LFG | 0 | 0 | 0 | 0.01 | 0.01 | 0.01
Nuc | 21.45 | 21.45 | 21.45 | 21.45 | 21.45 | 16.53
PS | 0 | 0 | 0 | 0 | 0 | 0
PV | 0 | 0 | 0 | 0 | 0 | 0
PeakG | 0.29 | 0 | 0 | 0 | 0 | 0
PeakO | 0 | 0 | 0 | 0 | 0 | 0
ST | 0 | 0 | 0 | 0 | 0 | 0
STOG | 0.77 | 0 | 0 | 0 | 0 | 0
STWD | 0 | 0 | 0 | 0 | 0 | 0
WT | 0.05 | 1.16 | 1.91 | 2.2 | 2.72 | 2.67
IGCC | 0 | 0 | 0 | 0 | 0 | 0
DemandResponse | 0 | 0 | 0 | 0 | 0 | 0
IGCC-CCS | 0 | 0 | 0 | 0 | 0 | 0
WT_off | 0 | 0 | 0 | 0 | 0 | 0
PseudoUnit | 0 | 0 | 0 | 0 | 0 | 0
FixedInterchange | 0 | 0 | 0 | 0 | 0 | 0
Base VOM Costs by Reporting Type: SPP_S
ReportingType | 2015 | 2020 | 2025 | 2030 | 2035 | 2040
BM | 0 | 0 | 0 | 0 | 0 | 0
CC | 135.45 | 23.92 | 23.92 | 19.22 | 14 | 8.65
CSP | 0 | 0 | 0 | 0 | 0 | 0
CT | 0 | 0 | 0 | 0 | 0 | 0
Coal | 281.52 | 28.52 | 1.69 | 0 | 0 | 0
Geo | 0 | 0 | 0 | 0 | 0 | 0
H | 0 | 0 | 0 | 0 | 0 | 0
LFG | 0 | 0 | 0 | 0.01 | 0.01 | 0.01
Nuc | 0 | 0 | 0 | 0 | 0 | 0
PS | 0 | 0 | 0 | 0 | 0 | 0
PV | 0 | 0 | 0 | 0 | 0 | 0
PeakG | 0 | 0 | 0 | 0 | 0 | 0
PeakO | 0 | 0 | 0 | 0 | 0 | 0
ST | 0 | 0 | 0 | 0 | 0 | 0
STOG | 6.46 | 1.44 | 1.25 | 1.55 | 0.6 | 0.65
STWD | 0.13 | 0.04 | 0.07 | 0.2 | 0.29 | 0.29
WT | 0.11 | 1.6 | 1.6 | 1.6 | 1.6 | 1.81
IGCC | 0 | 0 | 0 | 0 | 0 | 0
DemandResponse | 0 | 0 | 0 | 0 | 0 | 0
IGCC-CCS | 0 | 0 | 0 | 0 | 0 | 0
WT_off | 0 | 0 | 0 | 0 | 0 | 0
PseudoUnit | 0 | 0 | 0 | 0 | 0 | 0
FixedInterchange | 0 | 0 | 0 | 0 | 0 | 0
Base VOM Costs by Reporting Type: TVA
ReportingType | 2015 | 2020 | 2025 | 2030 | 2035 | 2040
BM | 0 | 0 | 0 | 0 | 275.87 | 275.88
CC | 150.34 | 253.97 | 267.4 | 243.08 | 98.4 | 20.03
CSP | 0 | 0 | 0 | 0 | 0 | 0
CT | 0 | 0 | 0 | 0 | 0 | 0
Coal | 138.62 | 66.81 | 2.35 | 0.02 | 0.03 | 0.03
Geo | 0 | 0 | 0 | 0 | 0 | 0
H | 0 | 0 | 0 | 0 | 0 | 0
LFG | 0 | 0 | 0.01 | 0.01 | 0.01 | 0.01
Nuc | 152.12 | 152.12 | 152.12 | 155.61 | 111.44 | 174.91
PS | 0 | 0 | 0 | 0 | 0 | 0
PV | 0 | 0 | 0 | 0 | 0 | 0
PeakG | 0 | 0 | 0 | 0 | 0 | 0
PeakO | 0 | 0 | 0 | 0 | 0 | 0
ST | 0 | 0 | 0 | 0 | 0 | 0
STOG | 0 | 0 | 0 | 0 | 0 | 0
STWD | 0 | 0 | 0.01 | 0.06 | 0.08 | 0.07
WT | 0 | 0 | 0 | 0 | 0 | 0
IGCC | 0 | 0 | 0 | 0 | 0 | 0
DemandResponse | 0 | 0 | 0 | 0 | 0 | 0
IGCC-CCS | 0 | 0 | 0 | 0 | 0 | 0
WT_off | 0 | 0 | 0 | 0 | 0 | 0
PseudoUnit | 0 | 0 | 0 | 0 | 0 | 0
FixedInterchange | 0 | 0 | 0 | 0 | 0 | 0
Base VOM Costs by Reporting Type: TVA_Transmission
ReportingType | 2015 | 2020 | 2025 | 2030 | 2035 | 2040
BM | 0 | 0 | 0 | 0 | 0 | 0
CC | 0 | 0 | 0 | 0 | 0 | 0
CSP | 0 | 0 | 0 | 0 | 0 | 0
CT | 0 | 0 | 0 | 0 | 0 | 0
Coal | 0 | 0 | 0 | 0 | 0 | 0
Geo | 0 | 0 | 0 | 0 | 0 | 0
H | 0 | 0 | 0 | 0 | 0 | 0
LFG | 0 | 0 | 0 | 0 | 0 | 0
Nuc | 0 | 0 | 0 | 0 | 0 | 0
PS | 0 | 0 | 0 | 0 | 0 | 0
PV | 0 | 0 | 0 | 0 | 0 | 0
PeakG | 0 | 0 | 0 | 0 | 0 | 0
PeakO | 0 | 0 | 0 | 0 | 0 | 0
ST | 0 | 0 | 0 | 0 | 0 | 0
STOG | 0 | 0 | 0 | 0 | 0 | 0
STWD | 0 | 0 | 0 | 0 | 0 | 0
WT | 0 | 0 | 0 | 0 | 0 | 0
IGCC | 0 | 0 | 0 | 0 | 0 | 0
DemandResponse | 0 | 0 | 0 | 0 | 0 | 0
IGCC-CCS | 0 | 0 | 0 | 0 | 0 | 0
WT_off | 0 | 0 | 0 | 0 | 0 | 0
PseudoUnit | 0 | 0 | 0 | 0 | 0 | 0
FixedInterchange | 0 | 0 | 0 | 0 | 0 | 0
Base VOM Costs by Reporting Type: VACAR
ReportingType | 2015 | 2020 | 2025 | 2030 | 2035 | 2040
BM | 0.03 | 6.4 | 26.5 | 26.96 | 260.66 | 260.66
CC | 408.94 | 401.8 | 374.61 | 292.53 | 150.21 | 27.5
CSP | 0 | 0 | 0 | 0 | 0 | 0
CT | 0.23 | 0.23 | 0.23 | 0 | 0 | 0
Coal | 129.42 | 77.89 | 11.53 | 8.78 | 13.24 | 13.25
Geo | 0 | 0 | 0 | 0 | 0 | 0
H | 0 | 0 | 0 | 0 | 0 | 0
LFG | 0.01 | 0.01 | 0.01 | 0.01 | 0.01 | 0.01
Nuc | 211.36 | 248.42 | 298.03 | 334.04 | 336.43 | 458.56
PS | 0 | 0 | 0 | 0 | 0 | 0
PV | 0 | 0 | 0 | 0 | 0 | 0
PeakG | 0.27 | 0 | 0 | 0 | 0 | 0
PeakO | 0 | 0 | 0 | 0 | 0 | 0
ST | 0 | 0 | 0 | 0 | 0 | 0
STOG | 0 | 0 | 0 | 0 | 0 | 0
STWD | 4.67 | 4.67 | 4.67 | 4.67 | 4.67 | 3.63
WT | 0 | 0.08 | 0.08 | 0.08 | 0.08 | 0.08
IGCC | 0 | 0 | 0 | 0 | 0 | 0
DemandResponse | 0 | 0 | 0 | 0 | 0 | 0
IGCC-CCS | 0 | 0 | 0 | 0 | 0 | 0
WT_off | 0 | 0 | 0 | 0 | 0 | 0
PseudoUnit | 0 | 0 | 0 | 0 | 0 | 0
FixedInterchange | 0 | 0 | 0 | 0 | 0 | 0
Base VOM Costs by Reporting Type: IESO
ReportingType | 2015 | 2020 | 2025 | 2030 | 2035 | 2040
BM | 0 | 0.01 | 0.03 | 0.52 | 1.31 | 7.47
CC | 4.11 | 0.85 | 0.32 | 0 | 0 | 0
CSP | 0 | 0 | 0 | 0 | 0 | 0
CT | 0 | 0 | 0 | 0 | 0 | 0
Coal | 0 | 0 | 0 | 0 | 0 | 0
Geo | 0 | 0 | 0 | 0 | 0 | 0
H | 0 | 0 | 0 | 0 | 0.02 | 0.02
LFG | 0.01 | 0.01 | 0.01 | 0.01 | 0.01 | 0.01
Nuc | 240.73 | 240.73 | 240.73 | 240.73 | 221.68 | 193.2
PS | 0 | 0 | 0 | 0 | 0 | 0
PV | 0 | 0 | 0 | 0 | 0 | 0
PeakG | 0 | 0 | 0 | 0 | 0 | 0
PeakO | 0 | 0 | 0 | 0 | 0 | 0
ST | 0 | 0 | 0 | 0 | 0 | 0
STOG | 0 | 0 | 0 | 0 | 0 | 0
STWD | 0.06 | 0.02 | 0.05 | 0.12 | 2.31 | 1.8
WT | 0.09 | 0.09 | 0.09 | 0.09 | 0.09 | 0.09
IGCC | 0 | 0 | 0 | 0 | 0 | 0
DemandResponse | 0 | 0 | 0 | 0 | 0 | 0
IGCC-CCS | 0 | 0 | 0 | 0 | 0 | 0
WT_off | 0 | 0 | 0 | 0 | 0 | 0
PseudoUnit | 0 | 0 | 0 | 0 | 0 | 0
FixedInterchange | 0 | 0 | 0 | 0 | 0 | 0
Base VOM Costs by Reporting Type: MAPP_CA
ReportingType | 2015 | 2020 | 2025 | 2030 | 2035 | 2040
BM | 0 | 0 | 0 | 0 | 0 | 0
CC | 3.9 | 1.19 | 0 | 0 | 0 | 0
CSP | 0 | 0 | 0 | 0 | 0 | 0
CT | 0 | 0 | 0 | 0 | 0 | 0
Coal | 0 | 0 | 0 | 0 | 0 | 0
Geo | 0 | 0 | 0 | 0 | 0 | 0
H | 0 | 0.05 | 0.15 | 0.32 | 0.32 | 0.32
LFG | 0 | 0 | 0 | 0 | 0 | 0
Nuc | 0 | 0 | 0 | 0 | 0 | 0
PS | 0 | 0 | 0 | 0 | 0 | 0
PV | 0 | 0 | 0 | 0 | 0 | 0
PeakG | 0.03 | 0 | 0 | 0 | 0 | 0
PeakO | 0 | 0 | 0 | 0 | 0 | 0
ST | 0 | 0 | 0 | 0 | 0 | 0
STOG | 0 | 0 | 0 | 0 | 0 | 0
STWD | 0 | 0 | 0 | 0 | 0 | 0
WT | 0.02 | 0.02 | 0.02 | 0.02 | 0.01 | 0.01
IGCC | 0 | 0 | 0 | 0 | 0 | 0
DemandResponse | 0 | 0 | 0 | 0 | 0 | 0
IGCC-CCS | 0 | 0 | 0 | 0 | 0 | 0
WT_off | 0 | 0 | 0 | 0 | 0 | 0
PseudoUnit | 0 | 0 | 0 | 0 | 0 | 0
FixedInterchange | 0 | 0 | 0 | 0 | 0 | 0
Base VOM Costs by Reporting Type: AZ_NM_SNV_Coal
ReportingType | 2015 | 2020 | 2025 | 2030 | 2035 | 2040
BM | 0 | 0 | 0 | 0 | 0 | 0
CC | 0 | 0 | 0 | 0 | 0 | 0
CSP | 0 | 0 | 0 | 0 | 0 | 0
CT | 0 | 0 | 0 | 0 | 0 | 0
Coal | 196.83 | 198.73 | 45.08 | 1.38 | 8.02 | 4
Geo | 0 | 0 | 0 | 0 | 0 | 0
H | 0 | 0 | 0 | 0 | 0 | 0
LFG | 0 | 0 | 0 | 0 | 0 | 0
Nuc | 0 | 0 | 0 | 0 | 0 | 0
PS | 0 | 0 | 0 | 0 | 0 | 0
PV | 0 | 0 | 0 | 0 | 0 | 0
PeakG | 0 | 0 | 0 | 0 | 0 | 0
PeakO | 0 | 0 | 0 | 0 | 0 | 0
ST | 0 | 0 | 0 | 0 | 0 | 0
STOG | 0 | 0 | 0 | 0 | 0 | 0
STWD | 0 | 0 | 0 | 0 | 0 | 0
WT | 0 | 0 | 0 | 0 | 0 | 0
IGCC | 0 | 0 | 0 | 0 | 0 | 0
DemandResponse | 0 | 0 | 0 | 0 | 0 | 0
IGCC-CCS | 0 | 0 | 0 | 0 | 0 | 0
WT_off | 0 | 0 | 0 | 0 | 0 | 0
PseudoUnit | 0 | 0 | 0 | 0 | 0 | 0
FixedInterchange | 0 | 0 | 0 | 0 | 0 | 0
Base VOM Costs by Reporting Type: AZ_NM_SNV_Gas
ReportingType | 2015 | 2020 | 2025 | 2030 | 2035 | 2040
BM | 0 | 0 | 0 | 0 | 0 | 0
CC | 169.51 | 151.48 | 212.16 | 125.38 | 46.35 | 37.91
CSP | 0 | 0 | 0 | 0 | 0 | 0
CT | 0 | 0 | 0 | 0 | 0 | 0
Coal | 0 | 0 | 0 | 0 | 0 | 0
Geo | 0 | 0 | 0 | 0 | 0 | 0
H | 0 | 0 | 0 | 0 | 0 | 0
LFG | 0 | 0 | 0 | 0 | 0 | 0
Nuc | 0 | 0 | 0 | 0 | 0 | 0
PS | 0 | 0 | 0 | 0 | 0 | 0
PV | 0 | 0 | 0 | 0 | 0 | 0
PeakG | 0 | 0 | 0 | 0 | 0 | 0
PeakO | 0 | 0 | 0 | 0 | 0 | 0
ST | 0 | 0 | 0 | 0 | 0 | 0
STOG | 0 | 0 | 0 | 0 | 0 | 0
STWD | 0 | 0 | 0 | 0 | 0 | 0
WT | 0 | 0 | 0 | 0 | 0 | 0
IGCC | 0 | 0 | 0 | 0 | 0 | 0
DemandResponse | 0 | 0 | 0 | 0 | 0 | 0
IGCC-CCS | 0 | 0 | 0 | 0 | 0 | 0
WT_off | 0 | 0 | 0 | 0 | 0 | 0
PseudoUnit | 0 | 0 | 0 | 0 | 0 | 0
FixedInterchange | 0 | 0 | 0 | 0 | 0 | 0
Base VOM Costs by Reporting Type: AZ_NM_SNV_NucRenew
ReportingType | 2015 | 2020 | 2025 | 2030 | 2035 | 2040
BM | 0 | 0 | 0 | 0 | 0 | 0.03
CC | 0 | 0 | 0 | 0 | 0 | 0
CSP | 0 | 0 | 0 | 0 | 0 | 0
CT | 0 | 0 | 0 | 0 | 0 | 0
Coal | 0 | 0 | 0 | 0 | 0 | 0
Geo | 0 | 0.04 | 116.3 | 116.3 | 116.3 | 116.3
H | 0 | 0 | 0 | 0 | 0 | 0
LFG | 0 | 0 | 0.01 | 0.01 | 0.01 | 0.01
Nuc | 71.66 | 71.66 | 71.66 | 140.47 | 240.41 | 248.01
PS | 0 | 0 | 0 | 0 | 0 | 0
PV | 0 | 0 | 0 | 0 | 0 | 0
PeakG | 0 | 0 | 0 | 0 | 0 | 0
PeakO | 0 | 0 | 0 | 0 | 0 | 0
ST | 0.01 | 0.03 | 0.04 | 0.04 | 0.06 | 0.06
STOG | 0 | 0 | 0 | 0 | 0 | 0
STWD | 0.43 | 0.43 | 0.43 | 0.43 | 0.43 | 0.43
WT | 0.02 | 0.35 | 0.35 | 0.35 | 0.35 | 0.35
IGCC | 0 | 0 | 0 | 0 | 0 | 0
DemandResponse | 0 | 0 | 0 | 0 | 0 | 0
IGCC-CCS | 0 | 0 | 0 | 0 | 0 | 0
WT_off | 0 | 0 | 0 | 0 | 0 | 0
PseudoUnit | 0 | 0 | 0 | 0 | 0 | 0
FixedInterchange | 0 | 0 | 0 | 0 | 0 | 0
Base VOM Costs by Reporting Type: ERCOT
ReportingType | 2015 | 2020 | 2025 | 2030 | 2035 | 2040
BM | 0.29 | 0.5 | 0.76 | 5.41 | 151.66 | 116.99
CC | 648.08 | 682.85 | 602.24 | 530.11 | 265.57 | 189.06
CSP | 0 | 0 | 0 | 0 | 0 | 0
CT | 0 | 0.02 | 0.02 | 0.08 | 0 | 0
Coal | 171.3 | 118.16 | 17.19 | 19.02 | 22.71 | 22.71
Geo | 0 | 0 | 0 | 0 | 0 | 0
H | 0 | 0 | 0 | 0 | 0 | 0
LFG | 0.01 | 0.01 | 0.04 | 0.04 | 0.04 | 0.04
Nuc | 94.14 | 94.14 | 94.14 | 141.78 | 264.22 | 332.38
PS | 0 | 0 | 0 | 0 | 0 | 0
PV | 0 | 0 | 0 | 0 | 0 | 0
PeakG | 0 | 0.05 | 0 | 0.33 | 0.34 | 0.33
PeakO | 0 | 0 | 0 | 0 | 0 | 0
ST | 0 | 0 | 0 | 0 | 0 | 0
STOG | 5.24 | 8.27 | 2.45 | 1.6 | 0 | 0
STWD | 0 | 0 | 0 | 0 | 0 | 0
WT | 0.32 | 0.32 | 0.92 | 0.92 | 0.92 | 0.93
IGCC | 0 | 0 | 0 | 0 | 0 | 0
DemandResponse | 0 | 0 | 0 | 0 | 0 | 0
IGCC-CCS | 0 | 0 | 0 | 0 | 0 | 0
WT_off | 0 | 0 | 0 | 0 | 0 | 0
PseudoUnit | 0 | 0 | 0 | 0 | 0 | 0
FixedInterchange | 0 | 0 | 0 | 0 | 0 | 0
Base VOM Costs by Reporting Type: NP15
ReportingType | 2015 | 2020 | 2025 | 2030 | 2035 | 2040
BM | 0 | 0 | 0 | 0 | 0 | 0.01
CC | 162.48 | 166.15 | 166.61 | 108.59 | 50 | 20.78
CSP | 0 | 0 | 0 | 0 | 0 | 0
CT | 0 | 0 | 0 | 0 | 0 | 0
Coal | 5.45 | 0 | 0 | 0 | 0 | 0
Geo | 0.11 | 48.23 | 48.23 | 48.23 | 48.23 | 48.23
H | 0 | 0 | 0 | 0 | 0 | 0
LFG | 0.01 | 0.04 | 0.06 | 0.06 | 0.06 | 0.06
Nuc | 42.53 | 42.53 | 42.53 | 126.11 | 149.02 | 170.12
PS | 0 | 0 | 0 | 0 | 0 | 0
PV | 0 | 0 | 0 | 0 | 0 | 0
PeakG | 0 | 0 | 0 | 0 | 0 | 0
PeakO | 0 | 0 | 0 | 0 | 0 | 0
ST | 0 | 0 | 0 | 0 | 0 | 0
STOG | 0.17 | 0.09 | 0.16 | 0 | 0 | 0
STWD | 7.35 | 7.35 | 3.43 | 7.35 | 7.35 | 7.35
WT | 0.04 | 0.13 | 0.13 | 0.13 | 0.36 | 0.38
IGCC | 0 | 0 | 0 | 0 | 0 | 0
DemandResponse | 0 | 0 | 0 | 0 | 0 | 0
IGCC-CCS | 0 | 0 | 0 | 0 | 0 | 0
WT_off | 0 | 0 | 0 | 0 | 0 | 0
PseudoUnit | 0 | 0 | 0 | 0 | 0 | 0
FixedInterchange | 0 | 0 | 0 | 0 | 0 | 0
Base VOM Costs by Reporting Type: NWPP_Coal
ReportingType | 2015 | 2020 | 2025 | 2030 | 2035 | 2040
BM | 0 | 0 | 0 | 0 | 0 | 0
CC | 0 | 0 | 0 | 0 | 0 | 0
CSP | 0 | 0 | 0 | 0 | 0 | 0
CT | 0 | 0 | 0 | 0 | 0 | 0
Coal | 198.82 | 161.62 | 5.4 | 5.38 | 5.38 | 5.38
Geo | 0 | 0 | 0 | 0 | 0 | 0
H | 0 | 0 | 0 | 0 | 0 | 0
LFG | 0 | 0 | 0 | 0 | 0 | 0
Nuc | 0 | 0 | 0 | 0 | 0 | 0
PS | 0 | 0 | 0 | 0 | 0 | 0
PV | 0 | 0 | 0 | 0 | 0 | 0
PeakG | 0 | 0 | 0 | 0 | 0 | 0
PeakO | 0 | 0 | 0 | 0 | 0 | 0
ST | 0 | 0 | 0 | 0 | 0 | 0
STOG | 0 | 0 | 0 | 0 | 0 | 0
STWD | 0 | 0 | 0 | 0 | 0 | 0
WT | 0 | 0 | 0 | 0 | 0 | 0
IGCC | 0 | 0 | 0 | 0 | 0 | 0
DemandResponse | 0 | 0 | 0 | 0 | 0 | 0
IGCC-CCS | 0 | 0 | 0 | 0 | 0 | 0
WT_off | 0 | 0 | 0 | 0 | 0 | 0
PseudoUnit | 0 | 0 | 0 | 0 | 0 | 0
FixedInterchange | 0 | 0 | 0 | 0 | 0 | 0
Base VOM Costs by Reporting Type: NWPP_Gas
ReportingType | 2015 | 2020 | 2025 | 2030 | 2035 | 2040
BM | 0 | 0 | 0 | 0 | 0 | 0
CC | 122.48 | 180.76 | 180.77 | 113.92 | 29.88 | 26.33
CSP | 0 | 0 | 0 | 0 | 0 | 0
CT | 0 | 0 | 0 | 0 | 0 | 0
Coal | 0 | 0 | 0 | 0 | 0 | 0
Geo | 0 | 0 | 0 | 0 | 0 | 0
H | 0 | 0 | 0 | 0 | 0 | 0
LFG | 0 | 0 | 0 | 0 | 0 | 0
Nuc | 0 | 0 | 0 | 0 | 0 | 0
PS | 0 | 0 | 0 | 0 | 0 | 0
PV | 0 | 0 | 0 | 0 | 0 | 0
PeakG | 0 | 0 | 0 | 0 | 0 | 0
PeakO | 0 | 0 | 0 | 0 | 0 | 0
ST | 0 | 0 | 0 | 0 | 0 | 0
STOG | 0 | 0 | 0 | 0 | 0 | 0
STWD | 0 | 0 | 0 | 0 | 0 | 0
WT | 0 | 0 | 0 | 0 | 0 | 0
IGCC | 0 | 0 | 0 | 0 | 0 | 0
DemandResponse | 0 | 0 | 0 | 0 | 0 | 0
IGCC-CCS | 0 | 0 | 0 | 0 | 0 | 0
WT_off | 0 | 0 | 0 | 0 | 0 | 0
PseudoUnit | 0 | 0 | 0 | 0 | 0 | 0
FixedInterchange | 0 | 0 | 0 | 0 | 0 | 0
Base VOM Costs by Reporting Type: NWPP_NucRenew
ReportingType | 2015 | 2020 | 2025 | 2030 | 2035 | 2040
BM | 0 | 0.33 | 1.21 | 1.21 | 1.22 | 11.51
CC | 0 | 0 | 0 | 0 | 0 | 0
CSP | 0 | 0 | 0 | 0 | 0 | 0
CT | 0 | 0 | 0 | 0 | 0 | 0
Coal | 0 | 0 | 0 | 0 | 0 | 0
Geo | 6.93 | 6.93 | 41.74 | 41.74 | 41.74 | 41.74
H | 0 | 0 | 0 | 0 | 0.01 | 0.01
LFG | 0.01 | 0.01 | 0.03 | 0.03 | 0.03 | 0.03
Nuc | 20.91 | 20.91 | 20.92 | 20.94 | 73.63 | 96.53
PS | 0 | 0 | 0 | 0 | 0 | 0
PV | 0 | 0 | 0 | 0 | 0 | 0
PeakG | 0 | 0 | 0 | 0 | 0 | 0
PeakO | 0 | 0 | 0 | 0 | 0 | 0
ST | 0 | 0 | 0 | 0 | 0 | 0
STOG | 0 | 0 | 0 | 0 | 0 | 0
STWD | 0 | 0.04 | 9.33 | 9.33 | 9.33 | 9.33
WT | 0.19 | 0.19 | 0.19 | 0.71 | 0.71 | 0.77
IGCC | 0 | 0 | 0 | 0 | 0 | 0
DemandResponse | 0 | 0 | 0 | 0 | 0 | 0
IGCC-CCS | 0 | 0 | 0 | 0 | 0 | 0
WT_off | 0 | 0 | 0 | 0 | 0 | 0
PseudoUnit | 0 | 0 | 0 | 0 | 0 | 0
FixedInterchange | 0 | 0 | 0 | 0 | 0 | 0
Base VOM Costs by Reporting Type: RMPA
ReportingType | 2015 | 2020 | 2025 | 2030 | 2035 | 2040
BM | 0 | 0 | 0 | 0 | 33.16 | 46.01
CC | 25.97 | 39.56 | 57.49 | 38.73 | 18.18 | 15.55
CSP | 0 | 0 | 0 | 0 | 0 | 0
CT | 0 | 0 | 0 | 0 | 0 | 0
Coal | 191.47 | 169.39 | 26.43 | 12.58 | 12.58 | 12.16
Geo | 0 | 1.97 | 206.14 | 206.14 | 206.14 | 206.14
H | 0 | 0 | 0 | 0 | 0 | 0
LFG | 0 | 0 | 0 | 0 | 0 | 0
Nuc | 0 | 0 | 0.08 | 29.68 | 29.68 | 29.68
PS | 0 | 0 | 0 | 0 | 0 | 0
PV | 0 | 0 | 0 | 0 | 0 | 0
PeakG | 0 | 0 | 0 | 0 | 0 | 0
PeakO | 0 | 0 | 0 | 0 | 0 | 0
ST | 0 | 0.01 | 0.01 | 0.01 | 0.01 | 0.01
STOG | 0 | 0 | 0 | 0 | 0 | 0
STWD | 0 | 0 | 0 | 0 | 0 | 0
WT | 0.07 | 0.19 | 0.19 | 0.2 | 0.2 | 0.21
IGCC | 0 | 0 | 0 | 0 | 0 | 0
DemandResponse | 0 | 0 | 0 | 0 | 0 | 0
IGCC-CCS | 0 | 0 | 0 | 0 | 0 | 0
WT_off | 0 | 0 | 0 | 0 | 0 | 0
PseudoUnit | 0 | 0 | 0 | 0 | 0 | 0
FixedInterchange | 0 | 0 | 0 | 0 | 0 | 0
Base VOM Costs by Reporting Type: SP15
ReportingType | 2015 | 2020 | 2025 | 2030 | 2035 | 2040
BM | 0.22 | 0.22 | 0.22 | 0.22 | 0.23 | 0.23
CC | 210.05 | 192.44 | 189.56 | 159.85 | 81.75 | 55.55
CSP | 0 | 0 | 0 | 0 | 0 | 0
CT | 0 | 0 | 0 | 0 | 0 | 0
Coal | 5.28 | 3.19 | 1.44 | 0 | 0 | 0
Geo | 4.09 | 120.4 | 120.4 | 120.4 | 120.4 | 120.4
H | 0 | 0 | 0 | 0 | 0 | 0
LFG | 0.02 | 0.07 | 0.07 | 0.07 | 0.07 | 0.07
Nuc | 41.61 | 41.61 | 41.61 | 56.24 | 64.27 | 119.86
PS | 0 | 0 | 0 | 0 | 0 | 0
PV | 0 | 0 | 0 | 0 | 0 | 0
PeakG | 0 | 0 | 0 | 0 | 0 | 0
PeakO | 0 | 0 | 0 | 0 | 0 | 0
ST | 0.02 | 0.02 | 0.02 | 0.02 | 0.11 | 0.14
STOG | 1.34 | 0.6 | 0.99 | 0.43 | 0.12 | 0.05
STWD | 1.98 | 1.98 | 1.78 | 1.98 | 1.98 | 1.98
WT | 0.07 | 0.09 | 0.46 | 0.46 | 0.46 | 0.46
IGCC | 0 | 0 | 0 | 0 | 0 | 0
DemandResponse | 0 | 0 | 0 | 0 | 0 | 0
IGCC-CCS | 0 | 0 | 0 | 0 | 0 | 0
WT_off | 0 | 0 | 0 | 0 | 0 | 0
PseudoUnit | 0 | 0 | 0 | 0 | 0 | 0
FixedInterchange | 0 | 0 | 0 | 0 | 0 | 0
Base VOM Costs by Reporting Type: ALB
ReportingType | 2015 | 2020 | 2025 | 2030 | 2035 | 2040
BM | 0 | 0 | 0 | 0 | 0 | 0
CC | 61.68 | 61.69 | 19.62 | 0 | 0 | 0
CSP | 0 | 0 | 0 | 0 | 0 | 0
CT | 0 | 0 | 0 | 0 | 0 | 0
Coal | 126.29 | 126.29 | 0 | 0 | 0 | 0
Geo | 0 | 0 | 0 | 0 | 0 | 0
H | 0 | 0 | 0 | 0 | 0 | 0
LFG | 0 | 0 | 0 | 0 | 0 | 0
Nuc | 0 | 0 | 115.91 | 138.32 | 140.24 | 142.86
PS | 0 | 0 | 0 | 0 | 0 | 0
PV | 0 | 0 | 0 | 0 | 0 | 0
PeakG | 0 | 0 | 0 | 0 | 0 | 0.07
PeakO | 0 | 0 | 0 | 0 | 0 | 0
ST | 0 | 0 | 0 | 0 | 0 | 0
STOG | 0 | 0 | 0 | 0 | 0 | 0
STWD | 2.13 | 2.89 | 2.89 | 2.89 | 2.89 | 2.89
WT | 0.02 | 0.02 | 0.02 | 0.02 | 0.02 | 0.02
IGCC | 0 | 0 | 0 | 0 | 0 | 0
DemandResponse | 0 | 0 | 0 | 0 | 0 | 0
IGCC-CCS | 0 | 0 | 0 | 0 | 0 | 0
WT_off | 0 | 0 | 0 | 0 | 0 | 0
PseudoUnit | 0 | 0 | 0 | 0 | 0 | 0
FixedInterchange | 0 | 0 | 0 | 0 | 0 | 0
Base VOM Costs by Reporting Type: BC
ReportingType | 2015 | 2020 | 2025 | 2030 | 2035 | 2040
BM | 0 | 0 | 0 | 0 | 0 | 0
CC | 3.72 | 3.72 | 0 | 0 | 0 | 0
CSP | 0 | 0 | 0 | 0 | 0 | 0
CT | 0 | 0 | 0 | 0 | 0 | 0
Coal | 0 | 0 | 0 | 0 | 0 | 0
Geo | 0 | 0 | 0 | 0 | 0 | 0
H | 0 | 0 | 0 | 0 | 0 | 0
LFG | 0 | 0 | 0 | 0 | 0 | 0
Nuc | 0 | 0 | 9.51 | 17.81 | 17.81 | 21.71
PS | 0 | 0 | 0 | 0 | 0 | 0
PV | 0 | 0 | 0 | 0 | 0 | 0
PeakG | 0 | 0 | 0 | 0 | 0 | 0
PeakO | 0 | 0 | 0 | 0 | 0 | 0
ST | 0 | 0 | 0 | 0 | 0 | 0
STOG | 0 | 0 | 0 | 0 | 0 | 0
STWD | 0 | 8.48 | 8.48 | 8.48 | 8.48 | 8.48
WT | 0.01 | 0.01 | 0.01 | 0.01 | 0.01 | 0.01
IGCC | 0 | 0 | 0 | 0 | 0 | 0
DemandResponse | 0 | 0 | 0 | 0 | 0 | 0
IGCC-CCS | 0 | 0 | 0 | 0 | 0 | 0
WT_off | 0 | 0 | 0 | 0 | 0 | 0
PseudoUnit | 0 | 0 | 0 | 0 | 0 | 0
FixedInterchange | 0 | 0 | 0 | 0 | 0 | 0
Base VOM Costs by Reporting Type: HQ_IESO
ReportingType | 2015 | 2020 | 2025 | 2030 | 2035 | 2040
BM | 0 | 0 | 0 | 0 | 0 | 0
CC | 0 | 0 | 0 | 0 | 0 | 0
CSP | 0 | 0 | 0 | 0 | 0 | 0
CT | 0 | 0 | 0 | 0 | 0 | 0
Coal | 0 | 0 | 0 | 0 | 0 | 0
Geo | 0 | 0 | 0 | 0 | 0 | 0
H | 0 | 0 | 0 | 0 | 0 | 0
LFG | 0 | 0 | 0 | 0 | 0 | 0
Nuc | 0 | 0 | 0 | 0 | 0 | 0
PS | 0 | 0 | 0 | 0 | 0 | 0
PV | 0 | 0 | 0 | 0 | 0 | 0
PeakG | 0 | 0 | 0 | 0 | 0 | 0
PeakO | 0 | 0 | 0 | 0 | 0 | 0
ST | 0 | 0 | 0 | 0 | 0 | 0
STOG | 0 | 0 | 0 | 0 | 0 | 0
STWD | 0 | 0 | 0 | 0 | 0 | 0
WT | 0 | 0 | 0 | 0 | 0 | 0
IGCC | 0 | 0 | 0 | 0 | 0 | 0
DemandResponse | 0 | 0 | 0 | 0 | 0 | 0
IGCC-CCS | 0 | 0 | 0 | 0 | 0 | 0
WT_off | 0 | 0 | 0 | 0 | 0 | 0
PseudoUnit | 0 | 0 | 0 | 0 | 0.01 | 0.05
FixedInterchange | 0 | 0 | 0 | 0 | 0 | 0
Base VOM Costs by Reporting Type: HQ_NEISO
ReportingType | 2015 | 2020 | 2025 | 2030 | 2035 | 2040
BM | 0 | 0 | 0 | 0 | 0 | 0
CC | 0 | 0 | 0 | 0 | 0 | 0
CSP | 0 | 0 | 0 | 0 | 0 | 0
CT | 0 | 0 | 0 | 0 | 0 | 0
Coal | 0 | 0 | 0 | 0 | 0 | 0
Geo | 0 | 0 | 0 | 0 | 0 | 0
H | 0 | 0 | 0 | 0 | 0 | 0
LFG | 0 | 0 | 0 | 0 | 0 | 0
Nuc | 0 | 0 | 0 | 0 | 0 | 0
PS | 0 | 0 | 0 | 0 | 0 | 0
PV | 0 | 0 | 0 | 0 | 0 | 0
PeakG | 0 | 0 | 0 | 0 | 0 | 0
PeakO | 0 | 0 | 0 | 0 | 0 | 0
ST | 0 | 0 | 0 | 0 | 0 | 0
STOG | 0 | 0 | 0 | 0 | 0 | 0
STWD | 0 | 0 | 0 | 0 | 0 | 0
WT | 0 | 0 | 0 | 0 | 0 | 0
IGCC | 0 | 0 | 0 | 0 | 0 | 0
DemandResponse | 0 | 0 | 0 | 0 | 0 | 0
IGCC-CCS | 0 | 0 | 0 | 0 | 0 | 0
WT_off | 0 | 0 | 0 | 0 | 0 | 0
PseudoUnit | 0 | 0 | 0 | 0 | 0.02 | 63.91
FixedInterchange | 0 | 0 | 0 | 0 | 0 | 0
Base VOM Costs by Reporting Type: HQ_NY
ReportingType | 2015 | 2020 | 2025 | 2030 | 2035 | 2040
BM | 0 | 0 | 0 | 0 | 0 | 0
CC | 0 | 0 | 0 | 0 | 0 | 0
CSP | 0 | 0 | 0 | 0 | 0 | 0
CT | 0 | 0 | 0 | 0 | 0 | 0
Coal | 0 | 0 | 0 | 0 | 0 | 0
Geo | 0 | 0 | 0 | 0 | 0 | 0
H | 0 | 0 | 0 | 0 | 0 | 0
LFG | 0 | 0 | 0 | 0 | 0 | 0
Nuc | 0 | 0 | 0 | 0 | 0 | 0
PS | 0 | 0 | 0 | 0 | 0 | 0
PV | 0 | 0 | 0 | 0 | 0 | 0
PeakG | 0 | 0 | 0 | 0 | 0 | 0
PeakO | 0 | 0 | 0 | 0 | 0 | 0
ST | 0 | 0 | 0 | 0 | 0 | 0
STOG | 0 | 0 | 0 | 0 | 0 | 0
STWD | 0 | 0 | 0 | 0 | 0 | 0
WT | 0 | 0 | 0 | 0 | 0 | 0
IGCC | 0 | 0 | 0 | 0 | 0 | 0
DemandResponse | 0 | 0 | 0 | 0 | 0 | 0
IGCC-CCS | 0 | 0 | 0 | 0 | 0 | 0
WT_off | 0 | 0 | 0 | 0 | 0 | 0
PseudoUnit | 0 | 0 | 0 | 0.01 | 514.25 | 625.57
FixedInterchange | 0 | 0 | 0 | 0 | 0 | 0
Base VOM Costs by Reporting Type: MARITIMES
ReportingType | 2015 | 2020 | 2025 | 2030 | 2035 | 2040
BM | 0 | 0 | 0 | 0 | 0 | 0
CC | 0 | 0 | 0 | 0 | 0 | 0
CSP | 0 | 0 | 0 | 0 | 0 | 0
CT | 0 | 0 | 0 | 0 | 0 | 0
Coal | 0 | 0 | 0 | 0 | 0 | 0
Geo | 0 | 0 | 0 | 0 | 0 | 0
H | 0 | 0 | 0 | 0 | 0 | 0
LFG | 0 | 0 | 0 | 0 | 0 | 0
Nuc | 0 | 0 | 0 | 0 | 0 | 0
PS | 0 | 0 | 0 | 0 | 0 | 0
PV | 0 | 0 | 0 | 0 | 0 | 0
PeakG | 0 | 0 | 0 | 0 | 0 | 0
PeakO | 0 | 0 | 0 | 0 | 0 | 0
ST | 0 | 0 | 0 | 0 | 0 | 0
STOG | 0 | 0 | 0 | 0 | 0 | 0
STWD | 0 | 0 | 0 | 0 | 0 | 0
WT | 0 | 0 | 0 | 0 | 0 | 0
IGCC | 0 | 0 | 0 | 0 | 0 | 0
DemandResponse | 0 | 0 | 0 | 0 | 0 | 0
IGCC-CCS | 0 | 0 | 0 | 0 | 0 | 0
WT_off | 0 | 0 | 0 | 0 | 0 | 0
PseudoUnit | 0 | 0 | 0 | 0 | 0.02 | 106.51
FixedInterchange | 0 | 0 | 0 | 0 | 0 | 0
Base VOM Costs by Reporting Type: All
ReportingType | 2015 | 2020 | 2025 | 2030 | 2035 | 2040
BM | 11.06 | 30.03 | 48.54 | 61.95 | 982.86 | 2070.94
CC | 4647.38 | 5586.47 | 5360.11 | 3985.54 | 2187.41 | 982.85
CSP | 0 | 0 | 0 | 0 | 0 | 0
CT | 5.24 | 7.93 | 9.78 | 3.34 | 0.03 | 0.01
Coal | 4207.58 | 2061.99 | 269 | 145.98 | 294.18 | 298.04
Geo | 11.13 | 177.57 | 532.82 | 532.82 | 532.83 | 532.82
H | 0 | 0.09 | 0.23 | 0.44 | 0.51 | 0.51
LFG | 0.38 | 0.54 | 0.73 | 0.79 | 0.79 | 0.79
Nuc | 2164.81 | 2225.49 | 2440.91 | 2993.12 | 3296.85 | 3722.69
PS | 0 | 0 | 0 | 0 | 0 | 0
PV | 0.02 | 0.06 | 0.07 | 0.08 | 0.08 | 0.08
PeakG | 24.44 | 31.18 | 33.76 | 26.94 | 13.8 | 7.51
PeakO | 0 | 0 | 0 | 0 | 0 | 0
ST | 0.03 | 0.06 | 0.07 | 0.07 | 0.18 | 0.21
STOG | 20.36 | 18.25 | 13.1 | 9.12 | 3.42 | 1.51
STWD | 31.08 | 37.36 | 41.97 | 57.15 | 78.88 | 69.11
WT | 2.03 | 6.19 | 10.05 | 13.15 | 14.55 | 14.87
IGCC | 30.43 | 30.44 | 4.42 | 0.01 | 0.01 | 0
DemandResponse | 0.02 | 0.02 | 0.03 | 0.04 | 0.05 | 0.07
IGCC-CCS | 0 | 0.01 | 0.02 | 0.02 | 0.04 | 0.04
WT_off | 0.02 | 0.02 | 0.06 | 0.06 | 0.06 | 0.06
PseudoUnit | 0 | 0 | 0.01 | 0.02 | 514.31 | 796.04
FixedInterchange | 0 | 0 | 0 | 0 | 0 | 0
Base VOM Costs by Reporting Type: EI_US
ReportingType | 2015 | 2020 | 2025 | 2030 | 2035 | 2040
BM | 10.54 | 28.96 | 46.32 | 54.58 | 795.28 | 1888.69
CC | 3235.39 | 4105.78 | 3931.34 | 2908.97 | 1695.68 | 637.66
CSP | 0 | 0 | 0 | 0 | 0 | 0
CT | 5.24 | 7.9 | 9.76 | 3.26 | 0.03 | 0
Coal | 3312.15 | 1284.61 | 173.45 | 107.6 | 245.49 | 253.8
Geo | 0 | 0 | 0 | 0 | 0 | 0
H | 0 | 0.04 | 0.08 | 0.12 | 0.16 | 0.16
LFG | 0.32 | 0.4 | 0.51 | 0.57 | 0.57 | 0.57
Nuc | 1653.22 | 1713.9 | 1803.83 | 2081.05 | 2095.89 | 2368.32
PS | 0 | 0 | 0 | 0 | 0 | 0
PV | 0 | 0.04 | 0.06 | 0.06 | 0.06 | 0.06
PeakG | 24.41 | 31.12 | 33.75 | 26.6 | 13.46 | 7.11
PeakO | 0 | 0 | 0 | 0 | 0 | 0
ST | 0 | 0 | 0 | 0 | 0 | 0
STOG | 13.62 | 9.29 | 9.49 | 7.08 | 3.31 | 1.45
STWD | 19.12 | 16.15 | 15.57 | 26.55 | 46.09 | 36.84
WT | 1.2 | 4.79 | 7.69 | 10.24 | 11.42 | 11.64
IGCC | 30.43 | 30.44 | 4.42 | 0.01 | 0.01 | 0
DemandResponse | 0.01 | 0.02 | 0.02 | 0.03 | 0.04 | 0.05
IGCC-CCS | 0 | 0.01 | 0.02 | 0.02 | 0.03 | 0.04
WT_off | 0.02 | 0.02 | 0.06 | 0.06 | 0.06 | 0.06
PseudoUnit | 0 | 0 | 0.01 | 0.01 | 514.3 | 795.99
FixedInterchange | 0 | 0 | 0 | 0 | 0 | 0
Base VOM Costs by Reporting Type: EI_Canada
ReportingType | 2015 | 2020 | 2025 | 2030 | 2035 | 2040
BM | 0 | 0.01 | 0.03 | 0.52 | 1.31 | 7.47
CC | 8.01 | 2.04 | 0.32 | 0 | 0 | 0
CSP | 0 | 0 | 0 | 0 | 0 | 0
CT | 0 | 0 | 0 | 0 | 0 | 0
Coal | 0 | 0 | 0 | 0 | 0 | 0
Geo | 0 | 0 | 0 | 0 | 0 | 0
H | 0 | 0.05 | 0.15 | 0.32 | 0.34 | 0.34
LFG | 0.01 | 0.01 | 0.01 | 0.01 | 0.01 | 0.01
Nuc | 240.73 | 240.73 | 240.73 | 240.73 | 221.68 | 193.21
PS | 0 | 0 | 0 | 0 | 0 | 0
PV | 0 | 0 | 0 | 0 | 0 | 0
PeakG | 0.03 | 0 | 0 | 0 | 0 | 0
PeakO | 0 | 0 | 0 | 0 | 0 | 0
ST | 0 | 0 | 0 | 0 | 0 | 0
STOG | 0 | 0 | 0 | 0 | 0 | 0
STWD | 0.06 | 0.02 | 0.05 | 0.12 | 2.31 | 1.8
WT | 0.11 | 0.11 | 0.11 | 0.11 | 0.1 | 0.1
IGCC | 0 | 0 | 0 | 0 | 0 | 0
DemandResponse | 0 | 0 | 0 | 0 | 0 | 0
IGCC-CCS | 0 | 0 | 0 | 0 | 0 | 0
WT_off | 0 | 0 | 0 | 0 | 0 | 0
PseudoUnit | 0 | 0 | 0 | 0 | 0.01 | 0.05
FixedInterchange | 0 | 0 | 0 | 0 | 0 | 0
Base VOM Costs by Reporting Type: EI
ReportingType | 2015 | 2020 | 2025 | 2030 | 2035 | 2040
BM | 10.54 | 28.97 | 46.34 | 55.1 | 796.59 | 1896.16
CC | 3243.4 | 4107.83 | 3931.66 | 2908.97 | 1695.68 | 637.66
CSP | 0 | 0 | 0 | 0 | 0 | 0
CT | 5.24 | 7.9 | 9.76 | 3.26 | 0.03 | 0.01
Coal | 3312.15 | 1284.61 | 173.46 | 107.61 | 245.49 | 253.8
Geo | 0 | 0 | 0 | 0 | 0 | 0
H | 0 | 0.09 | 0.23 | 0.44 | 0.5 | 0.5
LFG | 0.33 | 0.41 | 0.52 | 0.58 | 0.58 | 0.58
Nuc | 1893.95 | 1954.63 | 2044.56 | 2321.78 | 2317.57 | 2561.53
PS | 0 | 0 | 0 | 0 | 0 | 0
PV | 0.01 | 0.04 | 0.06 | 0.06 | 0.06 | 0.07
PeakG | 24.44 | 31.12 | 33.75 | 26.6 | 13.46 | 7.11
PeakO | 0 | 0 | 0 | 0 | 0 | 0
ST | 0 | 0 | 0 | 0 | 0 | 0
STOG | 13.62 | 9.29 | 9.49 | 7.08 | 3.31 | 1.45
STWD | 19.19 | 16.18 | 15.62 | 26.67 | 48.41 | 38.63
WT | 1.31 | 4.9 | 7.8 | 10.35 | 11.52 | 11.74
IGCC | 30.43 | 30.44 | 4.42 | 0.01 | 0.01 | 0
DemandResponse | 0.01 | 0.02 | 0.02 | 0.03 | 0.04 | 0.05
IGCC-CCS | 0 | 0.01 | 0.02 | 0.02 | 0.03 | 0.04
WT_off | 0.02 | 0.02 | 0.06 | 0.06 | 0.06 | 0.06
PseudoUnit | 0 | 0 | 0.01 | 0.02 | 514.31 | 796.04
FixedInterchange | 0 | 0 | 0 | 0 | 0 | 0
Base VOM Costs by Reporting Type: Outside_EI
ReportingType | 2015 | 2020 | 2025 | 2030 | 2035 | 2040
BM | 0.51 | 1.06 | 2.2 | 6.85 | 186.27 | 174.78
CC | 1403.98 | 1478.64 | 1428.45 | 1076.58 | 491.73 | 345.19
CSP | 0 | 0 | 0 | 0 | 0 | 0
CT | 0 | 0.02 | 0.02 | 0.08 | 0 | 0
Coal | 895.43 | 777.38 | 95.55 | 38.37 | 48.69 | 44.24
Geo | 11.13 | 177.57 | 532.82 | 532.82 | 532.82 | 532.82
H | 0 | 0 | 0 | 0 | 0.01 | 0.01
LFG | 0.05 | 0.13 | 0.2 | 0.2 | 0.2 | 0.2
Nuc | 270.85 | 270.85 | 396.35 | 671.34 | 979.28 | 1161.16
PS | 0 | 0 | 0 | 0 | 0 | 0
PV | 0.01 | 0.01 | 0.01 | 0.01 | 0.01 | 0.01
PeakG | 0 | 0.06 | 0 | 0.33 | 0.34 | 0.4
PeakO | 0 | 0 | 0 | 0 | 0 | 0
ST | 0.03 | 0.06 | 0.07 | 0.07 | 0.18 | 0.21
STOG | 6.75 | 8.96 | 3.61 | 2.03 | 0.12 | 0.05
STWD | 11.89 | 21.19 | 26.35 | 30.48 | 30.48 | 30.48
WT | 0.72 | 1.29 | 2.26 | 2.8 | 3.04 | 3.13
IGCC | 0 | 0 | 0 | 0 | 0 | 0
DemandResponse | 0 | 0.01 | 0.01 | 0.01 | 0.01 | 0.02
IGCC-CCS | 0 | 0 | 0 | 0 | 0.01 | 0.01
WT_off | 0 | 0 | 0 | 0 | 0 | 0
PseudoUnit | 0 | 0 | 0 | 0 | 0 | 0
FixedInterchange | 0 | 0 | 0 | 0 | 0 | 0
#9 | 0.01 0: Retrofit VOM Costs ($million)
Retrofit VOM Costs by Reporting Type: Entergy
ReportingType | 2015 | 2020 | 2025 | 2030 | 2035 | 2040
BM | 0 | 0 | 0 | 0 | 0 | 0
CC | 0 | 0 | 0 | 0 | 0 | 0
CSP | 0 | 0 | 0 | 0 | 0 | 0
CT | 0 | 0 | 0 | 0 | 0 | 0
Coal | 13.1 | 12.15 | 0.02 | 0.01 | 0 | 0
Geo | 0 | 0 | 0 | 0 | 0 | 0
H | 0 | 0 | 0 | 0 | 0 | 0
LFG | 0 | 0 | 0 | 0 | 0 | 0
Nuc | 0 | 0 | 0 | 0 | 0 | 0
PS | 0 | 0 | 0 | 0 | 0 | 0
PV | 0 | 0 | 0 | 0 | 0 | 0
PeakG | 0 | 0 | 0 | 0 | 0 | 0
PeakO | 0 | 0 | 0 | 0 | 0 | 0
ST | 0 | 0 | 0 | 0 | 0 | 0
STOG | 0 | 0 | 0 | 0 | 0 | 0
STWD | 0 | 0 | 0 | 0 | 0 | 0
WT | 0 | 0 | 0 | 0 | 0 | 0
IGCC | 0 | 0 | 0 | 0 | 0 | 0
DemandResponse | 0 | 0 | 0 | 0 | 0 | 0
IGCC-CCS | 0 | 0 | 0 | 0 | 0 | 0
WT_off | 0 | 0 | 0 | 0 | 0 | 0
PseudoUnit | 0 | 0 | 0 | 0 | 0 | 0
FixedInterchange | 0 | 0 | 0 | 0 | 0 | 0
Retrofit VOM Costs by Reporting Type: FRCC
ReportingType | 2015 | 2020 | 2025 | 2030 | 2035 | 2040
BM | 0 | 0 | 0 | 0 | 0 | 0
CC | 0 | 0 | 0 | 0 | 0 | 0
CSP | 0 | 0 | 0 | 0 | 0 | 0
CT | 0 | 0 | 0 | 0 | 0 | 0
Coal | 29.77 | 22.33 | 3.59 | 6.42 | 19.69 | 22.95
Geo | 0 | 0 | 0 | 0 | 0 | 0
H | 0 | 0 | 0 | 0 | 0 | 0
LFG | 0 | 0 | 0 | 0 | 0 | 0
Nuc | 0 | 0 | 0 | 0 | 0 | 0
PS | 0 | 0 | 0 | 0 | 0 | 0
PV | 0 | 0 | 0 | 0 | 0 | 0
PeakG | 0 | 0 | 0 | 0 | 0 | 0
PeakO | 0 | 0 | 0 | 0 | 0 | 0
ST | 0 | 0 | 0 | 0 | 0 | 0
STOG | 0 | 0 | 0 | 0 | 0 | 0
STWD | 0 | 0 | 0 | 0 | 0 | 0
WT | 0 | 0 | 0 | 0 | 0 | 0
IGCC | 0 | 0 | 0 | 0 | 0 | 0
DemandResponse | 0 | 0 | 0 | 0 | 0 | 0
IGCC-CCS | 0 | 0 | 0 | 0 | 0 | 0
WT_off | 0 | 0 | 0 | 0 | 0 | 0
PseudoUnit | 0 | 0 | 0 | 0 | 0 | 0
FixedInterchange | 0 | 0 | 0 | 0 | 0 | 0
Retrofit VOM Costs by Reporting Type: MAPP_US
ReportingType | 2015 | 2020 | 2025 | 2030 | 2035 | 2040
BM | 0 | 0 | 0 | 0 | 0 | 0
CC | 0 | 0 | 0 | 0 | 0 | 0
CSP | 0 | 0 | 0 | 0 | 0 | 0
CT | 0 | 0 | 0 | 0 | 0 | 0
Coal | 46.22 | 18.24 | 0.69 | 0 | 0 | 0
Geo | 0 | 0 | 0 | 0 | 0 | 0
H | 0 | 0 | 0 | 0 | 0 | 0
LFG | 0 | 0 | 0 | 0 | 0 | 0
Nuc | 0 | 0 | 0 | 0 | 0 | 0
PS | 0 | 0 | 0 | 0 | 0 | 0
PV | 0 | 0 | 0 | 0 | 0 | 0
PeakG | 0 | 0 | 0 | 0 | 0 | 0
PeakO | 0 | 0 | 0 | 0 | 0 | 0
ST | 0 | 0 | 0 | 0 | 0 | 0
STOG | 0 | 0 | 0 | 0 | 0 | 0
STWD | 0 | 0 | 0 | 0 | 0 | 0
WT | 0 | 0 | 0 | 0 | 0 | 0
IGCC | 0 | 0 | 0 | 0 | 0 | 0
DemandResponse | 0 | 0 | 0 | 0 | 0 | 0
IGCC-CCS | 0 | 0 | 0 | 0 | 0 | 0
WT_off | 0 | 0 | 0 | 0 | 0 | 0
PseudoUnit | 0 | 0 | 0 | 0 | 0 | 0
FixedInterchange | 0 | 0 | 0 | 0 | 0 | 0
Retrofit VOM Costs by Reporting Type: MISO_IN
ReportingType | 2015 | 2020 | 2025 | 2030 | 2035 | 2040
BM | 0 | 0 | 0 | 0 | 0 | 0
CC | 0 | 0 | 0 | 0 | 0 | 0
CSP | 0 | 0 | 0 | 0 | 0 | 0
CT | 0 | 0 | 0 | 0 | 0 | 0
Coal | 206.74 | 158.47 | 20.65 | 20.07 | 78.73 | 84.27
Geo | 0 | 0 | 0 | 0 | 0 | 0
H | 0 | 0 | 0 | 0 | 0 | 0
LFG | 0 | 0 | 0 | 0 | 0 | 0
Nuc | 0 | 0 | 0 | 0 | 0 | 0
PS | 0 | 0 | 0 | 0 | 0 | 0
PV | 0 | 0 | 0 | 0 | 0 | 0
PeakG | 0 | 0 | 0 | 0 | 0 | 0
PeakO | 0 | 0 | 0 | 0 | 0 | 0
ST | 0 | 0 | 0 | 0 | 0 | 0
STOG | 0 | 0 | 0 | 0 | 0 | 0
STWD | 0 | 0 | 0 | 0 | 0 | 0
WT | 0 | 0 | 0 | 0 | 0 | 0
IGCC | 0 | 0 | 0 | 0 | 0 | 0
DemandResponse | 0 | 0 | 0 | 0 | 0 | 0
IGCC-CCS | 0 | 0 | 0 | 0 | 0 | 0
WT_off | 0 | 0 | 0 | 0 | 0 | 0
PseudoUnit | 0 | 0 | 0 | 0 | 0 | 0
FixedInterchange | 0 | 0 | 0 | 0 | 0 | 0
Retrofit VOM Costs by Reporting Type: MISO_MI
ReportingType | 2015 | 2020 | 2025 | 2030 | 2035 | 2040
BM | 0 | 0 | 0 | 0 | 0 | 0
CC | 0 | 0 | 0 | 0 | 0 | 0
CSP | 0 | 0 | 0 | 0 | 0 | 0
CT | 0 | 0 | 0 | 0 | 0 | 0
Coal | 7.66 | 0.09 | 0.05 | 0.03 | 0.04 | 0.04
Geo | 0 | 0 | 0 | 0 | 0 | 0
H | 0 | 0 | 0 | 0 | 0 | 0
LFG | 0 | 0 | 0 | 0 | 0 | 0
Nuc | 0 | 0 | 0 | 0 | 0 | 0
PS | 0 | 0 | 0 | 0 | 0 | 0
PV | 0 | 0 | 0 | 0 | 0 | 0
PeakG | 0 | 0 | 0 | 0 | 0 | 0
PeakO | 0 | 0 | 0 | 0 | 0 | 0
ST | 0 | 0 | 0 | 0 | 0 | 0
STOG | 0 | 0 | 0 | 0 | 0 | 0
STWD | 0 | 0 | 0 | 0 | 0 | 0
WT | 0 | 0 | 0 | 0 | 0 | 0
IGCC | 0 | 0 | 0 | 0 | 0 | 0
DemandResponse | 0 | 0 | 0 | 0 | 0 | 0
IGCC-CCS | 0 | 0 | 0 | 0 | 0 | 0
WT_off | 0 | 0 | 0 | 0 | 0 | 0
PseudoUnit | 0 | 0 | 0 | 0 | 0 | 0
FixedInterchange | 0 | 0 | 0 | 0 | 0 | 0
Retrofit VOM Costs by Reporting Type: MISO_MO-IL
ReportingType | 2015 | 2020 | 2025 | 2030 | 2035 | 2040
BM | 0 | 0 | 0 | 0 | 0 | 0
CC | 0 | 0 | 0 | 0 | 0 | 0
CSP | 0 | 0 | 0 | 0 | 0 | 0
CT | 0 | 0 | 0 | 0 | 0 | 0
Coal | 75.41 | 51.17 | 7.01 | 5.43 | 16.56 | 16.56
Geo | 0 | 0 | 0 | 0 | 0 | 0
H | 0 | 0 | 0 | 0 | 0 | 0
LFG | 0 | 0 | 0 | 0 | 0 | 0
Nuc | 0 | 0 | 0 | 0 | 0 | 0
PS | 0 | 0 | 0 | 0 | 0 | 0
PV | 0 | 0 | 0 | 0 | 0 | 0
PeakG | 0 | 0 | 0 | 0 | 0 | 0
PeakO | 0 | 0 | 0 | 0 | 0 | 0
ST | 0 | 0 | 0 | 0 | 0 | 0
STOG | 0 | 0 | 0 | 0 | 0 | 0
STWD | 0 | 0 | 0 | 0 | 0 | 0
WT | 0 | 0 | 0 | 0 | 0 | 0
IGCC | 0 | 0 | 0 | 0 | 0 | 0
DemandResponse | 0 | 0 | 0 | 0 | 0 | 0
IGCC-CCS | 0 | 0 | 0 | 0 | 0 | 0
WT_off | 0 | 0 | 0 | 0 | 0 | 0
PseudoUnit | 0 | 0 | 0 | 0 | 0 | 0
FixedInterchange | 0 | 0 | 0 | 0 | 0 | 0
Retrofit VOM Costs by Reporting Type: MISO_W
ReportingType | 2015 | 2020 | 2025 | 2030 | 2035 | 2040
BM | 0 | 0 | 0 | 0 | 0 | 0
CC | 0 | 0 | 0 | 0 | 0 | 0
CSP | 0 | 0 | 0 | 0 | 0 | 0
CT | 0 | 0 | 0 | 0 | 0 | 0
Coal | 112.46 | 103.47 | 15.71 | 9.89 | 13.83 | 13.83
Geo | 0 | 0 | 0 | 0 | 0 | 0
H | 0 | 0 | 0 | 0 | 0 | 0
LFG | 0 | 0 | 0 | 0 | 0 | 0
Nuc | 0 | 0 | 0 | 0 | 0 | 0
PS | 0 | 0 | 0 | 0 | 0 | 0
PV | 0 | 0 | 0 | 0 | 0 | 0
PeakG | 0 | 0 | 0 | 0 | 0 | 0
PeakO | 0 | 0 | 0 | 0 | 0 | 0
ST | 0 | 0 | 0 | 0 | 0 | 0
STOG | 0 | 0 | 0 | 0 | 0 | 0
STWD | 0 | 0 | 0 | 0 | 0 | 0
WT | 0 | 0 | 0 | 0 | 0 | 0
IGCC | 0 | 0 | 0 | 0 | 0 | 0
DemandResponse | 0 | 0 | 0 | 0 | 0 | 0
IGCC-CCS | 0 | 0 | 0 | 0 | 0 | 0
WT_off | 0 | 0 | 0 | 0 | 0 | 0
PseudoUnit | 0 | 0 | 0 | 0 | 0 | 0
FixedInterchange | 0 | 0 | 0 | 0 | 0 | 0
Retrofit VOM Costs by Reporting Type: MISO_WUMS
ReportingType | 2015 | 2020 | 2025 | 2030 | 2035 | 2040
BM | 0 | 0 | 0 | 0 | 0 | 0
CC | 0 | 0 | 0 | 0 | 0 | 0
CSP | 0 | 0 | 0 | 0 | 0 | 0
CT | 0 | 0 | 0 | 0 | 0 | 0
Coal | 30.15 | 10.33 | 6.2 | 7.18 | 23.26 | 28.75
Geo | 0 | 0 | 0 | 0 | 0 | 0
H | 0 | 0 | 0 | 0 | 0 | 0
LFG | 0 | 0 | 0 | 0 | 0 | 0
Nuc | 0 | 0 | 0 | 0 | 0 | 0
PS | 0 | 0 | 0 | 0 | 0 | 0
PV | 0 | 0 | 0 | 0 | 0 | 0
PeakG | 0 | 0 | 0 | 0 | 0 | 0
PeakO | 0 | 0 | 0 | 0 | 0 | 0
ST | 0 | 0 | 0 | 0 | 0 | 0
STOG | 0 | 0 | 0 | 0 | 0 | 0
STWD | 0 | 0 | 0 | 0 | 0 | 0
WT | 0 | 0 | 0 | 0 | 0 | 0
IGCC | 0 | 0 | 0 | 0 | 0 | 0
DemandResponse | 0 | 0 | 0 | 0 | 0 | 0
IGCC-CCS | 0 | 0 | 0 | 0 | 0 | 0
WT_off | 0 | 0 | 0 | 0 | 0 | 0
PseudoUnit | 0 | 0 | 0 | 0 | 0 | 0
FixedInterchange | 0 | 0 | 0 | 0 | 0 | 0
Retrofit VOM Costs by Reporting Type: Nebraska
ReportingType | 2015 | 2020 | 2025 | 2030 | 2035 | 2040
BM | 0 | 0 | 0 | 0 | 0 | 0
CC | 0 | 0 | 0 | 0 | 0 | 0
CSP | 0 | 0 | 0 | 0 | 0 | 0
CT | 0 | 0 | 0 | 0 | 0 | 0
Coal | 16.57 | 5.76 | 5.41 | 5.41 | 4 | 4.06
Geo | 0 | 0 | 0 | 0 | 0 | 0
H | 0 | 0 | 0 | 0 | 0 | 0
LFG | 0 | 0 | 0 | 0 | 0 | 0
Nuc | 0 | 0 | 0 | 0 | 0 | 0
PS | 0 | 0 | 0 | 0 | 0 | 0
PV | 0 | 0 | 0 | 0 | 0 | 0
PeakG | 0 | 0 | 0 | 0 | 0 | 0
PeakO | 0 | 0 | 0 | 0 | 0 | 0
ST | 0 | 0 | 0 | 0 | 0 | 0
STOG | 0 | 0 | 0 | 0 | 0 | 0
STWD | 0 | 0 | 0 | 0 | 0 | 0
WT | 0 | 0 | 0 | 0 | 0 | 0
IGCC | 0 | 0 | 0 | 0 | 0 | 0
DemandResponse | 0 | 0 | 0 | 0 | 0 | 0
IGCC-CCS | 0 | 0 | 0 | 0 | 0 | 0
WT_off | 0 | 0 | 0 | 0 | 0 | 0
PseudoUnit | 0 | 0 | 0 | 0 | 0 | 0
FixedInterchange | 0 | 0 | 0 | 0 | 0 | 0
Retrofit VOM Costs by Reporting Type: NEISO
ReportingType | 2015 | 2020 | 2025 | 2030 | 2035 | 2040
BM | 0 | 0 | 0 | 0 | 0 | 0
CC | 0 | 0 | 0 | 0 | 0 | 0
CSP | 0 | 0 | 0 | 0 | 0 | 0
CT | 0 | 0 | 0 | 0 | 0 | 0
Coal | 0.31 | 0.01 | 0.01 | 0 | 0 | 0
Geo | 0 | 0 | 0 | 0 | 0 | 0
H | 0 | 0 | 0 | 0 | 0 | 0
LFG | 0 | 0 | 0 | 0 | 0 | 0
Nuc | 0 | 0 | 0 | 0 | 0 | 0
PS | 0 | 0 | 0 | 0 | 0 | 0
PV | 0 | 0 | 0 | 0 | 0 | 0
PeakG | 0 | 0 | 0 | 0 | 0 | 0
PeakO | 0 | 0 | 0 | 0 | 0 | 0
ST | 0 | 0 | 0 | 0 | 0 | 0
STOG | 0 | 0 | 0 | 0 | 0 | 0
STWD | 0 | 0 | 0 | 0 | 0 | 0
WT | 0 | 0 | 0 | 0 | 0 | 0
IGCC | 0 | 0 | 0 | 0 | 0 | 0
DemandResponse | 0 | 0 | 0 | 0 | 0 | 0
IGCC-CCS | 0 | 0 | 0 | 0 | 0 | 0
WT_off | 0 | 0 | 0 | 0 | 0 | 0
PseudoUnit | 0 | 0 | 0 | 0 | 0 | 0
FixedInterchange | 0 | 0 | 0 | 0 | 0 | 0
Retrofit VOM Costs by Reporting Type: NonRTO_Midwest
ReportingType | 2015 | 2020 | 2025 | 2030 | 2035 | 2040
BM | 0 | 0 | 0 | 0 | 0 | 0
CC | 0 | 0 | 0 | 0 | 0 | 0
CSP | 0 | 0 | 0 | 0 | 0 | 0
CT | 0 | 0 | 0 | 0 | 0 | 0
Coal | 146.59 | 102.03 | 19.71 | 17.74 | 43.7 | 43.7
Geo | 0 | 0 | 0 | 0 | 0 | 0
H | 0 | 0 | 0 | 0 | 0 | 0
LFG | 0 | 0 | 0 | 0 | 0 | 0
Nuc | 0 | 0 | 0 | 0 | 0 | 0
PS | 0 | 0 | 0 | 0 | 0 | 0
PV | 0 | 0 | 0 | 0 | 0 | 0
PeakG | 0 | 0 | 0 | 0 | 0 | 0
PeakO | 0 | 0 | 0 | 0 | 0 | 0
ST | 0 | 0 | 0 | 0 | 0 | 0
STOG | 0 | 0 | 0 | 0 | 0 | 0
STWD | 0 | 0 | 0 | 0 | 0 | 0
WT | 0 | 0 | 0 | 0 | 0 | 0
IGCC | 0 | 0 | 0 | 0 | 0 | 0
DemandResponse | 0 | 0 | 0 | 0 | 0 | 0
IGCC-CCS | 0 | 0 | 0 | 0 | 0 | 0
WT_off | 0 | 0 | 0 | 0 | 0 | 0
PseudoUnit | 0 | 0 | 0 | 0 | 0 | 0
FixedInterchange | 0 | 0 | 0 | 0 | 0 | 0
Retrofit VOM Costs by Reporting Type: NYISO_A-F
ReportingType | 2015 | 2020 | 2025 | 2030 | 2035 | 2040
BM | 0 | 0 | 0 | 0 | 0 | 0
CC | 0 | 0 | 0 | 0 | 0 | 0
CSP | 0 | 0 | 0 | 0 | 0 | 0
CT | 0 | 0 | 0 | 0 | 0 | 0
Coal | 0.01 | 0.01 | 0.01 | 0 | 0 | 0
Geo | 0 | 0 | 0 | 0 | 0 | 0
H | 0 | 0 | 0 | 0 | 0 | 0
LFG | 0 | 0 | 0 | 0 | 0 | 0
Nuc | 0 | 0 | 0 | 0 | 0 | 0
PS | 0 | 0 | 0 | 0 | 0 | 0
PV | 0 | 0 | 0 | 0 | 0 | 0
PeakG | 0 | 0 | 0 | 0 | 0 | 0
PeakO | 0 | 0 | 0 | 0 | 0 | 0
ST | 0 | 0 | 0 | 0 | 0 | 0
STOG | 0 | 0 | 0 | 0 | 0 | 0
STWD | 0 | 0 | 0 | 0 | 0 | 0
WT | 0 | 0 | 0 | 0 | 0 | 0
IGCC | 0 | 0 | 0 | 0 | 0 | 0
DemandResponse | 0 | 0 | 0 | 0 | 0 | 0
IGCC-CCS | 0 | 0 | 0 | 0 | 0 | 0
WT_off | 0 | 0 | 0 | 0 | 0 | 0
PseudoUnit | 0 | 0 | 0 | 0 | 0 | 0
FixedInterchange | 0 | 0 | 0 | 0 | 0 | 0
Retrofit VOM Costs by Reporting Type: NYISO_G-I
ReportingType | 2015 | 2020 | 2025 | 2030 | 2035 | 2040
BM | 0 | 0 | 0 | 0 | 0 | 0
CC | 0 | 0 | 0 | 0 | 0 | 0
CSP | 0 | 0 | 0 | 0 | 0 | 0
CT | 0 | 0 | 0 | 0 | 0 | 0
Coal | 0 | 0 | 0 | 0 | 0 | 0
Geo | 0 | 0 | 0 | 0 | 0 | 0
H | 0 | 0 | 0 | 0 | 0 | 0
LFG | 0 | 0 | 0 | 0 | 0 | 0
Nuc | 0 | 0 | 0 | 0 | 0 | 0
PS | 0 | 0 | 0 | 0 | 0 | 0
PV | 0 | 0 | 0 | 0 | 0 | 0
PeakG | 0 | 0 | 0 | 0 | 0 | 0
PeakO | 0 | 0 | 0 | 0 | 0 | 0
ST | 0 | 0 | 0 | 0 | 0 | 0
STOG | 0 | 0 | 0 | 0 | 0 | 0
STWD | 0 | 0 | 0 | 0 | 0 | 0
WT | 0 | 0 | 0 | 0 | 0 | 0
IGCC | 0 | 0 | 0 | 0 | 0 | 0
DemandResponse | 0 | 0 | 0 | 0 | 0 | 0
IGCC-CCS | 0 | 0 | 0 | 0 | 0 | 0
WT_off | 0 | 0 | 0 | 0 | 0 | 0
PseudoUnit | 0 | 0 | 0 | 0 | 0 | 0
FixedInterchange | 0 | 0 | 0 | 0 | 0 | 0
Retrofit VOM Costs by Reporting Type: NYISO_J-K
ReportingType | 2015 | 2020 | 2025 | 2030 | 2035 | 2040
BM | 0 | 0 | 0 | 0 | 0 | 0
CC | 0 | 0 | 0 | 0 | 0 | 0
CSP | 0 | 0 | 0 | 0 | 0 | 0
CT | 0 | 0 | 0 | 0 | 0 | 0
Coal | 0 | 0 | 0 | 0 | 0 | 0
Geo | 0 | 0 | 0 | 0 | 0 | 0
H | 0 | 0 | 0 | 0 | 0 | 0
LFG | 0 | 0 | 0 | 0 | 0 | 0
Nuc | 0 | 0 | 0 | 0 | 0 | 0
PS | 0 | 0 | 0 | 0 | 0 | 0
PV | 0 | 0 | 0 | 0 | 0 | 0
PeakG | 0 | 0 | 0 | 0 | 0 | 0
PeakO | 0 | 0 | 0 | 0 | 0 | 0
ST | 0 | 0 | 0 | 0 | 0 | 0
STOG | 0 | 0 | 0 | 0 | 0 | 0
STWD | 0 | 0 | 0 | 0 | 0 | 0
WT | 0 | 0 | 0 | 0 | 0 | 0
IGCC | 0 | 0 | 0 | 0 | 0 | 0
DemandResponse | 0 | 0 | 0 | 0 | 0 | 0
IGCC-CCS | 0 | 0 | 0 | 0 | 0 | 0
WT_off | 0 | 0 | 0 | 0 | 0 | 0
PseudoUnit | 0 | 0 | 0 | 0 | 0 | 0
FixedInterchange | 0 | 0 | 0 | 0 | 0 | 0
Retrofit VOM Costs by Reporting Type: PJM_E
ReportingType | 2015 | 2020 | 2025 | 2030 | 2035 | 2040
BM | 0 | 0 | 0 | 0 | 0 | 0
CC | 0 | 0 | 0 | 0 | 0 | 0
CSP | 0 | 0 | 0 | 0 | 0 | 0
CT | 0 | 0 | 0 | 0 | 0 | 0
Coal | 3.72 | 1.58 | 1.42 | 0.02 | 6.73 | 10.2
Geo | 0 | 0 | 0 | 0 | 0 | 0
H | 0 | 0 | 0 | 0 | 0 | 0
LFG | 0 | 0 | 0 | 0 | 0 | 0
Nuc | 0 | 0 | 0 | 0 | 0 | 0
PS | 0 | 0 | 0 | 0 | 0 | 0
PV | 0 | 0 | 0 | 0 | 0 | 0
PeakG | 0 | 0 | 0 | 0 | 0 | 0
PeakO | 0 | 0 | 0 | 0 | 0 | 0
ST | 0 | 0 | 0 | 0 | 0 | 0
STOG | 0 | 0 | 0 | 0 | 0 | 0
STWD | 0 | 0 | 0 | 0 | 0 | 0
WT | 0 | 0 | 0 | 0 | 0 | 0
IGCC | 0 | 0 | 0 | 0 | 0 | 0
DemandResponse | 0 | 0 | 0 | 0 | 0 | 0
IGCC-CCS | 0 | 0 | 0 | 0 | 0 | 0
WT_off | 0 | 0 | 0 | 0 | 0 | 0
PseudoUnit | 0 | 0 | 0 | 0 | 0 | 0
FixedInterchange | 0 | 0 | 0 | 0 | 0 | 0
Retrofit VOM Costs by Reporting Type: PJM_ROM
ReportingType | 2015 | 2020 | 2025 | 2030 | 2035 | 2040
BM | 0 | 0 | 0 | 0 | 0 | 0
CC | 0 | 0 | 0 | 0 | 0 | 0
CSP | 0 | 0 | 0 | 0 | 0 | 0
CT | 0 | 0 | 0 | 0 | 0 | 0
Coal | 19.62 | 10.45 | 0.04 | 0.04 | 0.08 | 0.08
Geo | 0 | 0 | 0 | 0 | 0 | 0
H | 0 | 0 | 0 | 0 | 0 | 0
LFG | 0 | 0 | 0 | 0 | 0 | 0
Nuc | 0 | 0 | 0 | 0 | 0 | 0
PS | 0 | 0 | 0 | 0 | 0 | 0
PV | 0 | 0 | 0 | 0 | 0 | 0
PeakG | 0 | 0 | 0 | 0 | 0 | 0
PeakO | 0 | 0 | 0 | 0 | 0 | 0
ST | 0 | 0 | 0 | 0 | 0 | 0
STOG | 0 | 0 | 0 | 0 | 0 | 0
STWD | 0 | 0 | 0 | 0 | 0 | 0
WT | 0 | 0 | 0 | 0 | 0 | 0
IGCC | 0 | 0 | 0 | 0 | 0 | 0
DemandResponse | 0 | 0 | 0 | 0 | 0 | 0
IGCC-CCS | 0 | 0 | 0 | 0 | 0 | 0
WT_off | 0 | 0 | 0 | 0 | 0 | 0
PseudoUnit | 0 | 0 | 0 | 0 | 0 | 0
FixedInterchange | 0 | 0 | 0 | 0 | 0 | 0
Retrofit VOM Costs by Reporting Type: PJM_ROR
ReportingType | 2015 | 2020 | 2025 | 2030 | 2035 | 2040
BM | 0 | 0 | 0 | 0 | 0 | 0
CC | 0 | 0 | 0 | 0 | 0 | 0
CSP | 0 | 0 | 0 | 0 | 0 | 0
CT | 0 | 0 | 0 | 0 | 0 | 0
Coal | 454.71 | 403.55 | 42.04 | 46.16 | 155.78 | 155.78
Geo | 0 | 0 | 0 | 0 | 0 | 0
H | 0 | 0 | 0 | 0 | 0 | 0
LFG | 0 | 0 | 0 | 0 | 0 | 0
Nuc | 0 | 0 | 0 | 0 | 0 | 0
PS | 0 | 0 | 0 | 0 | 0 | 0
PV | 0 | 0 | 0 | 0 | 0 | 0
PeakG | 0 | 0 | 0 | 0 | 0 | 0
PeakO | 0 | 0 | 0 | 0 | 0 | 0
ST | 0 | 0 | 0 | 0 | 0 | 0
STOG | 0 | 0 | 0 | 0 | 0 | 0
STWD | 0 | 0 | 0 | 0 | 0 | 0
WT | 0 | 0 | 0 | 0 | 0 | 0
IGCC | 0 | 0 | 0 | 0 | 0 | 0
DemandResponse | 0 | 0 | 0 | 0 | 0 | 0
IGCC-CCS | 0 | 0 | 0 | 0 | 0 | 0
WT_off | 0 | 0 | 0 | 0 | 0 | 0
PseudoUnit | 0 | 0 | 0 | 0 | 0 | 0
FixedInterchange | 0 | 0 | 0 | 0 | 0 | 0
Retrofit VOM Costs by Reporting Type: SOCO
ReportingType | 2015 | 2020 | 2025 | 2030 | 2035 | 2040
BM | 0 | 0 | 0 | 0 | 0 | 0
CC | 0 | 0 | 0 | 0 | 0 | 0
CSP | 0 | 0 | 0 | 0 | 0 | 0
CT | 0 | 0 | 0 | 0 | 0 | 0
Coal | 111.46 | 60.73 | 42.32 | 51.3 | 51.4 | 51.4
Geo | 0 | 0 | 0 | 0 | 0 | 0
H | 0 | 0 | 0 | 0 | 0 | 0
LFG | 0 | 0 | 0 | 0 | 0 | 0
Nuc | 0 | 0 | 0 | 0 | 0 | 0
PS | 0 | 0 | 0 | 0 | 0 | 0
PV | 0 | 0 | 0 | 0 | 0 | 0
PeakG | 0 | 0 | 0 | 0 | 0 | 0
PeakO | 0 | 0 | 0 | 0 | 0 | 0
ST | 0 | 0 | 0 | 0 | 0 | 0
STOG | 0 | 0 | 0 | 0 | 0 | 0
STWD | 0 | 0 | 0 | 0 | 0 | 0
WT | 0 | 0 | 0 | 0 | 0 | 0
IGCC | 0 | 0 | 0 | 0 | 0 | 0
DemandResponse | 0 | 0 | 0 | 0 | 0 | 0
IGCC-CCS | 0 | 0 | 0 | 0 | 0 | 0
WT_off | 0 | 0 | 0 | 0 | 0 | 0
PseudoUnit | 0 | 0 | 0 | 0 | 0 | 0
FixedInterchange | 0 | 0 | 0 | 0 | 0 | 0
Retrofit VOM Costs by Reporting Type: SPP_N
ReportingType | 2015 | 2020 | 2025 | 2030 | 2035 | 2040
BM | 0 | 0 | 0 | 0 | 0 | 0
CC | 0 | 0 | 0 | 0 | 0 | 0
CSP | 0 | 0 | 0 | 0 | 0 | 0
CT | 0 | 0 | 0 | 0 | 0 | 0
Coal | 173.17 | 39.82 | 0.01 | 0.01 | 0.01 | 0.01
Geo | 0 | 0 | 0 | 0 | 0 | 0
H | 0 | 0 | 0 | 0 | 0 | 0
LFG | 0 | 0 | 0 | 0 | 0 | 0
Nuc | 0 | 0 | 0 | 0 | 0 | 0
PS | 0 | 0 | 0 | 0 | 0 | 0
PV | 0 | 0 | 0 | 0 | 0 | 0
PeakG | 0 | 0 | 0 | 0 | 0 | 0
PeakO | 0 | 0 | 0 | 0 | 0 | 0
ST | 0 | 0 | 0 | 0 | 0 | 0
STOG | 0 | 0 | 0 | 0 | 0 | 0
STWD | 0 | 0 | 0 | 0 | 0 | 0
WT | 0 | 0 | 0 | 0 | 0 | 0
IGCC | 0 | 0 | 0 | 0 | 0 | 0
DemandResponse | 0 | 0 | 0 | 0 | 0 | 0
IGCC-CCS | 0 | 0 | 0 | 0 | 0 | 0
WT_off | 0 | 0 | 0 | 0 | 0 | 0
PseudoUnit | 0 | 0 | 0 | 0 | 0 | 0
FixedInterchange | 0 | 0 | 0 | 0 | 0 | 0
Retrofit VOM Costs by Reporting Type: SPP_S
ReportingType | 2015 | 2020 | 2025 | 2030 | 2035 | 2040
BM | 0 | 0 | 0 | 0 | 0 | 0
CC | 0 | 0 | 0 | 0 | 0 | 0
CSP | 0 | 0 | 0 | 0 | 0 | 0
CT | 0 | 0 | 0 | 0 | 0 | 0
Coal | 36.53 | 23.1 | 0.06 | 0.01 | 0 | 0
Geo | 0 | 0 | 0 | 0 | 0 | 0
H | 0 | 0 | 0 | 0 | 0 | 0
LFG | 0 | 0 | 0 | 0 | 0 | 0
Nuc | 0 | 0 | 0 | 0 | 0 | 0
PS | 0 | 0 | 0 | 0 | 0 | 0
PV | 0 | 0 | 0 | 0 | 0 | 0
PeakG | 0 | 0 | 0 | 0 | 0 | 0
PeakO | 0 | 0 | 0 | 0 | 0 | 0
ST | 0 | 0 | 0 | 0 | 0 | 0
STOG | 0 | 0 | 0 | 0 | 0 | 0
STWD | 0 | 0 | 0 | 0 | 0 | 0
WT | 0 | 0 | 0 | 0 | 0 | 0
IGCC | 0 | 0 | 0 | 0 | 0 | 0
DemandResponse | 0 | 0 | 0 | 0 | 0 | 0
IGCC-CCS | 0 | 0 | 0 | 0 | 0 | 0
WT_off | 0 | 0 | 0 | 0 | 0 | 0
PseudoUnit | 0 | 0 | 0 | 0 | 0 | 0
FixedInterchange | 0 | 0 | 0 | 0 | 0 | 0
Retrofit VOM Costs by Reporting Type: TVA
ReportingType | 2015 | 2020 | 2025 | 2030 | 2035 | 2040
BM | 0 | 0 | 0 | 0 | 0 | 0
CC | 0 | 0 | 0 | 0 | 0 | 0
CSP | 0 | 0 | 0 | 0 | 0 | 0
CT | 0 | 0 | 0 | 0 | 0 | 0
Coal | 127.42 | 72.12 | 3.03 | 0.04 | 0.05 | 0.05
Geo | 0 | 0 | 0 | 0 | 0 | 0
H | 0 | 0 | 0 | 0 | 0 | 0
LFG | 0 | 0 | 0 | 0 | 0 | 0
Nuc | 0 | 0 | 0 | 0 | 0 | 0
PS | 0 | 0 | 0 | 0 | 0 | 0
PV | 0 | 0 | 0 | 0 | 0 | 0
PeakG | 0 | 0 | 0 | 0 | 0 | 0
PeakO | 0 | 0 | 0 | 0 | 0 | 0
ST | 0 | 0 | 0 | 0 | 0 | 0
STOG | 0 | 0 | 0 | 0 | 0 | 0
STWD | 0 | 0 | 0 | 0 | 0 | 0
WT | 0 | 0 | 0 | 0 | 0 | 0
IGCC | 0 | 0 | 0 | 0 | 0 | 0
DemandResponse | 0 | 0 | 0 | 0 | 0 | 0
IGCC-CCS | 0 | 0 | 0 | 0 | 0 | 0
WT_off | 0 | 0 | 0 | 0 | 0 | 0
PseudoUnit | 0 | 0 | 0 | 0 | 0 | 0
FixedInterchange | 0 | 0 | 0 | 0 | 0 | 0
Retrofit VOM Costs by Reporting Type: TVA_Transmission
ReportingType | 2015 | 2020 | 2025 | 2030 | 2035 | 2040
BM | 0 | 0 | 0 | 0 | 0 | 0
CC | 0 | 0 | 0 | 0 | 0 | 0
CSP | 0 | 0 | 0 | 0 | 0 | 0
CT | 0 | 0 | 0 | 0 | 0 | 0
Coal | 0 | 0 | 0 | 0 | 0 | 0
Geo | 0 | 0 | 0 | 0 | 0 | 0
H | 0 | 0 | 0 | 0 | 0 | 0
LFG | 0 | 0 | 0 | 0 | 0 | 0
Nuc | 0 | 0 | 0 | 0 | 0 | 0
PS | 0 | 0 | 0 | 0 | 0 | 0
PV | 0 | 0 | 0 | 0 | 0 | 0
PeakG | 0 | 0 | 0 | 0 | 0 | 0
PeakO | 0 | 0 | 0 | 0 | 0 | 0
ST | 0 | 0 | 0 | 0 | 0 | 0
STOG | 0 | 0 | 0 | 0 | 0 | 0
STWD | 0 | 0 | 0 | 0 | 0 | 0
WT | 0 | 0 | 0 | 0 | 0 | 0
IGCC | 0 | 0 | 0 | 0 | 0 | 0
DemandResponse | 0 | 0 | 0 | 0 | 0 | 0
IGCC-CCS | 0 | 0 | 0 | 0 | 0 | 0
WT_off | 0 | 0 | 0 | 0 | 0 | 0
PseudoUnit | 0 | 0 | 0 | 0 | 0 | 0
FixedInterchange | 0 | 0 | 0 | 0 | 0 | 0
Retrofit VOM Costs by Reporting Type: VACAR
ReportingType | 2015 | 2020 | 2025 | 2030 | 2035 | 2040
BM | 0 | 0 | 0 | 0 | 0 | 0
CC | 0 | 0 | 0 | 0 | 0 | 0
CSP | 0 | 0 | 0 | 0 | 0 | 0
CT | 0 | 0 | 0 | 0 | 0 | 0
Coal | 114.89 | 62.29 | 11.86 | 15.54 | 23.62 | 23.63
Geo | 0 | 0 | 0 | 0 | 0 | 0
H | 0 | 0 | 0 | 0 | 0 | 0
LFG | 0 | 0 | 0 | 0 | 0 | 0
Nuc | 0 | 0 | 0 | 0 | 0 | 0
PS | 0 | 0 | 0 | 0 | 0 | 0
PV | 0 | 0 | 0 | 0 | 0 | 0
PeakG | 0 | 0 | 0 | 0 | 0 | 0
PeakO | 0 | 0 | 0 | 0 | 0 | 0
ST | 0 | 0 | 0 | 0 | 0 | 0
STOG | 0 | 0 | 0 | 0 | 0 | 0
STWD | 0 | 0 | 0 | 0 | 0 | 0
WT | 0 | 0 | 0 | 0 | 0 | 0
IGCC | 0 | 0 | 0 | 0 | 0 | 0
DemandResponse | 0 | 0 | 0 | 0 | 0 | 0
IGCC-CCS | 0 | 0 | 0 | 0 | 0 | 0
WT_off | 0 | 0 | 0 | 0 | 0 | 0
PseudoUnit | 0 | 0 | 0 | 0 | 0 | 0
FixedInterchange | 0 | 0 | 0 | 0 | 0 | 0
Retrofit VOM Costs by Reporting Type: IESO
ReportingType | 2015 | 2020 | 2025 | 2030 | 2035 | 2040
BM | 0 | 0 | 0 | 0 | 0 | 0
CC | 0 | 0 | 0 | 0 | 0 | 0
CSP | 0 | 0 | 0 | 0 | 0 | 0
CT | 0 | 0 | 0 | 0 | 0 | 0
Coal | 0 | 0 | 0 | 0 | 0 | 0
Geo | 0 | 0 | 0 | 0 | 0 | 0
H | 0 | 0 | 0 | 0 | 0 | 0
LFG | 0 | 0 | 0 | 0 | 0 | 0
Nuc | 0 | 0 | 0 | 0 | 0 | 0
PS | 0 | 0 | 0 | 0 | 0 | 0
PV | 0 | 0 | 0 | 0 | 0 | 0
PeakG | 0 | 0 | 0 | 0 | 0 | 0
PeakO | 0 | 0 | 0 | 0 | 0 | 0
ST | 0 | 0 | 0 | 0 | 0 | 0
STOG | 0 | 0 | 0 | 0 | 0 | 0
STWD | 0 | 0 | 0 | 0 | 0 | 0
WT | 0 | 0 | 0 | 0 | 0 | 0
IGCC | 0 | 0 | 0 | 0 | 0 | 0
DemandResponse | 0 | 0 | 0 | 0 | 0 | 0
IGCC-CCS | 0 | 0 | 0 | 0 | 0 | 0
WT_off | 0 | 0 | 0 | 0 | 0 | 0
PseudoUnit | 0 | 0 | 0 | 0 | 0 | 0
FixedInterchange | 0 | 0 | 0 | 0 | 0 | 0
Retrofit VOM Costs by Reporting Type: MAPP_CA
ReportingType | 2015 | 2020 | 2025 | 2030 | 2035 | 2040
BM | 0 | 0 | 0 | 0 | 0 | 0
CC | 0 | 0 | 0 | 0 | 0 | 0
CSP | 0 | 0 | 0 | 0 | 0 | 0
CT | 0 | 0 | 0 | 0 | 0 | 0
Coal | 0 | 0 | 0 | 0 | 0 | 0
Geo | 0 | 0 | 0 | 0 | 0 | 0
H | 0 | 0 | 0 | 0 | 0 | 0
LFG | 0 | 0 | 0 | 0 | 0 | 0
Nuc | 0 | 0 | 0 | 0 | 0 | 0
PS | 0 | 0 | 0 | 0 | 0 | 0
PV | 0 | 0 | 0 | 0 | 0 | 0
PeakG | 0 | 0 | 0 | 0 | 0 | 0
PeakO | 0 | 0 | 0 | 0 | 0 | 0
ST | 0 | 0 | 0 | 0 | 0 | 0
STOG | 0 | 0 | 0 | 0 | 0 | 0
STWD | 0 | 0 | 0 | 0 | 0 | 0
WT | 0 | 0 | 0 | 0 | 0 | 0
IGCC | 0 | 0 | 0 | 0 | 0 | 0
DemandResponse | 0 | 0 | 0 | 0 | 0 | 0
IGCC-CCS | 0 | 0 | 0 | 0 | 0 | 0
WT_off | 0 | 0 | 0 | 0 | 0 | 0
PseudoUnit | 0 | 0 | 0 | 0 | 0 | 0
FixedInterchange | 0 | 0 | 0 | 0 | 0 | 0
Retrofit VOM Costs by Reporting Type: AZ_NM_SNV_Coal
ReportingType | 2015 | 2020 | 2025 | 2030 | 2035 | 2040
BM | 0 | 0 | 0 | 0 | 0 | 0
CC | 0 | 0 | 0 | 0 | 0 | 0
CSP | 0 | 0 | 0 | 0 | 0 | 0
CT | 0 | 0 | 0 | 0 | 0 | 0
Coal | 214.74 | 221.44 | 47.53 | 3.54 | 20.6 | 10.26
Geo | 0 | 0 | 0 | 0 | 0 | 0
H | 0 | 0 | 0 | 0 | 0 | 0
LFG | 0 | 0 | 0 | 0 | 0 | 0
Nuc | 0 | 0 | 0 | 0 | 0 | 0
PS | 0 | 0 | 0 | 0 | 0 | 0
PV | 0 | 0 | 0 | 0 | 0 | 0
PeakG | 0 | 0 | 0 | 0 | 0 | 0
PeakO | 0 | 0 | 0 | 0 | 0 | 0
ST | 0 | 0 | 0 | 0 | 0 | 0
STOG | 0 | 0 | 0 | 0 | 0 | 0
STWD | 0 | 0 | 0 | 0 | 0 | 0
WT | 0 | 0 | 0 | 0 | 0 | 0
IGCC | 0 | 0 | 0 | 0 | 0 | 0
DemandResponse | 0 | 0 | 0 | 0 | 0 | 0
IGCC-CCS | 0 | 0 | 0 | 0 | 0 | 0
WT_off | 0 | 0 | 0 | 0 | 0 | 0
PseudoUnit | 0 | 0 | 0 | 0 | 0 | 0
FixedInterchange | 0 | 0 | 0 | 0 | 0 | 0
Retrofit VOM Costs by Reporting Type: AZ_NM_SNV_Gas
ReportingType | 2015 | 2020 | 2025 | 2030 | 2035 | 2040
BM | 0 | 0 | 0 | 0 | 0 | 0
CC | 0 | 0 | 0 | 0 | 0 | 0
CSP | 0 | 0 | 0 | 0 | 0 | 0
CT | 0 | 0 | 0 | 0 | 0 | 0
Coal | 0 | 0 | 0 | 0 | 0 | 0
Geo | 0 | 0 | 0 | 0 | 0 | 0
H | 0 | 0 | 0 | 0 | 0 | 0
LFG | 0 | 0 | 0 | 0 | 0 | 0
Nuc | 0 | 0 | 0 | 0 | 0 | 0
PS | 0 | 0 | 0 | 0 | 0 | 0
PV | 0 | 0 | 0 | 0 | 0 | 0
PeakG | 0 | 0 | 0 | 0 | 0 | 0
PeakO | 0 | 0 | 0 | 0 | 0 | 0
ST | 0 | 0 | 0 | 0 | 0 | 0
STOG | 0 | 0 | 0 | 0 | 0 | 0
STWD | 0 | 0 | 0 | 0 | 0 | 0
WT | 0 | 0 | 0 | 0 | 0 | 0
IGCC | 0 | 0 | 0 | 0 | 0 | 0
DemandResponse | 0 | 0 | 0 | 0 | 0 | 0
IGCC-CCS | 0 | 0 | 0 | 0 | 0 | 0
WT_off | 0 | 0 | 0 | 0 | 0 | 0
PseudoUnit | 0 | 0 | 0 | 0 | 0 | 0
FixedInterchange | 0 | 0 | 0 | 0 | 0 | 0
Retrofit VOM Costs by Reporting Type: AZ_NM_SNV_NucRenew
ReportingType | 2015 | 2020 | 2025 | 2030 | 2035 | 2040
BM | 0 | 0 | 0 | 0 | 0 | 0
CC | 0 | 0 | 0 | 0 | 0 | 0
CSP | 0 | 0 | 0 | 0 | 0 | 0
CT | 0 | 0 | 0 | 0 | 0 | 0
Coal | 0 | 0 | 0 | 0 | 0 | 0
Geo | 0 | 0 | 0 | 0 | 0 | 0
H | 0 | 0 | 0 | 0 | 0 | 0
LFG | 0 | 0 | 0 | 0 | 0 | 0
Nuc | 0 | 0 | 0 | 0 | 0 | 0
PS | 0 | 0 | 0 | 0 | 0 | 0
PV | 0 | 0 | 0 | 0 | 0 | 0
PeakG | 0 | 0 | 0 | 0 | 0 | 0
PeakO | 0 | 0 | 0 | 0 | 0 | 0
ST | 0 | 0 | 0 | 0 | 0 | 0
STOG | 0 | 0 | 0 | 0 | 0 | 0
STWD | 0 | 0 | 0 | 0 | 0 | 0
WT | 0 | 0 | 0 | 0 | 0 | 0
IGCC | 0 | 0 | 0 | 0 | 0 | 0
DemandResponse | 0 | 0 | 0 | 0 | 0 | 0
IGCC-CCS | 0 | 0 | 0 | 0 | 0 | 0
WT_off | 0 | 0 | 0 | 0 | 0 | 0
PseudoUnit | 0 | 0 | 0 | 0 | 0 | 0
FixedInterchange | 0 | 0 | 0 | 0 | 0 | 0
Retrofit VOM Costs by Reporting Type: ERCOT
ReportingType | 2015 | 2020 | 2025 | 2030 | 2035 | 2040
BM | 0 | 0 | 0 | 0 | 0 | 0
CC | 0 | 0 | 0 | 0 | 0 | 0
CSP | 0 | 0 | 0 | 0 | 0 | 0
CT | 0 | 0 | 0 | 0 | 0 | 0
Coal | 114.19 | 70.95 | 23.38 | 33.67 | 40 | 40
Geo | 0 | 0 | 0 | 0 | 0 | 0
H | 0 | 0 | 0 | 0 | 0 | 0
LFG | 0 | 0 | 0 | 0 | 0 | 0
Nuc | 0 | 0 | 0 | 0 | 0 | 0
PS | 0 | 0 | 0 | 0 | 0 | 0
PV | 0 | 0 | 0 | 0 | 0 | 0
PeakG | 0 | 0 | 0 | 0 | 0 | 0
PeakO | 0 | 0 | 0 | 0 | 0 | 0
ST | 0 | 0 | 0 | 0 | 0 | 0
STOG | 0 | 0 | 0 | 0 | 0 | 0
STWD | 0 | 0 | 0 | 0 | 0 | 0
WT | 0 | 0 | 0 | 0 | 0 | 0
IGCC | 0 | 0 | 0 | 0 | 0 | 0
DemandResponse | 0 | 0 | 0 | 0 | 0 | 0
IGCC-CCS | 0 | 0 | 0 | 0 | 0 | 0
WT_off | 0 | 0 | 0 | 0 | 0 | 0
PseudoUnit | 0 | 0 | 0 | 0 | 0 | 0
FixedInterchange | 0 | 0 | 0 | 0 | 0 | 0
Retrofit VOM Costs by Reporting Type: NP15
ReportingType | 2015 | 2020 | 2025 | 2030 | 2035 | 2040
BM | 0 | 0 | 0 | 0 | 0 | 0
CC | 0 | 0 | 0 | 0 | 0 | 0
CSP | 0 | 0 | 0 | 0 | 0 | 0
CT | 0 | 0 | 0 | 0 | 0 | 0
Coal | 1.46 | 0 | 0 | 0 | 0 | 0
Geo | 0 | 0 | 0 | 0 | 0 | 0
H | 0 | 0 | 0 | 0 | 0 | 0
LFG | 0 | 0 | 0 | 0 | 0 | 0
Nuc | 0 | 0 | 0 | 0 | 0 | 0
PS | 0 | 0 | 0 | 0 | 0 | 0
PV | 0 | 0 | 0 | 0 | 0 | 0
PeakG | 0 | 0 | 0 | 0 | 0 | 0
PeakO | 0 | 0 | 0 | 0 | 0 | 0
ST | 0 | 0 | 0 | 0 | 0 | 0
STOG | 0 | 0 | 0 | 0 | 0 | 0
STWD | 0 | 0 | 0 | 0 | 0 | 0
WT | 0 | 0 | 0 | 0 | 0 | 0
IGCC | 0 | 0 | 0 | 0 | 0 | 0
DemandResponse | 0 | 0 | 0 | 0 | 0 | 0
IGCC-CCS | 0 | 0 | 0 | 0 | 0 | 0
WT_off | 0 | 0 | 0 | 0 | 0 | 0
PseudoUnit | 0 | 0 | 0 | 0 | 0 | 0
FixedInterchange | 0 | 0 | 0 | 0 | 0 | 0
Retrofit VOM Costs by Reporting Type: NWPP_Coal
ReportingType | 2015 | 2020 | 2025 | 2030 | 2035 | 2040
BM | 0 | 0 | 0 | 0 | 0 | 0
CC | 0 | 0 | 0 | 0 | 0 | 0
CSP | 0 | 0 | 0 | 0 | 0 | 0
CT | 0 | 0 | 0 | 0 | 0 | 0
Coal | 182.91 | 183.02 | 13.37 | 13.34 | 13.34 | 13.34
Geo | 0 | 0 | 0 | 0 | 0 | 0
H | 0 | 0 | 0 | 0 | 0 | 0
LFG | 0 | 0 | 0 | 0 | 0 | 0
Nuc | 0 | 0 | 0 | 0 | 0 | 0
PS | 0 | 0 | 0 | 0 | 0 | 0
PV | 0 | 0 | 0 | 0 | 0 | 0
PeakG | 0 | 0 | 0 | 0 | 0 | 0
PeakO | 0 | 0 | 0 | 0 | 0 | 0
ST | 0 | 0 | 0 | 0 | 0 | 0
STOG | 0 | 0 | 0 | 0 | 0 | 0
STWD | 0 | 0 | 0 | 0 | 0 | 0
WT | 0 | 0 | 0 | 0 | 0 | 0
IGCC | 0 | 0 | 0 | 0 | 0 | 0
DemandResponse | 0 | 0 | 0 | 0 | 0 | 0
IGCC-CCS | 0 | 0 | 0 | 0 | 0 | 0
WT_off | 0 | 0 | 0 | 0 | 0 | 0
PseudoUnit | 0 | 0 | 0 | 0 | 0 | 0
FixedInterchange | 0 | 0 | 0 | 0 | 0 | 0
Retrofit VOM Costs by Reporting Type: NWPP_Gas
ReportingType | 2015 | 2020 | 2025 | 2030 | 2035 | 2040
BM | 0 | 0 | 0 | 0 | 0 | 0
CC | 0 | 0 | 0 | 0 | 0 | 0
CSP | 0 | 0 | 0 | 0 | 0 | 0
CT | 0 | 0 | 0 | 0 | 0 | 0
Coal | 0 | 0 | 0 | 0 | 0 | 0
Geo | 0 | 0 | 0 | 0 | 0 | 0
H | 0 | 0 | 0 | 0 | 0 | 0
LFG | 0 | 0 | 0 | 0 | 0 | 0
Nuc | 0 | 0 | 0 | 0 | 0 | 0
PS | 0 | 0 | 0 | 0 | 0 | 0
PV | 0 | 0 | 0 | 0 | 0 | 0
PeakG | 0 | 0 | 0 | 0 | 0 | 0
PeakO | 0 | 0 | 0 | 0 | 0 | 0
ST | 0 | 0 | 0 | 0 | 0 | 0
STOG | 0 | 0 | 0 | 0 | 0 | 0
STWD | 0 | 0 | 0 | 0 | 0 | 0
WT | 0 | 0 | 0 | 0 | 0 | 0
IGCC | 0 | 0 | 0 | 0 | 0 | 0
DemandResponse | 0 | 0 | 0 | 0 | 0 | 0
IGCC-CCS | 0 | 0 | 0 | 0 | 0 | 0
WT_off | 0 | 0 | 0 | 0 | 0 | 0
PseudoUnit | 0 | 0 | 0 | 0 | 0 | 0
FixedInterchange | 0 | 0 | 0 | 0 | 0 | 0
Retrofit VOM Costs by Reporting Type: NWPP_NucRenew
ReportingType | 2015 | 2020 | 2025 | 2030 | 2035 | 2040
BM | 0 | 0 | 0 | 0 | 0 | 0
CC | 0 | 0 | 0 | 0 | 0 | 0
CSP | 0 | 0 | 0 | 0 | 0 | 0
CT | 0 | 0 | 0 | 0 | 0 | 0
Coal | 0 | 0 | 0 | 0 | 0 | 0
Geo | 0 | 0 | 0 | 0 | 0 | 0
H | 0 | 0 | 0 | 0 | 0 | 0
LFG | 0 | 0 | 0 | 0 | 0 | 0
Nuc | 0 | 0 | 0 | 0 | 0 | 0
PS | 0 | 0 | 0 | 0 | 0 | 0
PV | 0 | 0 | 0 | 0 | 0 | 0
PeakG | 0 | 0 | 0 | 0 | 0 | 0
PeakO | 0 | 0 | 0 | 0 | 0 | 0
ST | 0 | 0 | 0 | 0 | 0 | 0
STOG | 0 | 0 | 0 | 0 | 0 | 0
STWD | 0 | 0 | 0 | 0 | 0 | 0
WT | 0 | 0 | 0 | 0 | 0 | 0
IGCC | 0 | 0 | 0 | 0 | 0 | 0
DemandResponse | 0 | 0 | 0 | 0 | 0 | 0
IGCC-CCS | 0 | 0 | 0 | 0 | 0 | 0
WT_off | 0 | 0 | 0 | 0 | 0 | 0
PseudoUnit | 0 | 0 | 0 | 0 | 0 | 0
FixedInterchange | 0 | 0 | 0 | 0 | 0 | 0
Retrofit VOM Costs by Reporting Type: RMPA
ReportingType | 2015 | 2020 | 2025 | 2030 | 2035 | 2040
BM | 0 | 0 | 0 | 0 | 0 | 0
CC | 0 | 0 | 0 | 0 | 0 | 0
CSP | 0 | 0 | 0 | 0 | 0 | 0
CT | 0 | 0 | 0 | 0 | 0 | 0
Coal | 228.28 | 239.93 | 19.75 | 17.93 | 17.93 | 17.33
Geo | 0 | 0 | 0 | 0 | 0 | 0
H | 0 | 0 | 0 | 0 | 0 | 0
LFG | 0 | 0 | 0 | 0 | 0 | 0
Nuc | 0 | 0 | 0 | 0 | 0 | 0
PS | 0 | 0 | 0 | 0 | 0 | 0
PV | 0 | 0 | 0 | 0 | 0 | 0
PeakG | 0 | 0 | 0 | 0 | 0 | 0
PeakO | 0 | 0 | 0 | 0 | 0 | 0
ST | 0 | 0 | 0 | 0 | 0 | 0
STOG | 0 | 0 | 0 | 0 | 0 | 0
STWD | 0 | 0 | 0 | 0 | 0 | 0
WT | 0 | 0 | 0 | 0 | 0 | 0
IGCC | 0 | 0 | 0 | 0 | 0 | 0
DemandResponse | 0 | 0 | 0 | 0 | 0 | 0
IGCC-CCS | 0 | 0 | 0 | 0 | 0 | 0
WT_off | 0 | 0 | 0 | 0 | 0 | 0
PseudoUnit | 0 | 0 | 0 | 0 | 0 | 0
FixedInterchange | 0 | 0 | 0 | 0 | 0 | 0
Retrofit VOM Costs by Reporting Type: SP15
ReportingType | 2015 | 2020 | 2025 | 2030 | 2035 | 2040
BM | 0 | 0 | 0 | 0 | 0 | 0
CC | 0 | 0 | 0 | 0 | 0 | 0
CSP | 0 | 0 | 0 | 0 | 0 | 0
CT | 0 | 0 | 0 | 0 | 0 | 0
Coal | 5.19 | 5.67 | 2.55 | 0 | 0 | 0
Geo | 0 | 0 | 0 | 0 | 0 | 0
H | 0 | 0 | 0 | 0 | 0 | 0
LFG | 0 | 0 | 0 | 0 | 0 | 0
Nuc | 0 | 0 | 0 | 0 | 0 | 0
PS | 0 | 0 | 0 | 0 | 0 | 0
PV | 0 | 0 | 0 | 0 | 0 | 0
PeakG | 0 | 0 | 0 | 0 | 0 | 0
PeakO | 0 | 0 | 0 | 0 | 0 | 0
ST | 0 | 0 | 0 | 0 | 0 | 0
STOG | 0 | 0 | 0 | 0 | 0 | 0
STWD | 0 | 0 | 0 | 0 | 0 | 0
WT | 0 | 0 | 0 | 0 | 0 | 0
IGCC | 0 | 0 | 0 | 0 | 0 | 0
DemandResponse | 0 | 0 | 0 | 0 | 0 | 0
IGCC-CCS | 0 | 0 | 0 | 0 | 0 | 0
WT_off | 0 | 0 | 0 | 0 | 0 | 0
PseudoUnit | 0 | 0 | 0 | 0 | 0 | 0
FixedInterchange | 0 | 0 | 0 | 0 | 0 | 0
Retrofit VOM Costs by Reporting Type: ALB
ReportingType | 2015 | 2020 | 2025 | 2030 | 2035 | 2040
BM | 0 | 0 | 0 | 0 | 0 | 0
CC | 0 | 0 | 0 | 0 | 0 | 0
CSP | 0 | 0 | 0 | 0 | 0 | 0
CT | 0 | 0 | 0 | 0 | 0 | 0
Coal | 0.01 | 0 | 0 | 0 | 0 | 0
Geo | 0 | 0 | 0 | 0 | 0 | 0
H | 0 | 0 | 0 | 0 | 0 | 0
LFG | 0 | 0 | 0 | 0 | 0 | 0
Nuc | 0 | 0 | 0 | 0 | 0 | 0
PS | 0 | 0 | 0 | 0 | 0 | 0
PV | 0 | 0 | 0 | 0 | 0 | 0
PeakG | 0 | 0 | 0 | 0 | 0 | 0
PeakO | 0 | 0 | 0 | 0 | 0 | 0
ST | 0 | 0 | 0 | 0 | 0 | 0
STOG | 0 | 0 | 0 | 0 | 0 | 0
STWD | 0 | 0 | 0 | 0 | 0 | 0
WT | 0 | 0 | 0 | 0 | 0 | 0
IGCC | 0 | 0 | 0 | 0 | 0 | 0
DemandResponse | 0 | 0 | 0 | 0 | 0 | 0
IGCC-CCS | 0 | 0 | 0 | 0 | 0 | 0
WT_off | 0 | 0 | 0 | 0 | 0 | 0
PseudoUnit | 0 | 0 | 0 | 0 | 0 | 0
FixedInterchange | 0 | 0 | 0 | 0 | 0 | 0
Retrofit VOM Costs by Reporting Type: BC
ReportingType | 2015 | 2020 | 2025 | 2030 | 2035 | 2040
BM | 0 | 0 | 0 | 0 | 0 | 0
CC | 0 | 0 | 0 | 0 | 0 | 0
CSP | 0 | 0 | 0 | 0 | 0 | 0
CT | 0 | 0 | 0 | 0 | 0 | 0
Coal | 0 | 0 | 0 | 0 | 0 | 0
Geo | 0 | 0 | 0 | 0 | 0 | 0
H | 0 | 0 | 0 | 0 | 0 | 0
LFG | 0 | 0 | 0 | 0 | 0 | 0
Nuc | 0 | 0 | 0 | 0 | 0 | 0
PS | 0 | 0 | 0 | 0 | 0 | 0
PV | 0 | 0 | 0 | 0 | 0 | 0
PeakG | 0 | 0 | 0 | 0 | 0 | 0
PeakO | 0 | 0 | 0 | 0 | 0 | 0
ST | 0 | 0 | 0 | 0 | 0 | 0
STOG | 0 | 0 | 0 | 0 | 0 | 0
STWD | 0 | 0 | 0 | 0 | 0 | 0
WT | 0 | 0 | 0 | 0 | 0 | 0
IGCC | 0 | 0 | 0 | 0 | 0 | 0
DemandResponse | 0 | 0 | 0 | 0 | 0 | 0
IGCC-CCS | 0 | 0 | 0 | 0 | 0 | 0
WT_off | 0 | 0 | 0 | 0 | 0 | 0
PseudoUnit | 0 | 0 | 0 | 0 | 0 | 0
FixedInterchange | 0 | 0 | 0 | 0 | 0 | 0
Retrofit VOM Costs by Reporting Type: HQ_IESO
ReportingType | 2015 | 2020 | 2025 | 2030 | 2035 | 2040
BM | 0 | 0 | 0 | 0 | 0 | 0
CC | 0 | 0 | 0 | 0 | 0 | 0
CSP | 0 | 0 | 0 | 0 | 0 | 0
CT | 0 | 0 | 0 | 0 | 0 | 0
Coal | 0 | 0 | 0 | 0 | 0 | 0
Geo | 0 | 0 | 0 | 0 | 0 | 0
H | 0 | 0 | 0 | 0 | 0 | 0
LFG | 0 | 0 | 0 | 0 | 0 | 0
Nuc | 0 | 0 | 0 | 0 | 0 | 0
PS | 0 | 0 | 0 | 0 | 0 | 0
PV | 0 | 0 | 0 | 0 | 0 | 0
PeakG | 0 | 0 | 0 | 0 | 0 | 0
PeakO | 0 | 0 | 0 | 0 | 0 | 0
ST | 0 | 0 | 0 | 0 | 0 | 0
STOG | 0 | 0 | 0 | 0 | 0 | 0
STWD | 0 | 0 | 0 | 0 | 0 | 0
WT | 0 | 0 | 0 | 0 | 0 | 0
IGCC | 0 | 0 | 0 | 0 | 0 | 0
DemandResponse | 0 | 0 | 0 | 0 | 0 | 0
IGCC-CCS | 0 | 0 | 0 | 0 | 0 | 0
WT_off | 0 | 0 | 0 | 0 | 0 | 0
PseudoUnit | 0 | 0 | 0 | 0 | 0 | 0
FixedInterchange | 0 | 0 | 0 | 0 | 0 | 0
Retrofit VOM Costs by Reporting Type: HQ_NEISO
ReportingType | 2015 | 2020 | 2025 | 2030 | 2035 | 2040
BM | 0 | 0 | 0 | 0 | 0 | 0
CC | 0 | 0 | 0 | 0 | 0 | 0
CSP | 0 | 0 | 0 | 0 | 0 | 0
CT | 0 | 0 | 0 | 0 | 0 | 0
Coal | 0 | 0 | 0 | 0 | 0 | 0
Geo | 0 | 0 | 0 | 0 | 0 | 0
H | 0 | 0 | 0 | 0 | 0 | 0
LFG | 0 | 0 | 0 | 0 | 0 | 0
Nuc | 0 | 0 | 0 | 0 | 0 | 0
PS | 0 | 0 | 0 | 0 | 0 | 0
PV | 0 | 0 | 0 | 0 | 0 | 0
PeakG | 0 | 0 | 0 | 0 | 0 | 0
PeakO | 0 | 0 | 0 | 0 | 0 | 0
ST | 0 | 0 | 0 | 0 | 0 | 0
STOG | 0 | 0 | 0 | 0 | 0 | 0
STWD | 0 | 0 | 0 | 0 | 0 | 0
WT | 0 | 0 | 0 | 0 | 0 | 0
IGCC | 0 | 0 | 0 | 0 | 0 | 0
DemandResponse | 0 | 0 | 0 | 0 | 0 | 0
IGCC-CCS | 0 | 0 | 0 | 0 | 0 | 0
WT_off | 0 | 0 | 0 | 0 | 0 | 0
PseudoUnit | 0 | 0 | 0 | 0 | 0 | 0
FixedInterchange | 0 | 0 | 0 | 0 | 0 | 0
Retrofit VOM Costs by Reporting Type: HQ_NY
ReportingType | 2015 | 2020 | 2025 | 2030 | 2035 | 2040
BM | 0 | 0 | 0 | 0 | 0 | 0
CC | 0 | 0 | 0 | 0 | 0 | 0
CSP | 0 | 0 | 0 | 0 | 0 | 0
CT | 0 | 0 | 0 | 0 | 0 | 0
Coal | 0 | 0 | 0 | 0 | 0 | 0
Geo | 0 | 0 | 0 | 0 | 0 | 0
H | 0 | 0 | 0 | 0 | 0 | 0
LFG | 0 | 0 | 0 | 0 | 0 | 0
Nuc | 0 | 0 | 0 | 0 | 0 | 0
PS | 0 | 0 | 0 | 0 | 0 | 0
PV | 0 | 0 | 0 | 0 | 0 | 0
PeakG | 0 | 0 | 0 | 0 | 0 | 0
PeakO | 0 | 0 | 0 | 0 | 0 | 0
ST | 0 | 0 | 0 | 0 | 0 | 0
STOG | 0 | 0 | 0 | 0 | 0 | 0
STWD | 0 | 0 | 0 | 0 | 0 | 0
WT | 0 | 0 | 0 | 0 | 0 | 0
IGCC | 0 | 0 | 0 | 0 | 0 | 0
DemandResponse | 0 | 0 | 0 | 0 | 0 | 0
IGCC-CCS | 0 | 0 | 0 | 0 | 0 | 0
WT_off | 0 | 0 | 0 | 0 | 0 | 0
PseudoUnit | 0 | 0 | 0 | 0 | 0 | 0
FixedInterchange | 0 | 0 | 0 | 0 | 0 | 0
Retrofit VOM Costs by Reporting Type: MARITIMES
ReportingType | 2015 | 2020 | 2025 | 2030 | 2035 | 2040
BM | 0 | 0 | 0 | 0 | 0 | 0
CC | 0 | 0 | 0 | 0 | 0 | 0
CSP | 0 | 0 | 0 | 0 | 0 | 0
CT | 0 | 0 | 0 | 0 | 0 | 0
Coal | 0 | 0 | 0 | 0 | 0 | 0
Geo | 0 | 0 | 0 | 0 | 0 | 0
H | 0 | 0 | 0 | 0 | 0 | 0
LFG | 0 | 0 | 0 | 0 | 0 | 0
Nuc | 0 | 0 | 0 | 0 | 0 | 0
PS | 0 | 0 | 0 | 0 | 0 | 0
PV | 0 | 0 | 0 | 0 | 0 | 0
PeakG | 0 | 0 | 0 | 0 | 0 | 0
PeakO | 0 | 0 | 0 | 0 | 0 | 0
ST | 0 | 0 | 0 | 0 | 0 | 0
STOG | 0 | 0 | 0 | 0 | 0 | 0
STWD | 0 | 0 | 0 | 0 | 0 | 0
WT | 0 | 0 | 0 | 0 | 0 | 0
IGCC | 0 | 0 | 0 | 0 | 0 | 0
DemandResponse | 0 | 0 | 0 | 0 | 0 | 0
IGCC-CCS | 0 | 0 | 0 | 0 | 0 | 0
WT_off | 0 | 0 | 0 | 0 | 0 | 0
PseudoUnit | 0 | 0 | 0 | 0 | 0 | 0
FixedInterchange | 0 | 0 | 0 | 0 | 0 | 0
retrofit VOM Costs by Reporting Type: All
ReportingType | 2015 | 2020 | 2025 | 2030 | 2035 | 2040
BM | 0 | 0 | 0 | 0 | 0 | 0
CC | 0 | 0 | 0 | 0 | 0 | 0
CSP | 0 | 0 | 0 | 0 | 0 | 0
CT | 0 | 0 | 0 | 0 | 0 | 0
Coal | 2473.26 | 1878.71 | 286.41 | 253.78 | 529.35 | 536.24
Geo | 0 | 0 | 0 | 0 | 0 | 0
H | 0 | 0 | 0 | 0 | 0 | 0
LFG | 0 | 0 | 0 | 0 | 0 | 0
Nuc | 0 | 0 | 0 | 0 | 0 | 0
PS | 0 | 0 | 0 | 0 | 0 | 0
PV | 0 | 0 | 0 | 0 | 0 | 0
PeakG | 0 | 0 | 0 | 0 | 0 | 0
PeakO | 0 | 0 | 0 | 0 | 0 | 0
ST | 0 | 0 | 0 | 0 | 0 | 0
STOG | 0 | 0 | 0 | 0 | 0 | 0
STWD | 0 | 0 | 0 | 0 | 0 | 0
WT | 0 | 0 | 0 | 0 | 0 | 0
IGCC | 0 | 0 | 0 | 0 | 0 | 0
DemandResponse | 0 | 0 | 0 | 0 | 0 | 0
IGCC-CCS | 0 | 0 | 0 | 0 | 0 | 0
WT_off | 0 | 0 | 0 | 0 | 0 | 0
PseudoUnit | 0 | 0 | 0 | 0 | 0 | 0
FixedInterchange | 0 | 0 | 0 | 0 | 0 | 0
retrofit VOM Costs by Reporting Type: EI_US
ReportingType | 2015 | 2020 | 2025 | 2030 | 2035 | 2040
BM | 0 | 0 | 0 | 0 | 0 | 0
CC | 0 | 0 | 0 | 0 | 0 | 0
CSP | 0 | 0 | 0 | 0 | 0 | 0
CT | 0 | 0 | 0 | 0 | 0 | 0
Coal | 1726.49 | 1157.7 | 179.82 | 185.3 | 437.48 | 455.31
Geo | 0 | 0 | 0 | 0 | 0 | 0
H | 0 | 0 | 0 | 0 | 0 | 0
LFG | 0 | 0 | 0 | 0 | 0 | 0
Nuc | 0 | 0 | 0 | 0 | 0 | 0
PS | 0 | 0 | 0 | 0 | 0 | 0
PV | 0 | 0 | 0 | 0 | 0 | 0
PeakG | 0 | 0 | 0 | 0 | 0 | 0
PeakO | 0 | 0 | 0 | 0 | 0 | 0
ST | 0 | 0 | 0 | 0 | 0 | 0
STOG | 0 | 0 | 0 | 0 | 0 | 0
STWD | 0 | 0 | 0 | 0 | 0 | 0
WT | 0 | 0 | 0 | 0 | 0 | 0
IGCC | 0 | 0 | 0 | 0 | 0 | 0
DemandResponse | 0 | 0 | 0 | 0 | 0 | 0
IGCC-CCS | 0 | 0 | 0 | 0 | 0 | 0
WT_off | 0 | 0 | 0 | 0 | 0 | 0
PseudoUnit | 0 | 0 | 0 | 0 | 0 | 0
FixedInterchange | 0 | 0 | 0 | 0 | 0 | 0
retrofit VOM Costs by Reporting Type: EI_Canada
ReportingType | 2015 | 2020 | 2025 | 2030 | 2035 | 2040
BM | 0 | 0 | 0 | 0 | 0 | 0
CC | 0 | 0 | 0 | 0 | 0 | 0
CSP | 0 | 0 | 0 | 0 | 0 | 0
CT | 0 | 0 | 0 | 0 | 0 | 0
Coal | 0 | 0 | 0 | 0 | 0 | 0
Geo | 0 | 0 | 0 | 0 | 0 | 0
H | 0 | 0 | 0 | 0 | 0 | 0
LFG | 0 | 0 | 0 | 0 | 0 | 0
Nuc | 0 | 0 | 0 | 0 | 0 | 0
PS | 0 | 0 | 0 | 0 | 0 | 0
PV | 0 | 0 | 0 | 0 | 0 | 0
PeakG | 0 | 0 | 0 | 0 | 0 | 0
PeakO | 0 | 0 | 0 | 0 | 0 | 0
ST | 0 | 0 | 0 | 0 | 0 | 0
STOG | 0 | 0 | 0 | 0 | 0 | 0
STWD | 0 | 0 | 0 | 0 | 0 | 0
WT | 0 | 0 | 0 | 0 | 0 | 0
IGCC | 0 | 0 | 0 | 0 | 0 | 0
DemandResponse | 0 | 0 | 0 | 0 | 0 | 0
IGCC-CCS | 0 | 0 | 0 | 0 | 0 | 0
WT_off | 0 | 0 | 0 | 0 | 0 | 0
PseudoUnit | 0 | 0 | 0 | 0 | 0 | 0
FixedInterchange | 0 | 0 | 0 | 0 | 0 | 0
retrofit VOM Costs by Reporting Type: EI
ReportingType | 2015 | 2020 | 2025 | 2030 | 2035 | 2040
BM | 0 | 0 | 0 | 0 | 0 | 0
CC | 0 | 0 | 0 | 0 | 0 | 0
CSP | 0 | 0 | 0 | 0 | 0 | 0
CT | 0 | 0 | 0 | 0 | 0 | 0
Coal | 1726.49 | 1157.7 | 179.82 | 185.3 | 437.48 | 455.31
Geo | 0 | 0 | 0 | 0 | 0 | 0
H | 0 | 0 | 0 | 0 | 0 | 0
LFG | 0 | 0 | 0 | 0 | 0 | 0
Nuc | 0 | 0 | 0 | 0 | 0 | 0
PS | 0 | 0 | 0 | 0 | 0 | 0
PV | 0 | 0 | 0 | 0 | 0 | 0
PeakG | 0 | 0 | 0 | 0 | 0 | 0
PeakO | 0 | 0 | 0 | 0 | 0 | 0
ST | 0 | 0 | 0 | 0 | 0 | 0
STOG | 0 | 0 | 0 | 0 | 0 | 0
STWD | 0 | 0 | 0 | 0 | 0 | 0
WT | 0 | 0 | 0 | 0 | 0 | 0
IGCC | 0 | 0 | 0 | 0 | 0 | 0
DemandResponse | 0 | 0 | 0 | 0 | 0 | 0
IGCC-CCS | 0 | 0 | 0 | 0 | 0 | 0
WT_off | 0 | 0 | 0 | 0 | 0 | 0
PseudoUnit | 0 | 0 | 0 | 0 | 0 | 0
FixedInterchange | 0 | 0 | 0 | 0 | 0 | 0
retrofit VOM Costs by Reporting Type: Outside_EI
ReportingType | 2015 | 2020 | 2025 | 2030 | 2035 | 2040
BM | 0 | 0 | 0 | 0 | 0 | 0
CC | 0 | 0 | 0 | 0 | 0 | 0
CSP | 0 | 0 | 0 | 0 | 0 | 0
CT | 0 | 0 | 0 | 0 | 0 | 0
Coal | 746.78 | 721.01 | 106.59 | 68.48 | 91.87 | 80.93
Geo | 0 | 0 | 0 | 0 | 0 | 0
H | 0 | 0 | 0 | 0 | 0 | 0
LFG | 0 | 0 | 0 | 0 | 0 | 0
Nuc | 0 | 0 | 0 | 0 | 0 | 0
PS | 0 | 0 | 0 | 0 | 0 | 0
PV | 0 | 0 | 0 | 0 | 0 | 0
PeakG | 0 | 0 | 0 | 0 | 0 | 0
PeakO | 0 | 0 | 0 | 0 | 0 | 0
ST | 0 | 0 | 0 | 0 | 0 | 0
STOG | 0 | 0 | 0 | 0 | 0 | 0
STWD | 0 | 0 | 0 | 0 | 0 | 0
WT | 0 | 0 | 0 | 0 | 0 | 0
IGCC | 0 | 0 | 0 | 0 | 0 | 0
DemandResponse | 0 | 0 | 0 | 0 | 0 | 0
IGCC-CCS | 0 | 0 | 0 | 0 | 0 | 0
WT_off | 0 | 0 | 0 | 0 | 0 | 0
PseudoUnit | 0 | 0 | 0 | 0 | 0 | 0
FixedInterchange | 0 | 0 | 0 | 0 | 0 | 0
#10 | 0.01 0: Base FOM Costs ($million)
Base FOM Costs by Reporting Type: Entergy
ReportingType | 2015 | 2020 | 2025 | 2030 | 2035 | 2040
BM | 0 | 0 | 0 | 0 | 0 | 739.15
CC | 450.29 | 608.54 | 505.46 | 525.72 | 504.65 | 314.1
CSP | 0 | 0 | 0 | 0 | 0 | 0
CT | 0 | 0 | 0 | 0 | 0 | 0
Coal | 513.77 | 148.79 | 21.45 | 21.42 | 21.42 | 21.43
Geo | 0 | 0 | 0 | 0 | 0 | 0
H | 10.6 | 10.6 | 10.6 | 10.6 | 26.39 | 26.39
LFG | 0.97 | 0.97 | 13.85 | 13.89 | 13.89 | 13.89
Nuc | 789.41 | 804.93 | 789.41 | 789.41 | 666.82 | 1125.49
PS | 1.4 | 1.4 | 1.4 | 1.4 | 1.4 | 1.4
PV | 0 | 1.03 | 1.52 | 1.52 | 1.52 | 1.55
PeakG | 47.54 | 69.98 | 49.29 | 63.08 | 66.97 | 66.97
PeakO | 4.42 | 5.87 | 5.08 | 0.02 | 0.02 | 0.02
ST | 0 | 0 | 0 | 0 | 0 | 0
STOG | 79.87 | 94.51 | 81.01 | 0.01 | 0.01 | 0.01
STWD | 6.6 | 8.26 | 6.73 | 6.73 | 6.73 | 6.73
WT | 3.66 | 3.66 | 3.66 | 6.47 | 71.04 | 71.04
IGCC | 0 | 0 | 0 | 0 | 0 | 0
DemandResponse | 0 | 0 | 0 | 0 | 0 | 0
IGCC-CCS | 0 | 0 | 0 | 0 | 0 | 0
WT_off | 0 | 0 | 0 | 0 | 0 | 0
PseudoUnit | 0 | 0 | 0 | 0 | 0 | 0
FixedInterchange | 0 | 0 | 0 | 0 | 0 | 0
Base FOM Costs by Reporting Type: FRCC
ReportingType | 2015 | 2020 | 2025 | 2030 | 2035 | 2040
BM | 0 | 0 | 0 | 0 | 0.02 | 201.17
CC | 835.91 | 1011.55 | 849.83 | 526.43 | 424.89 | 435.04
CSP | 0 | 0 | 0 | 0 | 0 | 0
CT | 16.6 | 16.6 | 16.6 | 16.6 | 0 | 0
Coal | 139.97 | 75.01 | 76.7 | 82.24 | 82.26 | 82.28
Geo | 0 | 0 | 0 | 0 | 0 | 0
H | 0.78 | 0.78 | 0.78 | 0.78 | 0.78 | 0.79
LFG | 58.64 | 58.64 | 82.46 | 82.46 | 82.46 | 82.46
Nuc | 601.49 | 635.55 | 826.48 | 2063.18 | 2966.74 | 2711.1
PS | 0 | 0 | 0 | 0 | 0 | 0
PV | 0.75 | 0.75 | 0.75 | 0.75 | 0.75 | 0.75
PeakG | 149.81 | 217.71 | 155.12 | 152.71 | 152.71 | 152.71
PeakO | 64.61 | 83.43 | 43.13 | 0.01 | 0.01 | 0.01
ST | 0 | 0 | 0 | 0 | 0 | 0
STOG | 0.09 | 0.1 | 0.01 | 0.01 | 0.01 | 0.01
STWD | 6.25 | 7.82 | 6.37 | 6.37 | 6.37 | 6.37
WT | 0 | 0 | 0 | 0 | 0 | 0
IGCC | 0 | 0 | 0 | 0 | 0 | 0
DemandResponse | 0 | 0 | 0 | 0 | 0 | 0
IGCC-CCS | 0 | 0 | 0 | 0 | 0 | 0
WT_off | 0 | 0 | 0 | 0 | 0 | 0
PseudoUnit | 0 | 0 | 0 | 0 | 0 | 0
FixedInterchange | 0 | 0 | 0 | 0 | 0 | 0
Base FOM Costs by Reporting Type: MAPP_US
ReportingType | 2015 | 2020 | 2025 | 2030 | 2035 | 2040
BM | 0 | 0 | 0 | 0 | 0 | 0
CC | 8.58 | 10.91 | 8.8 | 8.82 | 9.53 | 10.74
CSP | 0 | 0 | 0 | 0 | 0 | 0
CT | 2.06 | 2.91 | 2.91 | 4.97 | 5.18 | 5.4
Coal | 108.8 | 78.97 | 52.14 | 42.18 | 42.19 | 43.29
Geo | 3.95 | 3.95 | 3.95 | 3.95 | 3.95 | 3.95
H | 31.14 | 31.14 | 31.14 | 31.14 | 31.14 | 31.14
LFG | 0.24 | 0.24 | 0.24 | 8.86 | 8.86 | 8.86
Nuc | 0.01 | 0.01 | 0.01 | 0.01 | 0.01 | 0.01
PS | 0 | 0 | 0 | 0 | 0 | 0
PV | 0 | 0 | 0 | 0 | 0 | 0
PeakG | 12.29 | 19.13 | 14.16 | 16.07 | 17.04 | 17.04
PeakO | 9.49 | 12.94 | 10.37 | 10.37 | 10.37 | 10.37
ST | 0 | 0 | 0 | 0 | 0 | 0
STOG | 1.58 | 1.87 | 1.6 | 1.6 | 1.6 | 1.6
STWD | 0 | 0 | 0 | 0 | 0 | 0
WT | 55.22 | 169.31 | 204.55 | 204.55 | 204.55 | 204.55
IGCC | 0 | 0 | 0 | 0 | 0 | 0
DemandResponse | 0 | 0 | 0 | 0 | 0 | 0
IGCC-CCS | 0 | 0 | 0 | 0 | 0 | 0
WT_off | 0 | 0 | 0 | 0 | 0 | 0
PseudoUnit | 0 | 0 | 0 | 0 | 0 | 0
FixedInterchange | 0 | 0 | 0 | 0 | 0 | 0
Base FOM Costs by Reporting Type: MISO_IN
ReportingType | 2015 | 2020 | 2025 | 2030 | 2035 | 2040
BM | 0 | 0 | 0 | 0 | 0.01 | 0.02
CC | 43.79 | 287.59 | 277.22 | 280.74 | 286.71 | 286.71
CSP | 0 | 0 | 0 | 0 | 0 | 0
CT | 0 | 0 | 0 | 0 | 0 | 0
Coal | 654.78 | 582.72 | 503.22 | 266.63 | 334.31 | 405.87
Geo | 0 | 0 | 0 | 0 | 0 | 0
H | 1.07 | 1.07 | 1.07 | 1.07 | 1.07 | 1.07
LFG | 4.46 | 4.46 | 14.1 | 14.1 | 14.1 | 14.11
Nuc | 0.01 | 0.01 | 0.01 | 0.01 | 0.02 | 0.02
PS | 0 | 0 | 0 | 0 | 0 | 0
PV | 0 | 3.77 | 5.63 | 5.69 | 5.69 | 5.69
PeakG | 52.35 | 76.94 | 54.27 | 73.39 | 73.39 | 73.39
PeakO | 10.59 | 13.5 | 10.82 | 10.82 | 10.82 | 10.82
ST | 0 | 0 | 0 | 0 | 0 | 0
STOG | 12.26 | 14.51 | 12.44 | 12.06 | 12.06 | 12.06
STWD | 0 | 0 | 0 | 0 | 0 | 0
WT | 18.31 | 18.31 | 18.31 | 1202.38 | 1202.38 | 1202.38
IGCC | 30.22 | 30.22 | 30.22 | 30.22 | 30.22 | 30.22
DemandResponse | 0 | 0 | 0 | 0 | 0 | 0
IGCC-CCS | 0 | 0 | 0 | 0 | 0 | 0
WT_off | 0 | 0 | 0 | 0 | 0 | 0
PseudoUnit | 0 | 0 | 0 | 0 | 0 | 0
FixedInterchange | 0 | 0 | 0 | 0 | 0 | 0
Base FOM Costs by Reporting Type: MISO_MI
ReportingType | 2015 | 2020 | 2025 | 2030 | 2035 | 2040
BM | 0 | 0 | 0 | 0 | 0.01 | 185.29
CC | 151.01 | 194.36 | 164.51 | 170.9 | 183.12 | 183.12
CSP | 0 | 0 | 0 | 0 | 0 | 0
CT | 0 | 0 | 0 | 0 | 0 | 0
Coal | 311.52 | 0.33 | 0.3 | 0.26 | 0.31 | 0.31
Geo | 0 | 0 | 0 | 0 | 0 | 0
H | 2.01 | 2.01 | 2.01 | 2.01 | 2.01 | 2.01
LFG | 19.67 | 19.67 | 38.95 | 38.95 | 38.95 | 38.95
Nuc | 275.03 | 275.03 | 275.03 | 275.03 | 181.73 | 515.29
PS | 44.44 | 44.44 | 44.44 | 44.44 | 44.44 | 44.44
PV | 0 | 0 | 0 | 0 | 0 | 0
PeakG | 61.2 | 89.88 | 71.67 | 85.63 | 85.63 | 85.63
PeakO | 15.67 | 19.97 | 16.01 | 16.01 | 16.01 | 16.01
ST | 0 | 0 | 0 | 0 | 0 | 0
STOG | 125.33 | 148.3 | 127.13 | 124.09 | 124.09 | 124.09
STWD | 5.22 | 6.54 | 5.33 | 5.33 | 5.33 | 5.33
WT | 61.65 | 73.35 | 73.35 | 78.5 | 78.5 | 78.5
IGCC | 0 | 0 | 0 | 0 | 0 | 0
DemandResponse | 0 | 0 | 0 | 0 | 0 | 0
IGCC-CCS | 0 | 0 | 0 | 0 | 0 | 0
WT_off | 0 | 0 | 0 | 0 | 0 | 0
PseudoUnit | 0 | 0 | 0 | 0 | 0 | 0
FixedInterchange | 0 | 0 | 0 | 0 | 0 | 0
Base FOM Costs by Reporting Type: MISO_MO-IL
ReportingType | 2015 | 2020 | 2025 | 2030 | 2035 | 2040
BM | 0 | 0 | 0 | 0 | 0 | 0
CC | 31.4 | 39.92 | 32.07 | 35.23 | 39.26 | 39.26
CSP | 0 | 0 | 0 | 0 | 0 | 0
CT | 0 | 0 | 0 | 0 | 0 | 0
Coal | 701.46 | 325.73 | 226.47 | 94.93 | 102.26 | 116.87
Geo | 0 | 0 | 0 | 0 | 0 | 0
H | 5.01 | 9 | 9 | 9 | 9 | 9
LFG | 2.17 | 2.17 | 29.04 | 29.04 | 29.04 | 29.04
Nuc | 308.98 | 325.11 | 325.11 | 325.11 | 325.11 | 325.11
PS | 10.45 | 10.45 | 10.45 | 10.45 | 10.45 | 10.45
PV | 0 | 0 | 0 | 0 | 0 | 0
PeakG | 77.83 | 114.84 | 80.73 | 103.92 | 110.46 | 110.46
PeakO | 21.48 | 28.65 | 22.96 | 22.96 | 22.96 | 22.96
ST | 0 | 0 | 0 | 0 | 0 | 0
STOG | 26.02 | 30.78 | 26.39 | 25.65 | 25.65 | 25.65
STWD | 0 | 0 | 0 | 0 | 0 | 0
WT | 21.36 | 21.36 | 178.57 | 397.11 | 397.11 | 397.11
IGCC | 0 | 0 | 0 | 0 | 0 | 0
DemandResponse | 0 | 0 | 0 | 0 | 0 | 0
IGCC-CCS | 0 | 0 | 0 | 0 | 0 | 0
WT_off | 0 | 0 | 0 | 0 | 0 | 0
PseudoUnit | 0 | 0 | 0 | 0 | 0 | 0
FixedInterchange | 0 | 0 | 0 | 0 | 0 | 0
Base FOM Costs by Reporting Type: MISO_W
ReportingType | 2015 | 2020 | 2025 | 2030 | 2035 | 2040
BM | 0 | 0 | 0 | 0 | 0 | 0
CC | 90.44 | 114.8 | 92.69 | 92.69 | 109.49 | 112.23
CSP | 0 | 0 | 0 | 0 | 0 | 0
CT | 0 | 0 | 0 | 0 | 0 | 0
Coal | 664.64 | 387.9 | 296.16 | 39.32 | 42.7 | 48.43
Geo | 0 | 0 | 0 | 0 | 0 | 0
H | 7.08 | 7.08 | 7.08 | 7.08 | 7.08 | 7.08
LFG | 24.73 | 24.73 | 24.73 | 33.36 | 33.36 | 33.36
Nuc | 343.79 | 343.79 | 343.79 | 602.57 | 0.04 | 0.05
PS | 0 | 0 | 0 | 0 | 0 | 0
PV | 0 | 0 | 0 | 0 | 0 | 0
PeakG | 87.12 | 123.54 | 89.97 | 105.16 | 108.71 | 108.71
PeakO | 56.38 | 79.08 | 64.57 | 64.57 | 64.57 | 64.56
ST | 0 | 0 | 0 | 0 | 0 | 0
STOG | 7.56 | 8.94 | 7.67 | 7.43 | 7.43 | 7.43
STWD | 10.03 | 12.55 | 10.23 | 10.23 | 10.23 | 10.23
WT | 268.82 | 268.82 | 1599 | 1935.46 | 1935.46 | 2032.17
IGCC | 0 | 0 | 0 | 0 | 0 | 0
DemandResponse | 0 | 0 | 0 | 0 | 0 | 0
IGCC-CCS | 0 | 0 | 0 | 0 | 0 | 0
WT_off | 0 | 0 | 0 | 0 | 0 | 0
PseudoUnit | 0 | 0 | 0 | 0 | 0 | 0
FixedInterchange | 0 | 0 | 0 | 0 | 0 | 0
Base FOM Costs by Reporting Type: MISO_WUMS
ReportingType | 2015 | 2020 | 2025 | 2030 | 2035 | 2040
BM | 0 | 0 | 0 | 0 | 0.01 | 60.71
CC | 175.67 | 204.96 | 184.74 | 184.74 | 199.43 | 203.24
CSP | 0 | 0 | 0 | 0 | 0 | 0
CT | 0 | 0 | 0 | 0 | 0 | 0
Coal | 235.86 | 110.52 | 104.7 | 82.33 | 83.73 | 94.19
Geo | 0 | 0 | 0 | 0 | 0 | 0
H | 4.79 | 4.79 | 4.79 | 4.79 | 4.79 | 4.79
LFG | 8.57 | 8.57 | 14.45 | 35.44 | 35.44 | 35.44
Nuc | 264.54 | 287.77 | 264.54 | 570.75 | 0.05 | 0.05
PS | 0 | 0 | 0 | 0 | 0 | 0
PV | 0 | 0 | 0 | 0 | 0 | 0
PeakG | 55.64 | 81.65 | 65.08 | 77.65 | 77.65 | 77.65
PeakO | 13.52 | 17.78 | 14.69 | 14.69 | 14.69 | 14.69
ST | 0 | 0 | 0 | 0 | 0 | 0
STOG | 13.21 | 15.63 | 13.39 | 13.18 | 13.18 | 13.18
STWD | 3.37 | 4.21 | 3.43 | 3.43 | 3.43 | 3.43
WT | 46.36 | 46.36 | 47.23 | 238.09 | 238.09 | 238.09
IGCC | 0 | 0 | 0 | 0 | 0 | 0
DemandResponse | 0 | 0 | 0 | 0 | 0 | 0
IGCC-CCS | 0 | 0 | 0 | 0 | 0 | 0
WT_off | 0 | 0 | 0 | 0 | 0 | 0
PseudoUnit | 0 | 0 | 0 | 0 | 0 | 0
FixedInterchange | 0 | 0 | 0 | 0 | 0 | 0
Base FOM Costs by Reporting Type: Nebraska
ReportingType | 2015 | 2020 | 2025 | 2030 | 2035 | 2040
BM | 0 | 0 | 0 | 0 | 0 | 0
CC | 10.63 | 13.51 | 10.85 | 10.85 | 12.75 | 13.29
CSP | 0 | 0 | 0 | 0 | 0 | 0
CT | 0 | 0 | 0 | 0 | 0 | 0
Coal | 257.61 | 38.65 | 38.65 | 40.09 | 40.09 | 47.85
Geo | 0 | 0 | 0 | 0 | 0 | 0
H | 2.38 | 2.38 | 2.38 | 2.38 | 2.38 | 2.38
LFG | 0.72 | 0.72 | 0.72 | 9.35 | 9.35 | 9.35
Nuc | 182.28 | 198.29 | 182.28 | 249.21 | 0.09 | 0.09
PS | 0 | 0 | 0 | 0 | 0 | 0
PV | 0 | 0 | 0 | 0 | 0 | 0
PeakG | 21.82 | 37.31 | 31.37 | 31.37 | 31.37 | 31.37
PeakO | 9.57 | 12.19 | 9.77 | 9.77 | 9.77 | 9.77
ST | 0 | 0 | 0 | 0 | 0 | 0
STOG | 0.93 | 1.1 | 0.94 | 0.94 | 0.94 | 0.94
STWD | 0 | 0 | 0 | 0 | 0 | 0
WT | 10.53 | 472.89 | 472.89 | 472.92 | 620.71 | 620.71
IGCC | 0 | 0 | 0 | 0 | 0 | 0
DemandResponse | 0 | 0 | 0 | 0 | 0 | 0
IGCC-CCS | 0 | 0 | 0 | 0 | 0 | 0
WT_off | 0 | 0 | 0 | 0 | 0 | 0
PseudoUnit | 0 | 0 | 0 | 0 | 0 | 0
FixedInterchange | 0 | 0 | 0 | 0 | 0 | 0
Base FOM Costs by Reporting Type: NEISO
ReportingType | 2015 | 2020 | 2025 | 2030 | 2035 | 2040
BM | 25.35 | 25.35 | 25.35 | 25.35 | 25.35 | 25.35
CC | 338.64 | 308.97 | 210.21 | 221.47 | 246 | 233.5
CSP | 0 | 0 | 0 | 0 | 0 | 0
CT | 2.24 | 2.24 | 2.24 | 2.17 | 0 | 0
Coal | 22.76 | -0.04 | -0.04 | -0.04 | -0.04 | -0.04
Geo | 0 | 0 | 0 | 0 | 0 | 0
H | 46.4 | 46.4 | 46.4 | 46.45 | 46.45 | 46.45
LFG | 70.11 | 70.12 | 70.12 | 78.5 | 78.5 | 78.5
Nuc | 676.28 | 735.67 | 676.28 | 676.28 | 488.61 | 932.14
PS | 39.74 | 39.74 | 39.74 | 39.74 | 39.74 | 39.74
PV | 0.03 | 4.91 | 4.91 | 4.91 | 4.91 | 4.92
PeakG | 19.94 | 29.61 | 20.7 | 22.52 | 28.85 | 28.85
PeakO | 0.02 | 0.03 | 0.02 | 0.02 | 0.02 | 0.02
ST | 0 | 0 | 0 | 0 | 0 | 0
STOG | 0.01 | 0.01 | 0.01 | 0.01 | 0.01 | 0.01
STWD | 19.55 | 24.46 | 19.93 | 19.93 | 19.93 | 19.93
WT | 13.44 | 83.08 | 155.17 | 155.18 | 561.35 | 561.35
IGCC | 0 | 0 | 0 | 0 | 0 | 0
DemandResponse | 0 | 0 | 0 | 0 | 0 | 0
IGCC-CCS | 0 | 0 | 0 | 0 | 0 | 0
WT_off | 24.96 | 24.96 | 24.96 | 24.96 | 24.97 | 24.97
PseudoUnit | 0 | 0 | 0 | 0 | 0 | 0
FixedInterchange | 0 | 0 | 0 | 0 | 0 | 0
Base FOM Costs by Reporting Type: NonRTO_Midwest
ReportingType | 2015 | 2020 | 2025 | 2030 | 2035 | 2040
BM | 0 | 0 | 0 | 0 | 29.65 | 484.73
CC | 40.93 | 74.93 | 74.93 | 74.93 | 74.93 | 34
CSP | 0 | 0 | 0 | 0 | 0 | 0
CT | 0 | 0 | 0 | 0 | 0 | 0
Coal | 485.89 | 258.67 | 205.95 | 148.88 | 149.91 | 172.31
Geo | 0 | 0 | 0 | 0 | 0 | 0
H | 2.04 | 2.04 | 12.66 | 12.66 | 12.66 | 12.66
LFG | 1.69 | 1.69 | 20.97 | 20.97 | 20.97 | 20.97
Nuc | 0.01 | 0.01 | 0.02 | 0.02 | 106.8 | 106.8
PS | 0 | 0 | 0 | 0 | 0 | 0
PV | 0 | 0 | 0 | 0 | 0 | 0
PeakG | 56.39 | 83.4 | 58.5 | 71.11 | 56.62 | 46.54
PeakO | 0.35 | 0.45 | 0.36 | 0.36 | 0.01 | 0.01
ST | 0 | 0 | 0 | 0 | 0 | 0
STOG | 0 | 0 | 0 | 0 | 0 | 0
STWD | 0 | 0 | 0 | 0 | 0 | 0
WT | 2.26 | 2.26 | 2.26 | 2.26 | 2.26 | 2.26
IGCC | 0 | 0 | 0 | 0 | 0 | 0
DemandResponse | 0 | 0 | 0 | 0 | 0 | 0
IGCC-CCS | 0 | 0 | 0 | 0 | 0 | 0
WT_off | 0 | 0 | 0 | 0 | 0 | 0
PseudoUnit | 0 | 0 | 0 | 0 | 0 | 0
FixedInterchange | 0 | 0 | 0 | 0 | 0 | 0
Base FOM Costs by Reporting Type: NYISO_A-F
ReportingType | 2015 | 2020 | 2025 | 2030 | 2035 | 2040
BM | 0 | 0 | 0 | 0 | 0 | 0
CC | 115.84 | 148.08 | 131.11 | 120.26 | 40.59 | 31.4
CSP | 0 | 0 | 0 | 0 | 0 | 0
CT | 0 | 0 | 0 | 0 | 0 | 0
Coal | 0.03 | 0.03 | 0.03 | 0.03 | 0.03 | 0.03
Geo | 0 | 0 | 0 | 0 | 0 | 0
H | 62.6 | 62.6 | 62.6 | 62.6 | 62.6 | 62.6
LFG | 20.8 | 20.8 | 28.97 | 28.97 | 28.97 | 28.97
Nuc | 489.92 | 509.2 | 489.92 | 399.48 | 552.03 | 578.17
PS | 33.52 | 33.52 | 33.52 | 33.52 | 33.52 | 33.52
PV | 0 | 0 | 0 | 0 | 0 | 0
PeakG | 3.78 | 5.56 | 5.31 | 5.31 | 5.31 | 5.31
PeakO | 1.14 | 1.46 | 1.17 | 1.17 | 1.17 | 1.17
ST | 0 | 0 | 0 | 0 | 0 | 0
STOG | 0.01 | 0.01 | 0.01 | 0 | 0 | 0
STWD | 2.76 | 3.45 | 2.81 | 2.81 | 2.81 | 2.81
WT | 113.42 | 133.35 | 133.35 | 419.01 | 422.6 | 422.6
IGCC | 0 | 0 | 0 | 0 | 0 | 0
DemandResponse | 0 | 0 | 0 | 0 | 0 | 0
IGCC-CCS | 0 | 0 | 0 | 0 | 0 | 0
WT_off | 0 | 0 | 0 | 0 | 0 | 0
PseudoUnit | 0 | 0 | 0 | 0 | 0 | 0
FixedInterchange | 0 | 0 | 0 | 0 | 0 | 0
Base FOM Costs by Reporting Type: NYISO_G-I
ReportingType | 2015 | 2020 | 2025 | 2030 | 2035 | 2040
BM | 0 | 0 | 0 | 0 | 61.77 | 61.8
CC | 34.34 | 43.66 | 35.8 | 35.91 | 43.64 | 43.64
CSP | 0 | 0 | 0 | 0 | 0 | 0
CT | 0 | 0 | 0 | 0 | 0 | 0
Coal | 0.01 | 0.01 | 0.01 | 0.01 | 0.01 | 0.01
Geo | 0 | 0 | 0 | 0 | 0 | 0
H | 0.46 | 0.46 | 0.46 | 0.46 | 0.46 | 0.46
LFG | 7.72 | 7.72 | 16.66 | 16.66 | 16.66 | 16.67
Nuc | 297.74 | 323.88 | 297.74 | 297.74 | 452.8 | 220.18
PS | 0 | 0 | 0 | 0 | 0 | 0
PV | 0 | 0 | 0 | 0 | 0 | 0
PeakG | 1.51 | 2.04 | 1.56 | 1.56 | 1.56 | 1.56
PeakO | 2.55 | 3.25 | 2.61 | 2.61 | 2.61 | 2.61
ST | 0 | 0 | 0 | 0 | 0 | 0
STOG | 0.06 | 0.07 | 0.06 | 0.06 | 0.06 | 0.06
STWD | 0 | 0 | 0 | 0 | 0 | 0
WT | 0 | 1.68 | 1.69 | 10.1 | 10.1 | 10.1
IGCC | 0 | 0 | 0 | 0 | 0 | 0
DemandResponse | 0 | 0 | 0 | 0 | 0 | 0
IGCC-CCS | 0 | 0 | 0 | 0 | 0 | 0
WT_off | 0 | 0 | 0 | 0 | 0 | 0
PseudoUnit | 0 | 0 | 0 | 0 | 0 | 0
FixedInterchange | 0 | 0 | 0 | 0 | 0 | 0
Base FOM Costs by Reporting Type: NYISO_J-K
ReportingType | 2015 | 2020 | 2025 | 2030 | 2035 | 2040
BM | 0 | 0 | 0 | 0 | 0 | 0
CC | 125.46 | 154.92 | 127.77 | 138.94 | 152.62 | 152.62
CSP | 0 | 0 | 0 | 0 | 0 | 0
CT | 0 | 0 | 0 | 0 | 0 | 0
Coal | 0 | 0 | 0 | 0 | 0 | 0
Geo | 0 | 0 | 0 | 0 | 0 | 0
H | 0 | 0 | 0 | 0 | 0 | 0
LFG | 14.96 | 14.96 | 14.97 | 23.9 | 23.9 | 23.9
Nuc | 0.01 | 0.01 | 0.01 | 0.01 | 0.01 | 0.01
PS | 0 | 0 | 0 | 0 | 0 | 0
PV | 0.53 | 0.53 | 0.53 | 0.53 | 0.53 | 0.53
PeakG | 54.7 | 77.08 | 56.45 | 62.35 | 66.78 | 66.78
PeakO | 61.69 | 79.16 | 63.78 | 65.02 | 65.02 | 65.02
ST | 0 | 0 | 0 | 0 | 0 | 0
STOG | 144.75 | 171.28 | 146.83 | 146.83 | 146.83 | 146.83
STWD | 0 | 0 | 0 | 0 | 0 | 0
WT | 0 | 0 | 0 | 0.02 | 9.26 | 9.26
IGCC | 0 | 0 | 0 | 0 | 0 | 0
DemandResponse | 0 | 0 | 0 | 0 | 0 | 0
IGCC-CCS | 0 | 0 | 0 | 0 | 0 | 0
WT_off | 0 | 0 | 0 | 0 | 0 | 0
PseudoUnit | 0 | 0 | 0 | 0 | 0 | 0
FixedInterchange | 0 | 0 | 0 | 0 | 0 | 0
Base FOM Costs by Reporting Type: PJM_E
ReportingType | 2015 | 2020 | 2025 | 2030 | 2035 | 2040
BM | 3.02 | 3.02 | 3.02 | 3.02 | 3.02 | 3.02
CC | 297.21 | 359.4 | 312.87 | 330.2 | 341.54 | 322.25
CSP | 0 | 0 | 0 | 0 | 0 | 0
CT | 0.18 | 0.18 | 0.18 | 0.18 | 0.18 | 0
Coal | 67.47 | 27.09 | 32.02 | 32.31 | 34.96 | 34.96
Geo | 0 | 0 | 0 | 0 | 0 | 0
H | 3.85 | 3.85 | 3.85 | 3.85 | 3.85 | 3.85
LFG | 56.83 | 72.83 | 72.83 | 72.83 | 72.83 | 72.83
Nuc | 1239 | 1184.31 | 1149.53 | 1149.54 | 825.75 | 1983.32
PS | 9.5 | 9.5 | 9.5 | 9.5 | 9.5 | 9.5
PV | 0.75 | 0.75 | 0.75 | 0.75 | 0.75 | 0.75
PeakG | 75.2 | 106.43 | 77.64 | 89.79 | 93.21 | 93.21
PeakO | 75.91 | 100.77 | 82.41 | 82.41 | 82.41 | 82.41
ST | 0 | 0 | 0 | 0 | 0 | 0
STOG | 115.23 | 136.34 | 29.24 | 29.24 | 29.23 | 0.01
STWD | 0 | 0 | 0 | 0 | 0 | 0
WT | 32.63 | 32.63 | 32.63 | 32.63 | 32.63 | 32.63
IGCC | 0 | 0 | 0 | 0 | 0 | 0
DemandResponse | 0 | 0 | 0 | 0 | 0 | 0
IGCC-CCS | 0 | 0 | 0 | 0 | 0 | 0
WT_off | 0 | 0 | 58.67 | 58.67 | 58.67 | 58.67
PseudoUnit | 0 | 0 | 0 | 0 | 0 | 0
FixedInterchange | 0 | 0 | 0 | 0 | 0 | 0
Base FOM Costs by Reporting Type: PJM_ROM
ReportingType | 2015 | 2020 | 2025 | 2030 | 2035 | 2040
BM | 1.81 | 1.81 | 1.81 | 1.81 | 236.9 | 236.95
CC | 142.43 | 174.54 | 145.82 | 151.1 | 172.02 | 127.44
CSP | 0 | 0 | 0 | 0 | 0 | 0
CT | 0.11 | 0.11 | 0.11 | 0.11 | 0 | 0
Coal | 117.02 | 28.74 | 1.32 | 1.36 | 1.39 | 1.4
Geo | 0 | 0 | 0 | 0 | 0 | 0
H | 19.83 | 19.83 | 19.83 | 29.48 | 29.48 | 29.48
LFG | 43.05 | 74.95 | 74.95 | 74.95 | 74.95 | 74.95
Nuc | 733.21 | 756.8 | 733.21 | 733.22 | 934.37 | 2012.52
PS | 35.92 | 35.92 | 35.92 | 35.92 | 35.92 | 35.92
PV | 0.06 | 22.69 | 35.37 | 38.2 | 38.42 | 39.43
PeakG | 30.83 | 44.67 | 41.32 | 41.32 | 41.32 | 41.32
PeakO | 45.95 | 58.57 | 46.94 | 46.94 | 46.94 | 0.19
ST | 0 | 0 | 0 | 0 | 0 | 0
STOG | 155.07 | 183.49 | 157.27 | 157.27 | 157.27 | 0.01
STWD | 2.24 | 2.81 | 2.29 | 2.29 | 2.29 | 2.29
WT | 38.49 | 59.55 | 59.55 | 59.55 | 59.55 | 59.55
IGCC | 0 | 0 | 0 | 0 | 0 | 0
DemandResponse | 0 | 0 | 0 | 0 | 0 | 0
IGCC-CCS | 0 | 0 | 0 | 0 | 0 | 0
WT_off | 0 | 0 | 0 | 0 | 0 | 0
PseudoUnit | 0 | 0 | 0 | 0 | 0 | 0
FixedInterchange | 0 | 0 | 0 | 0 | 0 | 0
Base FOM Costs by Reporting Type: PJM_ROR
ReportingType | 2015 | 2020 | 2025 | 2030 | 2035 | 2040
BM | 38.69 | 38.69 | 38.69 | 38.69 | 38.7 | 1060.79
CC | 552.6 | 750.97 | 678.27 | 704.44 | 738.53 | 690.02
CSP | 0 | 0 | 0 | 0 | 0 | 0
CT | 0.19 | 0.19 | 0.19 | 0.19 | 0 | 0
Coal | 2028.96 | 1146.24 | 541.9 | 546.59 | 605.5 | 778.31
Geo | 0 | 0 | 0 | 0 | 0 | 0
H | 26.17 | 33.33 | 33.33 | 33.33 | 33.33 | 33.33
LFG | 65.06 | 126.87 | 126.87 | 126.87 | 126.87 | 126.87
Nuc | 2917.4 | 3014.07 | 2917.4 | 2831.65 | 2494.06 | 5064.02
PS | 73.14 | 73.14 | 73.14 | 73.14 | 73.14 | 73.14
PV | 0.35 | 0.35 | 0.35 | 0.35 | 0.35 | 0.35
PeakG | 325.76 | 481.29 | 337.92 | 436.45 | 464.23 | 464.23
PeakO | 48.69 | 65.15 | 52.22 | 52.22 | 52.22 | 0.18
ST | 0 | 0 | 0 | 0 | 0 | 0
STOG | 93.25 | 110.34 | 93.05 | 93.05 | 93.05 | 0.01
STWD | 6.22 | 7.78 | 6.34 | 6.34 | 6.34 | 6.34
WT | 322.6 | 327.98 | 525.89 | 529.2 | 529.2 | 529.2
IGCC | 0 | 0 | 0 | 0 | 0 | 0
DemandResponse | 0 | 0 | 0 | 0 | 0 | 0
IGCC-CCS | 0 | 0 | 0 | 0 | 0 | 0
WT_off | 0 | 0 | 0 | 0 | 0 | 0
PseudoUnit | 0 | 0 | 0 | 0 | 0 | 0
FixedInterchange | 0 | 0 | 0 | 0 | 0 | 0
Base FOM Costs by Reporting Type: SOCO
ReportingType | 2015 | 2020 | 2025 | 2030 | 2035 | 2040
BM | 5.53 | 5.53 | 5.53 | 5.53 | 301.57 | 658.82
CC | 538.47 | 727.98 | 619.35 | 639.28 | 266.25 | 162.27
CSP | 0 | 0 | 0 | 0 | 0 | 0
CT | 0 | 0 | 0 | 0 | 0 | 0
Coal | 532.77 | 275.61 | 145.53 | 152.08 | 183.93 | 183.97
Geo | 0 | 0 | 0 | 0 | 0 | 0
H | 59.74 | 59.74 | 59.74 | 59.74 | 59.74 | 59.74
LFG | 4.46 | 4.46 | 17.39 | 17.39 | 17.39 | 17.39
Nuc | 850.41 | 1045.67 | 1045.67 | 1248.72 | 2358.58 | 2959.17
PS | 39.76 | 39.76 | 39.76 | 39.76 | 39.76 | 39.76
PV | 0 | 0 | 0 | 0 | 0 | 0
PeakG | 178.04 | 264.32 | 184.78 | 194.58 | 106.22 | 106.22
PeakO | 0.01 | 0.02 | 0.01 | 0.01 | 0.01 | 0.01
ST | 0 | 0 | 0 | 0 | 0 | 0
STOG | 0.01 | 0.01 | 0.01 | 0.01 | 0.01 | 0.01
STWD | 21.41 | 26.79 | 21.83 | 21.83 | 21.83 | 21.83
WT | 0 | 0 | 0 | 0.01 | 2.81 | 2.81
IGCC | 0 | 0 | 0 | 0 | 0 | 0
DemandResponse | 0 | 0 | 0 | 0 | 0 | 0
IGCC-CCS | 0 | 0 | 0 | 0 | 0 | 0.01
WT_off | 0 | 0 | 0 | 0 | 0 | 0
PseudoUnit | 0 | 0 | 0 | 0 | 0 | 0
FixedInterchange | 0 | 0 | 0 | 0 | 0 | 0
Base FOM Costs by Reporting Type: SPP_N
ReportingType | 2015 | 2020 | 2025 | 2030 | 2035 | 2040
BM | 0 | 0 | 0 | 0 | 0 | 0
CC | 41.13 | 52.3 | 42.01 | 46.54 | 51.43 | 51.43
CSP | 0 | 0 | 0 | 0 | 0 | 0
CT | 0 | 4.58 | 4.58 | 4.58 | 4.88 | 4.88
Coal | 493.29 | 343.44 | 14.08 | 14.07 | 14.08 | 13.97
Geo | 0 | 0 | 0 | 0 | 0 | 0
H | 0.3 | 0.3 | 0.3 | 0.3 | 0.3 | 0.3
LFG | 0.84 | 0.85 | 0.85 | 12.27 | 12.27 | 12.27
Nuc | 160.51 | 168.89 | 168.89 | 168.89 | 168.89 | 168.89
PS | 0 | 0 | 0 | 0 | 0 | 0
PV | 0 | 0 | 0 | 0 | 0 | 0
PeakG | 74.97 | 117.69 | 105.7 | 105.7 | 105.7 | 105.7
PeakO | 34.89 | 44.84 | 35.94 | 35.94 | 35.94 | 35.94
ST | 0 | 0 | 0 | 0 | 0 | 0
STOG | 73.91 | 87.46 | 74.97 | 74.97 | 74.97 | 74.97
STWD | 0 | 0 | 0 | 0 | 0 | 0
WT | 41.99 | 899.07 | 1472.95 | 1695.25 | 2097.15 | 2097.15
IGCC | 0 | 0 | 0 | 0 | 0 | 0
DemandResponse | 0 | 0 | 0 | 0 | 0 | 0
IGCC-CCS | 0 | 0 | 0 | 0 | 0 | 0
WT_off | 0 | 0 | 0 | 0 | 0 | 0
PseudoUnit | 0 | 0 | 0 | 0 | 0 | 0
FixedInterchange | 0 | 0 | 0 | 0 | 0 | 0
Base FOM Costs by Reporting Type: SPP_S
ReportingType | 2015 | 2020 | 2025 | 2030 | 2035 | 2040
BM | 0 | 0 | 0 | 0 | 0 | 0
CC | 327.43 | 415.36 | 336.78 | 365.3 | 401.37 | 405.01
CSP | 0 | 0 | 0 | 0 | 0 | 0
CT | 2.77 | 7.66 | 7.66 | 7.66 | 8.03 | 8.03
Coal | 620.17 | 244.17 | 30.65 | 30.64 | 30.66 | 29.54
Geo | 0 | 0 | 0 | 0 | 0 | 0
H | 30.03 | 30.03 | 30.03 | 30.03 | 30.03 | 30.03
LFG | 2.29 | 2.29 | 2.29 | 13.72 | 13.72 | 13.72
Nuc | 0.01 | 0.01 | 0.01 | 0.01 | 0.01 | 0.01
PS | 10.59 | 10.59 | 10.59 | 10.59 | 10.59 | 10.59
PV | 0 | 0 | 0 | 0 | 0 | 0
PeakG | 60.2 | 87.93 | 62.37 | 76.78 | 82.77 | 82.77
PeakO | 3.36 | 4.54 | 3.63 | 3.63 | 3.64 | 3.66
ST | 0 | 0 | 0 | 0 | 0 | 0
STOG | 393.86 | 466.04 | 399.5 | 399.5 | 399.5 | 399.5
STWD | 2.69 | 3.37 | 2.75 | 2.75 | 2.75 | 2.75
WT | 90.68 | 1231.21 | 1231.22 | 1231.22 | 1231.22 | 1470.49
IGCC | 0 | 0 | 0 | 0 | 0 | 0
DemandResponse | 0 | 0 | 0 | 0 | 0 | 0
IGCC-CCS | 0 | 0 | 0 | 0 | 0 | 0
WT_off | 0 | 0 | 0 | 0 | 0 | 0
PseudoUnit | 0 | 0 | 0 | 0 | 0 | 0
FixedInterchange | 0 | 0 | 0 | 0 | 0 | 0
Base FOM Costs by Reporting Type: TVA
ReportingType | 2015 | 2020 | 2025 | 2030 | 2035 | 2040
BM | 0 | 0 | 0 | 0 | 743.12 | 743.14
CC | 195.62 | 301.28 | 268.15 | 274.01 | 207.75 | 111.13
CSP | 0 | 0 | 0 | 0 | 0 | 0
CT | 0 | 0 | 0 | 0 | 0 | 0
Coal | 368.43 | 219.61 | 64.5 | 0.3 | 0.28 | 0.28
Geo | 0 | 0 | 0 | 0 | 0 | 0
H | 72.8 | 72.8 | 73.19 | 73.19 | 73.19 | 73.19
LFG | 1.57 | 1.57 | 14.49 | 14.49 | 14.49 | 14.49
Nuc | 1153.81 | 1199.07 | 1153.81 | 1173.28 | 820.25 | 1903.66
PS | 41.38 | 41.38 | 41.38 | 41.38 | 41.38 | 41.38
PV | 0 | 0 | 0 | 0 | 0 | 0
PeakG | 99.24 | 153.37 | 140.99 | 140.99 | 140.98 | 140.98
PeakO | 1.87 | 2.54 | 1.92 | 2.49 | 0.01 | 0.01
ST | 0 | 0 | 0 | 0 | 0 | 0
STOG | 0 | 0 | 0 | 0 | 0 | 0
STWD | 0.16 | 0.2 | 0.16 | 0.16 | 0.16 | 0.16
WT | 0.99 | 0.99 | 0.99 | 1 | 3.8 | 3.8
IGCC | 0 | 0 | 0 | 0 | 0 | 0
DemandResponse | 0 | 0 | 0 | 0 | 0 | 0
IGCC-CCS | 0 | 0 | 0 | 0 | 0 | 0
WT_off | 0 | 0 | 0 | 0 | 0 | 0
PseudoUnit | 0 | 0 | 0 | 0 | 0 | 0
FixedInterchange | 0 | 0 | 0 | 0 | 0 | 0
Base FOM Costs by Reporting Type: TVA_Transmission
ReportingType | 2015 | 2020 | 2025 | 2030 | 2035 | 2040
BM | 0 | 0 | 0 | 0 | 0 | 0
CC | 0 | 0 | 0 | 0 | 0 | 0
CSP | 0 | 0 | 0 | 0 | 0 | 0
CT | 0 | 0 | 0 | 0 | 0 | 0
Coal | 0 | 0 | 0 | 0 | 0 | 0
Geo | 0 | 0 | 0 | 0 | 0 | 0
H | 0 | 0 | 0 | 0 | 0 | 0
LFG | 0 | 0 | 0 | 0 | 0 | 0
Nuc | 0 | 0 | 0 | 0 | 0 | 0
PS | 0 | 0 | 0 | 0 | 0 | 0
PV | 0 | 0 | 0 | 0 | 0 | 0
PeakG | 0 | 0 | 0 | 0 | 0 | 0
PeakO | 0 | 0 | 0 | 0 | 0 | 0
ST | 0 | 0 | 0 | 0 | 0 | 0
STOG | 0 | 0 | 0 | 0 | 0 | 0
STWD | 0 | 0 | 0 | 0 | 0 | 0
WT | 0 | 0 | 0 | 0 | 0 | 0
IGCC | 0 | 0 | 0 | 0 | 0 | 0
DemandResponse | 0 | 0 | 0 | 0 | 0 | 0
IGCC-CCS | 0 | 0 | 0 | 0 | 0 | 0
WT_off | 0 | 0 | 0 | 0 | 0 | 0
PseudoUnit | 0 | 0 | 0 | 0 | 0 | 0
FixedInterchange | 0 | 0 | 0 | 0 | 0 | 0
Base FOM Costs by Reporting Type: VACAR
ReportingType | 2015 | 2020 | 2025 | 2030 | 2035 | 2040
BM | 0.09 | 17.23 | 71.37 | 72.63 | 702.14 | 702.14
CC | 319.32 | 348.74 | 322.57 | 324.44 | 255.82 | 165.68
CSP | 0 | 0 | 0 | 0 | 0 | 0
CT | 4.8 | 4.8 | 4.8 | 0 | 0 | 0
Coal | 598 | 485.69 | 171.21 | 89.72 | 93.43 | 103.09
Geo | 0 | 0 | 0 | 0 | 0 | 0
H | 30.23 | 30.23 | 30.23 | 30.23 | 30.23 | 30.23
LFG | 7.6 | 20.52 | 20.52 | 20.52 | 20.52 | 20.52
Nuc | 1664.13 | 1955.26 | 2147.78 | 2348.77 | 2224.39 | 4695.26
PS | 62.1 | 62.1 | 62.1 | 62.1 | 62.1 | 62.1
PV | 0.23 | 2.47 | 2.51 | 2.52 | 2.52 | 2.57
PeakG | 142.93 | 209.84 | 148.17 | 188.38 | 90.25 | 90.25
PeakO | 36.13 | 46.34 | 37.33 | 37.99 | 0.02 | 0.02
ST | 0 | 0 | 0 | 0 | 0 | 0
STOG | 4.04 | 4.78 | 4.1 | 0 | 0 | 0
STWD | 9.01 | 11.27 | 9.18 | 9.18 | 9.18 | 9.18
WT | 0 | 98.25 | 98.25 | 98.25 | 98.25 | 98.25
IGCC | 0 | 0 | 0 | 0 | 0 | 0
DemandResponse | 0 | 0 | 0 | 0 | 0 | 0
IGCC-CCS | 0 | 0 | 0 | 0 | 0 | 0
WT_off | 0 | 0 | 0.01 | 0.01 | 0.01 | 0.01
PseudoUnit | 0 | 0 | 0 | 0 | 0 | 0
FixedInterchange | 0 | 0 | 0 | 0 | 0 | 0
Base FOM Costs by Reporting Type: IESO
ReportingType | 2015 | 2020 | 2025 | 2030 | 2035 | 2040
BM | 32.8 | 32.8 | 32.8 | 32.8 | 32.8 | 32.8
CC | 18.18 | 18.18 | 18.18 | 18.18 | 18.18 | 18.18
CSP | 0 | 0 | 0 | 0 | 0 | 0
CT | 2.46 | 2.46 | 2.46 | 2.46 | 0.01 | 0.01
Coal | 0 | 0 | 0 | 0 | 0 | 0
Geo | 0 | 0 | 0 | 0 | 0 | 0
H | 123.83 | 123.83 | 123.83 | 123.83 | 127.39 | 127.39
LFG | 14.17 | 14.17 | 14.17 | 14.23 | 14.23 | 14.23
Nuc | 1895.33 | 1895.33 | 1895.33 | 1895.33 | 1745.37 | 2079.68
PS | 2.92 | 2.92 | 2.92 | 2.92 | 2.92 | 2.92
PV | 18.26 | 18.26 | 18.26 | 18.26 | 0.44 | 0.44
PeakG | 0.05 | 0.06 | 0.06 | 0.06 | 0.06 | 0.06
PeakO | 0.01 | 0.01 | 0.01 | 0.01 | 0.01 | 0.01
ST | 0 | 0 | 0 | 0 | 0 | 0
STOG | 0 | 0 | 0 | 0 | 0 | 0
STWD | 4.45 | 4.45 | 4.45 | 4.45 | 4.45 | 4.45
WT | 102.92 | 102.92 | 102.92 | 102.92 | 102.92 | 102.92
IGCC | 0 | 0 | 0 | 0 | 0 | 0
DemandResponse | 0 | 0 | 0 | 0 | 0 | 0
IGCC-CCS | 0 | 0 | 0 | 0 | 0 | 0
WT_off | 0 | 0 | 0 | 0 | 0 | 0
PseudoUnit | 0 | 0 | 0 | 0 | 0 | 0
FixedInterchange | 0 | 0 | 0 | 0 | 0 | 0
Base FOM Costs by Reporting Type: MAPP_CA
ReportingType | 2015 | 2020 | 2025 | 2030 | 2035 | 2040
BM | 0 | 0 | 0 | 0 | 0 | 0
CC | 21.69 | 21.69 | 0.01 | 0 | 0.01 | 0
CSP | 0 | 0 | 0 | 0 | 0 | 0
CT | 0 | 0 | 0 | 0 | 0 | 0
Coal | 62.88 | 26.25 | 0.01 | 0.01 | 0.01 | 0.01
Geo | 0 | 0 | 0 | 0 | 0 | 0
H | 92.24 | 102.13 | 123.42 | 158.45 | 158.45 | 158.45
LFG | 0 | 0 | 0 | 0 | 0 | 0
Nuc | 0.01 | 0.01 | 0.01 | 0.01 | 0.01 | 0.01
PS | 0 | 0 | 0 | 0 | 0 | 0
PV | 0 | 0 | 0 | 0 | 0 | 0
PeakG | 9.88 | 9.88 | 0.1 | 0 | 0 | 0
PeakO | 0.09 | 0.09 | 0 | 0 | 0 | 0
ST | 0 | 0 | 0 | 0 | 0 | 0
STOG | 5.54 | 5.54 | 0 | 0 | 0 | 0
STWD | 0 | 0 | 0 | 0 | 0 | 0
WT | 17.9 | 17.9 | 17.9 | 17.9 | 9.41 | 9.41
IGCC | 0 | 0 | 0 | 0 | 0 | 0
DemandResponse | 0 | 0 | 0 | 0 | 0 | 0
IGCC-CCS | 0 | 0 | 0 | 0 | 0 | 0
WT_off | 0 | 0 | 0 | 0 | 0 | 0
PseudoUnit | 0 | 0 | 0 | 0 | 0 | 0
FixedInterchange | 0 | 0 | 0 | 0 | 0 | 0
Base FOM Costs by Reporting Type: AZ_NM_SNV_Coal
ReportingType | 2015 | 2020 | 2025 | 2030 | 2035 | 2040
BM | 0 | 0 | 0 | 0 | 0 | 0
CC | 0 | 0 | 0 | 0 | 0 | 0
CSP | 0 | 0 | 0 | 0 | 0 | 0
CT | 0 | 0 | 0 | 0 | 0 | 0
Coal | 516.89 | 503.38 | 296.92 | 44.35 | 47.06 | 53.69
Geo | 0 | 0 | 0 | 0 | 0 | 0
H | 0 | 0 | 0 | 0 | 0 | 0
LFG | 0 | 0 | 0 | 0 | 0 | 0
Nuc | 0 | 0 | 0 | 0 | 0 | 0
PS | 0 | 0 | 0 | 0 | 0 | 0
PV | 0 | 0 | 0 | 0 | 0 | 0
PeakG | 0 | 0 | 0 | 0 | 0 | 0
PeakO | 5.77 | 7.38 | 5.99 | 5.99 | 5.99 | 5.99
ST | 0 | 0 | 0 | 0 | 0 | 0
STOG | 0 | 0 | 0 | 0 | 0 | 0
STWD | 0 | 0 | 0 | 0 | 0 | 0
WT | 0 | 0 | 0 | 0 | 0 | 0
IGCC | 0 | 0 | 0 | 0 | 0 | 0
DemandResponse | 0 | 0 | 0 | 0 | 0 | 0
IGCC-CCS | 0 | 0 | 0 | 0 | 0 | 0
WT_off | 0 | 0 | 0 | 0 | 0 | 0
PseudoUnit | 0 | 0 | 0 | 0 | 0 | 0
FixedInterchange | 0 | 0 | 0 | 0 | 0 | 0
Base FOM Costs by Reporting Type: AZ_NM_SNV_Gas
ReportingType | 2015 | 2020 | 2025 | 2030 | 2035 | 2040
BM | 0 | 0 | 0 | 0 | 0 | 0
CC | 442.2 | 581.82 | 473.6 | 449.86 | 370.6 | 347.25
CSP | 0 | 0 | 0 | 0 | 0 | 0
CT | 4.93 | 4.93 | 4.93 | 4.93 | 0 | 0
Coal | 0 | 0 | 0 | 0 | 0 | 0
Geo | 0 | 0 | 0 | 0 | 0 | 0
H | 0 | 0 | 0 | 0 | 0 | 0
LFG | 0 | 0 | 0 | 0 | 0 | 0
Nuc | 0 | 0 | 0 | 0 | 0 | 0
PS | 0 | 0 | 0 | 0 | 0 | 0
PV | 0 | 0 | 0 | 0 | 0 | 0
PeakG | 63.97 | 93.45 | 74.33 | 87.99 | 87.99 | 87.99
PeakO | 0 | 0 | 0 | 0 | 0 | 0
ST | 0 | 0 | 0 | 0 | 0 | 0
STOG | 0.01 | 0.01 | 0.01 | 0.01 | 0.01 | 0.01
STWD | 0 | 0 | 0 | 0 | 0 | 0
WT | 0 | 0 | 0 | 0 | 0 | 0
IGCC | 0 | 0 | 0 | 0 | 0 | 0
DemandResponse | 0 | 0 | 0 | 0 | 0 | 0
IGCC-CCS | 0 | 0 | 0 | 0 | 0 | 0
WT_off | 0 | 0 | 0 | 0 | 0 | 0
PseudoUnit | 0 | 0 | 0 | 0 | 0 | 0
FixedInterchange | 0 | 0 | 0 | 0 | 0 | 0
Base FOM Costs by Reporting Type: AZ_NM_SNV_NucRenew
ReportingType | 2015 | 2020 | 2025 | 2030 | 2035 | 2040
BM | 0 | 0 | 0 | 0 | 0.01 | 0.07
CC | 0 | 0 | 0 | 0 | 0 | 0
CSP | 0 | 0 | 0 | 0 | 0 | 0
CT | 0 | 0 | 0 | 0 | 0 | 0
Coal | 0 | 0 | 0 | 0 | 0 | 0
Geo | 0 | 0.04 | 122.18 | 122.18 | 122.18 | 122.18
H | 44.6 | 44.6 | 44.6 | 44.6 | 44.6 | 44.6
LFG | 0.85 | 0.86 | 8.14 | 8.14 | 8.14 | 8.14
Nuc | 484.16 | 564.17 | 564.18 | 948.19 | 1505.97 | 1548.38
PS | 5.13 | 5.13 | 5.13 | 5.13 | 5.13 | 5.13
PV | 2.38 | 2.38 | 2.38 | 2.38 | 2.38 | 2.38
PeakG | 0 | 0 | 0 | 0 | 0 | 0
PeakO | 0 | 0 | 0 | 0 | 0 | 0
ST | 17.92 | 46.44 | 61.03 | 68.18 | 101.63 | 101.63
STOG | 0 | 0 | 0 | 0 | 0 | 0
STWD | 0.83 | 1.04 | 0.85 | 0.85 | 0.85 | 0.85
WT | 17.57 | 348.51 | 349.26 | 349.26 | 349.26 | 349.26
IGCC | 0 | 0 | 0 | 0 | 0 | 0
DemandResponse | 0 | 0 | 0 | 0 | 0 | 0
IGCC-CCS | 0 | 0 | 0 | 0 | 0 | 0
WT_off | 0 | 0 | 0 | 0 | 0 | 0
PseudoUnit | 0 | 0 | 0 | 0 | 0 | 0
FixedInterchange | 0 | 0 | 0 | 0 | 0 | 0
Base FOM Costs by Reporting Type: ERCOT
ReportingType | 2015 | 2020 | 2025 | 2030 | 2035 | 2040
BM | 14.57 | 14.57 | 14.57 | 14.57 | 408.52 | 408.54
CC | 1089.45 | 1328.85 | 1139.16 | 1168.76 | 1060.36 | 916.62
CSP | 0 | 0 | 0 | 0 | 0 | 0
CT | 1.67 | 1.67 | 1.67 | 1.67 | 0 | 0
Coal | 321.01 | 235.51 | 188.96 | 190.6 | 190.6 | 233.86
Geo | 0 | 0 | 0 | 0 | 0 | 0
H | 8.05 | 8.05 | 8.05 | 8.05 | 8.05 | 8.05
LFG | 9.05 | 9.05 | 51.64 | 51.64 | 51.64 | 51.64
Nuc | 574.09 | 734.72 | 741.22 | 1007.07 | 1690.38 | 2070.78
PS | 0 | 0 | 0 | 0 | 0 | 0
PV | 0.25 | 0.25 | 0.25 | 0.25 | 0.03 | 0.03
PeakG | 80.63 | 119.03 | 114.62 | 114.62 | 114.62 | 114.62
PeakO | 1.29 | 1.86 | 1.53 | 1.53 | 1.53 | 1.53
ST | 0 | 0 | 0 | 0 | 0 | 0
STOG | 583.07 | 689.93 | 397.84 | 225.96 | 0.01 | 0.01
STWD | 0 | 0 | 0 | 0 | 0 | 0
WT | 315.42 | 315.42 | 861.52 | 861.52 | 861.55 | 872.97
IGCC | 0 | 0 | 0 | 0 | 0 | 0
DemandResponse | 0 | 0 | 0 | 0 | 0 | 0
IGCC-CCS | 0 | 0 | 0 | 0 | 0 | 0
WT_off | 0 | 0 | 0 | 0 | 0 | 0
PseudoUnit | 0 | 0 | 0 | 0 | 0 | 0
FixedInterchange | 0 | 0 | 0 | 0 | 0 | 0
Base FOM Costs by Reporting Type: NP15
ReportingType | 2015 | 2020 | 2025 | 2030 | 2035 | 2040
BM | 0 | 0 | 0 | 0 | 0.01 | 0.02
CC | 220.94 | 282.38 | 236.59 | 251.19 | 277.66 | 264.54
CSP | 0 | 0 | 0 | 0 | 0 | 0
CT | 1.42 | 1.42 | 1.42 | 1.42 | 0.01 | 0.01
Coal | 10.94 | 0.01 | 0.01 | 0.01 | 0 | 0
Geo | 100.8 | 151.35 | 151.36 | 151.36 | 151.36 | 151.36
H | 125.7 | 125.7 | 125.7 | 125.7 | 125.7 | 125.7
LFG | 10.26 | 55.71 | 78.24 | 78.24 | 78.24 | 78.24
Nuc | 302.44 | 364.27 | 334.87 | 801.31 | 929.15 | 1046.93
PS | 53.58 | 53.58 | 53.58 | 53.58 | 53.58 | 53.58
PV | 0.89 | 0.89 | 0.89 | 0.89 | 0.89 | 0.89
PeakG | 56.04 | 82.34 | 58.1 | 74.01 | 78.49 | 78.49
PeakO | 10.26 | 13.08 | 10.48 | 10.49 | 10.49 | 10.49
ST | 1.86 | 1.86 | 1.86 | 1.86 | 1.86 | 1.86
STOG | 161.5 | 191.1 | 163.82 | 101.98 | 71.88 | 71.88
STWD | 14.17 | 17.73 | 14.44 | 14.44 | 14.44 | 14.44
WT | 40.21 | 132.82 | 132.82 | 132.86 | 369.26 | 389.46
IGCC | 0 | 0 | 0 | 0 | 0 | 0
DemandResponse | 0 | 0 | 0 | 0 | 0 | 0
IGCC-CCS | 0 | 0 | 0 | 0 | 0 | 0
WT_off | 0 | 0 | 0 | 0 | 0 | 0
PseudoUnit | 0 | 0 | 0 | 0 | 0 | 0
FixedInterchange | 0 | 0 | 0 | 0 | 0 | 0
Base FOM Costs by Reporting Type: NWPP_Coal
ReportingType | 2015 | 2020 | 2025 | 2030 | 2035 | 2040
BM | 0 | 0 | 0 | 0 | 0 | 0
CC | 0 | 0 | 0 | 0 | 0 | 0
CSP | 0 | 0 | 0 | 0 | 0 | 0
CT | 0 | 0 | 0 | 0 | 0 | 0
Coal | 470.75 | 356.88 | 11.85 | 12.19 | 12.66 | 14.77
Geo | 0 | 0 | 0 | 0 | 0 | 0
H | 0 | 0 | 0 | 0 | 0 | 0
LFG | 0 | 0 | 0 | 0 | 0 | 0
Nuc | 0 | 0 | 0 | 0 | 0 | 0
PS | 0 | 0 | 0 | 0 | 0 | 0
PV | 0 | 0 | 0 | 0 | 0 | 0
PeakG | 0 | 0 | 0 | 0 | 0 | 0
PeakO | 0 | 0 | 0 | 0 | 0 | 0
ST | 0 | 0 | 0 | 0 | 0 | 0
STOG | 0 | 0 | 0 | 0 | 0 | 0
STWD | 0 | 0 | 0 | 0 | 0 | 0
WT | 0 | 0 | 0 | 0 | 0 | 0
IGCC | 0 | 0 | 0 | 0 | 0 | 0
DemandResponse | 0 | 0 | 0 | 0 | 0 | 0
IGCC-CCS | 0 | 0 | 0 | 0 | 0 | 0
WT_off | 0 | 0 | 0 | 0 | 0 | 0
PseudoUnit | 0 | 0 | 0 | 0 | 0 | 0
FixedInterchange | 0 | 0 | 0 | 0 | 0 | 0
Base FOM Costs by Reporting Type: NWPP_Gas
ReportingType | 2015 | 2020 | 2025 | 2030 | 2035 | 2040
BM | 0 | 0 | 0 | 0 | 0 | 0
CC | 192.07 | 275.05 | 228.09 | 181.8 | 36.35 | 32.04
CSP | 0 | 0 | 0 | 0 | 0 | 0
CT | 1 | 1 | 1 | 1 | 0 | 0
Coal | 0 | 0 | 0 | 0 | 0 | 0
Geo | 0 | 0 | 0 | 0 | 0 | 0
H | 0 | 0 | 0 | 0 | 0 | 0
LFG | 0 | 0 | 0 | 0 | 0 | 0
Nuc | 0 | 0 | 0 | 0 | 0 | 0
PS | 0 | 0 | 0 | 0 | 0 | 0
PV | 0 | 0 | 0 | 0 | 0 | 0
PeakG | 0 | 0 | 0 | 0 | 0 | 0
PeakO | 0 | 0 | 0 | 0 | 0 | 0
ST | 0 | 0 | 0 | 0 | 0 | 0
STOG | 0 | 0 | 0 | 0 | 0 | 0
STWD | 0 | 0 | 0 | 0 | 0 | 0
WT | 0 | 0 | 0 | 0 | 0 | 0
IGCC | 0 | 0 | 0 | 0 | 0 | 0
DemandResponse | 0 | 0 | 0 | 0 | 0 | 0
IGCC-CCS | 0 | 0 | 0 | 0 | 0 | 0
WT_off | 0 | 0 | 0 | 0 | 0 | 0
PseudoUnit | 0 | 0 | 0 | 0 | 0 | 0
FixedInterchange | 0 | 0 | 0 | 0 | 0 | 0
Base FOM Costs by Reporting Type: NWPP_NucRenew
ReportingType | 2015 | 2020 | 2025 | 2030 | 2035 | 2040
BM | 3.27 | 3.27 | 3.27 | 3.27 | 3.28 | 31.01
CC | 0 | 0 | 0 | 0 | 0 | 0
CSP | 0 | 0 | 0 | 0 | 0 | 0
CT | 0 | 0 | 0 | 0 | 0 | 0
Coal | 0 | 0 | 0 | 0 | 0 | 0
Geo | 35.81 | 35.81 | 72.38 | 72.38 | 72.38 | 72.38
H | 480.54 | 480.54 | 480.54 | 480.54 | 485.31 | 485.31
LFG | 15.5 | 15.5 | 44.91 | 44.91 | 44.91 | 44.91
Nuc | 164.67 | 164.67 | 164.68 | 164.81 | 458.87 | 647.12
PS | 6.12 | 6.12 | 6.12 | 6.12 | 6.12 | 6.12
PV | 0.04 | 0.04 | 0.04 | 0.04 | 0.04 | 0.05
PeakG | 0 | 0 | 0 | 0 | 0 | 0
PeakO | 0 | 0 | 0 | 0 | 0 | 0
ST | 0 | 0 | 0 | 0 | 0 | 0.01
STOG | 0 | 0 | 0 | 0 | 0 | 0
STWD | 17.98 | 22.5 | 18.33 | 18.33 | 18.33 | 18.33
WT | 228.93 | 228.93 | 228.94 | 827.99 | 828 | 893.04
IGCC | 0 | 0 | 0 | 0 | 0 | 0
DemandResponse | 0 | 0 | 0 | 0 | 0 | 0
IGCC-CCS | 0 | 0 | 0 | 0 | 0 | 0
WT_off | 0 | 0 | 0 | 0 | 0 | 0
PseudoUnit | 0 | 0 | 0 | 0 | 0 | 0
FixedInterchange | 0 | 0 | 0 | 0 | 0 | 0
Base FOM Costs by Reporting Type: RMPA
ReportingType | 2015 | 2020 | 2025 | 2030 | 2035 | 2040
BM | 0 | 0 | 0 | 0 | 89.33 | 123.95
CC | 79.71 | 119.88 | 99.94 | 118.18 | 88.78 | 85.21
CSP | 0 | 0 | 0 | 0 | 0 | 0
CT | 1.02 | 1.02 | 1.02 | 1.02 | 0 | 0
Coal | 439.17 | 361.78 | 97.76 | 49.74 | 50.1 | 57.06
Geo | 0 | 2.07 | 216.56 | 216.56 | 216.56 | 216.56
H | 13.99 | 13.99 | 13.99 | 13.99 | 13.99 | 13.99
LFG | 0.89 | 0.9 | 4.37 | 4.37 | 4.37 | 4.37
Nuc | 0.01 | 0.01 | 0.43 | 165.63 | 165.64 | 165.64
PS | 13.37 | 13.37 | 13.37 | 13.37 | 13.37 | 13.37
PV | 0.31 | 0.31 | 0.31 | 0.31 | 0.31 | 0.31
PeakG | 48.87 | 72.26 | 50.7 | 61.6 | 69.81 | 69.81
PeakO | 0.03 | 0.03 | 0.03 | 0.03 | 0.03 | 0.03
ST | 0.19 | 23.71 | 23.71 | 24.06 | 24.06 | 24.06
STOG | 0.01 | 0.01 | 0.01 | 0 | 0 | 0
STWD | 0 | 0 | 0 | 0 | 0 | 0
WT | 67.62 | 167.14 | 167.14 | 182.2 | 182.2 | 186.01
IGCC | 0 | 0 | 0 | 0 | 0 | 0
DemandResponse | 0 | 0 | 0 | 0 | 0 | 0
IGCC-CCS | 0 | 0 | 0 | 0 | 0 | 0
WT_off | 0 | 0 | 0 | 0 | 0 | 0
PseudoUnit | 0 | 0 | 0 | 0 | 0 | 0
FixedInterchange | 0 | 0 | 0 | 0 | 0 | 0
Base FOM Costs by Reporting Type: SP15
ReportingType | 2015 | 2020 | 2025 | 2030 | 2035 | 2040
BM | 0.6 | 0.6 | 0.6 | 0.6 | 0.61 | 0.61
CC | 326.65 | 404.55 | 338.41 | 348.01 | 381.99 | 391.57
CSP | 0 | 0 | 0 | 0 | 0 | 0
CT | 0 | 0 | 0 | 0 | 0 | 0
Coal | 11.02 | 8.11 | 7.61 | 0.01 | 0.01 | 0.01
Geo | 86.16 | 208.35 | 208.35 | 208.35 | 208.35 | 208.35
H | 16.57 | 16.57 | 16.57 | 16.57 | 16.57 | 16.57
LFG | 26.93 | 93.8 | 93.8 | 93.8 | 93.8 | 93.8
Nuc | 327.58 | 356.35 | 327.59 | 409.24 | 454.09 | 884.59
PS | 34.19 | 34.19 | 34.19 | 34.19 | 34.19 | 34.19
PV | 1.87 | 1.87 | 1.87 | 1.87 | 1.87 | 1.87
PeakG | 76.73 | 111.44 | 93.22 | 103.59 | 103.59 | 103.59
PeakO | 1.47 | 1.91 | 1.53 | 1.53 | 1.53 | 1.53
ST | 28.67 | 28.67 | 28.67 | 28.67 | 182.9 | 236.39
STOG | 310.99 | 367.98 | 315.45 | 269.76 | 175.6 | 175.6
STWD | 3.81 | 4.77 | 3.89 | 3.89 | 3.89 | 3.89
WT | 71.03 | 95.79 | 468.68 | 468.69 | 468.69 | 468.69
IGCC | 0 | 0 | 0 | 0 | 0 | 0
DemandResponse | 0 | 0 | 0 | 0 | 0 | 0
IGCC-CCS | 0 | 0 | 0 | 0 | 0 | 0
WT_off | 0 | 0 | 0 | 0 | 0 | 0
PseudoUnit | 0 | 0 | 0 | 0 | 0 | 0
FixedInterchange | 0 | 0 | 0 | 0 | 0 | 0
Base FOM Costs by Reporting Type: ALB
ReportingType | 2015 | 2020 | 2025 | 2030 | 2035 | 2040
BM | 0 | 0 | 0 | 0 | 0 | 0
CC | 77.32 | 77.32 | 11.98 | 11.98 | 11.98 | 0.01
CSP | 0 | 0 | 0 | 0 | 0 | 0
CT | 1.35 | 1.35 | 1.35 | 1.35 | 0 | 0
Coal | 279.23 | 295.42 | 14.72 | 14.72 | 14.72 | 14.72
Geo | 0 | 0 | 0 | 0 | 0 | 0
H | 12.99 | 12.99 | 12.99 | 12.99 | 12.99 | 12.99
LFG | 1.21 | 1.21 | 1.21 | 1.21 | 1.21 | 1.21
Nuc | 0.01 | 0.01 | 646.85 | 771.95 | 782.64 | 797.28
PS | 0 | 0 | 0 | 0 | 0 | 0
PV | 0 | 0 | 0 | 0 | 0 | 0
PeakG | 28.74 | 28.74 | 24.2 | 24.2 | 34.09 | 34.09
PeakO | 0 | 0 | 0 | 0 | 0 | 0
ST | 0 | 0 | 0 | 0 | 0 | 0
STOG | 0 | 0 | 0 | 0 | 0 | 0
STWD | 5.58 | 5.58 | 5.58 | 5.58 | 5.58 | 5.58
WT | 22.94 | 22.94 | 22.94 | 22.94 | 25.5 | 25.5
IGCC | 0 | 0 | 0 | 0 | 0 | 0
DemandResponse | 0 | 0 | 0 | 0 | 0 | 0
IGCC-CCS | 0 | 0 | 0 | 0 | 0 | 0
WT_off | 0 | 0 | 0 | 0 | 0 | 0
PseudoUnit | 0 | 0 | 0 | 0 | 0 | 0
FixedInterchange | 0 | 0 | 0 | 0 | 0 | 0
Base FOM Costs by Reporting Type: BC
ReportingType | 2015 | 2020 | 2025 | 2030 | 2035 | 2040
BM | 0 | 0 | 0 | 0 | 0 | 0
CC | 6.08 | 6.09 | 0.01 | 0.01 | 0.01 | 0.01
CSP | 0 | 0 | 0 | 0 | 0 | 0
CT | 0 | 0 | 0 | 0 | 0 | 0
Coal | 0 | 0 | 0 | 0 | 0 | 0
Geo | 0 | 0 | 0 | 0 | 0 | 0
H | 173.22 | 173.22 | 173.22 | 173.22 | 173.22 | 173.22
LFG | 2.9 | 2.9 | 2.9 | 2.9 | 2.9 | 2.9
Nuc | 0.01 | 0.01 | 53.08 | 99.38 | 99.38 | 121.16
PS | 0 | 0 | 0 | 0 | 0 | 0
PV | 0 | 0 | 0 | 0 | 0 | 0
PeakG | 2.66 | 2.77 | 0.02 | 0.02 | 0.02 | 0.02
PeakO | 1.16 | 1.29 | 0 | 0 | 0 | 0
ST | 0 | 0 | 0 | 0 | 0 | 0
STOG | 4.91 | 1.34 | 0 | 0 | 0 | 0
STWD | 16.34 | 16.34 | 16.34 | 16.34 | 16.34 | 16.34
WT | 7.53 | 7.53 | 7.53 | 7.53 | 11.91 | 11.91
IGCC | 0 | 0 | 0 | 0 | 0 | 0
DemandResponse | 0 | 0 | 0 | 0 | 0 | 0
IGCC-CCS | 0 | 0 | 0 | 0 | 0 | 0
WT_off | 0 | 0 | 0 | 0 | 0 | 0
PseudoUnit | 0 | 0 | 0 | 0 | 0 | 0
FixedInterchange | 0 | 0 | 0 | 0 | 0 | 0
Base FOM Costs by Reporting Type: HQ_IESO
ReportingType | 2015 | 2020 | 2025 | 2030 | 2035 | 2040
BM | 0 | 0 | 0 | 0 | 0 | 0
CC | 0 | 0 | 0 | 0 | 0 | 0
CSP | 0 | 0 | 0 | 0 | 0 | 0
CT | 0 | 0 | 0 | 0 | 0 | 0
Coal | 0 | 0 | 0 | 0 | 0 | 0
Geo | 0 | 0 | 0 | 0 | 0 | 0
H | 0 | 0 | 0 | 0 | 0 | 0
LFG | 0 | 0 | 0 | 0 | 0 | 0
Nuc | 0.01 | 0.01 | 0.01 | 0.01 | 0.01 | 0.01
PS | 0 | 0 | 0 | 0 | 0 | 0
PV | 0 | 0 | 0 | 0 | 0 | 0
PeakG | 0 | 0 | 0 | 0 | 0 | 0
PeakO | 0 | 0 | 0 | 0 | 0 | 0
ST | 0 | 0 | 0 | 0 | 0 | 0
STOG | 0 | 0 | 0 | 0 | 0 | 0
STWD | 0 | 0 | 0 | 0 | 0 | 0
WT | 0 | 0 | 0 | 0 | 0 | 0
IGCC | 0 | 0 | 0 | 0 | 0 | 0
DemandResponse | 0 | 0 | 0 | 0 | 0 | 0
IGCC-CCS | 0 | 0 | 0 | 0 | 0 | 0
WT_off | 0 | 0 | 0 | 0 | 0 | 0
PseudoUnit | 0 | 0 | 0 | 0 | 0 | 0
FixedInterchange | 0 | 0 | 0 | 0 | 0 | 0
Base FOM Costs by Reporting Type: HQ_NEISO
ReportingType | 2015 | 2020 | 2025 | 2030 | 2035 | 2040
BM | 0 | 0 | 0 | 0 | 0 | 0
CC | 0 | 0 | 0 | 0 | 0 | 0
CSP | 0 | 0 | 0 | 0 | 0 | 0
CT | 0 | 0 | 0 | 0 | 0 | 0
Coal | 0 | 0 | 0 | 0 | 0 | 0
Geo | 0 | 0 | 0 | 0 | 0 | 0
H | 0 | 0 | 0 | 0 | 0 | 0
LFG | 0 | 0 | 0 | 0 | 0 | 0
Nuc | 0.01 | 0.01 | 0.01 | 0.01 | 0.01 | 0.01
PS | 0 | 0 | 0 | 0 | 0 | 0
PV | 0 | 0 | 0 | 0 | 0 | 0
PeakG | 0 | 0 | 0 | 0 | 0 | 0
PeakO | 0 | 0 | 0 | 0 | 0 | 0
ST | 0 | 0 | 0 | 0 | 0 | 0
STOG | 0 | 0 | 0 | 0 | 0 | 0
STWD | 0 | 0 | 0 | 0 | 0 | 0
WT | 0 | 0 | 0 | 0 | 0 | 0
IGCC | 0 | 0 | 0 | 0 | 0 | 0
DemandResponse | 0 | 0 | 0 | 0 | 0 | 0
IGCC-CCS | 0 | 0 | 0 | 0 | 0 | 0
WT_off | 0 | 0 | 0 | 0 | 0 | 0
PseudoUnit | 0 | 0 | 0 | 0 | 0 | 4.27
FixedInterchange | 0 | 0 | 0 | 0 | 0 | 0
Base FOM Costs by Reporting Type: HQ_NY
ReportingType | 2015 | 2020 | 2025 | 2030 | 2035 | 2040
BM | 0 | 0 | 0 | 0 | 0 | 0
CC | 0 | 0 | 0 | 0 | 0 | 0
CSP | 0 | 0 | 0 | 0 | 0 | 0
CT | 0 | 0 | 0 | 0 | 0 | 0
Coal | 0 | 0 | 0 | 0 | 0 | 0
Geo | 0 | 0 | 0 | 0 | 0 | 0
H | 0 | 0 | 0 | 0 | 0 | 0
LFG | 0 | 0 | 0 | 0 | 0 | 0
Nuc | 0.01 | 0.01 | 0.01 | 0.01 | 0.01 | 0.01
PS | 0 | 0 | 0 | 0 | 0 | 0
PV | 0 | 0 | 0 | 0 | 0 | 0
PeakG | 0 | 0 | 0 | 0 | 0 | 0
PeakO | 0 | 0 | 0 | 0 | 0 | 0
ST | 0 | 0 | 0 | 0 | 0 | 0
STOG | 0 | 0 | 0 | 0 | 0 | 0
STWD | 0 | 0 | 0 | 0 | 0 | 0
WT | 0 | 0 | 0 | 0 | 0 | 0
IGCC | 0 | 0 | 0 | 0 | 0 | 0
DemandResponse | 0 | 0 | 0 | 0 | 0 | 0
IGCC-CCS | 0 | 0 | 0 | 0 | 0 | 0
WT_off | 0 | 0 | 0 | 0 | 0 | 0
PseudoUnit | 0 | 0 | 0 | 0 | 35.6 | 35.6
FixedInterchange | 0 | 0 | 0 | 0 | 0 | 0
Base FOM Costs by Reporting Type: MARITIMES
ReportingType | 2015 | 2020 | 2025 | 2030 | 2035 | 2040
BM | 0 | 0 | 0 | 0 | 0 | 0
CC | 0 | 0 | 0 | 0 | 0 | 0
CSP | 0 | 0 | 0 | 0 | 0 | 0
CT | 0 | 0 | 0 | 0 | 0 | 0
Coal | 0 | 0 | 0 | 0 | 0 | 0
Geo | 0 | 0 | 0 | 0 | 0 | 0
H | 0 | 0 | 0 | 0 | 0 | 0
LFG | 0 | 0 | 0 | 0 | 0 | 0
Nuc | 0.01 | 0.01 | 0.01 | 0.01 | 0.01 | 0.01
PS | 0 | 0 | 0 | 0 | 0 | 0
PV | 0 | 0 | 0 | 0 | 0 | 0
PeakG | 0 | 0 | 0 | 0 | 0 | 0
PeakO | 0 | 0 | 0 | 0 | 0 | 0
ST | 0 | 0 | 0 | 0 | 0 | 0
STOG | 0 | 0 | 0 | 0 | 0 | 0
STWD | 0 | 0 | 0 | 0 | 0 | 0
WT | 0 | 0 | 0 | 0 | 0 | 0
IGCC | 0 | 0 | 0 | 0 | 0 | 0
DemandResponse | 0 | 0 | 0 | 0 | 0 | 0
IGCC-CCS | 0 | 0 | 0 | 0 | 0 | 0
WT_off | 0 | 0 | 0 | 0 | 0 | 0
PseudoUnit | 0 | 0 | 0 | 0 | 0 | 7.12
FixedInterchange | 0 | 0 | 0 | 0 | 0 | 0
Base FOM Costs by Reporting Type: All
ReportingType | 2015 | 2020 | 2025 | 2030 | 2035 | 2040
BM | 125.73 | 142.87 | 197.02 | 198.29 | 2676.83 | 5760.11
CC | 7341.4 | 9463.07 | 7977.77 | 7810.91 | 7008.21 | 6183.5
CSP | 0 | 0 | 0 | 0 | 0 | 0
CT | 42.81 | 53.13 | 53.13 | 50.33 | 18.31 | 18.35
Coal | 11035.1 | 6565.2 | 3144.77 | 1996.99 | 2178.55 | 2552.48
Geo | 226.72 | 401.57 | 774.78 | 774.78 | 774.78 | 774.78
H | 1511 | 1532.05 | 1564.35 | 1609.08 | 1633.2 | 1633.2
LFG | 498.9 | 733.9 | 999.82 | 1086.94 | 1086.94 | 1086.96
Nuc | 16696.36 | 17842.96 | 18515.23 | 22165.85 | 23398.71 | 34662.99
PS | 517.25 | 517.25 | 517.25 | 517.25 | 517.25 | 517.25
PV | 26.7 | 61.25 | 76.31 | 79.23 | 61.4 | 62.51
PeakG | 2056.68 | 3014.18 | 2268.47 | 2611.93 | 2496.44 | 2486.35
PeakO | 538.38 | 706.17 | 545.32 | 499.61 | 458.81 | 360.02
ST | 48.64 | 100.68 | 115.27 | 122.77 | 310.45 | 363.95
STOG | 2313.05 | 2731.48 | 2052.75 | 1683.65 | 1333.42 | 1053.89
STWD | 158.67 | 191.92 | 161.28 | 161.27 | 161.28 | 161.27
WT | 2034.49 | 5384.03 | 8671.16 | 11742.94 | 13016.71 | 13453.17
IGCC | 30.23 | 30.24 | 30.24 | 30.24 | 30.24 | 30.24
DemandResponse | 0 | 0 | 0 | 0 | 0 | 0
IGCC-CCS | 0 | 0.01 | 0.02 | 0.03 | 0.06 | 0.06
WT_off | 24.96 | 24.97 | 83.64 | 83.65 | 83.65 | 83.66
PseudoUnit | 0 | 0 | 0 | 0 | 35.6 | 46.99
FixedInterchange | 0 | 0 | 0 | 0 | 0 | 0
Base FOM Costs by Reporting Type: EI_US
ReportingType | 2015 | 2020 | 2025 | 2030 | 2035 | 2040
BM | 74.48 | 91.62 | 145.77 | 147.04 | 2142.27 | 5163.11
CC | 4867.11 | 6347.26 | 5431.81 | 5262.94 | 4762.3 | 4128.07
CSP | 0 | 0 | 0 | 0 | 0 | 0
CT | 28.95 | 39.27 | 39.27 | 36.47 | 18.28 | 18.33
Coal | 8923.2 | 4777.86 | 2526.95 | 1685.36 | 1863.39 | 2178.34
Geo | 3.95 | 3.95 | 3.95 | 3.95 | 3.95 | 3.95
H | 419.29 | 430.44 | 441.45 | 451.15 | 466.94 | 466.94
LFG | 417.17 | 539.8 | 700.44 | 787.5 | 787.5 | 787.51
Nuc | 12948.03 | 13763.39 | 13786.98 | 15902.92 | 15567.21 | 25301.41
PS | 401.94 | 401.94 | 401.94 | 401.94 | 401.94 | 401.94
PV | 2.71 | 37.26 | 52.32 | 55.23 | 55.45 | 56.55
PeakG | 1689.1 | 2494.21 | 1853.11 | 2145.84 | 2007.77 | 1997.68
PeakO | 518.3 | 680.51 | 525.73 | 480.02 | 439.22 | 340.44
ST | 0 | 0 | 0 | 0 | 0 | 0
STOG | 1247.02 | 1475.56 | 1175.62 | 1085.92 | 1085.91 | 806.38
STWD | 95.51 | 119.51 | 97.38 | 97.38 | 97.38 | 97.38
WT | 1142.41 | 3944.12 | 6311.52 | 8769.14 | 9808.02 | 10144.01
IGCC | 30.23 | 30.23 | 30.23 | 30.24 | 30.24 | 30.24
DemandResponse | 0 | 0 | 0 | 0 | 0 | 0
IGCC-CCS | 0 | 0.01 | 0.02 | 0.02 | 0.05 | 0.05
WT_off | 24.96 | 24.96 | 83.64 | 83.64 | 83.65 | 83.65
PseudoUnit | 0 | 0 | 0 | 0 | 35.6 | 46.99
FixedInterchange | 0 | 0 | 0 | 0 | 0 | 0
Base FOM Costs by Reporting Type: EI_Canada
ReportingType | 2015 | 2020 | 2025 | 2030 | 2035 | 2040
BM | 32.8 | 32.8 | 32.8 | 32.8 | 32.8 | 32.8
CC | 39.87 | 39.87 | 18.19 | 18.19 | 18.19 | 18.19
CSP | 0 | 0 | 0 | 0 | 0 | 0
CT | 2.46 | 2.46 | 2.46 | 2.46 | 0.01 | 0.01
Coal | 62.88 | 26.25 | 0.01 | 0.01 | 0.01 | 0.01
Geo | 0 | 0 | 0 | 0 | 0 | 0
H | 216.06 | 225.96 | 247.25 | 282.28 | 285.84 | 285.84
LFG | 14.17 | 14.17 | 14.17 | 14.23 | 14.23 | 14.23
Nuc | 1895.36 | 1895.36 | 1895.36 | 1895.36 | 1745.4 | 2079.7
PS | 2.92 | 2.92 | 2.92 | 2.92 | 2.92 | 2.92
PV | 18.26 | 18.26 | 18.26 | 18.26 | 0.44 | 0.44
PeakG | 9.93 | 9.94 | 0.16 | 0.07 | 0.07 | 0.07
PeakO | 0.1 | 0.1 | 0.01 | 0.01 | 0.01 | 0.01
ST | 0 | 0 | 0 | 0 | 0 | 0
STOG | 5.54 | 5.54 | 0 | 0 | 0 | 0
STWD | 4.45 | 4.45 | 4.45 | 4.45 | 4.45 | 4.45
WT | 120.82 | 120.82 | 120.82 | 120.82 | 112.33 | 112.33
IGCC | 0 | 0 | 0 | 0 | 0 | 0
DemandResponse | 0 | 0 | 0 | 0 | 0 | 0
IGCC-CCS | 0 | 0 | 0 | 0 | 0 | 0
WT_off | 0 | 0 | 0 | 0 | 0 | 0
PseudoUnit | 0 | 0 | 0 | 0 | 0 | 0
FixedInterchange | 0 | 0 | 0 | 0 | 0 | 0
Base FOM Costs by Reporting Type: EI
ReportingType | 2015 | 2020 | 2025 | 2030 | 2035 | 2040
BM | 107.28 | 124.42 | 178.57 | 179.84 | 2175.06 | 5195.9
CC | 4906.98 | 6387.14 | 5450 | 5281.13 | 4780.49 | 4146.26
CSP | 0 | 0 | 0 | 0 | 0 | 0
CT | 31.41 | 41.73 | 41.74 | 38.93 | 18.29 | 18.34
Coal | 8986.09 | 4804.11 | 2526.96 | 1685.37 | 1863.4 | 2178.35
Geo | 3.95 | 3.95 | 3.95 | 3.95 | 3.95 | 3.95
H | 635.35 | 656.4 | 688.7 | 733.42 | 752.78 | 752.78
LFG | 431.34 | 553.97 | 714.61 | 801.73 | 801.73 | 801.75
Nuc | 14843.39 | 15658.74 | 15682.34 | 17798.28 | 17312.6 | 27381.12
PS | 404.86 | 404.86 | 404.86 | 404.86 | 404.86 | 404.86
PV | 20.97 | 55.52 | 70.58 | 73.5 | 55.89 | 56.99
PeakG | 1699.04 | 2504.16 | 1853.27 | 2145.91 | 2007.84 | 1997.75
PeakO | 518.4 | 680.61 | 525.74 | 480.03 | 439.23 | 340.45
ST | 0 | 0 | 0 | 0 | 0 | 0
STOG | 1252.56 | 1481.1 | 1175.62 | 1085.93 | 1085.91 | 806.38
STWD | 99.96 | 123.96 | 101.84 | 101.84 | 101.84 | 101.84
WT | 1263.23 | 4064.94 | 6432.35 | 8889.96 | 9920.35 | 10256.34
IGCC | 30.23 | 30.23 | 30.23 | 30.24 | 30.24 | 30.24
DemandResponse | 0 | 0 | 0 | 0 | 0 | 0
IGCC-CCS | 0 | 0.01 | 0.02 | 0.02 | 0.05 | 0.05
WT_off | 24.96 | 24.96 | 83.64 | 83.64 | 83.65 | 83.65
PseudoUnit | 0 | 0 | 0 | 0 | 35.6 | 46.99
FixedInterchange | 0 | 0 | 0 | 0 | 0 | 0
Base FOM Costs by Reporting Type: Outside_EI
ReportingType | 2015 | 2020 | 2025 | 2030 | 2035 | 2040
BM | 18.45 | 18.45 | 18.45 | 18.45 | 501.76 | 564.21
CC | 2434.42 | 3075.93 | 2527.77 | 2529.79 | 2227.72 | 2037.24
CSP | 0 | 0 | 0 | 0 | 0 | 0
CT | 11.4 | 11.4 | 11.4 | 11.4 | 0.02 | 0.02
Coal | 2049.02 | 1761.09 | 617.82 | 311.61 | 315.15 | 374.13
Geo | 222.77 | 397.62 | 770.83 | 770.83 | 770.83 | 770.83
H | 875.65 | 875.65 | 875.65 | 875.65 | 880.42 | 880.42
LFG | 67.57 | 179.93 | 285.21 | 285.21 | 285.21 | 285.21
Nuc | 1852.97 | 2184.21 | 2832.9 | 4367.57 | 6086.11 | 7281.87
PS | 112.39 | 112.39 | 112.39 | 112.39 | 112.39 | 112.39
PV | 5.73 | 5.73 | 5.73 | 5.73 | 5.51 | 5.51
PeakG | 357.64 | 510.03 | 415.2 | 466.03 | 488.61 | 488.61
PeakO | 19.98 | 25.56 | 19.57 | 19.58 | 19.58 | 19.58
ST | 48.64 | 100.68 | 115.27 | 122.77 | 310.45 | 363.95
STOG | 1060.49 | 1250.38 | 877.12 | 597.72 | 247.51 | 247.51
STWD | 58.71 | 67.96 | 59.44 | 59.44 | 59.44 | 59.44
WT | 771.26 | 1319.09 | 2238.82 | 2852.98 | 3096.36 | 3196.83
IGCC | 0 | 0 | 0 | 0 | 0 | 0
DemandResponse | 0 | 0 | 0 | 0 | 0 | 0
IGCC-CCS | 0 | 0 | 0 | 0.01 | 0.01 | 0.01
WT_off | 0 | 0 | 0 | 0 | 0 | 0
PseudoUnit | 0 | 0 | 0 | 0 | 0 | 0
FixedInterchange | 0 | 0 | 0 | 0 | 0 | 0
#11 | 0.01 0: Retrofit FOM Costs ($million)
Retrofit FOM Costs by Reporting Type: Entergy
ReportingType | 2015 | 2020 | 2025 | 2030 | 2035 | 2040
BM | 0 | 0 | 0 | 0 | 0 | 0
CC | 0 | 0 | 0 | 0 | 0 | 0
CSP | 0 | 0 | 0 | 0 | 0 | 0
CT | 0 | 0 | 0 | 0 | 0 | 0
Coal | 3.17 | 2.19 | 0 | 0 | 0 | 0
Geo | 0 | 0 | 0 | 0 | 0 | 0
H | 0 | 0 | 0 | 0 | 0 | 0
LFG | 0 | 0 | 0 | 0 | 0 | 0
Nuc | 0 | 0 | 0 | 0 | 0 | 0
PS | 0 | 0 | 0 | 0 | 0 | 0
PV | 0 | 0 | 0 | 0 | 0 | 0
PeakG | 0 | 0 | 0 | 0 | 0 | 0
PeakO | 0 | 0 | 0 | 0 | 0 | 0
ST | 0 | 0 | 0 | 0 | 0 | 0
STOG | 0 | 0 | 0 | 0 | 0 | 0
STWD | 0 | 0 | 0 | 0 | 0 | 0
WT | 0 | 0 | 0 | 0 | 0 | 0
IGCC | 0 | 0 | 0 | 0 | 0 | 0
DemandResponse | 0 | 0 | 0 | 0 | 0 | 0
IGCC-CCS | 0 | 0 | 0 | 0 | 0 | 0
WT_off | 0 | 0 | 0 | 0 | 0 | 0
PseudoUnit | 0 | 0 | 0 | 0 | 0 | 0
FixedInterchange | 0 | 0 | 0 | 0 | 0 | 0
Retrofit FOM Costs by Reporting Type: FRCC
ReportingType | 2015 | 2020 | 2025 | 2030 | 2035 | 2040
BM | 0 | 0 | 0 | 0 | 0 | 0
CC | 0 | 0 | 0 | 0 | 0 | 0
CSP | 0 | 0 | 0 | 0 | 0 | 0
CT | 0 | 0 | 0 | 0 | 0 | 0
Coal | 9.28 | 9.84 | 9.83 | 10.11 | 10.68 | 10.83
Geo | 0 | 0 | 0 | 0 | 0 | 0
H | 0 | 0 | 0 | 0 | 0 | 0
LFG | 0 | 0 | 0 | 0 | 0 | 0
Nuc | 0 | 0 | 0 | 0 | 0 | 0
PS | 0 | 0 | 0 | 0 | 0 | 0
PV | 0 | 0 | 0 | 0 | 0 | 0
PeakG | 0 | 0 | 0 | 0 | 0 | 0
PeakO | 0 | 0 | 0 | 0 | 0 | 0
ST | 0 | 0 | 0 | 0 | 0 | 0
STOG | 0 | 0 | 0 | 0 | 0 | 0
STWD | 0 | 0 | 0 | 0 | 0 | 0
WT | 0 | 0 | 0 | 0 | 0 | 0
IGCC | 0 | 0 | 0 | 0 | 0 | 0
DemandResponse | 0 | 0 | 0 | 0 | 0 | 0
IGCC-CCS | 0 | 0 | 0 | 0 | 0 | 0
WT_off | 0 | 0 | 0 | 0 | 0 | 0
PseudoUnit | 0 | 0 | 0 | 0 | 0 | 0
FixedInterchange | 0 | 0 | 0 | 0 | 0 | 0
Retrofit FOM Costs by Reporting Type: MAPP_US
ReportingType | 2015 | 2020 | 2025 | 2030 | 2035 | 2040
BM | 0 | 0 | 0 | 0 | 0 | 0
CC | 0 | 0 | 0 | 0 | 0 | 0
CSP | 0 | 0 | 0 | 0 | 0 | 0
CT | 0 | 0 | 0 | 0 | 0 | 0
Coal | 8.56 | 5.89 | 1.99 | 0.57 | 0.57 | 0.57
Geo | 0 | 0 | 0 | 0 | 0 | 0
H | 0 | 0 | 0 | 0 | 0 | 0
LFG | 0 | 0 | 0 | 0 | 0 | 0
Nuc | 0 | 0 | 0 | 0 | 0 | 0
PS | 0 | 0 | 0 | 0 | 0 | 0
PV | 0 | 0 | 0 | 0 | 0 | 0
PeakG | 0 | 0 | 0 | 0 | 0 | 0
PeakO | 0 | 0 | 0 | 0 | 0 | 0
ST | 0 | 0 | 0 | 0 | 0 | 0
STOG | 0 | 0 | 0 | 0 | 0 | 0
STWD | 0 | 0 | 0 | 0 | 0 | 0
WT | 0 | 0 | 0 | 0 | 0 | 0
IGCC | 0 | 0 | 0 | 0 | 0 | 0
DemandResponse | 0 | 0 | 0 | 0 | 0 | 0
IGCC-CCS | 0 | 0 | 0 | 0 | 0 | 0
WT_off | 0 | 0 | 0 | 0 | 0 | 0
PseudoUnit | 0 | 0 | 0 | 0 | 0 | 0
FixedInterchange | 0 | 0 | 0 | 0 | 0 | 0
Retrofit FOM Costs by Reporting Type: MISO_IN
ReportingType | 2015 | 2020 | 2025 | 2030 | 2035 | 2040
BM | 0 | 0 | 0 | 0 | 0 | 0
CC | 0 | 0 | 0 | 0 | 0 | 0
CSP | 0 | 0 | 0 | 0 | 0 | 0
CT | 0 | 0 | 0 | 0 | 0 | 0
Coal | 67.56 | 69.94 | 61.99 | 33.57 | 35.66 | 35.77
Geo | 0 | 0 | 0 | 0 | 0 | 0
H | 0 | 0 | 0 | 0 | 0 | 0
LFG | 0 | 0 | 0 | 0 | 0 | 0
Nuc | 0 | 0 | 0 | 0 | 0 | 0
PS | 0 | 0 | 0 | 0 | 0 | 0
PV | 0 | 0 | 0 | 0 | 0 | 0
PeakG | 0 | 0 | 0 | 0 | 0 | 0
PeakO | 0 | 0 | 0 | 0 | 0 | 0
ST | 0 | 0 | 0 | 0 | 0 | 0
STOG | 0 | 0 | 0 | 0 | 0 | 0
STWD | 0 | 0 | 0 | 0 | 0 | 0
WT | 0 | 0 | 0 | 0 | 0 | 0
IGCC | 0 | 0 | 0 | 0 | 0 | 0
DemandResponse | 0 | 0 | 0 | 0 | 0 | 0
IGCC-CCS | 0 | 0 | 0 | 0 | 0 | 0
WT_off | 0 | 0 | 0 | 0 | 0 | 0
PseudoUnit | 0 | 0 | 0 | 0 | 0 | 0
FixedInterchange | 0 | 0 | 0 | 0 | 0 | 0
Retrofit FOM Costs by Reporting Type: MISO_MI
ReportingType | 2015 | 2020 | 2025 | 2030 | 2035 | 2040
BM | 0 | 0 | 0 | 0 | 0 | 0
CC | 0 | 0 | 0 | 0 | 0 | 0
CSP | 0 | 0 | 0 | 0 | 0 | 0
CT | 0 | 0 | 0 | 0 | 0 | 0
Coal | 1.94 | 0.02 | 0.02 | 0.02 | 0.02 | 0.02
Geo | 0 | 0 | 0 | 0 | 0 | 0
H | 0 | 0 | 0 | 0 | 0 | 0
LFG | 0 | 0 | 0 | 0 | 0 | 0
Nuc | 0 | 0 | 0 | 0 | 0 | 0
PS | 0 | 0 | 0 | 0 | 0 | 0
PV | 0 | 0 | 0 | 0 | 0 | 0
PeakG | 0 | 0 | 0 | 0 | 0 | 0
PeakO | 0 | 0 | 0 | 0 | 0 | 0
ST | 0 | 0 | 0 | 0 | 0 | 0
STOG | 0 | 0 | 0 | 0 | 0 | 0
STWD | 0 | 0 | 0 | 0 | 0 | 0
WT | 0 | 0 | 0 | 0 | 0 | 0
IGCC | 0 | 0 | 0 | 0 | 0 | 0
DemandResponse | 0 | 0 | 0 | 0 | 0 | 0
IGCC-CCS | 0 | 0 | 0 | 0 | 0 | 0
WT_off | 0 | 0 | 0 | 0 | 0 | 0
PseudoUnit | 0 | 0 | 0 | 0 | 0 | 0
FixedInterchange | 0 | 0 | 0 | 0 | 0 | 0
Retrofit FOM Costs by Reporting Type: MISO_MO-IL
ReportingType | 2015 | 2020 | 2025 | 2030 | 2035 | 2040
BM | 0 | 0 | 0 | 0 | 0 | 0
CC | 0 | 0 | 0 | 0 | 0 | 0
CSP | 0 | 0 | 0 | 0 | 0 | 0
CT | 0 | 0 | 0 | 0 | 0 | 0
Coal | 18.69 | 18.85 | 9.94 | 4.38 | 4.72 | 4.72
Geo | 0 | 0 | 0 | 0 | 0 | 0
H | 0 | 0 | 0 | 0 | 0 | 0
LFG | 0 | 0 | 0 | 0 | 0 | 0
Nuc | 0 | 0 | 0 | 0 | 0 | 0
PS | 0 | 0 | 0 | 0 | 0 | 0
PV | 0 | 0 | 0 | 0 | 0 | 0
PeakG | 0 | 0 | 0 | 0 | 0 | 0
PeakO | 0 | 0 | 0 | 0 | 0 | 0
ST | 0 | 0 | 0 | 0 | 0 | 0
STOG | 0 | 0 | 0 | 0 | 0 | 0
STWD | 0 | 0 | 0 | 0 | 0 | 0
WT | 0 | 0 | 0 | 0 | 0 | 0
IGCC | 0 | 0 | 0 | 0 | 0 | 0
DemandResponse | 0 | 0 | 0 | 0 | 0 | 0
IGCC-CCS | 0 | 0 | 0 | 0 | 0 | 0
WT_off | 0 | 0 | 0 | 0 | 0 | 0
PseudoUnit | 0 | 0 | 0 | 0 | 0 | 0
FixedInterchange | 0 | 0 | 0 | 0 | 0 | 0
Retrofit FOM Costs by Reporting Type: MISO_W
ReportingType | 2015 | 2020 | 2025 | 2030 | 2035 | 2040
BM | 0 | 0 | 0 | 0 | 0 | 0
CC | 0 | 0 | 0 | 0 | 0 | 0
CSP | 0 | 0 | 0 | 0 | 0 | 0
CT | 0 | 0 | 0 | 0 | 0 | 0
Coal | 32.86 | 34.83 | 22.33 | 5.86 | 6.04 | 6.04
Geo | 0 | 0 | 0 | 0 | 0 | 0
H | 0 | 0 | 0 | 0 | 0 | 0
LFG | 0 | 0 | 0 | 0 | 0 | 0
Nuc | 0 | 0 | 0 | 0 | 0 | 0
PS | 0 | 0 | 0 | 0 | 0 | 0
PV | 0 | 0 | 0 | 0 | 0 | 0
PeakG | 0 | 0 | 0 | 0 | 0 | 0
PeakO | 0 | 0 | 0 | 0 | 0 | 0
ST | 0 | 0 | 0 | 0 | 0 | 0
STOG | 0 | 0 | 0 | 0 | 0 | 0
STWD | 0 | 0 | 0 | 0 | 0 | 0
WT | 0 | 0 | 0 | 0 | 0 | 0
IGCC | 0 | 0 | 0 | 0 | 0 | 0
DemandResponse | 0 | 0 | 0 | 0 | 0 | 0
IGCC-CCS | 0 | 0 | 0 | 0 | 0 | 0
WT_off | 0 | 0 | 0 | 0 | 0 | 0
PseudoUnit | 0 | 0 | 0 | 0 | 0 | 0
FixedInterchange | 0 | 0 | 0 | 0 | 0 | 0
Retrofit FOM Costs by Reporting Type: MISO_WUMS
ReportingType | 2015 | 2020 | 2025 | 2030 | 2035 | 2040
BM | 0 | 0 | 0 | 0 | 0 | 0
CC | 0 | 0 | 0 | 0 | 0 | 0
CSP | 0 | 0 | 0 | 0 | 0 | 0
CT | 0 | 0 | 0 | 0 | 0 | 0
Coal | 23.14 | 7.38 | 7.5 | 7.3 | 7.79 | 8.01
Geo | 0 | 0 | 0 | 0 | 0 | 0
H | 0 | 0 | 0 | 0 | 0 | 0
LFG | 0 | 0 | 0 | 0 | 0 | 0
Nuc | 0 | 0 | 0 | 0 | 0 | 0
PS | 0 | 0 | 0 | 0 | 0 | 0
PV | 0 | 0 | 0 | 0 | 0 | 0
PeakG | 0 | 0 | 0 | 0 | 0 | 0
PeakO | 0 | 0 | 0 | 0 | 0 | 0
ST | 0 | 0 | 0 | 0 | 0 | 0
STOG | 0 | 0 | 0 | 0 | 0 | 0
STWD | 0 | 0 | 0 | 0 | 0 | 0
WT | 0 | 0 | 0 | 0 | 0 | 0
IGCC | 0 | 0 | 0 | 0 | 0 | 0
DemandResponse | 0 | 0 | 0 | 0 | 0 | 0
IGCC-CCS | 0 | 0 | 0 | 0 | 0 | 0
WT_off | 0 | 0 | 0 | 0 | 0 | 0
PseudoUnit | 0 | 0 | 0 | 0 | 0 | 0
FixedInterchange | 0 | 0 | 0 | 0 | 0 | 0
Retrofit FOM Costs by Reporting Type: Nebraska
ReportingType | 2015 | 2020 | 2025 | 2030 | 2035 | 2040
BM | 0 | 0 | 0 | 0 | 0 | 0
CC | 0 | 0 | 0 | 0 | 0 | 0
CSP | 0 | 0 | 0 | 0 | 0 | 0
CT | 0 | 0 | 0 | 0 | 0 | 0
Coal | 4.88 | 4.99 | 5.13 | 5.13 | 5.27 | 5.27
Geo | 0 | 0 | 0 | 0 | 0 | 0
H | 0 | 0 | 0 | 0 | 0 | 0
LFG | 0 | 0 | 0 | 0 | 0 | 0
Nuc | 0 | 0 | 0 | 0 | 0 | 0
PS | 0 | 0 | 0 | 0 | 0 | 0
PV | 0 | 0 | 0 | 0 | 0 | 0
PeakG | 0 | 0 | 0 | 0 | 0 | 0
PeakO | 0 | 0 | 0 | 0 | 0 | 0
ST | 0 | 0 | 0 | 0 | 0 | 0
STOG | 0 | 0 | 0 | 0 | 0 | 0
STWD | 0 | 0 | 0 | 0 | 0 | 0
WT | 0 | 0 | 0 | 0 | 0 | 0
IGCC | 0 | 0 | 0 | 0 | 0 | 0
DemandResponse | 0 | 0 | 0 | 0 | 0 | 0
IGCC-CCS | 0 | 0 | 0 | 0 | 0 | 0
WT_off | 0 | 0 | 0 | 0 | 0 | 0
PseudoUnit | 0 | 0 | 0 | 0 | 0 | 0
FixedInterchange | 0 | 0 | 0 | 0 | 0 | 0
Retrofit FOM Costs by Reporting Type: NEISO
ReportingType | 2015 | 2020 | 2025 | 2030 | 2035 | 2040
BM | 0 | 0 | 0 | 0 | 0 | 0
CC | 0 | 0 | 0 | 0 | 0 | 0
CSP | 0 | 0 | 0 | 0 | 0 | 0
CT | 0 | 0 | 0 | 0 | 0 | 0
Coal | 4.19 | 0.08 | 0.08 | 0.07 | 0.07 | 0.07
Geo | 0 | 0 | 0 | 0 | 0 | 0
H | 0 | 0 | 0 | 0 | 0 | 0
LFG | 0 | 0 | 0 | 0 | 0 | 0
Nuc | 0 | 0 | 0 | 0 | 0 | 0
PS | 0 | 0 | 0 | 0 | 0 | 0
PV | 0 | 0 | 0 | 0 | 0 | 0
PeakG | 0 | 0 | 0 | 0 | 0 | 0
PeakO | 0 | 0 | 0 | 0 | 0 | 0
ST | 0 | 0 | 0 | 0 | 0 | 0
STOG | 0 | 0 | 0 | 0 | 0 | 0
STWD | 0 | 0 | 0 | 0 | 0 | 0
WT | 0 | 0 | 0 | 0 | 0 | 0
IGCC | 0 | 0 | 0 | 0 | 0 | 0
DemandResponse | 0 | 0 | 0 | 0 | 0 | 0
IGCC-CCS | 0 | 0 | 0 | 0 | 0 | 0
WT_off | 0 | 0 | 0 | 0 | 0 | 0
PseudoUnit | 0 | 0 | 0 | 0 | 0 | 0
FixedInterchange | 0 | 0 | 0 | 0 | 0 | 0
Retrofit FOM Costs by Reporting Type: NonRTO_Midwest
ReportingType | 2015 | 2020 | 2025 | 2030 | 2035 | 2040
BM | 0 | 0 | 0 | 0 | 0 | 0
CC | 0 | 0 | 0 | 0 | 0 | 0
CSP | 0 | 0 | 0 | 0 | 0 | 0
CT | 0 | 0 | 0 | 0 | 0 | 0
Coal | 60.39 | 38.2 | 28.21 | 22.75 | 23.78 | 23.78
Geo | 0 | 0 | 0 | 0 | 0 | 0
H | 0 | 0 | 0 | 0 | 0 | 0
LFG | 0 | 0 | 0 | 0 | 0 | 0
Nuc | 0 | 0 | 0 | 0 | 0 | 0
PS | 0 | 0 | 0 | 0 | 0 | 0
PV | 0 | 0 | 0 | 0 | 0 | 0
PeakG | 0 | 0 | 0 | 0 | 0 | 0
PeakO | 0 | 0 | 0 | 0 | 0 | 0
ST | 0 | 0 | 0 | 0 | 0 | 0
STOG | 0 | 0 | 0 | 0 | 0 | 0
STWD | 0 | 0 | 0 | 0 | 0 | 0
WT | 0 | 0 | 0 | 0 | 0 | 0
IGCC | 0 | 0 | 0 | 0 | 0 | 0
DemandResponse | 0 | 0 | 0 | 0 | 0 | 0
IGCC-CCS | 0 | 0 | 0 | 0 | 0 | 0
WT_off | 0 | 0 | 0 | 0 | 0 | 0
PseudoUnit | 0 | 0 | 0 | 0 | 0 | 0
FixedInterchange | 0 | 0 | 0 | 0 | 0 | 0
Retrofit FOM Costs by Reporting Type: NYISO_A-F
ReportingType | 2015 | 2020 | 2025 | 2030 | 2035 | 2040
BM | 0 | 0 | 0 | 0 | 0 | 0
CC | 0 | 0 | 0 | 0 | 0 | 0
CSP | 0 | 0 | 0 | 0 | 0 | 0
CT | 0 | 0 | 0 | 0 | 0 | 0
Coal | 0 | 0 | 0 | 0 | 0 | 0
Geo | 0 | 0 | 0 | 0 | 0 | 0
H | 0 | 0 | 0 | 0 | 0 | 0
LFG | 0 | 0 | 0 | 0 | 0 | 0
Nuc | 0 | 0 | 0 | 0 | 0 | 0
PS | 0 | 0 | 0 | 0 | 0 | 0
PV | 0 | 0 | 0 | 0 | 0 | 0
PeakG | 0 | 0 | 0 | 0 | 0 | 0
PeakO | 0 | 0 | 0 | 0 | 0 | 0
ST | 0 | 0 | 0 | 0 | 0 | 0
STOG | 0 | 0 | 0 | 0 | 0 | 0
STWD | 0 | 0 | 0 | 0 | 0 | 0
WT | 0 | 0 | 0 | 0 | 0 | 0
IGCC | 0 | 0 | 0 | 0 | 0 | 0
DemandResponse | 0 | 0 | 0 | 0 | 0 | 0
IGCC-CCS | 0 | 0 | 0 | 0 | 0 | 0
WT_off | 0 | 0 | 0 | 0 | 0 | 0
PseudoUnit | 0 | 0 | 0 | 0 | 0 | 0
FixedInterchange | 0 | 0 | 0 | 0 | 0 | 0
Retrofit FOM Costs by Reporting Type: NYISO_G-I
ReportingType | 2015 | 2020 | 2025 | 2030 | 2035 | 2040
BM | 0 | 0 | 0 | 0 | 0 | 0
CC | 0 | 0 | 0 | 0 | 0 | 0
CSP | 0 | 0 | 0 | 0 | 0 | 0
CT | 0 | 0 | 0 | 0 | 0 | 0
Coal | 0 | 0 | 0 | 0 | 0 | 0
Geo | 0 | 0 | 0 | 0 | 0 | 0
H | 0 | 0 | 0 | 0 | 0 | 0
LFG | 0 | 0 | 0 | 0 | 0 | 0
Nuc | 0 | 0 | 0 | 0 | 0 | 0
PS | 0 | 0 | 0 | 0 | 0 | 0
PV | 0 | 0 | 0 | 0 | 0 | 0
PeakG | 0 | 0 | 0 | 0 | 0 | 0
PeakO | 0 | 0 | 0 | 0 | 0 | 0
ST | 0 | 0 | 0 | 0 | 0 | 0
STOG | 0 | 0 | 0 | 0 | 0 | 0
STWD | 0 | 0 | 0 | 0 | 0 | 0
WT | 0 | 0 | 0 | 0 | 0 | 0
IGCC | 0 | 0 | 0 | 0 | 0 | 0
DemandResponse | 0 | 0 | 0 | 0 | 0 | 0
IGCC-CCS | 0 | 0 | 0 | 0 | 0 | 0
WT_off | 0 | 0 | 0 | 0 | 0 | 0
PseudoUnit | 0 | 0 | 0 | 0 | 0 | 0
FixedInterchange | 0 | 0 | 0 | 0 | 0 | 0
Retrofit FOM Costs by Reporting Type: NYISO_J-K
ReportingType | 2015 | 2020 | 2025 | 2030 | 2035 | 2040
BM | 0 | 0 | 0 | 0 | 0 | 0
CC | 0 | 0 | 0 | 0 | 0 | 0
CSP | 0 | 0 | 0 | 0 | 0 | 0
CT | 0 | 0 | 0 | 0 | 0 | 0
Coal | 0 | 0 | 0 | 0 | 0 | 0
Geo | 0 | 0 | 0 | 0 | 0 | 0
H | 0 | 0 | 0 | 0 | 0 | 0
LFG | 0 | 0 | 0 | 0 | 0 | 0
Nuc | 0 | 0 | 0 | 0 | 0 | 0
PS | 0 | 0 | 0 | 0 | 0 | 0
PV | 0 | 0 | 0 | 0 | 0 | 0
PeakG | 0 | 0 | 0 | 0 | 0 | 0
PeakO | 0 | 0 | 0 | 0 | 0 | 0
ST | 0 | 0 | 0 | 0 | 0 | 0
STOG | 0 | 0 | 0 | 0 | 0 | 0
STWD | 0 | 0 | 0 | 0 | 0 | 0
WT | 0 | 0 | 0 | 0 | 0 | 0
IGCC | 0 | 0 | 0 | 0 | 0 | 0
DemandResponse | 0 | 0 | 0 | 0 | 0 | 0
IGCC-CCS | 0 | 0 | 0 | 0 | 0 | 0
WT_off | 0 | 0 | 0 | 0 | 0 | 0
PseudoUnit | 0 | 0 | 0 | 0 | 0 | 0
FixedInterchange | 0 | 0 | 0 | 0 | 0 | 0
Retrofit FOM Costs by Reporting Type: PJM_E
ReportingType | 2015 | 2020 | 2025 | 2030 | 2035 | 2040
BM | 0 | 0 | 0 | 0 | 0 | 0
CC | 0 | 0 | 0 | 0 | 0 | 0
CSP | 0 | 0 | 0 | 0 | 0 | 0
CT | 0 | 0 | 0 | 0 | 0 | 0
Coal | 2.35 | 1.28 | 1.28 | 1.28 | 1.46 | 1.55
Geo | 0 | 0 | 0 | 0 | 0 | 0
H | 0 | 0 | 0 | 0 | 0 | 0
LFG | 0 | 0 | 0 | 0 | 0 | 0
Nuc | 0 | 0 | 0 | 0 | 0 | 0
PS | 0 | 0 | 0 | 0 | 0 | 0
PV | 0 | 0 | 0 | 0 | 0 | 0
PeakG | 0 | 0 | 0 | 0 | 0 | 0
PeakO | 0 | 0 | 0 | 0 | 0 | 0
ST | 0 | 0 | 0 | 0 | 0 | 0
STOG | 0 | 0 | 0 | 0 | 0 | 0
STWD | 0 | 0 | 0 | 0 | 0 | 0
WT | 0 | 0 | 0 | 0 | 0 | 0
IGCC | 0 | 0 | 0 | 0 | 0 | 0
DemandResponse | 0 | 0 | 0 | 0 | 0 | 0
IGCC-CCS | 0 | 0 | 0 | 0 | 0 | 0
WT_off | 0 | 0 | 0 | 0 | 0 | 0
PseudoUnit | 0 | 0 | 0 | 0 | 0 | 0
FixedInterchange | 0 | 0 | 0 | 0 | 0 | 0
Retrofit FOM Costs by Reporting Type: PJM_ROM
ReportingType | 2015 | 2020 | 2025 | 2030 | 2035 | 2040
BM | 0 | 0 | 0 | 0 | 0 | 0
CC | 0 | 0 | 0 | 0 | 0 | 0
CSP | 0 | 0 | 0 | 0 | 0 | 0
CT | 0 | 0 | 0 | 0 | 0 | 0
Coal | 2.08 | 0.57 | 0.04 | 0.04 | 0.04 | 0.04
Geo | 0 | 0 | 0 | 0 | 0 | 0
H | 0 | 0 | 0 | 0 | 0 | 0
LFG | 0 | 0 | 0 | 0 | 0 | 0
Nuc | 0 | 0 | 0 | 0 | 0 | 0
PS | 0 | 0 | 0 | 0 | 0 | 0
PV | 0 | 0 | 0 | 0 | 0 | 0
PeakG | 0 | 0 | 0 | 0 | 0 | 0
PeakO | 0 | 0 | 0 | 0 | 0 | 0
ST | 0 | 0 | 0 | 0 | 0 | 0
STOG | 0 | 0 | 0 | 0 | 0 | 0
STWD | 0 | 0 | 0 | 0 | 0 | 0
WT | 0 | 0 | 0 | 0 | 0 | 0
IGCC | 0 | 0 | 0 | 0 | 0 | 0
DemandResponse | 0 | 0 | 0 | 0 | 0 | 0
IGCC-CCS | 0 | 0 | 0 | 0 | 0 | 0
WT_off | 0 | 0 | 0 | 0 | 0 | 0
PseudoUnit | 0 | 0 | 0 | 0 | 0 | 0
FixedInterchange | 0 | 0 | 0 | 0 | 0 | 0
Retrofit FOM Costs by Reporting Type: PJM_ROR
ReportingType | 2015 | 2020 | 2025 | 2030 | 2035 | 2040
BM | 0 | 0 | 0 | 0 | 0 | 0
CC | 0 | 0 | 0 | 0 | 0 | 0
CSP | 0 | 0 | 0 | 0 | 0 | 0
CT | 0 | 0 | 0 | 0 | 0 | 0
Coal | 121.79 | 121.53 | 53.71 | 54.23 | 58.56 | 58.56
Geo | 0 | 0 | 0 | 0 | 0 | 0
H | 0 | 0 | 0 | 0 | 0 | 0
LFG | 0 | 0 | 0 | 0 | 0 | 0
Nuc | 0 | 0 | 0 | 0 | 0 | 0
PS | 0 | 0 | 0 | 0 | 0 | 0
PV | 0 | 0 | 0 | 0 | 0 | 0
PeakG | 0 | 0 | 0 | 0 | 0 | 0
PeakO | 0 | 0 | 0 | 0 | 0 | 0
ST | 0 | 0 | 0 | 0 | 0 | 0
STOG | 0 | 0 | 0 | 0 | 0 | 0
STWD | 0 | 0 | 0 | 0 | 0 | 0
WT | 0 | 0 | 0 | 0 | 0 | 0
IGCC | 0 | 0 | 0 | 0 | 0 | 0
DemandResponse | 0 | 0 | 0 | 0 | 0 | 0
IGCC-CCS | 0 | 0 | 0 | 0 | 0 | 0
WT_off | 0 | 0 | 0 | 0 | 0 | 0
PseudoUnit | 0 | 0 | 0 | 0 | 0 | 0
FixedInterchange | 0 | 0 | 0 | 0 | 0 | 0
Retrofit FOM Costs by Reporting Type: SOCO
ReportingType | 2015 | 2020 | 2025 | 2030 | 2035 | 2040
BM | 0 | 0 | 0 | 0 | 0 | 0
CC | 0 | 0 | 0 | 0 | 0 | 0
CSP | 0 | 0 | 0 | 0 | 0 | 0
CT | 0 | 0 | 0 | 0 | 0 | 0
Coal | 53.25 | 35.45 | 20.3 | 20.65 | 20.66 | 20.66
Geo | 0 | 0 | 0 | 0 | 0 | 0
H | 0 | 0 | 0 | 0 | 0 | 0
LFG | 0 | 0 | 0 | 0 | 0 | 0
Nuc | 0 | 0 | 0 | 0 | 0 | 0
PS | 0 | 0 | 0 | 0 | 0 | 0
PV | 0 | 0 | 0 | 0 | 0 | 0
PeakG | 0 | 0 | 0 | 0 | 0 | 0
PeakO | 0 | 0 | 0 | 0 | 0 | 0
ST | 0 | 0 | 0 | 0 | 0 | 0
STOG | 0 | 0 | 0 | 0 | 0 | 0
STWD | 0 | 0 | 0 | 0 | 0 | 0
WT | 0 | 0 | 0 | 0 | 0 | 0
IGCC | 0 | 0 | 0 | 0 | 0 | 0
DemandResponse | 0 | 0 | 0 | 0 | 0 | 0
IGCC-CCS | 0 | 0 | 0 | 0 | 0 | 0
WT_off | 0 | 0 | 0 | 0 | 0 | 0
PseudoUnit | 0 | 0 | 0 | 0 | 0 | 0
FixedInterchange | 0 | 0 | 0 | 0 | 0 | 0
Retrofit FOM Costs by Reporting Type: SPP_N
ReportingType | 2015 | 2020 | 2025 | 2030 | 2035 | 2040
BM | 0 | 0 | 0 | 0 | 0 | 0
CC | 0 | 0 | 0 | 0 | 0 | 0
CSP | 0 | 0 | 0 | 0 | 0 | 0
CT | 0 | 0 | 0 | 0 | 0 | 0
Coal | 35.72 | 29.94 | 0.02 | 0.01 | 0.01 | 0.01
Geo | 0 | 0 | 0 | 0 | 0 | 0
H | 0 | 0 | 0 | 0 | 0 | 0
LFG | 0 | 0 | 0 | 0 | 0 | 0
Nuc | 0 | 0 | 0 | 0 | 0 | 0
PS | 0 | 0 | 0 | 0 | 0 | 0
PV | 0 | 0 | 0 | 0 | 0 | 0
PeakG | 0 | 0 | 0 | 0 | 0 | 0
PeakO | 0 | 0 | 0 | 0 | 0 | 0
ST | 0 | 0 | 0 | 0 | 0 | 0
STOG | 0 | 0 | 0 | 0 | 0 | 0
STWD | 0 | 0 | 0 | 0 | 0 | 0
WT | 0 | 0 | 0 | 0 | 0 | 0
IGCC | 0 | 0 | 0 | 0 | 0 | 0
DemandResponse | 0 | 0 | 0 | 0 | 0 | 0
IGCC-CCS | 0 | 0 | 0 | 0 | 0 | 0
WT_off | 0 | 0 | 0 | 0 | 0 | 0
PseudoUnit | 0 | 0 | 0 | 0 | 0 | 0
FixedInterchange | 0 | 0 | 0 | 0 | 0 | 0
Retrofit FOM Costs by Reporting Type: SPP_S
ReportingType | 2015 | 2020 | 2025 | 2030 | 2035 | 2040
BM | 0 | 0 | 0 | 0 | 0 | 0
CC | 0 | 0 | 0 | 0 | 0 | 0
CSP | 0 | 0 | 0 | 0 | 0 | 0
CT | 0 | 0 | 0 | 0 | 0 | 0
Coal | 9.98 | 12.25 | 0.02 | 0.02 | 0.02 | 0.01
Geo | 0 | 0 | 0 | 0 | 0 | 0
H | 0 | 0 | 0 | 0 | 0 | 0
LFG | 0 | 0 | 0 | 0 | 0 | 0
Nuc | 0 | 0 | 0 | 0 | 0 | 0
PS | 0 | 0 | 0 | 0 | 0 | 0
PV | 0 | 0 | 0 | 0 | 0 | 0
PeakG | 0 | 0 | 0 | 0 | 0 | 0
PeakO | 0 | 0 | 0 | 0 | 0 | 0
ST | 0 | 0 | 0 | 0 | 0 | 0
STOG | 0 | 0 | 0 | 0 | 0 | 0
STWD | 0 | 0 | 0 | 0 | 0 | 0
WT | 0 | 0 | 0 | 0 | 0 | 0
IGCC | 0 | 0 | 0 | 0 | 0 | 0
DemandResponse | 0 | 0 | 0 | 0 | 0 | 0
IGCC-CCS | 0 | 0 | 0 | 0 | 0 | 0
WT_off | 0 | 0 | 0 | 0 | 0 | 0
PseudoUnit | 0 | 0 | 0 | 0 | 0 | 0
FixedInterchange | 0 | 0 | 0 | 0 | 0 | 0
Retrofit FOM Costs by Reporting Type: TVA
ReportingType | 2015 | 2020 | 2025 | 2030 | 2035 | 2040
BM | 0 | 0 | 0 | 0 | 0 | 0
CC | 0 | 0 | 0 | 0 | 0 | 0
CSP | 0 | 0 | 0 | 0 | 0 | 0
CT | 0 | 0 | 0 | 0 | 0 | 0
Coal | 25.96 | 18.57 | 4.69 | 0.02 | 0.02 | 0.02
Geo | 0 | 0 | 0 | 0 | 0 | 0
H | 0 | 0 | 0 | 0 | 0 | 0
LFG | 0 | 0 | 0 | 0 | 0 | 0
Nuc | 0 | 0 | 0 | 0 | 0 | 0
PS | 0 | 0 | 0 | 0 | 0 | 0
PV | 0 | 0 | 0 | 0 | 0 | 0
PeakG | 0 | 0 | 0 | 0 | 0 | 0
PeakO | 0 | 0 | 0 | 0 | 0 | 0
ST | 0 | 0 | 0 | 0 | 0 | 0
STOG | 0 | 0 | 0 | 0 | 0 | 0
STWD | 0 | 0 | 0 | 0 | 0 | 0
WT | 0 | 0 | 0 | 0 | 0 | 0
IGCC | 0 | 0 | 0 | 0 | 0 | 0
DemandResponse | 0 | 0 | 0 | 0 | 0 | 0
IGCC-CCS | 0 | 0 | 0 | 0 | 0 | 0
WT_off | 0 | 0 | 0 | 0 | 0 | 0
PseudoUnit | 0 | 0 | 0 | 0 | 0 | 0
FixedInterchange | 0 | 0 | 0 | 0 | 0 | 0
Retrofit FOM Costs by Reporting Type: TVA_Transmission
ReportingType | 2015 | 2020 | 2025 | 2030 | 2035 | 2040
BM | 0 | 0 | 0 | 0 | 0 | 0
CC | 0 | 0 | 0 | 0 | 0 | 0
CSP | 0 | 0 | 0 | 0 | 0 | 0
CT | 0 | 0 | 0 | 0 | 0 | 0
Coal | 0 | 0 | 0 | 0 | 0 | 0
Geo | 0 | 0 | 0 | 0 | 0 | 0
H | 0 | 0 | 0 | 0 | 0 | 0
LFG | 0 | 0 | 0 | 0 | 0 | 0
Nuc | 0 | 0 | 0 | 0 | 0 | 0
PS | 0 | 0 | 0 | 0 | 0 | 0
PV | 0 | 0 | 0 | 0 | 0 | 0
PeakG | 0 | 0 | 0 | 0 | 0 | 0
PeakO | 0 | 0 | 0 | 0 | 0 | 0
ST | 0 | 0 | 0 | 0 | 0 | 0
STOG | 0 | 0 | 0 | 0 | 0 | 0
STWD | 0 | 0 | 0 | 0 | 0 | 0
WT | 0 | 0 | 0 | 0 | 0 | 0
IGCC | 0 | 0 | 0 | 0 | 0 | 0
DemandResponse | 0 | 0 | 0 | 0 | 0 | 0
IGCC-CCS | 0 | 0 | 0 | 0 | 0 | 0
WT_off | 0 | 0 | 0 | 0 | 0 | 0
PseudoUnit | 0 | 0 | 0 | 0 | 0 | 0
FixedInterchange | 0 | 0 | 0 | 0 | 0 | 0
Retrofit FOM Costs by Reporting Type: VACAR
ReportingType | 2015 | 2020 | 2025 | 2030 | 2035 | 2040
BM | 0 | 0 | 0 | 0 | 0 | 0
CC | 0 | 0 | 0 | 0 | 0 | 0
CSP | 0 | 0 | 0 | 0 | 0 | 0
CT | 0 | 0 | 0 | 0 | 0 | 0
Coal | 61.69 | 58.52 | 22.1 | 12.74 | 13.05 | 13.05
Geo | 0 | 0 | 0 | 0 | 0 | 0
H | 0 | 0 | 0 | 0 | 0 | 0
LFG | 0 | 0 | 0 | 0 | 0 | 0
Nuc | 0 | 0 | 0 | 0 | 0 | 0
PS | 0 | 0 | 0 | 0 | 0 | 0
PV | 0 | 0 | 0 | 0 | 0 | 0
PeakG | 0 | 0 | 0 | 0 | 0 | 0
PeakO | 0 | 0 | 0 | 0 | 0 | 0
ST | 0 | 0 | 0 | 0 | 0 | 0
STOG | 0 | 0 | 0 | 0 | 0 | 0
STWD | 0 | 0 | 0 | 0 | 0 | 0
WT | 0 | 0 | 0 | 0 | 0 | 0
IGCC | 0 | 0 | 0 | 0 | 0 | 0
DemandResponse | 0 | 0 | 0 | 0 | 0 | 0
IGCC-CCS | 0 | 0 | 0 | 0 | 0 | 0
WT_off | 0 | 0 | 0 | 0 | 0 | 0
PseudoUnit | 0 | 0 | 0 | 0 | 0 | 0
FixedInterchange | 0 | 0 | 0 | 0 | 0 | 0
Retrofit FOM Costs by Reporting Type: IESO
ReportingType | 2015 | 2020 | 2025 | 2030 | 2035 | 2040
BM | 0 | 0 | 0 | 0 | 0 | 0
CC | 0 | 0 | 0 | 0 | 0 | 0
CSP | 0 | 0 | 0 | 0 | 0 | 0
CT | 0 | 0 | 0 | 0 | 0 | 0
Coal | 0 | 0 | 0 | 0 | 0 | 0
Geo | 0 | 0 | 0 | 0 | 0 | 0
H | 0 | 0 | 0 | 0 | 0 | 0
LFG | 0 | 0 | 0 | 0 | 0 | 0
Nuc | 0 | 0 | 0 | 0 | 0 | 0
PS | 0 | 0 | 0 | 0 | 0 | 0
PV | 0 | 0 | 0 | 0 | 0 | 0
PeakG | 0 | 0 | 0 | 0 | 0 | 0
PeakO | 0 | 0 | 0 | 0 | 0 | 0
ST | 0 | 0 | 0 | 0 | 0 | 0
STOG | 0 | 0 | 0 | 0 | 0 | 0
STWD | 0 | 0 | 0 | 0 | 0 | 0
WT | 0 | 0 | 0 | 0 | 0 | 0
IGCC | 0 | 0 | 0 | 0 | 0 | 0
DemandResponse | 0 | 0 | 0 | 0 | 0 | 0
IGCC-CCS | 0 | 0 | 0 | 0 | 0 | 0
WT_off | 0 | 0 | 0 | 0 | 0 | 0
PseudoUnit | 0 | 0 | 0 | 0 | 0 | 0
FixedInterchange | 0 | 0 | 0 | 0 | 0 | 0
Retrofit FOM Costs by Reporting Type: MAPP_CA
ReportingType | 2015 | 2020 | 2025 | 2030 | 2035 | 2040
BM | 0 | 0 | 0 | 0 | 0 | 0
CC | 0 | 0 | 0 | 0 | 0 | 0
CSP | 0 | 0 | 0 | 0 | 0 | 0
CT | 0 | 0 | 0 | 0 | 0 | 0
Coal | 0 | 0 | 0 | 0 | 0 | 0
Geo | 0 | 0 | 0 | 0 | 0 | 0
H | 0 | 0 | 0 | 0 | 0 | 0
LFG | 0 | 0 | 0 | 0 | 0 | 0
Nuc | 0 | 0 | 0 | 0 | 0 | 0
PS | 0 | 0 | 0 | 0 | 0 | 0
PV | 0 | 0 | 0 | 0 | 0 | 0
PeakG | 0 | 0 | 0 | 0 | 0 | 0
PeakO | 0 | 0 | 0 | 0 | 0 | 0
ST | 0 | 0 | 0 | 0 | 0 | 0
STOG | 0 | 0 | 0 | 0 | 0 | 0
STWD | 0 | 0 | 0 | 0 | 0 | 0
WT | 0 | 0 | 0 | 0 | 0 | 0
IGCC | 0 | 0 | 0 | 0 | 0 | 0
DemandResponse | 0 | 0 | 0 | 0 | 0 | 0
IGCC-CCS | 0 | 0 | 0 | 0 | 0 | 0
WT_off | 0 | 0 | 0 | 0 | 0 | 0
PseudoUnit | 0 | 0 | 0 | 0 | 0 | 0
FixedInterchange | 0 | 0 | 0 | 0 | 0 | 0
Retrofit FOM Costs by Reporting Type: AZ_NM_SNV_Coal
ReportingType | 2015 | 2020 | 2025 | 2030 | 2035 | 2040
BM | 0 | 0 | 0 | 0 | 0 | 0
CC | 0 | 0 | 0 | 0 | 0 | 0
CSP | 0 | 0 | 0 | 0 | 0 | 0
CT | 0 | 0 | 0 | 0 | 0 | 0
Coal | 51.24 | 48.38 | 25.72 | 1.99 | 2.46 | 2.45
Geo | 0 | 0 | 0 | 0 | 0 | 0
H | 0 | 0 | 0 | 0 | 0 | 0
LFG | 0 | 0 | 0 | 0 | 0 | 0
Nuc | 0 | 0 | 0 | 0 | 0 | 0
PS | 0 | 0 | 0 | 0 | 0 | 0
PV | 0 | 0 | 0 | 0 | 0 | 0
PeakG | 0 | 0 | 0 | 0 | 0 | 0
PeakO | 0 | 0 | 0 | 0 | 0 | 0
ST | 0 | 0 | 0 | 0 | 0 | 0
STOG | 0 | 0 | 0 | 0 | 0 | 0
STWD | 0 | 0 | 0 | 0 | 0 | 0
WT | 0 | 0 | 0 | 0 | 0 | 0
IGCC | 0 | 0 | 0 | 0 | 0 | 0
DemandResponse | 0 | 0 | 0 | 0 | 0 | 0
IGCC-CCS | 0 | 0 | 0 | 0 | 0 | 0
WT_off | 0 | 0 | 0 | 0 | 0 | 0
PseudoUnit | 0 | 0 | 0 | 0 | 0 | 0
FixedInterchange | 0 | 0 | 0 | 0 | 0 | 0
Retrofit FOM Costs by Reporting Type: AZ_NM_SNV_Gas
ReportingType | 2015 | 2020 | 2025 | 2030 | 2035 | 2040
BM | 0 | 0 | 0 | 0 | 0 | 0
CC | 0 | 0 | 0 | 0 | 0 | 0
CSP | 0 | 0 | 0 | 0 | 0 | 0
CT | 0 | 0 | 0 | 0 | 0 | 0
Coal | 0 | 0 | 0 | 0 | 0 | 0
Geo | 0 | 0 | 0 | 0 | 0 | 0
H | 0 | 0 | 0 | 0 | 0 | 0
LFG | 0 | 0 | 0 | 0 | 0 | 0
Nuc | 0 | 0 | 0 | 0 | 0 | 0
PS | 0 | 0 | 0 | 0 | 0 | 0
PV | 0 | 0 | 0 | 0 | 0 | 0
PeakG | 0 | 0 | 0 | 0 | 0 | 0
PeakO | 0 | 0 | 0 | 0 | 0 | 0
ST | 0 | 0 | 0 | 0 | 0 | 0
STOG | 0 | 0 | 0 | 0 | 0 | 0
STWD | 0 | 0 | 0 | 0 | 0 | 0
WT | 0 | 0 | 0 | 0 | 0 | 0
IGCC | 0 | 0 | 0 | 0 | 0 | 0
DemandResponse | 0 | 0 | 0 | 0 | 0 | 0
IGCC-CCS | 0 | 0 | 0 | 0 | 0 | 0
WT_off | 0 | 0 | 0 | 0 | 0 | 0
PseudoUnit | 0 | 0 | 0 | 0 | 0 | 0
FixedInterchange | 0 | 0 | 0 | 0 | 0 | 0
Retrofit FOM Costs by Reporting Type: AZ_NM_SNV_NucRenew
ReportingType | 2015 | 2020 | 2025 | 2030 | 2035 | 2040
BM | 0 | 0 | 0 | 0 | 0 | 0
CC | 0 | 0 | 0 | 0 | 0 | 0
CSP | 0 | 0 | 0 | 0 | 0 | 0
CT | 0 | 0 | 0 | 0 | 0 | 0
Coal | 0 | 0 | 0 | 0 | 0 | 0
Geo | 0 | 0 | 0 | 0 | 0 | 0
H | 0 | 0 | 0 | 0 | 0 | 0
LFG | 0 | 0 | 0 | 0 | 0 | 0
Nuc | 0 | 0 | 0 | 0 | 0 | 0
PS | 0 | 0 | 0 | 0 | 0 | 0
PV | 0 | 0 | 0 | 0 | 0 | 0
PeakG | 0 | 0 | 0 | 0 | 0 | 0
PeakO | 0 | 0 | 0 | 0 | 0 | 0
ST | 0 | 0 | 0 | 0 | 0 | 0
STOG | 0 | 0 | 0 | 0 | 0 | 0
STWD | 0 | 0 | 0 | 0 | 0 | 0
WT | 0 | 0 | 0 | 0 | 0 | 0
IGCC | 0 | 0 | 0 | 0 | 0 | 0
DemandResponse | 0 | 0 | 0 | 0 | 0 | 0
IGCC-CCS | 0 | 0 | 0 | 0 | 0 | 0
WT_off | 0 | 0 | 0 | 0 | 0 | 0
PseudoUnit | 0 | 0 | 0 | 0 | 0 | 0
FixedInterchange | 0 | 0 | 0 | 0 | 0 | 0
Retrofit FOM Costs by Reporting Type: ERCOT
ReportingType | 2015 | 2020 | 2025 | 2030 | 2035 | 2040
BM | 0 | 0 | 0 | 0 | 0 | 0
CC | 0 | 0 | 0 | 0 | 0 | 0
CSP | 0 | 0 | 0 | 0 | 0 | 0
CT | 0 | 0 | 0 | 0 | 0 | 0
Coal | 19.63 | 19.07 | 19.57 | 19.97 | 20.22 | 20.22
Geo | 0 | 0 | 0 | 0 | 0 | 0
H | 0 | 0 | 0 | 0 | 0 | 0
LFG | 0 | 0 | 0 | 0 | 0 | 0
Nuc | 0 | 0 | 0 | 0 | 0 | 0
PS | 0 | 0 | 0 | 0 | 0 | 0
PV | 0 | 0 | 0 | 0 | 0 | 0
PeakG | 0 | 0 | 0 | 0 | 0 | 0
PeakO | 0 | 0 | 0 | 0 | 0 | 0
ST | 0 | 0 | 0 | 0 | 0 | 0
STOG | 0 | 0 | 0 | 0 | 0 | 0
STWD | 0 | 0 | 0 | 0 | 0 | 0
WT | 0 | 0 | 0 | 0 | 0 | 0
IGCC | 0 | 0 | 0 | 0 | 0 | 0
DemandResponse | 0 | 0 | 0 | 0 | 0 | 0
IGCC-CCS | 0 | 0 | 0 | 0 | 0 | 0
WT_off | 0 | 0 | 0 | 0 | 0 | 0
PseudoUnit | 0 | 0 | 0 | 0 | 0 | 0
FixedInterchange | 0 | 0 | 0 | 0 | 0 | 0
Retrofit FOM Costs by Reporting Type: NP15
ReportingType | 2015 | 2020 | 2025 | 2030 | 2035 | 2040
BM | 0 | 0 | 0 | 0 | 0 | 0
CC | 0 | 0 | 0 | 0 | 0 | 0
CSP | 0 | 0 | 0 | 0 | 0 | 0
CT | 0 | 0 | 0 | 0 | 0 | 0
Coal | 0.19 | 0 | 0 | 0 | 0 | 0
Geo | 0 | 0 | 0 | 0 | 0 | 0
H | 0 | 0 | 0 | 0 | 0 | 0
LFG | 0 | 0 | 0 | 0 | 0 | 0
Nuc | 0 | 0 | 0 | 0 | 0 | 0
PS | 0 | 0 | 0 | 0 | 0 | 0
PV | 0 | 0 | 0 | 0 | 0 | 0
PeakG | 0 | 0 | 0 | 0 | 0 | 0
PeakO | 0 | 0 | 0 | 0 | 0 | 0
ST | 0 | 0 | 0 | 0 | 0 | 0
STOG | 0 | 0 | 0 | 0 | 0 | 0
STWD | 0 | 0 | 0 | 0 | 0 | 0
WT | 0 | 0 | 0 | 0 | 0 | 0
IGCC | 0 | 0 | 0 | 0 | 0 | 0
DemandResponse | 0 | 0 | 0 | 0 | 0 | 0
IGCC-CCS | 0 | 0 | 0 | 0 | 0 | 0
WT_off | 0 | 0 | 0 | 0 | 0 | 0
PseudoUnit | 0 | 0 | 0 | 0 | 0 | 0
FixedInterchange | 0 | 0 | 0 | 0 | 0 | 0
Retrofit FOM Costs by Reporting Type: NWPP_Coal
ReportingType | 2015 | 2020 | 2025 | 2030 | 2035 | 2040
BM | 0 | 0 | 0 | 0 | 0 | 0
CC | 0 | 0 | 0 | 0 | 0 | 0
CSP | 0 | 0 | 0 | 0 | 0 | 0
CT | 0 | 0 | 0 | 0 | 0 | 0
Coal | 37.24 | 38.15 | 0.99 | 0.98 | 0.98 | 0.98
Geo | 0 | 0 | 0 | 0 | 0 | 0
H | 0 | 0 | 0 | 0 | 0 | 0
LFG | 0 | 0 | 0 | 0 | 0 | 0
Nuc | 0 | 0 | 0 | 0 | 0 | 0
PS | 0 | 0 | 0 | 0 | 0 | 0
PV | 0 | 0 | 0 | 0 | 0 | 0
PeakG | 0 | 0 | 0 | 0 | 0 | 0
PeakO | 0 | 0 | 0 | 0 | 0 | 0
ST | 0 | 0 | 0 | 0 | 0 | 0
STOG | 0 | 0 | 0 | 0 | 0 | 0
STWD | 0 | 0 | 0 | 0 | 0 | 0
WT | 0 | 0 | 0 | 0 | 0 | 0
IGCC | 0 | 0 | 0 | 0 | 0 | 0
DemandResponse | 0 | 0 | 0 | 0 | 0 | 0
IGCC-CCS | 0 | 0 | 0 | 0 | 0 | 0
WT_off | 0 | 0 | 0 | 0 | 0 | 0
PseudoUnit | 0 | 0 | 0 | 0 | 0 | 0
FixedInterchange | 0 | 0 | 0 | 0 | 0 | 0
Retrofit FOM Costs by Reporting Type: NWPP_Gas
ReportingType | 2015 | 2020 | 2025 | 2030 | 2035 | 2040
BM | 0 | 0 | 0 | 0 | 0 | 0
CC | 0 | 0 | 0 | 0 | 0 | 0
CSP | 0 | 0 | 0 | 0 | 0 | 0
CT | 0 | 0 | 0 | 0 | 0 | 0
Coal | 0 | 0 | 0 | 0 | 0 | 0
Geo | 0 | 0 | 0 | 0 | 0 | 0
H | 0 | 0 | 0 | 0 | 0 | 0
LFG | 0 | 0 | 0 | 0 | 0 | 0
Nuc | 0 | 0 | 0 | 0 | 0 | 0
PS | 0 | 0 | 0 | 0 | 0 | 0
PV | 0 | 0 | 0 | 0 | 0 | 0
PeakG | 0 | 0 | 0 | 0 | 0 | 0
PeakO | 0 | 0 | 0 | 0 | 0 | 0
ST | 0 | 0 | 0 | 0 | 0 | 0
STOG | 0 | 0 | 0 | 0 | 0 | 0
STWD | 0 | 0 | 0 | 0 | 0 | 0
WT | 0 | 0 | 0 | 0 | 0 | 0
IGCC | 0 | 0 | 0 | 0 | 0 | 0
DemandResponse | 0 | 0 | 0 | 0 | 0 | 0
IGCC-CCS | 0 | 0 | 0 | 0 | 0 | 0
WT_off | 0 | 0 | 0 | 0 | 0 | 0
PseudoUnit | 0 | 0 | 0 | 0 | 0 | 0
FixedInterchange | 0 | 0 | 0 | 0 | 0 | 0
Retrofit FOM Costs by Reporting Type: NWPP_NucRenew
ReportingType | 2015 | 2020 | 2025 | 2030 | 2035 | 2040
BM | 0 | 0 | 0 | 0 | 0 | 0
CC | 0 | 0 | 0 | 0 | 0 | 0
CSP | 0 | 0 | 0 | 0 | 0 | 0
CT | 0 | 0 | 0 | 0 | 0 | 0
Coal | 0 | 0 | 0 | 0 | 0 | 0
Geo | 0 | 0 | 0 | 0 | 0 | 0
H | 0 | 0 | 0 | 0 | 0 | 0
LFG | 0 | 0 | 0 | 0 | 0 | 0
Nuc | 0 | 0 | 0 | 0 | 0 | 0
PS | 0 | 0 | 0 | 0 | 0 | 0
PV | 0 | 0 | 0 | 0 | 0 | 0
PeakG | 0 | 0 | 0 | 0 | 0 | 0
PeakO | 0 | 0 | 0 | 0 | 0 | 0
ST | 0 | 0 | 0 | 0 | 0 | 0
STOG | 0 | 0 | 0 | 0 | 0 | 0
STWD | 0 | 0 | 0 | 0 | 0 | 0
WT | 0 | 0 | 0 | 0 | 0 | 0
IGCC | 0 | 0 | 0 | 0 | 0 | 0
DemandResponse | 0 | 0 | 0 | 0 | 0 | 0
IGCC-CCS | 0 | 0 | 0 | 0 | 0 | 0
WT_off | 0 | 0 | 0 | 0 | 0 | 0
PseudoUnit | 0 | 0 | 0 | 0 | 0 | 0
FixedInterchange | 0 | 0 | 0 | 0 | 0 | 0
Retrofit FOM Costs by Reporting Type: RMPA
ReportingType | 2015 | 2020 | 2025 | 2030 | 2035 | 2040
BM | 0 | 0 | 0 | 0 | 0 | 0
CC | 0 | 0 | 0 | 0 | 0 | 0
CSP | 0 | 0 | 0 | 0 | 0 | 0
CT | 0 | 0 | 0 | 0 | 0 | 0
Coal | 21.06 | 22.19 | 6.74 | 6.16 | 6.16 | 6.16
Geo | 0 | 0 | 0 | 0 | 0 | 0
H | 0 | 0 | 0 | 0 | 0 | 0
LFG | 0 | 0 | 0 | 0 | 0 | 0
Nuc | 0 | 0 | 0 | 0 | 0 | 0
PS | 0 | 0 | 0 | 0 | 0 | 0
PV | 0 | 0 | 0 | 0 | 0 | 0
PeakG | 0 | 0 | 0 | 0 | 0 | 0
PeakO | 0 | 0 | 0 | 0 | 0 | 0
ST | 0 | 0 | 0 | 0 | 0 | 0
STOG | 0 | 0 | 0 | 0 | 0 | 0
STWD | 0 | 0 | 0 | 0 | 0 | 0
WT | 0 | 0 | 0 | 0 | 0 | 0
IGCC | 0 | 0 | 0 | 0 | 0 | 0
DemandResponse | 0 | 0 | 0 | 0 | 0 | 0
IGCC-CCS | 0 | 0 | 0 | 0 | 0 | 0
WT_off | 0 | 0 | 0 | 0 | 0 | 0
PseudoUnit | 0 | 0 | 0 | 0 | 0 | 0
FixedInterchange | 0 | 0 | 0 | 0 | 0 | 0
Retrofit FOM Costs by Reporting Type: SP15
ReportingType | 2015 | 2020 | 2025 | 2030 | 2035 | 2040
BM | 0 | 0 | 0 | 0 | 0 | 0
CC | 0 | 0 | 0 | 0 | 0 | 0
CSP | 0 | 0 | 0 | 0 | 0 | 0
CT | 0 | 0 | 0 | 0 | 0 | 0
Coal | 0.23 | 0.41 | 0.41 | 0 | 0 | 0
Geo | 0 | 0 | 0 | 0 | 0 | 0
H | 0 | 0 | 0 | 0 | 0 | 0
LFG | 0 | 0 | 0 | 0 | 0 | 0
Nuc | 0 | 0 | 0 | 0 | 0 | 0
PS | 0 | 0 | 0 | 0 | 0 | 0
PV | 0 | 0 | 0 | 0 | 0 | 0
PeakG | 0 | 0 | 0 | 0 | 0 | 0
PeakO | 0 | 0 | 0 | 0 | 0 | 0
ST | 0 | 0 | 0 | 0 | 0 | 0
STOG | 0 | 0 | 0 | 0 | 0 | 0
STWD | 0 | 0 | 0 | 0 | 0 | 0
WT | 0 | 0 | 0 | 0 | 0 | 0
IGCC | 0 | 0 | 0 | 0 | 0 | 0
DemandResponse | 0 | 0 | 0 | 0 | 0 | 0
IGCC-CCS | 0 | 0 | 0 | 0 | 0 | 0
WT_off | 0 | 0 | 0 | 0 | 0 | 0
PseudoUnit | 0 | 0 | 0 | 0 | 0 | 0
FixedInterchange | 0 | 0 | 0 | 0 | 0 | 0
Retrofit FOM Costs by Reporting Type: ALB
ReportingType | 2015 | 2020 | 2025 | 2030 | 2035 | 2040
BM | 0 | 0 | 0 | 0 | 0 | 0
CC | 0 | 0 | 0 | 0 | 0 | 0
CSP | 0 | 0 | 0 | 0 | 0 | 0
CT | 0 | 0 | 0 | 0 | 0 | 0
Coal | 0 | 0 | 0 | 0 | 0 | 0
Geo | 0 | 0 | 0 | 0 | 0 | 0
H | 0 | 0 | 0 | 0 | 0 | 0
LFG | 0 | 0 | 0 | 0 | 0 | 0
Nuc | 0 | 0 | 0 | 0 | 0 | 0
PS | 0 | 0 | 0 | 0 | 0 | 0
PV | 0 | 0 | 0 | 0 | 0 | 0
PeakG | 0 | 0 | 0 | 0 | 0 | 0
PeakO | 0 | 0 | 0 | 0 | 0 | 0
ST | 0 | 0 | 0 | 0 | 0 | 0
STOG | 0 | 0 | 0 | 0 | 0 | 0
STWD | 0 | 0 | 0 | 0 | 0 | 0
WT | 0 | 0 | 0 | 0 | 0 | 0
IGCC | 0 | 0 | 0 | 0 | 0 | 0
DemandResponse | 0 | 0 | 0 | 0 | 0 | 0
IGCC-CCS | 0 | 0 | 0 | 0 | 0 | 0
WT_off | 0 | 0 | 0 | 0 | 0 | 0
PseudoUnit | 0 | 0 | 0 | 0 | 0 | 0
FixedInterchange | 0 | 0 | 0 | 0 | 0 | 0
Retrofit FOM Costs by Reporting Type: BC
ReportingType | 2015 | 2020 | 2025 | 2030 | 2035 | 2040
BM | 0 | 0 | 0 | 0 | 0 | 0
CC | 0 | 0 | 0 | 0 | 0 | 0
CSP | 0 | 0 | 0 | 0 | 0 | 0
CT | 0 | 0 | 0 | 0 | 0 | 0
Coal | 0 | 0 | 0 | 0 | 0 | 0
Geo | 0 | 0 | 0 | 0 | 0 | 0
H | 0 | 0 | 0 | 0 | 0 | 0
LFG | 0 | 0 | 0 | 0 | 0 | 0
Nuc | 0 | 0 | 0 | 0 | 0 | 0
PS | 0 | 0 | 0 | 0 | 0 | 0
PV | 0 | 0 | 0 | 0 | 0 | 0
PeakG | 0 | 0 | 0 | 0 | 0 | 0
PeakO | 0 | 0 | 0 | 0 | 0 | 0
ST | 0 | 0 | 0 | 0 | 0 | 0
STOG | 0 | 0 | 0 | 0 | 0 | 0
STWD | 0 | 0 | 0 | 0 | 0 | 0
WT | 0 | 0 | 0 | 0 | 0 | 0
IGCC | 0 | 0 | 0 | 0 | 0 | 0
DemandResponse | 0 | 0 | 0 | 0 | 0 | 0
IGCC-CCS | 0 | 0 | 0 | 0 | 0 | 0
WT_off | 0 | 0 | 0 | 0 | 0 | 0
PseudoUnit | 0 | 0 | 0 | 0 | 0 | 0
FixedInterchange | 0 | 0 | 0 | 0 | 0 | 0
Retrofit FOM Costs by Reporting Type: HQ_IESO
ReportingType | 2015 | 2020 | 2025 | 2030 | 2035 | 2040
BM | 0 | 0 | 0 | 0 | 0 | 0
CC | 0 | 0 | 0 | 0 | 0 | 0
CSP | 0 | 0 | 0 | 0 | 0 | 0
CT | 0 | 0 | 0 | 0 | 0 | 0
Coal | 0 | 0 | 0 | 0 | 0 | 0
Geo | 0 | 0 | 0 | 0 | 0 | 0
H | 0 | 0 | 0 | 0 | 0 | 0
LFG | 0 | 0 | 0 | 0 | 0 | 0
Nuc | 0 | 0 | 0 | 0 | 0 | 0
PS | 0 | 0 | 0 | 0 | 0 | 0
PV | 0 | 0 | 0 | 0 | 0 | 0
PeakG | 0 | 0 | 0 | 0 | 0 | 0
PeakO | 0 | 0 | 0 | 0 | 0 | 0
ST | 0 | 0 | 0 | 0 | 0 | 0
STOG | 0 | 0 | 0 | 0 | 0 | 0
STWD | 0 | 0 | 0 | 0 | 0 | 0
WT | 0 | 0 | 0 | 0 | 0 | 0
IGCC | 0 | 0 | 0 | 0 | 0 | 0
DemandResponse | 0 | 0 | 0 | 0 | 0 | 0
IGCC-CCS | 0 | 0 | 0 | 0 | 0 | 0
WT_off | 0 | 0 | 0 | 0 | 0 | 0
PseudoUnit | 0 | 0 | 0 | 0 | 0 | 0
FixedInterchange | 0 | 0 | 0 | 0 | 0 | 0
Retrofit FOM Costs by Reporting Type: HQ_NEISO
ReportingType | 2015 | 2020 | 2025 | 2030 | 2035 | 2040
BM | 0 | 0 | 0 | 0 | 0 | 0
CC | 0 | 0 | 0 | 0 | 0 | 0
CSP | 0 | 0 | 0 | 0 | 0 | 0
CT | 0 | 0 | 0 | 0 | 0 | 0
Coal | 0 | 0 | 0 | 0 | 0 | 0
Geo | 0 | 0 | 0 | 0 | 0 | 0
H | 0 | 0 | 0 | 0 | 0 | 0
LFG | 0 | 0 | 0 | 0 | 0 | 0
Nuc | 0 | 0 | 0 | 0 | 0 | 0
PS | 0 | 0 | 0 | 0 | 0 | 0
PV | 0 | 0 | 0 | 0 | 0 | 0
PeakG | 0 | 0 | 0 | 0 | 0 | 0
PeakO | 0 | 0 | 0 | 0 | 0 | 0
ST | 0 | 0 | 0 | 0 | 0 | 0
STOG | 0 | 0 | 0 | 0 | 0 | 0
STWD | 0 | 0 | 0 | 0 | 0 | 0
WT | 0 | 0 | 0 | 0 | 0 | 0
IGCC | 0 | 0 | 0 | 0 | 0 | 0
DemandResponse | 0 | 0 | 0 | 0 | 0 | 0
IGCC-CCS | 0 | 0 | 0 | 0 | 0 | 0
WT_off | 0 | 0 | 0 | 0 | 0 | 0
PseudoUnit | 0 | 0 | 0 | 0 | 0 | 0
FixedInterchange | 0 | 0 | 0 | 0 | 0 | 0
Retrofit FOM Costs by Reporting Type: HQ_NY
ReportingType | 2015 | 2020 | 2025 | 2030 | 2035 | 2040
BM | 0 | 0 | 0 | 0 | 0 | 0
CC | 0 | 0 | 0 | 0 | 0 | 0
CSP | 0 | 0 | 0 | 0 | 0 | 0
CT | 0 | 0 | 0 | 0 | 0 | 0
Coal | 0 | 0 | 0 | 0 | 0 | 0
Geo | 0 | 0 | 0 | 0 | 0 | 0
H | 0 | 0 | 0 | 0 | 0 | 0
LFG | 0 | 0 | 0 | 0 | 0 | 0
Nuc | 0 | 0 | 0 | 0 | 0 | 0
PS | 0 | 0 | 0 | 0 | 0 | 0
PV | 0 | 0 | 0 | 0 | 0 | 0
PeakG | 0 | 0 | 0 | 0 | 0 | 0
PeakO | 0 | 0 | 0 | 0 | 0 | 0
ST | 0 | 0 | 0 | 0 | 0 | 0
STOG | 0 | 0 | 0 | 0 | 0 | 0
STWD | 0 | 0 | 0 | 0 | 0 | 0
WT | 0 | 0 | 0 | 0 | 0 | 0
IGCC | 0 | 0 | 0 | 0 | 0 | 0
DemandResponse | 0 | 0 | 0 | 0 | 0 | 0
IGCC-CCS | 0 | 0 | 0 | 0 | 0 | 0
WT_off | 0 | 0 | 0 | 0 | 0 | 0
PseudoUnit | 0 | 0 | 0 | 0 | 0 | 0
FixedInterchange | 0 | 0 | 0 | 0 | 0 | 0
Retrofit FOM Costs by Reporting Type: MARITIMES
ReportingType | 2015 | 2020 | 2025 | 2030 | 2035 | 2040
BM | 0 | 0 | 0 | 0 | 0 | 0
CC | 0 | 0 | 0 | 0 | 0 | 0
CSP | 0 | 0 | 0 | 0 | 0 | 0
CT | 0 | 0 | 0 | 0 | 0 | 0
Coal | 0 | 0 | 0 | 0 | 0 | 0
Geo | 0 | 0 | 0 | 0 | 0 | 0
H | 0 | 0 | 0 | 0 | 0 | 0
LFG | 0 | 0 | 0 | 0 | 0 | 0
Nuc | 0 | 0 | 0 | 0 | 0 | 0
PS | 0 | 0 | 0 | 0 | 0 | 0
PV | 0 | 0 | 0 | 0 | 0 | 0
PeakG | 0 | 0 | 0 | 0 | 0 | 0
PeakO | 0 | 0 | 0 | 0 | 0 | 0
ST | 0 | 0 | 0 | 0 | 0 | 0
STOG | 0 | 0 | 0 | 0 | 0 | 0
STWD | 0 | 0 | 0 | 0 | 0 | 0
WT | 0 | 0 | 0 | 0 | 0 | 0
IGCC | 0 | 0 | 0 | 0 | 0 | 0
DemandResponse | 0 | 0 | 0 | 0 | 0 | 0
IGCC-CCS | 0 | 0 | 0 | 0 | 0 | 0
WT_off | 0 | 0 | 0 | 0 | 0 | 0
PseudoUnit | 0 | 0 | 0 | 0 | 0 | 0
FixedInterchange | 0 | 0 | 0 | 0 | 0 | 0
Retrofit FOM Costs by Reporting Type: All
ReportingType | 2015 | 2020 | 2025 | 2030 | 2035 | 2040
BM | 0 | 0 | 0 | 0 | 0 | 0
CC | 0 | 0 | 0 | 0 | 0 | 0
CSP | 0 | 0 | 0 | 0 | 0 | 0
CT | 0 | 0 | 0 | 0 | 0 | 0
Coal | 677.08 | 598.55 | 302.61 | 207.86 | 218.25 | 218.78
Geo | 0 | 0 | 0 | 0 | 0 | 0
H | 0 | 0 | 0 | 0 | 0 | 0
LFG | 0 | 0 | 0 | 0 | 0 | 0
Nuc | 0 | 0 | 0 | 0 | 0 | 0
PS | 0 | 0 | 0 | 0 | 0 | 0
PV | 0 | 0 | 0 | 0 | 0 | 0
PeakG | 0 | 0 | 0 | 0 | 0 | 0
PeakO | 0 | 0 | 0 | 0 | 0 | 0
ST | 0 | 0 | 0 | 0 | 0 | 0
STOG | 0 | 0 | 0 | 0 | 0 | 0
STWD | 0 | 0 | 0 | 0 | 0 | 0
WT | 0 | 0 | 0 | 0 | 0 | 0
IGCC | 0 | 0 | 0 | 0 | 0 | 0
DemandResponse | 0 | 0 | 0 | 0 | 0 | 0
IGCC-CCS | 0 | 0 | 0 | 0 | 0 | 0
WT_off | 0 | 0 | 0 | 0 | 0 | 0
PseudoUnit | 0 | 0 | 0 | 0 | 0 | 0
FixedInterchange | 0 | 0 | 0 | 0 | 0 | 0
Retrofit FOM Costs by Reporting Type: EI_US
ReportingType | 2015 | 2020 | 2025 | 2030 | 2035 | 2040
BM | 0 | 0 | 0 | 0 | 0 | 0
CC | 0 | 0 | 0 | 0 | 0 | 0
CSP | 0 | 0 | 0 | 0 | 0 | 0
CT | 0 | 0 | 0 | 0 | 0 | 0
Coal | 547.48 | 470.34 | 249.17 | 178.75 | 188.43 | 188.96
Geo | 0 | 0 | 0 | 0 | 0 | 0
H | 0 | 0 | 0 | 0 | 0 | 0
LFG | 0 | 0 | 0 | 0 | 0 | 0
Nuc | 0 | 0 | 0 | 0 | 0 | 0
PS | 0 | 0 | 0 | 0 | 0 | 0
PV | 0 | 0 | 0 | 0 | 0 | 0
PeakG | 0 | 0 | 0 | 0 | 0 | 0
PeakO | 0 | 0 | 0 | 0 | 0 | 0
ST | 0 | 0 | 0 | 0 | 0 | 0
STOG | 0 | 0 | 0 | 0 | 0 | 0
STWD | 0 | 0 | 0 | 0 | 0 | 0
WT | 0 | 0 | 0 | 0 | 0 | 0
IGCC | 0 | 0 | 0 | 0 | 0 | 0
DemandResponse | 0 | 0 | 0 | 0 | 0 | 0
IGCC-CCS | 0 | 0 | 0 | 0 | 0 | 0
WT_off | 0 | 0 | 0 | 0 | 0 | 0
PseudoUnit | 0 | 0 | 0 | 0 | 0 | 0
FixedInterchange | 0 | 0 | 0 | 0 | 0 | 0
Retrofit FOM Costs by Reporting Type: EI_Canada
ReportingType | 2015 | 2020 | 2025 | 2030 | 2035 | 2040
BM | 0 | 0 | 0 | 0 | 0 | 0
CC | 0 | 0 | 0 | 0 | 0 | 0
CSP | 0 | 0 | 0 | 0 | 0 | 0
CT | 0 | 0 | 0 | 0 | 0 | 0
Coal | 0 | 0 | 0 | 0 | 0 | 0
Geo | 0 | 0 | 0 | 0 | 0 | 0
H | 0 | 0 | 0 | 0 | 0 | 0
LFG | 0 | 0 | 0 | 0 | 0 | 0
Nuc | 0 | 0 | 0 | 0 | 0 | 0
PS | 0 | 0 | 0 | 0 | 0 | 0
PV | 0 | 0 | 0 | 0 | 0 | 0
PeakG | 0 | 0 | 0 | 0 | 0 | 0
PeakO | 0 | 0 | 0 | 0 | 0 | 0
ST | 0 | 0 | 0 | 0 | 0 | 0
STOG | 0 | 0 | 0 | 0 | 0 | 0
STWD | 0 | 0 | 0 | 0 | 0 | 0
WT | 0 | 0 | 0 | 0 | 0 | 0
IGCC | 0 | 0 | 0 | 0 | 0 | 0
DemandResponse | 0 | 0 | 0 | 0 | 0 | 0
IGCC-CCS | 0 | 0 | 0 | 0 | 0 | 0
WT_off | 0 | 0 | 0 | 0 | 0 | 0
PseudoUnit | 0 | 0 | 0 | 0 | 0 | 0
FixedInterchange | 0 | 0 | 0 | 0 | 0 | 0
Retrofit FOM Costs by Reporting Type: EI
ReportingType | 2015 | 2020 | 2025 | 2030 | 2035 | 2040
BM | 0 | 0 | 0 | 0 | 0 | 0
CC | 0 | 0 | 0 | 0 | 0 | 0
CSP | 0 | 0 | 0 | 0 | 0 | 0
CT | 0 | 0 | 0 | 0 | 0 | 0
Coal | 547.48 | 470.34 | 249.17 | 178.75 | 188.43 | 188.96
Geo | 0 | 0 | 0 | 0 | 0 | 0
H | 0 | 0 | 0 | 0 | 0 | 0
LFG | 0 | 0 | 0 | 0 | 0 | 0
Nuc | 0 | 0 | 0 | 0 | 0 | 0
PS | 0 | 0 | 0 | 0 | 0 | 0
PV | 0 | 0 | 0 | 0 | 0 | 0
PeakG | 0 | 0 | 0 | 0 | 0 | 0
PeakO | 0 | 0 | 0 | 0 | 0 | 0
ST | 0 | 0 | 0 | 0 | 0 | 0
STOG | 0 | 0 | 0 | 0 | 0 | 0
STWD | 0 | 0 | 0 | 0 | 0 | 0
WT | 0 | 0 | 0 | 0 | 0 | 0
IGCC | 0 | 0 | 0 | 0 | 0 | 0
DemandResponse | 0 | 0 | 0 | 0 | 0 | 0
IGCC-CCS | 0 | 0 | 0 | 0 | 0 | 0
WT_off | 0 | 0 | 0 | 0 | 0 | 0
PseudoUnit | 0 | 0 | 0 | 0 | 0 | 0
FixedInterchange | 0 | 0 | 0 | 0 | 0 | 0
Retrofit FOM Costs by Reporting Type: Outside_EI
ReportingType | 2015 | 2020 | 2025 | 2030 | 2035 | 2040
BM | 0 | 0 | 0 | 0 | 0 | 0
CC | 0 | 0 | 0 | 0 | 0 | 0
CSP | 0 | 0 | 0 | 0 | 0 | 0
CT | 0 | 0 | 0 | 0 | 0 | 0
Coal | 129.6 | 128.21 | 53.44 | 29.11 | 29.82 | 29.82
Geo | 0 | 0 | 0 | 0 | 0 | 0
H | 0 | 0 | 0 | 0 | 0 | 0
LFG | 0 | 0 | 0 | 0 | 0 | 0
Nuc | 0 | 0 | 0 | 0 | 0 | 0
PS | 0 | 0 | 0 | 0 | 0 | 0
PV | 0 | 0 | 0 | 0 | 0 | 0
PeakG | 0 | 0 | 0 | 0 | 0 | 0
PeakO | 0 | 0 | 0 | 0 | 0 | 0
ST | 0 | 0 | 0 | 0 | 0 | 0
STOG | 0 | 0 | 0 | 0 | 0 | 0
STWD | 0 | 0 | 0 | 0 | 0 | 0
WT | 0 | 0 | 0 | 0 | 0 | 0
IGCC | 0 | 0 | 0 | 0 | 0 | 0
DemandResponse | 0 | 0 | 0 | 0 | 0 | 0
IGCC-CCS | 0 | 0 | 0 | 0 | 0 | 0
WT_off | 0 | 0 | 0 | 0 | 0 | 0
PseudoUnit | 0 | 0 | 0 | 0 | 0 | 0
FixedInterchange | 0 | 0 | 0 | 0 | 0 | 0
#12 | 0.01 0: Levelized Capital Costs ($million)
Levelized Capital Costs by Reporting Type: Entergy
ReportingType | 2015 | 2020 | 2025 | 2030 | 2035 | 2040
BM | 0 | 0 | 0 | 0 | 0.02 | 2451.29
CC | 276.45 | 618.79 | 618.8 | 618.81 | 618.81 | 342.36
CSP | 0 | 0 | 0 | 0 | 0 | 0
CT | 0 | 0.01 | 0.01 | 0.01 | 0.01 | 0
Coal | 202.06 | 202.06 | 202.06 | 202.06 | 202.06 | 202.06
Geo | 0 | 0 | 0 | 0 | 0 | 0
H | 0 | 0 | 0.01 | 0.01 | 365.55 | 365.55
LFG | 0 | 0 | 20.09 | 20.14 | 20.14 | 20.14
Nuc | 0 | 0 | 0.01 | 0.01 | 0.03 | 0.07
PS | 0 | 0 | 0 | 0 | 0 | 0
PV | 0.02 | 20.78 | 29.83 | 29.83 | 29.81 | 9.5
PeakG | 0 | 0 | 0 | 0 | 0 | 0
PeakO | 0 | 0 | 0 | 0 | 0 | 0
ST | 0 | 0 | 0 | 0 | 0 | 0
STOG | 0 | 0 | 0 | 0 | 0 | 0
STWD | 0 | 0 | 0 | 0 | 0 | 0
WT | 0.01 | 0.01 | 0.03 | 25.55 | 612.83 | 612.82
IGCC | 0 | 0 | 0 | 0 | 0.01 | 0.01
DemandResponse | 0 | 0 | 0 | 0 | 0 | 0
IGCC-CCS | 0 | 0 | 0.01 | 0.01 | 0.01 | 0.02
WT_off | 0 | 0 | 0 | 0 | 0 | 0
PseudoUnit | 0 | 0 | 0 | 0 | 0 | 0
FixedInterchange | 0 | 0 | 0 | 0 | 0 | 0
Levelized Capital Costs by Reporting Type: FRCC
ReportingType | 2015 | 2020 | 2025 | 2030 | 2035 | 2040
BM | 0 | 0 | 0 | 0 | 0.06 | 684.59
CC | 1385.31 | 1386.78 | 1386.79 | 1386.79 | 1386.79 | 1.49
CSP | 0 | 0 | 0 | 0 | 0 | 0
CT | 196.14 | 196.14 | 196.14 | 196.13 | 0 | 0
Coal | 0 | 0.01 | 0.01 | 0.01 | 0.01 | 0.01
Geo | 0 | 0 | 0 | 0 | 0 | 0
H | 0 | 0 | 0 | 0.01 | 0.02 | 0.04
LFG | 0 | 0 | 37.91 | 37.91 | 37.91 | 37.91
Nuc | 0 | 0 | 1413.18 | 9181.07 | 12692.47 | 14704.99
PS | 0 | 0 | 0 | 0 | 0 | 0
PV | 0 | 0 | 0.01 | 0.01 | 0.01 | 0.04
PeakG | 0 | 0 | 0 | 0 | 0 | 0
PeakO | 0 | 0 | 0 | 0 | 0 | 0
ST | 0 | 0 | 0 | 0 | 0 | 0
STOG | 0 | 0 | 0 | 0 | 0 | 0
STWD | 0 | 0 | 0 | 0 | 0 | 0
WT | 0 | 0 | 0 | 0 | 0 | 0
IGCC | 0 | 0 | 0.01 | 0.01 | 0.01 | 0.01
DemandResponse | 0 | 0 | 0 | 0 | 0 | 0
IGCC-CCS | 0 | 0 | 0.01 | 0.01 | 0.02 | 0.02
WT_off | 0 | 0 | 0 | 0 | 0 | 0
PseudoUnit | 0 | 0 | 0 | 0 | 0 | 0
FixedInterchange | 0 | 0 | 0 | 0 | 0 | 0
Levelized Capital Costs by Reporting Type: MAPP_US
ReportingType | 2015 | 2020 | 2025 | 2030 | 2035 | 2040
BM | 0 | 0 | 0 | 0 | 0 | 0.01
CC | 0.03 | 0.06 | 0.09 | 0.11 | 0.12 | 0.11
CSP | 0 | 0 | 0 | 0 | 0 | 0
CT | 25.9 | 36.31 | 36.31 | 60.59 | 37.95 | 30.22
Coal | 0.01 | 0.01 | 0.01 | 0.01 | 0.01 | 0.01
Geo | 0 | 0 | 0 | 0 | 0 | 0
H | 0 | 0 | 0 | 0 | 0 | 0
LFG | 0 | 0 | 0 | 13.25 | 13.25 | 13.25
Nuc | 0 | 0 | 0 | 0 | 0.01 | 0.01
PS | 0 | 0 | 0 | 0 | 0 | 0
PV | 0 | 0 | 0.01 | 0 | 0 | 0
PeakG | 0 | 0 | 0 | 0 | 0 | 0
PeakO | 0 | 0 | 0 | 0 | 0 | 0
ST | 0 | 0 | 0 | 0 | 0 | 0
STOG | 0 | 0 | 0 | 0 | 0 | 0
STWD | 0 | 0 | 0 | 0 | 0 | 0
WT | 91.97 | 922.63 | 1166.06 | 1128.69 | 1074.1 | 243.45
IGCC | 0 | 0.01 | 0.01 | 0.01 | 0.01 | 0.01
DemandResponse | 0 | 0 | 0 | 0 | 0 | 0
IGCC-CCS | 0 | 0.01 | 0.01 | 0.01 | 0.02 | 0.03
WT_off | 0 | 0 | 0 | 0 | 0 | 0
PseudoUnit | 0 | 0 | 0 | 0 | 0 | 0
FixedInterchange | 0 | 0 | 0 | 0 | 0 | 0
Levelized Capital Costs by Reporting Type: MISO_IN
ReportingType | 2015 | 2020 | 2025 | 2030 | 2035 | 2040
BM | 0 | 0 | 0 | 0 | 0.02 | 0.08
CC | 19.16 | 1873.95 | 1873.96 | 1873.96 | 1873.96 | 1854.81
CSP | 0 | 0 | 0 | 0 | 0 | 0
CT | 0 | 0.01 | 0.01 | 0.01 | 0.01 | 0
Coal | 0 | 0.01 | 0.01 | 0.01 | 0.01 | 0.01
Geo | 0 | 0 | 0 | 0 | 0 | 0
H | 0 | 0 | 0 | 0 | 0 | 0
LFG | 0 | 0 | 15.89 | 15.89 | 15.89 | 15.89
Nuc | 0 | 0 | 0.01 | 0.01 | 0.03 | 0.03
PS | 0 | 0 | 0 | 0 | 0 | 0
PV | 0 | 80.17 | 116.38 | 117.7 | 117.7 | 37.53
PeakG | 0 | 0 | 0 | 0 | 0 | 0
PeakO | 0 | 0 | 0 | 0 | 0 | 0
ST | 0 | 0 | 0 | 0 | 0 | 0
STOG | 0 | 0 | 0 | 0 | 0 | 0
STWD | 0 | 0 | 0 | 0 | 0 | 0
WT | 0.01 | 0.01 | 0.03 | 8802.95 | 8802.95 | 8802.95
IGCC | 215.26 | 215.26 | 215.26 | 215.26 | 215.26 | 215.26
DemandResponse | 0 | 0 | 0 | 0 | 0 | 0
IGCC-CCS | 0 | 0.01 | 0.01 | 0.01 | 0.02 | 0.02
WT_off | 0 | 0.01 | 0.01 | 0.01 | 0.01 | 0.01
PseudoUnit | 0 | 0 | 0 | 0 | 0 | 0
FixedInterchange | 0 | 0 | 0 | 0 | 0 | 0
Levelized Capital Costs by Reporting Type: MISO_MI
ReportingType | 2015 | 2020 | 2025 | 2030 | 2035 | 2040
BM | 0 | 0 | 0 | 0 | 0.03 | 694.73
CC | 187.3 | 187.77 | 187.78 | 187.79 | 187.79 | 0.49
CSP | 0 | 0 | 0 | 0 | 0 | 0
CT | 0 | 0.01 | 0.01 | 0.01 | 0.01 | 0
Coal | 0 | 0.01 | 0.01 | 0.01 | 0.01 | 0.01
Geo | 0 | 0 | 0 | 0 | 0 | 0
H | 0 | 0 | 0 | 0 | 0 | 0
LFG | 0 | 0.01 | 33.41 | 33.41 | 33.41 | 33.41
Nuc | 0 | 0 | 0.01 | 0.01 | 130.22 | 635.93
PS | 0 | 0 | 0 | 0 | 0 | 0
PV | 0 | 0 | 0.01 | 0 | 0 | 0
PeakG | 0 | 0 | 0 | 0 | 0 | 0
PeakO | 0 | 0 | 0 | 0 | 0 | 0
ST | 0 | 0 | 0 | 0 | 0 | 0
STOG | 0 | 0 | 0 | 0 | 0 | 0
STWD | 0 | 0 | 0 | 0 | 0 | 0
WT | 480.98 | 573.9 | 573.91 | 612.87 | 131.9 | 38.98
IGCC | 0 | 0.01 | 0.01 | 0.01 | 0.01 | 0.01
DemandResponse | 0 | 0 | 0 | 0 | 0 | 0
IGCC-CCS | 0 | 0.01 | 0.01 | 0.01 | 0.03 | 0.03
WT_off | 0.04 | 0.04 | 0.04 | 0.03 | 0.01 | 0.01
PseudoUnit | 0 | 0 | 0 | 0 | 0 | 0
FixedInterchange | 0 | 0 | 0 | 0 | 0 | 0
Levelized Capital Costs by Reporting Type: MISO_MO-IL
ReportingType | 2015 | 2020 | 2025 | 2030 | 2035 | 2040
BM | 0 | 0 | 0 | 0 | 0.01 | 0.02
CC | 0.03 | 0.06 | 0.07 | 0.08 | 0.07 | 0.05
CSP | 0 | 0 | 0 | 0 | 0 | 0
CT | 0 | 0.01 | 0.01 | 0.01 | 0.01 | 0
Coal | 574.94 | 574.94 | 574.94 | 574.94 | 574.94 | 574.94
Geo | 0 | 0 | 0 | 0 | 0 | 0
H | 0 | 97.13 | 97.15 | 97.15 | 97.15 | 97.15
LFG | 0 | 0 | 46.75 | 46.75 | 46.75 | 46.75
Nuc | 0 | 0 | 0.01 | 0.01 | 0.02 | 0.02
PS | 0 | 0 | 0 | 0 | 0 | 0
PV | 0 | 0 | 0.01 | 0 | 0 | 0
PeakG | 0 | 0 | 0 | 0 | 0 | 0
PeakO | 0 | 0 | 0 | 0 | 0 | 0
ST | 0 | 0 | 0 | 0 | 0 | 0
STOG | 0 | 0 | 0 | 0 | 0 | 0
STWD | 0 | 0 | 0 | 0 | 0 | 0
WT | 68.53 | 68.53 | 1228.01 | 2894.25 | 2825.73 | 2825.72
IGCC | 0 | 0 | 0 | 0 | 0 | 0
DemandResponse | 0 | 0 | 0 | 0 | 0 | 0
IGCC-CCS | 0 | 0 | 0.01 | 0.01 | 0.01 | 0.01
WT_off | 0 | 0 | 0 | 0 | 0 | 0
PseudoUnit | 0 | 0 | 0 | 0 | 0 | 0
FixedInterchange | 0 | 0 | 0 | 0 | 0 | 0
Levelized Capital Costs by Reporting Type: MISO_W
ReportingType | 2015 | 2020 | 2025 | 2030 | 2035 | 2040
BM | 0 | 0 | 0 | 0 | 0 | 0.01
CC | 0.04 | 0.06 | 0.08 | 0.09 | 0.08 | 0.06
CSP | 0 | 0 | 0 | 0 | 0 | 0
CT | 0.01 | 0.03 | 0.03 | 0.02 | 0.02 | 0
Coal | 0.01 | 0.01 | 0.01 | 0.01 | 0.01 | 0.01
Geo | 0 | 0 | 0 | 0 | 0 | 0
H | 0 | 0 | 0 | 0 | 0 | 0
LFG | 0 | 0 | 0.01 | 14.86 | 14.86 | 14.86
Nuc | 0 | 0 | 0 | 0 | 0.01 | 0.01
PS | 0 | 0 | 0 | 0 | 0 | 0
PV | 0 | 0 | 0.01 | 0 | 0 | 0
PeakG | 0 | 0 | 0 | 0 | 0 | 0
PeakO | 0 | 0 | 0 | 0 | 0 | 0
ST | 0 | 0 | 0 | 0 | 0 | 0
STOG | 0 | 0 | 0 | 0 | 0 | 0
STWD | 0 | 0 | 0 | 0 | 0 | 0
WT | 658.73 | 658.74 | 10714.12 | 13192.2 | 12598.81 | 13329.86
IGCC | 0 | 0.01 | 0.01 | 0.01 | 0.01 | 0.01
DemandResponse | 0 | 0 | 0 | 0 | 0 | 0
IGCC-CCS | 0 | 0.01 | 0.01 | 0.01 | 0.02 | 0.03
WT_off | 0 | 0 | 0 | 0 | 0 | 0
PseudoUnit | 0 | 0 | 0 | 0 | 0 | 0
FixedInterchange | 0 | 0 | 0 | 0 | 0 | 0
Levelized Capital Costs by Reporting Type: MISO_WUMS
ReportingType | 2015 | 2020 | 2025 | 2030 | 2035 | 2040
BM | 0 | 0 | 0 | 0 | 0.04 | 216.88
CC | 752.98 | 810.36 | 810.37 | 810.38 | 810.37 | 57.4
CSP | 0 | 0 | 0 | 0 | 0 | 0
CT | 0 | 0.01 | 0.01 | 0.01 | 0.01 | 0
Coal | 184.51 | 184.51 | 184.51 | 184.51 | 184.51 | 184.51
Geo | 0 | 0 | 0 | 0 | 0 | 0
H | 0 | 0.02 | 0.02 | 0.02 | 0.02 | 0.02
LFG | 0 | 0 | 9.5 | 43.4 | 43.4 | 43.4
Nuc | 0 | 0 | 0.01 | 0.01 | 0.05 | 0.06
PS | 0 | 0 | 0 | 0 | 0 | 0
PV | 0 | 0.01 | 0.01 | 0 | 0 | 0.01
PeakG | 0 | 0 | 0 | 0 | 0 | 0
PeakO | 0 | 0 | 0 | 0 | 0 | 0
ST | 0 | 0 | 0 | 0 | 0 | 0
STOG | 0 | 0 | 0 | 0 | 0 | 0
STWD | 0 | 0 | 0 | 0 | 0 | 0
WT | 218.37 | 218.37 | 224.5 | 1631.78 | 1413.42 | 1413.44
IGCC | 0 | 0 | 0 | 0 | 0 | 0
DemandResponse | 0 | 0 | 0 | 0 | 0 | 0
IGCC-CCS | 0 | 0 | 0 | 0 | 0.01 | 0.01
WT_off | 0.07 | 0.07 | 0.08 | 0.07 | 0.01 | 0.01
PseudoUnit | 0 | 0 | 0 | 0 | 0 | 0
FixedInterchange | 0 | 0 | 0 | 0 | 0 | 0
Levelized Capital Costs by Reporting Type: Nebraska
ReportingType | 2015 | 2020 | 2025 | 2030 | 2035 | 2040
BM | 0 | 0 | 0 | 0 | 0 | 0
CC | 0.01 | 0.02 | 0.03 | 0.03 | 0.04 | 0.03
CSP | 0 | 0 | 0 | 0 | 0 | 0
CT | 0 | 0 | 0 | 0 | 0.01 | 0
Coal | 66.52 | 66.52 | 66.52 | 66.52 | 66.52 | 66.52
Geo | 0 | 0 | 0 | 0 | 0 | 0
H | 0 | 0 | 0 | 0 | 0 | 0
LFG | 0 | 0 | 0 | 13.78 | 13.78 | 13.78
Nuc | 0 | 0 | 0 | 0 | 0 | 0
PS | 0 | 0 | 0 | 0 | 0 | 0
PV | 0 | 0.01 | 0.01 | 0 | 0 | 0
PeakG | 0 | 0 | 0 | 0 | 0 | 0
PeakO | 0 | 0 | 0 | 0 | 0 | 0
ST | 0 | 0 | 0 | 0 | 0 | 0
STOG | 0 | 0 | 0 | 0 | 0 | 0
STWD | 0 | 0 | 0 | 0 | 0 | 0
WT | 44.37 | 3455.88 | 3455.9 | 3446.57 | 4446.34 | 1034.84
IGCC | 0 | 0 | 0 | 0 | 0 | 0
DemandResponse | 0 | 0 | 0 | 0 | 0 | 0
IGCC-CCS | 0 | 0 | 0 | 0 | 0 | 0
WT_off | 0 | 0 | 0 | 0 | 0 | 0
PseudoUnit | 0 | 0 | 0 | 0 | 0 | 0
FixedInterchange | 0 | 0 | 0 | 0 | 0 | 0
Levelized Capital Costs by Reporting Type: NEISO
ReportingType | 2015 | 2020 | 2025 | 2030 | 2035 | 2040
BM | 115.57 | 115.57 | 115.57 | 115.57 | 115.57 | 115.58
CC | 273.5 | 273.51 | 273.52 | 273.52 | 273.52 | 0.02
CSP | 0 | 0 | 0 | 0 | 0 | 0
CT | 30 | 30 | 30 | 29.13 | 0 | 0
Coal | 0 | 0 | 0 | 0 | 0 | 0
Geo | 0 | 0 | 0 | 0 | 0 | 0
H | 0 | 0.01 | 0.03 | 0.99 | 0.99 | 0.99
LFG | 10.66 | 10.66 | 10.67 | 24.95 | 14.31 | 14.31
Nuc | 0 | 0 | 0 | 0 | 0.01 | 0.01
PS | 0 | 0 | 0 | 0 | 0 | 0
PV | 0.02 | 108.48 | 108.48 | 108.47 | 108.48 | 0.03
PeakG | 0 | 0 | 0 | 0 | 0 | 0
PeakO | 0 | 0 | 0 | 0 | 0 | 0
ST | 0 | 0 | 0 | 0 | 0 | 0
STOG | 0 | 0 | 0 | 0 | 0 | 0
STWD | 0 | 0 | 0 | 0 | 0 | 0
WT | 54.52 | 609.42 | 1156.14 | 1148.91 | 4339.52 | 3784.62
IGCC | 0 | 0 | 0 | 0 | 0 | 0
DemandResponse | 0 | 0 | 0 | 0 | 0 | 0
IGCC-CCS | 0 | 0 | 0 | 0 | 0 | 0.01
WT_off | 283.41 | 283.43 | 283.44 | 283.36 | 0.08 | 0.07
PseudoUnit | 0 | 0 | 0 | 0 | 0 | 0
FixedInterchange | 0 | 0 | 0 | 0 | 0 | 0
Levelized Capital Costs by Reporting Type: NonRTO_Midwest
ReportingType | 2015 | 2020 | 2025 | 2030 | 2035 | 2040
BM | 0 | 0 | 0 | 0 | 98.88 | 1616.3
CC | 312.16 | 566.9 | 566.92 | 566.92 | 566.92 | 254.76
CSP | 0 | 0 | 0 | 0 | 0 | 0
CT | 0 | 0 | 0 | 0 | 0 | 0
Coal | 0 | 0 | 0 | 0 | 0 | 0.01
Geo | 0 | 0 | 0 | 0 | 0 | 0
H | 0 | 0.01 | 245.9 | 245.9 | 245.9 | 245.9
LFG | 0 | 0 | 30.01 | 30 | 30 | 30
Nuc | 0 | 0 | 0.05 | 0.06 | 668.72 | 668.73
PS | 0 | 0 | 0 | 0 | 0 | 0
PV | 0 | 0 | 0.01 | 0 | 0 | 0.01
PeakG | 0 | 0 | 0 | 0 | 0 | 0
PeakO | 0 | 0 | 0 | 0 | 0 | 0
ST | 0 | 0 | 0 | 0 | 0 | 0
STOG | 0 | 0 | 0 | 0 | 0 | 0
STWD | 0 | 0 | 0 | 0 | 0 | 0
WT | 0 | 0.01 | 0.01 | 0.01 | 0.01 | 0.01
IGCC | 0 | 0 | 0 | 0 | 0 | 0
DemandResponse | 0 | 0 | 0 | 0 | 0 | 0
IGCC-CCS | 0 | 0 | 0.01 | 0.01 | 0.02 | 0.02
WT_off | 0 | 0 | 0 | 0 | 0 | 0
PseudoUnit | 0 | 0 | 0 | 0 | 0 | 0
FixedInterchange | 0 | 0 | 0 | 0 | 0 | 0
Levelized Capital Costs by Reporting Type: NYISO_A-F
ReportingType | 2015 | 2020 | 2025 | 2030 | 2035 | 2040
BM | 0 | 0 | 0 | 0 | 0.01 | 0.01
CC | 85.72 | 85.72 | 85.73 | 85.73 | 85.73 | 0.01
CSP | 0 | 0 | 0 | 0 | 0 | 0
CT | 0 | 0 | 0 | 0 | 0 | 0
Coal | 0 | 0 | 0 | 0 | 0 | 0
Geo | 0 | 0 | 0 | 0 | 0 | 0
H | 0 | 0 | 0 | 0 | 0 | 0
LFG | 1.35 | 1.35 | 14.91 | 14.91 | 13.57 | 13.57
Nuc | 0 | 0 | 0 | 0.01 | 0.01 | 0.01
PS | 0 | 0 | 0 | 0 | 0 | 0
PV | 0 | 0 | 0.01 | 0 | 0 | 0.01
PeakG | 0 | 0 | 0 | 0 | 0 | 0
PeakO | 0 | 0 | 0 | 0 | 0 | 0
ST | 0 | 0 | 0 | 0 | 0 | 0
STOG | 0 | 0 | 0 | 0 | 0 | 0
STWD | 0 | 0 | 0 | 0 | 0 | 0
WT | 571.18 | 727.42 | 727.43 | 2887.44 | 2343.47 | 2187.24
IGCC | 0 | 0 | 0 | 0 | 0 | 0
DemandResponse | 0 | 0 | 0 | 0 | 0 | 0
IGCC-CCS | 0 | 0 | 0 | 0 | 0.01 | 0.01
WT_off | 0.12 | 0.12 | 0.13 | 0.04 | 0.02 | 0.01
PseudoUnit | 0 | 0 | 0 | 0 | 0 | 0
FixedInterchange | 0 | 0 | 0 | 0 | 0 | 0
Levelized Capital Costs by Reporting Type: NYISO_G-I
ReportingType | 2015 | 2020 | 2025 | 2030 | 2035 | 2040
BM | 0 | 0 | 0 | 0.01 | 239.62 | 239.74
CC | 0.01 | 0.09 | 6.45 | 6.46 | 6.45 | 6.44
CSP | 0 | 0 | 0 | 0 | 0 | 0
CT | 0 | 0 | 0.01 | 0.01 | 0.01 | 0
Coal | 0 | 0 | 0 | 0 | 0 | 0
Geo | 0 | 0 | 0 | 0 | 0 | 0
H | 0 | 0 | 0 | 0 | 0 | 0
LFG | 0 | 0 | 14.85 | 14.84 | 14.84 | 14.84
Nuc | 0 | 0 | 0.01 | 0.01 | 4.24 | 1504.7
PS | 0 | 0 | 0 | 0 | 0 | 0
PV | 0 | 0.01 | 0.01 | 0 | 0.01 | 0.01
PeakG | 0 | 0 | 0 | 0 | 0 | 0
PeakO | 0 | 0 | 0 | 0 | 0 | 0
ST | 0 | 0 | 0 | 0 | 0 | 0
STOG | 0 | 0 | 0 | 0 | 0 | 0
STWD | 0 | 0 | 0 | 0 | 0 | 0
WT | 0.02 | 12.7 | 12.77 | 76.53 | 76.52 | 63.85
IGCC | 0 | 0 | 0 | 0 | 0 | 0
DemandResponse | 0 | 0 | 0 | 0 | 0 | 0
IGCC-CCS | 0 | 0 | 0 | 0 | 0.01 | 0.01
WT_off | 0.03 | 0.04 | 0.04 | 0.03 | 0.02 | 0.02
PseudoUnit | 0 | 0 | 0 | 0 | 0 | 0
FixedInterchange | 0 | 0 | 0 | 0 | 0 | 0
Levelized Capital Costs by Reporting Type: NYISO_J-K
ReportingType | 2015 | 2020 | 2025 | 2030 | 2035 | 2040
BM | 0 | 0 | 0 | 0 | 0 | 0
CC | 226.37 | 226.38 | 226.4 | 226.41 | 226.42 | 0.06
CSP | 0 | 0 | 0 | 0 | 0 | 0
CT | 0 | 0 | 0.01 | 0.01 | 0.01 | 0.01
Coal | 0 | 0 | 0 | 0 | 0 | 0
Geo | 0 | 0 | 0 | 0 | 0 | 0
H | 0 | 0 | 0 | 0 | 0 | 0
LFG | 0 | 0 | 0.02 | 20.47 | 20.47 | 20.47
Nuc | 0 | 0 | 0 | 0 | 0 | 0
PS | 0 | 0 | 0 | 0 | 0 | 0
PV | 16.99 | 16.99 | 16.99 | 16.99 | 0 | 0
PeakG | 0 | 0 | 0 | 0 | 0 | 0
PeakO | 0 | 0 | 0 | 0 | 0 | 0
ST | 0 | 0 | 0 | 0 | 0 | 0
STOG | 0 | 0 | 0 | 0 | 0 | 0
STWD | 0 | 0 | 0 | 0 | 0 | 0
WT | 0.01 | 0.01 | 0.02 | 0.21 | 89.59 | 89.59
IGCC | 0 | 0 | 0 | 0 | 0 | 0
DemandResponse | 0 | 0 | 0 | 0 | 0 | 0
IGCC-CCS | 0 | 0 | 0 | 0 | 0 | 0
WT_off | 0 | 0 | 0 | 0.01 | 0.01 | 0.01
PseudoUnit | 0 | 0 | 0 | 0 | 0 | 0
FixedInterchange | 0 | 0 | 0 | 0 | 0 | 0
Levelized Capital Costs by Reporting Type: PJM_E
ReportingType | 2015 | 2020 | 2025 | 2030 | 2035 | 2040
BM | 14.48 | 14.48 | 14.48 | 14.48 | 14.5 | 14.5
CC | 673.31 | 673.32 | 673.32 | 673.33 | 582.42 | 0.03
CSP | 0 | 0 | 0 | 0 | 0 | 0
CT | 2.28 | 2.28 | 2.28 | 0 | 0 | 0
Coal | 9.09 | 9.09 | 9.09 | 9.09 | 9.09 | 9.09
Geo | 0 | 0 | 0 | 0 | 0 | 0
H | 0 | 0 | 0 | 0 | 0 | 0
LFG | 2.19 | 32.86 | 32.86 | 30.67 | 30.67 | 0
Nuc | 0 | 0 | 0 | 0.04 | 0.1 | 0.15
PS | 0 | 0 | 0 | 0 | 0 | 0
PV | 11.04 | 11.04 | 11.04 | 11.04 | 0 | 0
PeakG | 0 | 0 | 0 | 0 | 0 | 0
PeakO | 0 | 0 | 0 | 0 | 0 | 0
ST | 0 | 0 | 0 | 0 | 0 | 0
STOG | 0 | 0 | 0 | 0 | 0 | 0
STWD | 0 | 0 | 0 | 0 | 0 | 0
WT | 300.12 | 300.13 | 300.13 | 300.12 | 0.02 | 0.01
IGCC | 0 | 0 | 0 | 0 | 0 | 0
DemandResponse | 0 | 0 | 0 | 0 | 0 | 0
IGCC-CCS | 0 | 0 | 0 | 0.01 | 0.01 | 0.01
WT_off | 0.04 | 0.04 | 540.39 | 540.36 | 540.36 | 540.36
PseudoUnit | 0 | 0 | 0 | 0 | 0 | 0
FixedInterchange | 0 | 0 | 0 | 0 | 0 | 0
Levelized Capital Costs by Reporting Type: PJM_ROM
ReportingType | 2015 | 2020 | 2025 | 2030 | 2035 | 2040
BM | 7.8 | 7.8 | 7.8 | 7.81 | 869.73 | 869.94
CC | 232.92 | 232.93 | 232.94 | 232.95 | 232.95 | 0.03
CSP | 0 | 0 | 0 | 0 | 0 | 0
CT | 1.4 | 1.4 | 1.4 | 1.4 | 0 | 0
Coal | 10.21 | 10.21 | 10.21 | 10.21 | 10.21 | 10.21
Geo | 0 | 0 | 0 | 0 | 0 | 0
H | 0 | 0.02 | 0.03 | 223.48 | 223.48 | 223.48
LFG | 3.93 | 57.29 | 57.29 | 55.71 | 53.36 | 0
Nuc | 0 | 0 | 0 | 0.07 | 1835.71 | 6315.41
PS | 0 | 0 | 0 | 0 | 0 | 0
PV | 0.01 | 474.32 | 718.25 | 772.78 | 776.94 | 322.21
PeakG | 0 | 0 | 0 | 0 | 0 | 0
PeakO | 0 | 0 | 0 | 0 | 0 | 0
ST | 0 | 0 | 0 | 0 | 0 | 0
STOG | 0 | 0 | 0 | 0 | 0 | 0
STWD | 0 | 0 | 0 | 0 | 0 | 0
WT | 113.57 | 281.76 | 281.77 | 254.36 | 168.21 | 0.02
IGCC | 0 | 0 | 0 | 0 | 0 | 0
DemandResponse | 0 | 0 | 0 | 0 | 0 | 0
IGCC-CCS | 0 | 0 | 0.01 | 0.01 | 0.02 | 0.02
WT_off | 0.08 | 0.09 | 0.09 | 0.02 | 0.02 | 0.02
PseudoUnit | 0 | 0 | 0 | 0 | 0 | 0
FixedInterchange | 0 | 0 | 0 | 0 | 0 | 0
Levelized Capital Costs by Reporting Type: PJM_ROR
ReportingType | 2015 | 2020 | 2025 | 2030 | 2035 | 2040
BM | 165.77 | 165.77 | 165.77 | 165.77 | 165.78 | 3695.36
CC | 1898.49 | 2755.61 | 2755.62 | 2755.63 | 2735.54 | 857.14
CSP | 0 | 0 | 0 | 0 | 0 | 0
CT | 2.4 | 2.4 | 2.4 | 2.4 | 0 | 0
Coal | 648.6 | 648.6 | 648.6 | 648.6 | 648.6 | 648.6
Geo | 0 | 0 | 0 | 0 | 0 | 0
H | 0 | 174.52 | 174.52 | 174.52 | 174.52 | 174.52
LFG | 11.72 | 113.03 | 113.04 | 107.38 | 101.31 | 0
Nuc | 0 | 0 | 0 | 261.82 | 2103.83 | 4194.48
PS | 0 | 0 | 0 | 0 | 0 | 0
PV | 0 | 0.01 | 0.01 | 0.01 | 0.01 | 0.01
PeakG | 0 | 0 | 0 | 0 | 0 | 0
PeakO | 0 | 0 | 0 | 0 | 0 | 0
ST | 0 | 0 | 0 | 0 | 0 | 0
STOG | 0 | 0 | 0 | 0 | 0 | 0
STWD | 0 | 0 | 0 | 0 | 0 | 0
WT | 1894.89 | 1934.85 | 3397.2 | 2634.82 | 1526.78 | 1486.82
IGCC | 0 | 0 | 0 | 0 | 0 | 0
DemandResponse | 0 | 0 | 0 | 0 | 0 | 0
IGCC-CCS | 0 | 0 | 0.01 | 0.01 | 0.02 | 0.02
WT_off | 0.02 | 0.02 | 0.02 | 0.02 | 0.01 | 0.01
PseudoUnit | 0 | 0 | 0 | 0 | 0 | 0
FixedInterchange | 0 | 0 | 0 | 0 | 0 | 0
Levelized Capital Costs by Reporting Type: SOCO
ReportingType | 2015 | 2020 | 2025 | 2030 | 2035 | 2040
BM | 21 | 21 | 21 | 21 | 977.15 | 2130.97
CC | 783.97 | 1314.24 | 1314.26 | 1314.27 | 1314.26 | 530.3
CSP | 0 | 0 | 0 | 0 | 0 | 0
CT | 0 | 0.01 | 0.01 | 0 | 0 | 0
Coal | 0 | 0.01 | 0.01 | 0.01 | 0.01 | 0.01
Geo | 0 | 0 | 0 | 0 | 0 | 0
H | 0 | 0 | 0 | 0.01 | 0.02 | 0.02
LFG | 0 | 0 | 19.65 | 19.65 | 19.65 | 19.65
Nuc | 0 | 1254.21 | 1254.21 | 2511.4 | 9382.9 | 12151.06
PS | 0 | 0 | 0 | 0 | 0 | 0
PV | 0 | 0 | 0.01 | 0.01 | 0.01 | 0.05
PeakG | 0 | 0 | 0 | 0 | 0 | 0
PeakO | 0 | 0 | 0 | 0 | 0 | 0
ST | 0 | 0 | 0 | 0 | 0 | 0
STOG | 0 | 0 | 0 | 0 | 0 | 0
STWD | 0 | 0 | 0 | 0 | 0 | 0
WT | 0 | 0.01 | 0.01 | 0.04 | 20.77 | 20.77
IGCC | 0 | 0.01 | 0.01 | 0.01 | 0.01 | 0.01
DemandResponse | 0 | 0 | 0 | 0 | 0 | 0
IGCC-CCS | 0 | 0.01 | 0.01 | 0.02 | 0.03 | 0.03
WT_off | 0 | 0 | 0 | 0 | 0 | 0
PseudoUnit | 0 | 0 | 0 | 0 | 0 | 0
FixedInterchange | 0 | 0 | 0 | 0 | 0 | 0
Levelized Capital Costs by Reporting Type: SPP_N
ReportingType | 2015 | 2020 | 2025 | 2030 | 2035 | 2040
BM | 0 | 0 | 0 | 0 | 0 | 0
CC | 0.03 | 0.06 | 0.07 | 0.08 | 0.09 | 0.06
CSP | 0 | 0 | 0 | 0 | 0 | 0
CT | 0 | 54.05 | 54.05 | 54.05 | 57.61 | 3.56
Coal | 128.57 | 128.57 | 128.57 | 128.57 | 128.57 | 128.57
Geo | 0 | 0 | 0 | 0 | 0 | 0
H | 0 | 0 | 0 | 0 | 0 | 0
LFG | 0 | 0 | 0 | 17.62 | 17.62 | 17.62
Nuc | 0 | 0 | 0 | 0 | 0 | 0
PS | 0 | 0 | 0 | 0 | 0 | 0
PV | 0 | 0 | 0.01 | 0 | 0 | 0
PeakG | 0 | 0 | 0 | 0 | 0 | 0
PeakO | 0 | 0 | 0 | 0 | 0 | 0
ST | 0 | 0 | 0 | 0 | 0 | 0
STOG | 0 | 0 | 0 | 0 | 0 | 0
STWD | 0 | 0 | 0 | 0 | 0 | 0
WT | 0.01 | 6264.51 | 10245.77 | 11787.92 | 14576.09 | 8311.6
IGCC | 0 | 0 | 0 | 0 | 0.01 | 0.01
DemandResponse | 0 | 0 | 0 | 0 | 0 | 0
IGCC-CCS | 0 | 0 | 0 | 0.01 | 0.01 | 0.01
WT_off | 0 | 0 | 0 | 0 | 0 | 0
PseudoUnit | 0 | 0 | 0 | 0 | 0 | 0
FixedInterchange | 0 | 0 | 0 | 0 | 0 | 0
Levelized Capital Costs by Reporting Type: SPP_S
ReportingType | 2015 | 2020 | 2025 | 2030 | 2035 | 2040
BM | 0 | 0 | 0 | 0 | 0 | 0
CC | 0.05 | 0.09 | 0.12 | 0.13 | 0.15 | 0.12
CSP | 0 | 0 | 0 | 0 | 0 | 0
CT | 33.21 | 91 | 91.01 | 91 | 62.06 | 4.27
Coal | 273.14 | 273.15 | 273.15 | 273.15 | 273.15 | 273.15
Geo | 0 | 0 | 0 | 0 | 0 | 0
H | 0 | 0 | 0.01 | 0.01 | 0.02 | 0.02
LFG | 0 | 0 | 0 | 17.62 | 17.62 | 17.62
Nuc | 0 | 0 | 0 | 0 | 0 | 0
PS | 0 | 0 | 0 | 0 | 0 | 0
PV | 0 | 0 | 0.01 | 0 | 0 | 0
PeakG | 0 | 0 | 0 | 0 | 0 | 0
PeakO | 0 | 0 | 0 | 0 | 0 | 0
ST | 0 | 0 | 0 | 0 | 0 | 0
STOG | 0 | 0 | 0 | 0 | 0 | 0
STWD | 0 | 0 | 0 | 0 | 0 | 0
WT | 92.65 | 8416.4 | 8416.43 | 8416.43 | 8323.82 | 1657.35
IGCC | 0 | 0.01 | 0.01 | 0.01 | 0.01 | 0.01
DemandResponse | 0 | 0 | 0 | 0 | 0 | 0
IGCC-CCS | 0 | 0 | 0.01 | 0.01 | 0.01 | 0.01
WT_off | 0 | 0 | 0 | 0 | 0 | 0
PseudoUnit | 0 | 0 | 0 | 0 | 0 | 0
FixedInterchange | 0 | 0 | 0 | 0 | 0 | 0
Levelized Capital Costs by Reporting Type: TVA
ReportingType | 2015 | 2020 | 2025 | 2030 | 2035 | 2040
BM | 0 | 0 | 0 | 0 | 2367.91 | 2368
CC | 467.05 | 972.93 | 972.94 | 972.95 | 938.48 | 505.9
CSP | 0 | 0 | 0 | 0 | 0 | 0
CT | 0 | 0 | 0.01 | 0 | 0 | 0
Coal | 0 | 0.01 | 0.01 | 0.01 | 0.01 | 0.01
Geo | 0 | 0 | 0 | 0 | 0 | 0
H | 0 | 0 | 8.89 | 8.9 | 8.9 | 8.9
LFG | 0 | 0 | 19.35 | 19.35 | 19.35 | 19.34
Nuc | 684.91 | 684.91 | 684.91 | 805.19 | 883.98 | 3887.88
PS | 0 | 0 | 0 | 0 | 0 | 0
PV | 0 | 0 | 0.01 | 0.01 | 0.01 | 0.08
PeakG | 0 | 0 | 0 | 0 | 0 | 0
PeakO | 0 | 0 | 0 | 0 | 0 | 0
ST | 0 | 0 | 0 | 0 | 0 | 0
STOG | 0 | 0 | 0 | 0 | 0 | 0
STWD | 0 | 0 | 0 | 0 | 0 | 0
WT | 0 | 0.01 | 0.01 | 0.03 | 20.59 | 20.59
IGCC | 0 | 0 | 0 | 0 | 0 | 0.01
DemandResponse | 0 | 0 | 0 | 0 | 0 | 0
IGCC-CCS | 0 | 0 | 0.01 | 0.01 | 0.02 | 0.02
WT_off | 0 | 0 | 0 | 0 | 0 | 0
PseudoUnit | 0 | 0 | 0 | 0 | 0 | 0
FixedInterchange | 0 | 0 | 0 | 0 | 0 | 0
Levelized Capital Costs by Reporting Type: TVA_Transmission
ReportingType | 2015 | 2020 | 2025 | 2030 | 2035 | 2040
BM | 0 | 0 | 0 | 0 | 0 | 0
CC | 0 | 0 | 0 | 0 | 0 | 0
CSP | 0 | 0 | 0 | 0 | 0 | 0
CT | 0 | 0 | 0 | 0 | 0 | 0
Coal | 0 | 0 | 0 | 0 | 0 | 0
Geo | 0 | 0 | 0 | 0 | 0 | 0
H | 0 | 0 | 0 | 0 | 0 | 0
LFG | 0 | 0 | 0 | 0 | 0 | 0
Nuc | 0 | 0 | 0 | 0 | 0 | 0
PS | 0 | 0 | 0 | 0 | 0 | 0
PV | 0 | 0 | 0 | 0 | 0 | 0
PeakG | 0 | 0 | 0 | 0 | 0 | 0
PeakO | 0 | 0 | 0 | 0 | 0 | 0
ST | 0 | 0 | 0 | 0 | 0 | 0
STOG | 0 | 0 | 0 | 0 | 0 | 0
STWD | 0 | 0 | 0 | 0 | 0 | 0
WT | 0 | 0 | 0 | 0 | 0 | 0
IGCC | 0 | 0 | 0 | 0 | 0 | 0
DemandResponse | 0 | 0 | 0 | 0 | 0 | 0
IGCC-CCS | 0 | 0 | 0 | 0 | 0 | 0
WT_off | 0 | 0 | 0 | 0 | 0 | 0
PseudoUnit | 0 | 0 | 0 | 0 | 0 | 0
FixedInterchange | 0 | 0 | 0 | 0 | 0 | 0
Levelized Capital Costs by Reporting Type: VACAR
ReportingType | 2015 | 2020 | 2025 | 2030 | 2035 | 2040
BM | 0.33 | 58.6 | 227.81 | 231.76 | 2199.02 | 2199.04
CC | 1568.47 | 1568.5 | 1568.51 | 1568.51 | 1568.51 | 0.05
CSP | 0 | 0 | 0 | 0 | 0 | 0
CT | 60.99 | 60.99 | 60.99 | 0 | 0 | 0
Coal | 220.45 | 220.45 | 220.45 | 220.45 | 220.45 | 220.45
Geo | 0 | 0 | 0 | 0 | 0 | 0
H | 0 | 0 | 0.01 | 0.01 | 0.02 | 0.03
LFG | 0 | 19.57 | 19.57 | 19.57 | 19.57 | 0
Nuc | 0 | 1320.06 | 3023.52 | 4260.17 | 6404.47 | 11778.15
PS | 0 | 0 | 0 | 0 | 0 | 0
PV | 0 | 42.44 | 43.12 | 43.35 | 43.36 | 1.83
PeakG | 0 | 0 | 0 | 0 | 0 | 0
PeakO | 0 | 0 | 0 | 0 | 0 | 0
ST | 0 | 0 | 0 | 0 | 0 | 0
STOG | 0 | 0 | 0 | 0 | 0 | 0
STWD | 0 | 0 | 0 | 0 | 0 | 0
WT | 0.02 | 740.58 | 740.58 | 740.58 | 740.56 | 0
IGCC | 0 | 0 | 0 | 0 | 0 | 0
DemandResponse | 0 | 0 | 0 | 0 | 0 | 0
IGCC-CCS | 0 | 0 | 0 | 0.01 | 0.01 | 0.01
WT_off | 0.02 | 0.03 | 0.07 | 0.05 | 0.05 | 0.04
PseudoUnit | 0 | 0 | 0 | 0 | 0 | 0
FixedInterchange | 0 | 0 | 0 | 0 | 0 | 0
Levelized Capital Costs by Reporting Type: IESO
ReportingType | 2015 | 2020 | 2025 | 2030 | 2035 | 2040
BM | 144.8 | 144.8 | 144.8 | 144.8 | 144.8 | 144.8
CC | 175.41 | 175.41 | 175.42 | 175.42 | 175.41 | 0.01
CSP | 0 | 0 | 0 | 0 | 0 | 0
CT | 41.8 | 41.8 | 41.8 | 41.8 | 0 | 0
Coal | 0 | 0 | 0 | 0 | 0 | 0
Geo | 0 | 0 | 0 | 0 | 0 | 0
H | 0 | 0 | 0 | 0.02 | 98.84 | 98.84
LFG | 5.12 | 5.12 | 5.12 | 5.29 | 0.17 | 0.17
Nuc | 0 | 0 | 0 | 0 | 0 | 0
PS | 0 | 0 | 0 | 0 | 0 | 0
PV | 539.74 | 539.74 | 539.74 | 539.74 | 0 | 0
PeakG | 0 | 0 | 0 | 0 | 0 | 0
PeakO | 0 | 0 | 0 | 0 | 0 | 0
ST | 0 | 0 | 0 | 0 | 0 | 0
STOG | 0 | 0 | 0 | 0 | 0 | 0
STWD | 0 | 0 | 0 | 0 | 0 | 0
WT | 660.4 | 660.4 | 660.4 | 660.39 | 0 | 0
IGCC | 0 | 0 | 0 | 0 | 0 | 0
DemandResponse | 0 | 0 | 0 | 0 | 0 | 0
IGCC-CCS | 0 | 0 | 0 | 0 | 0 | 0
WT_off | 0.01 | 0.01 | 0.01 | 0.01 | 0.01 | 0.01
PseudoUnit | 0 | 0 | 0 | 0 | 0 | 0
FixedInterchange | 0 | 0 | 0 | 0 | 0 | 0
Levelized Capital Costs by Reporting Type: MAPP_CA
ReportingType | 2015 | 2020 | 2025 | 2030 | 2035 | 2040
BM | 0 | 0 | 0 | 0 | 0 | 0
CC | 0.01 | 0.01 | 0.01 | 0.01 | 0.01 | 0.01
CSP | 0 | 0 | 0 | 0 | 0 | 0
CT | 0 | 0 | 0 | 0 | 0 | 0
Coal | 0 | 0 | 0 | 0 | 0 | 0
Geo | 0 | 0 | 0 | 0 | 0 | 0
H | 0 | 241.14 | 733.92 | 1544.77 | 1544.78 | 1544.78
LFG | 0 | 0 | 0 | 0 | 0 | 0
Nuc | 0 | 0 | 0 | 0 | 0 | 0
PS | 0 | 0 | 0 | 0 | 0 | 0
PV | 0 | 0 | 0 | 0 | 0 | 0
PeakG | 0 | 0 | 0 | 0 | 0 | 0
PeakO | 0 | 0 | 0 | 0 | 0 | 0
ST | 0 | 0 | 0 | 0 | 0 | 0
STOG | 0 | 0 | 0 | 0 | 0 | 0
STWD | 0 | 0 | 0 | 0 | 0 | 0
WT | 87.23 | 87.23 | 87.23 | 87.22 | 0 | 0
IGCC | 0 | 0 | 0 | 0 | 0 | 0
DemandResponse | 0 | 0 | 0 | 0 | 0 | 0
IGCC-CCS | 0 | 0 | 0 | 0 | 0 | 0
WT_off | 0 | 0 | 0 | 0 | 0 | 0
PseudoUnit | 0 | 0 | 0 | 0 | 0 | 0
FixedInterchange | 0 | 0 | 0 | 0 | 0 | 0
Levelized Capital Costs by Reporting Type: AZ_NM_SNV_Coal
ReportingType | 2015 | 2020 | 2025 | 2030 | 2035 | 2040
BM | 0 | 0 | 0 | 0 | 0 | 0
CC | 0 | 0 | 0 | 0 | 0 | 0
CSP | 0 | 0 | 0 | 0 | 0 | 0
CT | 0 | 0 | 0 | 0 | 0 | 0
Coal | 0 | 0 | 0 | 0 | 0 | 0
Geo | 0 | 0 | 0 | 0 | 0 | 0
H | 0 | 0 | 0 | 0 | 0 | 0
LFG | 0 | 0 | 0 | 0 | 0 | 0
Nuc | 0 | 0 | 0 | 0 | 0 | 0
PS | 0 | 0 | 0 | 0 | 0 | 0
PV | 0 | 0 | 0 | 0 | 0 | 0
PeakG | 0 | 0 | 0 | 0 | 0 | 0
PeakO | 0 | 0 | 0 | 0 | 0 | 0
ST | 0 | 0 | 0 | 0 | 0 | 0
STOG | 0 | 0 | 0 | 0 | 0 | 0
STWD | 0 | 0 | 0 | 0 | 0 | 0
WT | 0 | 0 | 0 | 0 | 0 | 0
IGCC | 0 | 0 | 0 | 0 | 0 | 0
DemandResponse | 0 | 0 | 0 | 0 | 0 | 0
IGCC-CCS | 0 | 0 | 0.01 | 0.01 | 0.01 | 0.01
WT_off | 0 | 0 | 0 | 0 | 0 | 0
PseudoUnit | 0 | 0 | 0 | 0 | 0 | 0
FixedInterchange | 0 | 0 | 0 | 0 | 0 | 0
Levelized Capital Costs by Reporting Type: AZ_NM_SNV_Gas
ReportingType | 2015 | 2020 | 2025 | 2030 | 2035 | 2040
BM | 0 | 0 | 0 | 0 | 0 | 0
CC | 79.32 | 259.49 | 259.51 | 259.51 | 259.51 | 180.19
CSP | 0 | 0 | 0 | 0 | 0 | 0
CT | 63.7 | 63.7 | 63.7 | 63.7 | 0 | 0
Coal | 0 | 0 | 0 | 0 | 0 | 0
Geo | 0 | 0 | 0 | 0 | 0 | 0
H | 0 | 0 | 0 | 0 | 0 | 0
LFG | 0 | 0 | 0 | 0 | 0 | 0
Nuc | 0 | 0 | 0 | 0 | 0 | 0
PS | 0 | 0 | 0 | 0 | 0 | 0
PV | 0 | 0 | 0 | 0 | 0 | 0
PeakG | 0 | 0 | 0 | 0 | 0 | 0
PeakO | 0 | 0 | 0 | 0 | 0 | 0
ST | 0 | 0 | 0 | 0 | 0 | 0
STOG | 0 | 0 | 0 | 0 | 0 | 0
STWD | 0 | 0 | 0 | 0 | 0 | 0
WT | 0 | 0 | 0 | 0 | 0 | 0
IGCC | 0 | 0 | 0 | 0 | 0 | 0
DemandResponse | 0 | 0 | 0 | 0 | 0 | 0
IGCC-CCS | 0 | 0 | 0 | 0 | 0 | 0
WT_off | 0 | 0 | 0 | 0 | 0 | 0
PseudoUnit | 0 | 0 | 0 | 0 | 0 | 0
FixedInterchange | 0 | 0 | 0 | 0 | 0 | 0
Levelized Capital Costs by Reporting Type: AZ_NM_SNV_NucRenew
ReportingType | 2015 | 2020 | 2025 | 2030 | 2035 | 2040
BM | 0 | 0 | 0 | 0.01 | 0.04 | 0.26
CC | 0 | 0 | 0 | 0 | 0 | 0
CSP | 0 | 0 | 0 | 0 | 0 | 0
CT | 0 | 0 | 0 | 0 | 0 | 0
Coal | 0 | 0 | 0 | 0 | 0 | 0
Geo | 0.01 | 0.13 | 369.65 | 369.64 | 369.64 | 369.52
H | 0 | 0 | 0 | 0 | 0 | 0
LFG | 0.01 | 0.03 | 11.41 | 11.4 | 11.4 | 11.38
Nuc | 0 | 0 | 0.05 | 2404.65 | 5897.45 | 6163.02
PS | 0 | 0 | 0 | 0 | 0 | 0
PV | 34.89 | 34.89 | 34.89 | 34.89 | 0.01 | 0.01
PeakG | 0 | 0 | 0 | 0 | 0 | 0
PeakO | 0 | 0 | 0 | 0 | 0 | 0
ST | 101.36 | 245.29 | 312.93 | 284 | 399.84 | 255.9
STOG | 0 | 0 | 0 | 0 | 0 | 0
STWD | 0 | 0 | 0 | 0 | 0 | 0
WT | 14.3 | 2481.68 | 2487 | 2486.99 | 2472.7 | 5.32
IGCC | 0 | 0 | 0 | 0 | 0 | 0
DemandResponse | 0 | 0 | 0 | 0 | 0 | 0
IGCC-CCS | 0 | 0 | 0 | 0 | 0 | 0
WT_off | 0 | 0 | 0 | 0 | 0 | 0
PseudoUnit | 0 | 0 | 0 | 0 | 0 | 0
FixedInterchange | 0 | 0 | 0 | 0 | 0 | 0
Levelized Capital Costs by Reporting Type: ERCOT
ReportingType | 2015 | 2020 | 2025 | 2030 | 2035 | 2040
BM | 54.69 | 54.69 | 54.69 | 54.69 | 1311.42 | 1311.48
CC | 1698.02 | 1698.09 | 1698.1 | 1698.11 | 1698.1 | 0.09
CSP | 0 | 0 | 0 | 0 | 0 | 0
CT | 20.97 | 20.97 | 20.97 | 20.97 | 0 | 0
Coal | 540.38 | 540.38 | 540.38 | 540.38 | 540.38 | 540.38
Geo | 0 | 0 | 0 | 0 | 0 | 0
H | 0 | 0 | 0 | 0.01 | 0.02 | 0.04
LFG | 0 | 0 | 63.77 | 63.77 | 63.77 | 63.77
Nuc | 0 | 0 | 0.01 | 1639.19 | 5852.25 | 8197.67
PS | 0 | 0 | 0 | 0 | 0 | 0
PV | 4.89 | 4.89 | 4.89 | 4.89 | 0 | 0
PeakG | 0 | 0 | 0 | 0 | 0 | 0
PeakO | 0 | 0 | 0 | 0 | 0 | 0
ST | 0 | 0 | 0 | 0 | 0 | 0
STOG | 0 | 0 | 0 | 0 | 0 | 0
STWD | 0 | 0 | 0 | 0 | 0 | 0
WT | 72.71 | 72.72 | 3730.63 | 3730.63 | 3658.13 | 3734.61
IGCC | 0 | 0 | 0 | 0 | 0 | 0
DemandResponse | 0 | 0 | 0 | 0 | 0 | 0
IGCC-CCS | 0 | 0 | 0 | 0 | 0.01 | 0.01
WT_off | 0 | 0 | 0 | 0 | 0 | 0
PseudoUnit | 0 | 0 | 0 | 0 | 0 | 0
FixedInterchange | 0 | 0 | 0 | 0 | 0 | 0
Levelized Capital Costs by Reporting Type: NP15
ReportingType | 2015 | 2020 | 2025 | 2030 | 2035 | 2040
BM | 0 | 0 | 0 | 0 | 0.04 | 0.08
CC | 280.34 | 363.73 | 363.75 | 363.76 | 363.75 | 83.41
CSP | 0 | 0 | 0 | 0 | 0 | 0
CT | 17.85 | 17.85 | 17.85 | 17.85 | 0 | 0
Coal | 0 | 0 | 0 | 0 | 0 | 0
Geo | 0 | 186.34 | 186.37 | 186.36 | 186.36 | 0.03
H | 0 | 0 | 0 | 0 | 0 | 0
LFG | 0 | 84.12 | 124.74 | 124.74 | 124.74 | 40.62
Nuc | 0 | 0 | 0.06 | 3187.16 | 4060.69 | 4865.5
PS | 0 | 0 | 0 | 0 | 0 | 0
PV | 2.79 | 2.79 | 2.79 | 2.79 | 0 | 0
PeakG | 0 | 0 | 0 | 0 | 0 | 0
PeakO | 0 | 0 | 0 | 0 | 0 | 0
ST | 12.6 | 12.6 | 12.6 | 12.6 | 0 | 0.02
STOG | 0 | 0 | 0 | 0 | 0 | 0
STWD | 0 | 0 | 0 | 0 | 0 | 0
WT | 26.07 | 837.92 | 837.93 | 838.32 | 3249.28 | 2645.71
IGCC | 0 | 0 | 0 | 0 | 0 | 0
DemandResponse | 0 | 0 | 0 | 0 | 0 | 0
IGCC-CCS | 0 | 0 | 0.01 | 0.01 | 0.01 | 0.01
WT_off | 0.01 | 0.01 | 0.01 | 0.01 | 0.01 | 0.01
PseudoUnit | 0 | 0 | 0 | 0 | 0 | 0
FixedInterchange | 0 | 0 | 0 | 0 | 0 | 0
Levelized Capital Costs by Reporting Type: NWPP_Coal
ReportingType | 2015 | 2020 | 2025 | 2030 | 2035 | 2040
BM | 0 | 0 | 0 | 0 | 0 | 0
CC | 0 | 0 | 0 | 0 | 0 | 0
CSP | 0 | 0 | 0 | 0 | 0 | 0
CT | 0 | 0 | 0 | 0 | 0 | 0
Coal | 0 | 0 | 0 | 0 | 0 | 0
Geo | 0 | 0 | 0 | 0 | 0 | 0
H | 0 | 0 | 0 | 0 | 0 | 0
LFG | 0 | 0 | 0 | 0 | 0 | 0
Nuc | 0 | 0 | 0 | 0 | 0 | 0
PS | 0 | 0 | 0 | 0 | 0 | 0
PV | 0 | 0 | 0 | 0 | 0 | 0
PeakG | 0 | 0 | 0 | 0 | 0 | 0
PeakO | 0 | 0 | 0 | 0 | 0 | 0
ST | 0 | 0 | 0 | 0 | 0 | 0
STOG | 0 | 0 | 0 | 0 | 0 | 0
STWD | 0 | 0 | 0 | 0 | 0 | 0
WT | 0 | 0 | 0 | 0 | 0 | 0
IGCC | 0 | 0 | 0 | 0 | 0 | 0
DemandResponse | 0 | 0 | 0 | 0 | 0 | 0
IGCC-CCS | 0 | 0 | 0 | 0 | 0 | 0
WT_off | 0 | 0 | 0 | 0 | 0 | 0
PseudoUnit | 0 | 0 | 0 | 0 | 0 | 0
FixedInterchange | 0 | 0 | 0 | 0 | 0 | 0
Levelized Capital Costs by Reporting Type: NWPP_Gas
ReportingType | 2015 | 2020 | 2025 | 2030 | 2035 | 2040
BM | 0 | 0 | 0 | 0 | 0 | 0
CC | 33.4 | 276.92 | 276.93 | 276.94 | 276.93 | 243.53
CSP | 0 | 0 | 0 | 0 | 0 | 0
CT | 13.02 | 13.02 | 13.02 | 13.02 | 0 | 0
Coal | 0 | 0 | 0 | 0 | 0 | 0
Geo | 0 | 0 | 0 | 0 | 0 | 0
H | 0 | 0 | 0 | 0 | 0 | 0
LFG | 0 | 0 | 0 | 0 | 0 | 0
Nuc | 0 | 0 | 0 | 0 | 0 | 0
PS | 0 | 0 | 0 | 0 | 0 | 0
PV | 0 | 0 | 0 | 0 | 0 | 0
PeakG | 0 | 0 | 0 | 0 | 0 | 0
PeakO | 0 | 0 | 0 | 0 | 0 | 0
ST | 0 | 0 | 0 | 0 | 0 | 0
STOG | 0 | 0 | 0 | 0 | 0 | 0
STWD | 0 | 0 | 0 | 0 | 0 | 0
WT | 0 | 0 | 0 | 0 | 0 | 0
IGCC | 0 | 0 | 0 | 0 | 0 | 0
DemandResponse | 0 | 0 | 0 | 0 | 0 | 0
IGCC-CCS | 0 | 0 | 0 | 0.01 | 0.01 | 0.01
WT_off | 0 | 0 | 0 | 0 | 0 | 0
PseudoUnit | 0 | 0 | 0 | 0 | 0 | 0
FixedInterchange | 0 | 0 | 0 | 0 | 0 | 0
Levelized Capital Costs by Reporting Type: NWPP_NucRenew
ReportingType | 2015 | 2020 | 2025 | 2030 | 2035 | 2040
BM | 13.89 | 13.89 | 13.89 | 13.89 | 13.92 | 114
CC | 0 | 0 | 0 | 0 | 0 | 0
CSP | 0 | 0 | 0 | 0 | 0 | 0
CT | 0 | 0 | 0 | 0 | 0 | 0
Coal | 0 | 0 | 0 | 0 | 0 | 0
Geo | 24.88 | 24.89 | 135.71 | 135.7 | 110.83 | 110.82
H | 0 | 0 | 0.01 | 0.02 | 110.42 | 110.42
LFG | 5.02 | 5.03 | 50.73 | 50.73 | 45.71 | 45.7
Nuc | 0 | 0 | 0.07 | 0.89 | 1859.25 | 2666.87
PS | 0 | 0 | 0 | 0 | 0 | 0
PV | 0.01 | 0.01 | 0.01 | 0.01 | 0.01 | 0.02
PeakG | 0 | 0 | 0 | 0 | 0 | 0
PeakO | 0 | 0 | 0 | 0 | 0 | 0
ST | 0 | 0 | 0.01 | 0.01 | 0.01 | 0.03
STOG | 0 | 0 | 0 | 0 | 0 | 0
STWD | 0 | 0 | 0 | 0 | 0 | 0
WT | 238.88 | 238.89 | 238.93 | 4998.08 | 4759.3 | 5276.03
IGCC | 0 | 0 | 0 | 0 | 0 | 0
DemandResponse | 0 | 0 | 0 | 0 | 0 | 0
IGCC-CCS | 0 | 0 | 0 | 0 | 0 | 0
WT_off | 0.02 | 0.02 | 0.03 | 0.02 | 0.02 | 0.02
PseudoUnit | 0 | 0 | 0 | 0 | 0 | 0
FixedInterchange | 0 | 0 | 0 | 0 | 0 | 0
Levelized Capital Costs by Reporting Type: RMPA
ReportingType | 2015 | 2020 | 2025 | 2030 | 2035 | 2040
BM | 0 | 0 | 0 | 0.01 | 295.93 | 410.6
CC | 0.02 | 149.62 | 149.64 | 149.65 | 149.64 | 149.63
CSP | 0 | 0 | 0 | 0 | 0 | 0
CT | 15.2 | 15.2 | 15.2 | 15.2 | 0 | 0
Coal | 108.63 | 108.63 | 108.63 | 108.63 | 108.63 | 108.63
Geo | 0.01 | 6.72 | 658.99 | 658.98 | 658.98 | 652.27
H | 0 | 0 | 0 | 0 | 0 | 0
LFG | 0.28 | 0.3 | 5.7 | 5.7 | 5.42 | 5.41
Nuc | 0 | 0 | 2.65 | 1034.98 | 1035.01 | 1035.02
PS | 0 | 0 | 0 | 0 | 0 | 0
PV | 0.38 | 0.38 | 0.38 | 0.38 | 0.01 | 0.01
PeakG | 0 | 0 | 0 | 0 | 0 | 0
PeakO | 0 | 0 | 0 | 0 | 0 | 0
ST | 1.07 | 121.88 | 121.88 | 123.5 | 122.44 | 1.64
STOG | 0 | 0 | 0 | 0 | 0 | 0
STWD | 0 | 0 | 0 | 0 | 0 | 0
WT | 172.67 | 934.77 | 934.77 | 1044.48 | 871.82 | 137.48
IGCC | 0 | 0 | 0 | 0 | 0 | 0
DemandResponse | 0 | 0 | 0 | 0 | 0 | 0
IGCC-CCS | 0 | 0 | 0.01 | 0.01 | 0.01 | 0.01
WT_off | 0 | 0 | 0 | 0 | 0 | 0
PseudoUnit | 0 | 0 | 0 | 0 | 0 | 0
FixedInterchange | 0 | 0 | 0 | 0 | 0 | 0
Levelized Capital Costs by Reporting Type: SP15
ReportingType | 2015 | 2020 | 2025 | 2030 | 2035 | 2040
BM | 2.9 | 2.9 | 2.9 | 2.9 | 2.93 | 2.94
CC | 338.14 | 338.29 | 338.32 | 338.32 | 338.32 | 0.19
CSP | 0 | 0 | 0 | 0 | 0 | 0
CT | 0 | 0 | 0 | 0 | 0 | 0
Coal | 0 | 0 | 0 | 0 | 0 | 0
Geo | 14.23 | 385.18 | 385.19 | 370.95 | 370.95 | 0
H | 0 | 0 | 0 | 0 | 0 | 0
LFG | 2.09 | 125.03 | 125.03 | 124.89 | 122.95 | 0
Nuc | 0 | 0 | 0.02 | 573.64 | 888.73 | 3068.15
PS | 0 | 0 | 0 | 0 | 0 | 0
PV | 1.62 | 1.62 | 1.62 | 1.62 | 0 | 0
PeakG | 0 | 0 | 0 | 0 | 0 | 0
PeakO | 0 | 0 | 0 | 0 | 0 | 0
ST | 191.39 | 191.39 | 191.39 | 191.39 | 874.4 | 1177.66
STOG | 0 | 0 | 0 | 0 | 0 | 0
STWD | 0 | 0 | 0 | 0 | 0 | 0
WT | 193.27 | 414.9 | 3599.64 | 3599.73 | 3406.47 | 3184.84
IGCC | 0 | 0 | 0 | 0 | 0 | 0
DemandResponse | 0 | 0 | 0 | 0 | 0 | 0
IGCC-CCS | 0 | 0 | 0.01 | 0.01 | 0.02 | 0.02
WT_off | 0 | 0 | 0 | 0 | 0 | 0
PseudoUnit | 0 | 0 | 0 | 0 | 0 | 0
FixedInterchange | 0 | 0 | 0 | 0 | 0 | 0
Levelized Capital Costs by Reporting Type: ALB
ReportingType | 2015 | 2020 | 2025 | 2030 | 2035 | 2040
BM | 0 | 0 | 0 | 0 | 0 | 0
CC | 96.33 | 96.34 | 96.34 | 96.34 | 96.34 | 0.01
CSP | 0 | 0 | 0 | 0 | 0 | 0
CT | 16.71 | 16.71 | 16.71 | 16.7 | 0 | 0
Coal | 147.62 | 147.62 | 147.62 | 147.62 | 147.62 | 147.62
Geo | 0 | 0 | 0 | 0 | 0 | 0
H | 0 | 0 | 0 | 0 | 0 | 0
LFG | 0 | 0 | 0 | 0 | 0 | 0
Nuc | 0 | 0 | 4150.05 | 4952.7 | 5021.27 | 5115.18
PS | 0 | 0 | 0 | 0 | 0 | 0
PV | 0 | 0 | 0 | 0 | 0 | 0
PeakG | 0 | 0 | 0 | 0 | 0 | 0
PeakO | 0 | 0 | 0 | 0 | 0 | 0
ST | 0 | 0 | 0 | 0 | 0 | 0
STOG | 0 | 0 | 0 | 0 | 0 | 0
STWD | 0 | 0 | 0 | 0 | 0 | 0
WT | 2.54 | 2.54 | 2.54 | 2.55 | 23.83 | 23.83
IGCC | 0 | 0 | 0 | 0 | 0 | 0
DemandResponse | 0 | 0 | 0 | 0 | 0 | 0
IGCC-CCS | 0 | 0 | 0 | 0 | 0 | 0
WT_off | 0 | 0 | 0 | 0 | 0 | 0
PseudoUnit | 0 | 0 | 0 | 0 | 0 | 0
FixedInterchange | 0 | 0 | 0 | 0 | 0 | 0
Levelized Capital Costs by Reporting Type: BC
ReportingType | 2015 | 2020 | 2025 | 2030 | 2035 | 2040
BM | 0 | 0 | 0 | 0 | 0 | 0
CC | 0.01 | 0.02 | 0.02 | 0.02 | 0.02 | 0.01
CSP | 0 | 0 | 0 | 0 | 0 | 0
CT | 0 | 0 | 0 | 0 | 0 | 0
Coal | 0 | 0 | 0 | 0 | 0 | 0
Geo | 0 | 0 | 0 | 0 | 0 | 0
H | 0 | 0 | 0 | 0 | 0 | 0
LFG | 0 | 0 | 0 | 0 | 0 | 0
Nuc | 0 | 0 | 340.46 | 637.51 | 637.52 | 777.28
PS | 0 | 0 | 0 | 0 | 0 | 0
PV | 0 | 0 | 0 | 0 | 0 | 0
PeakG | 0 | 0 | 0 | 0 | 0 | 0
PeakO | 0 | 0 | 0 | 0 | 0 | 0
ST | 0 | 0 | 0 | 0 | 0 | 0
STOG | 0 | 0 | 0 | 0 | 0 | 0
STWD | 0 | 0 | 0 | 0 | 0 | 0
WT | 40.68 | 40.68 | 40.68 | 40.68 | 40.85 | 40.85
IGCC | 0 | 0 | 0 | 0 | 0 | 0
DemandResponse | 0 | 0 | 0 | 0 | 0 | 0
IGCC-CCS | 0 | 0 | 0 | 0 | 0 | 0
WT_off | 0 | 0 | 0 | 0 | 0 | 0
PseudoUnit | 0 | 0 | 0 | 0 | 0 | 0
FixedInterchange | 0 | 0 | 0 | 0 | 0 | 0
Levelized Capital Costs by Reporting Type: HQ_IESO
ReportingType | 2015 | 2020 | 2025 | 2030 | 2035 | 2040
BM | 0 | 0 | 0 | 0 | 0 | 0
CC | 0 | 0 | 0 | 0 | 0 | 0
CSP | 0 | 0 | 0 | 0 | 0 | 0
CT | 0 | 0 | 0 | 0 | 0 | 0
Coal | 0 | 0 | 0 | 0 | 0 | 0
Geo | 0 | 0 | 0 | 0 | 0 | 0
H | 0 | 0 | 0 | 0 | 0 | 0
LFG | 0 | 0 | 0 | 0 | 0 | 0
Nuc | 0 | 0 | 0 | 0 | 0 | 0
PS | 0 | 0 | 0 | 0 | 0 | 0
PV | 0 | 0 | 0 | 0 | 0 | 0
PeakG | 0 | 0 | 0 | 0 | 0 | 0
PeakO | 0 | 0 | 0 | 0 | 0 | 0
ST | 0 | 0 | 0 | 0 | 0 | 0
STOG | 0 | 0 | 0 | 0 | 0 | 0
STWD | 0 | 0 | 0 | 0 | 0 | 0
WT | 0 | 0 | 0 | 0 | 0 | 0
IGCC | 0 | 0 | 0 | 0 | 0 | 0
DemandResponse | 0 | 0 | 0 | 0 | 0 | 0
IGCC-CCS | 0 | 0 | 0 | 0 | 0 | 0
WT_off | 0 | 0 | 0 | 0 | 0 | 0
PseudoUnit | 0 | 0 | 0 | 0 | 0.02 | 0.07
FixedInterchange | 0 | 0 | 0 | 0 | 0 | 0
Levelized Capital Costs by Reporting Type: HQ_NEISO
ReportingType | 2015 | 2020 | 2025 | 2030 | 2035 | 2040
BM | 0 | 0 | 0 | 0 | 0 | 0
CC | 0 | 0 | 0 | 0 | 0 | 0
CSP | 0 | 0 | 0 | 0 | 0 | 0
CT | 0 | 0 | 0 | 0 | 0 | 0
Coal | 0 | 0 | 0 | 0 | 0 | 0
Geo | 0 | 0 | 0 | 0 | 0 | 0
H | 0 | 0 | 0 | 0 | 0 | 0
LFG | 0 | 0 | 0 | 0 | 0 | 0
Nuc | 0 | 0 | 0 | 0 | 0 | 0
PS | 0 | 0 | 0 | 0 | 0 | 0
PV | 0 | 0 | 0 | 0 | 0 | 0
PeakG | 0 | 0 | 0 | 0 | 0 | 0
PeakO | 0 | 0 | 0 | 0 | 0 | 0
ST | 0 | 0 | 0 | 0 | 0 | 0
STOG | 0 | 0 | 0 | 0 | 0 | 0
STWD | 0 | 0 | 0 | 0 | 0 | 0
WT | 0 | 0 | 0 | 0 | 0 | 0
IGCC | 0 | 0 | 0 | 0 | 0 | 0
DemandResponse | 0 | 0 | 0 | 0 | 0 | 0
IGCC-CCS | 0 | 0 | 0 | 0 | 0 | 0
WT_off | 0 | 0 | 0 | 0 | 0 | 0
PseudoUnit | 0 | 0 | 0 | 0.01 | 0.04 | 98.89
FixedInterchange | 0 | 0 | 0 | 0 | 0 | 0
Levelized Capital Costs by Reporting Type: HQ_NY
ReportingType | 2015 | 2020 | 2025 | 2030 | 2035 | 2040
BM | 0 | 0 | 0 | 0 | 0 | 0
CC | 0 | 0 | 0 | 0 | 0 | 0
CSP | 0 | 0 | 0 | 0 | 0 | 0
CT | 0 | 0 | 0 | 0 | 0 | 0
Coal | 0 | 0 | 0 | 0 | 0 | 0
Geo | 0 | 0 | 0 | 0 | 0 | 0
H | 0 | 0 | 0 | 0 | 0 | 0
LFG | 0 | 0 | 0 | 0 | 0 | 0
Nuc | 0 | 0 | 0 | 0 | 0 | 0
PS | 0 | 0 | 0 | 0 | 0 | 0
PV | 0 | 0 | 0 | 0 | 0 | 0
PeakG | 0 | 0 | 0 | 0 | 0 | 0
PeakO | 0 | 0 | 0 | 0 | 0 | 0
ST | 0 | 0 | 0 | 0 | 0 | 0
STOG | 0 | 0 | 0 | 0 | 0 | 0
STWD | 0 | 0 | 0 | 0 | 0 | 0
WT | 0 | 0 | 0 | 0 | 0 | 0
IGCC | 0 | 0 | 0 | 0 | 0 | 0
DemandResponse | 0 | 0 | 0 | 0 | 0 | 0
IGCC-CCS | 0 | 0 | 0 | 0 | 0 | 0
WT_off | 0 | 0 | 0 | 0 | 0 | 0
PseudoUnit | 0 | 0 | 0.01 | 0.01 | 824.04 | 824.05
FixedInterchange | 0 | 0 | 0 | 0 | 0 | 0
Levelized Capital Costs by Reporting Type: MARITIMES
ReportingType | 2015 | 2020 | 2025 | 2030 | 2035 | 2040
BM | 0 | 0 | 0 | 0 | 0 | 0
CC | 0 | 0 | 0 | 0 | 0 | 0
CSP | 0 | 0 | 0 | 0 | 0 | 0
CT | 0 | 0 | 0 | 0 | 0 | 0
Coal | 0 | 0 | 0 | 0 | 0 | 0
Geo | 0 | 0 | 0 | 0 | 0 | 0
H | 0 | 0 | 0 | 0 | 0 | 0
LFG | 0 | 0 | 0 | 0 | 0 | 0
Nuc | 0 | 0 | 0 | 0 | 0 | 0
PS | 0 | 0 | 0 | 0 | 0 | 0
PV | 0 | 0 | 0 | 0 | 0 | 0
PeakG | 0 | 0 | 0 | 0 | 0 | 0
PeakO | 0 | 0 | 0 | 0 | 0 | 0
ST | 0 | 0 | 0 | 0 | 0 | 0
STOG | 0 | 0 | 0 | 0 | 0 | 0
STWD | 0 | 0 | 0 | 0 | 0 | 0
WT | 0 | 0 | 0 | 0 | 0 | 0
IGCC | 0 | 0 | 0 | 0 | 0 | 0
DemandResponse | 0 | 0 | 0 | 0 | 0 | 0
IGCC-CCS | 0 | 0 | 0 | 0 | 0 | 0
WT_off | 0 | 0 | 0 | 0 | 0 | 0
PseudoUnit | 0 | 0 | 0 | 0.01 | 0.05 | 164.81
FixedInterchange | 0 | 0 | 0 | 0 | 0 | 0
Levelized Capital Costs by Reporting Type: All
ReportingType | 2015 | 2020 | 2025 | 2030 | 2035 | 2040
BM | 541.25 | 599.53 | 768.77 | 772.73 | 8817.47 | 19281.23
CC | 11844.36 | 16906.06 | 16912.81 | 16913.01 | 16767.51 | 5068.78
CSP | 0 | 0 | 0 | 0 | 0 | 0
CT | 541.62 | 663.95 | 663.97 | 624.06 | 157.73 | 38.09
Coal | 3114.75 | 3114.78 | 3114.78 | 3114.79 | 3114.79 | 3114.79
Geo | 39.14 | 603.26 | 1735.9 | 1721.64 | 1696.76 | 1132.63
H | 0 | 512.87 | 1260.5 | 2295.83 | 2870.65 | 2870.7
LFG | 42.42 | 454.44 | 882.3 | 1018.66 | 985.9 | 573.88
Nuc | 684.91 | 3259.18 | 10869.31 | 31450.62 | 59358.97 | 87730.41
PS | 0 | 0 | 0 | 0 | 0 | 0
PV | 612.45 | 1338.61 | 1628.53 | 1684.54 | 1076.42 | 371.38
PeakG | 0 | 0 | 0 | 0 | 0 | 0
PeakO | 0 | 0 | 0 | 0 | 0 | 0
ST | 306.41 | 571.16 | 638.8 | 611.51 | 1396.69 | 1435.26
STOG | 0 | 0 | 0 | 0 | 0 | 0
STWD | 0 | 0 | 0 | 0 | 0 | 0
WT | 6098.72 | 30957.62 | 55260.61 | 77471.35 | 82614.42 | 60973.19
IGCC | 215.29 | 215.34 | 215.35 | 215.35 | 215.36 | 215.36
DemandResponse | 0 | 0 | 0 | 0 | 0 | 0
IGCC-CCS | 0 | 0.1 | 0.18 | 0.23 | 0.4 | 0.44
WT_off | 283.87 | 283.93 | 824.37 | 824.03 | 540.63 | 540.61
PseudoUnit | 0 | 0.01 | 0.01 | 0.03 | 824.15 | 1087.81
FixedInterchange | 0 | 0 | 0 | 0 | 0 | 0
Levelized Capital Costs by Reporting Type: EI_US
ReportingType | 2015 | 2020 | 2025 | 2030 | 2035 | 2040
BM | 324.96 | 383.24 | 552.47 | 556.43 | 7048.38 | 17297.06
CC | 9143.36 | 13548.15 | 13554.78 | 13554.94 | 13409.47 | 4411.7
CSP | 0 | 0 | 0 | 0 | 0 | 0
CT | 352.37 | 474.69 | 474.71 | 434.81 | 157.72 | 38.09
Coal | 2318.11 | 2318.14 | 2318.14 | 2318.15 | 2318.15 | 2318.15
Geo | 0 | 0 | 0 | 0 | 0 | 0
H | 0 | 271.73 | 526.57 | 751.01 | 1116.59 | 1116.62
LFG | 29.89 | 234.81 | 495.79 | 632.15 | 611.74 | 406.82
Nuc | 684.91 | 3259.18 | 6375.94 | 17019.89 | 34106.78 | 55841.7
PS | 0 | 0 | 0 | 0 | 0 | 0
PV | 28.13 | 754.28 | 1044.2 | 1100.22 | 1076.39 | 371.33
PeakG | 0 | 0 | 0 | 0 | 0 | 0
PeakO | 0 | 0 | 0 | 0 | 0 | 0
ST | 0 | 0 | 0 | 0 | 0 | 0
STOG | 0 | 0 | 0 | 0 | 0 | 0
STWD | 0 | 0 | 0 | 0 | 0 | 0
WT | 4589.97 | 25185.88 | 42640.86 | 59982.28 | 64132.02 | 45924.51
IGCC | 215.29 | 215.34 | 215.34 | 215.34 | 215.35 | 215.35
DemandResponse | 0 | 0 | 0 | 0 | 0 | 0
IGCC-CCS | 0 | 0.08 | 0.14 | 0.18 | 0.33 | 0.36
WT_off | 283.83 | 283.89 | 824.32 | 823.99 | 540.58 | 540.56
PseudoUnit | 0 | 0.01 | 0.01 | 0.03 | 824.13 | 1087.74
FixedInterchange | 0 | 0 | 0 | 0 | 0 | 0
Levelized Capital Costs by Reporting Type: EI_Canada
ReportingType | 2015 | 2020 | 2025 | 2030 | 2035 | 2040
BM | 144.8 | 144.8 | 144.8 | 144.8 | 144.8 | 144.8
CC | 175.42 | 175.42 | 175.43 | 175.43 | 175.42 | 0.01
CSP | 0 | 0 | 0 | 0 | 0 | 0
CT | 41.8 | 41.8 | 41.8 | 41.8 | 0 | 0
Coal | 0 | 0 | 0 | 0 | 0 | 0
Geo | 0 | 0 | 0 | 0 | 0 | 0
H | 0 | 241.14 | 733.92 | 1544.79 | 1643.62 | 1643.62
LFG | 5.12 | 5.12 | 5.12 | 5.29 | 0.17 | 0.17
Nuc | 0 | 0 | 0 | 0.01 | 0.01 | 0.01
PS | 0 | 0 | 0 | 0 | 0 | 0
PV | 539.74 | 539.74 | 539.74 | 539.74 | 0 | 0
PeakG | 0 | 0 | 0 | 0 | 0 | 0
PeakO | 0 | 0 | 0 | 0 | 0 | 0
ST | 0 | 0 | 0 | 0 | 0 | 0
STOG | 0 | 0 | 0 | 0 | 0 | 0
STWD | 0 | 0 | 0 | 0 | 0 | 0
WT | 747.62 | 747.62 | 747.62 | 747.61 | 0 | 0
IGCC | 0 | 0 | 0 | 0 | 0 | 0
DemandResponse | 0 | 0 | 0 | 0 | 0 | 0
IGCC-CCS | 0 | 0 | 0 | 0 | 0 | 0
WT_off | 0.01 | 0.01 | 0.01 | 0.01 | 0.01 | 0.01
PseudoUnit | 0 | 0 | 0 | 0 | 0.02 | 0.07
FixedInterchange | 0 | 0 | 0 | 0 | 0 | 0
Levelized Capital Costs by Reporting Type: EI
ReportingType | 2015 | 2020 | 2025 | 2030 | 2035 | 2040
BM | 469.76 | 528.04 | 697.27 | 701.23 | 7193.19 | 17441.86
CC | 9318.77 | 13723.57 | 13730.21 | 13730.37 | 13584.89 | 4411.71
CSP | 0 | 0 | 0 | 0 | 0 | 0
CT | 394.17 | 516.49 | 516.51 | 476.61 | 157.72 | 38.09
Coal | 2318.11 | 2318.14 | 2318.14 | 2318.15 | 2318.15 | 2318.15
Geo | 0 | 0 | 0 | 0 | 0 | 0
H | 0 | 512.87 | 1260.49 | 2295.8 | 2760.2 | 2760.24
LFG | 35.01 | 239.93 | 500.91 | 637.43 | 611.91 | 406.99
Nuc | 684.91 | 3259.18 | 6375.95 | 17019.9 | 34106.79 | 55841.71
PS | 0 | 0 | 0 | 0 | 0 | 0
PV | 567.87 | 1294.03 | 1583.94 | 1639.97 | 1076.39 | 371.33
PeakG | 0 | 0 | 0 | 0 | 0 | 0
PeakO | 0 | 0 | 0 | 0 | 0 | 0
ST | 0 | 0 | 0 | 0 | 0 | 0
STOG | 0 | 0 | 0 | 0 | 0 | 0
STWD | 0 | 0 | 0 | 0 | 0 | 0
WT | 5337.59 | 25933.5 | 43388.48 | 60729.89 | 64132.03 | 45924.51
IGCC | 215.29 | 215.34 | 215.34 | 215.34 | 215.35 | 215.35
DemandResponse | 0 | 0 | 0 | 0 | 0 | 0
IGCC-CCS | 0 | 0.08 | 0.14 | 0.18 | 0.33 | 0.36
WT_off | 283.85 | 283.9 | 824.33 | 824 | 540.59 | 540.57
PseudoUnit | 0 | 0.01 | 0.01 | 0.03 | 824.15 | 1087.81
FixedInterchange | 0 | 0 | 0 | 0 | 0 | 0
Levelized Capital Costs by Reporting Type: Outside_EI
ReportingType | 2015 | 2020 | 2025 | 2030 | 2035 | 2040
BM | 71.48 | 71.49 | 71.49 | 71.5 | 1624.28 | 1839.37
CC | 2525.58 | 3182.49 | 3182.6 | 3182.64 | 3182.62 | 657.06
CSP | 0 | 0 | 0 | 0 | 0 | 0
CT | 147.46 | 147.46 | 147.46 | 147.45 | 0.01 | 0.01
Coal | 796.64 | 796.64 | 796.64 | 796.64 | 796.64 | 796.64
Geo | 39.14 | 603.26 | 1735.9 | 1721.64 | 1696.76 | 1132.63
H | 0 | 0 | 0.01 | 0.03 | 110.44 | 110.46
LFG | 7.41 | 214.51 | 381.39 | 381.23 | 373.99 | 166.89
Nuc | 0 | 0 | 4493.37 | 14430.72 | 25252.18 | 31888.7
PS | 0 | 0 | 0 | 0 | 0 | 0
PV | 44.57 | 44.58 | 44.59 | 44.58 | 0.03 | 0.05
PeakG | 0 | 0 | 0 | 0 | 0 | 0
PeakO | 0 | 0 | 0 | 0 | 0 | 0
ST | 306.41 | 571.16 | 638.8 | 611.51 | 1396.69 | 1435.26
STOG | 0 | 0 | 0 | 0 | 0 | 0
STWD | 0 | 0 | 0 | 0 | 0 | 0
WT | 761.13 | 5024.11 | 11872.13 | 16741.46 | 18482.4 | 15048.68
IGCC | 0 | 0.01 | 0.01 | 0.01 | 0.01 | 0.01
DemandResponse | 0 | 0 | 0 | 0 | 0 | 0
IGCC-CCS | 0 | 0.01 | 0.04 | 0.04 | 0.07 | 0.08
WT_off | 0.02 | 0.03 | 0.04 | 0.03 | 0.03 | 0.04
PseudoUnit | 0 | 0 | 0 | 0 | 0 | 0
FixedInterchange | 0 | 0 | 0 | 0 | 0 | 0
#13 | 0.01 0: Levelized Retrofit Capital Costs ($million)
Levelized Retrofit Capital Costs by Reporting Type: Entergy
ReportingType | 2015 | 2020 | 2025 | 2030 | 2035 | 2040
BM | 0 | 0 | 0 | 0 | 0 | 0
CC | 0 | 0 | 0 | 0 | 0 | 0
CSP | 0 | 0 | 0 | 0 | 0 | 0
CT | 0 | 0 | 0 | 0 | 0 | 0
Coal | 0.03 | 34.67 | 34.63 | 0 | 0 | 0
Geo | 0 | 0 | 0 | 0 | 0 | 0
H | 0 | 0 | 0 | 0 | 0 | 0
LFG | 0 | 0 | 0 | 0 | 0 | 0
Nuc | 0 | 0 | 0 | 0 | 0 | 0
PS | 0 | 0 | 0 | 0 | 0 | 0
PV | 0 | 0 | 0 | 0 | 0 | 0
PeakG | 0 | 0 | 0 | 0 | 0 | 0
PeakO | 0 | 0 | 0 | 0 | 0 | 0
ST | 0 | 0 | 0 | 0 | 0 | 0
STOG | 0 | 0 | 0 | 0 | 0 | 0
STWD | 0 | 0 | 0 | 0 | 0 | 0
WT | 0 | 0 | 0 | 0 | 0 | 0
IGCC | 0 | 0 | 0 | 0 | 0 | 0
DemandResponse | 0 | 0 | 0 | 0 | 0 | 0
IGCC-CCS | 0 | 0 | 0 | 0 | 0 | 0
WT_off | 0 | 0 | 0 | 0 | 0 | 0
PseudoUnit | 0 | 0 | 0 | 0 | 0 | 0
FixedInterchange | 0 | 0 | 0 | 0 | 0 | 0
Levelized Retrofit Capital Costs by Reporting Type: FRCC
ReportingType | 2015 | 2020 | 2025 | 2030 | 2035 | 2040
BM | 0 | 0 | 0 | 0 | 0 | 0
CC | 0 | 0 | 0 | 0 | 0 | 0
CSP | 0 | 0 | 0 | 0 | 0 | 0
CT | 0 | 0 | 0 | 0 | 0 | 0
Coal | 73.13 | 13.96 | 14.04 | 55.17 | 169.36 | 142.39
Geo | 0 | 0 | 0 | 0 | 0 | 0
H | 0 | 0 | 0 | 0 | 0 | 0
LFG | 0 | 0 | 0 | 0 | 0 | 0
Nuc | 0 | 0 | 0 | 0 | 0 | 0
PS | 0 | 0 | 0 | 0 | 0 | 0
PV | 0 | 0 | 0 | 0 | 0 | 0
PeakG | 0 | 0 | 0 | 0 | 0 | 0
PeakO | 0 | 0 | 0 | 0 | 0 | 0
ST | 0 | 0 | 0 | 0 | 0 | 0
STOG | 0 | 0 | 0 | 0 | 0 | 0
STWD | 0 | 0 | 0 | 0 | 0 | 0
WT | 0 | 0 | 0 | 0 | 0 | 0
IGCC | 0 | 0 | 0 | 0 | 0 | 0
DemandResponse | 0 | 0 | 0 | 0 | 0 | 0
IGCC-CCS | 0 | 0 | 0 | 0 | 0 | 0
WT_off | 0 | 0 | 0 | 0 | 0 | 0
PseudoUnit | 0 | 0 | 0 | 0 | 0 | 0
FixedInterchange | 0 | 0 | 0 | 0 | 0 | 0
Levelized Retrofit Capital Costs by Reporting Type: MAPP_US
ReportingType | 2015 | 2020 | 2025 | 2030 | 2035 | 2040
BM | 0 | 0 | 0 | 0 | 0 | 0
CC | 0 | 0 | 0 | 0 | 0 | 0
CSP | 0 | 0 | 0 | 0 | 0 | 0
CT | 0 | 0 | 0 | 0 | 0 | 0
Coal | 22.38 | 29.51 | 7.14 | 0 | 0 | 0
Geo | 0 | 0 | 0 | 0 | 0 | 0
H | 0 | 0 | 0 | 0 | 0 | 0
LFG | 0 | 0 | 0 | 0 | 0 | 0
Nuc | 0 | 0 | 0 | 0 | 0 | 0
PS | 0 | 0 | 0 | 0 | 0 | 0
PV | 0 | 0 | 0 | 0 | 0 | 0
PeakG | 0 | 0 | 0 | 0 | 0 | 0
PeakO | 0 | 0 | 0 | 0 | 0 | 0
ST | 0 | 0 | 0 | 0 | 0 | 0
STOG | 0 | 0 | 0 | 0 | 0 | 0
STWD | 0 | 0 | 0 | 0 | 0 | 0
WT | 0 | 0 | 0 | 0 | 0 | 0
IGCC | 0 | 0 | 0 | 0 | 0 | 0
DemandResponse | 0 | 0 | 0 | 0 | 0 | 0
IGCC-CCS | 0 | 0 | 0 | 0 | 0 | 0
WT_off | 0 | 0 | 0 | 0 | 0 | 0
PseudoUnit | 0 | 0 | 0 | 0 | 0 | 0
FixedInterchange | 0 | 0 | 0 | 0 | 0 | 0
Levelized Retrofit Capital Costs by Reporting Type: MISO_IN
ReportingType | 2015 | 2020 | 2025 | 2030 | 2035 | 2040
BM | 0 | 0 | 0 | 0 | 0 | 0
CC | 0 | 0 | 0 | 0 | 0 | 0
CSP | 0 | 0 | 0 | 0 | 0 | 0
CT | 0 | 0 | 0 | 0 | 0 | 0
Coal | 0.05 | 92.19 | 104.3 | 149.07 | 551.2 | 436.26
Geo | 0 | 0 | 0 | 0 | 0 | 0
H | 0 | 0 | 0 | 0 | 0 | 0
LFG | 0 | 0 | 0 | 0 | 0 | 0
Nuc | 0 | 0 | 0 | 0 | 0 | 0
PS | 0 | 0 | 0 | 0 | 0 | 0
PV | 0 | 0 | 0 | 0 | 0 | 0
PeakG | 0 | 0 | 0 | 0 | 0 | 0
PeakO | 0 | 0 | 0 | 0 | 0 | 0
ST | 0 | 0 | 0 | 0 | 0 | 0
STOG | 0 | 0 | 0 | 0 | 0 | 0
STWD | 0 | 0 | 0 | 0 | 0 | 0
WT | 0 | 0 | 0 | 0 | 0 | 0
IGCC | 0 | 0 | 0 | 0 | 0 | 0
DemandResponse | 0 | 0 | 0 | 0 | 0 | 0
IGCC-CCS | 0 | 0 | 0 | 0 | 0 | 0
WT_off | 0 | 0 | 0 | 0 | 0 | 0
PseudoUnit | 0 | 0 | 0 | 0 | 0 | 0
FixedInterchange | 0 | 0 | 0 | 0 | 0 | 0
Levelized Retrofit Capital Costs by Reporting Type: MISO_MI
ReportingType | 2015 | 2020 | 2025 | 2030 | 2035 | 2040
BM | 0 | 0 | 0 | 0 | 0 | 0
CC | 0 | 0 | 0 | 0 | 0 | 0
CSP | 0 | 0 | 0 | 0 | 0 | 0
CT | 0 | 0 | 0 | 0 | 0 | 0
Coal | 15.2 | 15.28 | 0.09 | 0.09 | 0.2 | 0.14
Geo | 0 | 0 | 0 | 0 | 0 | 0
H | 0 | 0 | 0 | 0 | 0 | 0
LFG | 0 | 0 | 0 | 0 | 0 | 0
Nuc | 0 | 0 | 0 | 0 | 0 | 0
PS | 0 | 0 | 0 | 0 | 0 | 0
PV | 0 | 0 | 0 | 0 | 0 | 0
PeakG | 0 | 0 | 0 | 0 | 0 | 0
PeakO | 0 | 0 | 0 | 0 | 0 | 0
ST | 0 | 0 | 0 | 0 | 0 | 0
STOG | 0 | 0 | 0 | 0 | 0 | 0
STWD | 0 | 0 | 0 | 0 | 0 | 0
WT | 0 | 0 | 0 | 0 | 0 | 0
IGCC | 0 | 0 | 0 | 0 | 0 | 0
DemandResponse | 0 | 0 | 0 | 0 | 0 | 0
IGCC-CCS | 0 | 0 | 0 | 0 | 0 | 0
WT_off | 0 | 0 | 0 | 0 | 0 | 0
PseudoUnit | 0 | 0 | 0 | 0 | 0 | 0
FixedInterchange | 0 | 0 | 0 | 0 | 0 | 0
Levelized Retrofit Capital Costs by Reporting Type: MISO_MO-IL
ReportingType | 2015 | 2020 | 2025 | 2030 | 2035 | 2040
BM | 0 | 0 | 0 | 0 | 0 | 0
CC | 0 | 0 | 0 | 0 | 0 | 0
CSP | 0 | 0 | 0 | 0 | 0 | 0
CT | 0 | 0 | 0 | 0 | 0 | 0
Coal | 9.36 | 32.58 | 33.41 | 34.19 | 99.86 | 66.58
Geo | 0 | 0 | 0 | 0 | 0 | 0
H | 0 | 0 | 0 | 0 | 0 | 0
LFG | 0 | 0 | 0 | 0 | 0 | 0
Nuc | 0 | 0 | 0 | 0 | 0 | 0
PS | 0 | 0 | 0 | 0 | 0 | 0
PV | 0 | 0 | 0 | 0 | 0 | 0
PeakG | 0 | 0 | 0 | 0 | 0 | 0
PeakO | 0 | 0 | 0 | 0 | 0 | 0
ST | 0 | 0 | 0 | 0 | 0 | 0
STOG | 0 | 0 | 0 | 0 | 0 | 0
STWD | 0 | 0 | 0 | 0 | 0 | 0
WT | 0 | 0 | 0 | 0 | 0 | 0
IGCC | 0 | 0 | 0 | 0 | 0 | 0
DemandResponse | 0 | 0 | 0 | 0 | 0 | 0
IGCC-CCS | 0 | 0 | 0 | 0 | 0 | 0
WT_off | 0 | 0 | 0 | 0 | 0 | 0
PseudoUnit | 0 | 0 | 0 | 0 | 0 | 0
FixedInterchange | 0 | 0 | 0 | 0 | 0 | 0
Levelized Retrofit Capital Costs by Reporting Type: MISO_W
ReportingType | 2015 | 2020 | 2025 | 2030 | 2035 | 2040
BM | 0 | 0 | 0 | 0 | 0 | 0
CC | 0 | 0 | 0 | 0 | 0 | 0
CSP | 0 | 0 | 0 | 0 | 0 | 0
CT | 0 | 0 | 0 | 0 | 0 | 0
Coal | 26.73 | 21.59 | 111.67 | 90.12 | 35.88 | 35.88
Geo | 0 | 0 | 0 | 0 | 0 | 0
H | 0 | 0 | 0 | 0 | 0 | 0
LFG | 0 | 0 | 0 | 0 | 0 | 0
Nuc | 0 | 0 | 0 | 0 | 0 | 0
PS | 0 | 0 | 0 | 0 | 0 | 0
PV | 0 | 0 | 0 | 0 | 0 | 0
PeakG | 0 | 0 | 0 | 0 | 0 | 0
PeakO | 0 | 0 | 0 | 0 | 0 | 0
ST | 0 | 0 | 0 | 0 | 0 | 0
STOG | 0 | 0 | 0 | 0 | 0 | 0
STWD | 0 | 0 | 0 | 0 | 0 | 0
WT | 0 | 0 | 0 | 0 | 0 | 0
IGCC | 0 | 0 | 0 | 0 | 0 | 0
DemandResponse | 0 | 0 | 0 | 0 | 0 | 0
IGCC-CCS | 0 | 0 | 0 | 0 | 0 | 0
WT_off | 0 | 0 | 0 | 0 | 0 | 0
PseudoUnit | 0 | 0 | 0 | 0 | 0 | 0
FixedInterchange | 0 | 0 | 0 | 0 | 0 | 0
Levelized Retrofit Capital Costs by Reporting Type: MISO_WUMS
ReportingType | 2015 | 2020 | 2025 | 2030 | 2035 | 2040
BM | 0 | 0 | 0 | 0 | 0 | 0
CC | 0 | 0 | 0 | 0 | 0 | 0
CSP | 0 | 0 | 0 | 0 | 0 | 0
CT | 0 | 0 | 0 | 0 | 0 | 0
Coal | 197.28 | 175.95 | 26.25 | 40.05 | 113.55 | 139.37
Geo | 0 | 0 | 0 | 0 | 0 | 0
H | 0 | 0 | 0 | 0 | 0 | 0
LFG | 0 | 0 | 0 | 0 | 0 | 0
Nuc | 0 | 0 | 0 | 0 | 0 | 0
PS | 0 | 0 | 0 | 0 | 0 | 0
PV | 0 | 0 | 0 | 0 | 0 | 0
PeakG | 0 | 0 | 0 | 0 | 0 | 0
PeakO | 0 | 0 | 0 | 0 | 0 | 0
ST | 0 | 0 | 0 | 0 | 0 | 0
STOG | 0 | 0 | 0 | 0 | 0 | 0
STWD | 0 | 0 | 0 | 0 | 0 | 0
WT | 0 | 0 | 0 | 0 | 0 | 0
IGCC | 0 | 0 | 0 | 0 | 0 | 0
DemandResponse | 0 | 0 | 0 | 0 | 0 | 0
IGCC-CCS | 0 | 0 | 0 | 0 | 0 | 0
WT_off | 0 | 0 | 0 | 0 | 0 | 0
PseudoUnit | 0 | 0 | 0 | 0 | 0 | 0
FixedInterchange | 0 | 0 | 0 | 0 | 0 | 0
Levelized Retrofit Capital Costs by Reporting Type: Nebraska
ReportingType | 2015 | 2020 | 2025 | 2030 | 2035 | 2040
BM | 0 | 0 | 0 | 0 | 0 | 0
CC | 0 | 0 | 0 | 0 | 0 | 0
CSP | 0 | 0 | 0 | 0 | 0 | 0
CT | 0 | 0 | 0 | 0 | 0 | 0
Coal | 0.01 | 22.58 | 49.25 | 26.68 | 27.6 | 27.6
Geo | 0 | 0 | 0 | 0 | 0 | 0
H | 0 | 0 | 0 | 0 | 0 | 0
LFG | 0 | 0 | 0 | 0 | 0 | 0
Nuc | 0 | 0 | 0 | 0 | 0 | 0
PS | 0 | 0 | 0 | 0 | 0 | 0
PV | 0 | 0 | 0 | 0 | 0 | 0
PeakG | 0 | 0 | 0 | 0 | 0 | 0
PeakO | 0 | 0 | 0 | 0 | 0 | 0
ST | 0 | 0 | 0 | 0 | 0 | 0
STOG | 0 | 0 | 0 | 0 | 0 | 0
STWD | 0 | 0 | 0 | 0 | 0 | 0
WT | 0 | 0 | 0 | 0 | 0 | 0
IGCC | 0 | 0 | 0 | 0 | 0 | 0
DemandResponse | 0 | 0 | 0 | 0 | 0 | 0
IGCC-CCS | 0 | 0 | 0 | 0 | 0 | 0
WT_off | 0 | 0 | 0 | 0 | 0 | 0
PseudoUnit | 0 | 0 | 0 | 0 | 0 | 0
FixedInterchange | 0 | 0 | 0 | 0 | 0 | 0
Levelized Retrofit Capital Costs by Reporting Type: NEISO
ReportingType | 2015 | 2020 | 2025 | 2030 | 2035 | 2040
BM | 0 | 0 | 0 | 0 | 0 | 0
CC | 0 | 0 | 0 | 0 | 0 | 0
CSP | 0 | 0 | 0 | 0 | 0 | 0
CT | 0 | 0 | 0 | 0 | 0 | 0
Coal | 29.15 | 29.16 | 0.01 | 0.01 | 0.01 | 0.01
Geo | 0 | 0 | 0 | 0 | 0 | 0
H | 0 | 0 | 0 | 0 | 0 | 0
LFG | 0 | 0 | 0 | 0 | 0 | 0
Nuc | 0 | 0 | 0 | 0 | 0 | 0
PS | 0 | 0 | 0 | 0 | 0 | 0
PV | 0 | 0 | 0 | 0 | 0 | 0
PeakG | 0 | 0 | 0 | 0 | 0 | 0
PeakO | 0 | 0 | 0 | 0 | 0 | 0
ST | 0 | 0 | 0 | 0 | 0 | 0
STOG | 0 | 0 | 0 | 0 | 0 | 0
STWD | 0 | 0 | 0 | 0 | 0 | 0
WT | 0 | 0 | 0 | 0 | 0 | 0
IGCC | 0 | 0 | 0 | 0 | 0 | 0
DemandResponse | 0 | 0 | 0 | 0 | 0 | 0
IGCC-CCS | 0 | 0 | 0 | 0 | 0 | 0
WT_off | 0 | 0 | 0 | 0 | 0 | 0
PseudoUnit | 0 | 0 | 0 | 0 | 0 | 0
FixedInterchange | 0 | 0 | 0 | 0 | 0 | 0
Levelized Retrofit Capital Costs by Reporting Type: NonRTO_Midwest
ReportingType | 2015 | 2020 | 2025 | 2030 | 2035 | 2040
BM | 0 | 0 | 0 | 0 | 0 | 0
CC | 0 | 0 | 0 | 0 | 0 | 0
CSP | 0 | 0 | 0 | 0 | 0 | 0
CT | 0 | 0 | 0 | 0 | 0 | 0
Coal | 165.78 | 173.17 | 43.3 | 140.95 | 337.3 | 204.56
Geo | 0 | 0 | 0 | 0 | 0 | 0
H | 0 | 0 | 0 | 0 | 0 | 0
LFG | 0 | 0 | 0 | 0 | 0 | 0
Nuc | 0 | 0 | 0 | 0 | 0 | 0
PS | 0 | 0 | 0 | 0 | 0 | 0
PV | 0 | 0 | 0 | 0 | 0 | 0
PeakG | 0 | 0 | 0 | 0 | 0 | 0
PeakO | 0 | 0 | 0 | 0 | 0 | 0
ST | 0 | 0 | 0 | 0 | 0 | 0
STOG | 0 | 0 | 0 | 0 | 0 | 0
STWD | 0 | 0 | 0 | 0 | 0 | 0
WT | 0 | 0 | 0 | 0 | 0 | 0
IGCC | 0 | 0 | 0 | 0 | 0 | 0
DemandResponse | 0 | 0 | 0 | 0 | 0 | 0
IGCC-CCS | 0 | 0 | 0 | 0 | 0 | 0
WT_off | 0 | 0 | 0 | 0 | 0 | 0
PseudoUnit | 0 | 0 | 0 | 0 | 0 | 0
FixedInterchange | 0 | 0 | 0 | 0 | 0 | 0
Levelized Retrofit Capital Costs by Reporting Type: NYISO_A-F
ReportingType | 2015 | 2020 | 2025 | 2030 | 2035 | 2040
BM | 0 | 0 | 0 | 0 | 0 | 0
CC | 0 | 0 | 0 | 0 | 0 | 0
CSP | 0 | 0 | 0 | 0 | 0 | 0
CT | 0 | 0 | 0 | 0 | 0 | 0
Coal | 0.01 | 0.01 | 0.01 | 0.01 | 0.01 | 0.01
Geo | 0 | 0 | 0 | 0 | 0 | 0
H | 0 | 0 | 0 | 0 | 0 | 0
LFG | 0 | 0 | 0 | 0 | 0 | 0
Nuc | 0 | 0 | 0 | 0 | 0 | 0
PS | 0 | 0 | 0 | 0 | 0 | 0
PV | 0 | 0 | 0 | 0 | 0 | 0
PeakG | 0 | 0 | 0 | 0 | 0 | 0
PeakO | 0 | 0 | 0 | 0 | 0 | 0
ST | 0 | 0 | 0 | 0 | 0 | 0
STOG | 0 | 0 | 0 | 0 | 0 | 0
STWD | 0 | 0 | 0 | 0 | 0 | 0
WT | 0 | 0 | 0 | 0 | 0 | 0
IGCC | 0 | 0 | 0 | 0 | 0 | 0
DemandResponse | 0 | 0 | 0 | 0 | 0 | 0
IGCC-CCS | 0 | 0 | 0 | 0 | 0 | 0
WT_off | 0 | 0 | 0 | 0 | 0 | 0
PseudoUnit | 0 | 0 | 0 | 0 | 0 | 0
FixedInterchange | 0 | 0 | 0 | 0 | 0 | 0
Levelized Retrofit Capital Costs by Reporting Type: NYISO_G-I
ReportingType | 2015 | 2020 | 2025 | 2030 | 2035 | 2040
BM | 0 | 0 | 0 | 0 | 0 | 0
CC | 0 | 0 | 0 | 0 | 0 | 0
CSP | 0 | 0 | 0 | 0 | 0 | 0
CT | 0 | 0 | 0 | 0 | 0 | 0
Coal | 0 | 0.01 | 0 | 0 | 0 | 0
Geo | 0 | 0 | 0 | 0 | 0 | 0
H | 0 | 0 | 0 | 0 | 0 | 0
LFG | 0 | 0 | 0 | 0 | 0 | 0
Nuc | 0 | 0 | 0 | 0 | 0 | 0
PS | 0 | 0 | 0 | 0 | 0 | 0
PV | 0 | 0 | 0 | 0 | 0 | 0
PeakG | 0 | 0 | 0 | 0 | 0 | 0
PeakO | 0 | 0 | 0 | 0 | 0 | 0
ST | 0 | 0 | 0 | 0 | 0 | 0
STOG | 0 | 0 | 0 | 0 | 0 | 0
STWD | 0 | 0 | 0 | 0 | 0 | 0
WT | 0 | 0 | 0 | 0 | 0 | 0
IGCC | 0 | 0 | 0 | 0 | 0 | 0
DemandResponse | 0 | 0 | 0 | 0 | 0 | 0
IGCC-CCS | 0 | 0 | 0 | 0 | 0 | 0
WT_off | 0 | 0 | 0 | 0 | 0 | 0
PseudoUnit | 0 | 0 | 0 | 0 | 0 | 0
FixedInterchange | 0 | 0 | 0 | 0 | 0 | 0
Levelized Retrofit Capital Costs by Reporting Type: NYISO_J-K
ReportingType | 2015 | 2020 | 2025 | 2030 | 2035 | 2040
BM | 0 | 0 | 0 | 0 | 0 | 0
CC | 0 | 0 | 0 | 0 | 0 | 0
CSP | 0 | 0 | 0 | 0 | 0 | 0
CT | 0 | 0 | 0 | 0 | 0 | 0
Coal | 0 | 0 | 0 | 0 | 0 | 0
Geo | 0 | 0 | 0 | 0 | 0 | 0
H | 0 | 0 | 0 | 0 | 0 | 0
LFG | 0 | 0 | 0 | 0 | 0 | 0
Nuc | 0 | 0 | 0 | 0 | 0 | 0
PS | 0 | 0 | 0 | 0 | 0 | 0
PV | 0 | 0 | 0 | 0 | 0 | 0
PeakG | 0 | 0 | 0 | 0 | 0 | 0
PeakO | 0 | 0 | 0 | 0 | 0 | 0
ST | 0 | 0 | 0 | 0 | 0 | 0
STOG | 0 | 0 | 0 | 0 | 0 | 0
STWD | 0 | 0 | 0 | 0 | 0 | 0
WT | 0 | 0 | 0 | 0 | 0 | 0
IGCC | 0 | 0 | 0 | 0 | 0 | 0
DemandResponse | 0 | 0 | 0 | 0 | 0 | 0
IGCC-CCS | 0 | 0 | 0 | 0 | 0 | 0
WT_off | 0 | 0 | 0 | 0 | 0 | 0
PseudoUnit | 0 | 0 | 0 | 0 | 0 | 0
FixedInterchange | 0 | 0 | 0 | 0 | 0 | 0
Levelized Retrofit Capital Costs by Reporting Type: PJM_E
ReportingType | 2015 | 2020 | 2025 | 2030 | 2035 | 2040
BM | 0 | 0 | 0 | 0 | 0 | 0
CC | 0 | 0 | 0 | 0 | 0 | 0
CSP | 0 | 0 | 0 | 0 | 0 | 0
CT | 0 | 0 | 0 | 0 | 0 | 0
Coal | 22.46 | 22.47 | 0.02 | 0.07 | 35.74 | 54.14
Geo | 0 | 0 | 0 | 0 | 0 | 0
H | 0 | 0 | 0 | 0 | 0 | 0
LFG | 0 | 0 | 0 | 0 | 0 | 0
Nuc | 0 | 0 | 0 | 0 | 0 | 0
PS | 0 | 0 | 0 | 0 | 0 | 0
PV | 0 | 0 | 0 | 0 | 0 | 0
PeakG | 0 | 0 | 0 | 0 | 0 | 0
PeakO | 0 | 0 | 0 | 0 | 0 | 0
ST | 0 | 0 | 0 | 0 | 0 | 0
STOG | 0 | 0 | 0 | 0 | 0 | 0
STWD | 0 | 0 | 0 | 0 | 0 | 0
WT | 0 | 0 | 0 | 0 | 0 | 0
IGCC | 0 | 0 | 0 | 0 | 0 | 0
DemandResponse | 0 | 0 | 0 | 0 | 0 | 0
IGCC-CCS | 0 | 0 | 0 | 0 | 0 | 0
WT_off | 0 | 0 | 0 | 0 | 0 | 0
PseudoUnit | 0 | 0 | 0 | 0 | 0 | 0
FixedInterchange | 0 | 0 | 0 | 0 | 0 | 0
Levelized Retrofit Capital Costs by Reporting Type: PJM_ROM
ReportingType | 2015 | 2020 | 2025 | 2030 | 2035 | 2040
BM | 0 | 0 | 0 | 0 | 0 | 0
CC | 0 | 0 | 0 | 0 | 0 | 0
CSP | 0 | 0 | 0 | 0 | 0 | 0
CT | 0 | 0 | 0 | 0 | 0 | 0
Coal | 14.66 | 0.61 | 0.7 | 0.25 | 0.46 | 0.35
Geo | 0 | 0 | 0 | 0 | 0 | 0
H | 0 | 0 | 0 | 0 | 0 | 0
LFG | 0 | 0 | 0 | 0 | 0 | 0
Nuc | 0 | 0 | 0 | 0 | 0 | 0
PS | 0 | 0 | 0 | 0 | 0 | 0
PV | 0 | 0 | 0 | 0 | 0 | 0
PeakG | 0 | 0 | 0 | 0 | 0 | 0
PeakO | 0 | 0 | 0 | 0 | 0 | 0
ST | 0 | 0 | 0 | 0 | 0 | 0
STOG | 0 | 0 | 0 | 0 | 0 | 0
STWD | 0 | 0 | 0 | 0 | 0 | 0
WT | 0 | 0 | 0 | 0 | 0 | 0
IGCC | 0 | 0 | 0 | 0 | 0 | 0
DemandResponse | 0 | 0 | 0 | 0 | 0 | 0
IGCC-CCS | 0 | 0 | 0 | 0 | 0 | 0
WT_off | 0 | 0 | 0 | 0 | 0 | 0
PseudoUnit | 0 | 0 | 0 | 0 | 0 | 0
FixedInterchange | 0 | 0 | 0 | 0 | 0 | 0
Levelized Retrofit Capital Costs by Reporting Type: PJM_ROR
ReportingType | 2015 | 2020 | 2025 | 2030 | 2035 | 2040
BM | 0 | 0 | 0 | 0 | 0 | 0
CC | 0 | 0 | 0 | 0 | 0 | 0
CSP | 0 | 0 | 0 | 0 | 0 | 0
CT | 0 | 0 | 0 | 0 | 0 | 0
Coal | 47.18 | 165 | 421.16 | 358.49 | 961.05 | 858.97
Geo | 0 | 0 | 0 | 0 | 0 | 0
H | 0 | 0 | 0 | 0 | 0 | 0
LFG | 0 | 0 | 0 | 0 | 0 | 0
Nuc | 0 | 0 | 0 | 0 | 0 | 0
PS | 0 | 0 | 0 | 0 | 0 | 0
PV | 0 | 0 | 0 | 0 | 0 | 0
PeakG | 0 | 0 | 0 | 0 | 0 | 0
PeakO | 0 | 0 | 0 | 0 | 0 | 0
ST | 0 | 0 | 0 | 0 | 0 | 0
STOG | 0 | 0 | 0 | 0 | 0 | 0
STWD | 0 | 0 | 0 | 0 | 0 | 0
WT | 0 | 0 | 0 | 0 | 0 | 0
IGCC | 0 | 0 | 0 | 0 | 0 | 0
DemandResponse | 0 | 0 | 0 | 0 | 0 | 0
IGCC-CCS | 0 | 0 | 0 | 0 | 0 | 0
WT_off | 0 | 0 | 0 | 0 | 0 | 0
PseudoUnit | 0 | 0 | 0 | 0 | 0 | 0
FixedInterchange | 0 | 0 | 0 | 0 | 0 | 0
Levelized Retrofit Capital Costs by Reporting Type: SOCO
ReportingType | 2015 | 2020 | 2025 | 2030 | 2035 | 2040
BM | 0 | 0 | 0 | 0 | 0 | 0
CC | 0 | 0 | 0 | 0 | 0 | 0
CSP | 0 | 0 | 0 | 0 | 0 | 0
CT | 0 | 0 | 0 | 0 | 0 | 0
Coal | 400.42 | 421.44 | 344.71 | 392.85 | 69.97 | 0.81
Geo | 0 | 0 | 0 | 0 | 0 | 0
H | 0 | 0 | 0 | 0 | 0 | 0
LFG | 0 | 0 | 0 | 0 | 0 | 0
Nuc | 0 | 0 | 0 | 0 | 0 | 0
PS | 0 | 0 | 0 | 0 | 0 | 0
PV | 0 | 0 | 0 | 0 | 0 | 0
PeakG | 0 | 0 | 0 | 0 | 0 | 0
PeakO | 0 | 0 | 0 | 0 | 0 | 0
ST | 0 | 0 | 0 | 0 | 0 | 0
STOG | 0 | 0 | 0 | 0 | 0 | 0
STWD | 0 | 0 | 0 | 0 | 0 | 0
WT | 0 | 0 | 0 | 0 | 0 | 0
IGCC | 0 | 0 | 0 | 0 | 0 | 0
DemandResponse | 0 | 0 | 0 | 0 | 0 | 0
IGCC-CCS | 0 | 0 | 0 | 0 | 0 | 0
WT_off | 0 | 0 | 0 | 0 | 0 | 0
PseudoUnit | 0 | 0 | 0 | 0 | 0 | 0
FixedInterchange | 0 | 0 | 0 | 0 | 0 | 0
Levelized Retrofit Capital Costs by Reporting Type: SPP_N
ReportingType | 2015 | 2020 | 2025 | 2030 | 2035 | 2040
BM | 0 | 0 | 0 | 0 | 0 | 0
CC | 0 | 0 | 0 | 0 | 0 | 0
CSP | 0 | 0 | 0 | 0 | 0 | 0
CT | 0 | 0 | 0 | 0 | 0 | 0
Coal | 0.02 | 32.13 | 32.12 | 0.03 | 0.04 | 0.05
Geo | 0 | 0 | 0 | 0 | 0 | 0
H | 0 | 0 | 0 | 0 | 0 | 0
LFG | 0 | 0 | 0 | 0 | 0 | 0
Nuc | 0 | 0 | 0 | 0 | 0 | 0
PS | 0 | 0 | 0 | 0 | 0 | 0
PV | 0 | 0 | 0 | 0 | 0 | 0
PeakG | 0 | 0 | 0 | 0 | 0 | 0
PeakO | 0 | 0 | 0 | 0 | 0 | 0
ST | 0 | 0 | 0 | 0 | 0 | 0
STOG | 0 | 0 | 0 | 0 | 0 | 0
STWD | 0 | 0 | 0 | 0 | 0 | 0
WT | 0 | 0 | 0 | 0 | 0 | 0
IGCC | 0 | 0 | 0 | 0 | 0 | 0
DemandResponse | 0 | 0 | 0 | 0 | 0 | 0
IGCC-CCS | 0 | 0 | 0 | 0 | 0 | 0
WT_off | 0 | 0 | 0 | 0 | 0 | 0
PseudoUnit | 0 | 0 | 0 | 0 | 0 | 0
FixedInterchange | 0 | 0 | 0 | 0 | 0 | 0
Levelized Retrofit Capital Costs by Reporting Type: SPP_S
ReportingType | 2015 | 2020 | 2025 | 2030 | 2035 | 2040
BM | 0 | 0 | 0 | 0 | 0 | 0
CC | 0 | 0 | 0 | 0 | 0 | 0
CSP | 0 | 0 | 0 | 0 | 0 | 0
CT | 0 | 0 | 0 | 0 | 0 | 0
Coal | 0.06 | 26.98 | 26.92 | 0.01 | 0.01 | 0.01
Geo | 0 | 0 | 0 | 0 | 0 | 0
H | 0 | 0 | 0 | 0 | 0 | 0
LFG | 0 | 0 | 0 | 0 | 0 | 0
Nuc | 0 | 0 | 0 | 0 | 0 | 0
PS | 0 | 0 | 0 | 0 | 0 | 0
PV | 0 | 0 | 0 | 0 | 0 | 0
PeakG | 0 | 0 | 0 | 0 | 0 | 0
PeakO | 0 | 0 | 0 | 0 | 0 | 0
ST | 0 | 0 | 0 | 0 | 0 | 0
STOG | 0 | 0 | 0 | 0 | 0 | 0
STWD | 0 | 0 | 0 | 0 | 0 | 0
WT | 0 | 0 | 0 | 0 | 0 | 0
IGCC | 0 | 0 | 0 | 0 | 0 | 0
DemandResponse | 0 | 0 | 0 | 0 | 0 | 0
IGCC-CCS | 0 | 0 | 0 | 0 | 0 | 0
WT_off | 0 | 0 | 0 | 0 | 0 | 0
PseudoUnit | 0 | 0 | 0 | 0 | 0 | 0
FixedInterchange | 0 | 0 | 0 | 0 | 0 | 0
Levelized Retrofit Capital Costs by Reporting Type: TVA
ReportingType | 2015 | 2020 | 2025 | 2030 | 2035 | 2040
BM | 0 | 0 | 0 | 0 | 0 | 0
CC | 0 | 0 | 0 | 0 | 0 | 0
CSP | 0 | 0 | 0 | 0 | 0 | 0
CT | 0 | 0 | 0 | 0 | 0 | 0
Coal | 0.03 | 25.28 | 25.31 | 0.17 | 0.24 | 0.13
Geo | 0 | 0 | 0 | 0 | 0 | 0
H | 0 | 0 | 0 | 0 | 0 | 0
LFG | 0 | 0 | 0 | 0 | 0 | 0
Nuc | 0 | 0 | 0 | 0 | 0 | 0
PS | 0 | 0 | 0 | 0 | 0 | 0
PV | 0 | 0 | 0 | 0 | 0 | 0
PeakG | 0 | 0 | 0 | 0 | 0 | 0
PeakO | 0 | 0 | 0 | 0 | 0 | 0
ST | 0 | 0 | 0 | 0 | 0 | 0
STOG | 0 | 0 | 0 | 0 | 0 | 0
STWD | 0 | 0 | 0 | 0 | 0 | 0
WT | 0 | 0 | 0 | 0 | 0 | 0
IGCC | 0 | 0 | 0 | 0 | 0 | 0
DemandResponse | 0 | 0 | 0 | 0 | 0 | 0
IGCC-CCS | 0 | 0 | 0 | 0 | 0 | 0
WT_off | 0 | 0 | 0 | 0 | 0 | 0
PseudoUnit | 0 | 0 | 0 | 0 | 0 | 0
FixedInterchange | 0 | 0 | 0 | 0 | 0 | 0
Levelized Retrofit Capital Costs by Reporting Type: TVA_Transmission
ReportingType | 2015 | 2020 | 2025 | 2030 | 2035 | 2040
BM | 0 | 0 | 0 | 0 | 0 | 0
CC | 0 | 0 | 0 | 0 | 0 | 0
CSP | 0 | 0 | 0 | 0 | 0 | 0
CT | 0 | 0 | 0 | 0 | 0 | 0
Coal | 0 | 0 | 0 | 0 | 0 | 0
Geo | 0 | 0 | 0 | 0 | 0 | 0
H | 0 | 0 | 0 | 0 | 0 | 0
LFG | 0 | 0 | 0 | 0 | 0 | 0
Nuc | 0 | 0 | 0 | 0 | 0 | 0
PS | 0 | 0 | 0 | 0 | 0 | 0
PV | 0 | 0 | 0 | 0 | 0 | 0
PeakG | 0 | 0 | 0 | 0 | 0 | 0
PeakO | 0 | 0 | 0 | 0 | 0 | 0
ST | 0 | 0 | 0 | 0 | 0 | 0
STOG | 0 | 0 | 0 | 0 | 0 | 0
STWD | 0 | 0 | 0 | 0 | 0 | 0
WT | 0 | 0 | 0 | 0 | 0 | 0
IGCC | 0 | 0 | 0 | 0 | 0 | 0
DemandResponse | 0 | 0 | 0 | 0 | 0 | 0
IGCC-CCS | 0 | 0 | 0 | 0 | 0 | 0
WT_off | 0 | 0 | 0 | 0 | 0 | 0
PseudoUnit | 0 | 0 | 0 | 0 | 0 | 0
FixedInterchange | 0 | 0 | 0 | 0 | 0 | 0
Levelized Retrofit Capital Costs by Reporting Type: VACAR
ReportingType | 2015 | 2020 | 2025 | 2030 | 2035 | 2040
BM | 0 | 0 | 0 | 0 | 0 | 0
CC | 0 | 0 | 0 | 0 | 0 | 0
CSP | 0 | 0 | 0 | 0 | 0 | 0
CT | 0 | 0 | 0 | 0 | 0 | 0
Coal | 0.04 | 56.6 | 125.15 | 120.76 | 114.46 | 62.35
Geo | 0 | 0 | 0 | 0 | 0 | 0
H | 0 | 0 | 0 | 0 | 0 | 0
LFG | 0 | 0 | 0 | 0 | 0 | 0
Nuc | 0 | 0 | 0 | 0 | 0 | 0
PS | 0 | 0 | 0 | 0 | 0 | 0
PV | 0 | 0 | 0 | 0 | 0 | 0
PeakG | 0 | 0 | 0 | 0 | 0 | 0
PeakO | 0 | 0 | 0 | 0 | 0 | 0
ST | 0 | 0 | 0 | 0 | 0 | 0
STOG | 0 | 0 | 0 | 0 | 0 | 0
STWD | 0 | 0 | 0 | 0 | 0 | 0
WT | 0 | 0 | 0 | 0 | 0 | 0
IGCC | 0 | 0 | 0 | 0 | 0 | 0
DemandResponse | 0 | 0 | 0 | 0 | 0 | 0
IGCC-CCS | 0 | 0 | 0 | 0 | 0 | 0
WT_off | 0 | 0 | 0 | 0 | 0 | 0
PseudoUnit | 0 | 0 | 0 | 0 | 0 | 0
FixedInterchange | 0 | 0 | 0 | 0 | 0 | 0
Levelized Retrofit Capital Costs by Reporting Type: IESO
ReportingType | 2015 | 2020 | 2025 | 2030 | 2035 | 2040
BM | 0 | 0 | 0 | 0 | 0 | 0
CC | 0 | 0 | 0 | 0 | 0 | 0
CSP | 0 | 0 | 0 | 0 | 0 | 0
CT | 0 | 0 | 0 | 0 | 0 | 0
Coal | 0 | 0 | 0 | 0 | 0 | 0
Geo | 0 | 0 | 0 | 0 | 0 | 0
H | 0 | 0 | 0 | 0 | 0 | 0
LFG | 0 | 0 | 0 | 0 | 0 | 0
Nuc | 0 | 0 | 0 | 0 | 0 | 0
PS | 0 | 0 | 0 | 0 | 0 | 0
PV | 0 | 0 | 0 | 0 | 0 | 0
PeakG | 0 | 0 | 0 | 0 | 0 | 0
PeakO | 0 | 0 | 0 | 0 | 0 | 0
ST | 0 | 0 | 0 | 0 | 0 | 0
STOG | 0 | 0 | 0 | 0 | 0 | 0
STWD | 0 | 0 | 0 | 0 | 0 | 0
WT | 0 | 0 | 0 | 0 | 0 | 0
IGCC | 0 | 0 | 0 | 0 | 0 | 0
DemandResponse | 0 | 0 | 0 | 0 | 0 | 0
IGCC-CCS | 0 | 0 | 0 | 0 | 0 | 0
WT_off | 0 | 0 | 0 | 0 | 0 | 0
PseudoUnit | 0 | 0 | 0 | 0 | 0 | 0
FixedInterchange | 0 | 0 | 0 | 0 | 0 | 0
Levelized Retrofit Capital Costs by Reporting Type: MAPP_CA
ReportingType | 2015 | 2020 | 2025 | 2030 | 2035 | 2040
BM | 0 | 0 | 0 | 0 | 0 | 0
CC | 0 | 0 | 0 | 0 | 0 | 0
CSP | 0 | 0 | 0 | 0 | 0 | 0
CT | 0 | 0 | 0 | 0 | 0 | 0
Coal | 0 | 0 | 0 | 0 | 0 | 0
Geo | 0 | 0 | 0 | 0 | 0 | 0
H | 0 | 0 | 0 | 0 | 0 | 0
LFG | 0 | 0 | 0 | 0 | 0 | 0
Nuc | 0 | 0 | 0 | 0 | 0 | 0
PS | 0 | 0 | 0 | 0 | 0 | 0
PV | 0 | 0 | 0 | 0 | 0 | 0
PeakG | 0 | 0 | 0 | 0 | 0 | 0
PeakO | 0 | 0 | 0 | 0 | 0 | 0
ST | 0 | 0 | 0 | 0 | 0 | 0
STOG | 0 | 0 | 0 | 0 | 0 | 0
STWD | 0 | 0 | 0 | 0 | 0 | 0
WT | 0 | 0 | 0 | 0 | 0 | 0
IGCC | 0 | 0 | 0 | 0 | 0 | 0
DemandResponse | 0 | 0 | 0 | 0 | 0 | 0
IGCC-CCS | 0 | 0 | 0 | 0 | 0 | 0
WT_off | 0 | 0 | 0 | 0 | 0 | 0
PseudoUnit | 0 | 0 | 0 | 0 | 0 | 0
FixedInterchange | 0 | 0 | 0 | 0 | 0 | 0
Levelized Retrofit Capital Costs by Reporting Type: AZ_NM_SNV_Coal
ReportingType | 2015 | 2020 | 2025 | 2030 | 2035 | 2040
BM | 0 | 0 | 0 | 0 | 0 | 0
CC | 0 | 0 | 0 | 0 | 0 | 0
CSP | 0 | 0 | 0 | 0 | 0 | 0
CT | 0 | 0 | 0 | 0 | 0 | 0
Coal | 49.69 | 60.72 | 27.78 | 19.1 | 110.86 | 91.78
Geo | 0 | 0 | 0 | 0 | 0 | 0
H | 0 | 0 | 0 | 0 | 0 | 0
LFG | 0 | 0 | 0 | 0 | 0 | 0
Nuc | 0 | 0 | 0 | 0 | 0 | 0
PS | 0 | 0 | 0 | 0 | 0 | 0
PV | 0 | 0 | 0 | 0 | 0 | 0
PeakG | 0 | 0 | 0 | 0 | 0 | 0
PeakO | 0 | 0 | 0 | 0 | 0 | 0
ST | 0 | 0 | 0 | 0 | 0 | 0
STOG | 0 | 0 | 0 | 0 | 0 | 0
STWD | 0 | 0 | 0 | 0 | 0 | 0
WT | 0 | 0 | 0 | 0 | 0 | 0
IGCC | 0 | 0 | 0 | 0 | 0 | 0
DemandResponse | 0 | 0 | 0 | 0 | 0 | 0
IGCC-CCS | 0 | 0 | 0 | 0 | 0 | 0
WT_off | 0 | 0 | 0 | 0 | 0 | 0
PseudoUnit | 0 | 0 | 0 | 0 | 0 | 0
FixedInterchange | 0 | 0 | 0 | 0 | 0 | 0
Levelized Retrofit Capital Costs by Reporting Type: AZ_NM_SNV_Gas
ReportingType | 2015 | 2020 | 2025 | 2030 | 2035 | 2040
BM | 0 | 0 | 0 | 0 | 0 | 0
CC | 0 | 0 | 0 | 0 | 0 | 0
CSP | 0 | 0 | 0 | 0 | 0 | 0
CT | 0 | 0 | 0 | 0 | 0 | 0
Coal | 0 | 0 | 0 | 0 | 0 | 0
Geo | 0 | 0 | 0 | 0 | 0 | 0
H | 0 | 0 | 0 | 0 | 0 | 0
LFG | 0 | 0 | 0 | 0 | 0 | 0
Nuc | 0 | 0 | 0 | 0 | 0 | 0
PS | 0 | 0 | 0 | 0 | 0 | 0
PV | 0 | 0 | 0 | 0 | 0 | 0
PeakG | 0 | 0 | 0 | 0 | 0 | 0
PeakO | 0 | 0 | 0 | 0 | 0 | 0
ST | 0 | 0 | 0 | 0 | 0 | 0
STOG | 0 | 0 | 0 | 0 | 0 | 0
STWD | 0 | 0 | 0 | 0 | 0 | 0
WT | 0 | 0 | 0 | 0 | 0 | 0
IGCC | 0 | 0 | 0 | 0 | 0 | 0
DemandResponse | 0 | 0 | 0 | 0 | 0 | 0
IGCC-CCS | 0 | 0 | 0 | 0 | 0 | 0
WT_off | 0 | 0 | 0 | 0 | 0 | 0
PseudoUnit | 0 | 0 | 0 | 0 | 0 | 0
FixedInterchange | 0 | 0 | 0 | 0 | 0 | 0
Levelized Retrofit Capital Costs by Reporting Type: AZ_NM_SNV_NucRenew
ReportingType | 2015 | 2020 | 2025 | 2030 | 2035 | 2040
BM | 0 | 0 | 0 | 0 | 0 | 0
CC | 0 | 0 | 0 | 0 | 0 | 0
CSP | 0 | 0 | 0 | 0 | 0 | 0
CT | 0 | 0 | 0 | 0 | 0 | 0
Coal | 0 | 0 | 0 | 0 | 0 | 0
Geo | 0 | 0 | 0 | 0 | 0 | 0
H | 0 | 0 | 0 | 0 | 0 | 0
LFG | 0 | 0 | 0 | 0 | 0 | 0
Nuc | 0 | 0 | 0 | 0 | 0 | 0
PS | 0 | 0 | 0 | 0 | 0 | 0
PV | 0 | 0 | 0 | 0 | 0 | 0
PeakG | 0 | 0 | 0 | 0 | 0 | 0
PeakO | 0 | 0 | 0 | 0 | 0 | 0
ST | 0 | 0 | 0 | 0 | 0 | 0
STOG | 0 | 0 | 0 | 0 | 0 | 0
STWD | 0 | 0 | 0 | 0 | 0 | 0
WT | 0 | 0 | 0 | 0 | 0 | 0
IGCC | 0 | 0 | 0 | 0 | 0 | 0
DemandResponse | 0 | 0 | 0 | 0 | 0 | 0
IGCC-CCS | 0 | 0 | 0 | 0 | 0 | 0
WT_off | 0 | 0 | 0 | 0 | 0 | 0
PseudoUnit | 0 | 0 | 0 | 0 | 0 | 0
FixedInterchange | 0 | 0 | 0 | 0 | 0 | 0
Levelized Retrofit Capital Costs by Reporting Type: ERCOT
ReportingType | 2015 | 2020 | 2025 | 2030 | 2035 | 2040
BM | 0 | 0 | 0 | 0 | 0 | 0
CC | 0 | 0 | 0 | 0 | 0 | 0
CSP | 0 | 0 | 0 | 0 | 0 | 0
CT | 0 | 0 | 0 | 0 | 0 | 0
Coal | 82.53 | 5.88 | 181.97 | 254.01 | 127.83 | 49.96
Geo | 0 | 0 | 0 | 0 | 0 | 0
H | 0 | 0 | 0 | 0 | 0 | 0
LFG | 0 | 0 | 0 | 0 | 0 | 0
Nuc | 0 | 0 | 0 | 0 | 0 | 0
PS | 0 | 0 | 0 | 0 | 0 | 0
PV | 0 | 0 | 0 | 0 | 0 | 0
PeakG | 0 | 0 | 0 | 0 | 0 | 0
PeakO | 0 | 0 | 0 | 0 | 0 | 0
ST | 0 | 0 | 0 | 0 | 0 | 0
STOG | 0 | 0 | 0 | 0 | 0 | 0
STWD | 0 | 0 | 0 | 0 | 0 | 0
WT | 0 | 0 | 0 | 0 | 0 | 0
IGCC | 0 | 0 | 0 | 0 | 0 | 0
DemandResponse | 0 | 0 | 0 | 0 | 0 | 0
IGCC-CCS | 0 | 0 | 0 | 0 | 0 | 0
WT_off | 0 | 0 | 0 | 0 | 0 | 0
PseudoUnit | 0 | 0 | 0 | 0 | 0 | 0
FixedInterchange | 0 | 0 | 0 | 0 | 0 | 0
Levelized Retrofit Capital Costs by Reporting Type: NP15
ReportingType | 2015 | 2020 | 2025 | 2030 | 2035 | 2040
BM | 0 | 0 | 0 | 0 | 0 | 0
CC | 0 | 0 | 0 | 0 | 0 | 0
CSP | 0 | 0 | 0 | 0 | 0 | 0
CT | 0 | 0 | 0 | 0 | 0 | 0
Coal | 0 | 0.01 | 0.01 | 0 | 0 | 0
Geo | 0 | 0 | 0 | 0 | 0 | 0
H | 0 | 0 | 0 | 0 | 0 | 0
LFG | 0 | 0 | 0 | 0 | 0 | 0
Nuc | 0 | 0 | 0 | 0 | 0 | 0
PS | 0 | 0 | 0 | 0 | 0 | 0
PV | 0 | 0 | 0 | 0 | 0 | 0
PeakG | 0 | 0 | 0 | 0 | 0 | 0
PeakO | 0 | 0 | 0 | 0 | 0 | 0
ST | 0 | 0 | 0 | 0 | 0 | 0
STOG | 0 | 0 | 0 | 0 | 0 | 0
STWD | 0 | 0 | 0 | 0 | 0 | 0
WT | 0 | 0 | 0 | 0 | 0 | 0
IGCC | 0 | 0 | 0 | 0 | 0 | 0
DemandResponse | 0 | 0 | 0 | 0 | 0 | 0
IGCC-CCS | 0 | 0 | 0 | 0 | 0 | 0
WT_off | 0 | 0 | 0 | 0 | 0 | 0
PseudoUnit | 0 | 0 | 0 | 0 | 0 | 0
FixedInterchange | 0 | 0 | 0 | 0 | 0 | 0
Levelized Retrofit Capital Costs by Reporting Type: NWPP_Coal
ReportingType | 2015 | 2020 | 2025 | 2030 | 2035 | 2040
BM | 0 | 0 | 0 | 0 | 0 | 0
CC | 0 | 0 | 0 | 0 | 0 | 0
CSP | 0 | 0 | 0 | 0 | 0 | 0
CT | 0 | 0 | 0 | 0 | 0 | 0
Coal | 0.03 | 50.75 | 121.61 | 70.89 | 0 | 0
Geo | 0 | 0 | 0 | 0 | 0 | 0
H | 0 | 0 | 0 | 0 | 0 | 0
LFG | 0 | 0 | 0 | 0 | 0 | 0
Nuc | 0 | 0 | 0 | 0 | 0 | 0
PS | 0 | 0 | 0 | 0 | 0 | 0
PV | 0 | 0 | 0 | 0 | 0 | 0
PeakG | 0 | 0 | 0 | 0 | 0 | 0
PeakO | 0 | 0 | 0 | 0 | 0 | 0
ST | 0 | 0 | 0 | 0 | 0 | 0
STOG | 0 | 0 | 0 | 0 | 0 | 0
STWD | 0 | 0 | 0 | 0 | 0 | 0
WT | 0 | 0 | 0 | 0 | 0 | 0
IGCC | 0 | 0 | 0 | 0 | 0 | 0
DemandResponse | 0 | 0 | 0 | 0 | 0 | 0
IGCC-CCS | 0 | 0 | 0 | 0 | 0 | 0
WT_off | 0 | 0 | 0 | 0 | 0 | 0
PseudoUnit | 0 | 0 | 0 | 0 | 0 | 0
FixedInterchange | 0 | 0 | 0 | 0 | 0 | 0
Levelized Retrofit Capital Costs by Reporting Type: NWPP_Gas
ReportingType | 2015 | 2020 | 2025 | 2030 | 2035 | 2040
BM | 0 | 0 | 0 | 0 | 0 | 0
CC | 0 | 0 | 0 | 0 | 0 | 0
CSP | 0 | 0 | 0 | 0 | 0 | 0
CT | 0 | 0 | 0 | 0 | 0 | 0
Coal | 0 | 0 | 0 | 0 | 0 | 0
Geo | 0 | 0 | 0 | 0 | 0 | 0
H | 0 | 0 | 0 | 0 | 0 | 0
LFG | 0 | 0 | 0 | 0 | 0 | 0
Nuc | 0 | 0 | 0 | 0 | 0 | 0
PS | 0 | 0 | 0 | 0 | 0 | 0
PV | 0 | 0 | 0 | 0 | 0 | 0
PeakG | 0 | 0 | 0 | 0 | 0 | 0
PeakO | 0 | 0 | 0 | 0 | 0 | 0
ST | 0 | 0 | 0 | 0 | 0 | 0
STOG | 0 | 0 | 0 | 0 | 0 | 0
STWD | 0 | 0 | 0 | 0 | 0 | 0
WT | 0 | 0 | 0 | 0 | 0 | 0
IGCC | 0 | 0 | 0 | 0 | 0 | 0
DemandResponse | 0 | 0 | 0 | 0 | 0 | 0
IGCC-CCS | 0 | 0 | 0 | 0 | 0 | 0
WT_off | 0 | 0 | 0 | 0 | 0 | 0
PseudoUnit | 0 | 0 | 0 | 0 | 0 | 0
FixedInterchange | 0 | 0 | 0 | 0 | 0 | 0
Levelized Retrofit Capital Costs by Reporting Type: NWPP_NucRenew
ReportingType | 2015 | 2020 | 2025 | 2030 | 2035 | 2040
BM | 0 | 0 | 0 | 0 | 0 | 0
CC | 0 | 0 | 0 | 0 | 0 | 0
CSP | 0 | 0 | 0 | 0 | 0 | 0
CT | 0 | 0 | 0 | 0 | 0 | 0
Coal | 0 | 0 | 0 | 0 | 0 | 0
Geo | 0 | 0 | 0 | 0 | 0 | 0
H | 0 | 0 | 0 | 0 | 0 | 0
LFG | 0 | 0 | 0 | 0 | 0 | 0
Nuc | 0 | 0 | 0 | 0 | 0 | 0
PS | 0 | 0 | 0 | 0 | 0 | 0
PV | 0 | 0 | 0 | 0 | 0 | 0
PeakG | 0 | 0 | 0 | 0 | 0 | 0
PeakO | 0 | 0 | 0 | 0 | 0 | 0
ST | 0 | 0 | 0 | 0 | 0 | 0
STOG | 0 | 0 | 0 | 0 | 0 | 0
STWD | 0 | 0 | 0 | 0 | 0 | 0
WT | 0 | 0 | 0 | 0 | 0 | 0
IGCC | 0 | 0 | 0 | 0 | 0 | 0
DemandResponse | 0 | 0 | 0 | 0 | 0 | 0
IGCC-CCS | 0 | 0 | 0 | 0 | 0 | 0
WT_off | 0 | 0 | 0 | 0 | 0 | 0
PseudoUnit | 0 | 0 | 0 | 0 | 0 | 0
FixedInterchange | 0 | 0 | 0 | 0 | 0 | 0
Levelized Retrofit Capital Costs by Reporting Type: RMPA
ReportingType | 2015 | 2020 | 2025 | 2030 | 2035 | 2040
BM | 0 | 0 | 0 | 0 | 0 | 0
CC | 0 | 0 | 0 | 0 | 0 | 0
CSP | 0 | 0 | 0 | 0 | 0 | 0
CT | 0 | 0 | 0 | 0 | 0 | 0
Coal | 29.12 | 21.68 | 192.14 | 170.48 | 0 | 0
Geo | 0 | 0 | 0 | 0 | 0 | 0
H | 0 | 0 | 0 | 0 | 0 | 0
LFG | 0 | 0 | 0 | 0 | 0 | 0
Nuc | 0 | 0 | 0 | 0 | 0 | 0
PS | 0 | 0 | 0 | 0 | 0 | 0
PV | 0 | 0 | 0 | 0 | 0 | 0
PeakG | 0 | 0 | 0 | 0 | 0 | 0
PeakO | 0 | 0 | 0 | 0 | 0 | 0
ST | 0 | 0 | 0 | 0 | 0 | 0
STOG | 0 | 0 | 0 | 0 | 0 | 0
STWD | 0 | 0 | 0 | 0 | 0 | 0
WT | 0 | 0 | 0 | 0 | 0 | 0
IGCC | 0 | 0 | 0 | 0 | 0 | 0
DemandResponse | 0 | 0 | 0 | 0 | 0 | 0
IGCC-CCS | 0 | 0 | 0 | 0 | 0 | 0
WT_off | 0 | 0 | 0 | 0 | 0 | 0
PseudoUnit | 0 | 0 | 0 | 0 | 0 | 0
FixedInterchange | 0 | 0 | 0 | 0 | 0 | 0
Levelized Retrofit Capital Costs by Reporting Type: SP15
ReportingType | 2015 | 2020 | 2025 | 2030 | 2035 | 2040
BM | 0 | 0 | 0 | 0 | 0 | 0
CC | 0 | 0 | 0 | 0 | 0 | 0
CSP | 0 | 0 | 0 | 0 | 0 | 0
CT | 0 | 0 | 0 | 0 | 0 | 0
Coal | 0 | 2.92 | 2.92 | 0 | 0 | 0
Geo | 0 | 0 | 0 | 0 | 0 | 0
H | 0 | 0 | 0 | 0 | 0 | 0
LFG | 0 | 0 | 0 | 0 | 0 | 0
Nuc | 0 | 0 | 0 | 0 | 0 | 0
PS | 0 | 0 | 0 | 0 | 0 | 0
PV | 0 | 0 | 0 | 0 | 0 | 0
PeakG | 0 | 0 | 0 | 0 | 0 | 0
PeakO | 0 | 0 | 0 | 0 | 0 | 0
ST | 0 | 0 | 0 | 0 | 0 | 0
STOG | 0 | 0 | 0 | 0 | 0 | 0
STWD | 0 | 0 | 0 | 0 | 0 | 0
WT | 0 | 0 | 0 | 0 | 0 | 0
IGCC | 0 | 0 | 0 | 0 | 0 | 0
DemandResponse | 0 | 0 | 0 | 0 | 0 | 0
IGCC-CCS | 0 | 0 | 0 | 0 | 0 | 0
WT_off | 0 | 0 | 0 | 0 | 0 | 0
PseudoUnit | 0 | 0 | 0 | 0 | 0 | 0
FixedInterchange | 0 | 0 | 0 | 0 | 0 | 0
Levelized Retrofit Capital Costs by Reporting Type: ALB
ReportingType | 2015 | 2020 | 2025 | 2030 | 2035 | 2040
BM | 0 | 0 | 0 | 0 | 0 | 0
CC | 0 | 0 | 0 | 0 | 0 | 0
CSP | 0 | 0 | 0 | 0 | 0 | 0
CT | 0 | 0 | 0 | 0 | 0 | 0
Coal | 0 | 0 | 0 | 0 | 0 | 0
Geo | 0 | 0 | 0 | 0 | 0 | 0
H | 0 | 0 | 0 | 0 | 0 | 0
LFG | 0 | 0 | 0 | 0 | 0 | 0
Nuc | 0 | 0 | 0 | 0 | 0 | 0
PS | 0 | 0 | 0 | 0 | 0 | 0
PV | 0 | 0 | 0 | 0 | 0 | 0
PeakG | 0 | 0 | 0 | 0 | 0 | 0
PeakO | 0 | 0 | 0 | 0 | 0 | 0
ST | 0 | 0 | 0 | 0 | 0 | 0
STOG | 0 | 0 | 0 | 0 | 0 | 0
STWD | 0 | 0 | 0 | 0 | 0 | 0
WT | 0 | 0 | 0 | 0 | 0 | 0
IGCC | 0 | 0 | 0 | 0 | 0 | 0
DemandResponse | 0 | 0 | 0 | 0 | 0 | 0
IGCC-CCS | 0 | 0 | 0 | 0 | 0 | 0
WT_off | 0 | 0 | 0 | 0 | 0 | 0
PseudoUnit | 0 | 0 | 0 | 0 | 0 | 0
FixedInterchange | 0 | 0 | 0 | 0 | 0 | 0
Levelized Retrofit Capital Costs by Reporting Type: BC
ReportingType | 2015 | 2020 | 2025 | 2030 | 2035 | 2040
BM | 0 | 0 | 0 | 0 | 0 | 0
CC | 0 | 0 | 0 | 0 | 0 | 0
CSP | 0 | 0 | 0 | 0 | 0 | 0
CT | 0 | 0 | 0 | 0 | 0 | 0
Coal | 0 | 0 | 0 | 0 | 0 | 0
Geo | 0 | 0 | 0 | 0 | 0 | 0
H | 0 | 0 | 0 | 0 | 0 | 0
LFG | 0 | 0 | 0 | 0 | 0 | 0
Nuc | 0 | 0 | 0 | 0 | 0 | 0
PS | 0 | 0 | 0 | 0 | 0 | 0
PV | 0 | 0 | 0 | 0 | 0 | 0
PeakG | 0 | 0 | 0 | 0 | 0 | 0
PeakO | 0 | 0 | 0 | 0 | 0 | 0
ST | 0 | 0 | 0 | 0 | 0 | 0
STOG | 0 | 0 | 0 | 0 | 0 | 0
STWD | 0 | 0 | 0 | 0 | 0 | 0
WT | 0 | 0 | 0 | 0 | 0 | 0
IGCC | 0 | 0 | 0 | 0 | 0 | 0
DemandResponse | 0 | 0 | 0 | 0 | 0 | 0
IGCC-CCS | 0 | 0 | 0 | 0 | 0 | 0
WT_off | 0 | 0 | 0 | 0 | 0 | 0
PseudoUnit | 0 | 0 | 0 | 0 | 0 | 0
FixedInterchange | 0 | 0 | 0 | 0 | 0 | 0
Levelized Retrofit Capital Costs by Reporting Type: HQ_IESO
ReportingType | 2015 | 2020 | 2025 | 2030 | 2035 | 2040
BM | 0 | 0 | 0 | 0 | 0 | 0
CC | 0 | 0 | 0 | 0 | 0 | 0
CSP | 0 | 0 | 0 | 0 | 0 | 0
CT | 0 | 0 | 0 | 0 | 0 | 0
Coal | 0 | 0 | 0 | 0 | 0 | 0
Geo | 0 | 0 | 0 | 0 | 0 | 0
H | 0 | 0 | 0 | 0 | 0 | 0
LFG | 0 | 0 | 0 | 0 | 0 | 0
Nuc | 0 | 0 | 0 | 0 | 0 | 0
PS | 0 | 0 | 0 | 0 | 0 | 0
PV | 0 | 0 | 0 | 0 | 0 | 0
PeakG | 0 | 0 | 0 | 0 | 0 | 0
PeakO | 0 | 0 | 0 | 0 | 0 | 0
ST | 0 | 0 | 0 | 0 | 0 | 0
STOG | 0 | 0 | 0 | 0 | 0 | 0
STWD | 0 | 0 | 0 | 0 | 0 | 0
WT | 0 | 0 | 0 | 0 | 0 | 0
IGCC | 0 | 0 | 0 | 0 | 0 | 0
DemandResponse | 0 | 0 | 0 | 0 | 0 | 0
IGCC-CCS | 0 | 0 | 0 | 0 | 0 | 0
WT_off | 0 | 0 | 0 | 0 | 0 | 0
PseudoUnit | 0 | 0 | 0 | 0 | 0 | 0
FixedInterchange | 0 | 0 | 0 | 0 | 0 | 0
Levelized Retrofit Capital Costs by Reporting Type: HQ_NEISO
ReportingType | 2015 | 2020 | 2025 | 2030 | 2035 | 2040
BM | 0 | 0 | 0 | 0 | 0 | 0
CC | 0 | 0 | 0 | 0 | 0 | 0
CSP | 0 | 0 | 0 | 0 | 0 | 0
CT | 0 | 0 | 0 | 0 | 0 | 0
Coal | 0 | 0 | 0 | 0 | 0 | 0
Geo | 0 | 0 | 0 | 0 | 0 | 0
H | 0 | 0 | 0 | 0 | 0 | 0
LFG | 0 | 0 | 0 | 0 | 0 | 0
Nuc | 0 | 0 | 0 | 0 | 0 | 0
PS | 0 | 0 | 0 | 0 | 0 | 0
PV | 0 | 0 | 0 | 0 | 0 | 0
PeakG | 0 | 0 | 0 | 0 | 0 | 0
PeakO | 0 | 0 | 0 | 0 | 0 | 0
ST | 0 | 0 | 0 | 0 | 0 | 0
STOG | 0 | 0 | 0 | 0 | 0 | 0
STWD | 0 | 0 | 0 | 0 | 0 | 0
WT | 0 | 0 | 0 | 0 | 0 | 0
IGCC | 0 | 0 | 0 | 0 | 0 | 0
DemandResponse | 0 | 0 | 0 | 0 | 0 | 0
IGCC-CCS | 0 | 0 | 0 | 0 | 0 | 0
WT_off | 0 | 0 | 0 | 0 | 0 | 0
PseudoUnit | 0 | 0 | 0 | 0 | 0 | 0
FixedInterchange | 0 | 0 | 0 | 0 | 0 | 0
Levelized Retrofit Capital Costs by Reporting Type: HQ_NY
ReportingType | 2015 | 2020 | 2025 | 2030 | 2035 | 2040
BM | 0 | 0 | 0 | 0 | 0 | 0
CC | 0 | 0 | 0 | 0 | 0 | 0
CSP | 0 | 0 | 0 | 0 | 0 | 0
CT | 0 | 0 | 0 | 0 | 0 | 0
Coal | 0 | 0 | 0 | 0 | 0 | 0
Geo | 0 | 0 | 0 | 0 | 0 | 0
H | 0 | 0 | 0 | 0 | 0 | 0
LFG | 0 | 0 | 0 | 0 | 0 | 0
Nuc | 0 | 0 | 0 | 0 | 0 | 0
PS | 0 | 0 | 0 | 0 | 0 | 0
PV | 0 | 0 | 0 | 0 | 0 | 0
PeakG | 0 | 0 | 0 | 0 | 0 | 0
PeakO | 0 | 0 | 0 | 0 | 0 | 0
ST | 0 | 0 | 0 | 0 | 0 | 0
STOG | 0 | 0 | 0 | 0 | 0 | 0
STWD | 0 | 0 | 0 | 0 | 0 | 0
WT | 0 | 0 | 0 | 0 | 0 | 0
IGCC | 0 | 0 | 0 | 0 | 0 | 0
DemandResponse | 0 | 0 | 0 | 0 | 0 | 0
IGCC-CCS | 0 | 0 | 0 | 0 | 0 | 0
WT_off | 0 | 0 | 0 | 0 | 0 | 0
PseudoUnit | 0 | 0 | 0 | 0 | 0 | 0
FixedInterchange | 0 | 0 | 0 | 0 | 0 | 0
Levelized Retrofit Capital Costs by Reporting Type: MARITIMES
ReportingType | 2015 | 2020 | 2025 | 2030 | 2035 | 2040
BM | 0 | 0 | 0 | 0 | 0 | 0
CC | 0 | 0 | 0 | 0 | 0 | 0
CSP | 0 | 0 | 0 | 0 | 0 | 0
CT | 0 | 0 | 0 | 0 | 0 | 0
Coal | 0 | 0 | 0 | 0 | 0 | 0
Geo | 0 | 0 | 0 | 0 | 0 | 0
H | 0 | 0 | 0 | 0 | 0 | 0
LFG | 0 | 0 | 0 | 0 | 0 | 0
Nuc | 0 | 0 | 0 | 0 | 0 | 0
PS | 0 | 0 | 0 | 0 | 0 | 0
PV | 0 | 0 | 0 | 0 | 0 | 0
PeakG | 0 | 0 | 0 | 0 | 0 | 0
PeakO | 0 | 0 | 0 | 0 | 0 | 0
ST | 0 | 0 | 0 | 0 | 0 | 0
STOG | 0 | 0 | 0 | 0 | 0 | 0
STWD | 0 | 0 | 0 | 0 | 0 | 0
WT | 0 | 0 | 0 | 0 | 0 | 0
IGCC | 0 | 0 | 0 | 0 | 0 | 0
DemandResponse | 0 | 0 | 0 | 0 | 0 | 0
IGCC-CCS | 0 | 0 | 0 | 0 | 0 | 0
WT_off | 0 | 0 | 0 | 0 | 0 | 0
PseudoUnit | 0 | 0 | 0 | 0 | 0 | 0
FixedInterchange | 0 | 0 | 0 | 0 | 0 | 0
Levelized Retrofit Capital Costs by Reporting Type: All
ReportingType | 2015 | 2020 | 2025 | 2030 | 2035 | 2040
BM | 0 | 0 | 0 | 0 | 0 | 0
CC | 0 | 0 | 0 | 0 | 0 | 0
CSP | 0 | 0 | 0 | 0 | 0 | 0
CT | 0 | 0 | 0 | 0 | 0 | 0
Coal | 1185.36 | 1533.12 | 1926.62 | 1923.44 | 2755.62 | 2171.36
Geo | 0 | 0 | 0 | 0 | 0 | 0
H | 0 | 0 | 0 | 0 | 0 | 0
LFG | 0 | 0 | 0 | 0 | 0 | 0
Nuc | 0 | 0 | 0 | 0 | 0 | 0
PS | 0 | 0 | 0 | 0 | 0 | 0
PV | 0 | 0 | 0 | 0 | 0 | 0
PeakG | 0 | 0 | 0 | 0 | 0 | 0
PeakO | 0 | 0 | 0 | 0 | 0 | 0
ST | 0 | 0 | 0 | 0 | 0 | 0
STOG | 0 | 0 | 0 | 0 | 0 | 0
STWD | 0 | 0 | 0 | 0 | 0 | 0
WT | 0 | 0 | 0 | 0 | 0 | 0
IGCC | 0 | 0 | 0 | 0 | 0 | 0
DemandResponse | 0 | 0 | 0 | 0 | 0 | 0
IGCC-CCS | 0 | 0 | 0 | 0 | 0 | 0
WT_off | 0 | 0 | 0 | 0 | 0 | 0
PseudoUnit | 0 | 0 | 0 | 0 | 0 | 0
FixedInterchange | 0 | 0 | 0 | 0 | 0 | 0
Levelized Retrofit Capital Costs by Reporting Type: EI_US
ReportingType | 2015 | 2020 | 2025 | 2030 | 2035 | 2040
BM | 0 | 0 | 0 | 0 | 0 | 0
CC | 0 | 0 | 0 | 0 | 0 | 0
CSP | 0 | 0 | 0 | 0 | 0 | 0
CT | 0 | 0 | 0 | 0 | 0 | 0
Coal | 1023.98 | 1391.17 | 1400.19 | 1408.96 | 2516.92 | 2029.62
Geo | 0 | 0 | 0 | 0 | 0 | 0
H | 0 | 0 | 0 | 0 | 0 | 0
LFG | 0 | 0 | 0 | 0 | 0 | 0
Nuc | 0 | 0 | 0 | 0 | 0 | 0
PS | 0 | 0 | 0 | 0 | 0 | 0
PV | 0 | 0 | 0 | 0 | 0 | 0
PeakG | 0 | 0 | 0 | 0 | 0 | 0
PeakO | 0 | 0 | 0 | 0 | 0 | 0
ST | 0 | 0 | 0 | 0 | 0 | 0
STOG | 0 | 0 | 0 | 0 | 0 | 0
STWD | 0 | 0 | 0 | 0 | 0 | 0
WT | 0 | 0 | 0 | 0 | 0 | 0
IGCC | 0 | 0 | 0 | 0 | 0 | 0
DemandResponse | 0 | 0 | 0 | 0 | 0 | 0
IGCC-CCS | 0 | 0 | 0 | 0 | 0 | 0
WT_off | 0 | 0 | 0 | 0 | 0 | 0
PseudoUnit | 0 | 0 | 0 | 0 | 0 | 0
FixedInterchange | 0 | 0 | 0 | 0 | 0 | 0
Levelized Retrofit Capital Costs by Reporting Type: EI_Canada
ReportingType | 2015 | 2020 | 2025 | 2030 | 2035 | 2040
BM | 0 | 0 | 0 | 0 | 0 | 0
CC | 0 | 0 | 0 | 0 | 0 | 0
CSP | 0 | 0 | 0 | 0 | 0 | 0
CT | 0 | 0 | 0 | 0 | 0 | 0
Coal | 0 | 0 | 0 | 0 | 0 | 0
Geo | 0 | 0 | 0 | 0 | 0 | 0
H | 0 | 0 | 0 | 0 | 0 | 0
LFG | 0 | 0 | 0 | 0 | 0 | 0
Nuc | 0 | 0 | 0 | 0 | 0 | 0
PS | 0 | 0 | 0 | 0 | 0 | 0
PV | 0 | 0 | 0 | 0 | 0 | 0
PeakG | 0 | 0 | 0 | 0 | 0 | 0
PeakO | 0 | 0 | 0 | 0 | 0 | 0
ST | 0 | 0 | 0 | 0 | 0 | 0
STOG | 0 | 0 | 0 | 0 | 0 | 0
STWD | 0 | 0 | 0 | 0 | 0 | 0
WT | 0 | 0 | 0 | 0 | 0 | 0
IGCC | 0 | 0 | 0 | 0 | 0 | 0
DemandResponse | 0 | 0 | 0 | 0 | 0 | 0
IGCC-CCS | 0 | 0 | 0 | 0 | 0 | 0
WT_off | 0 | 0 | 0 | 0 | 0 | 0
PseudoUnit | 0 | 0 | 0 | 0 | 0 | 0
FixedInterchange | 0 | 0 | 0 | 0 | 0 | 0
Levelized Retrofit Capital Costs by Reporting Type: EI
ReportingType | 2015 | 2020 | 2025 | 2030 | 2035 | 2040
BM | 0 | 0 | 0 | 0 | 0 | 0
CC | 0 | 0 | 0 | 0 | 0 | 0
CSP | 0 | 0 | 0 | 0 | 0 | 0
CT | 0 | 0 | 0 | 0 | 0 | 0
Coal | 1023.98 | 1391.17 | 1400.19 | 1408.96 | 2516.92 | 2029.62
Geo | 0 | 0 | 0 | 0 | 0 | 0
H | 0 | 0 | 0 | 0 | 0 | 0
LFG | 0 | 0 | 0 | 0 | 0 | 0
Nuc | 0 | 0 | 0 | 0 | 0 | 0
PS | 0 | 0 | 0 | 0 | 0 | 0
PV | 0 | 0 | 0 | 0 | 0 | 0
PeakG | 0 | 0 | 0 | 0 | 0 | 0
PeakO | 0 | 0 | 0 | 0 | 0 | 0
ST | 0 | 0 | 0 | 0 | 0 | 0
STOG | 0 | 0 | 0 | 0 | 0 | 0
STWD | 0 | 0 | 0 | 0 | 0 | 0
WT | 0 | 0 | 0 | 0 | 0 | 0
IGCC | 0 | 0 | 0 | 0 | 0 | 0
DemandResponse | 0 | 0 | 0 | 0 | 0 | 0
IGCC-CCS | 0 | 0 | 0 | 0 | 0 | 0
WT_off | 0 | 0 | 0 | 0 | 0 | 0
PseudoUnit | 0 | 0 | 0 | 0 | 0 | 0
FixedInterchange | 0 | 0 | 0 | 0 | 0 | 0
Levelized Retrofit Capital Costs by Reporting Type: Outside_EI
ReportingType | 2015 | 2020 | 2025 | 2030 | 2035 | 2040
BM | 0 | 0 | 0 | 0 | 0 | 0
CC | 0 | 0 | 0 | 0 | 0 | 0
CSP | 0 | 0 | 0 | 0 | 0 | 0
CT | 0 | 0 | 0 | 0 | 0 | 0
Coal | 161.38 | 141.96 | 526.42 | 514.48 | 238.7 | 141.75
Geo | 0 | 0 | 0 | 0 | 0 | 0
H | 0 | 0 | 0 | 0 | 0 | 0
LFG | 0 | 0 | 0 | 0 | 0 | 0
Nuc | 0 | 0 | 0 | 0 | 0 | 0
PS | 0 | 0 | 0 | 0 | 0 | 0
PV | 0 | 0 | 0 | 0 | 0 | 0
PeakG | 0 | 0 | 0 | 0 | 0 | 0
PeakO | 0 | 0 | 0 | 0 | 0 | 0
ST | 0 | 0 | 0 | 0 | 0 | 0
STOG | 0 | 0 | 0 | 0 | 0 | 0
STWD | 0 | 0 | 0 | 0 | 0 | 0
WT | 0 | 0 | 0 | 0 | 0 | 0
IGCC | 0 | 0 | 0 | 0 | 0 | 0
DemandResponse | 0 | 0 | 0 | 0 | 0 | 0
IGCC-CCS | 0 | 0 | 0 | 0 | 0 | 0
WT_off | 0 | 0 | 0 | 0 | 0 | 0
PseudoUnit | 0 | 0 | 0 | 0 | 0 | 0
FixedInterchange | 0 | 0 | 0 | 0 | 0 | 0
#14 | 0.01 0: Total Costs ($million)
Total Costs by Reporting Type: Entergy
ReportingType | 2015 | 2020 | 2025 | 2030 | 2035 | 2040
BM | 0 | 0 | 0 | 0.01 | 0.05 | 7226.11
CC | 4700.08 | 6681.08 | 5449.55 | 5589.82 | 4000.78 | 3040.99
CSP | 0 | 0 | 0 | 0 | 0 | 0
CT | 0.01 | 0.02 | 0.02 | 0.02 | 0.01 | 0.01
Coal | 3883.1 | 784.83 | 299.32 | 223.61 | 223.63 | 223.67
Geo | 0 | 0 | 0 | 0 | 0 | 0
H | 10.6 | 10.6 | 10.61 | 10.61 | 391.98 | 391.98
LFG | 0.97 | 0.97 | 34.09 | 34.17 | 34.17 | 34.17
Nuc | 1262.64 | 1285.77 | 1294.04 | 1301.94 | 1099.78 | 1464.26
PS | 1.4 | 1.4 | 1.4 | 1.4 | 1.4 | 1.4
PV | 0.02 | 21.81 | 31.36 | 31.35 | 31.34 | 11.04
PeakG | 47.54 | 69.99 | 49.3 | 63.09 | 66.99 | 66.99
PeakO | 4.43 | 5.87 | 5.08 | 0.02 | 0.02 | 0.03
ST | 0 | 0 | 0 | 0 | 0 | 0
STOG | 115.29 | 128.28 | 135.45 | 0.02 | 0.02 | 0.02
STWD | 10.03 | 14.95 | 13.83 | 46.7 | 133.79 | 105.43
WT | 3.67 | 3.68 | 3.69 | 32.03 | 683.93 | 683.93
IGCC | 0 | 0.01 | 0.01 | 0.01 | 0.01 | 0.01
DemandResponse | 0 | 0 | 0 | 0 | 0 | 0
IGCC-CCS | 0 | 0.01 | 0.01 | 0.01 | 0.03 | 0.03
WT_off | 0 | 0 | 0 | 0 | 0 | 0
PseudoUnit | 0 | 0 | 0 | 0 | 0 | 0
FixedInterchange | 0 | 0 | 0 | 0 | 0 | 0
Total Costs by Reporting Type: FRCC
ReportingType | 2015 | 2020 | 2025 | 2030 | 2035 | 2040
BM | 0 | 0 | 0 | 0.01 | 0.18 | 1651.68
CC | 13939.85 | 16168.63 | 16848.21 | 10071.64 | 7787.99 | 5003.74
CSP | 0 | 0 | 0 | 0 | 0 | 0
CT | 263.82 | 299.04 | 328.61 | 260.91 | 0.01 | 0.01
Coal | 1252.34 | 525.52 | 192.07 | 209.91 | 499.09 | 562.46
Geo | 0 | 0 | 0 | 0 | 0 | 0
H | 0.78 | 0.79 | 0.79 | 0.79 | 0.8 | 0.82
LFG | 58.68 | 58.68 | 120.69 | 120.69 | 120.69 | 120.69
Nuc | 960.37 | 1000.2 | 2841.84 | 13081.84 | 17899.01 | 19815.76
PS | 0 | 0 | 0 | 0 | 0 | 0
PV | 0.75 | 0.75 | 0.76 | 0.76 | 0.76 | 0.79
PeakG | 190.01 | 289.33 | 230.71 | 156.44 | 161.19 | 161.29
PeakO | 64.61 | 83.43 | 43.13 | 0.02 | 0.02 | 0.02
ST | 0 | 0 | 0 | 0 | 0 | 0
STOG | 0.16 | 0.18 | 0.02 | 0.01 | 0.01 | 0.01
STWD | 16.26 | 24.56 | 110.44 | 110.45 | 110.46 | 70.65
WT | 0 | 0 | 0 | 0 | 0 | 0
IGCC | 0 | 0.01 | 0.02 | 0.02 | 0.02 | 0.02
DemandResponse | 0 | 0 | 0 | 0 | 0 | 0
IGCC-CCS | 0 | 0.01 | 0.02 | 0.02 | 0.04 | 0.06
WT_off | 0 | 0 | 0 | 0 | 0 | 0
PseudoUnit | 0 | 0 | 0 | 0 | 0 | 0
FixedInterchange | 0 | 0 | 0 | 0 | 0 | 0
Total Costs by Reporting Type: MAPP_US
ReportingType | 2015 | 2020 | 2025 | 2030 | 2035 | 2040
BM | 0 | 0 | 0 | 0 | 0.01 | 0.02
CC | 91.62 | 23.86 | 21.97 | 18.85 | 24.58 | 22.72
CSP | 0 | 0 | 0 | 0 | 0 | 0
CT | 27.97 | 39.23 | 39.23 | 65.57 | 43.14 | 35.64
Coal | 675.33 | 330.49 | 71.13 | 42.81 | 42.83 | 43.95
Geo | 3.95 | 3.95 | 3.95 | 3.95 | 3.95 | 3.95
H | 31.14 | 31.14 | 31.14 | 31.14 | 31.14 | 31.14
LFG | 0.24 | 0.24 | 0.25 | 22.22 | 22.22 | 22.22
Nuc | 0.01 | 0.01 | 0.02 | 0.02 | 0.04 | 0.05
PS | 0 | 0 | 0 | 0 | 0 | 0
PV | 0 | 0 | 0.01 | 0 | 0 | 0
PeakG | 18.34 | 25.35 | 15.69 | 20.15 | 23.18 | 26.56
PeakO | 9.5 | 12.94 | 10.38 | 10.38 | 10.38 | 10.38
ST | 0 | 0 | 0 | 0 | 0 | 0
STOG | 1.58 | 1.87 | 1.61 | 1.61 | 1.61 | 1.61
STWD | 0 | 0 | 0 | 0 | 0 | 0
WT | 147.26 | 1092.16 | 1370.88 | 1333.5 | 1278.91 | 448.26
IGCC | 0 | 0.02 | 0.02 | 0.02 | 0.02 | 0.03
DemandResponse | 0 | 0 | 0 | 0 | 0 | 0
IGCC-CCS | 0 | 0.01 | 0.02 | 0.02 | 0.05 | 0.05
WT_off | 0 | 0 | 0 | 0 | 0 | 0
PseudoUnit | 0 | 0 | 0 | 0 | 0 | 0
FixedInterchange | 0 | 0 | 0 | 0 | 0 | 0
Total Costs by Reporting Type: MISO_IN
ReportingType | 2015 | 2020 | 2025 | 2030 | 2035 | 2040
BM | 0 | 0 | 0 | 0 | 0.05 | 0.22
CC | 471.84 | 9262.63 | 9906.86 | 7828.85 | 6822.49 | 5295.65
CSP | 0 | 0 | 0 | 0 | 0 | 0
CT | 0 | 0.01 | 0.01 | 0.01 | 0.01 | 0.01
Coal | 3995.68 | 2918.19 | 990.38 | 584.06 | 1563.23 | 1702.41
Geo | 0 | 0 | 0 | 0 | 0 | 0
H | 1.07 | 1.07 | 1.07 | 1.07 | 1.07 | 1.07
LFG | 4.47 | 4.47 | 30.11 | 30.11 | 30.11 | 30.1
Nuc | 0.01 | 0.01 | 0.02 | 0.03 | 0.12 | 0.11
PS | 0 | 0 | 0 | 0 | 0 | 0
PV | 0 | 83.95 | 122.02 | 123.4 | 123.4 | 43.23
PeakG | 52.36 | 76.95 | 54.28 | 73.4 | 73.4 | 73.4
PeakO | 10.59 | 13.5 | 10.82 | 10.82 | 10.82 | 10.82
ST | 0 | 0 | 0 | 0 | 0 | 0
STOG | 14.75 | 17.34 | 15.51 | 12.07 | 12.07 | 12.07
STWD | 0 | 0 | 0 | 0 | 0 | 0
WT | 18.33 | 18.34 | 18.37 | 10006.5 | 10006.5 | 10006.5
IGCC | 464.41 | 510.46 | 296.33 | 245.53 | 245.51 | 245.51
DemandResponse | 0 | 0 | 0 | 0 | 0 | 0
IGCC-CCS | 0 | 0.01 | 0.02 | 0.02 | 0.05 | 0.05
WT_off | 0 | 0.01 | 0.01 | 0.01 | 0.01 | 0.01
PseudoUnit | 0 | 0 | 0 | 0 | 0 | 0
FixedInterchange | 0 | 0 | 0 | 0 | 0 | 0
Total Costs by Reporting Type: MISO_MI
ReportingType | 2015 | 2020 | 2025 | 2030 | 2035 | 2040
BM | 0 | 0 | 0 | 0.01 | 0.09 | 1891.68
CC | 1597.67 | 1646.6 | 1711.28 | 1290.05 | 1787.98 | 618.11
CSP | 0 | 0 | 0 | 0 | 0 | 0
CT | 0 | 0.01 | 0.01 | 0.01 | 0.01 | 0.01
Coal | 1862.35 | 16.52 | 1.04 | 0.89 | 1.35 | 1.46
Geo | 0 | 0 | 0 | 0 | 0 | 0
H | 2.01 | 2.01 | 2.01 | 2.01 | 2.01 | 2.01
LFG | 19.68 | 19.69 | 72.59 | 72.59 | 72.59 | 72.59
Nuc | 449.71 | 452.56 | 461.48 | 464.44 | 443.15 | 1359.32
PS | 44.44 | 44.44 | 44.44 | 44.44 | 44.44 | 44.44
PV | 0 | 0 | 0.01 | 0 | 0 | 0
PeakG | 63.91 | 89.89 | 71.68 | 85.64 | 85.64 | 85.64
PeakO | 15.67 | 19.97 | 16.01 | 16.01 | 16.01 | 16.01
ST | 0 | 0 | 0 | 0 | 0 | 0
STOG | 149.87 | 163.38 | 136.33 | 124.1 | 124.1 | 124.1
STWD | 95.36 | 63.52 | 14.02 | 40.08 | 95.46 | 95.45
WT | 542.69 | 647.32 | 647.33 | 691.44 | 210.47 | 117.55
IGCC | 0 | 0.01 | 0.02 | 0.02 | 0.02 | 0.03
DemandResponse | 0 | 0 | 0 | 0 | 0 | 0
IGCC-CCS | 0 | 0.01 | 0.02 | 0.02 | 0.05 | 0.06
WT_off | 0.04 | 0.04 | 0.04 | 0.03 | 0.01 | 0.01
PseudoUnit | 0 | 0 | 0 | 0 | 0 | 0
FixedInterchange | 0 | 0 | 0 | 0 | 0 | 0
Total Costs by Reporting Type: MISO_MO-IL
ReportingType | 2015 | 2020 | 2025 | 2030 | 2035 | 2040
BM | 0 | 0 | 0 | 0 | 0.03 | 0.04
CC | 274.6 | 277.56 | 250.07 | 121.54 | 121.34 | 101.29
CSP | 0 | 0 | 0 | 0 | 0 | 0
CT | 0 | 0.01 | 0.01 | 0.01 | 0.01 | 0.01
Coal | 5065.89 | 2317.38 | 1075.31 | 742.42 | 908.31 | 913.57
Geo | 0 | 0 | 0 | 0 | 0 | 0
H | 5.01 | 106.15 | 106.17 | 106.17 | 106.17 | 106.17
LFG | 2.18 | 2.18 | 76.09 | 76.1 | 76.1 | 76.1
Nuc | 493.74 | 512.79 | 521.94 | 524.98 | 524.99 | 525
PS | 10.45 | 10.45 | 10.45 | 10.45 | 10.45 | 10.45
PV | 0 | 0 | 0.01 | 0 | 0 | 0
PeakG | 90.34 | 153.63 | 81.71 | 105.65 | 110.48 | 110.49
PeakO | 21.48 | 28.65 | 22.96 | 22.96 | 22.96 | 22.96
ST | 0 | 0 | 0 | 0 | 0 | 0
STOG | 27.66 | 30.8 | 26.4 | 25.66 | 25.66 | 25.66
STWD | 0 | 0 | 0 | 0 | 0 | 0
WT | 89.91 | 89.92 | 1406.79 | 3291.78 | 3223.26 | 3223.26
IGCC | 0 | 0.01 | 0.01 | 0.01 | 0.01 | 0.01
DemandResponse | 0 | 0 | 0 | 0 | 0 | 0
IGCC-CCS | 0 | 0 | 0.01 | 0.01 | 0.02 | 0.02
WT_off | 0 | 0 | 0 | 0 | 0 | 0
PseudoUnit | 0 | 0 | 0 | 0 | 0 | 0
FixedInterchange | 0 | 0 | 0 | 0 | 0 | 0
Total Costs by Reporting Type: MISO_W
ReportingType | 2015 | 2020 | 2025 | 2030 | 2035 | 2040
BM | 0 | 0 | 0 | 0 | 0.01 | 0.02
CC | 706.63 | 740.43 | 308.42 | 267.82 | 363.51 | 299.28
CSP | 0 | 0 | 0 | 0 | 0 | 0
CT | 0.01 | 0.04 | 0.04 | 0.03 | 0.03 | 0.02
Coal | 4312.62 | 2153.47 | 613.18 | 208 | 219.42 | 256.01
Geo | 0 | 0 | 0 | 0 | 0 | 0
H | 7.08 | 7.08 | 7.08 | 7.08 | 7.08 | 7.08
LFG | 24.75 | 24.76 | 24.76 | 48.33 | 48.33 | 48.33
Nuc | 539.99 | 543.1 | 552.83 | 814.83 | 0.06 | 0.06
PS | 0 | 0 | 0 | 0 | 0 | 0
PV | 0 | 0 | 0.01 | 0 | 0 | 0
PeakG | 110.48 | 125.89 | 89.98 | 105.18 | 108.73 | 108.73
PeakO | 56.39 | 79.08 | 64.57 | 64.57 | 64.58 | 64.58
ST | 0 | 0 | 0 | 0 | 0 | 0
STOG | 7.62 | 8.95 | 7.67 | 7.43 | 7.44 | 7.44
STWD | 15.09 | 21.94 | 25.55 | 34.18 | 178.27 | 113.53
WT | 927.87 | 927.88 | 12315.1 | 15130.06 | 14536.67 | 15364.55
IGCC | 0 | 0.02 | 0.02 | 0.02 | 0.02 | 0.03
DemandResponse | 0 | 0 | 0 | 0 | 0 | 0
IGCC-CCS | 0 | 0.01 | 0.02 | 0.02 | 0.04 | 0.05
WT_off | 0 | 0 | 0 | 0 | 0 | 0
PseudoUnit | 0 | 0 | 0 | 0 | 0 | 0
FixedInterchange | 0 | 0 | 0 | 0 | 0 | 0
Total Costs by Reporting Type: MISO_WUMS
ReportingType | 2015 | 2020 | 2025 | 2030 | 2035 | 2040
BM | 0 | 0 | 0 | 0.01 | 0.11 | 609.04
CC | 3878.03 | 4680.27 | 4287 | 3811.3 | 4411.81 | 1580.59
CSP | 0 | 0 | 0 | 0 | 0 | 0
CT | 0 | 0.02 | 0.02 | 0.01 | 0.02 | 0.01
Coal | 1308.23 | 642.31 | 401.94 | 358.69 | 574.45 | 708.79
Geo | 0 | 0 | 0 | 0 | 0 | 0
H | 4.79 | 4.81 | 4.81 | 4.81 | 4.81 | 4.81
LFG | 8.58 | 8.58 | 24.03 | 79.15 | 79.15 | 79.15
Nuc | 419.03 | 444.73 | 429.21 | 737.99 | 0.12 | 0.13
PS | 0 | 0 | 0 | 0 | 0 | 0
PV | 0 | 0.01 | 0.01 | 0 | 0 | 0.01
PeakG | 55.65 | 81.66 | 65.09 | 77.66 | 77.66 | 77.66
PeakO | 13.52 | 17.78 | 14.69 | 14.69 | 14.69 | 14.69
ST | 0 | 0 | 0 | 0 | 0 | 0
STOG | 13.21 | 15.63 | 13.4 | 13.18 | 13.18 | 13.18
STWD | 7.15 | 7.64 | 6.86 | 12.71 | 68.51 | 53.99
WT | 264.78 | 264.78 | 271.78 | 1870.09 | 1651.73 | 1651.75
IGCC | 0 | 0.01 | 0.01 | 0.01 | 0.01 | 0.01
DemandResponse | 0 | 0 | 0 | 0 | 0 | 0
IGCC-CCS | 0 | 0 | 0.01 | 0.01 | 0.02 | 0.02
WT_off | 0.07 | 0.07 | 0.08 | 0.07 | 0.01 | 0.01
PseudoUnit | 0 | 0 | 0 | 0 | 0 | 0
FixedInterchange | 0 | 0 | 0 | 0 | 0 | 0
Total Costs by Reporting Type: Nebraska
ReportingType | 2015 | 2020 | 2025 | 2030 | 2035 | 2040
BM | 0 | 0 | 0 | 0 | 0.01 | 0.01
CC | 54.65 | 29.8 | 28.58 | 24.12 | 23.14 | 20.63
CSP | 0 | 0 | 0 | 0 | 0 | 0
CT | 0 | 0.01 | 0.01 | 0.01 | 0.01 | 0.01
Coal | 1742.55 | 299.61 | 211.16 | 181.57 | 181.85 | 200.14
Geo | 0 | 0 | 0 | 0 | 0 | 0
H | 2.38 | 2.38 | 2.38 | 2.38 | 2.38 | 2.38
LFG | 0.73 | 0.73 | 0.73 | 23.23 | 23.23 | 23.23
Nuc | 289.1 | 306.81 | 296.15 | 364.85 | 0.11 | 0.11
PS | 0 | 0 | 0 | 0 | 0 | 0
PV | 0 | 0.01 | 0.01 | 0 | 0 | 0
PeakG | 28.5 | 37.31 | 31.38 | 31.38 | 31.38 | 31.38
PeakO | 9.57 | 12.19 | 9.77 | 9.77 | 9.77 | 9.78
ST | 0 | 0 | 0 | 0 | 0 | 0
STOG | 1.12 | 1.1 | 0.94 | 0.94 | 0.94 | 0.94
STWD | 0 | 0 | 0 | 0 | 0 | 0
WT | 54.91 | 3929.4 | 3929.43 | 3920.13 | 5067.88 | 1656.32
IGCC | 0 | 0 | 0 | 0 | 0 | 0
DemandResponse | 0 | 0 | 0 | 0 | 0 | 0
IGCC-CCS | 0 | 0 | 0 | 0 | 0.01 | 0.01
WT_off | 0 | 0 | 0 | 0 | 0 | 0
PseudoUnit | 0 | 0 | 0 | 0 | 0 | 0
FixedInterchange | 0 | 0 | 0 | 0 | 0 | 0
Total Costs by Reporting Type: NEISO
ReportingType | 2015 | 2020 | 2025 | 2030 | 2035 | 2040
BM | 279.3 | 228.67 | 172.8 | 279.29 | 279.3 | 279.31
CC | 3008.61 | 2299.96 | 2024.56 | 1928.52 | 1164.25 | 726.59
CSP | 0 | 0 | 0 | 0 | 0 | 0
CT | 32.3 | 33.26 | 32.97 | 31.36 | 0.01 | 0.01
Coal | 60.56 | 29.27 | 0.12 | 0.12 | 0.14 | 0.16
Geo | 0 | 0 | 0 | 0 | 0 | 0
H | 46.4 | 46.41 | 46.43 | 47.43 | 47.43 | 47.43
LFG | 80.89 | 80.89 | 80.91 | 103.66 | 93.02 | 93.02
Nuc | 1055.43 | 1120.79 | 1080.11 | 1086.32 | 784.87 | 1150.99
PS | 39.74 | 39.74 | 39.74 | 39.74 | 39.74 | 39.74
PV | 0.05 | 113.4 | 113.4 | 113.39 | 113.4 | 4.95
PeakG | 21.13 | 32.8 | 29.55 | 33.83 | 28.86 | 33.94
PeakO | 0.02 | 0.03 | 0.02 | 0.03 | 0.03 | 0.03
ST | 0 | 0 | 0 | 0 | 0 | 0
STOG | 0.01 | 0.02 | 0.02 | 0.02 | 0.02 | 0.02
STWD | 367.79 | 130.68 | 35.86 | 146.01 | 303.87 | 311.77
WT | 67.97 | 692.6 | 1311.48 | 1304.26 | 4901.42 | 4346.52
IGCC | 0 | 0 | 0 | 0 | 0 | 0
DemandResponse | 0 | 0 | 0 | 0 | 0 | 0
IGCC-CCS | 0 | 0 | 0 | 0.01 | 0.01 | 0.01
WT_off | 308.39 | 308.41 | 308.43 | 308.35 | 25.07 | 25.06
PseudoUnit | 0 | 0 | 0 | 0 | 0 | 0
FixedInterchange | 0 | 0 | 0 | 0 | 0 | 0
Total Costs by Reporting Type: NonRTO_Midwest
ReportingType | 2015 | 2020 | 2025 | 2030 | 2035 | 2040
BM | 0 | 0 | 0 | 0.01 | 290.43 | 4747.62
CC | 1474.81 | 2962.04 | 3135.11 | 3796.02 | 4560.96 | 748.09
CSP | 0 | 0 | 0 | 0 | 0 | 0
CT | 0 | 0.01 | 0.01 | 0.01 | 0.01 | 0
Coal | 2797.67 | 1829.6 | 601.59 | 445.83 | 922.89 | 882.24
Geo | 0 | 0 | 0 | 0 | 0 | 0
H | 2.04 | 2.04 | 258.59 | 258.59 | 258.59 | 258.59
LFG | 1.69 | 1.69 | 51.2 | 51.19 | 51.19 | 51.19
Nuc | 0.01 | 0.02 | 0.08 | 0.11 | 881.45 | 881.45
PS | 0 | 0 | 0 | 0 | 0 | 0
PV | 0 | 0 | 0.01 | 0 | 0 | 0.01
PeakG | 70.25 | 90.44 | 75.97 | 71.69 | 56.63 | 46.55
PeakO | 0.35 | 0.45 | 0.36 | 0.36 | 0.01 | 0.01
ST | 0 | 0 | 0 | 0 | 0 | 0
STOG | 0 | 0 | 0 | 0 | 0 | 0
STWD | 0 | 0 | 0 | 0 | 0 | 0
WT | 2.26 | 2.27 | 2.27 | 2.27 | 2.27 | 2.27
IGCC | 0 | 0.01 | 0.01 | 0.01 | 0.02 | 0.02
DemandResponse | 0 | 0 | 0 | 0 | 0 | 0
IGCC-CCS | 0 | 0.01 | 0.01 | 0.02 | 0.04 | 0.04
WT_off | 0 | 0 | 0 | 0 | 0 | 0
PseudoUnit | 0 | 0 | 0 | 0 | 0 | 0
FixedInterchange | 0 | 0 | 0 | 0 | 0 | 0
Total Costs by Reporting Type: NYISO_A-F
ReportingType | 2015 | 2020 | 2025 | 2030 | 2035 | 2040
BM | 0 | 0 | 0.01 | 0.01 | 0.01 | 0.03
CC | 614.89 | 815.15 | 838.27 | 668.24 | 188.37 | 46.61
CSP | 0 | 0 | 0 | 0 | 0 | 0
CT | 0 | 0 | 0.01 | 0.01 | 0.01 | 0.01
Coal | 0.14 | 0.13 | 0.11 | 0.11 | 0.12 | 0.14
Geo | 0 | 0 | 0 | 0 | 0 | 0
H | 62.6 | 62.6 | 62.6 | 62.6 | 62.6 | 62.6
LFG | 22.17 | 22.17 | 44 | 44 | 42.66 | 42.66
Nuc | 769.17 | 792.88 | 787.44 | 645.83 | 746.26 | 695.89
PS | 33.52 | 33.52 | 33.52 | 33.52 | 33.52 | 33.52
PV | 0 | 0 | 0.01 | 0 | 0.01 | 0.01
PeakG | 3.94 | 6.17 | 5.33 | 5.97 | 5.32 | 5.32
PeakO | 1.15 | 1.46 | 1.17 | 1.17 | 1.17 | 1.17
ST | 0 | 0 | 0 | 0 | 0 | 0
STOG | 0.01 | 0.01 | 0.01 | 0.01 | 0.01 | 0.01
STWD | 2.82 | 4.8 | 4.2 | 10.14 | 33.66 | 42.11
WT | 684.72 | 860.9 | 860.92 | 3306.84 | 2766.48 | 2610.24
IGCC | 0 | 0 | 0 | 0 | 0 | 0
DemandResponse | 0 | 0 | 0 | 0 | 0 | 0
IGCC-CCS | 0 | 0 | 0.01 | 0.01 | 0.01 | 0.02
WT_off | 0.12 | 0.12 | 0.13 | 0.04 | 0.02 | 0.01
PseudoUnit | 0 | 0 | 0 | 0 | 0 | 0
FixedInterchange | 0 | 0 | 0 | 0 | 0 | 0
Total Costs by Reporting Type: NYISO_G-I
ReportingType | 2015 | 2020 | 2025 | 2030 | 2035 | 2040
BM | 0 | 0 | 0.01 | 0.01 | 638.64 | 638.95
CC | 203.61 | 506.4 | 540.95 | 299.36 | 297.97 | 237.9
CSP | 0 | 0 | 0 | 0 | 0 | 0
CT | 0 | 0 | 0.01 | 0.01 | 0.01 | 0.01
Coal | 0.05 | 0.03 | 0.03 | 0.03 | 0.03 | 0.04
Geo | 0 | 0 | 0 | 0 | 0 | 0
H | 0.46 | 0.46 | 0.46 | 0.46 | 0.46 | 0.46
LFG | 7.73 | 7.73 | 31.62 | 31.62 | 31.62 | 31.62
Nuc | 466.19 | 495 | 477.2 | 479.97 | 549.02 | 1943
PS | 0 | 0 | 0 | 0 | 0 | 0
PV | 0 | 0.01 | 0.01 | 0 | 0.01 | 0.01
PeakG | 1.52 | 2.04 | 1.57 | 1.58 | 1.59 | 1.59
PeakO | 2.55 | 3.25 | 2.61 | 2.61 | 2.61 | 2.61
ST | 0 | 0 | 0 | 0 | 0 | 0
STOG | 0.07 | 0.08 | 0.08 | 0.08 | 0.08 | 0.08
STWD | 0 | 0 | 0 | 0 | 0 | 0
WT | 0.02 | 14.38 | 14.46 | 86.65 | 86.64 | 73.96
IGCC | 0 | 0 | 0 | 0 | 0 | 0
DemandResponse | 0 | 0 | 0 | 0 | 0 | 0
IGCC-CCS | 0 | 0 | 0.01 | 0.01 | 0.02 | 0.02
WT_off | 0.03 | 0.04 | 0.04 | 0.03 | 0.03 | 0.02
PseudoUnit | 0 | 0 | 0 | 0 | 0 | 0
FixedInterchange | 0 | 0 | 0 | 0 | 0 | 0
Total Costs by Reporting Type: NYISO_J-K
ReportingType | 2015 | 2020 | 2025 | 2030 | 2035 | 2040
BM | 0 | 0 | 0 | 0 | 0 | 0
CC | 1571.34 | 1808.16 | 1888.47 | 1669.25 | 1913.45 | 1214.65
CSP | 0 | 0 | 0 | 0 | 0 | 0
CT | 0 | 0.01 | 0.02 | 0.02 | 0.02 | 0.02
Coal | 0 | 0 | 0 | 0 | 0 | 0
Geo | 0 | 0 | 0 | 0 | 0 | 0
H | 0 | 0 | 0 | 0 | 0 | 0
LFG | 14.97 | 14.98 | 15 | 44.49 | 44.49 | 44.49
Nuc | 0.01 | 0.01 | 0.01 | 0.02 | 0.08 | 0.07
PS | 0 | 0 | 0 | 0 | 0 | 0
PV | 17.52 | 17.52 | 17.52 | 17.52 | 0.54 | 0.54
PeakG | 68.02 | 104.57 | 85.8 | 99.82 | 123.05 | 106.12
PeakO | 61.69 | 79.16 | 63.78 | 65.02 | 65.02 | 65.02
ST | 0 | 0 | 0 | 0 | 0 | 0
STOG | 187.68 | 225.22 | 204.68 | 229.57 | 235.05 | 227.67
STWD | 0 | 0 | 0 | 0 | 0 | 0
WT | 0.01 | 0.01 | 0.02 | 0.24 | 98.86 | 98.86
IGCC | 0 | 0 | 0 | 0 | 0 | 0
DemandResponse | 0 | 0 | 0 | 0 | 0 | 0
IGCC-CCS | 0 | 0 | 0 | 0 | 0 | 0
WT_off | 0 | 0 | 0 | 0.01 | 0.01 | 0.01
PseudoUnit | 0 | 0 | 0 | 0 | 0 | 0
FixedInterchange | 0 | 0 | 0 | 0 | 0 | 0
Total Costs by Reporting Type: PJM_E
ReportingType | 2015 | 2020 | 2025 | 2030 | 2035 | 2040
BM | 18.42 | 33.96 | 33.96 | 33.96 | 34 | 34.02
CC | 3535.89 | 4246.91 | 4567.38 | 4381.63 | 4928.11 | 2847.14
CSP | 0 | 0 | 0 | 0 | 0 | 0
CT | 2.49 | 2.73 | 2.75 | 0.86 | 0.71 | 0.01
Coal | 143.47 | 83.14 | 62.31 | 42.98 | 136.33 | 194.32
Geo | 0 | 0 | 0 | 0 | 0 | 0
H | 3.85 | 3.85 | 3.85 | 3.85 | 3.85 | 3.85
LFG | 59.08 | 105.92 | 105.92 | 103.73 | 103.73 | 73.06
Nuc | 1960.16 | 1864.06 | 1862.65 | 1873.77 | 1346.06 | 2396.02
PS | 9.5 | 9.5 | 9.5 | 9.5 | 9.5 | 9.5
PV | 11.79 | 11.79 | 11.79 | 11.79 | 0.75 | 0.75
PeakG | 82.45 | 131.2 | 104.15 | 153.92 | 143.16 | 156.5
PeakO | 75.92 | 100.78 | 82.41 | 82.41 | 82.41 | 82.41
ST | 0 | 0 | 0 | 0 | 0 | 0
STOG | 138.6 | 185.16 | 42.38 | 46.11 | 42.58 | 0.02
STWD | 0 | 0 | 0 | 0 | 0 | 0
WT | 332.77 | 332.78 | 332.78 | 332.77 | 32.67 | 32.67
IGCC | 0 | 0 | 0 | 0 | 0 | 0
DemandResponse | 0 | 0 | 0 | 0 | 0 | 0
IGCC-CCS | 0 | 0.01 | 0.01 | 0.02 | 0.03 | 0.03
WT_off | 0.04 | 0.04 | 599.1 | 599.07 | 599.07 | 599.06
PseudoUnit | 0 | 0 | 0 | 0 | 0 | 0
FixedInterchange | 0 | 0 | 0 | 0 | 0 | 0
Total Costs by Reporting Type: PJM_ROM
ReportingType | 2015 | 2020 | 2025 | 2030 | 2035 | 2040
BM | 10.17 | 19.49 | 19.49 | 19.5 | 2400.06 | 2400.62
CC | 1489.49 | 1935.06 | 2153.68 | 1691.1 | 2233.05 | 1203.57
CSP | 0 | 0 | 0 | 0 | 0 | 0
CT | 1.52 | 1.67 | 1.68 | 1.92 | 0.01 | 0.01
Coal | 669.53 | 132.51 | 14.76 | 12.39 | 13.14 | 13.27
Geo | 0 | 0 | 0 | 0 | 0 | 0
H | 19.83 | 19.84 | 19.85 | 253 | 253 | 253
LFG | 47.04 | 132.66 | 132.66 | 131.08 | 128.72 | 75.37
Nuc | 1163.94 | 1194.41 | 1192.36 | 1199.59 | 3350.3 | 9494.3
PS | 35.92 | 35.92 | 35.92 | 35.92 | 35.92 | 35.92
PV | 0.07 | 497.04 | 753.66 | 811.02 | 815.4 | 361.68
PeakG | 30.83 | 49.67 | 45.4 | 62.65 | 73.08 | 79.64
PeakO | 45.96 | 58.57 | 46.94 | 46.94 | 46.94 | 0.19
ST | 0 | 0 | 0 | 0 | 0 | 0
STOG | 212.24 | 256.86 | 279.12 | 243.4 | 225.22 | 0.01
STWD | 4.34 | 39.07 | 38.55 | 38.55 | 38.55 | 38.55
WT | 152.09 | 341.36 | 341.38 | 313.97 | 227.82 | 59.63
IGCC | 0 | 0.01 | 0.01 | 0.01 | 0.02 | 0.02
DemandResponse | 0 | 0 | 0 | 0 | 0 | 0
IGCC-CCS | 0 | 0.01 | 0.01 | 0.02 | 0.03 | 0.04
WT_off | 0.08 | 0.09 | 0.09 | 0.03 | 0.02 | 0.02
PseudoUnit | 0 | 0 | 0 | 0 | 0 | 0
FixedInterchange | 0 | 0 | 0 | 0 | 0 | 0
Total Costs by Reporting Type: PJM_ROR
ReportingType | 2015 | 2020 | 2025 | 2030 | 2035 | 2040
BM | 216.32 | 415.73 | 415.72 | 415.72 | 415.77 | 10547.98
CC | 10810.5 | 16313.57 | 17168.26 | 17892.42 | 19829.79 | 10129.33
CSP | 0 | 0 | 0 | 0 | 0 | 0
CT | 2.85 | 2.89 | 2.91 | 3.01 | 0.01 | 0.01
Coal | 13433.8 | 8642.11 | 2536.74 | 1976.64 | 3689.63 | 3988.39
Geo | 0 | 0 | 0 | 0 | 0 | 0
H | 26.17 | 207.89 | 207.89 | 207.89 | 207.89 | 207.89
LFG | 76.9 | 240.72 | 240.73 | 235.07 | 229.01 | 127.7
Nuc | 4607.58 | 4731.16 | 4718.66 | 4883.66 | 6280.17 | 10815.47
PS | 73.14 | 73.14 | 73.14 | 73.14 | 73.14 | 73.14
PV | 0.36 | 0.36 | 0.36 | 0.37 | 0.37 | 0.37
PeakG | 403.88 | 595.5 | 477.89 | 592.22 | 577.69 | 491.51
PeakO | 48.69 | 65.15 | 52.22 | 52.22 | 52.22 | 0.18
ST | 0 | 0 | 0 | 0 | 0 | 0
STOG | 124.78 | 180.37 | 169.03 | 191.84 | 133.78 | 0.02
STWD | 9.44 | 114.87 | 113.43 | 113.43 | 113.43 | 113.43
WT | 2217.8 | 2263.15 | 3923.59 | 3164.52 | 2056.47 | 2016.51
IGCC | 0 | 0.01 | 0.01 | 0.01 | 0.02 | 0.02
DemandResponse | 0 | 0 | 0 | 0 | 0 | 0
IGCC-CCS | 0 | 0.01 | 0.01 | 0.02 | 0.04 | 0.04
WT_off | 0.02 | 0.02 | 0.02 | 0.02 | 0.01 | 0.01
PseudoUnit | 0 | 0 | 0 | 0 | 0 | 0
FixedInterchange | 0 | 0 | 0 | 0 | 0 | 0
Total Costs by Reporting Type: SOCO
ReportingType | 2015 | 2020 | 2025 | 2030 | 2035 | 2040
BM | 29.34 | 33.07 | 48.53 | 56.71 | 2925.26 | 6307.03
CC | 9820.55 | 13268.62 | 13094.35 | 12074.93 | 5346.09 | 2008.47
CSP | 0 | 0 | 0 | 0 | 0 | 0
CT | 0 | 0.01 | 0.01 | 0.01 | 0.01 | 0.01
Coal | 3246.34 | 1690.7 | 800.32 | 982.96 | 794.99 | 820.65
Geo | 0 | 0 | 0 | 0 | 0 | 0
H | 59.74 | 59.74 | 59.74 | 59.75 | 59.76 | 59.76
LFG | 4.47 | 4.47 | 37.19 | 37.19 | 37.19 | 37.19
Nuc | 1355.07 | 2993.98 | 3028.43 | 4701.4 | 13782.94 | 17347.46
PS | 39.76 | 39.76 | 39.76 | 39.76 | 39.76 | 39.76
PV | 0 | 0.01 | 0.01 | 0.01 | 0.01 | 0.05
PeakG | 238.61 | 352.02 | 338.22 | 339.08 | 171.18 | 143.34
PeakO | 0.02 | 0.02 | 0.02 | 0.02 | 0.02 | 0.02
ST | 0 | 0 | 0 | 0 | 0 | 0
STOG | 0.01 | 0.01 | 0.01 | 0.01 | 0.01 | 0.01
STWD | 43.96 | 65.75 | 81.38 | 269.96 | 425.48 | 271.08
WT | 0 | 0.01 | 0.01 | 0.05 | 23.58 | 23.58
IGCC | 0 | 0.02 | 0.02 | 0.02 | 0.03 | 0.03
DemandResponse | 0 | 0 | 0 | 0 | 0 | 0
IGCC-CCS | 0 | 0.01 | 0.02 | 0.03 | 0.07 | 0.07
WT_off | 0 | 0 | 0 | 0 | 0 | 0
PseudoUnit | 0 | 0 | 0 | 0 | 0 | 0
FixedInterchange | 0 | 0 | 0 | 0 | 0 | 0
Total Costs by Reporting Type: SPP_N
ReportingType | 2015 | 2020 | 2025 | 2030 | 2035 | 2040
BM | 0 | 0 | 0 | 0 | 0.01 | 0.01
CC | 420.22 | 135.33 | 144.42 | 114.92 | 109.21 | 101.22
CSP | 0 | 0 | 0 | 0 | 0 | 0
CT | 0.01 | 58.64 | 58.64 | 58.64 | 62.5 | 8.45
Coal | 3376.45 | 1205.95 | 189.21 | 142.77 | 142.81 | 142.75
Geo | 0 | 0 | 0 | 0 | 0 | 0
H | 0.3 | 0.3 | 0.3 | 0.3 | 0.3 | 0.3
LFG | 0.85 | 0.85 | 0.85 | 30.03 | 30.03 | 30.03
Nuc | 256.73 | 266.63 | 271.4 | 272.98 | 272.98 | 249.11
PS | 0 | 0 | 0 | 0 | 0 | 0
PV | 0 | 0 | 0.01 | 0 | 0 | 0
PeakG | 78.25 | 117.7 | 105.71 | 105.71 | 105.71 | 105.72
PeakO | 34.89 | 44.84 | 35.94 | 35.94 | 35.95 | 35.95
ST | 0 | 0 | 0 | 0 | 0 | 0
STOG | 102.15 | 87.47 | 74.98 | 74.98 | 74.98 | 74.98
STWD | 0 | 0 | 0 | 0 | 0 | 0
WT | 42.05 | 7164.74 | 11720.64 | 13485.37 | 16675.97 | 10411.42
IGCC | 0 | 0.01 | 0.01 | 0.01 | 0.01 | 0.01
DemandResponse | 0 | 0 | 0 | 0 | 0 | 0
IGCC-CCS | 0 | 0 | 0.01 | 0.01 | 0.01 | 0.02
WT_off | 0 | 0 | 0 | 0 | 0 | 0
PseudoUnit | 0 | 0 | 0 | 0 | 0 | 0
FixedInterchange | 0 | 0 | 0 | 0 | 0 | 0
Total Costs by Reporting Type: SPP_S
ReportingType | 2015 | 2020 | 2025 | 2030 | 2035 | 2040
BM | 0 | 0 | 0 | 0 | 0.01 | 0.01
CC | 3610.09 | 1071.3 | 1043.1 | 1094.09 | 1203.86 | 1068.69
CSP | 0 | 0 | 0 | 0 | 0 | 0
CT | 35.99 | 98.67 | 98.67 | 98.67 | 70.1 | 12.31
Coal | 4488.69 | 974.21 | 363.55 | 303.94 | 303.99 | 302.88
Geo | 0 | 0 | 0 | 0 | 0 | 0
H | 30.03 | 30.03 | 30.03 | 30.03 | 30.05 | 30.05
LFG | 2.3 | 2.3 | 2.3 | 31.48 | 31.48 | 31.48
Nuc | 0.01 | 0.01 | 0.02 | 0.02 | 0.03 | 0.03
PS | 10.59 | 10.59 | 10.59 | 10.59 | 10.59 | 10.59
PV | 0 | 0 | 0.01 | 0 | 0 | 0
PeakG | 60.22 | 87.94 | 62.38 | 76.79 | 82.78 | 82.79
PeakO | 3.36 | 4.54 | 3.63 | 3.64 | 3.65 | 3.67
ST | 0 | 0 | 0 | 0 | 0 | 0
STOG | 615.45 | 522.5 | 452.35 | 483.82 | 448.84 | 471.64
STWD | 7.64 | 4.76 | 5.45 | 10.08 | 13.39 | 13.55
WT | 183.44 | 9649.21 | 9649.25 | 9649.25 | 9556.64 | 3129.66
IGCC | 0 | 0.01 | 0.01 | 0.01 | 0.02 | 0.02
DemandResponse | 0 | 0 | 0 | 0 | 0 | 0
IGCC-CCS | 0 | 0.01 | 0.01 | 0.01 | 0.02 | 0.02
WT_off | 0 | 0 | 0 | 0 | 0 | 0
PseudoUnit | 0 | 0 | 0 | 0 | 0 | 0
FixedInterchange | 0 | 0 | 0 | 0 | 0 | 0
Total Costs by Reporting Type: TVA
ReportingType | 2015 | 2020 | 2025 | 2030 | 2035 | 2040
BM | 0 | 0 | 0 | 0.01 | 7168.37 | 7168.63
CC | 3313.71 | 5821.96 | 6522.83 | 7058.29 | 4591.2 | 1546.9
CSP | 0 | 0 | 0 | 0 | 0 | 0
CT | 0 | 0.01 | 0.01 | 0.01 | 0.01 | 0
Coal | 2359.89 | 1309.82 | 145.52 | 0.88 | 1.17 | 1.19
Geo | 0 | 0 | 0 | 0 | 0 | 0
H | 72.8 | 72.81 | 82.08 | 82.09 | 82.09 | 82.09
LFG | 1.57 | 1.57 | 33.98 | 33.98 | 33.98 | 33.98
Nuc | 2533.71 | 2590.04 | 2579.4 | 2749.94 | 2262.56 | 6716.9
PS | 41.38 | 41.38 | 41.38 | 41.38 | 41.38 | 41.38
PV | 0 | 0 | 0.01 | 0.01 | 0.01 | 0.09
PeakG | 99.25 | 153.37 | 141 | 141 | 140.99 | 140.99
PeakO | 1.87 | 2.54 | 1.93 | 2.49 | 0.01 | 0.01
ST | 0 | 0 | 0 | 0 | 0 | 0
STOG | 0 | 0 | 0 | 0 | 0 | 0
STWD | 0.32 | 0.35 | 0.44 | 2.24 | 2.99 | 2.62
WT | 1 | 1 | 1.01 | 1.03 | 24.39 | 24.39
IGCC | 0 | 0.01 | 0.01 | 0.02 | 0.02 | 0.02
DemandResponse | 0 | 0 | 0 | 0 | 0 | 0
IGCC-CCS | 0 | 0.01 | 0.02 | 0.02 | 0.05 | 0.05
WT_off | 0 | 0 | 0 | 0 | 0 | 0
PseudoUnit | 0 | 0 | 0 | 0 | 0 | 0
FixedInterchange | 0 | 0 | 0 | 0 | 0 | 0
Total Costs by Reporting Type: TVA_Transmission
ReportingType | 2015 | 2020 | 2025 | 2030 | 2035 | 2040
BM | 0 | 0 | 0 | 0 | 0 | 0
CC | 0 | 0 | 0 | 0 | 0 | 0
CSP | 0 | 0 | 0 | 0 | 0 | 0
CT | 0 | 0 | 0 | 0 | 0 | 0
Coal | 0 | 0 | 0 | 0 | 0 | 0
Geo | 0 | 0 | 0 | 0 | 0 | 0
H | 0 | 0 | 0 | 0 | 0 | 0
LFG | 0 | 0 | 0 | 0 | 0 | 0
Nuc | 0 | 0 | 0 | 0 | 0 | 0
PS | 0 | 0 | 0 | 0 | 0 | 0
PV | 0 | 0 | 0 | 0 | 0 | 0
PeakG | 0 | 0 | 0 | 0 | 0 | 0
PeakO | 0 | 0 | 0 | 0 | 0 | 0
ST | 0 | 0 | 0 | 0 | 0 | 0
STOG | 0 | 0 | 0 | 0 | 0 | 0
STWD | 0 | 0 | 0 | 0 | 0 | 0
WT | 0 | 0 | 0 | 0 | 0 | 0
IGCC | 0 | 0 | 0 | 0 | 0 | 0
DemandResponse | 0 | 0 | 0 | 0 | 0 | 0
IGCC-CCS | 0 | 0 | 0 | 0 | 0 | 0
WT_off | 0 | 0 | 0 | 0 | 0 | 0
PseudoUnit | 0 | 0 | 0 | 0 | 0 | 0
FixedInterchange | 0 | 0 | 0 | 0 | 0 | 0
Total Costs by Reporting Type: VACAR
ReportingType | 2015 | 2020 | 2025 | 2030 | 2035 | 2040
BM | 0.92 | 169.88 | 688.87 | 700.97 | 6734.75 | 6734.8
CC | 8629.02 | 9391.4 | 9372.56 | 9098.06 | 7126.72 | 1440.68
CSP | 0 | 0 | 0 | 0 | 0 | 0
CT | 68.1 | 68.37 | 68.55 | 0 | 0 | 0.01
Coal | 2903.85 | 2129.08 | 756.85 | 598.36 | 722.51 | 724.74
Geo | 0 | 0 | 0 | 0 | 0 | 0
H | 30.23 | 30.23 | 30.23 | 30.23 | 30.24 | 30.25
LFG | 7.61 | 40.25 | 40.25 | 40.24 | 40.24 | 20.68
Nuc | 2606.17 | 4424.34 | 6646.75 | 8306.62 | 10382.44 | 18927.1
PS | 62.1 | 62.1 | 62.1 | 62.1 | 62.1 | 62.1
PV | 0.24 | 44.91 | 45.63 | 45.88 | 45.88 | 4.41
PeakG | 146.17 | 209.86 | 148.18 | 188.39 | 90.28 | 90.32
PeakO | 36.13 | 46.34 | 37.33 | 37.99 | 0.02 | 0.02
ST | 0 | 0 | 0 | 0 | 0 | 0
STOG | 4.04 | 4.79 | 4.1 | 0.01 | 0.01 | 0.01
STWD | 173.41 | 175.67 | 173.58 | 173.58 | 173.58 | 136.89
WT | 0.02 | 838.92 | 838.92 | 838.91 | 838.9 | 98.34
IGCC | 0 | 0.01 | 0.01 | 0.01 | 0.01 | 0.02
DemandResponse | 0 | 0 | 0 | 0 | 0 | 0
IGCC-CCS | 0 | 0.01 | 0.01 | 0.01 | 0.02 | 0.03
WT_off | 0.02 | 0.03 | 0.07 | 0.06 | 0.06 | 0.05
PseudoUnit | 0 | 0 | 0 | 0 | 0 | 0
FixedInterchange | 0 | 0 | 0 | 0 | 0 | 0
Total Costs by Reporting Type: IESO
ReportingType | 2015 | 2020 | 2025 | 2030 | 2035 | 2040
BM | 177.6 | 177.69 | 178.11 | 186.89 | 201.15 | 311.98
CC | 245.22 | 205.32 | 199.07 | 193.61 | 193.6 | 18.2
CSP | 0 | 0 | 0 | 0 | 0 | 0
CT | 44.26 | 44.26 | 44.26 | 44.26 | 0.01 | 0.01
Coal | 0 | 0 | 0 | 0.01 | 0.01 | 0.01
Geo | 0 | 0 | 0 | 0 | 0 | 0
H | 123.83 | 123.83 | 123.83 | 123.85 | 226.24 | 226.24
LFG | 19.32 | 19.32 | 19.32 | 19.55 | 14.43 | 14.43
Nuc | 2990.3 | 3007.72 | 3062.2 | 3080.29 | 2836.57 | 3030.7
PS | 2.92 | 2.92 | 2.92 | 2.92 | 2.92 | 2.92
PV | 558.01 | 558.01 | 558.01 | 558.01 | 0.44 | 0.44
PeakG | 0.06 | 0.07 | 0.06 | 0.07 | 0.07 | 0.07
PeakO | 0.01 | 0.01 | 0.01 | 0.01 | 0.01 | 0.01
ST | 0 | 0 | 0 | 0 | 0 | 0
STOG | 0 | 0 | 0 | 0 | 0 | 0
STWD | 6.33 | 5.15 | 5.95 | 8.13 | 74.14 | 58.59
WT | 763.41 | 763.41 | 763.41 | 763.41 | 103.02 | 103.02
IGCC | 0 | 0 | 0 | 0 | 0 | 0
DemandResponse | 0 | 0 | 0 | 0 | 0 | 0
IGCC-CCS | 0 | 0 | 0 | 0 | 0 | 0
WT_off | 0.01 | 0.01 | 0.01 | 0.01 | 0.01 | 0.02
PseudoUnit | 0 | 0 | 0 | 0 | 0 | 0
FixedInterchange | 0 | 0 | 0 | 0 | 0 | 0
Total Costs by Reporting Type: MAPP_CA
ReportingType | 2015 | 2020 | 2025 | 2030 | 2035 | 2040
BM | 0 | 0 | 0 | 0 | 0 | 0
CC | 98.69 | 49.97 | 0.03 | 0.02 | 0.02 | 0.02
CSP | 0 | 0 | 0 | 0 | 0 | 0
CT | 0.01 | 0.01 | 0.01 | 0 | 0 | 0
Coal | 62.9 | 26.26 | 0.02 | 0.02 | 0.02 | 0.02
Geo | 0 | 0 | 0 | 0 | 0 | 0
H | 92.24 | 343.32 | 857.49 | 1703.55 | 1703.56 | 1703.56
LFG | 0 | 0 | 0 | 0 | 0 | 0
Nuc | 0.01 | 0.01 | 0.02 | 0.02 | 0.04 | 0.03
PS | 0 | 0 | 0 | 0 | 0 | 0
PV | 0 | 0 | 0 | 0 | 0 | 0
PeakG | 10.19 | 9.88 | 0.1 | 0 | 0.01 | 0.01
PeakO | 0.09 | 0.09 | 0 | 0 | 0 | 0
ST | 0 | 0 | 0 | 0 | 0 | 0
STOG | 5.54 | 5.54 | 0 | 0 | 0 | 0
STWD | 0 | 0 | 0 | 0 | 0 | 0
WT | 105.14 | 105.14 | 105.14 | 105.14 | 9.42 | 9.42
IGCC | 0 | 0 | 0 | 0 | 0 | 0
DemandResponse | 0 | 0 | 0 | 0 | 0 | 0
IGCC-CCS | 0 | 0 | 0 | 0 | 0 | 0
WT_off | 0 | 0 | 0 | 0 | 0 | 0
PseudoUnit | 0 | 0 | 0 | 0 | 0 | 0
FixedInterchange | 0 | 0 | 0 | 0 | 0 | 0
Total Costs by Reporting Type: AZ_NM_SNV_Coal
ReportingType | 2015 | 2020 | 2025 | 2030 | 2035 | 2040
BM | 0 | 0 | 0 | 0 | 0 | 0
CC | 0 | 0 | 0 | 0 | 0 | 0
CSP | 0 | 0 | 0 | 0 | 0 | 0
CT | 0 | 0 | 0 | 0 | 0 | 0
Coal | 3132.61 | 3330.89 | 1149.21 | 84.36 | 296.74 | 228.62
Geo | 0 | 0 | 0 | 0 | 0 | 0
H | 0 | 0 | 0 | 0 | 0 | 0
LFG | 0 | 0 | 0 | 0 | 0 | 0
Nuc | 0 | 0 | 0 | 0 | 0 | 0
PS | 0 | 0 | 0 | 0 | 0 | 0
PV | 0 | 0 | 0 | 0 | 0 | 0
PeakG | 0 | 0 | 0 | 0 | 0 | 0
PeakO | 5.77 | 7.38 | 6 | 6 | 6 | 6
ST | 0 | 0 | 0 | 0 | 0 | 0
STOG | 0 | 0 | 0 | 0 | 0 | 0
STWD | 0 | 0 | 0 | 0 | 0 | 0
WT | 0 | 0 | 0 | 0 | 0 | 0
IGCC | 0 | 0.01 | 0.01 | 0.01 | 0.01 | 0.01
DemandResponse | 0 | 0 | 0 | 0 | 0 | 0
IGCC-CCS | 0 | 0 | 0.01 | 0.01 | 0.02 | 0.03
WT_off | 0 | 0 | 0 | 0 | 0 | 0
PseudoUnit | 0 | 0 | 0 | 0 | 0 | 0
FixedInterchange | 0 | 0 | 0 | 0 | 0 | 0
Total Costs by Reporting Type: AZ_NM_SNV_Gas
ReportingType | 2015 | 2020 | 2025 | 2030 | 2035 | 2040
BM | 0 | 0 | 0 | 0 | 0 | 0
CC | 4450.25 | 4414.6 | 6462.39 | 4644.77 | 2677.22 | 2618.21
CSP | 0 | 0 | 0 | 0 | 0 | 0
CT | 68.63 | 68.63 | 68.63 | 68.63 | 0 | 0.01
Coal | 0 | 0 | 0 | 0 | 0 | 0
Geo | 0 | 0 | 0 | 0 | 0 | 0
H | 0 | 0 | 0 | 0 | 0 | 0
LFG | 0 | 0 | 0 | 0 | 0 | 0
Nuc | 0 | 0 | 0 | 0 | 0 | 0
PS | 0 | 0 | 0 | 0 | 0 | 0
PV | 0 | 0 | 0 | 0 | 0 | 0
PeakG | 63.98 | 93.45 | 74.34 | 87.99 | 87.99 | 87.99
PeakO | 0 | 0 | 0 | 0 | 0 | 0
ST | 0 | 0 | 0 | 0 | 0 | 0
STOG | 0.01 | 0.01 | 0.01 | 0.01 | 0.01 | 0.01
STWD | 0 | 0 | 0 | 0 | 0 | 0
WT | 0 | 0 | 0 | 0 | 0 | 0
IGCC | 0 | 0 | 0 | 0 | 0 | 0
DemandResponse | 0 | 0 | 0 | 0 | 0 | 0
IGCC-CCS | 0 | 0 | 0 | 0 | 0 | 0
WT_off | 0 | 0 | 0 | 0 | 0 | 0
PseudoUnit | 0 | 0 | 0 | 0 | 0 | 0
FixedInterchange | 0 | 0 | 0 | 0 | 0 | 0
Total Costs by Reporting Type: AZ_NM_SNV_NucRenew
ReportingType | 2015 | 2020 | 2025 | 2030 | 2035 | 2040
BM | 0 | 0.01 | 0.01 | 0.01 | 0.12 | 0.72
CC | 0 | 0 | 0 | 0 | 0 | 0
CSP | 0 | 0 | 0 | 0 | 0 | 0
CT | 0 | 0 | 0 | 0 | 0 | 0
Coal | 0 | 0 | 0 | 0 | 0 | 0
Geo | 0.01 | 0.2 | 608.13 | 608.13 | 608.13 | 608.01
H | 44.6 | 44.6 | 44.6 | 44.6 | 44.6 | 44.6
LFG | 0.85 | 0.89 | 19.63 | 19.63 | 19.63 | 19.61
Nuc | 810.72 | 895.93 | 912.26 | 4086.92 | 8690.43 | 9040.45
PS | 5.13 | 5.13 | 5.13 | 5.13 | 5.13 | 5.13
PV | 37.27 | 37.27 | 37.27 | 37.27 | 2.39 | 2.39
PeakG | 0 | 0 | 0 | 0 | 0 | 0
PeakO | 0 | 0 | 0 | 0 | 0 | 0
ST | 119.29 | 291.76 | 373.99 | 352.22 | 501.53 | 357.6
STOG | 0 | 0 | 0 | 0 | 0 | 0
STWD | 12.81 | 13.02 | 12.82 | 12.82 | 12.82 | 12.82
WT | 31.89 | 2830.55 | 2836.61 | 2836.6 | 2822.31 | 354.93
IGCC | 0 | 0 | 0 | 0 | 0 | 0
DemandResponse | 0 | 0 | 0 | 0 | 0 | 0
IGCC-CCS | 0 | 0 | 0 | 0 | 0 | 0
WT_off | 0 | 0 | 0 | 0 | 0 | 0
PseudoUnit | 0 | 0 | 0 | 0 | 0 | 0
FixedInterchange | 0 | 0 | 0 | 0 | 0 | 0
Total Costs by Reporting Type: ERCOT
ReportingType | 2015 | 2020 | 2025 | 2030 | 2035 | 2040
BM | 73.54 | 76.66 | 80.44 | 148.83 | 3950.44 | 3440.7
CC | 14419.86 | 17235.43 | 15808.28 | 16976.37 | 12734.83 | 10242.87
CSP | 0 | 0 | 0 | 0 | 0 | 0
CT | 22.65 | 22.89 | 22.82 | 23.79 | 0.01 | 0.01
Coal | 3156.25 | 2471.91 | 1147.98 | 1253.78 | 1265.3 | 1308.02
Geo | 0 | 0 | 0 | 0 | 0 | 0
H | 8.05 | 8.05 | 8.05 | 8.06 | 8.07 | 8.09
LFG | 9.06 | 9.06 | 115.9 | 115.9 | 115.9 | 115.9
Nuc | 1007.36 | 1174.9 | 1203.04 | 3378.8 | 8952.53 | 12055.43
PS | 0 | 0 | 0 | 0 | 0 | 0
PV | 5.14 | 5.14 | 5.14 | 5.14 | 0.03 | 0.03
PeakG | 80.63 | 119.73 | 114.63 | 120.5 | 123.69 | 126.47
PeakO | 1.29 | 1.86 | 1.53 | 1.53 | 1.53 | 1.53
ST | 0 | 0 | 0 | 0 | 0 | 0
STOG | 765.25 | 1018.34 | 502.86 | 314.1 | 0.02 | 0.02
STWD | 0 | 0 | 0 | 0 | 0 | 0
WT | 388.46 | 388.46 | 4593.08 | 4593.07 | 4520.61 | 4608.52
IGCC | 0 | 0 | 0 | 0 | 0 | 0
DemandResponse | 0 | 0 | 0 | 0 | 0 | 0
IGCC-CCS | 0 | 0 | 0 | 0.01 | 0.02 | 0.02
WT_off | 0 | 0 | 0 | 0 | 0 | 0
PseudoUnit | 0 | 0 | 0 | 0 | 0 | 0
FixedInterchange | 0 | 0 | 0 | 0 | 0 | 0
Total Costs by Reporting Type: NP15
ReportingType | 2015 | 2020 | 2025 | 2030 | 2035 | 2040
BM | 0 | 0 | 0 | 0.01 | 0.1 | 0.21
CC | 4122.69 | 4732.18 | 5052.35 | 3862.16 | 2563.97 | 1329.13
CSP | 0 | 0 | 0 | 0 | 0 | 0
CT | 19.28 | 19.28 | 19.28 | 19.28 | 0.02 | 0.02
Coal | 96 | 0.06 | 0.04 | 0.02 | 0.02 | 0.02
Geo | 100.91 | 385.92 | 385.96 | 385.96 | 385.96 | 199.62
H | 125.7 | 125.7 | 125.7 | 125.7 | 125.7 | 125.7
LFG | 10.27 | 140.36 | 203.76 | 203.75 | 203.75 | 119.64
Nuc | 495.59 | 560.5 | 540.77 | 4659.87 | 5787.96 | 6827.32
PS | 53.58 | 53.58 | 53.58 | 53.58 | 53.58 | 53.58
PV | 3.68 | 3.68 | 3.68 | 3.68 | 0.89 | 0.89
PeakG | 56.05 | 82.34 | 58.11 | 74.01 | 78.5 | 78.5
PeakO | 10.27 | 13.08 | 10.49 | 10.49 | 10.49 | 10.49
ST | 14.46 | 14.46 | 14.46 | 14.46 | 1.86 | 1.88
STOG | 167.03 | 194.55 | 170.67 | 101.99 | 71.89 | 71.89
STWD | 265.97 | 269.52 | 132 | 266.24 | 266.24 | 266.24
WT | 66.32 | 970.87 | 970.88 | 971.3 | 3618.9 | 3035.55
IGCC | 0 | 0 | 0 | 0 | 0 | 0
DemandResponse | 0 | 0 | 0 | 0 | 0 | 0
IGCC-CCS | 0 | 0 | 0.01 | 0.01 | 0.02 | 0.02
WT_off | 0.01 | 0.01 | 0.01 | 0.01 | 0.01 | 0.02
PseudoUnit | 0 | 0 | 0 | 0 | 0 | 0
FixedInterchange | 0 | 0 | 0 | 0 | 0 | 0
Total Costs by Reporting Type: NWPP_Coal
ReportingType | 2015 | 2020 | 2025 | 2030 | 2035 | 2040
BM | 0 | 0 | 0 | 0 | 0 | 0
CC | 0 | 0 | 0 | 0 | 0 | 0
CSP | 0 | 0 | 0 | 0 | 0 | 0
CT | 0 | 0 | 0 | 0 | 0 | 0
Coal | 2926.97 | 2654.66 | 185.13 | 146.59 | 94.94 | 114.49
Geo | 0 | 0 | 0 | 0 | 0 | 0
H | 0 | 0 | 0 | 0 | 0 | 0
LFG | 0 | 0 | 0 | 0 | 0 | 0
Nuc | 0 | 0 | 0 | 0 | 0 | 0
PS | 0 | 0 | 0 | 0 | 0 | 0
PV | 0 | 0 | 0 | 0 | 0 | 0
PeakG | 0 | 0 | 0 | 0 | 0 | 0
PeakO | 0 | 0 | 0 | 0 | 0.01 | 0.01
ST | 0 | 0 | 0 | 0 | 0 | 0
STOG | 0 | 0 | 0 | 0 | 0 | 0
STWD | 0 | 0 | 0 | 0 | 0 | 0
WT | 0 | 0 | 0 | 0 | 0 | 0
IGCC | 0 | 0 | 0 | 0 | 0 | 0
DemandResponse | 0 | 0 | 0 | 0 | 0 | 0
IGCC-CCS | 0 | 0 | 0 | 0 | 0 | 0
WT_off | 0 | 0 | 0 | 0 | 0 | 0
PseudoUnit | 0 | 0 | 0 | 0 | 0 | 0
FixedInterchange | 0 | 0 | 0 | 0 | 0 | 0
Total Costs by Reporting Type: NWPP_Gas
ReportingType | 2015 | 2020 | 2025 | 2030 | 2035 | 2040
BM | 0 | 0 | 0 | 0 | 0 | 0
CC | 3068.29 | 4845.64 | 5168.39 | 3823.59 | 1336.87 | 1483.06
CSP | 0 | 0 | 0 | 0 | 0 | 0
CT | 14.03 | 14.03 | 14.03 | 14.03 | 0 | 0
Coal | 0 | 0.01 | 0.01 | 0 | 0 | 0.01
Geo | 0 | 0 | 0 | 0 | 0 | 0
H | 0 | 0 | 0 | 0 | 0 | 0
LFG | 0 | 0 | 0 | 0 | 0 | 0
Nuc | 0 | 0 | 0 | 0 | 0 | 0
PS | 0 | 0 | 0 | 0 | 0 | 0
PV | 0 | 0 | 0 | 0 | 0 | 0
PeakG | 0 | 0.01 | 0.01 | 0.01 | 0.01 | 0.01
PeakO | 0 | 0 | 0 | 0 | 0 | 0
ST | 0 | 0 | 0 | 0 | 0 | 0
STOG | 0 | 0 | 0 | 0 | 0 | 0
STWD | 0 | 0 | 0 | 0 | 0 | 0
WT | 0 | 0 | 0 | 0 | 0 | 0
IGCC | 0 | 0 | 0 | 0 | 0 | 0
DemandResponse | 0 | 0 | 0 | 0 | 0 | 0
IGCC-CCS | 0 | 0 | 0.01 | 0.01 | 0.02 | 0.02
WT_off | 0 | 0 | 0 | 0 | 0 | 0
PseudoUnit | 0 | 0 | 0 | 0 | 0 | 0
FixedInterchange | 0 | 0 | 0 | 0 | 0 | 0
Total Costs by Reporting Type: NWPP_NucRenew
ReportingType | 2015 | 2020 | 2025 | 2030 | 2035 | 2040
BM | 17.16 | 22.04 | 35.02 | 35.03 | 35.1 | 314.34
CC | 0 | 0 | 0 | 0 | 0 | 0
CSP | 0 | 0 | 0 | 0 | 0 | 0
CT | 0 | 0 | 0 | 0 | 0 | 0
Coal | 0 | 0 | 0 | 0 | 0 | 0
Geo | 67.62 | 67.64 | 249.83 | 249.82 | 224.94 | 224.93
H | 480.54 | 480.54 | 480.54 | 480.56 | 595.74 | 595.74
LFG | 20.56 | 20.57 | 96.02 | 96.02 | 91 | 90.99
Nuc | 256.71 | 258.16 | 262.79 | 265.37 | 2709.3 | 3831.85
PS | 6.12 | 6.12 | 6.12 | 6.12 | 6.12 | 6.12
PV | 0.05 | 0.05 | 0.06 | 0.05 | 0.06 | 0.07
PeakG | 0 | 0 | 0 | 0 | 0 | 0
PeakO | 0 | 0 | 0 | 0 | 0 | 0
ST | 0 | 0 | 0.01 | 0.01 | 0.01 | 0.04
STOG | 0 | 0 | 0 | 0 | 0 | 0
STWD | 17.98 | 23.9 | 329.11 | 329.12 | 329.12 | 329.12
WT | 467.99 | 468.01 | 468.05 | 5826.78 | 5588.01 | 6169.84
IGCC | 0 | 0 | 0 | 0 | 0 | 0
DemandResponse | 0 | 0 | 0 | 0 | 0 | 0
IGCC-CCS | 0 | 0 | 0 | 0 | 0 | 0
WT_off | 0.02 | 0.02 | 0.03 | 0.02 | 0.02 | 0.03
PseudoUnit | 0 | 0 | 0 | 0 | 0 | 0
FixedInterchange | 0 | 0 | 0 | 0 | 0 | 0
Total Costs by Reporting Type: RMPA
ReportingType | 2015 | 2020 | 2025 | 2030 | 2035 | 2040
BM | 0 | 0.01 | 0.01 | 0.01 | 872.99 | 1211.27
CC | 743 | 1010.83 | 1627.9 | 1287.62 | 927.53 | 975.14
CSP | 0 | 0 | 0 | 0 | 0 | 0
CT | 16.22 | 16.22 | 16.22 | 16.22 | 0 | 0
Coal | 2918.95 | 2896.21 | 745.65 | 473.57 | 351.59 | 395.48
Geo | 0.01 | 10.75 | 1081.69 | 1081.68 | 1081.68 | 1074.97
H | 13.99 | 13.99 | 13.99 | 13.99 | 13.99 | 13.99
LFG | 1.17 | 1.2 | 10.12 | 10.11 | 9.84 | 9.82
Nuc | 0.01 | 0.01 | 3.5 | 1364.82 | 1364.9 | 1364.91
PS | 13.37 | 13.37 | 13.37 | 13.37 | 13.37 | 13.37
PV | 0.69 | 0.69 | 0.69 | 0.69 | 0.32 | 0.32
PeakG | 48.87 | 72.26 | 50.71 | 61.61 | 69.82 | 69.82
PeakO | 0.03 | 0.03 | 0.03 | 0.03 | 0.03 | 0.03
ST | 1.26 | 145.6 | 145.6 | 147.58 | 146.51 | 25.72
STOG | 0.01 | 0.01 | 0.01 | 0.01 | 0.01 | 0.01
STWD | 0 | 0 | 0 | 0 | 0 | 0
WT | 240.36 | 1102.09 | 1102.09 | 1226.88 | 1054.22 | 323.69
IGCC | 0 | 0 | 0.01 | 0.01 | 0.01 | 0.01
DemandResponse | 0 | 0 | 0 | 0 | 0 | 0
IGCC-CCS | 0 | 0 | 0.01 | 0.01 | 0.02 | 0.03
WT_off | 0 | 0 | 0 | 0 | 0 | 0
PseudoUnit | 0 | 0 | 0 | 0 | 0 | 0
FixedInterchange | 0 | 0 | 0 | 0 | 0 | 0
Total Costs by Reporting Type: SP15
ReportingType | 2015 | 2020 | 2025 | 2030 | 2035 | 2040
BM | 6.8 | 6.8 | 6.79 | 6.8 | 6.87 | 6.9
CC | 5418.34 | 5691.95 | 5948.05 | 6139 | 4459.83 | 3889.25
CSP | 0 | 0 | 0 | 0 | 0 | 0
CT | 0 | 0.01 | 0.01 | 0.01 | 0.01 | 0.01
Coal | 82.24 | 55.14 | 39.52 | 0.02 | 0.02 | 0.02
Geo | 104.48 | 713.94 | 713.94 | 699.71 | 699.71 | 328.75
H | 16.57 | 16.57 | 16.57 | 16.57 | 16.57 | 16.57
LFG | 29.05 | 219.62 | 219.63 | 219.48 | 217.54 | 94.59
Nuc | 508.22 | 539.82 | 519.95 | 1259.09 | 1663.49 | 4580.93
PS | 34.19 | 34.19 | 34.19 | 34.19 | 34.19 | 34.19
PV | 3.49 | 3.49 | 3.49 | 3.49 | 1.87 | 1.87
PeakG | 76.74 | 111.44 | 93.23 | 103.59 | 103.6 | 103.6
PeakO | 1.47 | 1.91 | 1.53 | 1.53 | 1.53 | 1.53
ST | 220.08 | 220.08 | 220.08 | 220.09 | 1057.4 | 1414.19
STOG | 358.33 | 392.67 | 359.6 | 294.35 | 185.39 | 181.65
STWD | 68.43 | 69.38 | 61.83 | 68.5 | 68.5 | 68.5
WT | 264.37 | 510.78 | 4068.77 | 4068.87 | 3875.61 | 3653.99
IGCC | 0 | 0 | 0 | 0 | 0 | 0
DemandResponse | 0 | 0 | 0 | 0 | 0 | 0
IGCC-CCS | 0 | 0 | 0.01 | 0.02 | 0.03 | 0.03
WT_off | 0 | 0 | 0 | 0 | 0 | 0
PseudoUnit | 0 | 0 | 0 | 0 | 0 | 0
FixedInterchange | 0 | 0 | 0 | 0 | 0 | 0
Total Costs by Reporting Type: ALB
ReportingType | 2015 | 2020 | 2025 | 2030 | 2035 | 2040
BM | 0 | 0 | 0 | 0 | 0 | 0
CC | 1287.38 | 1516.98 | 462.02 | 108.33 | 108.33 | 0.04
CSP | 0 | 0 | 0 | 0 | 0 | 0
CT | 18.06 | 18.06 | 18.06 | 18.05 | 0 | 0
Coal | 1601.24 | 1990.69 | 162.38 | 162.37 | 162.37 | 162.38
Geo | 0 | 0 | 0 | 0 | 0 | 0
H | 12.99 | 12.99 | 12.99 | 12.99 | 12.99 | 12.99
LFG | 1.21 | 1.21 | 1.21 | 1.21 | 1.21 | 1.21
Nuc | 0.01 | 0.07 | 5428.08 | 6489.92 | 6579.8 | 6702.85
PS | 0 | 0 | 0 | 0 | 0 | 0
PV | 0 | 0 | 0 | 0 | 0 | 0
PeakG | 28.74 | 28.74 | 24.2 | 24.2 | 34.09 | 36.77
PeakO | 0 | 0 | 0 | 0 | 0 | 0
ST | 0 | 0 | 0 | 0 | 0 | 0
STOG | 0 | 0 | 0 | 0 | 0 | 0
STWD | 70.15 | 93.47 | 93.47 | 93.47 | 93.47 | 93.47
WT | 25.5 | 25.5 | 25.5 | 25.51 | 49.35 | 49.35
IGCC | 0 | 0 | 0 | 0 | 0 | 0
DemandResponse | 0 | 0 | 0 | 0 | 0 | 0
IGCC-CCS | 0 | 0 | 0 | 0 | 0 | 0
WT_off | 0 | 0 | 0 | 0 | 0 | 0
PseudoUnit | 0 | 0 | 0 | 0 | 0 | 0
FixedInterchange | 0 | 0 | 0 | 0 | 0 | 0
Total Costs by Reporting Type: BC
ReportingType | 2015 | 2020 | 2025 | 2030 | 2035 | 2040
BM | 0 | 0 | 0 | 0 | 0 | 0
CC | 79.85 | 95.05 | 0.08 | 0.04 | 0.03 | 0.02
CSP | 0 | 0 | 0 | 0 | 0 | 0
CT | 0 | 0 | 0 | 0 | 0 | 0
Coal | 0 | 0 | 0 | 0 | 0 | 0
Geo | 0 | 0 | 0 | 0 | 0 | 0
H | 173.22 | 173.22 | 173.22 | 173.22 | 173.22 | 173.22
LFG | 2.9 | 2.9 | 2.9 | 2.9 | 2.9 | 2.9
Nuc | 0.01 | 0.03 | 445.34 | 835.45 | 835.47 | 1018.61
PS | 0 | 0 | 0 | 0 | 0 | 0
PV | 0 | 0 | 0 | 0 | 0 | 0
PeakG | 2.66 | 2.77 | 0.02 | 0.02 | 0.02 | 0.02
PeakO | 1.16 | 1.29 | 0 | 0 | 0.01 | 0.01
ST | 0 | 0 | 0 | 0 | 0 | 0
STOG | 4.91 | 1.34 | 0 | 0 | 0 | 0
STWD | 16.35 | 296.25 | 296.26 | 296.26 | 296.27 | 296.26
WT | 48.22 | 48.22 | 48.22 | 48.22 | 52.78 | 52.78
IGCC | 0 | 0 | 0 | 0 | 0 | 0
DemandResponse | 0 | 0 | 0 | 0 | 0 | 0
IGCC-CCS | 0 | 0 | 0 | 0 | 0 | 0
WT_off | 0 | 0 | 0 | 0 | 0 | 0
PseudoUnit | 0 | 0 | 0 | 0 | 0 | 0
FixedInterchange | 0 | 0 | 0 | 0 | 0 | 0
Total Costs by Reporting Type: HQ_IESO
ReportingType | 2015 | 2020 | 2025 | 2030 | 2035 | 2040
BM | 0 | 0 | 0 | 0 | 0 | 0
CC | 0 | 0 | 0 | 0 | 0 | 0
CSP | 0 | 0 | 0 | 0 | 0 | 0
CT | 0 | 0 | 0 | 0 | 0 | 0
Coal | 0 | 0 | 0 | 0 | 0 | 0
Geo | 0 | 0 | 0 | 0 | 0 | 0
H | 0 | 0 | 0 | 0 | 0 | 0
LFG | 0 | 0 | 0 | 0 | 0 | 0
Nuc | 0.01 | 0.01 | 0.01 | 0.01 | 0.02 | 0.05
PS | 0 | 0 | 0 | 0 | 0 | 0
PV | 0 | 0 | 0 | 0 | 0 | 0
PeakG | 0 | 0 | 0 | 0 | 0 | 0
PeakO | 0 | 0 | 0 | 0 | 0 | 0
ST | 0 | 0 | 0 | 0 | 0 | 0
STOG | 0 | 0 | 0 | 0 | 0 | 0
STWD | 0 | 0 | 0 | 0 | 0 | 0
WT | 0 | 0 | 0 | 0 | 0 | 0
IGCC | 0 | 0 | 0 | 0 | 0 | 0
DemandResponse | 0 | 0 | 0 | 0 | 0 | 0
IGCC-CCS | 0 | 0 | 0 | 0 | 0 | 0
WT_off | 0 | 0 | 0 | 0 | 0 | 0
PseudoUnit | 0 | 0 | 0 | 0.01 | 0.03 | 0.12
FixedInterchange | 0 | 0 | 0 | 0 | 0 | 0
Total Costs by Reporting Type: HQ_NEISO
ReportingType | 2015 | 2020 | 2025 | 2030 | 2035 | 2040
BM | 0 | 0 | 0 | 0 | 0 | 0
CC | 0 | 0 | 0 | 0 | 0 | 0
CSP | 0 | 0 | 0 | 0 | 0 | 0
CT | 0 | 0 | 0 | 0 | 0 | 0
Coal | 0 | 0 | 0 | 0 | 0 | 0
Geo | 0 | 0 | 0 | 0 | 0 | 0
H | 0 | 0 | 0 | 0 | 0 | 0
LFG | 0 | 0 | 0 | 0 | 0 | 0
Nuc | 0.01 | 0.01 | 0.01 | 0.02 | 0.05 | 0.06
PS | 0 | 0 | 0 | 0 | 0 | 0
PV | 0 | 0 | 0 | 0 | 0 | 0
PeakG | 0 | 0 | 0 | 0 | 0 | 0
PeakO | 0 | 0 | 0 | 0 | 0 | 0
ST | 0 | 0 | 0 | 0 | 0 | 0
STOG | 0 | 0 | 0 | 0 | 0 | 0
STWD | 0 | 0 | 0 | 0 | 0 | 0
WT | 0 | 0 | 0 | 0 | 0 | 0
IGCC | 0 | 0 | 0 | 0 | 0 | 0
DemandResponse | 0 | 0 | 0 | 0 | 0 | 0
IGCC-CCS | 0 | 0 | 0 | 0 | 0 | 0
WT_off | 0 | 0 | 0 | 0 | 0 | 0
PseudoUnit | 0 | 0 | 0 | 0.01 | 0.07 | 167.07
FixedInterchange | 0 | 0 | 0 | 0 | 0 | 0
Total Costs by Reporting Type: HQ_NY
ReportingType | 2015 | 2020 | 2025 | 2030 | 2035 | 2040
BM | 0 | 0 | 0 | 0 | 0 | 0
CC | 0 | 0 | 0 | 0 | 0 | 0
CSP | 0 | 0 | 0 | 0 | 0 | 0
CT | 0 | 0 | 0 | 0 | 0 | 0
Coal | 0 | 0 | 0 | 0 | 0 | 0
Geo | 0 | 0 | 0 | 0 | 0 | 0
H | 0 | 0 | 0 | 0 | 0 | 0
LFG | 0 | 0 | 0 | 0 | 0 | 0
Nuc | 0.01 | 0.01 | 0.01 | 0.02 | 0.04 | 0.06
PS | 0 | 0 | 0 | 0 | 0 | 0
PV | 0 | 0 | 0 | 0 | 0 | 0
PeakG | 0 | 0 | 0 | 0 | 0 | 0
PeakO | 0 | 0 | 0 | 0 | 0 | 0
ST | 0 | 0 | 0 | 0 | 0 | 0
STOG | 0 | 0 | 0 | 0 | 0 | 0
STWD | 0 | 0 | 0 | 0 | 0 | 0
WT | 0 | 0 | 0 | 0 | 0 | 0
IGCC | 0 | 0 | 0 | 0 | 0 | 0
DemandResponse | 0 | 0 | 0 | 0 | 0 | 0
IGCC-CCS | 0 | 0 | 0 | 0 | 0 | 0
WT_off | 0 | 0 | 0 | 0 | 0 | 0
PseudoUnit | 0 | 0 | 0.01 | 0.02 | 1373.89 | 1485.22
FixedInterchange | 0 | 0 | 0 | 0 | 0 | 0
Total Costs by Reporting Type: MARITIMES
ReportingType | 2015 | 2020 | 2025 | 2030 | 2035 | 2040
BM | 0 | 0 | 0 | 0 | 0 | 0
CC | 0 | 0 | 0 | 0 | 0 | 0
CSP | 0 | 0 | 0 | 0 | 0 | 0
CT | 0 | 0 | 0 | 0 | 0 | 0
Coal | 0 | 0 | 0 | 0 | 0 | 0
Geo | 0 | 0 | 0 | 0 | 0 | 0
H | 0 | 0 | 0 | 0 | 0 | 0
LFG | 0 | 0 | 0 | 0 | 0 | 0
Nuc | 0.01 | 0.01 | 0.01 | 0.02 | 0.05 | 0.06
PS | 0 | 0 | 0 | 0 | 0 | 0
PV | 0 | 0 | 0 | 0 | 0 | 0
PeakG | 0 | 0 | 0 | 0 | 0 | 0
PeakO | 0 | 0 | 0 | 0 | 0 | 0
ST | 0 | 0 | 0 | 0 | 0 | 0
STOG | 0 | 0 | 0 | 0 | 0 | 0
STWD | 0 | 0 | 0 | 0 | 0 | 0
WT | 0 | 0 | 0 | 0 | 0 | 0
IGCC | 0 | 0 | 0 | 0 | 0 | 0
DemandResponse | 0 | 0 | 0 | 0 | 0 | 0
IGCC-CCS | 0 | 0 | 0 | 0 | 0 | 0
WT_off | 0 | 0 | 0 | 0 | 0 | 0
PseudoUnit | 0 | 0 | 0 | 0.01 | 0.07 | 278.44
FixedInterchange | 0 | 0 | 0 | 0 | 0 | 0
Total Costs by Reporting Type: All
ReportingType | 2015 | 2020 | 2025 | 2030 | 2035 | 2040
BM | 829.58 | 1184.03 | 1679.81 | 1883.8 | 25953.93 | 55523.93
CC | 108151.25 | 139884.68 | 142034.42 | 127826.34 | 103838.87 | 59858.76
CSP | 0 | 0 | 0 | 0 | 0 | 0
CT | 638.23 | 808.02 | 837.5 | 725.38 | 176.71 | 56.61
Coal | 71555.71 | 41440.72 | 12756.58 | 9179.72 | 13112.91 | 13892.31
Geo | 276.98 | 1182.4 | 3043.5 | 3029.24 | 3004.37 | 2440.24
H | 1511 | 2045.01 | 2825.09 | 3905.35 | 4504.36 | 4504.42
LFG | 541.94 | 1191.62 | 1888.41 | 2112.88 | 2080.12 | 1668.11
Nuc | 27257.78 | 31456.54 | 41420.02 | 68911.75 | 100027.2 | 142235.9
PS | 517.25 | 517.25 | 517.25 | 517.25 | 517.25 | 517.25
PV | 639.16 | 1399.92 | 1704.91 | 1763.85 | 1137.9 | 433.96
PeakG | 2329.56 | 3403.98 | 2726.38 | 3063.26 | 2836.77 | 2729.71
PeakO | 538.43 | 706.23 | 545.39 | 499.7 | 458.93 | 360.18
ST | 355.09 | 671.9 | 754.14 | 734.35 | 1707.32 | 1799.42
STOG | 3017.39 | 3442.47 | 2597.26 | 2165.36 | 1602.95 | 1213.11
STWD | 1211.62 | 1439.26 | 1555.03 | 2082.66 | 2832 | 2494.05
WT | 8135.24 | 36347.84 | 63941.84 | 89227.46 | 95645.71 | 74441.25
IGCC | 464.46 | 510.65 | 296.55 | 245.77 | 245.8 | 245.84
DemandResponse | 0.02 | 0.02 | 0.03 | 0.04 | 0.05 | 0.07
IGCC-CCS | 0 | 0.17 | 0.29 | 0.4 | 0.78 | 0.88
WT_off | 308.85 | 308.92 | 908.07 | 907.74 | 624.34 | 624.33
PseudoUnit | 0 | 0.01 | 0.02 | 0.05 | 1374.06 | 1930.84
FixedInterchange | 0 | 0 | 0 | 0 | 0 | 0
Total Costs by Reporting Type: EI_US
ReportingType | 2015 | 2020 | 2025 | 2030 | 2035 | 2040
BM | 554.48 | 900.83 | 1379.43 | 1506.23 | 20887.16 | 50237.82
CC | 74217.69 | 100086.71 | 101305.86 | 90790.83 | 78836.63 | 39302.82
CSP | 0 | 0 | 0 | 0 | 0 | 0
CT | 435.1 | 604.64 | 634.19 | 521.11 | 176.65 | 56.55
Coal | 57578.54 | 28014.87 | 9326.65 | 7058.99 | 10941.9 | 11683.25
Geo | 3.95 | 3.95 | 3.95 | 3.95 | 3.95 | 3.95
H | 419.29 | 702.21 | 968.1 | 1202.27 | 1583.68 | 1583.72
LFG | 447.56 | 776.5 | 1199.93 | 1424.33 | 1403.93 | 1199.02
Nuc | 21188.82 | 25019.36 | 29042.07 | 43491.19 | 60606.69 | 93782.77
PS | 401.94 | 401.94 | 401.94 | 401.94 | 401.94 | 401.94
PV | 30.84 | 791.59 | 1096.57 | 1155.52 | 1131.91 | 427.95
PeakG | 1961.64 | 2883.28 | 2310.99 | 2591.25 | 2338.98 | 2226.47
PeakO | 518.34 | 680.56 | 525.79 | 480.09 | 439.32 | 340.56
ST | 0 | 0 | 0 | 0 | 0 | 0
STOG | 1716.3 | 1830 | 1564.09 | 1454.89 | 1345.62 | 959.52
STWD | 753.61 | 668.58 | 623.59 | 1008.13 | 1691.44 | 1369.05
WT | 5733.58 | 29134.79 | 48960.08 | 68761.67 | 73951.47 | 56080.17
IGCC | 464.45 | 510.64 | 296.53 | 245.75 | 245.78 | 245.82
DemandResponse | 0.01 | 0.02 | 0.02 | 0.03 | 0.04 | 0.05
IGCC-CCS | 0 | 0.15 | 0.24 | 0.33 | 0.65 | 0.74
WT_off | 308.81 | 308.87 | 908.02 | 907.7 | 624.3 | 624.27
PseudoUnit | 0 | 0.01 | 0.02 | 0.04 | 1374.03 | 1930.72
FixedInterchange | 0 | 0 | 0 | 0 | 0 | 0
Total Costs by Reporting Type: EI_Canada
ReportingType | 2015 | 2020 | 2025 | 2030 | 2035 | 2040
BM | 177.6 | 177.69 | 178.11 | 186.89 | 201.15 | 311.98
CC | 343.9 | 255.29 | 199.09 | 193.63 | 193.62 | 18.22
CSP | 0 | 0 | 0 | 0 | 0 | 0
CT | 44.27 | 44.27 | 44.27 | 44.26 | 0.01 | 0.01
Coal | 62.91 | 26.27 | 0.02 | 0.02 | 0.03 | 0.03
Geo | 0 | 0 | 0 | 0 | 0 | 0
H | 216.06 | 467.15 | 981.33 | 1827.4 | 1929.8 | 1929.8
LFG | 19.32 | 19.32 | 19.32 | 19.55 | 14.43 | 14.43
Nuc | 2990.32 | 3007.74 | 3062.22 | 3080.32 | 2836.63 | 3030.78
PS | 2.92 | 2.92 | 2.92 | 2.92 | 2.92 | 2.92
PV | 558.01 | 558.01 | 558.01 | 558.01 | 0.44 | 0.44
PeakG | 10.25 | 9.95 | 0.16 | 0.07 | 0.07 | 0.07
PeakO | 0.1 | 0.1 | 0.01 | 0.01 | 0.01 | 0.02
ST | 0 | 0 | 0 | 0 | 0 | 0
STOG | 5.54 | 5.54 | 0.01 | 0.01 | 0.01 | 0.01
STWD | 6.33 | 5.15 | 5.95 | 8.13 | 74.14 | 58.59
WT | 868.55 | 868.55 | 868.55 | 868.55 | 112.44 | 112.44
IGCC | 0 | 0 | 0 | 0 | 0 | 0
DemandResponse | 0 | 0 | 0 | 0 | 0 | 0
IGCC-CCS | 0 | 0 | 0 | 0 | 0 | 0
WT_off | 0.01 | 0.01 | 0.01 | 0.01 | 0.01 | 0.02
PseudoUnit | 0 | 0 | 0 | 0.01 | 0.03 | 0.12
FixedInterchange | 0 | 0 | 0 | 0 | 0 | 0
Total Costs by Reporting Type: EI
ReportingType | 2015 | 2020 | 2025 | 2030 | 2035 | 2040
BM | 732.08 | 1078.53 | 1557.53 | 1693.12 | 21088.3 | 50549.79
CC | 74561.59 | 100342 | 101504.96 | 90984.46 | 79030.26 | 39321.04
CSP | 0 | 0 | 0 | 0 | 0 | 0
CT | 479.36 | 648.91 | 678.45 | 565.37 | 176.66 | 56.56
Coal | 57641.45 | 28041.14 | 9326.67 | 7059.01 | 10941.93 | 11683.28
Geo | 3.95 | 3.95 | 3.95 | 3.95 | 3.95 | 3.95
H | 635.35 | 1169.36 | 1949.42 | 3029.67 | 3513.48 | 3513.52
LFG | 466.87 | 795.82 | 1219.25 | 1443.88 | 1418.36 | 1213.45
Nuc | 24179.14 | 28027.11 | 32104.3 | 46571.51 | 63443.32 | 96813.56
PS | 404.86 | 404.86 | 404.86 | 404.86 | 404.86 | 404.86
PV | 588.85 | 1349.6 | 1654.58 | 1713.53 | 1132.35 | 428.39
PeakG | 1971.89 | 2893.23 | 2311.15 | 2591.32 | 2339.05 | 2226.54
PeakO | 518.44 | 680.66 | 525.81 | 480.11 | 439.33 | 340.58
ST | 0 | 0 | 0 | 0 | 0 | 0
STOG | 1721.84 | 1835.54 | 1564.1 | 1454.89 | 1345.63 | 959.52
STWD | 759.95 | 673.72 | 629.54 | 1016.25 | 1765.58 | 1427.64
WT | 6602.13 | 30003.35 | 49828.63 | 69630.22 | 74063.91 | 56192.61
IGCC | 464.45 | 510.64 | 296.53 | 245.75 | 245.78 | 245.82
DemandResponse | 0.01 | 0.02 | 0.02 | 0.03 | 0.04 | 0.05
IGCC-CCS | 0 | 0.15 | 0.24 | 0.33 | 0.65 | 0.74
WT_off | 308.83 | 308.89 | 908.03 | 907.71 | 624.31 | 624.29
PseudoUnit | 0 | 0.01 | 0.02 | 0.05 | 1374.06 | 1930.84
FixedInterchange | 0 | 0 | 0 | 0 | 0 | 0
Total Costs by Reporting Type: Outside_EI
ReportingType | 2015 | 2020 | 2025 | 2030 | 2035 | 2040
BM | 97.5 | 105.51 | 122.28 | 190.68 | 4865.62 | 4974.14
CC | 33589.66 | 39542.67 | 40529.47 | 36841.87 | 24808.61 | 20537.72
CSP | 0 | 0 | 0 | 0 | 0 | 0
CT | 158.87 | 159.11 | 159.05 | 160.01 | 0.04 | 0.05
Coal | 13914.27 | 13399.58 | 3429.91 | 2120.7 | 2170.98 | 2209.04
Geo | 273.03 | 1178.45 | 3039.55 | 3025.29 | 3000.41 | 2436.28
H | 875.65 | 875.65 | 875.66 | 875.68 | 990.88 | 990.9
LFG | 75.07 | 395.8 | 669.16 | 669 | 661.76 | 454.66
Nuc | 3078.64 | 3429.43 | 9315.72 | 22340.25 | 36583.88 | 45422.35
PS | 112.39 | 112.39 | 112.39 | 112.39 | 112.39 | 112.39
PV | 50.31 | 50.32 | 50.33 | 50.32 | 5.56 | 5.58
PeakG | 357.67 | 510.75 | 415.24 | 471.94 | 497.72 | 503.17
PeakO | 19.99 | 25.57 | 19.58 | 19.59 | 19.6 | 19.6
ST | 355.09 | 671.9 | 754.14 | 734.35 | 1707.32 | 1799.42
STOG | 1295.55 | 1606.93 | 1033.16 | 710.47 | 257.32 | 253.59
STWD | 451.68 | 765.54 | 925.49 | 1066.41 | 1066.42 | 1066.41
WT | 1533.11 | 6344.49 | 14113.21 | 19597.24 | 21581.79 | 18248.64
IGCC | 0 | 0.02 | 0.02 | 0.02 | 0.02 | 0.03
DemandResponse | 0 | 0.01 | 0.01 | 0.01 | 0.01 | 0.02
IGCC-CCS | 0 | 0.02 | 0.05 | 0.07 | 0.13 | 0.14
WT_off | 0.02 | 0.03 | 0.04 | 0.03 | 0.04 | 0.04
PseudoUnit | 0 | 0 | 0 | 0 | 0 | 0
FixedInterchange | 0 | 0 | 0 | 0 | 0 | 0
#15 A | 0.01: RPS Generation Compliance Payments ($)
RPS Program | 2015 | 2020 | 2025 | 2030 | 2035 | 2040
NEISO | 1.96 | 0 | 0 | 0 | 0 | 0
CA | 1658 | 0 | 0 | 0 | 0 | 0
NWPP | 0 | 0 | 0 | 0 | 0 | 0
PJM | 0 | 222.01 | 0 | 0 | 0 | 0
US | 0 | 0 | 0 | 0 | 0 | 0
PJM_Solar | 361.86 | 0 | 0 | 0 | 0 | 0
MA_Solar | 160.43 | 0 | 0 | 0 | 0 | 0
NH_Solar | 10.8 | 0 | 0 | 0 | 0 | 0
MRETS_Solar | 0 | 0 | 0 | 0 | 0 | 0
AZNMSNV | 211.58 | 0 | 0 | 0 | 0 | 0
AZNMSNV_Solar | 52.14 | 0 | 0 | 0 | 0 | 0
MRETS | 0 | 0 | 0 | 0 | 0 | 0
MI | 36.95 | 0 | 0 | 0 | 0 | 0
Ohio | 0 | 0 | 0 | 0 | 0 | 0
Ohio_Solar | 52.28 | 0 | 0 | 0 | 0 | 0
MOKSOKNE | 161.67 | 0 | 0 | 0 | 0 | 0
MO_Solar | 28.97 | 0 | 0 | 0 | 0 | 0
NC | 786.72 | 0 | 0 | 0 | 0 | 0
NC_Solar | 26.32 | 0 | 0 | 0 | 0 | 0
CO | 21.28 | 0 | 0 | 0 | 0 | 0
CO_Solar | 183.86 | 0 | 0 | 0 | 0 | 0
NY | 0 | 0 | 0 | 0 | 0 | 0
TX | 0 | 0 | 0 | 0 | 0 | 0
#15 B | 0.01: RPS Capacity Compliance Payments ($)
RPS Program | 2015 | 2020 | 2025 | 2030 | 2035 | 2040
NEISO | 0 | 0 | 0 | 0 | 0 | 0
CA | 0 | 0 | 0 | 0 | 0 | 0
NWPP | 0 | 0 | 0 | 0 | 0 | 0
PJM | 0 | 0 | 0 | 0 | 0 | 0
US | 0 | 0 | 0 | 0 | 0 | 0
PJM_Solar | 0 | 0 | 0 | 0 | 0 | 0
MA_Solar | 0 | 0 | 0 | 0 | 0 | 0
NH_Solar | 0 | 0 | 0 | 0 | 0 | 0
MRETS_Solar | 0 | 0 | 0 | 0 | 0 | 0
AZNMSNV | 0 | 0 | 0 | 0 | 0 | 0
AZNMSNV_Solar | 0 | 0 | 0 | 0 | 0 | 0
MRETS | 0 | 0 | 0 | 0 | 0 | 0
MI | 0 | 0 | 0 | 0 | 0 | 0
Ohio | 0 | 0 | 0 | 0 | 0 | 0
Ohio_Solar | 0 | 0 | 0 | 0 | 0 | 0
MOKSOKNE | 0 | 0 | 0 | 0 | 0 | 0
MO_Solar | 0 | 0 | 0 | 0 | 0 | 0
NC | 0 | 0 | 0 | 0 | 0 | 0
NC_Solar | 0 | 0 | 0 | 0 | 0 | 0
CO | 0 | 0 | 0 | 0 | 0 | 0
CO_Solar | 0 | 0 | 0 | 0 | 0 | 0
NY | 0 | 0 | 0 | 0 | 0 | 0
TX | 0 | 0 | 0 | 0 | 0 | 0
#16a | 0.01: Transmission Costs ($million) [excludes shadow cost]
Transmission Costs: Entergy
Cost | 2015 | 2020 | 2025 | 2030 | 2035 | 2040
a. Wheel Share | 5.74 | 61.14 | 544.58 | 1333.83 | 2629.93 | 876.41
b. Friction Share | 8.72 | 56.66 | 181.5 | 287.21 | 283.56 | 98.25
Transmission Costs: FRCC
Cost | 2015 | 2020 | 2025 | 2030 | 2035 | 2040
a. Wheel Share | 1.77 | 2.27 | 1.51 | 2.18 | 1.36 | 37.54
b. Friction Share | 1.77 | 2.27 | 1.51 | 2.59 | 2.08 | 37.17
Transmission Costs: MAPP_US
Cost | 2015 | 2020 | 2025 | 2030 | 2035 | 2040
a. Wheel Share | 3.09 | 10.89 | 12.86 | 37.22 | 49.42 | 128.52
b. Friction Share | 2.47 | 7.85 | 9.04 | 33.52 | 45.56 | 60.15
Transmission Costs: MISO_IN
Cost | 2015 | 2020 | 2025 | 2030 | 2035 | 2040
a. Wheel Share | 1.5 | 4.01 | 39.44 | 73.18 | 44.05 | 38.05
b. Friction Share | 1.02 | 9.63 | 25.99 | 42.12 | 20.74 | 15.87
Transmission Costs: MISO_MI
Cost | 2015 | 2020 | 2025 | 2030 | 2035 | 2040
a. Wheel Share | 17.38 | 15.95 | 61.4 | 33.77 | 106.33 | 166.12
b. Friction Share | 23.79 | 43.09 | 46.21 | 50.59 | 55.77 | 59.95
Transmission Costs: MISO_MO-IL
Cost | 2015 | 2020 | 2025 | 2030 | 2035 | 2040
a. Wheel Share | 0.58 | 27.33 | 200.76 | 43.78 | 135.03 | 815.89
b. Friction Share | 1.83 | 29.9 | 55.71 | 50.38 | 47.75 | 88.66
Transmission Costs: MISO_W
Cost | 2015 | 2020 | 2025 | 2030 | 2035 | 2040
a. Wheel Share | 16.52 | 69.84 | 334.8 | 1094.86 | 2136.93 | 4020.95
b. Friction Share | 13.71 | 51.88 | 90.35 | 158.87 | 245.61 | 339.37
Transmission Costs: MISO_WUMS
Cost | 2015 | 2020 | 2025 | 2030 | 2035 | 2040
a. Wheel Share | 8.22 | 3.96 | 10.15 | 9.35 | 42.46 | 327.65
b. Friction Share | 6.7 | 7.82 | 14.1 | 8.69 | 9.93 | 14.46
Transmission Costs: Nebraska
Cost | 2015 | 2020 | 2025 | 2030 | 2035 | 2040
a. Wheel Share | 3.44 | 41.95 | 54.61 | 70.11 | 342.77 | 135.77
b. Friction Share | 2.85 | 36.3 | 36.95 | 47.75 | 64.21 | 48.84
Transmission Costs: NEISO
Cost | 2015 | 2020 | 2025 | 2030 | 2035 | 2040
a. Wheel Share | 1.4 | 1.97 | 5.81 | 10.46 | 116.49 | 292.54
b. Friction Share | 5.31 | 6.26 | 11.57 | 19.73 | 27.42 | 56.61
Transmission Costs: NonRTO_Midwest
Cost | 2015 | 2020 | 2025 | 2030 | 2035 | 2040
a. Wheel Share | 1.43 | 2.17 | 38.25 | 29.61 | 13.48 | 12.53
b. Friction Share | 0.9 | 1.34 | 22.96 | 17.77 | 8.46 | 8.88
Transmission Costs: NYISO_A-F
Cost | 2015 | 2020 | 2025 | 2030 | 2035 | 2040
a. Wheel Share | 22.94 | 23.58 | 26.59 | 49.05 | 115.37 | 30.33
b. Friction Share | 41.2 | 39.98 | 41.15 | 48.71 | 35.73 | 62.23
Transmission Costs: NYISO_G-I
Cost | 2015 | 2020 | 2025 | 2030 | 2035 | 2040
a. Wheel Share | 6.32 | 9.67 | 12.04 | 29.17 | 39.52 | 118.26
b. Friction Share | 3.38 | 4.3 | 5.21 | 9.15 | 9.08 | 25.33
Transmission Costs: NYISO_J-K
Cost | 2015 | 2020 | 2025 | 2030 | 2035 | 2040
a. Wheel Share | 1.46 | 3.82 | 13.92 | 18.98 | 118.34 | 206.84
b. Friction Share | 2.92 | 4.86 | 13.88 | 14.89 | 20.39 | 35.32
Transmission Costs: PJM_E
Cost | 2015 | 2020 | 2025 | 2030 | 2035 | 2040
a. Wheel Share | 3.12 | 4.91 | 11.81 | 13.09 | 2.97 | 32.3
b. Friction Share | 2.26 | 3.37 | 7.8 | 8.58 | 2.34 | 20.1
Transmission Costs: PJM_ROM
Cost | 2015 | 2020 | 2025 | 2030 | 2035 | 2040
a. Wheel Share | 6.14 | 1.95 | 4.14 | 18.19 | 79.28 | 20.13
b. Friction Share | 1.55 | 1.52 | 2.87 | 6.73 | 17.61 | 12.1
Transmission Costs: PJM_ROR
Cost | 2015 | 2020 | 2025 | 2030 | 2035 | 2040
a. Wheel Share | 14.76 | 10.42 | 212.58 | 1070.48 | 1246.66 | 1570.75
b. Friction Share | 20.52 | 33.15 | 82.66 | 180.76 | 180.64 | 202.51
Transmission Costs: SOCO
Cost | 2015 | 2020 | 2025 | 2030 | 2035 | 2040
a. Wheel Share | 8.77 | 13.74 | 71.6 | 77.14 | 27.61 | 66
b. Friction Share | 13.3 | 16.22 | 65.52 | 128.88 | 45.21 | 77.45
Transmission Costs: SPP_N
Cost | 2015 | 2020 | 2025 | 2030 | 2035 | 2040
a. Wheel Share | 6.21 | 49.4 | 570.53 | 1207.63 | 3015.54 | 2920.66
b. Friction Share | 4.64 | 56.9 | 156.23 | 175.15 | 223.96 | 219.81
Transmission Costs: SPP_S
Cost | 2015 | 2020 | 2025 | 2030 | 2035 | 2040
a. Wheel Share | 0.84 | 46.82 | 49.63 | 98.84 | 177.32 | 700.46
b. Friction Share | 1.03 | 35.37 | 26.04 | 26.37 | 27.7 | 50.3
Transmission Costs: TVA
Cost | 2015 | 2020 | 2025 | 2030 | 2035 | 2040
a. Wheel Share | 0.77 | 5.04 | 5.14 | 1.73 | 3.68 | 2.13
b. Friction Share | 0.94 | 4.08 | 4.06 | 1.52 | 3.39 | 2.22
Transmission Costs: TVA_Transmission
Cost | 2015 | 2020 | 2025 | 2030 | 2035 | 2040
a. Wheel Share | 4.17 | 0.28 | 11.47 | 21.98 | 40.67 | 43.11
b. Friction Share | 4.19 | 0.32 | 11.79 | 16.55 | 67.03 | 32.82
Transmission Costs: VACAR
Cost | 2015 | 2020 | 2025 | 2030 | 2035 | 2040
a. Wheel Share | 7.43 | 10.29 | 16.06 | 33.15 | 8.6 | 23.55
b. Friction Share | 8.56 | 10.66 | 16.74 | 32.14 | 11.87 | 36.34
Transmission Costs: IESO
Cost | 2015 | 2020 | 2025 | 2030 | 2035 | 2040
a. Wheel Share | 36.17 | 48.17 | 74.68 | 38.02 | 116.29 | 261.49
b. Friction Share | 74.18 | 88.29 | 91.98 | 80.71 | 77.59 | 117.53
Transmission Costs: MAPP_CA
Cost | 2015 | 2020 | 2025 | 2030 | 2035 | 2040
a. Wheel Share | 4.56 | 6.07 | 5.09 | 21.89 | 32.6 | 76.94
b. Friction Share | 4.71 | 6.56 | 6.64 | 1.81 | 4.82 | 12.12
Transmission Costs: AZ_NM_SNV_Coal
Cost | 2015 | 2020 | 2025 | 2030 | 2035 | 2040
a. Wheel Share | 21.15 | 22.51 | 22.54 | 0.84 | 10.65 | 10.63
b. Friction Share | 35.78 | 38.17 | 38.46 | 2.27 | 18.7 | 18.67
Transmission Costs: AZ_NM_SNV_Gas
Cost | 2015 | 2020 | 2025 | 2030 | 2035 | 2040
a. Wheel Share | 11.84 | 11.27 | 10.01 | 9.04 | 4.37 | 2.66
b. Friction Share | 20.09 | 19.08 | 17.13 | 15.31 | 7.36 | 4.5
Transmission Costs: AZ_NM_SNV_NucRenew
Cost | 2015 | 2020 | 2025 | 2030 | 2035 | 2040
a. Wheel Share | 20.1 | 21.31 | 19.97 | 21.33 | 42.58 | 42.94
b. Friction Share | 33.66 | 35.89 | 33.74 | 36.19 | 71.83 | 72.46
Transmission Costs: ERCOT
Cost | 2015 | 2020 | 2025 | 2030 | 2035 | 2040
a. Wheel Share | 0.03 | 5.12 | 5.87 | 6.24 | 6.34 | 6.67
b. Friction Share | 0.05 | 7.68 | 8.81 | 9.37 | 9.55 | 10.03
Transmission Costs: NP15
Cost | 2015 | 2020 | 2025 | 2030 | 2035 | 2040
a. Wheel Share | 4.93 | 1.42 | 3.33 | 0.27 | 0.52 | 15.78
b. Friction Share | 8.27 | 2.47 | 5.63 | 0.58 | 1.05 | 26.4
Transmission Costs: NWPP_Coal
Cost | 2015 | 2020 | 2025 | 2030 | 2035 | 2040
a. Wheel Share | 48.3 | 39.71 | 33.73 | 8.28 | 30.52 | 66.42
b. Friction Share | 81.77 | 67.55 | 57.65 | 15.35 | 52.39 | 112.33
Transmission Costs: NWPP_Gas
Cost | 2015 | 2020 | 2025 | 2030 | 2035 | 2040
a. Wheel Share | 0 | 0 | 0 | 0 | 0 | 0
b. Friction Share | 0.3 | 0.4 | 0.4 | 0.23 | 0.05 | 0.05
Transmission Costs: NWPP_NucRenew
Cost | 2015 | 2020 | 2025 | 2030 | 2035 | 2040
a. Wheel Share | 0 | 0 | 0 | 0 | 0 | 0
b. Friction Share | 0.96 | 0.96 | 1.02 | 1.31 | 1.47 | 1.59
Transmission Costs: RMPA
Cost | 2015 | 2020 | 2025 | 2030 | 2035 | 2040
a. Wheel Share | 1.12 | 9.7 | 13.53 | 11.58 | 12.3 | 12.21
b. Friction Share | 1.84 | 12.66 | 17.49 | 14.22 | 15.32 | 16.54
Transmission Costs: SP15
Cost | 2015 | 2020 | 2025 | 2030 | 2035 | 2040
a. Wheel Share | 83.87 | 75.38 | 39.45 | 34.59 | 59.08 | 68.01
b. Friction Share | 139.84 | 125.73 | 65.84 | 57.78 | 98.65 | 113.45
Transmission Costs: ALB
Cost | 2015 | 2020 | 2025 | 2030 | 2035 | 2040
a. Wheel Share | 2.42 | 5.49 | 1.96 | 3.68 | 2.86 | 10.25
b. Friction Share | 4.03 | 9.15 | 3.27 | 6.13 | 4.77 | 17.08
Transmission Costs: BC
Cost | 2015 | 2020 | 2025 | 2030 | 2035 | 2040
a. Wheel Share | 12.79 | 14.78 | 2.34 | 3.78 | 9.3 | 25.51
b. Friction Share | 21.32 | 24.63 | 3.9 | 6.29 | 15.51 | 42.52
Transmission Costs: HQ_IESO
Cost | 2015 | 2020 | 2025 | 2030 | 2035 | 2040
a. Wheel Share | 0 | 0 | 0 | 0 | 0 | 0
b. Friction Share | 0.01 | 0.01 | 0.01 | 0.01 | 0.01 | 0.01
Transmission Costs: HQ_NEISO
Cost | 2015 | 2020 | 2025 | 2030 | 2035 | 2040
a. Wheel Share | 0 | 0 | 0 | 0 | 0 | 0
b. Friction Share | 0.11 | 0.11 | 0.11 | 0.11 | 0.11 | 0.12
Transmission Costs: HQ_NY
Cost | 2015 | 2020 | 2025 | 2030 | 2035 | 2040
a. Wheel Share | 0 | 0 | 0 | 0 | 0 | 0
b. Friction Share | 0.03 | 0.03 | 0.03 | 0.03 | 0.12 | 0.12
Transmission Costs: MARITIMES
Cost | 2015 | 2020 | 2025 | 2030 | 2035 | 2040
a. Wheel Share | 0 | 0 | 0 | 0 | 0 | 0
b. Friction Share | 0.05 | 0.05 | 0.05 | 0.05 | 0.05 | 0.07
Transmission Costs: All
Cost | 2015 | 2020 | 2025 | 2030 | 2035 | 2040
a. Wheel Share | 391.25 | 682.33 | 2542.19 | 5537.29 | 10821.25 | 13185.99
b. Friction Share | 600.58 | 903.14 | 1281.98 | 1616.42 | 1835.43 | 2170.32
Transmission Costs: EI_US
Cost | 2015 | 2020 | 2025 | 2030 | 2035 | 2040
a. Wheel Share | 144 | 421.4 | 2309.69 | 5377.76 | 10493.82 | 12586.48
b. Friction Share | 173.76 | 463.91 | 930.02 | 1368.85 | 1456.36 | 1605.05
Transmission Costs: EI_Canada
Cost | 2015 | 2020 | 2025 | 2030 | 2035 | 2040
a. Wheel Share | 40.72 | 54.24 | 79.77 | 59.91 | 148.89 | 338.43
b. Friction Share | 78.9 | 94.86 | 98.63 | 82.53 | 82.43 | 129.66
Transmission Costs: EI
Cost | 2015 | 2020 | 2025 | 2030 | 2035 | 2040
a. Wheel Share | 184.72 | 475.64 | 2389.45 | 5437.67 | 10642.71 | 12924.92
b. Friction Share | 252.66 | 558.77 | 1028.65 | 1451.39 | 1538.78 | 1734.71
Transmission Costs: Outside_EI
Cost | 2015 | 2020 | 2025 | 2030 | 2035 | 2040
a. Wheel Share | 206.53 | 206.7 | 152.74 | 99.62 | 178.54 | 261.07
b. Friction Share | 347.91 | 344.37 | 253.33 | 165.04 | 296.65 | 435.61

## Capacity
#1 | New Build Capacity (MW)
New Build Capacity by Reporting Type: Entergy
ReportingType | 2015 | 2020 | 2025 | 2030 | 2035 | 2040
BM | 0 | 0 | 0 | 0 | 0.04 | 7354.42
CC | 2560.18 | 3226.58 | 0.13 | 0.09 | 0.01 | 0
CSP | 0 | 0 | 0 | 0 | 0 | 0
CT | 0.04 | 0.09 | 0 | 0 | 0 | 0
Coal | 720.01 | 0 | 0 | 0 | 0 | 0
Geo | 0 | 0 | 0 | 0 | 0 | 0
H | 0 | 0.01 | 0.01 | 0.02 | 1108.95 | 0
LFG | 0.01 | 0.01 | 107.11 | 0.27 | 0 | 0
Nuc | 170 | 0 | 0.01 | 0.01 | 0.03 | 0.08
PS | 0 | 0 | 0 | 0 | 0 | 0
PV | 0.06 | 61.78 | 29.34 | 0 | 0 | 1.43
PeakG | 0 | 0 | 0 | 0 | 0 | 0
PeakO | 0 | 0 | 0 | 0 | 0 | 0
ST | 0 | 0 | 0 | 0 | 0 | 0
STOG | 0 | 0 | 0 | 0 | 0 | 0
STWD | 0 | 0 | 0 | 0 | 0 | 0
WT | 0.03 | 0.03 | 0.04 | 100 | 2299.9 | 0
IGCC | 0.01 | 0.01 | 0 | 0 | 0 | 0
DemandResponse | 0 | 0 | 0 | 0 | 0 | 0
IGCC-CCS | 0 | 0.01 | 0 | 0 | 0.01 | 0
WT_off | 0 | 0 | 0 | 0 | 0 | 0
PseudoUnit | 0 | 0 | 0 | 0 | 0 | 0
FixedInterchange | 0 | 0 | 0 | 0 | 0 | 0
New Build Capacity by Reporting Type: FRCC
ReportingType | 2015 | 2020 | 2025 | 2030 | 2035 | 2040
BM | 0 | 0 | 0 | 0 | 0.18 | 2001.46
CC | 12706.45 | 13.74 | 0.08 | 0.04 | 0 | 0
CSP | 0 | 0 | 0 | 0 | 0 | 0
CT | 2480 | 0 | 0 | 0 | 0 | 0
Coal | 0.01 | 0.01 | 0 | 0 | 0 | 0
Geo | 0 | 0 | 0 | 0 | 0 | 0
H | 0 | 0.01 | 0.01 | 0.01 | 0.03 | 0.06
LFG | 0.01 | 0 | 197.99 | 0 | 0 | 0
Nuc | 229.33 | 0 | 2535 | 13934.28 | 6298.86 | 3610.12
PS | 0 | 0 | 0 | 0 | 0 | 0
PV | 0.01 | 0 | 0.01 | 0.01 | 0.02 | 0.09
PeakG | 0 | 0 | 0 | 0 | 0 | 0
PeakO | 0 | 0 | 0 | 0 | 0 | 0
ST | 0 | 0 | 0 | 0 | 0 | 0
STOG | 0 | 0 | 0 | 0 | 0 | 0
STWD | 0 | 0 | 0 | 0 | 0 | 0
WT | 0 | 0 | 0 | 0 | 0 | 0
IGCC | 0.01 | 0.01 | 0 | 0 | 0 | 0
DemandResponse | 0 | 0 | 0 | 0 | 0 | 0
IGCC-CCS | 0 | 0.01 | 0.01 | 0 | 0.02 | 0.01
WT_off | 0 | 0 | 0 | 0 | 0 | 0
PseudoUnit | 0 | 0 | 0 | 0 | 0 | 0
FixedInterchange | 0 | 0 | 0 | 0 | 0 | 0
New Build Capacity by Reporting Type: MAPP_US
ReportingType | 2015 | 2020 | 2025 | 2030 | 2035 | 2040
BM | 0 | 0 | 0 | 0 | 0.01 | 0.01
CC | 0.27 | 0.3 | 0.31 | 0.15 | 0.19 | 0.06
CSP | 0 | 0 | 0 | 0 | 0 | 0
CT | 308.33 | 126.05 | 0.05 | 307.91 | 31.46 | 33.03
Coal | 0.02 | 0.01 | 0 | 0 | 0 | 0
Geo | 0 | 0 | 0 | 0 | 0 | 0
H | 0 | 0 | 0 | 0 | 0 | 0
LFG | 0.01 | 0 | 0.01 | 71.65 | 0 | 0
Nuc | 0 | 0 | 0.01 | 0 | 0 | 0
PS | 0 | 0 | 0 | 0 | 0 | 0
PV | 0.01 | 0 | 0 | 0 | 0 | 0
PeakG | 0 | 0 | 0 | 0 | 0 | 0
PeakO | 0 | 0 | 0 | 0 | 0 | 0
ST | 0 | 0 | 0 | 0 | 0 | 0
STOG | 0 | 0 | 0 | 0 | 0 | 0
STWD | 0 | 0 | 0 | 0 | 0 | 0
WT | 421.33 | 4064.06 | 1255.25 | 0.03 | 0.01 | 0.01
IGCC | 0.01 | 0.02 | 0 | 0 | 0 | 0
DemandResponse | 0 | 0 | 0 | 0 | 0 | 0
IGCC-CCS | 0 | 0.01 | 0.01 | 0 | 0.02 | 0.01
WT_off | 0 | 0 | 0 | 0 | 0 | 0
PseudoUnit | 0 | 0 | 0 | 0 | 0 | 0
FixedInterchange | 0 | 0 | 0 | 0 | 0 | 0
New Build Capacity by Reporting Type: MISO_IN
ReportingType | 2015 | 2020 | 2025 | 2030 | 2035 | 2040
BM | 0 | 0 | 0 | 0 | 0.05 | 0.17
CC | 164.07 | 16164.94 | 0.09 | 0.04 | 0.01 | 0
CSP | 0 | 0 | 0 | 0 | 0 | 0
CT | 0.03 | 0.07 | 0 | 0 | 0 | 0
Coal | 0.01 | 0.01 | 0 | 0 | 0 | 0
Geo | 0 | 0 | 0 | 0 | 0 | 0
H | 0 | 0 | 0 | 0 | 0 | 0
LFG | 0.01 | 0 | 80.11 | 0.01 | 0 | 0
Nuc | 0 | 0 | 0.01 | 0 | 0.03 | 0.01
PS | 0 | 0 | 0 | 0 | 0 | 0
PV | 0.01 | 225.83 | 111.04 | 4.04 | 0 | 0
PeakG | 0 | 0 | 0 | 0 | 0 | 0
PeakO | 0 | 0 | 0 | 0 | 0 | 0
ST | 0 | 0 | 0 | 0 | 0 | 0
STOG | 0 | 0 | 0 | 0 | 0 | 0
STWD | 0 | 0 | 0 | 0 | 0 | 0
WT | 0.02 | 0.02 | 0.12 | 42178.93 | 0.02 | 0.01
IGCC | 618 | 0 | 0 | 0 | 0 | 0
DemandResponse | 0 | 0 | 0 | 0 | 0 | 0
IGCC-CCS | 0 | 0.01 | 0.01 | 0 | 0.02 | 0
WT_off | 0.01 | 0 | 0 | 0 | 0 | 0
PseudoUnit | 0 | 0 | 0 | 0 | 0 | 0
FixedInterchange | 0 | 0 | 0 | 0 | 0 | 0
New Build Capacity by Reporting Type: MISO_MI
ReportingType | 2015 | 2020 | 2025 | 2030 | 2035 | 2040
BM | 0 | 0 | 0 | 0 | 0.08 | 1843.53
CC | 1538.31 | 3.99 | 0.08 | 0.04 | 0.01 | 0
CSP | 0 | 0 | 0 | 0 | 0 | 0
CT | 0.03 | 0.1 | 0 | 0 | 0 | 0
Coal | 0.01 | 0.01 | 0 | 0 | 0 | 0
Geo | 0 | 0 | 0 | 0 | 0 | 0
H | 0 | 0 | 0 | 0 | 0 | 0
LFG | 0.01 | 0.02 | 160.21 | 0.01 | 0 | 0
Nuc | 0 | 0 | 0.01 | 0 | 225.07 | 874.12
PS | 0 | 0 | 0 | 0 | 0 | 0
PV | 0.01 | 0 | 0 | 0 | 0 | 0
PeakG | 0 | 0 | 0 | 0 | 0 | 0
PeakO | 0 | 0 | 0 | 0 | 0 | 0
ST | 0 | 0 | 0 | 0 | 0 | 0
STOG | 0 | 0 | 0 | 0 | 0 | 0
STWD | 0 | 0 | 0 | 0 | 0 | 0
WT | 2000.02 | 416.59 | 0.02 | 183.36 | 0.01 | 0.01
IGCC | 0.01 | 0.01 | 0 | 0 | 0 | 0
DemandResponse | 0 | 0 | 0 | 0 | 0 | 0
IGCC-CCS | 0 | 0.01 | 0.01 | 0 | 0.03 | 0
WT_off | 0.06 | 0 | 0 | 0 | 0 | 0
PseudoUnit | 0 | 0 | 0 | 0 | 0 | 0
FixedInterchange | 0 | 0 | 0 | 0 | 0 | 0
New Build Capacity by Reporting Type: MISO_MO-IL
ReportingType | 2015 | 2020 | 2025 | 2030 | 2035 | 2040
BM | 0 | 0 | 0 | 0 | 0.03 | 0.01
CC | 0.24 | 0.29 | 0.07 | 0.04 | 0.01 | 0
CSP | 0 | 0 | 0 | 0 | 0 | 0
CT | 0.03 | 0.08 | 0 | 0 | 0 | 0
Coal | 1790 | 0 | 0 | 0 | 0 | 0
Geo | 0 | 0 | 0 | 0 | 0 | 0
H | 0 | 279.94 | 0.06 | 0 | 0 | 0
LFG | 0.01 | 0 | 223.28 | 0.04 | 0 | 0
Nuc | 0 | 0 | 0.01 | 0 | 0.01 | 0
PS | 0 | 0 | 0 | 0 | 0 | 0
PV | 0.01 | 0 | 0.01 | 0 | 0 | 0
PeakG | 0 | 0 | 0 | 0 | 0 | 0
PeakO | 0 | 0 | 0 | 0 | 0 | 0
ST | 0 | 0 | 0 | 0 | 0 | 0
STOG | 0 | 0 | 0 | 0 | 0 | 0
STWD | 0 | 0 | 0 | 0 | 0 | 0
WT | 300.03 | 0.03 | 5600.2 | 7784.67 | 0.01 | 0.01
IGCC | 0 | 0.01 | 0 | 0 | 0 | 0
DemandResponse | 0 | 0 | 0 | 0 | 0 | 0
IGCC-CCS | 0 | 0.01 | 0 | 0 | 0.01 | 0
WT_off | 0 | 0 | 0 | 0 | 0 | 0
PseudoUnit | 0 | 0 | 0 | 0 | 0 | 0
FixedInterchange | 0 | 0 | 0 | 0 | 0 | 0
New Build Capacity by Reporting Type: MISO_W
ReportingType | 2015 | 2020 | 2025 | 2030 | 2035 | 2040
BM | 0 | 0 | 0 | 0 | 0.01 | 0.01
CC | 0.29 | 0.22 | 0.12 | 0.08 | 0.04 | 0.01
CSP | 0 | 0 | 0 | 0 | 0 | 0
CT | 0.09 | 0.24 | 0.01 | 0 | 0.01 | 0.01
Coal | 0.02 | 0.01 | 0 | 0 | 0 | 0
Geo | 0 | 0 | 0 | 0 | 0 | 0
H | 0 | 0 | 0 | 0 | 0 | 0
LFG | 0.01 | 0 | 0.01 | 71.64 | 0 | 0
Nuc | 94.33 | 0 | 0.01 | 0 | 0 | 0
PS | 0 | 0 | 0 | 0 | 0 | 0
PV | 0.01 | 0 | 0 | 0 | 0 | 0
PeakG | 0 | 0 | 0 | 0 | 0 | 0
PeakO | 0 | 0 | 0 | 0 | 0 | 0
ST | 0 | 0 | 0 | 0 | 0 | 0
STOG | 0 | 0 | 0 | 0 | 0 | 0
STWD | 0 | 0 | 0 | 0 | 0 | 0
WT | 2800.52 | 0.03 | 47383.75 | 11985.24 | 0.07 | 3444.95
IGCC | 0.01 | 0.01 | 0 | 0 | 0 | 0
DemandResponse | 0 | 0 | 0 | 0 | 0 | 0
IGCC-CCS | 0 | 0.01 | 0.01 | 0 | 0.02 | 0
WT_off | 0 | 0 | 0 | 0 | 0 | 0
PseudoUnit | 0 | 0 | 0 | 0 | 0 | 0
FixedInterchange | 0 | 0 | 0 | 0 | 0 | 0
New Build Capacity by Reporting Type: MISO_WUMS
ReportingType | 2015 | 2020 | 2025 | 2030 | 2035 | 2040
BM | 0 | 0 | 0 | 0 | 0.11 | 603.92
CC | 6591.65 | 511.27 | 0.08 | 0.04 | 0.01 | 0
CSP | 0 | 0 | 0 | 0 | 0 | 0
CT | 0.03 | 0.12 | 0 | 0 | 0 | 0
Coal | 615 | 0 | 0 | 0 | 0 | 0
Geo | 0 | 0 | 0 | 0 | 0 | 0
H | 0 | 0.07 | 0 | 0 | 0 | 0
LFG | 0.01 | 0 | 48.89 | 174.43 | 0 | 0
Nuc | 235 | 0 | 0.01 | 0 | 0.08 | 0.01
PS | 0 | 0 | 0 | 0 | 0 | 0
PV | 0.01 | 0 | 0 | 0 | 0 | 0.01
PeakG | 0 | 0 | 0 | 0 | 0 | 0
PeakO | 0 | 0 | 0 | 0 | 0 | 0
ST | 0 | 0 | 0 | 0 | 0 | 0
STOG | 0 | 0 | 0 | 0 | 0 | 0
STWD | 0 | 0 | 0 | 0 | 0 | 0
WT | 968.9 | 0 | 30.79 | 6798.75 | 0.02 | 0.09
IGCC | 0 | 0.01 | 0 | 0 | 0 | 0
DemandResponse | 0 | 0 | 0 | 0 | 0 | 0
IGCC-CCS | 0 | 0 | 0 | 0 | 0.01 | 0
WT_off | 0.12 | 0 | 0 | 0 | 0 | 0
PseudoUnit | 0 | 0 | 0 | 0 | 0 | 0
FixedInterchange | 0 | 0 | 0 | 0 | 0 | 0
New Build Capacity by Reporting Type: Nebraska
ReportingType | 2015 | 2020 | 2025 | 2030 | 2035 | 2040
BM | 0 | 0 | 0 | 0 | 0 | 0
CC | 0.11 | 0.09 | 0.06 | 0.03 | 0.06 | 0
CSP | 0 | 0 | 0 | 0 | 0 | 0
CT | 0.01 | 0.03 | 0 | 0 | 0.02 | 0
Coal | 232.1 | 0 | 0 | 0 | 0 | 0
Geo | 0 | 0 | 0 | 0 | 0 | 0
H | 0 | 0 | 0 | 0 | 0 | 0
LFG | 0.01 | 0 | 0 | 71.65 | 0 | 0
Nuc | 0 | 0 | 0 | 0 | 0 | 0
PS | 0 | 0 | 0 | 0 | 0 | 0
PV | 0.01 | 0 | 0 | 0 | 0 | 0
PeakG | 0 | 0 | 0 | 0 | 0 | 0
PeakO | 0 | 0 | 0 | 0 | 0 | 0
ST | 0 | 0 | 0 | 0 | 0 | 0
STOG | 0 | 0 | 0 | 0 | 0 | 0
STWD | 0 | 0 | 0 | 0 | 0 | 0
WT | 202.02 | 16470.21 | 0.1 | 0.93 | 5264.41 | 0.02
IGCC | 0 | 0 | 0 | 0 | 0 | 0
DemandResponse | 0 | 0 | 0 | 0 | 0 | 0
IGCC-CCS | 0 | 0 | 0 | 0 | 0 | 0
WT_off | 0 | 0 | 0 | 0 | 0 | 0
PseudoUnit | 0 | 0 | 0 | 0 | 0 | 0
FixedInterchange | 0 | 0 | 0 | 0 | 0 | 0
New Build Capacity by Reporting Type: NEISO
ReportingType | 2015 | 2020 | 2025 | 2030 | 2035 | 2040
BM | 252.2 | 0 | 0 | 0 | 0 | 0.01
CC | 2049.54 | 0.06 | 0.06 | 0.05 | 0.01 | 0.01
CSP | 0 | 0 | 0 | 0 | 0 | 0
CT | 334 | 0 | 0 | 0 | 0 | 0
Coal | 0 | 0 | 0 | 0 | 0 | 0
Geo | 0 | 0 | 0 | 0 | 0 | 0
H | 0 | 0.02 | 0.07 | 2.92 | 0 | 0
LFG | 49.32 | 0.02 | 0.05 | 69.6 | 0 | 0
Nuc | 0 | 0 | 0.01 | 0 | 0 | 0.01
PS | 0 | 0 | 0 | 0 | 0 | 0
PV | 0.04 | 292.48 | 0.01 | 0.01 | 0.02 | 0.03
PeakG | 0 | 0 | 0 | 0 | 0 | 0
PeakO | 0 | 0 | 0 | 0 | 0 | 0
ST | 0 | 0 | 0 | 0 | 0 | 0
STOG | 0 | 0 | 0 | 0 | 0 | 0
STWD | 0 | 0 | 0 | 0 | 0 | 0
WT | 231.31 | 2480.92 | 2567.73 | 0.38 | 14468.72 | 0.01
IGCC | 0 | 0 | 0 | 0 | 0 | 0
DemandResponse | 0 | 0 | 0 | 0 | 0 | 0
IGCC-CCS | 0 | 0 | 0 | 0 | 0 | 0
WT_off | 468.27 | 0.03 | 0.03 | 0.04 | 0.05 | 0.02
PseudoUnit | 0 | 0 | 0 | 0 | 0 | 0
FixedInterchange | 0 | 0 | 0 | 0 | 0 | 0
New Build Capacity by Reporting Type: NonRTO_Midwest
ReportingType | 2015 | 2020 | 2025 | 2030 | 2035 | 2040
BM | 0 | 0 | 0 | 0 | 295.04 | 4528
CC | 2845.12 | 2362.98 | 0.12 | 0.05 | 0 | 0
CSP | 0 | 0 | 0 | 0 | 0 | 0
CT | 0.03 | 0.03 | 0 | 0 | 0 | 0
Coal | 0.01 | 0.01 | 0 | 0 | 0 | 0
Geo | 0 | 0 | 0 | 0 | 0 | 0
H | 0 | 0.02 | 745.98 | 0 | 0 | 0
LFG | 0.01 | 0 | 160.24 | 0 | 0 | 0
Nuc | 0 | 0 | 0.09 | 0.02 | 1203.14 | 0.02
PS | 0 | 0 | 0 | 0 | 0 | 0
PV | 0.01 | 0 | 0 | 0 | 0 | 0
PeakG | 0 | 0 | 0 | 0 | 0 | 0
PeakO | 0 | 0 | 0 | 0 | 0 | 0
ST | 0 | 0 | 0 | 0 | 0 | 0
STOG | 0 | 0 | 0 | 0 | 0 | 0
STWD | 0 | 0 | 0 | 0 | 0 | 0
WT | 0.01 | 0.01 | 0.02 | 0.01 | 0 | 0
IGCC | 0 | 0.01 | 0 | 0 | 0 | 0
DemandResponse | 0 | 0 | 0 | 0 | 0 | 0
IGCC-CCS | 0 | 0.01 | 0.01 | 0 | 0.02 | 0
WT_off | 0 | 0 | 0 | 0 | 0 | 0
PseudoUnit | 0 | 0 | 0 | 0 | 0 | 0
FixedInterchange | 0 | 0 | 0 | 0 | 0 | 0
New Build Capacity by Reporting Type: NYISO_A-F
ReportingType | 2015 | 2020 | 2025 | 2030 | 2035 | 2040
BM | 0 | 0 | 0 | 0 | 0.01 | 0.02
CC | 639 | 0.04 | 0.04 | 0.02 | 0 | 0
CSP | 0 | 0 | 0 | 0 | 0 | 0
CT | 0.01 | 0.01 | 0.02 | 0 | 0 | 0
Coal | 0 | 0 | 0 | 0 | 0 | 0
Geo | 0 | 0 | 0 | 0 | 0 | 0
H | 0 | 0 | 0 | 0 | 0 | 0
LFG | 6.4 | 0 | 67.93 | 0 | 0 | 0
Nuc | 168 | 0 | 0.01 | 0 | 0 | 0.01
PS | 0 | 0 | 0 | 0 | 0 | 0
PV | 0.01 | 0 | 0 | 0 | 0 | 0.01
PeakG | 0 | 0 | 0 | 0 | 0 | 0
PeakO | 0 | 0 | 0 | 0 | 0 | 0
ST | 0 | 0 | 0 | 0 | 0 | 0
STOG | 0 | 0 | 0 | 0 | 0 | 0
STWD | 0 | 0 | 0 | 0 | 0 | 0
WT | 2476.34 | 709.8 | 0.08 | 10175.59 | 128.16 | 0.01
IGCC | 0 | 0 | 0 | 0 | 0 | 0
DemandResponse | 0 | 0 | 0 | 0 | 0 | 0
IGCC-CCS | 0 | 0 | 0 | 0 | 0 | 0
WT_off | 0.19 | 0.01 | 0.01 | 0.01 | 0.01 | 0
PseudoUnit | 0 | 0 | 0 | 0 | 0 | 0
FixedInterchange | 0 | 0 | 0 | 0 | 0 | 0
New Build Capacity by Reporting Type: NYISO_G-I
ReportingType | 2015 | 2020 | 2025 | 2030 | 2035 | 2040
BM | 0 | 0 | 0 | 0 | 614.59 | 0.3
CC | 0.08 | 0.62 | 49.1 | 0.07 | 0 | 0
CSP | 0 | 0 | 0 | 0 | 0 | 0
CT | 0.01 | 0.02 | 0.05 | 0 | 0 | 0
Coal | 0 | 0 | 0 | 0 | 0 | 0
Geo | 0 | 0 | 0 | 0 | 0 | 0
H | 0 | 0 | 0 | 0 | 0 | 0
LFG | 0.01 | 0 | 74.32 | 0 | 0 | 0
Nuc | 0 | 0 | 0.01 | 0 | 6.97 | 2471.9
PS | 0 | 0 | 0 | 0 | 0 | 0
PV | 0.01 | 0 | 0 | 0 | 0.01 | 0
PeakG | 0 | 0 | 0 | 0 | 0 | 0
PeakO | 0 | 0 | 0 | 0 | 0 | 0
ST | 0 | 0 | 0 | 0 | 0 | 0
STOG | 0 | 0 | 0 | 0 | 0 | 0
STWD | 0 | 0 | 0 | 0 | 0 | 0
WT | 0.1 | 59.8 | 0.36 | 299.73 | 0.01 | 0
IGCC | 0 | 0 | 0 | 0 | 0 | 0
DemandResponse | 0 | 0 | 0 | 0 | 0 | 0
IGCC-CCS | 0 | 0 | 0 | 0 | 0.01 | 0
WT_off | 0.05 | 0.01 | 0.01 | 0.01 | 0.02 | 0
PseudoUnit | 0 | 0 | 0 | 0 | 0 | 0
FixedInterchange | 0 | 0 | 0 | 0 | 0 | 0
New Build Capacity by Reporting Type: NYISO_J-K
ReportingType | 2015 | 2020 | 2025 | 2030 | 2035 | 2040
BM | 0 | 0 | 0 | 0 | 0 | 0
CC | 1175.4 | 0.07 | 0.14 | 0.03 | 0.06 | 0
CSP | 0 | 0 | 0 | 0 | 0 | 0
CT | 0.02 | 0.03 | 0.11 | 0 | 0 | 0
Coal | 0 | 0 | 0 | 0 | 0 | 0
Geo | 0 | 0 | 0 | 0 | 0 | 0
H | 0 | 0 | 0 | 0 | 0 | 0
LFG | 0.01 | 0 | 0.07 | 74.25 | 0 | 0
Nuc | 0 | 0 | 0 | 0 | 0 | 0
PS | 0 | 0 | 0 | 0 | 0 | 0
PV | 32 | 0 | 0 | 0 | 0 | 0
PeakG | 0 | 0 | 0 | 0 | 0 | 0
PeakO | 0 | 0 | 0 | 0 | 0 | 0
ST | 0 | 0 | 0 | 0 | 0 | 0
STOG | 0 | 0 | 0 | 0 | 0 | 0
STWD | 0 | 0 | 0 | 0 | 0 | 0
WT | 0.02 | 0.01 | 0.05 | 0.74 | 329.17 | 0
IGCC | 0 | 0 | 0 | 0 | 0 | 0
DemandResponse | 0 | 0 | 0 | 0 | 0 | 0
IGCC-CCS | 0 | 0 | 0 | 0 | 0 | 0
WT_off | 0 | 0 | 0 | 0 | 0.01 | 0
PseudoUnit | 0 | 0 | 0 | 0 | 0 | 0
FixedInterchange | 0 | 0 | 0 | 0 | 0 | 0
New Build Capacity by Reporting Type: PJM_E
ReportingType | 2015 | 2020 | 2025 | 2030 | 2035 | 2040
BM | 30 | 0 | 0 | 0 | 0.04 | 0.02
CC | 4634.29 | 0.07 | 0.05 | 0.07 | 0 | 0
CSP | 0 | 0 | 0 | 0 | 0 | 0
CT | 26.2 | 0 | 0 | 0 | 0 | 0
Coal | 27 | 0 | 0 | 0 | 0 | 0
Geo | 0 | 0 | 0 | 0 | 0 | 0
H | 0 | 0 | 0 | 0 | 0 | 0
LFG | 9.1 | 132.9 | 0 | 0 | 0 | 0
Nuc | 38 | 0 | 0.01 | 0.06 | 0.1 | 0.09
PS | 0 | 0 | 0 | 0 | 0 | 0
PV | 25.45 | 0 | 0 | 0 | 0 | 0
PeakG | 0 | 0 | 0 | 0 | 0 | 0
PeakO | 0 | 0 | 0 | 0 | 0 | 0
ST | 0 | 0 | 0 | 0 | 0 | 0
STOG | 0 | 0 | 0 | 0 | 0 | 0
STWD | 0 | 0 | 0 | 0 | 0 | 0
WT | 1150.03 | 0.01 | 0.01 | 0.03 | 0.01 | 0.01
IGCC | 0 | 0 | 0 | 0 | 0 | 0
DemandResponse | 0 | 0 | 0 | 0 | 0 | 0
IGCC-CCS | 0 | 0.01 | 0 | 0.01 | 0.01 | 0
WT_off | 0.06 | 0.01 | 1100 | 0.01 | 0 | 0
PseudoUnit | 0 | 0 | 0 | 0 | 0 | 0
FixedInterchange | 0 | 0 | 0 | 0 | 0 | 0
New Build Capacity by Reporting Type: PJM_ROM
ReportingType | 2015 | 2020 | 2025 | 2030 | 2035 | 2040
BM | 18 | 0 | 0 | 0.01 | 2339.1 | 0.56
CC | 1678.5 | 0.08 | 0.06 | 0.07 | 0 | 0
CSP | 0 | 0 | 0 | 0 | 0 | 0
CT | 16 | 0 | 0 | 0 | 0 | 0
Coal | 32.5 | 0 | 0 | 0 | 0 | 0
Geo | 0 | 0 | 0 | 0 | 0 | 0
H | 0 | 0.04 | 0.03 | 677.93 | 0 | 0
LFG | 18.9 | 265.1 | 0 | 0 | 0 | 0
Nuc | 0 | 0 | 0.01 | 0.11 | 3117.67 | 7608.39
PS | 0 | 0 | 0 | 0 | 0 | 0
PV | 0.02 | 1355.23 | 758.83 | 169.65 | 12.95 | 60.89
PeakG | 0 | 0 | 0 | 0 | 0 | 0
PeakO | 0 | 0 | 0 | 0 | 0 | 0
ST | 0 | 0 | 0 | 0 | 0 | 0
STOG | 0 | 0 | 0 | 0 | 0 | 0
STWD | 0 | 0 | 0 | 0 | 0 | 0
WT | 479.86 | 750.29 | 0.04 | 0.05 | 0.01 | 0.01
IGCC | 0 | 0.01 | 0 | 0 | 0 | 0
DemandResponse | 0 | 0 | 0 | 0 | 0 | 0
IGCC-CCS | 0 | 0.01 | 0 | 0.01 | 0.01 | 0
WT_off | 0.13 | 0.01 | 0.01 | 0.01 | 0 | 0.01
PseudoUnit | 0 | 0 | 0 | 0 | 0 | 0
FixedInterchange | 0 | 0 | 0 | 0 | 0 | 0
New Build Capacity by Reporting Type: PJM_ROR
ReportingType | 2015 | 2020 | 2025 | 2030 | 2035 | 2040
BM | 385 | 0 | 0 | 0 | 0.04 | 10169.78
CC | 16667.86 | 7659.75 | 0.11 | 0.12 | 0 | 0
CSP | 0 | 0 | 0 | 0 | 0 | 0
CT | 29 | 0 | 0 | 0 | 0 | 0
Coal | 2164 | 0 | 0 | 0 | 0 | 0
Geo | 0 | 0 | 0 | 0 | 0 | 0
H | 0 | 503 | 0 | 0 | 0 | 0
LFG | 57.4 | 513.69 | 0.01 | 0 | 0 | 0
Nuc | 38 | 0 | 0.01 | 456.14 | 3209.2 | 3642.37
PS | 0 | 0 | 0 | 0 | 0 | 0
PV | 0.01 | 0.01 | 0.01 | 0.02 | 0 | 0
PeakG | 0 | 0 | 0 | 0 | 0 | 0
PeakO | 0 | 0 | 0 | 0 | 0 | 0
ST | 0 | 0 | 0 | 0 | 0 | 0
STOG | 0 | 0 | 0 | 0 | 0 | 0
STWD | 0 | 0 | 0 | 0 | 0 | 0
WT | 8325.7 | 191.7 | 7050.11 | 117.94 | 0 | 0
IGCC | 0 | 0.01 | 0 | 0 | 0 | 0
DemandResponse | 0 | 0 | 0 | 0 | 0 | 0
IGCC-CCS | 0 | 0.01 | 0 | 0.01 | 0.02 | 0
WT_off | 0.03 | 0 | 0 | 0.01 | 0 | 0
PseudoUnit | 0 | 0 | 0 | 0 | 0 | 0
FixedInterchange | 0 | 0 | 0 | 0 | 0 | 0
New Build Capacity by Reporting Type: SOCO
ReportingType | 2015 | 2020 | 2025 | 2030 | 2035 | 2040
BM | 55 | 0 | 0 | 0 | 2945.59 | 3554.57
CC | 7229.2 | 4976.51 | 0.19 | 0.1 | 0 | 0
CSP | 0 | 0 | 0 | 0 | 0 | 0
CT | 0.03 | 0.04 | 0.01 | 0.01 | 0.01 | 0.01
Coal | 0.02 | 0.01 | 0 | 0 | 0 | 0
Geo | 0 | 0 | 0 | 0 | 0 | 0
H | 0 | 0.01 | 0.01 | 0.01 | 0.03 | 0.01
LFG | 0.01 | 0.01 | 107.39 | 0 | 0 | 0
Nuc | 70 | 2200 | 0 | 2287.9 | 12505.13 | 5037.65
PS | 0 | 0 | 0 | 0 | 0 | 0
PV | 0.01 | 0 | 0.01 | 0.01 | 0.02 | 0.12
PeakG | 0 | 0 | 0 | 0 | 0 | 0
PeakO | 0 | 0 | 0 | 0 | 0 | 0
ST | 0 | 0 | 0 | 0 | 0 | 0
STOG | 0 | 0 | 0 | 0 | 0 | 0
STWD | 0 | 0 | 0 | 0 | 0 | 0
WT | 0.02 | 0.01 | 0.03 | 0.16 | 99.77 | 0
IGCC | 0.01 | 0.02 | 0 | 0 | 0 | 0
DemandResponse | 0 | 0 | 0 | 0 | 0 | 0
IGCC-CCS | 0 | 0.02 | 0.01 | 0.01 | 0.03 | 0
WT_off | 0 | 0 | 0 | 0 | 0 | 0
PseudoUnit | 0 | 0 | 0 | 0 | 0 | 0
FixedInterchange | 0 | 0 | 0 | 0 | 0 | 0
New Build Capacity by Reporting Type: SPP_N
ReportingType | 2015 | 2020 | 2025 | 2030 | 2035 | 2040
BM | 0 | 0 | 0 | 0 | 0 | 0
CC | 0.28 | 0.24 | 0.15 | 0.06 | 0.15 | 0
CSP | 0 | 0 | 0 | 0 | 0 | 0
CT | 0.03 | 683.71 | 0 | 0 | 45.84 | 0
Coal | 465.04 | 0 | 0 | 0 | 0 | 0
Geo | 0 | 0 | 0 | 0 | 0 | 0
H | 0 | 0 | 0 | 0 | 0 | 0
LFG | 0.01 | 0 | 0.01 | 94.98 | 0 | 0
Nuc | 0 | 0 | 0 | 0 | 0 | 0
PS | 0 | 0 | 0 | 0 | 0 | 0
PV | 0.01 | 0 | 0 | 0 | 0 | 0
PeakG | 0 | 0 | 0 | 0 | 0 | 0
PeakO | 0 | 0 | 0 | 0 | 0 | 0
ST | 0 | 0 | 0 | 0 | 0 | 0
STOG | 0 | 0 | 0 | 0 | 0 | 0
STWD | 0 | 0 | 0 | 0 | 0 | 0
WT | 0.04 | 30530.88 | 20442.86 | 7918.58 | 14316.63 | 0.04
IGCC | 0.01 | 0.01 | 0 | 0 | 0 | 0
DemandResponse | 0 | 0 | 0 | 0 | 0 | 0
IGCC-CCS | 0 | 0.01 | 0 | 0 | 0.01 | 0
WT_off | 0 | 0 | 0 | 0 | 0 | 0
PseudoUnit | 0 | 0 | 0 | 0 | 0 | 0
FixedInterchange | 0 | 0 | 0 | 0 | 0 | 0
New Build Capacity by Reporting Type: SPP_S
ReportingType | 2015 | 2020 | 2025 | 2030 | 2035 | 2040
BM | 0 | 0 | 0 | 0 | 0 | 0
CC | 0.42 | 0.43 | 0.25 | 0.1 | 0.3 | 0.01
CSP | 0 | 0 | 0 | 0 | 0 | 0
CT | 413.03 | 731.02 | 0.01 | 0.01 | 54.97 | 0.01
Coal | 988.01 | 0.01 | 0 | 0 | 0 | 0
Geo | 0 | 0 | 0 | 0 | 0 | 0
H | 0 | 0.01 | 0.01 | 0 | 0.04 | 0
LFG | 0.01 | 0 | 0.01 | 94.98 | 0 | 0
Nuc | 0 | 0 | 0 | 0 | 0 | 0
PS | 0 | 0 | 0 | 0 | 0 | 0
PV | 0.01 | 0 | 0 | 0 | 0 | 0
PeakG | 0 | 0 | 0 | 0 | 0 | 0
PeakO | 0 | 0 | 0 | 0 | 0 | 0
ST | 0 | 0 | 0 | 0 | 0 | 0
STOG | 0 | 0 | 0 | 0 | 0 | 0
STWD | 0 | 0 | 0 | 0 | 0 | 0
WT | 430.01 | 40628.1 | 0.15 | 0.05 | 0.13 | 8523.28
IGCC | 0.01 | 0.01 | 0 | 0 | 0 | 0
DemandResponse | 0 | 0 | 0 | 0 | 0 | 0
IGCC-CCS | 0 | 0.01 | 0 | 0 | 0.01 | 0
WT_off | 0 | 0 | 0 | 0 | 0 | 0
PseudoUnit | 0 | 0 | 0 | 0 | 0 | 0
FixedInterchange | 0 | 0 | 0 | 0 | 0 | 0
New Build Capacity by Reporting Type: TVA
ReportingType | 2015 | 2020 | 2025 | 2030 | 2035 | 2040
BM | 0 | 0 | 0 | 0 | 7393.94 | 0.27
CC | 4391.48 | 4845.91 | 0.11 | 0.05 | 0 | 0
CSP | 0 | 0 | 0 | 0 | 0 | 0
CT | 0.02 | 0.04 | 0 | 0 | 0 | 0
Coal | 0.01 | 0.01 | 0 | 0 | 0 | 0
Geo | 0 | 0 | 0 | 0 | 0 | 0
H | 0 | 0.01 | 26.96 | 0.02 | 0 | 0
LFG | 0.01 | 0 | 107.38 | 0 | 0 | 0
Nuc | 1697.89 | 0 | 0 | 219.34 | 143.69 | 5478.02
PS | 0 | 0 | 0 | 0 | 0 | 0
PV | 0.01 | 0 | 0.01 | 0.01 | 0.02 | 0.24
PeakG | 0 | 0 | 0 | 0 | 0 | 0
PeakO | 0 | 0 | 0 | 0 | 0 | 0
ST | 0 | 0 | 0 | 0 | 0 | 0
STOG | 0 | 0 | 0 | 0 | 0 | 0
STWD | 0 | 0 | 0 | 0 | 0 | 0
WT | 0.02 | 0.01 | 0.02 | 0.12 | 99.82 | 0
IGCC | 0.01 | 0.01 | 0 | 0 | 0 | 0
DemandResponse | 0 | 0 | 0 | 0 | 0 | 0
IGCC-CCS | 0 | 0.01 | 0.01 | 0.01 | 0.02 | 0
WT_off | 0 | 0 | 0 | 0 | 0 | 0
PseudoUnit | 0 | 0 | 0 | 0 | 0 | 0
FixedInterchange | 0 | 0 | 0 | 0 | 0 | 0
New Build Capacity by Reporting Type: TVA_Transmission
ReportingType | 2015 | 2020 | 2025 | 2030 | 2035 | 2040
BM | 0 | 0 | 0 | 0 | 0 | 0
CC | 0 | 0 | 0 | 0 | 0 | 0
CSP | 0 | 0 | 0 | 0 | 0 | 0
CT | 0 | 0 | 0 | 0 | 0 | 0
Coal | 0 | 0 | 0 | 0 | 0 | 0
Geo | 0 | 0 | 0 | 0 | 0 | 0
H | 0 | 0 | 0 | 0 | 0 | 0
LFG | 0 | 0 | 0 | 0 | 0 | 0
Nuc | 0 | 0 | 0 | 0 | 0 | 0
PS | 0 | 0 | 0 | 0 | 0 | 0
PV | 0 | 0 | 0 | 0 | 0 | 0
PeakG | 0 | 0 | 0 | 0 | 0 | 0
PeakO | 0 | 0 | 0 | 0 | 0 | 0
ST | 0 | 0 | 0 | 0 | 0 | 0
STOG | 0 | 0 | 0 | 0 | 0 | 0
STWD | 0 | 0 | 0 | 0 | 0 | 0
WT | 0 | 0 | 0 | 0 | 0 | 0
IGCC | 0 | 0 | 0 | 0 | 0 | 0
DemandResponse | 0 | 0 | 0 | 0 | 0 | 0
IGCC-CCS | 0 | 0 | 0 | 0 | 0 | 0
WT_off | 0 | 0 | 0 | 0 | 0 | 0
PseudoUnit | 0 | 0 | 0 | 0 | 0 | 0
FixedInterchange | 0 | 0 | 0 | 0 | 0 | 0
New Build Capacity by Reporting Type: VACAR
ReportingType | 2015 | 2020 | 2025 | 2030 | 2035 | 2040
BM | 0.91 | 170.5 | 538.75 | 12.55 | 6263.49 | 0.07
CC | 14908.73 | 0.31 | 0.08 | 0.04 | 0 | 0
CSP | 0 | 0 | 0 | 0 | 0 | 0
CT | 717.25 | 0 | 0 | 0 | 0 | 0
Coal | 825 | 0 | 0 | 0 | 0 | 0
Geo | 0 | 0 | 0 | 0 | 0 | 0
H | 0 | 0.01 | 0.01 | 0.01 | 0.03 | 0.03
LFG | 0.02 | 107.39 | 0 | 0 | 0 | 0
Nuc | 0 | 2330 | 3119.45 | 2264.59 | 3926.72 | 9840.51
PS | 0 | 0 | 0 | 0 | 0 | 0
PV | 0 | 133.59 | 2.36 | 0.79 | 0 | 3.13
PeakG | 0 | 0 | 0 | 0 | 0 | 0
PeakO | 0 | 0 | 0 | 0 | 0 | 0
ST | 0 | 0 | 0 | 0 | 0 | 0
STOG | 0 | 0 | 0 | 0 | 0 | 0
STWD | 0 | 0 | 0 | 0 | 0 | 0
WT | 0.07 | 3499.92 | 0 | 0 | 0 | 0
IGCC | 0 | 0.01 | 0 | 0 | 0 | 0
DemandResponse | 0 | 0 | 0 | 0 | 0 | 0
IGCC-CCS | 0 | 0.01 | 0 | 0 | 0.01 | 0
WT_off | 0.04 | 0.01 | 0.09 | 0.01 | 0 | 0
PseudoUnit | 0 | 0 | 0 | 0 | 0 | 0
FixedInterchange | 0 | 0 | 0 | 0 | 0 | 0
New Build Capacity by Reporting Type: IESO
ReportingType | 2015 | 2020 | 2025 | 2030 | 2035 | 2040
BM | 326.33 | 0 | 0 | 0 | 0 | 0
CC | 1263 | 0.01 | 0.02 | 0.01 | 0 | 0.01
CSP | 0 | 0 | 0 | 0 | 0 | 0
CT | 368 | 0 | 0 | 0 | 0 | 0
Coal | 0 | 0 | 0 | 0 | 0 | 0
Geo | 0 | 0 | 0 | 0 | 0 | 0
H | 0 | 0 | 0 | 0.05 | 249.94 | 0
LFG | 14.5 | 0 | 0 | 0.5 | 0 | 0
Nuc | 0 | 0 | 0 | 0 | 0 | 0
PS | 0 | 0 | 0 | 0 | 0 | 0
PV | 1067.26 | 0 | 0 | 0 | 0 | 0
PeakG | 0 | 0 | 0 | 0 | 0 | 0
PeakO | 0 | 0 | 0 | 0 | 0 | 0
ST | 0 | 0 | 0 | 0 | 0 | 0
STOG | 0 | 0 | 0 | 0 | 0 | 0
STWD | 0 | 0 | 0 | 0 | 0 | 0
WT | 2105.9 | 0 | 0 | 0 | 0 | 0
IGCC | 0 | 0 | 0 | 0 | 0 | 0
DemandResponse | 0 | 0 | 0 | 0 | 0 | 0
IGCC-CCS | 0 | 0 | 0 | 0 | 0 | 0
WT_off | 0.02 | 0 | 0 | 0.01 | 0.01 | 0.01
PseudoUnit | 0 | 0 | 0 | 0 | 0 | 0
FixedInterchange | 0 | 0 | 0 | 0 | 0 | 0
New Build Capacity by Reporting Type: MAPP_CA
ReportingType | 2015 | 2020 | 2025 | 2030 | 2035 | 2040
BM | 0 | 0 | 0 | 0 | 0 | 0
CC | 0.05 | 0.02 | 0.02 | 0.01 | 0 | 0
CSP | 0 | 0 | 0 | 0 | 0 | 0
CT | 0.04 | 0 | 0 | 0 | 0 | 0
Coal | 0 | 0 | 0 | 0 | 0 | 0
Geo | 0 | 0 | 0 | 0 | 0 | 0
H | 0 | 695 | 1495 | 2459.97 | 0.04 | 0
LFG | 0 | 0 | 0 | 0 | 0 | 0
Nuc | 0 | 0 | 0 | 0 | 0 | 0
PS | 0 | 0 | 0 | 0 | 0 | 0
PV | 0 | 0 | 0 | 0 | 0 | 0
PeakG | 0 | 0 | 0 | 0 | 0 | 0
PeakO | 0 | 0 | 0 | 0 | 0 | 0
ST | 0 | 0 | 0 | 0 | 0 | 0
STOG | 0 | 0 | 0 | 0 | 0 | 0
STWD | 0 | 0 | 0 | 0 | 0 | 0
WT | 302.4 | 0 | 0 | 0 | 0 | 0
IGCC | 0 | 0 | 0 | 0 | 0 | 0
DemandResponse | 0 | 0 | 0 | 0 | 0 | 0
IGCC-CCS | 0 | 0 | 0 | 0 | 0 | 0
WT_off | 0 | 0 | 0 | 0 | 0 | 0
PseudoUnit | 0 | 0 | 0 | 0 | 0 | 0
FixedInterchange | 0 | 0 | 0 | 0 | 0 | 0
New Build Capacity by Reporting Type: AZ_NM_SNV_Coal
ReportingType | 2015 | 2020 | 2025 | 2030 | 2035 | 2040
BM | 0 | 0 | 0 | 0 | 0 | 0
CC | 0 | 0 | 0 | 0 | 0 | 0
CSP | 0 | 0 | 0 | 0 | 0 | 0
CT | 0 | 0 | 0 | 0 | 0 | 0
Coal | 0.01 | 0.01 | 0 | 0 | 0 | 0
Geo | 0 | 0 | 0 | 0 | 0 | 0
H | 0 | 0 | 0 | 0 | 0 | 0
LFG | 0 | 0 | 0 | 0 | 0 | 0
Nuc | 0 | 0 | 0 | 0 | 0 | 0
PS | 0 | 0 | 0 | 0 | 0 | 0
PV | 0 | 0 | 0 | 0 | 0 | 0
PeakG | 0 | 0 | 0 | 0 | 0 | 0
PeakO | 0 | 0 | 0 | 0 | 0 | 0
ST | 0 | 0 | 0 | 0 | 0 | 0
STOG | 0 | 0 | 0 | 0 | 0 | 0
STWD | 0 | 0 | 0 | 0 | 0 | 0
WT | 0 | 0 | 0 | 0 | 0 | 0
IGCC | 0 | 0.01 | 0 | 0 | 0 | 0
DemandResponse | 0 | 0 | 0 | 0 | 0 | 0
IGCC-CCS | 0 | 0.01 | 0.01 | 0 | 0.01 | 0
WT_off | 0 | 0 | 0 | 0 | 0 | 0
PseudoUnit | 0 | 0 | 0 | 0 | 0 | 0
FixedInterchange | 0 | 0 | 0 | 0 | 0 | 0
New Build Capacity by Reporting Type: AZ_NM_SNV_Gas
ReportingType | 2015 | 2020 | 2025 | 2030 | 2035 | 2040
BM | 0 | 0 | 0 | 0 | 0 | 0
CC | 668 | 1544.18 | 0.16 | 0.05 | 0 | 0
CSP | 0 | 0 | 0 | 0 | 0 | 0
CT | 736 | 0 | 0 | 0 | 0 | 0
Coal | 0 | 0 | 0 | 0 | 0 | 0
Geo | 0 | 0 | 0 | 0 | 0 | 0
H | 0 | 0 | 0 | 0 | 0 | 0
LFG | 0 | 0 | 0 | 0 | 0 | 0
Nuc | 0 | 0 | 0 | 0 | 0 | 0
PS | 0 | 0 | 0 | 0 | 0 | 0
PV | 0 | 0 | 0 | 0 | 0 | 0
PeakG | 0 | 0 | 0 | 0 | 0 | 0
PeakO | 0 | 0 | 0 | 0 | 0 | 0
ST | 0 | 0 | 0 | 0 | 0 | 0
STOG | 0 | 0 | 0 | 0 | 0 | 0
STWD | 0 | 0 | 0 | 0 | 0 | 0
WT | 0 | 0 | 0 | 0 | 0 | 0
IGCC | 0 | 0 | 0 | 0 | 0 | 0
DemandResponse | 0 | 0 | 0 | 0 | 0 | 0
IGCC-CCS | 0 | 0 | 0 | 0 | 0 | 0
WT_off | 0 | 0 | 0 | 0 | 0 | 0
PseudoUnit | 0 | 0 | 0 | 0 | 0 | 0
FixedInterchange | 0 | 0 | 0 | 0 | 0 | 0
New Build Capacity by Reporting Type: AZ_NM_SNV_NucRenew
ReportingType | 2015 | 2020 | 2025 | 2030 | 2035 | 2040
BM | 0 | 0 | 0 | 0.01 | 0.11 | 0.6
CC | 0 | 0 | 0 | 0 | 0 | 0
CSP | 0 | 0 | 0 | 0 | 0 | 0
CT | 0 | 0 | 0 | 0 | 0 | 0
Coal | 0 | 0 | 0 | 0 | 0 | 0
Geo | 0.02 | 0.45 | 1449.53 | 0 | 0 | 0
H | 0 | 0 | 0 | 0 | 0 | 0
LFG | 0.04 | 0.1 | 60.52 | 0 | 0 | 0
Nuc | 0 | 0 | 0.09 | 4326.7 | 6284.75 | 477.85
PS | 0 | 0 | 0 | 0 | 0 | 0
PV | 95.71 | 0 | 0.01 | 0.01 | 0.01 | 0
PeakG | 0 | 0 | 0 | 0 | 0 | 0
PeakO | 0 | 0 | 0 | 0 | 0 | 0
ST | 280 | 445.55 | 227.92 | 111.74 | 522.7 | 0
STOG | 0 | 0 | 0 | 0 | 0 | 0
STWD | 0 | 0 | 0 | 0 | 0 | 0
WT | 65.17 | 11788.71 | 26.66 | 0.02 | 0 | 0
IGCC | 0 | 0 | 0 | 0 | 0 | 0
DemandResponse | 0 | 0 | 0 | 0 | 0 | 0
IGCC-CCS | 0 | 0 | 0 | 0 | 0 | 0
WT_off | 0 | 0 | 0 | 0 | 0 | 0
PseudoUnit | 0 | 0 | 0 | 0 | 0 | 0
FixedInterchange | 0 | 0 | 0 | 0 | 0 | 0
New Build Capacity by Reporting Type: ERCOT
ReportingType | 2015 | 2020 | 2025 | 2030 | 2035 | 2040
BM | 145 | 0 | 0 | 0 | 3919.78 | 0.18
CC | 16034.32 | 0.64 | 0.12 | 0.08 | 0 | 0
CSP | 0 | 0 | 0 | 0 | 0 | 0
CT | 250 | 0 | 0 | 0 | 0 | 0
Coal | 2020 | 0 | 0 | 0 | 0 | 0
Geo | 0 | 0 | 0 | 0 | 0 | 0
H | 0 | 0.01 | 0.01 | 0.01 | 0.04 | 0.06
LFG | 0.01 | 0 | 353.97 | 0.02 | 0 | 0
Nuc | 0 | 0.01 | 0.01 | 2995.49 | 7699.07 | 4286.09
PS | 0 | 0 | 0 | 0 | 0 | 0
PV | 14 | 0 | 0 | 0 | 0 | 0
PeakG | 0 | 0 | 0 | 0 | 0 | 0
PeakO | 0 | 0 | 0 | 0 | 0 | 0
ST | 0 | 0 | 0 | 0 | 0 | 0
STOG | 0 | 0 | 0 | 0 | 0 | 0
STWD | 0 | 0 | 0 | 0 | 0 | 0
WT | 350.12 | 0.04 | 19453.05 | 0 | 1.11 | 406.78
IGCC | 0 | 0 | 0 | 0 | 0 | 0
DemandResponse | 0 | 0 | 0 | 0 | 0 | 0
IGCC-CCS | 0 | 0 | 0 | 0 | 0.01 | 0
WT_off | 0 | 0 | 0 | 0 | 0 | 0
PseudoUnit | 0 | 0 | 0 | 0 | 0 | 0
FixedInterchange | 0 | 0 | 0 | 0 | 0 | 0
New Build Capacity by Reporting Type: NP15
ReportingType | 2015 | 2020 | 2025 | 2030 | 2035 | 2040
BM | 0 | 0 | 0 | 0 | 0.09 | 0.11
CC | 2020.22 | 611.58 | 0.14 | 0.05 | 0 | 0
CSP | 0 | 0 | 0 | 0 | 0 | 0
CT | 212.6 | 0 | 0 | 0 | 0 | 0
Coal | 0 | 0 | 0 | 0 | 0 | 0
Geo | 0.01 | 599.9 | 0.09 | 0 | 0 | 0
H | 0 | 0 | 0 | 0 | 0 | 0
LFG | 0.01 | 377.8 | 187.18 | 0 | 0 | 0
Nuc | 0 | 0 | 0.09 | 5255.46 | 1440.43 | 1327.12
PS | 0 | 0 | 0 | 0 | 0 | 0
PV | 6.5 | 0 | 0 | 0 | 0 | 0
PeakG | 0 | 0 | 0 | 0 | 0 | 0
PeakO | 0 | 0 | 0 | 0 | 0 | 0
ST | 29 | 0 | 0 | 0 | 0 | 0.06
STOG | 0 | 0 | 0 | 0 | 0 | 0
STWD | 0 | 0 | 0 | 0 | 0 | 0
WT | 101.21 | 3298.81 | 0.03 | 1.36 | 8421.13 | 719.69
IGCC | 0 | 0 | 0 | 0 | 0 | 0
DemandResponse | 0 | 0 | 0 | 0 | 0 | 0
IGCC-CCS | 0 | 0 | 0.01 | 0 | 0.01 | 0
WT_off | 0.01 | 0 | 0.01 | 0.01 | 0.01 | 0.01
PseudoUnit | 0 | 0 | 0 | 0 | 0 | 0
FixedInterchange | 0 | 0 | 0 | 0 | 0 | 0
New Build Capacity by Reporting Type: NWPP_Coal
ReportingType | 2015 | 2020 | 2025 | 2030 | 2035 | 2040
BM | 0 | 0 | 0 | 0 | 0 | 0
CC | 0 | 0 | 0 | 0 | 0 | 0
CSP | 0 | 0 | 0 | 0 | 0 | 0
CT | 0 | 0 | 0 | 0 | 0 | 0
Coal | 0 | 0 | 0 | 0 | 0 | 0
Geo | 0 | 0 | 0 | 0 | 0 | 0
H | 0 | 0 | 0 | 0 | 0 | 0
LFG | 0 | 0 | 0 | 0 | 0 | 0
Nuc | 0 | 0 | 0 | 0 | 0 | 0
PS | 0 | 0 | 0 | 0 | 0 | 0
PV | 0 | 0 | 0 | 0 | 0 | 0
PeakG | 0 | 0 | 0 | 0 | 0 | 0
PeakO | 0 | 0 | 0 | 0 | 0 | 0
ST | 0 | 0 | 0 | 0 | 0 | 0
STOG | 0 | 0 | 0 | 0 | 0 | 0
STWD | 0 | 0 | 0 | 0 | 0 | 0
WT | 0 | 0 | 0 | 0 | 0 | 0
IGCC | 0 | 0 | 0 | 0 | 0 | 0
DemandResponse | 0 | 0 | 0 | 0 | 0 | 0
IGCC-CCS | 0 | 0 | 0 | 0 | 0 | 0
WT_off | 0 | 0 | 0 | 0 | 0 | 0
PseudoUnit | 0 | 0 | 0 | 0 | 0 | 0
FixedInterchange | 0 | 0 | 0 | 0 | 0 | 0
New Build Capacity by Reporting Type: NWPP_Gas
ReportingType | 2015 | 2020 | 2025 | 2030 | 2035 | 2040
BM | 0 | 0 | 0 | 0 | 0 | 0
CC | 300 | 2225.97 | 0.15 | 0.05 | 0 | 0
CSP | 0 | 0 | 0 | 0 | 0 | 0
CT | 150 | 0 | 0 | 0 | 0 | 0
Coal | 0.01 | 0 | 0 | 0 | 0 | 0
Geo | 0 | 0 | 0 | 0 | 0 | 0
H | 0 | 0 | 0 | 0 | 0 | 0
LFG | 0 | 0 | 0 | 0 | 0 | 0
Nuc | 0 | 0 | 0 | 0 | 0 | 0
PS | 0 | 0 | 0 | 0 | 0 | 0
PV | 0 | 0 | 0 | 0 | 0 | 0
PeakG | 0 | 0 | 0 | 0 | 0 | 0
PeakO | 0 | 0 | 0 | 0 | 0 | 0
ST | 0 | 0 | 0 | 0 | 0 | 0
STOG | 0 | 0 | 0 | 0 | 0 | 0
STWD | 0 | 0 | 0 | 0 | 0 | 0
WT | 0 | 0 | 0 | 0 | 0 | 0
IGCC | 0 | 0 | 0 | 0 | 0 | 0
DemandResponse | 0 | 0 | 0 | 0 | 0 | 0
IGCC-CCS | 0 | 0 | 0.01 | 0 | 0.01 | 0
WT_off | 0 | 0 | 0 | 0 | 0 | 0
PseudoUnit | 0 | 0 | 0 | 0 | 0 | 0
FixedInterchange | 0 | 0 | 0 | 0 | 0 | 0
New Build Capacity by Reporting Type: NWPP_NucRenew
ReportingType | 2015 | 2020 | 2025 | 2030 | 2035 | 2040
BM | 32.55 | 0 | 0 | 0 | 0.07 | 275.95
CC | 0 | 0 | 0 | 0 | 0 | 0
CSP | 0 | 0 | 0 | 0 | 0 | 0
CT | 0 | 0 | 0 | 0 | 0 | 0
Coal | 0 | 0 | 0 | 0 | 0 | 0
Geo | 86.02 | 0.04 | 433.95 | 0 | 0 | 0
H | 0 | 0.01 | 0.02 | 0.05 | 334.93 | 0
LFG | 25.51 | 0.03 | 244.46 | 0 | 0 | 0
Nuc | 0 | 0 | 0.12 | 1.46 | 3313.29 | 1439.9
PS | 0 | 0 | 0 | 0 | 0 | 0
PV | 0.02 | 0.01 | 0.01 | 0.01 | 0.01 | 0.05
PeakG | 0 | 0 | 0 | 0 | 0 | 0
PeakO | 0 | 0 | 0 | 0 | 0 | 0
ST | 0 | 0.01 | 0.01 | 0.01 | 0.01 | 0.08
STOG | 0 | 0 | 0 | 0 | 0 | 0
STWD | 0 | 0 | 0 | 0 | 0 | 0
WT | 977.36 | 0.07 | 0.15 | 21339.33 | 0.37 | 2317.02
IGCC | 0 | 0 | 0 | 0 | 0 | 0
DemandResponse | 0 | 0 | 0 | 0 | 0 | 0
IGCC-CCS | 0 | 0 | 0 | 0 | 0 | 0
WT_off | 0.03 | 0.01 | 0.01 | 0.01 | 0.01 | 0.02
PseudoUnit | 0 | 0 | 0 | 0 | 0 | 0
FixedInterchange | 0 | 0 | 0 | 0 | 0 | 0
New Build Capacity by Reporting Type: RMPA
ReportingType | 2015 | 2020 | 2025 | 2030 | 2035 | 2040
BM | 0 | 0.01 | 0 | 0.01 | 888.82 | 344.42
CC | 0.15 | 1288.5 | 0.17 | 0.05 | 0 | 0
CSP | 0 | 0 | 0 | 0 | 0 | 0
CT | 152 | 0 | 0 | 0 | 0 | 0
Coal | 390 | 0 | 0 | 0 | 0 | 0
Geo | 0.03 | 24.54 | 2545.43 | 0 | 0 | 0
H | 0 | 0 | 0 | 0 | 0 | 0
LFG | 1.41 | 0.09 | 28.83 | 0 | 0 | 0
Nuc | 0 | 0 | 4.77 | 1861.34 | 0.06 | 0.02
PS | 0 | 0 | 0 | 0 | 0 | 0
PV | 1.01 | 0.01 | 0 | 0.01 | 0 | 0.02
PeakG | 0 | 0 | 0 | 0 | 0 | 0
PeakO | 0 | 0 | 0 | 0 | 0 | 0
ST | 3 | 367.51 | 0 | 5.39 | 0 | 0.04
STOG | 0 | 0 | 0 | 0 | 0 | 0
STWD | 0 | 0 | 0 | 0 | 0 | 0
WT | 765.44 | 3545.02 | 0.01 | 536.5 | 0 | 135.7
IGCC | 0 | 0 | 0 | 0 | 0 | 0
DemandResponse | 0 | 0 | 0 | 0 | 0 | 0
IGCC-CCS | 0 | 0.01 | 0.01 | 0 | 0.01 | 0
WT_off | 0 | 0 | 0 | 0 | 0 | 0
PseudoUnit | 0 | 0 | 0 | 0 | 0 | 0
FixedInterchange | 0 | 0 | 0 | 0 | 0 | 0
New Build Capacity by Reporting Type: SP15
ReportingType | 2015 | 2020 | 2025 | 2030 | 2035 | 2040
BM | 6 | 0 | 0 | 0 | 0.07 | 0.03
CC | 2278.94 | 1.06 | 0.18 | 0.05 | 0 | 0
CSP | 0 | 0 | 0 | 0 | 0 | 0
CT | 0.02 | 0.02 | 0.02 | 0 | 0 | 0
Coal | 0 | 0 | 0 | 0 | 0 | 0
Geo | 49.9 | 1450.1 | 0 | 0 | 0 | 0
H | 0 | 0 | 0 | 0 | 0 | 0
LFG | 9.2 | 555.79 | 0.01 | 0 | 0 | 0
Nuc | 0 | 0 | 0.04 | 919.96 | 505.34 | 3495.35
PS | 0 | 0 | 0 | 0 | 0 | 0
PV | 3.8 | 0 | 0 | 0 | 0 | 0
PeakG | 0 | 0 | 0 | 0 | 0 | 0
PeakO | 0 | 0 | 0 | 0 | 0 | 0
ST | 448 | 0 | 0 | 0.01 | 2409.63 | 835.73
STOG | 0 | 0 | 0 | 0 | 0 | 0
STWD | 0 | 0 | 0 | 0 | 0 | 0
WT | 735.01 | 882.01 | 13282.74 | 0.39 | 0.01 | 0
IGCC | 0 | 0 | 0 | 0 | 0 | 0
DemandResponse | 0 | 0 | 0 | 0 | 0 | 0
IGCC-CCS | 0 | 0.01 | 0.01 | 0 | 0.01 | 0
WT_off | 0 | 0 | 0 | 0 | 0 | 0
PseudoUnit | 0 | 0 | 0 | 0 | 0 | 0
FixedInterchange | 0 | 0 | 0 | 0 | 0 | 0
New Build Capacity by Reporting Type: ALB
ReportingType | 2015 | 2020 | 2025 | 2030 | 2035 | 2040
BM | 0 | 0 | 0 | 0 | 0 | 0
CC | 832.31 | 0.06 | 0.02 | 0.01 | 0 | 0.01
CSP | 0 | 0 | 0 | 0 | 0 | 0
CT | 201.5 | 0 | 0 | 0 | 0 | 0
Coal | 495 | 0 | 0 | 0 | 0 | 0
Geo | 0 | 0 | 0 | 0 | 0 | 0
H | 0 | 0 | 0 | 0 | 0 | 0
LFG | 0 | 0 | 0 | 0 | 0 | 0
Nuc | 0 | 0 | 7288.15 | 1409.57 | 120.43 | 164.91
PS | 0 | 0 | 0 | 0 | 0 | 0
PV | 0 | 0 | 0 | 0 | 0 | 0
PeakG | 0 | 0 | 0 | 0 | 0 | 0
PeakO | 0 | 0 | 0 | 0 | 0 | 0
ST | 0 | 0 | 0 | 0 | 0 | 0
STOG | 0 | 0 | 0 | 0 | 0 | 0
STWD | 0 | 0 | 0 | 0 | 0 | 0
WT | 9 | 0 | 0 | 0.02 | 90.96 | 0
IGCC | 0 | 0 | 0 | 0 | 0 | 0
DemandResponse | 0 | 0 | 0 | 0 | 0 | 0
IGCC-CCS | 0 | 0 | 0 | 0 | 0 | 0
WT_off | 0 | 0 | 0 | 0 | 0 | 0
PseudoUnit | 0 | 0 | 0 | 0 | 0 | 0
FixedInterchange | 0 | 0 | 0 | 0 | 0 | 0
New Build Capacity by Reporting Type: BC
ReportingType | 2015 | 2020 | 2025 | 2030 | 2035 | 2040
BM | 0 | 0 | 0 | 0 | 0 | 0
CC | 0.11 | 0.03 | 0.02 | 0.01 | 0 | 0
CSP | 0 | 0 | 0 | 0 | 0 | 0
CT | 0.02 | 0 | 0 | 0 | 0 | 0.01
Coal | 0 | 0 | 0 | 0 | 0 | 0
Geo | 0 | 0 | 0 | 0 | 0 | 0
H | 0 | 0 | 0 | 0 | 0 | 0
LFG | 0 | 0 | 0 | 0 | 0 | 0
Nuc | 0 | 0 | 597.91 | 521.66 | 0.02 | 245.44
PS | 0 | 0 | 0 | 0 | 0 | 0
PV | 0 | 0 | 0 | 0 | 0 | 0
PeakG | 0 | 0 | 0 | 0 | 0 | 0
PeakO | 0 | 0 | 0 | 0 | 0 | 0
ST | 0 | 0 | 0 | 0 | 0 | 0
STOG | 0 | 0 | 0 | 0 | 0 | 0
STWD | 0 | 0 | 0 | 0 | 0 | 0
WT | 144 | 0 | 0 | 0.01 | 155.98 | 0
IGCC | 0 | 0 | 0 | 0 | 0 | 0
DemandResponse | 0 | 0 | 0 | 0 | 0 | 0
IGCC-CCS | 0 | 0 | 0 | 0 | 0 | 0
WT_off | 0 | 0 | 0 | 0 | 0 | 0
PseudoUnit | 0 | 0 | 0 | 0 | 0 | 0
FixedInterchange | 0 | 0 | 0 | 0 | 0 | 0
New Build Capacity by Reporting Type: HQ_IESO
ReportingType | 2015 | 2020 | 2025 | 2030 | 2035 | 2040
BM | 0 | 0 | 0 | 0 | 0 | 0
CC | 0 | 0 | 0 | 0 | 0 | 0
CSP | 0 | 0 | 0 | 0 | 0 | 0
CT | 0 | 0 | 0 | 0 | 0 | 0
Coal | 0 | 0 | 0 | 0 | 0 | 0
Geo | 0 | 0 | 0 | 0 | 0 | 0
H | 0 | 0 | 0 | 0 | 0 | 0
LFG | 0 | 0 | 0 | 0 | 0 | 0
Nuc | 0 | 0 | 0 | 0 | 0 | 0
PS | 0 | 0 | 0 | 0 | 0 | 0
PV | 0 | 0 | 0 | 0 | 0 | 0
PeakG | 0 | 0 | 0 | 0 | 0 | 0
PeakO | 0 | 0 | 0 | 0 | 0 | 0
ST | 0 | 0 | 0 | 0 | 0 | 0
STOG | 0 | 0 | 0 | 0 | 0 | 0
STWD | 0 | 0 | 0 | 0 | 0 | 0
WT | 0 | 0 | 0 | 0 | 0 | 0
IGCC | 0 | 0 | 0 | 0 | 0 | 0
DemandResponse | 0 | 0 | 0 | 0 | 0 | 0
IGCC-CCS | 0 | 0 | 0 | 0 | 0 | 0
WT_off | 0 | 0 | 0 | 0 | 0 | 0
PseudoUnit | 0 | 0 | 0 | 0.01 | 0.04 | 0.15
FixedInterchange | 0 | 0 | 0 | 0 | 0 | 0
New Build Capacity by Reporting Type: HQ_NEISO
ReportingType | 2015 | 2020 | 2025 | 2030 | 2035 | 2040
BM | 0 | 0 | 0 | 0 | 0 | 0
CC | 0 | 0 | 0 | 0 | 0 | 0
CSP | 0 | 0 | 0 | 0 | 0 | 0
CT | 0 | 0 | 0 | 0 | 0 | 0
Coal | 0 | 0 | 0 | 0 | 0 | 0
Geo | 0 | 0 | 0 | 0 | 0 | 0
H | 0 | 0 | 0 | 0 | 0 | 0
LFG | 0 | 0 | 0 | 0 | 0 | 0
Nuc | 0 | 0 | 0 | 0 | 0 | 0
PS | 0 | 0 | 0 | 0 | 0 | 0
PV | 0 | 0 | 0 | 0 | 0 | 0
PeakG | 0 | 0 | 0 | 0 | 0 | 0
PeakO | 0 | 0 | 0 | 0 | 0 | 0
ST | 0 | 0 | 0 | 0 | 0 | 0
STOG | 0 | 0 | 0 | 0 | 0 | 0
STWD | 0 | 0 | 0 | 0 | 0 | 0
WT | 0 | 0 | 0 | 0 | 0 | 0
IGCC | 0 | 0 | 0 | 0 | 0 | 0
DemandResponse | 0 | 0 | 0 | 0 | 0 | 0
IGCC-CCS | 0 | 0 | 0 | 0 | 0 | 0
WT_off | 0 | 0 | 0 | 0 | 0 | 0
PseudoUnit | 0 | 0.01 | 0 | 0.01 | 0.11 | 299.87
FixedInterchange | 0 | 0 | 0 | 0 | 0 | 0
New Build Capacity by Reporting Type: HQ_NY
ReportingType | 2015 | 2020 | 2025 | 2030 | 2035 | 2040
BM | 0 | 0 | 0 | 0 | 0 | 0
CC | 0 | 0 | 0 | 0 | 0 | 0
CSP | 0 | 0 | 0 | 0 | 0 | 0
CT | 0 | 0 | 0 | 0 | 0 | 0
Coal | 0 | 0 | 0 | 0 | 0 | 0
Geo | 0 | 0 | 0 | 0 | 0 | 0
H | 0 | 0 | 0 | 0 | 0 | 0
LFG | 0 | 0 | 0 | 0 | 0 | 0
Nuc | 0 | 0 | 0 | 0 | 0 | 0
PS | 0 | 0 | 0 | 0 | 0 | 0
PV | 0 | 0 | 0 | 0 | 0 | 0
PeakG | 0 | 0 | 0 | 0 | 0 | 0
PeakO | 0 | 0 | 0 | 0 | 0 | 0
ST | 0 | 0 | 0 | 0 | 0 | 0
STOG | 0 | 0 | 0 | 0 | 0 | 0
STWD | 0 | 0 | 0 | 0 | 0 | 0
WT | 0 | 0 | 0 | 0 | 0 | 0
IGCC | 0 | 0 | 0 | 0 | 0 | 0
DemandResponse | 0 | 0 | 0 | 0 | 0 | 0
IGCC-CCS | 0 | 0 | 0 | 0 | 0 | 0
WT_off | 0 | 0 | 0 | 0 | 0 | 0
PseudoUnit | 0 | 0.01 | 0.01 | 0.03 | 2499.94 | 0.02
FixedInterchange | 0 | 0 | 0 | 0 | 0 | 0
New Build Capacity by Reporting Type: MARITIMES
ReportingType | 2015 | 2020 | 2025 | 2030 | 2035 | 2040
BM | 0 | 0 | 0 | 0 | 0 | 0
CC | 0 | 0 | 0 | 0 | 0 | 0
CSP | 0 | 0 | 0 | 0 | 0 | 0
CT | 0 | 0 | 0 | 0 | 0 | 0
Coal | 0 | 0 | 0 | 0 | 0 | 0
Geo | 0 | 0 | 0 | 0 | 0 | 0
H | 0 | 0 | 0 | 0 | 0 | 0
LFG | 0 | 0 | 0 | 0 | 0 | 0
Nuc | 0 | 0 | 0 | 0 | 0 | 0
PS | 0 | 0 | 0 | 0 | 0 | 0
PV | 0 | 0 | 0 | 0 | 0 | 0
PeakG | 0 | 0 | 0 | 0 | 0 | 0
PeakO | 0 | 0 | 0 | 0 | 0 | 0
ST | 0 | 0 | 0 | 0 | 0 | 0
STOG | 0 | 0 | 0 | 0 | 0 | 0
STWD | 0 | 0 | 0 | 0 | 0 | 0
WT | 0 | 0 | 0 | 0 | 0 | 0
IGCC | 0 | 0 | 0 | 0 | 0 | 0
DemandResponse | 0 | 0 | 0 | 0 | 0 | 0
IGCC-CCS | 0 | 0 | 0 | 0 | 0 | 0
WT_off | 0 | 0 | 0 | 0 | 0 | 0
PseudoUnit | 0 | 0.01 | 0 | 0.01 | 0.12 | 499.86
FixedInterchange | 0 | 0 | 0 | 0 | 0 | 0
New Build Capacity by Reporting Type: All
ReportingType | 2015 | 2020 | 2025 | 2030 | 2035 | 2040
BM | 1251.01 | 170.56 | 538.8 | 12.62 | 24661.28 | 30678.4
CC | 103178.6 | 45440.54 | 52.49 | 1.78 | 0.91 | 0.15
CSP | 0 | 0 | 0 | 0 | 0 | 0
CT | 6394.42 | 1541.7 | 0.31 | 307.98 | 132.34 | 33.1
Coal | 10763.78 | 0.1 | 0.02 | 0.01 | 0.01 | 0.01
Geo | 135.98 | 2075.02 | 4429 | 0 | 0 | 0
H | 0 | 1478.16 | 2268.17 | 3140.98 | 1694.04 | 0.17
LFG | 192.01 | 1953 | 2210 | 724.05 | 0.01 | 0
Nuc | 2740.56 | 4530.01 | 13545.86 | 36454.14 | 50000.08 | 49999.99
PS | 0 | 0 | 0 | 0 | 0 | 0
PV | 1246.01 | 2068.99 | 901.69 | 174.61 | 13.13 | 66.06
PeakG | 0 | 0 | 0 | 0 | 0 | 0
PeakO | 0 | 0 | 0 | 0 | 0 | 0
ST | 760 | 813.06 | 227.93 | 117.16 | 2932.34 | 835.91
STOG | 0 | 0 | 0 | 0 | 0 | 0
STWD | 0 | 0 | 0 | 0 | 0 | 0
WT | 25342.03 | 119317.12 | 117094.37 | 109422.93 | 45676.45 | 15547.67
IGCC | 618.1 | 0.16 | 0.02 | 0.01 | 0.02 | 0.01
DemandResponse | 0 | 0 | 0 | 0 | 0 | 0
IGCC-CCS | 0 | 0.19 | 0.16 | 0.1 | 0.36 | 0.07
WT_off | 469.01 | 0.12 | 1100.18 | 0.12 | 0.13 | 0.09
PseudoUnit | 0 | 0.02 | 0.02 | 0.05 | 2500.21 | 799.89
FixedInterchange | 0 | 0 | 0 | 0 | 0 | 0
New Build Capacity by Reporting Type: EI_US
ReportingType | 2015 | 2020 | 2025 | 2030 | 2035 | 2040
BM | 741.12 | 170.54 | 538.79 | 12.6 | 19852.35 | 30057.11
CC | 79781.49 | 39768.48 | 51.49 | 1.39 | 0.88 | 0.13
CSP | 0 | 0 | 0 | 0 | 0 | 0
CT | 4324.23 | 1541.68 | 0.28 | 307.96 | 132.33 | 33.08
Coal | 7858.77 | 0.09 | 0.01 | 0.01 | 0.01 | 0.01
Geo | 0 | 0 | 0 | 0 | 0 | 0
H | 0 | 783.14 | 773.14 | 680.91 | 1109.09 | 0.11
LFG | 141.32 | 1019.19 | 1335.03 | 723.53 | 0 | 0
Nuc | 2740.56 | 4530 | 5654.67 | 19162.48 | 30636.7 | 38563.3
PS | 0 | 0 | 0 | 0 | 0 | 0
PV | 57.72 | 2068.97 | 901.66 | 174.58 | 13.1 | 65.98
PeakG | 0 | 0 | 0 | 0 | 0 | 0
PeakO | 0 | 0 | 0 | 0 | 0 | 0
ST | 0 | 0 | 0 | 0 | 0 | 0
STOG | 0 | 0 | 0 | 0 | 0 | 0
STWD | 0 | 0 | 0 | 0 | 0 | 0
WT | 19786.4 | 99802.47 | 84331.73 | 87545.29 | 37006.88 | 11968.47
IGCC | 618.09 | 0.14 | 0.02 | 0.01 | 0.01 | 0.01
DemandResponse | 0 | 0 | 0 | 0 | 0 | 0
IGCC-CCS | 0 | 0.16 | 0.11 | 0.08 | 0.3 | 0.06
WT_off | 468.95 | 0.1 | 1100.16 | 0.1 | 0.1 | 0.05
PseudoUnit | 0 | 0.02 | 0.02 | 0.05 | 2500.17 | 799.75
FixedInterchange | 0 | 0 | 0 | 0 | 0 | 0
New Build Capacity by Reporting Type: EI_Canada
ReportingType | 2015 | 2020 | 2025 | 2030 | 2035 | 2040
BM | 326.33 | 0 | 0 | 0 | 0 | 0
CC | 1263.06 | 0.03 | 0.04 | 0.03 | 0.01 | 0.01
CSP | 0 | 0 | 0 | 0 | 0 | 0
CT | 368.04 | 0 | 0 | 0 | 0 | 0
Coal | 0 | 0 | 0 | 0 | 0 | 0
Geo | 0 | 0 | 0 | 0 | 0 | 0
H | 0 | 695 | 1495 | 2460.02 | 249.98 | 0
LFG | 14.5 | 0 | 0 | 0.5 | 0 | 0
Nuc | 0 | 0 | 0.01 | 0 | 0 | 0
PS | 0 | 0 | 0 | 0 | 0 | 0
PV | 1067.26 | 0 | 0 | 0 | 0 | 0
PeakG | 0 | 0 | 0 | 0 | 0 | 0
PeakO | 0 | 0 | 0 | 0 | 0 | 0
ST | 0 | 0 | 0 | 0 | 0 | 0
STOG | 0 | 0 | 0 | 0 | 0 | 0
STWD | 0 | 0 | 0 | 0 | 0 | 0
WT | 2408.3 | 0 | 0 | 0 | 0 | 0
IGCC | 0 | 0 | 0 | 0 | 0 | 0
DemandResponse | 0 | 0 | 0 | 0 | 0 | 0
IGCC-CCS | 0 | 0 | 0 | 0 | 0 | 0
WT_off | 0.02 | 0 | 0 | 0.01 | 0.01 | 0.01
PseudoUnit | 0 | 0 | 0 | 0.01 | 0.04 | 0.15
FixedInterchange | 0 | 0 | 0 | 0 | 0 | 0
New Build Capacity by Reporting Type: EI
ReportingType | 2015 | 2020 | 2025 | 2030 | 2035 | 2040
BM | 1067.45 | 170.54 | 538.79 | 12.6 | 19852.35 | 30057.11
CC | 81044.55 | 39768.52 | 51.53 | 1.42 | 0.89 | 0.13
CSP | 0 | 0 | 0 | 0 | 0 | 0
CT | 4692.27 | 1541.68 | 0.28 | 307.97 | 132.33 | 33.09
Coal | 7858.77 | 0.09 | 0.01 | 0.01 | 0.01 | 0.01
Geo | 0 | 0 | 0 | 0 | 0 | 0
H | 0 | 1478.15 | 2268.14 | 3140.93 | 1359.07 | 0.11
LFG | 155.82 | 1019.19 | 1335.03 | 724.03 | 0.01 | 0
Nuc | 2740.56 | 4530 | 5654.68 | 19162.49 | 30636.71 | 38563.3
PS | 0 | 0 | 0 | 0 | 0 | 0
PV | 1124.97 | 2068.97 | 901.66 | 174.58 | 13.1 | 65.98
PeakG | 0 | 0 | 0 | 0 | 0 | 0
PeakO | 0 | 0 | 0 | 0 | 0 | 0
ST | 0 | 0 | 0 | 0 | 0 | 0
STOG | 0 | 0 | 0 | 0 | 0 | 0
STWD | 0 | 0 | 0 | 0 | 0 | 0
WT | 22194.7 | 99802.47 | 84331.73 | 87545.29 | 37006.88 | 11968.48
IGCC | 618.09 | 0.14 | 0.02 | 0.01 | 0.01 | 0.01
DemandResponse | 0 | 0 | 0 | 0 | 0 | 0
IGCC-CCS | 0 | 0.16 | 0.11 | 0.08 | 0.3 | 0.06
WT_off | 468.97 | 0.1 | 1100.16 | 0.1 | 0.11 | 0.07
PseudoUnit | 0 | 0.02 | 0.02 | 0.05 | 2500.21 | 799.89
FixedInterchange | 0 | 0 | 0 | 0 | 0 | 0
New Build Capacity by Reporting Type: Outside_EI
ReportingType | 2015 | 2020 | 2025 | 2030 | 2035 | 2040
BM | 183.55 | 0.02 | 0.01 | 0.02 | 4808.93 | 621.29
CC | 22134.06 | 5672.02 | 0.96 | 0.36 | 0.02 | 0.02
CSP | 0 | 0 | 0 | 0 | 0 | 0
CT | 1702.15 | 0.02 | 0.02 | 0.01 | 0.01 | 0.02
Coal | 2905.01 | 0.01 | 0 | 0 | 0 | 0
Geo | 135.98 | 2075.02 | 4429 | 0 | 0 | 0
H | 0 | 0.01 | 0.03 | 0.06 | 334.97 | 0.06
LFG | 36.19 | 933.81 | 874.98 | 0.02 | 0 | 0
Nuc | 0 | 0.01 | 7891.19 | 17291.66 | 19363.38 | 11436.69
PS | 0 | 0 | 0 | 0 | 0 | 0
PV | 121.04 | 0.02 | 0.02 | 0.03 | 0.03 | 0.08
PeakG | 0 | 0 | 0 | 0 | 0 | 0
PeakO | 0 | 0 | 0 | 0 | 0 | 0
ST | 760 | 813.06 | 227.93 | 117.16 | 2932.34 | 835.91
STOG | 0 | 0 | 0 | 0 | 0 | 0
STWD | 0 | 0 | 0 | 0 | 0 | 0
WT | 3147.32 | 19514.66 | 32762.64 | 21877.64 | 8669.57 | 3579.2
IGCC | 0.01 | 0.01 | 0 | 0 | 0 | 0
DemandResponse | 0 | 0 | 0 | 0 | 0 | 0
IGCC-CCS | 0 | 0.03 | 0.04 | 0.02 | 0.06 | 0.01
WT_off | 0.04 | 0.01 | 0.02 | 0.02 | 0.02 | 0.03
PseudoUnit | 0 | 0 | 0 | 0 | 0 | 0
FixedInterchange | 0 | 0 | 0 | 0 | 0 | 0
#2 | Cumulative New Build Capacity (MW)
Cumulative New Build Capacity by Reporting Type: Entergy
ReportingType | 2015 | 2020 | 2025 | 2030 | 2035 | 2040
BM | 0 | 0 | 0.01 | 0.01 | 0.05 | 7354.47
CC | 2560.18 | 5786.76 | 5786.89 | 5786.98 | 5786.99 | 5786.99
CSP | 0 | 0 | 0 | 0 | 0 | 0
CT | 0.04 | 0.13 | 0.13 | 0.13 | 0.14 | 0.14
Coal | 720.01 | 720.01 | 720.01 | 720.01 | 720.01 | 720.01
Geo | 0 | 0 | 0 | 0 | 0 | 0
H | 0 | 0.01 | 0.03 | 0.04 | 1109 | 1109
LFG | 0.01 | 0.02 | 107.13 | 107.4 | 107.4 | 107.4
Nuc | 170 | 170 | 170.01 | 170.02 | 170.05 | 170.13
PS | 0 | 0 | 0 | 0 | 0 | 0
PV | 0.06 | 61.84 | 91.18 | 91.18 | 91.19 | 92.61
PeakG | 0 | 0 | 0 | 0 | 0 | 0
PeakO | 0 | 0 | 0 | 0 | 0 | 0
ST | 0 | 0 | 0 | 0 | 0 | 0
STOG | 0 | 0 | 0 | 0 | 0 | 0
STWD | 0 | 0 | 0 | 0 | 0 | 0
WT | 0.03 | 0.05 | 0.1 | 100.09 | 2399.99 | 2400
IGCC | 0.01 | 0.01 | 0.01 | 0.02 | 0.02 | 0.02
DemandResponse | 0 | 0 | 0 | 0 | 0 | 0
IGCC-CCS | 0 | 0.01 | 0.01 | 0.02 | 0.03 | 0.03
WT_off | 0 | 0 | 0 | 0 | 0 | 0
PseudoUnit | 0 | 0 | 0 | 0 | 0 | 0
FixedInterchange | 0 | 0 | 0 | 0 | 0 | 0
Cumulative New Build Capacity by Reporting Type: FRCC
ReportingType | 2015 | 2020 | 2025 | 2030 | 2035 | 2040
BM | 0 | 0 | 0.01 | 0.01 | 0.19 | 2001.65
CC | 12706.45 | 12720.19 | 12720.27 | 12720.31 | 12720.32 | 12720.32
CSP | 0 | 0 | 0 | 0 | 0 | 0
CT | 2480 | 2480 | 2480 | 2480 | 2480 | 2480
Coal | 0.01 | 0.02 | 0.02 | 0.02 | 0.02 | 0.02
Geo | 0 | 0 | 0 | 0 | 0 | 0
H | 0 | 0.01 | 0.01 | 0.02 | 0.05 | 0.12
LFG | 0.01 | 0.01 | 198 | 198 | 198 | 198
Nuc | 229.33 | 229.34 | 2764.33 | 16698.61 | 22997.47 | 26607.59
PS | 0 | 0 | 0 | 0 | 0 | 0
PV | 0.01 | 0.01 | 0.02 | 0.02 | 0.04 | 0.13
PeakG | 0 | 0 | 0 | 0 | 0 | 0
PeakO | 0 | 0 | 0 | 0 | 0 | 0
ST | 0 | 0 | 0 | 0 | 0 | 0
STOG | 0 | 0 | 0 | 0 | 0 | 0
STWD | 0 | 0 | 0 | 0 | 0 | 0
WT | 0 | 0 | 0 | 0 | 0 | 0
IGCC | 0.01 | 0.02 | 0.02 | 0.02 | 0.02 | 0.02
DemandResponse | 0 | 0 | 0 | 0 | 0 | 0
IGCC-CCS | 0 | 0.01 | 0.02 | 0.02 | 0.04 | 0.05
WT_off | 0 | 0 | 0 | 0 | 0 | 0
PseudoUnit | 0 | 0 | 0 | 0 | 0 | 0
FixedInterchange | 0 | 0 | 0 | 0 | 0 | 0
Cumulative New Build Capacity by Reporting Type: MAPP_US
ReportingType | 2015 | 2020 | 2025 | 2030 | 2035 | 2040
BM | 0 | 0 | 0 | 0.01 | 0.01 | 0.03
CC | 0.27 | 0.57 | 0.88 | 1.02 | 1.22 | 1.28
CSP | 0 | 0 | 0 | 0 | 0 | 0
CT | 308.33 | 434.37 | 434.42 | 742.34 | 773.8 | 806.83
Coal | 0.02 | 0.03 | 0.04 | 0.04 | 0.04 | 0.04
Geo | 0 | 0 | 0 | 0 | 0 | 0
H | 0 | 0 | 0 | 0 | 0 | 0
LFG | 0.01 | 0.01 | 0.02 | 71.67 | 71.67 | 71.67
Nuc | 0 | 0 | 0.01 | 0.01 | 0.01 | 0.01
PS | 0 | 0 | 0 | 0 | 0 | 0
PV | 0.01 | 0.01 | 0.02 | 0.02 | 0.02 | 0.03
PeakG | 0 | 0 | 0 | 0 | 0 | 0
PeakO | 0 | 0 | 0 | 0 | 0 | 0
ST | 0 | 0 | 0 | 0 | 0 | 0
STOG | 0 | 0 | 0 | 0 | 0 | 0
STWD | 0 | 0 | 0 | 0 | 0 | 0
WT | 421.33 | 4485.4 | 5740.65 | 5740.68 | 5740.69 | 5740.7
IGCC | 0.01 | 0.02 | 0.03 | 0.03 | 0.03 | 0.03
DemandResponse | 0 | 0 | 0 | 0 | 0 | 0
IGCC-CCS | 0 | 0.01 | 0.02 | 0.03 | 0.05 | 0.06
WT_off | 0 | 0 | 0 | 0 | 0 | 0
PseudoUnit | 0 | 0 | 0 | 0 | 0 | 0
FixedInterchange | 0 | 0 | 0 | 0 | 0 | 0
Cumulative New Build Capacity by Reporting Type: MISO_IN
ReportingType | 2015 | 2020 | 2025 | 2030 | 2035 | 2040
BM | 0 | 0 | 0 | 0.01 | 0.05 | 0.22
CC | 164.07 | 16329.01 | 16329.1 | 16329.14 | 16329.15 | 16329.15
CSP | 0 | 0 | 0 | 0 | 0 | 0
CT | 0.03 | 0.1 | 0.1 | 0.1 | 0.11 | 0.11
Coal | 0.01 | 0.02 | 0.02 | 0.02 | 0.02 | 0.02
Geo | 0 | 0 | 0 | 0 | 0 | 0
H | 0 | 0 | 0 | 0 | 0 | 0
LFG | 0.01 | 0.02 | 80.13 | 80.13 | 80.13 | 80.13
Nuc | 0 | 0 | 0.01 | 0.01 | 0.05 | 0.06
PS | 0 | 0 | 0 | 0 | 0 | 0
PV | 0.01 | 225.83 | 336.88 | 340.92 | 340.92 | 340.92
PeakG | 0 | 0 | 0 | 0 | 0 | 0
PeakO | 0 | 0 | 0 | 0 | 0 | 0
ST | 0 | 0 | 0 | 0 | 0 | 0
STOG | 0 | 0 | 0 | 0 | 0 | 0
STWD | 0 | 0 | 0 | 0 | 0 | 0
WT | 0.02 | 0.04 | 0.16 | 42179.1 | 42179.11 | 42179.13
IGCC | 618 | 618 | 618 | 618 | 618 | 618
DemandResponse | 0 | 0 | 0 | 0 | 0 | 0
IGCC-CCS | 0 | 0.01 | 0.02 | 0.02 | 0.05 | 0.05
WT_off | 0.01 | 0.01 | 0.01 | 0.02 | 0.02 | 0.02
PseudoUnit | 0 | 0 | 0 | 0 | 0 | 0
FixedInterchange | 0 | 0 | 0 | 0 | 0 | 0
Cumulative New Build Capacity by Reporting Type: MISO_MI
ReportingType | 2015 | 2020 | 2025 | 2030 | 2035 | 2040
BM | 0 | 0 | 0 | 0.01 | 0.09 | 1843.62
CC | 1538.31 | 1542.3 | 1542.39 | 1542.43 | 1542.44 | 1542.44
CSP | 0 | 0 | 0 | 0 | 0 | 0
CT | 0.03 | 0.13 | 0.14 | 0.14 | 0.14 | 0.14
Coal | 0.01 | 0.02 | 0.02 | 0.02 | 0.02 | 0.02
Geo | 0 | 0 | 0 | 0 | 0 | 0
H | 0 | 0 | 0 | 0 | 0 | 0
LFG | 0.01 | 0.03 | 160.25 | 160.26 | 160.26 | 160.26
Nuc | 0 | 0 | 0.01 | 0.02 | 225.08 | 1099.2
PS | 0 | 0 | 0 | 0 | 0 | 0
PV | 0.01 | 0.01 | 0.01 | 0.02 | 0.02 | 0.02
PeakG | 0 | 0 | 0 | 0 | 0 | 0
PeakO | 0 | 0 | 0 | 0 | 0 | 0
ST | 0 | 0 | 0 | 0 | 0 | 0
STOG | 0 | 0 | 0 | 0 | 0 | 0
STWD | 0 | 0 | 0 | 0 | 0 | 0
WT | 2000.02 | 2416.61 | 2416.63 | 2600 | 2600 | 2600.01
IGCC | 0.01 | 0.02 | 0.02 | 0.02 | 0.02 | 0.02
DemandResponse | 0 | 0 | 0 | 0 | 0 | 0
IGCC-CCS | 0 | 0.01 | 0.02 | 0.02 | 0.05 | 0.05
WT_off | 0.06 | 0.06 | 0.06 | 0.07 | 0.07 | 0.07
PseudoUnit | 0 | 0 | 0 | 0 | 0 | 0
FixedInterchange | 0 | 0 | 0 | 0 | 0 | 0
Cumulative New Build Capacity by Reporting Type: MISO_MO-IL
ReportingType | 2015 | 2020 | 2025 | 2030 | 2035 | 2040
BM | 0 | 0 | 0 | 0.01 | 0.03 | 0.05
CC | 0.24 | 0.53 | 0.6 | 0.64 | 0.65 | 0.65
CSP | 0 | 0 | 0 | 0 | 0 | 0
CT | 0.03 | 0.11 | 0.11 | 0.11 | 0.11 | 0.11
Coal | 1790 | 1790 | 1790 | 1790 | 1790 | 1790
Geo | 0 | 0 | 0 | 0 | 0 | 0
H | 0 | 279.94 | 280 | 280 | 280 | 280
LFG | 0.01 | 0.02 | 223.29 | 223.33 | 223.33 | 223.33
Nuc | 0 | 0 | 0.01 | 0.01 | 0.03 | 0.03
PS | 0 | 0 | 0 | 0 | 0 | 0
PV | 0.01 | 0.01 | 0.01 | 0.02 | 0.02 | 0.02
PeakG | 0 | 0 | 0 | 0 | 0 | 0
PeakO | 0 | 0 | 0 | 0 | 0 | 0
ST | 0 | 0 | 0 | 0 | 0 | 0
STOG | 0 | 0 | 0 | 0 | 0 | 0
STWD | 0 | 0 | 0 | 0 | 0 | 0
WT | 300.03 | 300.06 | 5900.25 | 13684.92 | 13684.93 | 13684.94
IGCC | 0 | 0.01 | 0.01 | 0.01 | 0.01 | 0.01
DemandResponse | 0 | 0 | 0 | 0 | 0 | 0
IGCC-CCS | 0 | 0.01 | 0.01 | 0.01 | 0.02 | 0.02
WT_off | 0 | 0 | 0 | 0 | 0 | 0
PseudoUnit | 0 | 0 | 0 | 0 | 0 | 0
FixedInterchange | 0 | 0 | 0 | 0 | 0 | 0
Cumulative New Build Capacity by Reporting Type: MISO_W
ReportingType | 2015 | 2020 | 2025 | 2030 | 2035 | 2040
BM | 0 | 0 | 0 | 0.01 | 0.01 | 0.02
CC | 0.29 | 0.52 | 0.64 | 0.72 | 0.75 | 0.76
CSP | 0 | 0 | 0 | 0 | 0 | 0
CT | 0.09 | 0.33 | 0.34 | 0.34 | 0.35 | 0.35
Coal | 0.02 | 0.03 | 0.03 | 0.03 | 0.03 | 0.04
Geo | 0 | 0 | 0 | 0 | 0 | 0
H | 0 | 0 | 0 | 0 | 0 | 0
LFG | 0.01 | 0.02 | 0.02 | 71.67 | 71.67 | 71.67
Nuc | 94.33 | 94.33 | 94.34 | 94.34 | 94.34 | 94.34
PS | 0 | 0 | 0 | 0 | 0 | 0
PV | 0.01 | 0.01 | 0.01 | 0.02 | 0.02 | 0.02
PeakG | 0 | 0 | 0 | 0 | 0 | 0
PeakO | 0 | 0 | 0 | 0 | 0 | 0
ST | 0 | 0 | 0 | 0 | 0 | 0
STOG | 0 | 0 | 0 | 0 | 0 | 0
STWD | 0 | 0 | 0 | 0 | 0 | 0
WT | 2800.52 | 2800.55 | 50184.3 | 62169.54 | 62169.6 | 65614.55
IGCC | 0.01 | 0.02 | 0.03 | 0.03 | 0.03 | 0.03
DemandResponse | 0 | 0 | 0 | 0 | 0 | 0
IGCC-CCS | 0 | 0.01 | 0.02 | 0.03 | 0.05 | 0.05
WT_off | 0 | 0 | 0 | 0 | 0 | 0
PseudoUnit | 0 | 0 | 0 | 0 | 0 | 0
FixedInterchange | 0 | 0 | 0 | 0 | 0 | 0
Cumulative New Build Capacity by Reporting Type: MISO_WUMS
ReportingType | 2015 | 2020 | 2025 | 2030 | 2035 | 2040
BM | 0 | 0 | 0 | 0.01 | 0.12 | 604.03
CC | 6591.65 | 7102.92 | 7103 | 7103.04 | 7103.06 | 7103.06
CSP | 0 | 0 | 0 | 0 | 0 | 0
CT | 0.03 | 0.16 | 0.16 | 0.16 | 0.16 | 0.16
Coal | 615 | 615 | 615 | 615 | 615 | 615
Geo | 0 | 0 | 0 | 0 | 0 | 0
H | 0 | 0.07 | 0.07 | 0.07 | 0.07 | 0.07
LFG | 0.01 | 0.02 | 48.91 | 223.33 | 223.33 | 223.33
Nuc | 235 | 235 | 235.01 | 235.01 | 235.09 | 235.11
PS | 0 | 0 | 0 | 0 | 0 | 0
PV | 0.01 | 0.01 | 0.02 | 0.02 | 0.03 | 0.03
PeakG | 0 | 0 | 0 | 0 | 0 | 0
PeakO | 0 | 0 | 0 | 0 | 0 | 0
ST | 0 | 0 | 0 | 0 | 0 | 0
STOG | 0 | 0 | 0 | 0 | 0 | 0
STWD | 0 | 0 | 0 | 0 | 0 | 0
WT | 968.9 | 968.9 | 999.69 | 7798.44 | 7798.46 | 7798.55
IGCC | 0 | 0.01 | 0.01 | 0.01 | 0.01 | 0.01
DemandResponse | 0 | 0 | 0 | 0 | 0 | 0
IGCC-CCS | 0 | 0 | 0.01 | 0.01 | 0.02 | 0.02
WT_off | 0.12 | 0.12 | 0.13 | 0.13 | 0.13 | 0.14
PseudoUnit | 0 | 0 | 0 | 0 | 0 | 0
FixedInterchange | 0 | 0 | 0 | 0 | 0 | 0
Cumulative New Build Capacity by Reporting Type: Nebraska
ReportingType | 2015 | 2020 | 2025 | 2030 | 2035 | 2040
BM | 0 | 0 | 0 | 0.01 | 0.01 | 0.01
CC | 0.11 | 0.21 | 0.27 | 0.3 | 0.36 | 0.37
CSP | 0 | 0 | 0 | 0 | 0 | 0
CT | 0.01 | 0.04 | 0.04 | 0.05 | 0.07 | 0.07
Coal | 232.1 | 232.1 | 232.1 | 232.1 | 232.1 | 232.1
Geo | 0 | 0 | 0 | 0 | 0 | 0
H | 0 | 0 | 0 | 0 | 0 | 0
LFG | 0.01 | 0.02 | 0.02 | 71.67 | 71.67 | 71.67
Nuc | 0 | 0 | 0 | 0.01 | 0.01 | 0.01
PS | 0 | 0 | 0 | 0 | 0 | 0
PV | 0.01 | 0.02 | 0.02 | 0.02 | 0.02 | 0.03
PeakG | 0 | 0 | 0 | 0 | 0 | 0
PeakO | 0 | 0 | 0 | 0 | 0 | 0
ST | 0 | 0 | 0 | 0 | 0 | 0
STOG | 0 | 0 | 0 | 0 | 0 | 0
STWD | 0 | 0 | 0 | 0 | 0 | 0
WT | 202.02 | 16672.22 | 16672.32 | 16673.25 | 21937.66 | 21937.68
IGCC | 0 | 0 | 0.01 | 0.01 | 0.01 | 0.01
DemandResponse | 0 | 0 | 0 | 0 | 0 | 0
IGCC-CCS | 0 | 0 | 0 | 0 | 0.01 | 0.01
WT_off | 0 | 0 | 0 | 0 | 0 | 0
PseudoUnit | 0 | 0 | 0 | 0 | 0 | 0
FixedInterchange | 0 | 0 | 0 | 0 | 0 | 0
Cumulative New Build Capacity by Reporting Type: NEISO
ReportingType | 2015 | 2020 | 2025 | 2030 | 2035 | 2040
BM | 252.2 | 252.2 | 252.2 | 252.21 | 252.21 | 252.22
CC | 2049.54 | 2049.6 | 2049.67 | 2049.72 | 2049.72 | 2049.73
CSP | 0 | 0 | 0 | 0 | 0 | 0
CT | 334 | 334 | 334.01 | 334.01 | 334.01 | 334.02
Coal | 0 | 0 | 0 | 0 | 0 | 0
Geo | 0 | 0 | 0 | 0 | 0 | 0
H | 0 | 0.02 | 0.08 | 3 | 3 | 3
LFG | 49.32 | 49.35 | 49.4 | 119 | 119.01 | 119.01
Nuc | 0 | 0 | 0.01 | 0.01 | 0.01 | 0.02
PS | 0 | 0 | 0 | 0 | 0 | 0
PV | 0.04 | 292.52 | 292.53 | 292.55 | 292.57 | 292.6
PeakG | 0 | 0 | 0 | 0 | 0 | 0
PeakO | 0 | 0 | 0 | 0 | 0 | 0
ST | 0 | 0 | 0 | 0 | 0 | 0
STOG | 0 | 0 | 0 | 0 | 0 | 0
STWD | 0 | 0 | 0 | 0 | 0 | 0
WT | 231.31 | 2712.23 | 5279.96 | 5280.35 | 19749.07 | 19749.08
IGCC | 0 | 0 | 0 | 0 | 0 | 0
DemandResponse | 0 | 0 | 0 | 0 | 0 | 0
IGCC-CCS | 0 | 0 | 0 | 0.01 | 0.01 | 0.01
WT_off | 468.27 | 468.3 | 468.33 | 468.37 | 468.42 | 468.44
PseudoUnit | 0 | 0 | 0 | 0 | 0 | 0
FixedInterchange | 0 | 0 | 0 | 0 | 0 | 0
Cumulative New Build Capacity by Reporting Type: NonRTO_Midwest
ReportingType | 2015 | 2020 | 2025 | 2030 | 2035 | 2040
BM | 0 | 0 | 0.01 | 0.01 | 295.05 | 4823.05
CC | 2845.12 | 5208.1 | 5208.23 | 5208.27 | 5208.27 | 5208.28
CSP | 0 | 0 | 0 | 0 | 0 | 0
CT | 0.03 | 0.06 | 0.06 | 0.06 | 0.06 | 0.07
Coal | 0.01 | 0.02 | 0.02 | 0.02 | 0.02 | 0.02
Geo | 0 | 0 | 0 | 0 | 0 | 0
H | 0 | 0.02 | 746 | 746 | 746 | 746
LFG | 0.01 | 0.02 | 160.26 | 160.26 | 160.26 | 160.26
Nuc | 0 | 0 | 0.09 | 0.11 | 1203.25 | 1203.28
PS | 0 | 0 | 0 | 0 | 0 | 0
PV | 0.01 | 0.01 | 0.02 | 0.02 | 0.02 | 0.03
PeakG | 0 | 0 | 0 | 0 | 0 | 0
PeakO | 0 | 0 | 0 | 0 | 0 | 0
ST | 0 | 0 | 0 | 0 | 0 | 0
STOG | 0 | 0 | 0 | 0 | 0 | 0
STWD | 0 | 0 | 0 | 0 | 0 | 0
WT | 0.01 | 0.02 | 0.04 | 0.06 | 0.06 | 0.06
IGCC | 0 | 0.01 | 0.01 | 0.01 | 0.01 | 0.01
DemandResponse | 0 | 0 | 0 | 0 | 0 | 0
IGCC-CCS | 0 | 0.01 | 0.02 | 0.02 | 0.04 | 0.04
WT_off | 0 | 0 | 0 | 0 | 0 | 0
PseudoUnit | 0 | 0 | 0 | 0 | 0 | 0
FixedInterchange | 0 | 0 | 0 | 0 | 0 | 0
Cumulative New Build Capacity by Reporting Type: NYISO_A-F
ReportingType | 2015 | 2020 | 2025 | 2030 | 2035 | 2040
BM | 0 | 0 | 0.01 | 0.01 | 0.02 | 0.03
CC | 639 | 639.04 | 639.08 | 639.11 | 639.11 | 639.11
CSP | 0 | 0 | 0 | 0 | 0 | 0
CT | 0.01 | 0.03 | 0.05 | 0.05 | 0.05 | 0.06
Coal | 0 | 0 | 0 | 0 | 0 | 0
Geo | 0 | 0 | 0 | 0 | 0 | 0
H | 0 | 0 | 0 | 0 | 0 | 0
LFG | 6.4 | 6.4 | 74.33 | 74.33 | 74.33 | 74.33
Nuc | 168 | 168 | 168.01 | 168.01 | 168.01 | 168.02
PS | 0 | 0 | 0 | 0 | 0 | 0
PV | 0.01 | 0.01 | 0.02 | 0.02 | 0.02 | 0.03
PeakG | 0 | 0 | 0 | 0 | 0 | 0
PeakO | 0 | 0 | 0 | 0 | 0 | 0
ST | 0 | 0 | 0 | 0 | 0 | 0
STOG | 0 | 0 | 0 | 0 | 0 | 0
STWD | 0 | 0 | 0 | 0 | 0 | 0
WT | 2476.34 | 3186.14 | 3186.22 | 13361.81 | 13489.97 | 13489.98
IGCC | 0 | 0 | 0 | 0 | 0 | 0
DemandResponse | 0 | 0 | 0 | 0 | 0 | 0
IGCC-CCS | 0 | 0 | 0.01 | 0.01 | 0.01 | 0.01
WT_off | 0.19 | 0.2 | 0.21 | 0.22 | 0.22 | 0.23
PseudoUnit | 0 | 0 | 0 | 0 | 0 | 0
FixedInterchange | 0 | 0 | 0 | 0 | 0 | 0
Cumulative New Build Capacity by Reporting Type: NYISO_G-I
ReportingType | 2015 | 2020 | 2025 | 2030 | 2035 | 2040
BM | 0 | 0.01 | 0.01 | 0.01 | 614.6 | 614.9
CC | 0.08 | 0.7 | 49.8 | 49.87 | 49.87 | 49.88
CSP | 0 | 0 | 0 | 0 | 0 | 0
CT | 0.01 | 0.03 | 0.08 | 0.08 | 0.09 | 0.09
Coal | 0 | 0 | 0 | 0 | 0 | 0
Geo | 0 | 0 | 0 | 0 | 0 | 0
H | 0 | 0 | 0 | 0 | 0 | 0
LFG | 0.01 | 0.01 | 74.33 | 74.33 | 74.33 | 74.33
Nuc | 0 | 0 | 0.01 | 0.02 | 6.98 | 2478.88
PS | 0 | 0 | 0 | 0 | 0 | 0
PV | 0.01 | 0.01 | 0.02 | 0.02 | 0.04 | 0.04
PeakG | 0 | 0 | 0 | 0 | 0 | 0
PeakO | 0 | 0 | 0 | 0 | 0 | 0
ST | 0 | 0 | 0 | 0 | 0 | 0
STOG | 0 | 0 | 0 | 0 | 0 | 0
STWD | 0 | 0 | 0 | 0 | 0 | 0
WT | 0.1 | 59.9 | 60.26 | 359.99 | 360 | 360
IGCC | 0 | 0 | 0 | 0 | 0 | 0
DemandResponse | 0 | 0 | 0 | 0 | 0 | 0
IGCC-CCS | 0 | 0 | 0.01 | 0.01 | 0.02 | 0.02
WT_off | 0.05 | 0.06 | 0.07 | 0.07 | 0.09 | 0.09
PseudoUnit | 0 | 0 | 0 | 0 | 0 | 0
FixedInterchange | 0 | 0 | 0 | 0 | 0 | 0
Cumulative New Build Capacity by Reporting Type: NYISO_J-K
ReportingType | 2015 | 2020 | 2025 | 2030 | 2035 | 2040
BM | 0 | 0 | 0 | 0 | 0 | 0
CC | 1175.4 | 1175.47 | 1175.61 | 1175.64 | 1175.7 | 1175.7
CSP | 0 | 0 | 0 | 0 | 0 | 0
CT | 0.02 | 0.04 | 0.15 | 0.15 | 0.15 | 0.16
Coal | 0 | 0 | 0 | 0 | 0 | 0
Geo | 0 | 0 | 0 | 0 | 0 | 0
H | 0 | 0 | 0 | 0 | 0 | 0
LFG | 0.01 | 0.01 | 0.08 | 74.33 | 74.33 | 74.33
Nuc | 0 | 0 | 0 | 0 | 0 | 0
PS | 0 | 0 | 0 | 0 | 0 | 0
PV | 32 | 32 | 32 | 32 | 32 | 32
PeakG | 0 | 0 | 0 | 0 | 0 | 0
PeakO | 0 | 0 | 0 | 0 | 0 | 0
ST | 0 | 0 | 0 | 0 | 0 | 0
STOG | 0 | 0 | 0 | 0 | 0 | 0
STWD | 0 | 0 | 0 | 0 | 0 | 0
WT | 0.02 | 0.03 | 0.08 | 0.82 | 329.99 | 329.99
IGCC | 0 | 0 | 0 | 0 | 0 | 0
DemandResponse | 0 | 0 | 0 | 0 | 0 | 0
IGCC-CCS | 0 | 0 | 0 | 0 | 0 | 0
WT_off | 0 | 0 | 0.01 | 0.01 | 0.02 | 0.02
PseudoUnit | 0 | 0 | 0 | 0 | 0 | 0
FixedInterchange | 0 | 0 | 0 | 0 | 0 | 0
Cumulative New Build Capacity by Reporting Type: PJM_E
ReportingType | 2015 | 2020 | 2025 | 2030 | 2035 | 2040
BM | 30 | 30 | 30 | 30.01 | 30.05 | 30.06
CC | 4634.29 | 4634.36 | 4634.41 | 4634.48 | 4634.48 | 4634.48
CSP | 0 | 0 | 0 | 0 | 0 | 0
CT | 26.2 | 26.2 | 26.21 | 26.21 | 26.21 | 26.21
Coal | 27 | 27 | 27 | 27 | 27 | 27
Geo | 0 | 0 | 0 | 0 | 0 | 0
H | 0 | 0 | 0 | 0 | 0 | 0
LFG | 9.1 | 142 | 142 | 142 | 142 | 142
Nuc | 38 | 38 | 38.01 | 38.06 | 38.16 | 38.25
PS | 0 | 0 | 0 | 0 | 0 | 0
PV | 25.45 | 25.45 | 25.45 | 25.45 | 25.46 | 25.46
PeakG | 0 | 0 | 0 | 0 | 0 | 0
PeakO | 0 | 0 | 0 | 0 | 0 | 0
ST | 0 | 0 | 0 | 0 | 0 | 0
STOG | 0 | 0 | 0 | 0 | 0 | 0
STWD | 0 | 0 | 0 | 0 | 0 | 0
WT | 1150.03 | 1150.05 | 1150.06 | 1150.09 | 1150.1 | 1150.11
IGCC | 0 | 0 | 0 | 0 | 0 | 0
DemandResponse | 0 | 0 | 0 | 0 | 0 | 0
IGCC-CCS | 0 | 0.01 | 0.01 | 0.01 | 0.02 | 0.03
WT_off | 0.06 | 0.07 | 1100.06 | 1100.07 | 1100.08 | 1100.08
PseudoUnit | 0 | 0 | 0 | 0 | 0 | 0
FixedInterchange | 0 | 0 | 0 | 0 | 0 | 0
Cumulative New Build Capacity by Reporting Type: PJM_ROM
ReportingType | 2015 | 2020 | 2025 | 2030 | 2035 | 2040
BM | 18 | 18 | 18.01 | 18.01 | 2357.11 | 2357.66
CC | 1678.5 | 1678.58 | 1678.64 | 1678.71 | 1678.71 | 1678.71
CSP | 0 | 0 | 0 | 0 | 0 | 0
CT | 16 | 16 | 16 | 16.01 | 16.01 | 16.01
Coal | 32.5 | 32.5 | 32.5 | 32.5 | 32.5 | 32.5
Geo | 0 | 0 | 0 | 0 | 0 | 0
H | 0 | 0.04 | 0.07 | 678 | 678 | 678
LFG | 18.9 | 284 | 284 | 284 | 284 | 284
Nuc | 0 | 0 | 0.01 | 0.12 | 3117.79 | 10726.18
PS | 0 | 0 | 0 | 0 | 0 | 0
PV | 0.02 | 1355.25 | 2114.08 | 2283.73 | 2296.68 | 2357.58
PeakG | 0 | 0 | 0 | 0 | 0 | 0
PeakO | 0 | 0 | 0 | 0 | 0 | 0
ST | 0 | 0 | 0 | 0 | 0 | 0
STOG | 0 | 0 | 0 | 0 | 0 | 0
STWD | 0 | 0 | 0 | 0 | 0 | 0
WT | 479.86 | 1230.15 | 1230.19 | 1230.24 | 1230.25 | 1230.25
IGCC | 0 | 0.01 | 0.01 | 0.01 | 0.01 | 0.01
DemandResponse | 0 | 0 | 0 | 0 | 0 | 0
IGCC-CCS | 0 | 0.01 | 0.01 | 0.02 | 0.03 | 0.03
WT_off | 0.13 | 0.14 | 0.15 | 0.17 | 0.17 | 0.18
PseudoUnit | 0 | 0 | 0 | 0 | 0 | 0
FixedInterchange | 0 | 0 | 0 | 0 | 0 | 0
Cumulative New Build Capacity by Reporting Type: PJM_ROR
ReportingType | 2015 | 2020 | 2025 | 2030 | 2035 | 2040
BM | 385 | 385 | 385 | 385 | 385.04 | 10554.82
CC | 16667.86 | 24327.61 | 24327.72 | 24327.84 | 24327.84 | 24327.84
CSP | 0 | 0 | 0 | 0 | 0 | 0
CT | 29 | 29 | 29 | 29.01 | 29.01 | 29.01
Coal | 2164 | 2164 | 2164 | 2164 | 2164 | 2164
Geo | 0 | 0 | 0 | 0 | 0 | 0
H | 0 | 503 | 503 | 503 | 503 | 503
LFG | 57.4 | 571.09 | 571.11 | 571.11 | 571.11 | 571.11
Nuc | 38 | 38 | 38.01 | 494.15 | 3703.35 | 7345.72
PS | 0 | 0 | 0 | 0 | 0 | 0
PV | 0.01 | 0.02 | 0.03 | 0.05 | 0.05 | 0.05
PeakG | 0 | 0 | 0 | 0 | 0 | 0
PeakO | 0 | 0 | 0 | 0 | 0 | 0
ST | 0 | 0 | 0 | 0 | 0 | 0
STOG | 0 | 0 | 0 | 0 | 0 | 0
STWD | 0 | 0 | 0 | 0 | 0 | 0
WT | 8325.7 | 8517.4 | 15567.52 | 15685.46 | 15685.46 | 15685.47
IGCC | 0 | 0.01 | 0.01 | 0.01 | 0.01 | 0.01
DemandResponse | 0 | 0 | 0 | 0 | 0 | 0
IGCC-CCS | 0 | 0.01 | 0.01 | 0.02 | 0.04 | 0.04
WT_off | 0.03 | 0.04 | 0.04 | 0.05 | 0.05 | 0.05
PseudoUnit | 0 | 0 | 0 | 0 | 0 | 0
FixedInterchange | 0 | 0 | 0 | 0 | 0 | 0
Cumulative New Build Capacity by Reporting Type: SOCO
ReportingType | 2015 | 2020 | 2025 | 2030 | 2035 | 2040
BM | 55 | 55 | 55 | 55 | 3000.59 | 6555.16
CC | 7229.2 | 12205.71 | 12205.9 | 12206 | 12206 | 12206.01
CSP | 0 | 0 | 0 | 0 | 0 | 0
CT | 0.03 | 0.07 | 0.07 | 0.08 | 0.08 | 0.09
Coal | 0.02 | 0.03 | 0.03 | 0.03 | 0.03 | 0.03
Geo | 0 | 0 | 0 | 0 | 0 | 0
H | 0 | 0.01 | 0.01 | 0.02 | 0.05 | 0.06
LFG | 0.01 | 0.02 | 107.41 | 107.41 | 107.41 | 107.41
Nuc | 70 | 2270 | 2270 | 4557.9 | 17063.03 | 22100.68
PS | 0 | 0 | 0 | 0 | 0 | 0
PV | 0.01 | 0.01 | 0.02 | 0.03 | 0.05 | 0.17
PeakG | 0 | 0 | 0 | 0 | 0 | 0
PeakO | 0 | 0 | 0 | 0 | 0 | 0
ST | 0 | 0 | 0 | 0 | 0 | 0
STOG | 0 | 0 | 0 | 0 | 0 | 0
STWD | 0 | 0 | 0 | 0 | 0 | 0
WT | 0.02 | 0.03 | 0.06 | 0.22 | 99.99 | 99.99
IGCC | 0.01 | 0.02 | 0.02 | 0.03 | 0.03 | 0.03
DemandResponse | 0 | 0 | 0 | 0 | 0 | 0
IGCC-CCS | 0 | 0.02 | 0.03 | 0.04 | 0.07 | 0.07
WT_off | 0 | 0 | 0 | 0 | 0 | 0
PseudoUnit | 0 | 0 | 0 | 0 | 0 | 0
FixedInterchange | 0 | 0 | 0 | 0 | 0 | 0
Cumulative New Build Capacity by Reporting Type: SPP_N
ReportingType | 2015 | 2020 | 2025 | 2030 | 2035 | 2040
BM | 0 | 0 | 0 | 0.01 | 0.01 | 0.01
CC | 0.28 | 0.52 | 0.66 | 0.73 | 0.88 | 0.88
CSP | 0 | 0 | 0 | 0 | 0 | 0
CT | 0.03 | 683.75 | 683.75 | 683.76 | 729.59 | 729.6
Coal | 465.04 | 465.04 | 465.04 | 465.05 | 465.05 | 465.05
Geo | 0 | 0 | 0 | 0 | 0 | 0
H | 0 | 0 | 0 | 0 | 0 | 0
LFG | 0.01 | 0.02 | 0.02 | 95 | 95 | 95
Nuc | 0 | 0 | 0 | 0.01 | 0.01 | 0.01
PS | 0 | 0 | 0 | 0 | 0 | 0
PV | 0.01 | 0.01 | 0.02 | 0.02 | 0.02 | 0.03
PeakG | 0 | 0 | 0 | 0 | 0 | 0
PeakO | 0 | 0 | 0 | 0 | 0 | 0
ST | 0 | 0 | 0 | 0 | 0 | 0
STOG | 0 | 0 | 0 | 0 | 0 | 0
STWD | 0 | 0 | 0 | 0 | 0 | 0
WT | 0.04 | 30530.92 | 50973.78 | 58892.36 | 73208.99 | 73209.03
IGCC | 0.01 | 0.01 | 0.01 | 0.02 | 0.02 | 0.02
DemandResponse | 0 | 0 | 0 | 0 | 0 | 0
IGCC-CCS | 0 | 0.01 | 0.01 | 0.01 | 0.02 | 0.02
WT_off | 0 | 0 | 0 | 0 | 0 | 0
PseudoUnit | 0 | 0 | 0 | 0 | 0 | 0
FixedInterchange | 0 | 0 | 0 | 0 | 0 | 0
Cumulative New Build Capacity by Reporting Type: SPP_S
ReportingType | 2015 | 2020 | 2025 | 2030 | 2035 | 2040
BM | 0 | 0 | 0 | 0.01 | 0.01 | 0.01
CC | 0.42 | 0.85 | 1.1 | 1.2 | 1.5 | 1.5
CSP | 0 | 0 | 0 | 0 | 0 | 0
CT | 413.03 | 1144.04 | 1144.05 | 1144.06 | 1199.02 | 1199.03
Coal | 988.01 | 988.02 | 988.02 | 988.02 | 988.02 | 988.02
Geo | 0 | 0 | 0 | 0 | 0 | 0
H | 0 | 0.01 | 0.01 | 0.02 | 0.06 | 0.06
LFG | 0.01 | 0.02 | 0.02 | 95 | 95 | 95
Nuc | 0 | 0 | 0 | 0.01 | 0.01 | 0.01
PS | 0 | 0 | 0 | 0 | 0 | 0
PV | 0.01 | 0.01 | 0.01 | 0.02 | 0.02 | 0.03
PeakG | 0 | 0 | 0 | 0 | 0 | 0
PeakO | 0 | 0 | 0 | 0 | 0 | 0
ST | 0 | 0 | 0 | 0 | 0 | 0
STOG | 0 | 0 | 0 | 0 | 0 | 0
STWD | 0 | 0 | 0 | 0 | 0 | 0
WT | 430.01 | 41058.11 | 41058.26 | 41058.31 | 41058.45 | 49581.73
IGCC | 0.01 | 0.02 | 0.02 | 0.02 | 0.03 | 0.03
DemandResponse | 0 | 0 | 0 | 0 | 0 | 0
IGCC-CCS | 0 | 0.01 | 0.01 | 0.02 | 0.03 | 0.03
WT_off | 0 | 0 | 0 | 0 | 0 | 0
PseudoUnit | 0 | 0 | 0 | 0 | 0 | 0
FixedInterchange | 0 | 0 | 0 | 0 | 0 | 0
Cumulative New Build Capacity by Reporting Type: TVA
ReportingType | 2015 | 2020 | 2025 | 2030 | 2035 | 2040
BM | 0 | 0 | 0.01 | 0.01 | 7393.95 | 7394.22
CC | 4391.48 | 9237.4 | 9237.51 | 9237.56 | 9237.56 | 9237.56
CSP | 0 | 0 | 0 | 0 | 0 | 0
CT | 0.02 | 0.06 | 0.06 | 0.06 | 0.07 | 0.07
Coal | 0.01 | 0.02 | 0.02 | 0.02 | 0.02 | 0.02
Geo | 0 | 0 | 0 | 0 | 0 | 0
H | 0 | 0.01 | 26.98 | 27 | 27 | 27
LFG | 0.01 | 0.02 | 107.4 | 107.4 | 107.4 | 107.4
Nuc | 1697.89 | 1697.89 | 1697.89 | 1917.23 | 2060.92 | 7538.94
PS | 0 | 0 | 0 | 0 | 0 | 0
PV | 0.01 | 0.01 | 0.02 | 0.03 | 0.05 | 0.29
PeakG | 0 | 0 | 0 | 0 | 0 | 0
PeakO | 0 | 0 | 0 | 0 | 0 | 0
ST | 0 | 0 | 0 | 0 | 0 | 0
STOG | 0 | 0 | 0 | 0 | 0 | 0
STWD | 0 | 0 | 0 | 0 | 0 | 0
WT | 0.02 | 0.03 | 0.06 | 0.18 | 100 | 100
IGCC | 0.01 | 0.01 | 0.02 | 0.02 | 0.02 | 0.02
DemandResponse | 0 | 0 | 0 | 0 | 0 | 0
IGCC-CCS | 0 | 0.01 | 0.02 | 0.03 | 0.05 | 0.05
WT_off | 0 | 0 | 0 | 0 | 0 | 0
PseudoUnit | 0 | 0 | 0 | 0 | 0 | 0
FixedInterchange | 0 | 0 | 0 | 0 | 0 | 0
Cumulative New Build Capacity by Reporting Type: TVA_Transmission
ReportingType | 2015 | 2020 | 2025 | 2030 | 2035 | 2040
BM | 0 | 0 | 0 | 0 | 0 | 0
CC | 0 | 0 | 0 | 0 | 0 | 0
CSP | 0 | 0 | 0 | 0 | 0 | 0
CT | 0 | 0 | 0 | 0 | 0 | 0
Coal | 0 | 0 | 0 | 0 | 0 | 0
Geo | 0 | 0 | 0 | 0 | 0 | 0
H | 0 | 0 | 0 | 0 | 0 | 0
LFG | 0 | 0 | 0 | 0 | 0 | 0
Nuc | 0 | 0 | 0 | 0 | 0 | 0
PS | 0 | 0 | 0 | 0 | 0 | 0
PV | 0 | 0 | 0 | 0 | 0 | 0
PeakG | 0 | 0 | 0 | 0 | 0 | 0
PeakO | 0 | 0 | 0 | 0 | 0 | 0
ST | 0 | 0 | 0 | 0 | 0 | 0
STOG | 0 | 0 | 0 | 0 | 0 | 0
STWD | 0 | 0 | 0 | 0 | 0 | 0
WT | 0 | 0 | 0 | 0 | 0 | 0
IGCC | 0 | 0 | 0 | 0 | 0 | 0
DemandResponse | 0 | 0 | 0 | 0 | 0 | 0
IGCC-CCS | 0 | 0 | 0 | 0 | 0 | 0
WT_off | 0 | 0 | 0 | 0 | 0 | 0
PseudoUnit | 0 | 0 | 0 | 0 | 0 | 0
FixedInterchange | 0 | 0 | 0 | 0 | 0 | 0
Cumulative New Build Capacity by Reporting Type: VACAR
ReportingType | 2015 | 2020 | 2025 | 2030 | 2035 | 2040
BM | 0.91 | 171.41 | 710.16 | 722.71 | 6986.2 | 6986.27
CC | 14908.73 | 14909.04 | 14909.12 | 14909.16 | 14909.17 | 14909.17
CSP | 0 | 0 | 0 | 0 | 0 | 0
CT | 717.25 | 717.25 | 717.25 | 717.25 | 717.25 | 717.25
Coal | 825 | 825 | 825 | 825 | 825 | 825
Geo | 0 | 0 | 0 | 0 | 0 | 0
H | 0 | 0.01 | 0.02 | 0.02 | 0.05 | 0.08
LFG | 0.02 | 107.42 | 107.42 | 107.42 | 107.42 | 107.42
Nuc | 0 | 2330 | 5449.45 | 7714.05 | 11640.77 | 21481.28
PS | 0 | 0 | 0 | 0 | 0 | 0
PV | 0 | 133.6 | 135.96 | 136.75 | 136.75 | 139.88
PeakG | 0 | 0 | 0 | 0 | 0 | 0
PeakO | 0 | 0 | 0 | 0 | 0 | 0
ST | 0 | 0 | 0 | 0 | 0 | 0
STOG | 0 | 0 | 0 | 0 | 0 | 0
STWD | 0 | 0 | 0 | 0 | 0 | 0
WT | 0.07 | 3500 | 3500 | 3500 | 3500 | 3500
IGCC | 0 | 0.01 | 0.01 | 0.01 | 0.01 | 0.01
DemandResponse | 0 | 0 | 0 | 0 | 0 | 0
IGCC-CCS | 0 | 0.01 | 0.01 | 0.01 | 0.02 | 0.03
WT_off | 0.04 | 0.05 | 0.14 | 0.15 | 0.15 | 0.15
PseudoUnit | 0 | 0 | 0 | 0 | 0 | 0
FixedInterchange | 0 | 0 | 0 | 0 | 0 | 0
Cumulative New Build Capacity by Reporting Type: IESO
ReportingType | 2015 | 2020 | 2025 | 2030 | 2035 | 2040
BM | 326.33 | 326.33 | 326.33 | 326.33 | 326.33 | 326.33
CC | 1263 | 1263.02 | 1263.03 | 1263.05 | 1263.05 | 1263.06
CSP | 0 | 0 | 0 | 0 | 0 | 0
CT | 368 | 368 | 368 | 368 | 368 | 368
Coal | 0 | 0 | 0 | 0 | 0 | 0
Geo | 0 | 0 | 0 | 0 | 0 | 0
H | 0 | 0 | 0.01 | 0.06 | 250 | 250
LFG | 14.5 | 14.5 | 14.5 | 15 | 15 | 15
Nuc | 0 | 0 | 0 | 0 | 0.01 | 0.01
PS | 0 | 0 | 0 | 0 | 0 | 0
PV | 1067.26 | 1067.26 | 1067.26 | 1067.26 | 1067.26 | 1067.26
PeakG | 0 | 0 | 0 | 0 | 0 | 0
PeakO | 0 | 0 | 0 | 0 | 0 | 0
ST | 0 | 0 | 0 | 0 | 0 | 0
STOG | 0 | 0 | 0 | 0 | 0 | 0
STWD | 0 | 0 | 0 | 0 | 0 | 0
WT | 2105.9 | 2105.9 | 2105.9 | 2105.9 | 2105.9 | 2105.9
IGCC | 0 | 0 | 0 | 0 | 0 | 0
DemandResponse | 0 | 0 | 0 | 0 | 0 | 0
IGCC-CCS | 0 | 0 | 0 | 0 | 0 | 0
WT_off | 0.02 | 0.03 | 0.03 | 0.03 | 0.04 | 0.06
PseudoUnit | 0 | 0 | 0 | 0 | 0 | 0
FixedInterchange | 0 | 0 | 0 | 0 | 0 | 0
Cumulative New Build Capacity by Reporting Type: MAPP_CA
ReportingType | 2015 | 2020 | 2025 | 2030 | 2035 | 2040
BM | 0 | 0 | 0 | 0 | 0 | 0
CC | 0.05 | 0.07 | 0.09 | 0.1 | 0.11 | 0.11
CSP | 0 | 0 | 0 | 0 | 0 | 0
CT | 0.04 | 0.04 | 0.04 | 0.05 | 0.05 | 0.05
Coal | 0 | 0 | 0 | 0 | 0 | 0
Geo | 0 | 0 | 0 | 0 | 0 | 0
H | 0 | 695 | 2190 | 4649.96 | 4650 | 4650
LFG | 0 | 0 | 0 | 0 | 0 | 0
Nuc | 0 | 0 | 0 | 0.01 | 0.01 | 0.01
PS | 0 | 0 | 0 | 0 | 0 | 0
PV | 0 | 0 | 0 | 0 | 0 | 0
PeakG | 0 | 0 | 0 | 0 | 0 | 0
PeakO | 0 | 0 | 0 | 0 | 0 | 0
ST | 0 | 0 | 0 | 0 | 0 | 0
STOG | 0 | 0 | 0 | 0 | 0 | 0
STWD | 0 | 0 | 0 | 0 | 0 | 0
WT | 302.4 | 302.4 | 302.4 | 302.4 | 302.4 | 302.4
IGCC | 0 | 0 | 0 | 0 | 0 | 0
DemandResponse | 0 | 0 | 0 | 0 | 0 | 0
IGCC-CCS | 0 | 0 | 0 | 0 | 0 | 0
WT_off | 0 | 0 | 0 | 0 | 0 | 0
PseudoUnit | 0 | 0 | 0 | 0 | 0 | 0
FixedInterchange | 0 | 0 | 0 | 0 | 0 | 0
Cumulative New Build Capacity by Reporting Type: AZ_NM_SNV_Coal
ReportingType | 2015 | 2020 | 2025 | 2030 | 2035 | 2040
BM | 0 | 0 | 0 | 0 | 0 | 0
CC | 0 | 0 | 0 | 0 | 0 | 0
CSP | 0 | 0 | 0 | 0 | 0 | 0
CT | 0 | 0 | 0 | 0 | 0 | 0
Coal | 0.01 | 0.01 | 0.01 | 0.01 | 0.01 | 0.01
Geo | 0 | 0 | 0 | 0 | 0 | 0
H | 0 | 0 | 0 | 0 | 0 | 0
LFG | 0 | 0 | 0 | 0 | 0 | 0
Nuc | 0 | 0 | 0 | 0 | 0 | 0
PS | 0 | 0 | 0 | 0 | 0 | 0
PV | 0 | 0 | 0 | 0 | 0 | 0
PeakG | 0 | 0 | 0 | 0 | 0 | 0
PeakO | 0 | 0 | 0 | 0 | 0 | 0
ST | 0 | 0 | 0 | 0 | 0 | 0
STOG | 0 | 0 | 0 | 0 | 0 | 0
STWD | 0 | 0 | 0 | 0 | 0 | 0
WT | 0 | 0 | 0 | 0 | 0 | 0
IGCC | 0 | 0.01 | 0.01 | 0.01 | 0.01 | 0.01
DemandResponse | 0 | 0 | 0 | 0 | 0 | 0
IGCC-CCS | 0 | 0.01 | 0.01 | 0.01 | 0.03 | 0.03
WT_off | 0 | 0 | 0 | 0 | 0 | 0
PseudoUnit | 0 | 0 | 0 | 0 | 0 | 0
FixedInterchange | 0 | 0 | 0 | 0 | 0 | 0
Cumulative New Build Capacity by Reporting Type: AZ_NM_SNV_Gas
ReportingType | 2015 | 2020 | 2025 | 2030 | 2035 | 2040
BM | 0 | 0 | 0 | 0 | 0 | 0
CC | 668 | 2212.18 | 2212.35 | 2212.4 | 2212.4 | 2212.41
CSP | 0 | 0 | 0 | 0 | 0 | 0
CT | 736 | 736 | 736 | 736 | 736 | 736.01
Coal | 0 | 0 | 0 | 0 | 0 | 0
Geo | 0 | 0 | 0 | 0 | 0 | 0
H | 0 | 0 | 0 | 0 | 0 | 0
LFG | 0 | 0 | 0 | 0 | 0 | 0
Nuc | 0 | 0 | 0 | 0 | 0 | 0
PS | 0 | 0 | 0 | 0 | 0 | 0
PV | 0 | 0 | 0 | 0 | 0 | 0
PeakG | 0 | 0 | 0 | 0 | 0 | 0
PeakO | 0 | 0 | 0 | 0 | 0 | 0
ST | 0 | 0 | 0 | 0 | 0 | 0
STOG | 0 | 0 | 0 | 0 | 0 | 0
STWD | 0 | 0 | 0 | 0 | 0 | 0
WT | 0 | 0 | 0 | 0 | 0 | 0
IGCC | 0 | 0 | 0 | 0 | 0 | 0
DemandResponse | 0 | 0 | 0 | 0 | 0 | 0
IGCC-CCS | 0 | 0 | 0 | 0 | 0 | 0
WT_off | 0 | 0 | 0 | 0 | 0 | 0
PseudoUnit | 0 | 0 | 0 | 0 | 0 | 0
FixedInterchange | 0 | 0 | 0 | 0 | 0 | 0
Cumulative New Build Capacity by Reporting Type: AZ_NM_SNV_NucRenew
ReportingType | 2015 | 2020 | 2025 | 2030 | 2035 | 2040
BM | 0 | 0.01 | 0.01 | 0.02 | 0.12 | 0.72
CC | 0 | 0 | 0 | 0 | 0 | 0
CSP | 0 | 0 | 0 | 0 | 0 | 0
CT | 0 | 0 | 0 | 0 | 0 | 0
Coal | 0 | 0 | 0 | 0 | 0 | 0
Geo | 0.02 | 0.47 | 1450 | 1450 | 1450 | 1450
H | 0 | 0 | 0 | 0 | 0 | 0
LFG | 0.04 | 0.14 | 60.67 | 60.67 | 60.67 | 60.67
Nuc | 0 | 0 | 0.09 | 4326.79 | 10611.55 | 11089.4
PS | 0 | 0 | 0 | 0 | 0 | 0
PV | 95.71 | 95.72 | 95.72 | 95.73 | 95.74 | 95.75
PeakG | 0 | 0 | 0 | 0 | 0 | 0
PeakO | 0 | 0 | 0 | 0 | 0 | 0
ST | 280 | 725.55 | 953.47 | 1065.22 | 1587.91 | 1587.91
STOG | 0 | 0 | 0 | 0 | 0 | 0
STWD | 0 | 0 | 0 | 0 | 0 | 0
WT | 65.17 | 11853.88 | 11880.54 | 11880.56 | 11880.56 | 11880.57
IGCC | 0 | 0 | 0 | 0 | 0 | 0
DemandResponse | 0 | 0 | 0 | 0 | 0 | 0
IGCC-CCS | 0 | 0 | 0 | 0 | 0 | 0
WT_off | 0 | 0 | 0 | 0 | 0 | 0
PseudoUnit | 0 | 0 | 0 | 0 | 0 | 0
FixedInterchange | 0 | 0 | 0 | 0 | 0 | 0
Cumulative New Build Capacity by Reporting Type: ERCOT
ReportingType | 2015 | 2020 | 2025 | 2030 | 2035 | 2040
BM | 145 | 145 | 145 | 145 | 4064.78 | 4064.96
CC | 16034.32 | 16034.96 | 16035.08 | 16035.16 | 16035.17 | 16035.17
CSP | 0 | 0 | 0 | 0 | 0 | 0
CT | 250 | 250 | 250 | 250 | 250 | 250.01
Coal | 2020 | 2020 | 2020 | 2020 | 2020 | 2020
Geo | 0 | 0 | 0 | 0 | 0 | 0
H | 0 | 0.01 | 0.01 | 0.02 | 0.06 | 0.12
LFG | 0.01 | 0.01 | 353.98 | 354 | 354 | 354
Nuc | 0 | 0.01 | 0.02 | 2995.51 | 10694.58 | 14980.67
PS | 0 | 0 | 0 | 0 | 0 | 0
PV | 14 | 14 | 14 | 14 | 14 | 14
PeakG | 0 | 0 | 0 | 0 | 0 | 0
PeakO | 0 | 0 | 0 | 0 | 0 | 0
ST | 0 | 0 | 0 | 0 | 0 | 0
STOG | 0 | 0 | 0 | 0 | 0 | 0
STWD | 0 | 0 | 0 | 0 | 0 | 0
WT | 350.12 | 350.16 | 19803.21 | 19803.22 | 19804.33 | 20211.1
IGCC | 0 | 0 | 0.01 | 0.01 | 0.01 | 0.01
DemandResponse | 0 | 0 | 0 | 0 | 0 | 0
IGCC-CCS | 0 | 0 | 0.01 | 0.01 | 0.02 | 0.02
WT_off | 0 | 0 | 0 | 0 | 0 | 0
PseudoUnit | 0 | 0 | 0 | 0 | 0 | 0
FixedInterchange | 0 | 0 | 0 | 0 | 0 | 0
Cumulative New Build Capacity by Reporting Type: NP15
ReportingType | 2015 | 2020 | 2025 | 2030 | 2035 | 2040
BM | 0 | 0 | 0 | 0.01 | 0.1 | 0.21
CC | 2020.22 | 2631.8 | 2631.94 | 2631.99 | 2631.99 | 2631.99
CSP | 0 | 0 | 0 | 0 | 0 | 0
CT | 212.6 | 212.6 | 212.6 | 212.6 | 212.6 | 212.6
Coal | 0 | 0 | 0 | 0 | 0 | 0
Geo | 0.01 | 599.91 | 600 | 600 | 600 | 600
H | 0 | 0 | 0 | 0 | 0 | 0
LFG | 0.01 | 377.82 | 565 | 565 | 565 | 565
Nuc | 0 | 0 | 0.09 | 5255.55 | 6695.98 | 8023.1
PS | 0 | 0 | 0 | 0 | 0 | 0
PV | 6.5 | 6.5 | 6.5 | 6.5 | 6.5 | 6.51
PeakG | 0 | 0 | 0 | 0 | 0 | 0
PeakO | 0 | 0 | 0 | 0 | 0 | 0
ST | 29 | 29 | 29 | 29 | 29.01 | 29.06
STOG | 0 | 0 | 0 | 0 | 0 | 0
STWD | 0 | 0 | 0 | 0 | 0 | 0
WT | 101.21 | 3400.02 | 3400.05 | 3401.41 | 11822.54 | 12542.23
IGCC | 0 | 0 | 0 | 0 | 0 | 0
DemandResponse | 0 | 0 | 0 | 0 | 0 | 0
IGCC-CCS | 0 | 0 | 0.01 | 0.01 | 0.02 | 0.02
WT_off | 0.01 | 0.01 | 0.02 | 0.03 | 0.03 | 0.04
PseudoUnit | 0 | 0 | 0 | 0 | 0 | 0
FixedInterchange | 0 | 0 | 0 | 0 | 0 | 0
Cumulative New Build Capacity by Reporting Type: NWPP_Coal
ReportingType | 2015 | 2020 | 2025 | 2030 | 2035 | 2040
BM | 0 | 0 | 0 | 0 | 0 | 0
CC | 0 | 0 | 0 | 0 | 0 | 0
CSP | 0 | 0 | 0 | 0 | 0 | 0
CT | 0 | 0 | 0 | 0 | 0 | 0
Coal | 0 | 0 | 0 | 0 | 0 | 0
Geo | 0 | 0 | 0 | 0 | 0 | 0
H | 0 | 0 | 0 | 0 | 0 | 0
LFG | 0 | 0 | 0 | 0 | 0 | 0
Nuc | 0 | 0 | 0 | 0 | 0 | 0
PS | 0 | 0 | 0 | 0 | 0 | 0
PV | 0 | 0 | 0 | 0 | 0 | 0
PeakG | 0 | 0 | 0 | 0 | 0 | 0
PeakO | 0 | 0 | 0 | 0 | 0 | 0
ST | 0 | 0 | 0 | 0 | 0 | 0
STOG | 0 | 0 | 0 | 0 | 0 | 0
STWD | 0 | 0 | 0 | 0 | 0 | 0
WT | 0 | 0 | 0 | 0 | 0 | 0
IGCC | 0 | 0 | 0 | 0 | 0 | 0
DemandResponse | 0 | 0 | 0 | 0 | 0 | 0
IGCC-CCS | 0 | 0 | 0 | 0 | 0 | 0
WT_off | 0 | 0 | 0 | 0 | 0 | 0
PseudoUnit | 0 | 0 | 0 | 0 | 0 | 0
FixedInterchange | 0 | 0 | 0 | 0 | 0 | 0
Cumulative New Build Capacity by Reporting Type: NWPP_Gas
ReportingType | 2015 | 2020 | 2025 | 2030 | 2035 | 2040
BM | 0 | 0 | 0 | 0 | 0 | 0
CC | 300 | 2525.97 | 2526.12 | 2526.17 | 2526.17 | 2526.17
CSP | 0 | 0 | 0 | 0 | 0 | 0
CT | 150 | 150 | 150 | 150 | 150 | 150.01
Coal | 0.01 | 0.01 | 0.01 | 0.01 | 0.01 | 0.01
Geo | 0 | 0 | 0 | 0 | 0 | 0
H | 0 | 0 | 0 | 0 | 0 | 0
LFG | 0 | 0 | 0 | 0 | 0 | 0
Nuc | 0 | 0 | 0 | 0 | 0 | 0
PS | 0 | 0 | 0 | 0 | 0 | 0
PV | 0 | 0 | 0 | 0 | 0 | 0
PeakG | 0 | 0 | 0 | 0 | 0 | 0
PeakO | 0 | 0 | 0 | 0 | 0 | 0
ST | 0 | 0 | 0 | 0 | 0 | 0
STOG | 0 | 0 | 0 | 0 | 0 | 0
STWD | 0 | 0 | 0 | 0 | 0 | 0
WT | 0 | 0 | 0 | 0 | 0 | 0
IGCC | 0 | 0.01 | 0.01 | 0.01 | 0.01 | 0.01
DemandResponse | 0 | 0 | 0 | 0 | 0 | 0
IGCC-CCS | 0 | 0 | 0.01 | 0.01 | 0.02 | 0.02
WT_off | 0 | 0 | 0 | 0 | 0 | 0
PseudoUnit | 0 | 0 | 0 | 0 | 0 | 0
FixedInterchange | 0 | 0 | 0 | 0 | 0 | 0
Cumulative New Build Capacity by Reporting Type: NWPP_NucRenew
ReportingType | 2015 | 2020 | 2025 | 2030 | 2035 | 2040
BM | 32.55 | 32.55 | 32.56 | 32.56 | 32.63 | 308.58
CC | 0 | 0 | 0 | 0 | 0 | 0
CSP | 0 | 0 | 0 | 0 | 0 | 0
CT | 0 | 0 | 0 | 0 | 0 | 0
Coal | 0 | 0 | 0 | 0 | 0 | 0
Geo | 86.02 | 86.06 | 520 | 520 | 520 | 520
H | 0 | 0.01 | 0.03 | 0.07 | 335 | 335
LFG | 25.51 | 25.54 | 270 | 270 | 270 | 270
Nuc | 0 | 0 | 0.12 | 1.58 | 3314.87 | 4754.77
PS | 0 | 0 | 0 | 0 | 0 | 0
PV | 0.02 | 0.02 | 0.03 | 0.04 | 0.05 | 0.1
PeakG | 0 | 0 | 0 | 0 | 0 | 0
PeakO | 0 | 0 | 0 | 0 | 0 | 0
ST | 0 | 0.01 | 0.02 | 0.03 | 0.04 | 0.12
STOG | 0 | 0 | 0 | 0 | 0 | 0
STWD | 0 | 0 | 0 | 0 | 0 | 0
WT | 977.36 | 977.43 | 977.58 | 22316.9 | 22317.27 | 24634.29
IGCC | 0 | 0 | 0 | 0 | 0 | 0
DemandResponse | 0 | 0 | 0 | 0 | 0 | 0
IGCC-CCS | 0 | 0 | 0 | 0 | 0 | 0
WT_off | 0.03 | 0.04 | 0.05 | 0.06 | 0.07 | 0.09
PseudoUnit | 0 | 0 | 0 | 0 | 0 | 0
FixedInterchange | 0 | 0 | 0 | 0 | 0 | 0
Cumulative New Build Capacity by Reporting Type: RMPA
ReportingType | 2015 | 2020 | 2025 | 2030 | 2035 | 2040
BM | 0 | 0.01 | 0.01 | 0.02 | 888.83 | 1233.25
CC | 0.15 | 1288.66 | 1288.82 | 1288.88 | 1288.88 | 1288.88
CSP | 0 | 0 | 0 | 0 | 0 | 0
CT | 152 | 152 | 152 | 152 | 152 | 152
Coal | 390 | 390 | 390 | 390 | 390 | 390
Geo | 0.03 | 24.57 | 2570 | 2570 | 2570 | 2570
H | 0 | 0 | 0 | 0 | 0 | 0
LFG | 1.41 | 1.5 | 30.33 | 30.33 | 30.33 | 30.34
Nuc | 0 | 0 | 4.77 | 1866.11 | 1866.17 | 1866.19
PS | 0 | 0 | 0 | 0 | 0 | 0
PV | 1.01 | 1.02 | 1.02 | 1.03 | 1.03 | 1.05
PeakG | 0 | 0 | 0 | 0 | 0 | 0
PeakO | 0 | 0 | 0 | 0 | 0 | 0
ST | 3 | 370.51 | 370.51 | 375.9 | 375.9 | 375.94
STOG | 0 | 0 | 0 | 0 | 0 | 0
STWD | 0 | 0 | 0 | 0 | 0 | 0
WT | 765.44 | 4310.46 | 4310.47 | 4846.97 | 4846.97 | 4982.67
IGCC | 0 | 0.01 | 0.01 | 0.01 | 0.01 | 0.01
DemandResponse | 0 | 0 | 0 | 0 | 0 | 0
IGCC-CCS | 0 | 0.01 | 0.02 | 0.02 | 0.03 | 0.03
WT_off | 0 | 0 | 0 | 0 | 0 | 0
PseudoUnit | 0 | 0 | 0 | 0 | 0 | 0
FixedInterchange | 0 | 0 | 0 | 0 | 0 | 0
Cumulative New Build Capacity by Reporting Type: SP15
ReportingType | 2015 | 2020 | 2025 | 2030 | 2035 | 2040
BM | 6 | 6 | 6 | 6 | 6.07 | 6.1
CC | 2278.94 | 2280 | 2280.18 | 2280.23 | 2280.23 | 2280.23
CSP | 0 | 0 | 0 | 0 | 0 | 0
CT | 0.02 | 0.04 | 0.05 | 0.06 | 0.06 | 0.06
Coal | 0 | 0 | 0 | 0 | 0 | 0
Geo | 49.9 | 1500 | 1500 | 1500 | 1500 | 1500
H | 0 | 0 | 0 | 0 | 0 | 0
LFG | 9.2 | 564.99 | 565 | 565 | 565 | 565
Nuc | 0 | 0 | 0.04 | 920 | 1425.34 | 4920.69
PS | 0 | 0 | 0 | 0 | 0 | 0
PV | 3.8 | 3.8 | 3.8 | 3.8 | 3.81 | 3.81
PeakG | 0 | 0 | 0 | 0 | 0 | 0
PeakO | 0 | 0 | 0 | 0 | 0 | 0
ST | 448 | 448 | 448 | 448.01 | 2857.64 | 3693.37
STOG | 0 | 0 | 0 | 0 | 0 | 0
STWD | 0 | 0 | 0 | 0 | 0 | 0
WT | 735.01 | 1617.02 | 14899.76 | 14900.15 | 14900.16 | 14900.16
IGCC | 0 | 0 | 0 | 0 | 0 | 0
DemandResponse | 0 | 0 | 0 | 0 | 0 | 0
IGCC-CCS | 0 | 0.01 | 0.02 | 0.02 | 0.03 | 0.04
WT_off | 0 | 0 | 0 | 0 | 0 | 0
PseudoUnit | 0 | 0 | 0 | 0 | 0 | 0
FixedInterchange | 0 | 0 | 0 | 0 | 0 | 0
Cumulative New Build Capacity by Reporting Type: ALB
ReportingType | 2015 | 2020 | 2025 | 2030 | 2035 | 2040
BM | 0 | 0 | 0 | 0 | 0 | 0
CC | 832.31 | 832.37 | 832.39 | 832.4 | 832.41 | 832.41
CSP | 0 | 0 | 0 | 0 | 0 | 0
CT | 201.5 | 201.5 | 201.5 | 201.5 | 201.5 | 201.51
Coal | 495 | 495 | 495 | 495 | 495 | 495
Geo | 0 | 0 | 0 | 0 | 0 | 0
H | 0 | 0 | 0 | 0 | 0 | 0
LFG | 0 | 0 | 0 | 0 | 0 | 0
Nuc | 0 | 0 | 7288.15 | 8697.73 | 8818.16 | 8983.07
PS | 0 | 0 | 0 | 0 | 0 | 0
PV | 0 | 0 | 0 | 0 | 0 | 0
PeakG | 0 | 0 | 0 | 0 | 0 | 0
PeakO | 0 | 0 | 0 | 0 | 0 | 0
ST | 0 | 0 | 0 | 0 | 0 | 0
STOG | 0 | 0 | 0 | 0 | 0 | 0
STWD | 0 | 0 | 0 | 0 | 0 | 0
WT | 9 | 9 | 9.01 | 9.03 | 100 | 100
IGCC | 0 | 0 | 0 | 0 | 0 | 0
DemandResponse | 0 | 0 | 0 | 0 | 0 | 0
IGCC-CCS | 0 | 0 | 0 | 0 | 0 | 0
WT_off | 0 | 0 | 0 | 0 | 0 | 0
PseudoUnit | 0 | 0 | 0 | 0 | 0 | 0
FixedInterchange | 0 | 0 | 0 | 0 | 0 | 0
Cumulative New Build Capacity by Reporting Type: BC
ReportingType | 2015 | 2020 | 2025 | 2030 | 2035 | 2040
BM | 0 | 0 | 0 | 0 | 0 | 0
CC | 0.11 | 0.14 | 0.16 | 0.17 | 0.18 | 0.18
CSP | 0 | 0 | 0 | 0 | 0 | 0
CT | 0.02 | 0.03 | 0.03 | 0.03 | 0.03 | 0.04
Coal | 0 | 0 | 0 | 0 | 0 | 0
Geo | 0 | 0 | 0 | 0 | 0 | 0
H | 0 | 0 | 0 | 0 | 0 | 0
LFG | 0 | 0 | 0 | 0 | 0 | 0
Nuc | 0 | 0 | 597.91 | 1119.57 | 1119.59 | 1365.04
PS | 0 | 0 | 0 | 0 | 0 | 0
PV | 0 | 0 | 0 | 0 | 0 | 0
PeakG | 0 | 0 | 0 | 0 | 0 | 0
PeakO | 0 | 0 | 0 | 0 | 0 | 0
ST | 0 | 0 | 0 | 0 | 0 | 0
STOG | 0 | 0 | 0 | 0 | 0 | 0
STWD | 0 | 0 | 0 | 0 | 0 | 0
WT | 144 | 144 | 144 | 144.02 | 300 | 300
IGCC | 0 | 0 | 0 | 0 | 0 | 0
DemandResponse | 0 | 0 | 0 | 0 | 0 | 0
IGCC-CCS | 0 | 0 | 0 | 0 | 0 | 0
WT_off | 0 | 0 | 0 | 0 | 0 | 0
PseudoUnit | 0 | 0 | 0 | 0 | 0 | 0
FixedInterchange | 0 | 0 | 0 | 0 | 0 | 0
Cumulative New Build Capacity by Reporting Type: HQ_IESO
ReportingType | 2015 | 2020 | 2025 | 2030 | 2035 | 2040
BM | 0 | 0 | 0 | 0 | 0 | 0
CC | 0 | 0 | 0 | 0 | 0 | 0
CSP | 0 | 0 | 0 | 0 | 0 | 0
CT | 0 | 0 | 0 | 0 | 0 | 0
Coal | 0 | 0 | 0 | 0 | 0 | 0
Geo | 0 | 0 | 0 | 0 | 0 | 0
H | 0 | 0 | 0 | 0 | 0 | 0
LFG | 0 | 0 | 0 | 0 | 0 | 0
Nuc | 0 | 0 | 0 | 0 | 0 | 0
PS | 0 | 0 | 0 | 0 | 0 | 0
PV | 0 | 0 | 0 | 0 | 0 | 0
PeakG | 0 | 0 | 0 | 0 | 0 | 0
PeakO | 0 | 0 | 0 | 0 | 0 | 0
ST | 0 | 0 | 0 | 0 | 0 | 0
STOG | 0 | 0 | 0 | 0 | 0 | 0
STWD | 0 | 0 | 0 | 0 | 0 | 0
WT | 0 | 0 | 0 | 0 | 0 | 0
IGCC | 0 | 0 | 0 | 0 | 0 | 0
DemandResponse | 0 | 0 | 0 | 0 | 0 | 0
IGCC-CCS | 0 | 0 | 0 | 0 | 0 | 0
WT_off | 0 | 0 | 0 | 0 | 0 | 0
PseudoUnit | 0 | 0 | 0.01 | 0.01 | 0.05 | 0.2
FixedInterchange | 0 | 0 | 0 | 0 | 0 | 0
Cumulative New Build Capacity by Reporting Type: HQ_NEISO
ReportingType | 2015 | 2020 | 2025 | 2030 | 2035 | 2040
BM | 0 | 0 | 0 | 0 | 0 | 0
CC | 0 | 0 | 0 | 0 | 0 | 0
CSP | 0 | 0 | 0 | 0 | 0 | 0
CT | 0 | 0 | 0 | 0 | 0 | 0
Coal | 0 | 0 | 0 | 0 | 0 | 0
Geo | 0 | 0 | 0 | 0 | 0 | 0
H | 0 | 0 | 0 | 0 | 0 | 0
LFG | 0 | 0 | 0 | 0 | 0 | 0
Nuc | 0 | 0 | 0 | 0 | 0 | 0
PS | 0 | 0 | 0 | 0 | 0 | 0
PV | 0 | 0 | 0 | 0 | 0 | 0
PeakG | 0 | 0 | 0 | 0 | 0 | 0
PeakO | 0 | 0 | 0 | 0 | 0 | 0
ST | 0 | 0 | 0 | 0 | 0 | 0
STOG | 0 | 0 | 0 | 0 | 0 | 0
STWD | 0 | 0 | 0 | 0 | 0 | 0
WT | 0 | 0 | 0 | 0 | 0 | 0
IGCC | 0 | 0 | 0 | 0 | 0 | 0
DemandResponse | 0 | 0 | 0 | 0 | 0 | 0
IGCC-CCS | 0 | 0 | 0 | 0 | 0 | 0
WT_off | 0 | 0 | 0 | 0 | 0 | 0
PseudoUnit | 0 | 0.01 | 0.01 | 0.02 | 0.13 | 300
FixedInterchange | 0 | 0 | 0 | 0 | 0 | 0
Cumulative New Build Capacity by Reporting Type: HQ_NY
ReportingType | 2015 | 2020 | 2025 | 2030 | 2035 | 2040
BM | 0 | 0 | 0 | 0 | 0 | 0
CC | 0 | 0 | 0 | 0 | 0 | 0
CSP | 0 | 0 | 0 | 0 | 0 | 0
CT | 0 | 0 | 0 | 0 | 0 | 0
Coal | 0 | 0 | 0 | 0 | 0 | 0
Geo | 0 | 0 | 0 | 0 | 0 | 0
H | 0 | 0 | 0 | 0 | 0 | 0
LFG | 0 | 0 | 0 | 0 | 0 | 0
Nuc | 0 | 0 | 0 | 0 | 0 | 0
PS | 0 | 0 | 0 | 0 | 0 | 0
PV | 0 | 0 | 0 | 0 | 0 | 0
PeakG | 0 | 0 | 0 | 0 | 0 | 0
PeakO | 0 | 0 | 0 | 0 | 0 | 0
ST | 0 | 0 | 0 | 0 | 0 | 0
STOG | 0 | 0 | 0 | 0 | 0 | 0
STWD | 0 | 0 | 0 | 0 | 0 | 0
WT | 0 | 0 | 0 | 0 | 0 | 0
IGCC | 0 | 0 | 0 | 0 | 0 | 0
DemandResponse | 0 | 0 | 0 | 0 | 0 | 0
IGCC-CCS | 0 | 0 | 0 | 0 | 0 | 0
WT_off | 0 | 0 | 0 | 0 | 0 | 0
PseudoUnit | 0 | 0.01 | 0.02 | 0.04 | 2499.98 | 2500
FixedInterchange | 0 | 0 | 0 | 0 | 0 | 0
Cumulative New Build Capacity by Reporting Type: MARITIMES
ReportingType | 2015 | 2020 | 2025 | 2030 | 2035 | 2040
BM | 0 | 0 | 0 | 0 | 0 | 0
CC | 0 | 0 | 0 | 0 | 0 | 0
CSP | 0 | 0 | 0 | 0 | 0 | 0
CT | 0 | 0 | 0 | 0 | 0 | 0
Coal | 0 | 0 | 0 | 0 | 0 | 0
Geo | 0 | 0 | 0 | 0 | 0 | 0
H | 0 | 0 | 0 | 0 | 0 | 0
LFG | 0 | 0 | 0 | 0 | 0 | 0
Nuc | 0 | 0 | 0 | 0 | 0 | 0
PS | 0 | 0 | 0 | 0 | 0 | 0
PV | 0 | 0 | 0 | 0 | 0 | 0
PeakG | 0 | 0 | 0 | 0 | 0 | 0
PeakO | 0 | 0 | 0 | 0 | 0 | 0
ST | 0 | 0 | 0 | 0 | 0 | 0
STOG | 0 | 0 | 0 | 0 | 0 | 0
STWD | 0 | 0 | 0 | 0 | 0 | 0
WT | 0 | 0 | 0 | 0 | 0 | 0
IGCC | 0 | 0 | 0 | 0 | 0 | 0
DemandResponse | 0 | 0 | 0 | 0 | 0 | 0
IGCC-CCS | 0 | 0 | 0 | 0 | 0 | 0
WT_off | 0 | 0 | 0 | 0 | 0 | 0
PseudoUnit | 0 | 0.01 | 0.01 | 0.02 | 0.14 | 500
FixedInterchange | 0 | 0 | 0 | 0 | 0 | 0
Cumulative New Build Capacity by Reporting Type: All
ReportingType | 2015 | 2020 | 2025 | 2030 | 2035 | 2040
BM | 1251.01 | 1421.57 | 1960.37 | 1972.99 | 26634.27 | 57312.67
CC | 103178.6 | 148619.15 | 148671.63 | 148673.42 | 148674.33 | 148674.48
CSP | 0 | 0 | 0 | 0 | 0 | 0
CT | 6394.42 | 7936.12 | 7936.43 | 8244.41 | 8376.75 | 8409.85
Coal | 10763.78 | 10763.88 | 10763.9 | 10763.9 | 10763.92 | 10763.93
Geo | 135.98 | 2211 | 6640 | 6640 | 6640.01 | 6640.01
H | 0 | 1478.16 | 3746.33 | 6887.31 | 8581.35 | 8581.52
LFG | 192.01 | 2145.02 | 4355.02 | 5079.07 | 5079.08 | 5079.08
Nuc | 2740.56 | 7270.57 | 20816.43 | 57270.57 | 107270.66 | 157270.65
PS | 0 | 0 | 0 | 0 | 0 | 0
PV | 1246.01 | 3315 | 4216.69 | 4391.3 | 4404.42 | 4470.48
PeakG | 0 | 0 | 0 | 0 | 0 | 0
PeakO | 0 | 0 | 0 | 0 | 0 | 0
ST | 760 | 1573.07 | 1801 | 1918.16 | 4850.5 | 5686.41
STOG | 0 | 0 | 0 | 0 | 0 | 0
STWD | 0 | 0 | 0 | 0 | 0 | 0
WT | 25342.03 | 144659.15 | 261753.51 | 371176.45 | 416852.89 | 432400.57
IGCC | 618.1 | 618.26 | 618.28 | 618.29 | 618.31 | 618.32
DemandResponse | 0 | 0 | 0 | 0 | 0 | 0
IGCC-CCS | 0 | 0.19 | 0.35 | 0.45 | 0.81 | 0.88
WT_off | 469.01 | 469.13 | 1569.31 | 1569.43 | 1569.56 | 1569.65
PseudoUnit | 0 | 0.02 | 0.04 | 0.09 | 2500.3 | 3300.2
FixedInterchange | 0 | 0 | 0 | 0 | 0 | 0
Cumulative New Build Capacity by Reporting Type: EI_US
ReportingType | 2015 | 2020 | 2025 | 2030 | 2035 | 2040
BM | 741.12 | 911.66 | 1450.45 | 1463.05 | 21315.4 | 51372.51
CC | 79781.49 | 119549.98 | 119601.47 | 119602.87 | 119603.75 | 119603.87
CSP | 0 | 0 | 0 | 0 | 0 | 0
CT | 4324.23 | 5865.91 | 5866.19 | 6174.15 | 6306.48 | 6339.57
Coal | 7858.77 | 7858.86 | 7858.87 | 7858.88 | 7858.89 | 7858.9
Geo | 0 | 0 | 0 | 0 | 0 | 0
H | 0 | 783.14 | 1556.28 | 2237.2 | 3346.29 | 3346.4
LFG | 141.32 | 1160.51 | 2495.54 | 3219.07 | 3219.07 | 3219.08
Nuc | 2740.56 | 7270.56 | 12925.23 | 32087.72 | 62724.42 | 101287.72
PS | 0 | 0 | 0 | 0 | 0 | 0
PV | 57.72 | 2126.69 | 3028.35 | 3202.92 | 3216.02 | 3282
PeakG | 0 | 0 | 0 | 0 | 0 | 0
PeakO | 0 | 0 | 0 | 0 | 0 | 0
ST | 0 | 0 | 0 | 0 | 0 | 0
STOG | 0 | 0 | 0 | 0 | 0 | 0
STWD | 0 | 0 | 0 | 0 | 0 | 0
WT | 19786.4 | 119588.87 | 203920.6 | 291465.89 | 328472.77 | 340441.24
IGCC | 618.09 | 618.23 | 618.25 | 618.26 | 618.28 | 618.29
DemandResponse | 0 | 0 | 0 | 0 | 0 | 0
IGCC-CCS | 0 | 0.16 | 0.28 | 0.36 | 0.66 | 0.73
WT_off | 468.95 | 469.05 | 1569.21 | 1569.31 | 1569.41 | 1569.47
PseudoUnit | 0 | 0.02 | 0.03 | 0.08 | 2500.25 | 3300
FixedInterchange | 0 | 0 | 0 | 0 | 0 | 0
Cumulative New Build Capacity by Reporting Type: EI_Canada
ReportingType | 2015 | 2020 | 2025 | 2030 | 2035 | 2040
BM | 326.33 | 326.33 | 326.33 | 326.33 | 326.33 | 326.33
CC | 1263.06 | 1263.09 | 1263.12 | 1263.15 | 1263.16 | 1263.17
CSP | 0 | 0 | 0 | 0 | 0 | 0
CT | 368.04 | 368.04 | 368.05 | 368.05 | 368.05 | 368.05
Coal | 0 | 0 | 0 | 0 | 0 | 0
Geo | 0 | 0 | 0 | 0 | 0 | 0
H | 0 | 695 | 2190.01 | 4650.02 | 4900 | 4900
LFG | 14.5 | 14.5 | 14.5 | 15 | 15 | 15
Nuc | 0 | 0 | 0.01 | 0.01 | 0.01 | 0.01
PS | 0 | 0 | 0 | 0 | 0 | 0
PV | 1067.26 | 1067.26 | 1067.26 | 1067.26 | 1067.26 | 1067.26
PeakG | 0 | 0 | 0 | 0 | 0 | 0
PeakO | 0 | 0 | 0 | 0 | 0 | 0
ST | 0 | 0 | 0 | 0 | 0 | 0
STOG | 0 | 0 | 0 | 0 | 0 | 0
STWD | 0 | 0 | 0 | 0 | 0 | 0
WT | 2408.3 | 2408.3 | 2408.3 | 2408.3 | 2408.3 | 2408.31
IGCC | 0 | 0 | 0 | 0 | 0 | 0
DemandResponse | 0 | 0 | 0 | 0 | 0 | 0
IGCC-CCS | 0 | 0 | 0 | 0 | 0 | 0
WT_off | 0.02 | 0.03 | 0.03 | 0.03 | 0.04 | 0.06
PseudoUnit | 0 | 0 | 0.01 | 0.01 | 0.05 | 0.2
FixedInterchange | 0 | 0 | 0 | 0 | 0 | 0
Cumulative New Build Capacity by Reporting Type: EI
ReportingType | 2015 | 2020 | 2025 | 2030 | 2035 | 2040
BM | 1067.45 | 1238 | 1776.79 | 1789.39 | 21641.74 | 51698.85
CC | 81044.55 | 120813.07 | 120864.6 | 120866.02 | 120866.91 | 120867.04
CSP | 0 | 0 | 0 | 0 | 0 | 0
CT | 4692.27 | 6233.95 | 6234.24 | 6542.2 | 6674.53 | 6707.62
Coal | 7858.77 | 7858.86 | 7858.87 | 7858.88 | 7858.89 | 7858.9
Geo | 0 | 0 | 0 | 0 | 0 | 0
H | 0 | 1478.15 | 3746.29 | 6887.22 | 8246.29 | 8246.4
LFG | 155.82 | 1175.01 | 2510.04 | 3234.07 | 3234.07 | 3234.08
Nuc | 2740.56 | 7270.56 | 12925.24 | 32087.73 | 62724.43 | 101287.73
PS | 0 | 0 | 0 | 0 | 0 | 0
PV | 1124.97 | 3193.94 | 4095.6 | 4270.18 | 4283.28 | 4349.26
PeakG | 0 | 0 | 0 | 0 | 0 | 0
PeakO | 0 | 0 | 0 | 0 | 0 | 0
ST | 0 | 0 | 0 | 0 | 0 | 0
STOG | 0 | 0 | 0 | 0 | 0 | 0
STWD | 0 | 0 | 0 | 0 | 0 | 0
WT | 22194.7 | 121997.17 | 206328.9 | 293874.19 | 330881.07 | 342849.55
IGCC | 618.09 | 618.23 | 618.25 | 618.26 | 618.28 | 618.29
DemandResponse | 0 | 0 | 0 | 0 | 0 | 0
IGCC-CCS | 0 | 0.16 | 0.28 | 0.36 | 0.66 | 0.73
WT_off | 468.97 | 469.08 | 1569.24 | 1569.34 | 1569.46 | 1569.52
PseudoUnit | 0 | 0.02 | 0.04 | 0.09 | 2500.3 | 3300.2
FixedInterchange | 0 | 0 | 0 | 0 | 0 | 0
Cumulative New Build Capacity by Reporting Type: Outside_EI
ReportingType | 2015 | 2020 | 2025 | 2030 | 2035 | 2040
BM | 183.55 | 183.57 | 183.58 | 183.6 | 4992.53 | 5613.82
CC | 22134.06 | 27806.08 | 27807.04 | 27807.4 | 27807.42 | 27807.44
CSP | 0 | 0 | 0 | 0 | 0 | 0
CT | 1702.15 | 1702.17 | 1702.19 | 1702.2 | 1702.22 | 1702.23
Coal | 2905.01 | 2905.02 | 2905.02 | 2905.02 | 2905.02 | 2905.03
Geo | 135.98 | 2211 | 6640 | 6640 | 6640.01 | 6640.01
H | 0 | 0.01 | 0.04 | 0.1 | 335.06 | 335.12
LFG | 36.19 | 970 | 1844.98 | 1845.01 | 1845.01 | 1845.01
Nuc | 0 | 0.01 | 7891.19 | 25182.85 | 44546.23 | 55982.92
PS | 0 | 0 | 0 | 0 | 0 | 0
PV | 121.04 | 121.06 | 121.08 | 121.12 | 121.15 | 121.22
PeakG | 0 | 0 | 0 | 0 | 0 | 0
PeakO | 0 | 0 | 0 | 0 | 0 | 0
ST | 760 | 1573.07 | 1801 | 1918.16 | 4850.5 | 5686.41
STOG | 0 | 0 | 0 | 0 | 0 | 0
STWD | 0 | 0 | 0 | 0 | 0 | 0
WT | 3147.32 | 22661.98 | 55424.61 | 77302.25 | 85971.82 | 89551.02
IGCC | 0.01 | 0.03 | 0.03 | 0.03 | 0.03 | 0.04
DemandResponse | 0 | 0 | 0 | 0 | 0 | 0
IGCC-CCS | 0 | 0.03 | 0.07 | 0.09 | 0.15 | 0.15
WT_off | 0.04 | 0.05 | 0.07 | 0.08 | 0.1 | 0.13
PseudoUnit | 0 | 0 | 0 | 0 | 0 | 0
FixedInterchange | 0 | 0 | 0 | 0 | 0 | 0
#3 | 0: Retirements of Capacity (MW)
Retirements of Capacity by Reporting Type: Entergy
ReportingType | 2015 | 2020 | 2025 | 2030 | 2035 | 2040
BM | 0 | 0 | 0 | 0 | 0 | 0
CC | 0.01 | 0 | 0.01 | 208.68 | 2316.95 | 5136.52
CSP | 0 | 0 | 0 | 0 | 0 | 0
CT | 0 | 0 | 0 | 0 | 0 | 0
Coal | 952.78 | 5513.96 | 1841.02 | 0.43 | 0.07 | 0.07
Geo | 0 | 0 | 0 | 0 | 0 | 0
H | 0 | 0 | 0 | 0 | 0 | 0
LFG | 0 | 0 | 0 | 0 | 0 | 0
Nuc | 0 | 0 | 0 | 0 | 842 | 997
PS | 0 | 0 | 0 | 0 | 0 | 0
PV | 0 | 0 | 0 | 0 | 0 | 0
PeakG | 0 | 0 | 0.02 | 1.09 | 0.04 | 0.03
PeakO | 0 | 0 | 0 | 173.33 | 0.02 | 0.02
ST | 0 | 0 | 0 | 0 | 0 | 0
STOG | 13047.51 | 0 | 0.05 | 1817.17 | 0.01 | 0.01
STWD | 0 | 0 | 0 | 0 | 0 | 0
WT | 0 | 0 | 0 | 0 | 0 | 0
IGCC | 0 | 0 | 0 | 0 | 0 | 0
DemandResponse | 0 | 0 | 0 | 0 | 0 | 0
IGCC-CCS | 0 | 0 | 0 | 0 | 0 | 0
WT_off | 0 | 0 | 0 | 0 | 0 | 0
PseudoUnit | 0 | 0 | 0 | 0 | 0 | 0
FixedInterchange | 0 | 0 | 0 | 0 | 0 | 0
Retirements of Capacity by Reporting Type: FRCC
ReportingType | 2015 | 2020 | 2025 | 2030 | 2035 | 2040
BM | 0 | 0 | 0 | 0 | 0 | 0
CC | 0 | 0 | 0.01 | 10451.8 | 4538.23 | 0.02
CSP | 0 | 0 | 0 | 0 | 0 | 0
CT | 0 | 0 | 0 | 0.1 | 2479.78 | 0
Coal | 7098.58 | 1103.99 | 5.56 | 0.2 | 0.04 | 0.03
Geo | 0 | 0 | 0 | 0 | 0 | 0
H | 0 | 0 | 0 | 0 | 0 | 0
LFG | 0 | 0 | 0 | 0 | 0 | 0
Nuc | 0 | 0 | 0 | 0 | 1615.33 | 1677
PS | 0 | 0 | 0 | 0 | 0 | 0
PV | 0 | 0 | 0 | 0 | 0 | 0
PeakG | 0 | 0 | 0.01 | 2078.52 | 0.01 | 0
PeakO | 0.03 | 0.01 | 844.03 | 1438.45 | 0.01 | 0
ST | 0 | 0 | 0 | 0 | 0 | 0
STOG | 9831.02 | 0 | 1.77 | 0.04 | 0.01 | 0
STWD | 0 | 0 | 0 | 0 | 0 | 0
WT | 0 | 0 | 0 | 0 | 0 | 0
IGCC | 0 | 0 | 0 | 0 | 0 | 0
DemandResponse | 0 | 0 | 0 | 0 | 0 | 0
IGCC-CCS | 0 | 0 | 0 | 0 | 0 | 0
WT_off | 0 | 0 | 0 | 0 | 0 | 0
PseudoUnit | 0 | 0 | 0 | 0 | 0 | 0
FixedInterchange | 0 | 0 | 0 | 0 | 0 | 0
Retirements of Capacity by Reporting Type: MAPP_US
ReportingType | 2015 | 2020 | 2025 | 2030 | 2035 | 2040
BM | 0 | 0 | 0 | 0 | 0 | 0
CC | 0 | 0 | 0 | 0 | 0 | 0
CSP | 0 | 0 | 0 | 0 | 0 | 0
CT | 0 | 0 | 0 | 0 | 0 | 0
Coal | 1924.66 | 471.59 | 414.12 | 150.28 | 0.03 | 0.03
Geo | 0 | 0 | 0 | 0 | 0 | 0
H | 0 | 0 | 0 | 0 | 0 | 0
LFG | 0 | 0 | 0 | 0 | 0 | 0
Nuc | 0 | 0 | 0 | 0 | 0 | 0
PS | 0 | 0 | 0 | 0 | 0 | 0
PV | 0 | 0 | 0 | 0 | 0 | 0
PeakG | 0.01 | 0 | 0 | 0 | 0 | 0
PeakO | 0.01 | 0 | 0 | 0 | 0 | 0
ST | 0 | 0 | 0 | 0 | 0 | 0
STOG | 0.02 | 0 | 0 | 0 | 0 | 0
STWD | 0 | 0 | 0 | 0 | 0 | 0
WT | 0 | 0 | 0 | 0 | 0 | 0
IGCC | 0 | 0 | 0 | 0 | 0 | 0
DemandResponse | 0 | 0 | 0 | 0 | 0 | 0
IGCC-CCS | 0 | 0 | 0 | 0 | 0 | 0
WT_off | 0 | 0 | 0 | 0 | 0 | 0
PseudoUnit | 0 | 0 | 0 | 0 | 0 | 0
FixedInterchange | 0 | 0 | 0 | 0 | 0 | 0
Retirements of Capacity by Reporting Type: MISO_IN
ReportingType | 2015 | 2020 | 2025 | 2030 | 2035 | 2040
BM | 0 | 0 | 0 | 0 | 0 | 0
CC | 0 | 0 | 0 | 0 | 0 | 0.01
CSP | 0 | 0 | 0 | 0 | 0 | 0
CT | 0 | 0 | 0 | 0 | 0 | 0
Coal | 5391.97 | 1804.23 | 666.85 | 3255.74 | 0.09 | 0.13
Geo | 0 | 0 | 0 | 0 | 0 | 0
H | 0 | 0 | 0 | 0 | 0 | 0
LFG | 0 | 0 | 0 | 0 | 0 | 0
Nuc | 0 | 0 | 0 | 0 | 0 | 0
PS | 0 | 0 | 0 | 0 | 0 | 0
PV | 0 | 0 | 0 | 0 | 0 | 0
PeakG | 0 | 0 | 0 | 0.01 | 0 | 0
PeakO | 0 | 0 | 0 | 0 | 0 | 0.01
ST | 0 | 0 | 0 | 0 | 0 | 0
STOG | 0 | 0 | 0 | 8.45 | 0 | 0.01
STWD | 0 | 0 | 0 | 0 | 0 | 0
WT | 0 | 0 | 0 | 0 | 0 | 0
IGCC | 0 | 0 | 0 | 0 | 0 | 0
DemandResponse | 0 | 0 | 0 | 0 | 0 | 0
IGCC-CCS | 0 | 0 | 0 | 0 | 0 | 0
WT_off | 0 | 0 | 0 | 0 | 0 | 0
PseudoUnit | 0 | 0 | 0 | 0 | 0 | 0
FixedInterchange | 0 | 0 | 0 | 0 | 0 | 0
Retirements of Capacity by Reporting Type: MISO_MI
ReportingType | 2015 | 2020 | 2025 | 2030 | 2035 | 2040
BM | 0 | 0 | 0 | 0 | 0 | 0
CC | 0 | 0 | 0 | 0.02 | 0.01 | 0.02
CSP | 0 | 0 | 0 | 0 | 0 | 0
CT | 0 | 0 | 0 | 0 | 0 | 0
Coal | 6337.39 | 4451 | 0.15 | 0.74 | 0.06 | 0.08
Geo | 0 | 0 | 0 | 0 | 0 | 0
H | 0 | 0 | 0 | 0 | 0 | 0
LFG | 0 | 0 | 0 | 0 | 0 | 0
Nuc | 0 | 0 | 0 | 0 | 778 | 0
PS | 0 | 0 | 0 | 0 | 0 | 0
PV | 0 | 0 | 0 | 0 | 0 | 0
PeakG | 0 | 0 | 0 | 0.01 | 0 | 0
PeakO | 0 | 0 | 0 | 0 | 0 | 0.01
ST | 0 | 0 | 0 | 0 | 0 | 0
STOG | 0.03 | 0 | 0 | 68.04 | 0.01 | 0.02
STWD | 0 | 0 | 0 | 0 | 0 | 0
WT | 0 | 0 | 0 | 0 | 0 | 0
IGCC | 0 | 0 | 0 | 0 | 0 | 0
DemandResponse | 0 | 0 | 0 | 0 | 0 | 0
IGCC-CCS | 0 | 0 | 0 | 0 | 0 | 0
WT_off | 0 | 0 | 0 | 0 | 0 | 0
PseudoUnit | 0 | 0 | 0 | 0 | 0 | 0
FixedInterchange | 0 | 0 | 0 | 0 | 0 | 0
Retirements of Capacity by Reporting Type: MISO_MO-IL
ReportingType | 2015 | 2020 | 2025 | 2030 | 2035 | 2040
BM | 0 | 0 | 0 | 0 | 0 | 0
CC | 0 | 0 | 0 | 0 | 0 | 0.01
CSP | 0 | 0 | 0 | 0 | 0 | 0
CT | 0 | 0 | 0 | 0 | 0 | 0
Coal | 4802.88 | 5695.56 | 993.09 | 1830.95 | 0.1 | 0.11
Geo | 0 | 0 | 0 | 0 | 0 | 0
H | 0 | 0 | 0 | 0 | 0 | 0
LFG | 0 | 0 | 0 | 0 | 0 | 0
Nuc | 0 | 0 | 0 | 0 | 0 | 0
PS | 0 | 0 | 0 | 0 | 0 | 0
PV | 0 | 0 | 0 | 0 | 0 | 0
PeakG | 0.01 | 0 | 0 | 0.02 | 0 | 0
PeakO | 0 | 0 | 0 | 0 | 0 | 0.01
ST | 0 | 0 | 0 | 0 | 0 | 0
STOG | 0 | 0 | 0 | 16.5 | 0.01 | 0.02
STWD | 0 | 0 | 0 | 0 | 0 | 0
WT | 0 | 0 | 0 | 0 | 0 | 0
IGCC | 0 | 0 | 0 | 0 | 0 | 0
DemandResponse | 0 | 0 | 0 | 0 | 0 | 0
IGCC-CCS | 0 | 0 | 0 | 0 | 0 | 0
WT_off | 0 | 0 | 0 | 0 | 0 | 0
PseudoUnit | 0 | 0 | 0 | 0 | 0 | 0
FixedInterchange | 0 | 0 | 0 | 0 | 0 | 0
Retirements of Capacity by Reporting Type: MISO_W
ReportingType | 2015 | 2020 | 2025 | 2030 | 2035 | 2040
BM | 0 | 0 | 0 | 0 | 0 | 0
CC | 0 | 0 | 0 | 0.02 | 0.01 | 0.02
CSP | 0 | 0 | 0 | 0 | 0 | 0
CT | 0 | 0 | 0 | 0 | 0 | 0.01
Coal | 3724.93 | 4425.2 | 1256.91 | 3726.19 | 0.1 | 0.14
Geo | 0 | 0 | 0 | 0 | 0 | 0
H | 0 | 0 | 0 | 0 | 0 | 0
LFG | 0 | 0 | 0 | 0 | 0 | 0
Nuc | 0 | 0 | 0 | 0 | 2361.23 | 0
PS | 0 | 0 | 0 | 0 | 0 | 0
PV | 0 | 0 | 0 | 0 | 0 | 0
PeakG | 0 | 0 | 0 | 0.01 | 0.01 | 0.01
PeakO | 0 | 0 | 0 | 0.02 | 0.01 | 0.02
ST | 0 | 0 | 0 | 0 | 0 | 0
STOG | 0 | 0 | 0 | 5.36 | 0.01 | 0.03
STWD | 0 | 0 | 0 | 0 | 0 | 0
WT | 0 | 0 | 0 | 0 | 0 | 0
IGCC | 0 | 0 | 0 | 0 | 0 | 0
DemandResponse | 0 | 0 | 0 | 0 | 0 | 0
IGCC-CCS | 0 | 0 | 0 | 0 | 0 | 0
WT_off | 0 | 0 | 0 | 0 | 0 | 0
PseudoUnit | 0 | 0 | 0 | 0 | 0 | 0
FixedInterchange | 0 | 0 | 0 | 0 | 0 | 0
Retirements of Capacity by Reporting Type: MISO_WUMS
ReportingType | 2015 | 2020 | 2025 | 2030 | 2035 | 2040
BM | 0 | 0 | 0 | 0 | 0 | 0
CC | 0 | 0 | 0 | 0 | 0 | 0.01
CSP | 0 | 0 | 0 | 0 | 0 | 0
CT | 0 | 0 | 0 | 0 | 0 | 0
Coal | 4189.37 | 1868.01 | 0.31 | 334.24 | 0.04 | 0.06
Geo | 0 | 0 | 0 | 0 | 0 | 0
H | 0 | 0 | 0 | 0 | 0 | 0
LFG | 0 | 0 | 0 | 0 | 0 | 0
Nuc | 0 | 0 | 0 | 0 | 1816.9 | 0
PS | 0 | 0 | 0 | 0 | 0 | 0
PV | 0 | 0 | 0 | 0 | 0 | 0
PeakG | 0 | 0 | 0 | 0.01 | 0 | 0
PeakO | 0 | 0 | 0 | 0 | 0 | 0.01
ST | 0 | 0 | 0 | 0 | 0 | 0
STOG | 59.5 | 0 | 0 | 4.84 | 0.01 | 0.02
STWD | 0 | 0 | 0 | 0 | 0 | 0
WT | 0 | 0 | 0 | 0 | 0 | 0
IGCC | 0 | 0 | 0 | 0 | 0 | 0
DemandResponse | 0 | 0 | 0 | 0 | 0 | 0
IGCC-CCS | 0 | 0 | 0 | 0 | 0 | 0
WT_off | 0 | 0 | 0 | 0 | 0 | 0
PseudoUnit | 0 | 0 | 0 | 0 | 0 | 0
FixedInterchange | 0 | 0 | 0 | 0 | 0 | 0
Retirements of Capacity by Reporting Type: Nebraska
ReportingType | 2015 | 2020 | 2025 | 2030 | 2035 | 2040
BM | 0 | 0 | 0 | 0 | 0 | 0
CC | 0 | 0 | 0 | 0 | 0 | 0
CSP | 0 | 0 | 0 | 0 | 0 | 0
CT | 0 | 0 | 0 | 0 | 0 | 0
Coal | 0.02 | 3195.44 | 0.03 | 0.02 | 0.01 | 0.03
Geo | 0 | 0 | 0 | 0 | 0 | 0
H | 0 | 0 | 0 | 0 | 0 | 0
LFG | 0 | 0 | 0 | 0 | 0 | 0
Nuc | 0 | 0 | 0 | 0 | 1251.8 | 0
PS | 0 | 0 | 0 | 0 | 0 | 0
PV | 0 | 0 | 0 | 0 | 0 | 0
PeakG | 0 | 0 | 0 | 0 | 0 | 0
PeakO | 0 | 0 | 0 | 0 | 0 | 0
ST | 0 | 0 | 0 | 0 | 0 | 0
STOG | 248.93 | 0 | 0 | 0 | 0 | 0
STWD | 0 | 0 | 0 | 0 | 0 | 0
WT | 0 | 0 | 0 | 0 | 0 | 0
IGCC | 0 | 0 | 0 | 0 | 0 | 0
DemandResponse | 0 | 0 | 0 | 0 | 0 | 0
IGCC-CCS | 0 | 0 | 0 | 0 | 0 | 0
WT_off | 0 | 0 | 0 | 0 | 0 | 0
PseudoUnit | 0 | 0 | 0 | 0 | 0 | 0
FixedInterchange | 0 | 0 | 0 | 0 | 0 | 0
Retirements of Capacity by Reporting Type: NEISO
ReportingType | 2015 | 2020 | 2025 | 2030 | 2035 | 2040
BM | 0 | 0 | 0 | 0 | 0 | 0
CC | 1045.01 | 3010.36 | 1444.24 | 126.92 | 0.01 | 869.24
CSP | 0 | 0 | 0 | 0 | 0 | 0
CT | 0 | 0 | 0 | 9.44 | 324.33 | 0
Coal | 2249.78 | 320.04 | 0.02 | 0.01 | 0.01 | 0.01
Geo | 0 | 0 | 0 | 0 | 0 | 0
H | 0 | 0 | 0 | 0 | 0 | 0
LFG | 0 | 0 | 0 | 0 | 0 | 0
Nuc | 0 | 0 | 0 | 0 | 1289 | 876.92
PS | 0 | 0 | 0 | 0 | 0 | 0
PV | 0 | 0 | 0 | 0 | 0 | 0
PeakG | 0.01 | 0.01 | 0.01 | 0.01 | 0 | 0
PeakO | 1182.26 | 0.05 | 0.01 | 0.01 | 0 | 0
ST | 0 | 0 | 0 | 0 | 0 | 0
STOG | 6236.79 | 0.01 | 0 | 0 | 0 | 0
STWD | 0 | 0 | 0 | 0 | 0 | 0
WT | 0 | 0 | 0 | 0 | 0 | 0
IGCC | 0 | 0 | 0 | 0 | 0 | 0
DemandResponse | 0 | 0 | 0 | 0 | 0 | 0
IGCC-CCS | 0 | 0 | 0 | 0 | 0 | 0
WT_off | 0 | 0 | 0 | 0 | 0 | 0
PseudoUnit | 0 | 0 | 0 | 0 | 0 | 0
FixedInterchange | 0 | 0 | 0 | 0 | 0 | 0
Retirements of Capacity by Reporting Type: NonRTO_Midwest
ReportingType | 2015 | 2020 | 2025 | 2030 | 2035 | 2040
BM | 0 | 0 | 0 | 0 | 0 | 0
CC | 0 | 0 | 0 | 0 | 0 | 2844.93
CSP | 0 | 0 | 0 | 0 | 0 | 0
CT | 0 | 0 | 0 | 0 | 0 | 0
Coal | 4163.6 | 2468.29 | 817.23 | 985.73 | 0.52 | 0.11
Geo | 0 | 0 | 0 | 0 | 0 | 0
H | 0 | 0 | 0 | 0 | 0 | 0
LFG | 0 | 0 | 0 | 0 | 0 | 0
Nuc | 0 | 0 | 0 | 0 | 0 | 0
PS | 0 | 0 | 0 | 0 | 0 | 0
PV | 0 | 0 | 0 | 0 | 0 | 0
PeakG | 0.01 | 0 | 0.01 | 0.04 | 997.79 | 419.36
PeakO | 0 | 0 | 0 | 0 | 11.72 | 0.05
ST | 0 | 0 | 0 | 0 | 0 | 0
STOG | 0 | 0 | 0 | 0 | 0 | 0
STWD | 0 | 0 | 0 | 0 | 0 | 0
WT | 0 | 0 | 0 | 0 | 0 | 0
IGCC | 0 | 0 | 0 | 0 | 0 | 0
DemandResponse | 0 | 0 | 0 | 0 | 0 | 0
IGCC-CCS | 0 | 0 | 0 | 0 | 0 | 0
WT_off | 0 | 0 | 0 | 0 | 0 | 0
PseudoUnit | 0 | 0 | 0 | 0 | 0 | 0
FixedInterchange | 0 | 0 | 0 | 0 | 0 | 0
Retirements of Capacity by Reporting Type: NYISO_A-F
ReportingType | 2015 | 2020 | 2025 | 2030 | 2035 | 2040
BM | 0 | 0 | 0 | 0 | 0 | 0
CC | 0.07 | 0 | 0 | 599.9 | 2147.81 | 638.77
CSP | 0 | 0 | 0 | 0 | 0 | 0
CT | 0 | 0 | 0 | 0 | 0 | 0
Coal | 2251.58 | 0.03 | 0 | 0.01 | 0.01 | 0.01
Geo | 0 | 0 | 0 | 0 | 0 | 0
H | 0 | 0 | 0 | 0 | 0 | 0
LFG | 0 | 0 | 0 | 0 | 0 | 0
Nuc | 0 | 0 | 0 | 621.2 | 580.5 | 852.2
PS | 0 | 0 | 0 | 0 | 0 | 0
PV | 0 | 0 | 0 | 0 | 0 | 0
PeakG | 0 | 0 | 0 | 0.01 | 0.01 | 0
PeakO | 0 | 0 | 0 | 0.03 | 0.03 | 0
ST | 0 | 0 | 0 | 0 | 0 | 0
STOG | 1700.88 | 0 | 0 | 0.01 | 0.01 | 0
STWD | 0 | 0 | 0 | 0 | 0 | 0
WT | 0 | 0 | 0 | 0 | 0 | 0
IGCC | 0 | 0 | 0 | 0 | 0 | 0
DemandResponse | 0 | 0 | 0 | 0 | 0 | 0
IGCC-CCS | 0 | 0 | 0 | 0 | 0 | 0
WT_off | 0 | 0 | 0 | 0 | 0 | 0
PseudoUnit | 0 | 0 | 0 | 0 | 0 | 0
FixedInterchange | 0 | 0 | 0 | 0 | 0 | 0
Retirements of Capacity by Reporting Type: NYISO_G-I
ReportingType | 2015 | 2020 | 2025 | 2030 | 2035 | 2040
BM | 0 | 0 | 0 | 0 | 0 | 0
CC | 0 | 0 | 0 | 0 | 0 | 0.01
CSP | 0 | 0 | 0 | 0 | 0 | 0
CT | 0 | 0 | 0 | 0 | 0 | 0
Coal | 368.1 | 0.02 | 0 | 0.01 | 0 | 0
Geo | 0 | 0 | 0 | 0 | 0 | 0
H | 0 | 0 | 0 | 0 | 0 | 0
LFG | 0 | 0 | 0 | 0 | 0 | 0
Nuc | 0 | 0 | 0 | 0 | 1019.6 | 1025
PS | 0 | 0 | 0 | 0 | 0 | 0
PV | 0 | 0 | 0 | 0 | 0 | 0
PeakG | 0 | 0 | 0 | 0 | 0 | 0
PeakO | 0 | 0 | 0 | 0 | 0 | 0.01
ST | 0 | 0 | 0 | 0 | 0 | 0
STOG | 2429.67 | 0 | 0 | 0 | 0 | 0.05
STWD | 0 | 0 | 0 | 0 | 0 | 0
WT | 0 | 0 | 0 | 0 | 0 | 0
IGCC | 0 | 0 | 0 | 0 | 0 | 0
DemandResponse | 0 | 0 | 0 | 0 | 0 | 0
IGCC-CCS | 0 | 0 | 0 | 0 | 0 | 0
WT_off | 0 | 0 | 0 | 0 | 0 | 0
PseudoUnit | 0 | 0 | 0 | 0 | 0 | 0
FixedInterchange | 0 | 0 | 0 | 0 | 0 | 0
Retirements of Capacity by Reporting Type: NYISO_J-K
ReportingType | 2015 | 2020 | 2025 | 2030 | 2035 | 2040
BM | 0 | 0 | 0 | 0 | 0 | 0
CC | 0 | 0 | 0 | 0 | 0 | 0
CSP | 0 | 0 | 0 | 0 | 0 | 0
CT | 0 | 0 | 0 | 0 | 0 | 0
Coal | 0 | 0 | 0 | 0 | 0 | 0
Geo | 0 | 0 | 0 | 0 | 0 | 0
H | 0 | 0 | 0 | 0 | 0 | 0
LFG | 0 | 0 | 0 | 0 | 0 | 0
Nuc | 0 | 0 | 0 | 0 | 0 | 0
PS | 0 | 0 | 0 | 0 | 0 | 0
PV | 0 | 0 | 0 | 0 | 0 | 0
PeakG | 0 | 0 | 0 | 0 | 0 | 0
PeakO | 0 | 0 | 0 | 0 | 0 | 0.01
ST | 0 | 0 | 0 | 0 | 0 | 0
STOG | 3505.08 | 0 | 0 | 0.01 | 0 | 0.03
STWD | 0 | 0 | 0 | 0 | 0 | 0
WT | 0 | 0 | 0 | 0 | 0 | 0
IGCC | 0 | 0 | 0 | 0 | 0 | 0
DemandResponse | 0 | 0 | 0 | 0 | 0 | 0
IGCC-CCS | 0 | 0 | 0 | 0 | 0 | 0
WT_off | 0 | 0 | 0 | 0 | 0 | 0
PseudoUnit | 0 | 0 | 0 | 0 | 0 | 0
FixedInterchange | 0 | 0 | 0 | 0 | 0 | 0
Retirements of Capacity by Reporting Type: PJM_E
ReportingType | 2015 | 2020 | 2025 | 2030 | 2035 | 2040
BM | 0 | 0 | 0 | 0 | 0 | 0
CC | 0.01 | 0 | 0.01 | 0 | 618.14 | 519.89
CSP | 0 | 0 | 0 | 0 | 0 | 0
CT | 0 | 0 | 0 | 0 | 0 | 26.06
Coal | 2803.3 | 568.17 | 0.11 | 0.01 | 0.02 | 0.04
Geo | 0 | 0 | 0 | 0 | 0 | 0
H | 0 | 0 | 0 | 0 | 0 | 0
LFG | 0 | 0 | 0 | 0 | 0 | 0
Nuc | 0 | 614.5 | 0 | 0 | 2224 | 1174
PS | 0 | 0 | 0 | 0 | 0 | 0
PV | 0 | 0 | 0 | 0 | 0 | 0
PeakG | 268.5 | 0 | 0 | 0 | 0 | 0.01
PeakO | 2.72 | 0 | 0.02 | 0 | 0.01 | 0.06
ST | 0 | 0 | 0 | 0 | 0 | 0
STOG | 629.96 | 0 | 1966.12 | 0 | 0.1 | 655.52
STWD | 0 | 0 | 0 | 0 | 0 | 0
WT | 0 | 0 | 0 | 0 | 0 | 0
IGCC | 0 | 0 | 0 | 0 | 0 | 0
DemandResponse | 0 | 0 | 0 | 0 | 0 | 0
IGCC-CCS | 0 | 0 | 0 | 0 | 0 | 0
WT_off | 0 | 0 | 0 | 0 | 0 | 0
PseudoUnit | 0 | 0 | 0 | 0 | 0 | 0
FixedInterchange | 0 | 0 | 0 | 0 | 0 | 0
Retirements of Capacity by Reporting Type: PJM_ROM
ReportingType | 2015 | 2020 | 2025 | 2030 | 2035 | 2040
BM | 0 | 0 | 0 | 0 | 0 | 0
CC | 0 | 0 | 0 | 0 | 0.01 | 1201.73
CSP | 0 | 0 | 0 | 0 | 0 | 0
CT | 0 | 0 | 0 | 0 | 15.85 | 0.01
Coal | 14620.1 | 1234.38 | 521.75 | 0.04 | 0.15 | 0.08
Geo | 0 | 0 | 0 | 0 | 0 | 0
H | 0 | 0 | 0 | 0 | 0 | 0
LFG | 0 | 0 | 0 | 0 | 0 | 0
Nuc | 0 | 0 | 0 | 0 | 1732 | 899
PS | 0 | 0 | 0 | 0 | 0 | 0
PV | 0 | 0 | 0 | 0 | 0 | 0
PeakG | 0 | 0 | 0 | 0 | 0 | 0.02
PeakO | 270.01 | 0 | 0.01 | 0 | 0.01 | 1559.78
ST | 0 | 0 | 0 | 0 | 0 | 0
STOG | 580.28 | 0 | 0.44 | 0 | 0.03 | 3528.11
STWD | 0 | 0 | 0 | 0 | 0 | 0
WT | 0 | 0 | 0 | 0 | 0 | 0
IGCC | 0 | 0 | 0 | 0 | 0 | 0
DemandResponse | 0 | 0 | 0 | 0 | 0 | 0
IGCC-CCS | 0 | 0 | 0 | 0 | 0 | 0
WT_off | 0 | 0 | 0 | 0 | 0 | 0
PseudoUnit | 0 | 0 | 0 | 0 | 0 | 0
FixedInterchange | 0 | 0 | 0 | 0 | 0 | 0
Retirements of Capacity by Reporting Type: PJM_ROR
ReportingType | 2015 | 2020 | 2025 | 2030 | 2035 | 2040
BM | 0 | 0 | 0 | 0 | 0 | 0
CC | 0 | 0 | 0.01 | 0 | 173.68 | 1307.96
CSP | 0 | 0 | 0 | 0 | 0 | 0
CT | 0 | 0 | 0 | 0 | 28.82 | 0.01
Coal | 32498.04 | 12715.29 | 8238.75 | 0.15 | 0.38 | 0.31
Geo | 0 | 0 | 0 | 0 | 0 | 0
H | 0 | 0 | 0 | 0 | 0 | 0
LFG | 0 | 0 | 0 | 0 | 0 | 0
Nuc | 0 | 0 | 0 | 867 | 4275 | 4883.16
PS | 0 | 0 | 0 | 0 | 0 | 0
PV | 0 | 0 | 0 | 0 | 0 | 0
PeakG | 0.04 | 0.01 | 0.06 | 0 | 0 | 0.24
PeakO | 19.01 | 0 | 0.01 | 0 | 0.01 | 1736
ST | 0 | 0 | 0 | 0 | 0 | 0
STOG | 0.09 | 0 | 34.43 | 0 | 0.08 | 2087.15
STWD | 0 | 0 | 0 | 0 | 0 | 0
WT | 0 | 0 | 0 | 0 | 0 | 0
IGCC | 0 | 0 | 0 | 0 | 0 | 0
DemandResponse | 0 | 0 | 0 | 0 | 0 | 0
IGCC-CCS | 0 | 0 | 0 | 0 | 0 | 0
WT_off | 0 | 0 | 0 | 0 | 0 | 0
PseudoUnit | 0 | 0 | 0 | 0 | 0 | 0
FixedInterchange | 0 | 0 | 0 | 0 | 0 | 0
Retirements of Capacity by Reporting Type: SOCO
ReportingType | 2015 | 2020 | 2025 | 2030 | 2035 | 2040
BM | 0 | 0 | 0 | 0 | 0 | 0
CC | 171.1 | 0 | 0.01 | 14.53 | 12182.92 | 7227.07
CSP | 0 | 0 | 0 | 0 | 0 | 0
CT | 0 | 0 | 0 | 0 | 0 | 0
Coal | 17119.48 | 4149.07 | 2008.25 | 0.16 | 0.09 | 0.08
Geo | 0 | 0 | 0 | 0 | 0 | 0
H | 0 | 0 | 0 | 0 | 0 | 0
LFG | 0 | 0 | 0 | 0 | 0 | 0
Nuc | 0 | 0 | 0 | 0 | 0 | 2645.05
PS | 0 | 0 | 0 | 0 | 0 | 0
PV | 0 | 0 | 0 | 0 | 0 | 0
PeakG | 209.72 | 0 | 0.09 | 2082.84 | 4211.76 | 0.02
PeakO | 1138.5 | 0 | 0.01 | 0.01 | 0.01 | 0.01
ST | 0 | 0 | 0 | 0 | 0 | 0
STOG | 853.87 | 0 | 0 | 0 | 0 | 0
STWD | 0 | 0 | 0 | 0 | 0 | 0
WT | 0 | 0 | 0 | 0 | 0 | 0
IGCC | 0 | 0 | 0 | 0 | 0 | 0
DemandResponse | 0 | 0 | 0 | 0 | 0 | 0
IGCC-CCS | 0 | 0 | 0 | 0 | 0 | 0
WT_off | 0 | 0 | 0 | 0 | 0 | 0
PseudoUnit | 0 | 0 | 0 | 0 | 0 | 0
FixedInterchange | 0 | 0 | 0 | 0 | 0 | 0
Retirements of Capacity by Reporting Type: SPP_N
ReportingType | 2015 | 2020 | 2025 | 2030 | 2035 | 2040
BM | 0 | 0 | 0 | 0 | 0 | 0
CC | 0 | 0 | 0 | 0 | 0 | 0
CSP | 0 | 0 | 0 | 0 | 0 | 0
CT | 0 | 0 | 0 | 0 | 0 | 0
Coal | 995.51 | 2458.39 | 4424.9 | 0.27 | 0.03 | 1.93
Geo | 0 | 0 | 0 | 0 | 0 | 0
H | 0 | 0 | 0 | 0 | 0 | 0
LFG | 0 | 0 | 0 | 0 | 0 | 0
Nuc | 0 | 0 | 0 | 0 | 0 | 0
PS | 0 | 0 | 0 | 0 | 0 | 0
PV | 0 | 0 | 0 | 0 | 0 | 0
PeakG | 0 | 0 | 0.01 | 0 | 0 | 0.01
PeakO | 0 | 0 | 0 | 0 | 0 | 0.01
ST | 0 | 0 | 0 | 0 | 0 | 0
STOG | 67.09 | 0 | 0.01 | 0 | 0 | 0.01
STWD | 0 | 0 | 0 | 0 | 0 | 0
WT | 0 | 0 | 0 | 0 | 0 | 0
IGCC | 0 | 0 | 0 | 0 | 0 | 0
DemandResponse | 0 | 0 | 0 | 0 | 0 | 0
IGCC-CCS | 0 | 0 | 0 | 0 | 0 | 0
WT_off | 0 | 0 | 0 | 0 | 0 | 0
PseudoUnit | 0 | 0 | 0 | 0 | 0 | 0
FixedInterchange | 0 | 0 | 0 | 0 | 0 | 0
Retirements of Capacity by Reporting Type: SPP_S
ReportingType | 2015 | 2020 | 2025 | 2030 | 2035 | 2040
BM | 0 | 0 | 0 | 0 | 0 | 0
CC | 0.01 | 0 | 0.01 | 0.01 | 0.01 | 0.02
CSP | 0 | 0 | 0 | 0 | 0 | 0
CT | 0 | 0 | 0 | 0 | 0 | 0.01
Coal | 4204.42 | 5931.04 | 2985.94 | 0.33 | 0.08 | 15.96
Geo | 0 | 0 | 0 | 0 | 0 | 0
H | 0 | 0 | 0 | 0 | 0 | 0
LFG | 0 | 0 | 0 | 0 | 0 | 0
Nuc | 0 | 0 | 0 | 0 | 0 | 0
PS | 0 | 0 | 0 | 0 | 0 | 0
PV | 0 | 0 | 0 | 0 | 0 | 0
PeakG | 0 | 0 | 0 | 0 | 0 | 0.01
PeakO | 0 | 0 | 0 | 0 | 0 | 0.01
ST | 0 | 0 | 0 | 0 | 0 | 0
STOG | 1608.48 | 0 | 0.03 | 0 | 0 | 0.01
STWD | 0 | 0 | 0 | 0 | 0 | 0
WT | 0 | 0 | 0 | 0 | 0 | 0
IGCC | 0 | 0 | 0 | 0 | 0 | 0
DemandResponse | 0 | 0 | 0 | 0 | 0 | 0
IGCC-CCS | 0 | 0 | 0 | 0 | 0 | 0
WT_off | 0 | 0 | 0 | 0 | 0 | 0
PseudoUnit | 0 | 0 | 0 | 0 | 0 | 0
FixedInterchange | 0 | 0 | 0 | 0 | 0 | 0
Retirements of Capacity by Reporting Type: TVA
ReportingType | 2015 | 2020 | 2025 | 2030 | 2035 | 2040
BM | 0 | 0 | 0 | 0 | 0 | 0
CC | 0 | 0 | 0 | 0.01 | 2640.94 | 5097
CSP | 0 | 0 | 0 | 0 | 0 | 0
CT | 0 | 0 | 0 | 0 | 0 | 0
Coal | 10187.16 | 2104.53 | 1893.57 | 970.76 | 0.64 | 0.05
Geo | 0 | 0 | 0 | 0 | 0 | 0
H | 0 | 0 | 0 | 0 | 0 | 0
LFG | 0 | 0 | 0 | 0 | 0 | 0
Nuc | 0 | 0 | 0 | 0 | 2512.33 | 1278.67
PS | 0 | 0 | 0 | 0 | 0 | 0
PV | 0 | 0 | 0 | 0 | 0 | 0
PeakG | 0.01 | 0 | 0.01 | 0.03 | 0.4 | 0.05
PeakO | 0 | 0 | 0 | 0 | 82.72 | 0.02
ST | 0 | 0 | 0 | 0 | 0 | 0
STOG | 0 | 0 | 0 | 0 | 0 | 0
STWD | 0 | 0 | 0 | 0 | 0 | 0
WT | 0 | 0 | 0 | 0 | 0 | 0
IGCC | 0 | 0 | 0 | 0 | 0 | 0
DemandResponse | 0 | 0 | 0 | 0 | 0 | 0
IGCC-CCS | 0 | 0 | 0 | 0 | 0 | 0
WT_off | 0 | 0 | 0 | 0 | 0 | 0
PseudoUnit | 0 | 0 | 0 | 0 | 0 | 0
FixedInterchange | 0 | 0 | 0 | 0 | 0 | 0
Retirements of Capacity by Reporting Type: TVA_Transmission
ReportingType | 2015 | 2020 | 2025 | 2030 | 2035 | 2040
BM | 0 | 0 | 0 | 0 | 0 | 0
CC | 0 | 0 | 0 | 0 | 0 | 0
CSP | 0 | 0 | 0 | 0 | 0 | 0
CT | 0 | 0 | 0 | 0 | 0 | 0
Coal | 0 | 0 | 0 | 0 | 0 | 0
Geo | 0 | 0 | 0 | 0 | 0 | 0
H | 0 | 0 | 0 | 0 | 0 | 0
LFG | 0 | 0 | 0 | 0 | 0 | 0
Nuc | 0 | 0 | 0 | 0 | 0 | 0
PS | 0 | 0 | 0 | 0 | 0 | 0
PV | 0 | 0 | 0 | 0 | 0 | 0
PeakG | 0 | 0 | 0 | 0 | 0 | 0
PeakO | 0 | 0 | 0 | 0 | 0 | 0
ST | 0 | 0 | 0 | 0 | 0 | 0
STOG | 0 | 0 | 0 | 0 | 0 | 0
STWD | 0 | 0 | 0 | 0 | 0 | 0
WT | 0 | 0 | 0 | 0 | 0 | 0
IGCC | 0 | 0 | 0 | 0 | 0 | 0
DemandResponse | 0 | 0 | 0 | 0 | 0 | 0
IGCC-CCS | 0 | 0 | 0 | 0 | 0 | 0
WT_off | 0 | 0 | 0 | 0 | 0 | 0
PseudoUnit | 0 | 0 | 0 | 0 | 0 | 0
FixedInterchange | 0 | 0 | 0 | 0 | 0 | 0
Retirements of Capacity by Reporting Type: VACAR
ReportingType | 2015 | 2020 | 2025 | 2030 | 2035 | 2040
BM | 0 | 0 | 0 | 0 | 0 | 0
CC | 0 | 0 | 0 | 182.99 | 2227.92 | 6265.58
CSP | 0 | 0 | 0 | 0 | 0 | 0
CT | 0 | 0 | 0 | 717.15 | 0 | 0
Coal | 11761.17 | 1844.4 | 4087.42 | 1278.79 | 0.09 | 0.05
Geo | 0 | 0 | 0 | 0 | 0 | 0
H | 0 | 0 | 0 | 0 | 0 | 0
LFG | 0 | 0 | 0 | 0 | 0 | 0
Nuc | 0 | 0 | 0 | 0 | 3248 | 1858
PS | 0 | 0 | 0 | 0 | 0 | 0
PV | 0 | 0 | 0 | 0 | 0 | 0
PeakG | 0 | 0 | 0 | 0.2 | 4553.75 | 0.01
PeakO | 0 | 0 | 0 | 0.54 | 1266.94 | 0.01
ST | 0 | 0 | 0 | 0 | 0 | 0
STOG | 0 | 0 | 0 | 91.89 | 0.03 | 0
STWD | 0 | 0 | 0 | 0 | 0 | 0
WT | 0 | 0 | 0 | 0 | 0 | 0
IGCC | 0 | 0 | 0 | 0 | 0 | 0
DemandResponse | 0 | 0 | 0 | 0 | 0 | 0
IGCC-CCS | 0 | 0 | 0 | 0 | 0 | 0
WT_off | 0 | 0 | 0 | 0 | 0 | 0
PseudoUnit | 0 | 0 | 0 | 0 | 0 | 0
FixedInterchange | 0 | 0 | 0 | 0 | 0 | 0
Retirements of Capacity by Reporting Type: IESO
ReportingType | 2015 | 2020 | 2025 | 2030 | 2035 | 2040
BM | 0 | 0 | 0 | 0 | 0 | 0
CC | 5942.66 | 0 | 0 | 0 | 0 | 0
CSP | 0 | 0 | 0 | 0 | 0 | 0
CT | 0 | 0 | 0 | 0 | 367.13 | 0
Coal | 6415.97 | 0 | 0 | 0 | 0 | 0
Geo | 0 | 0 | 0 | 0 | 0 | 0
H | 0 | 0 | 0 | 0 | 0 | 0
LFG | 0 | 0 | 0 | 0 | 0 | 0
Nuc | 0 | 0 | 0 | 0 | 1030 | 1540
PS | 0 | 0 | 0 | 0 | 0 | 0
PV | 0 | 0 | 0 | 0 | 1067.25 | 0
PeakG | 581.29 | 0 | 0 | 0 | 0 | 0
PeakO | 174.64 | 0 | 0 | 0 | 0 | 0
ST | 0 | 0 | 0 | 0 | 0 | 0
STOG | 2125.95 | 0 | 0 | 0 | 0 | 0
STWD | 0 | 0 | 0 | 0 | 0 | 0
WT | 0 | 0 | 0 | 0 | 0 | 0
IGCC | 0 | 0 | 0 | 0 | 0 | 0
DemandResponse | 0 | 0 | 0 | 0 | 0 | 0
IGCC-CCS | 0 | 0 | 0 | 0 | 0 | 0
WT_off | 0 | 0 | 0 | 0 | 0 | 0
PseudoUnit | 0 | 0 | 0 | 0 | 0 | 0
FixedInterchange | 0 | 0 | 0 | 0 | 0 | 0
Retirements of Capacity by Reporting Type: MAPP_CA
ReportingType | 2015 | 2020 | 2025 | 2030 | 2035 | 2040
BM | 0 | 0 | 0 | 0 | 0 | 0
CC | 0 | 0 | 730.84 | 0.05 | 0.01 | 0.01
CSP | 0 | 0 | 0 | 0 | 0 | 0
CT | 0 | 0 | 0 | 0 | 0 | 0
Coal | 795.18 | 560.33 | 390.31 | 0.01 | 0 | 0
Geo | 0 | 0 | 0 | 0 | 0 | 0
H | 0 | 0 | 0 | 0 | 0 | 0
LFG | 0 | 0 | 0 | 0 | 0 | 0
Nuc | 0 | 0 | 0 | 0 | 0 | 0
PS | 0 | 0 | 0 | 0 | 0 | 0
PV | 0 | 0 | 0 | 0 | 0 | 0
PeakG | 0 | 0 | 553.31 | 5.54 | 0.01 | 0.01
PeakO | 0 | 0 | 3.89 | 0.06 | 0 | 0
ST | 0 | 0 | 0 | 0 | 0 | 0
STOG | 0 | 0 | 125.96 | 0 | 0 | 0
STWD | 0 | 0 | 0 | 0 | 0 | 0
WT | 0 | 0 | 0 | 0 | 302.35 | 0
IGCC | 0 | 0 | 0 | 0 | 0 | 0
DemandResponse | 0 | 0 | 0 | 0 | 0 | 0
IGCC-CCS | 0 | 0 | 0 | 0 | 0 | 0
WT_off | 0 | 0 | 0 | 0 | 0 | 0
PseudoUnit | 0 | 0 | 0 | 0 | 0 | 0
FixedInterchange | 0 | 0 | 0 | 0 | 0 | 0
Retirements of Capacity by Reporting Type: AZ_NM_SNV_Coal
ReportingType | 2015 | 2020 | 2025 | 2030 | 2035 | 2040
BM | 0 | 0 | 0 | 0 | 0 | 0
CC | 0 | 0 | 0 | 0 | 0 | 0
CSP | 0 | 0 | 0 | 0 | 0 | 0
CT | 0 | 0 | 0 | 0 | 0 | 0
Coal | 2994.75 | 594.11 | 2620.36 | 3437.79 | 0.16 | 0.14
Geo | 0 | 0 | 0 | 0 | 0 | 0
H | 0 | 0 | 0 | 0 | 0 | 0
LFG | 0 | 0 | 0 | 0 | 0 | 0
Nuc | 0 | 0 | 0 | 0 | 0 | 0
PS | 0 | 0 | 0 | 0 | 0 | 0
PV | 0 | 0 | 0 | 0 | 0 | 0
PeakG | 0 | 0 | 0 | 0 | 0 | 0
PeakO | 0 | 0 | 0 | 0.01 | 0.01 | 0.01
ST | 0 | 0 | 0 | 0 | 0 | 0
STOG | 0 | 0 | 0 | 0 | 0 | 0
STWD | 0 | 0 | 0 | 0 | 0 | 0
WT | 0 | 0 | 0 | 0 | 0 | 0
IGCC | 0 | 0 | 0 | 0 | 0 | 0
DemandResponse | 0 | 0 | 0 | 0 | 0 | 0
IGCC-CCS | 0 | 0 | 0 | 0 | 0 | 0
WT_off | 0 | 0 | 0 | 0 | 0 | 0
PseudoUnit | 0 | 0 | 0 | 0 | 0 | 0
FixedInterchange | 0 | 0 | 0 | 0 | 0 | 0
Retirements of Capacity by Reporting Type: AZ_NM_SNV_Gas
ReportingType | 2015 | 2020 | 2025 | 2030 | 2035 | 2040
BM | 0 | 0 | 0 | 0 | 0 | 0
CC | 1094.58 | 0 | 0 | 1416.06 | 4029.39 | 629.31
CSP | 0 | 0 | 0 | 0 | 0 | 0
CT | 0 | 0 | 0 | 0 | 735.85 | 0
Coal | 0 | 0 | 0 | 0 | 0 | 0
Geo | 0 | 0 | 0 | 0 | 0 | 0
H | 0 | 0 | 0 | 0 | 0 | 0
LFG | 0 | 0 | 0 | 0 | 0 | 0
Nuc | 0 | 0 | 0 | 0 | 0 | 0
PS | 0 | 0 | 0 | 0 | 0 | 0
PV | 0 | 0 | 0 | 0 | 0 | 0
PeakG | 0.01 | 0 | 0 | 0.01 | 0 | 0.01
PeakO | 0 | 0 | 0 | 0 | 0 | 0
ST | 0 | 0 | 0 | 0 | 0 | 0
STOG | 2063.85 | 0 | 0 | 0 | 0 | 0
STWD | 0 | 0 | 0 | 0 | 0 | 0
WT | 0 | 0 | 0 | 0 | 0 | 0
IGCC | 0 | 0 | 0 | 0 | 0 | 0
DemandResponse | 0 | 0 | 0 | 0 | 0 | 0
IGCC-CCS | 0 | 0 | 0 | 0 | 0 | 0
WT_off | 0 | 0 | 0 | 0 | 0 | 0
PseudoUnit | 0 | 0 | 0 | 0 | 0 | 0
FixedInterchange | 0 | 0 | 0 | 0 | 0 | 0
Retirements of Capacity by Reporting Type: AZ_NM_SNV_NucRenew
ReportingType | 2015 | 2020 | 2025 | 2030 | 2035 | 2040
BM | 0 | 0 | 0 | 0 | 0 | 0
CC | 0 | 0 | 0 | 0 | 0 | 0
CSP | 65 | 0 | 0 | 0 | 0 | 0
CT | 0 | 0 | 0 | 0 | 0 | 0
Coal | 0 | 0 | 0 | 0 | 0 | 0
Geo | 0 | 0 | 0 | 0 | 0 | 0
H | 0 | 0 | 0 | 0 | 0 | 0
LFG | 0 | 0 | 0 | 0 | 0 | 0
Nuc | 0 | 0 | 0 | 0 | 0 | 0
PS | 0 | 0 | 0 | 0 | 0 | 0
PV | 0 | 0 | 0 | 0 | 0 | 0
PeakG | 0 | 0 | 0 | 0 | 0 | 0
PeakO | 0 | 0 | 0 | 0 | 0 | 0
ST | 0 | 0 | 0 | 0 | 0 | 0
STOG | 0 | 0 | 0 | 0 | 0 | 0
STWD | 0 | 0 | 0 | 0 | 0 | 0
WT | 0 | 0 | 0 | 0 | 0 | 0.01
IGCC | 0 | 0 | 0 | 0 | 0 | 0
DemandResponse | 0 | 0 | 0 | 0 | 0 | 0
IGCC-CCS | 0 | 0 | 0 | 0 | 0 | 0
WT_off | 0 | 0 | 0 | 0 | 0 | 0
PseudoUnit | 0 | 0 | 0 | 0 | 0 | 0
FixedInterchange | 0 | 0 | 0 | 0 | 0 | 0
Retirements of Capacity by Reporting Type: ERCOT
ReportingType | 2015 | 2020 | 2025 | 2030 | 2035 | 2040
BM | 0 | 0 | 0 | 0 | 0 | 0
CC | 0 | 0 | 0.01 | 0.02 | 6510.14 | 3874.77
CSP | 0 | 0 | 0 | 0 | 0 | 0
CT | 0 | 0 | 0 | 0 | 249.85 | 0
Coal | 13955.84 | 1544.36 | 559.89 | 0.26 | 0.16 | 0.12
Geo | 0 | 0 | 0 | 0 | 0 | 0
H | 0 | 0 | 0 | 0 | 0 | 0
LFG | 0 | 0 | 0 | 0 | 0 | 0
Nuc | 0 | 0 | 0 | 0 | 0 | 0
PS | 0 | 0 | 0 | 0 | 0 | 0
PV | 0 | 0 | 0 | 0 | 13.18 | 0
PeakG | 0 | 0 | 0 | 0.01 | 0.01 | 0.01
PeakO | 0 | 0 | 0 | 0.01 | 0.01 | 0.01
ST | 0 | 0 | 0 | 0 | 0 | 0
STOG | 5664.79 | 0.05 | 4343 | 3855.93 | 5068.94 | 0.03
STWD | 0 | 0 | 0 | 0 | 0 | 0
WT | 0 | 0 | 0 | 0 | 0 | 0
IGCC | 0 | 0 | 0 | 0 | 0 | 0
DemandResponse | 0 | 0 | 0 | 0 | 0 | 0
IGCC-CCS | 0 | 0 | 0 | 0 | 0 | 0
WT_off | 0 | 0 | 0 | 0 | 0 | 0
PseudoUnit | 0 | 0 | 0 | 0 | 0 | 0
FixedInterchange | 0 | 0 | 0 | 0 | 0 | 0
Retirements of Capacity by Reporting Type: NP15
ReportingType | 2015 | 2020 | 2025 | 2030 | 2035 | 2040
BM | 0 | 0 | 0 | 0 | 0 | 0
CC | 0 | 0 | 0 | 0.01 | 0.01 | 912.17
CSP | 0 | 0 | 0 | 0 | 0 | 0
CT | 0 | 0 | 0 | 0 | 210.72 | 0
Coal | 0.01 | 191.79 | 0.01 | 0.03 | 0.01 | 0.01
Geo | 0 | 0 | 0 | 0 | 0 | 0
H | 0 | 0 | 0 | 0 | 0 | 0
LFG | 0 | 0 | 0 | 0 | 0 | 0
Nuc | 0 | 0 | 0 | 0 | 0 | 0
PS | 0 | 0 | 0 | 0 | 0 | 0
PV | 0 | 0 | 0 | 0 | 0 | 0
PeakG | 0 | 0 | 0 | 0 | 0 | 0
PeakO | 156 | 0 | 0 | 0 | 0 | 0
ST | 0 | 0 | 0 | 0 | 0 | 0
STOG | 1183.87 | 0.01 | 0 | 1387.28 | 675.26 | 0.01
STWD | 0 | 0 | 0 | 0 | 0 | 0
WT | 0 | 0 | 0 | 0 | 0 | 0
IGCC | 0 | 0 | 0 | 0 | 0 | 0
DemandResponse | 0 | 0 | 0 | 0 | 0 | 0
IGCC-CCS | 0 | 0 | 0 | 0 | 0 | 0
WT_off | 0 | 0 | 0 | 0 | 0 | 0
PseudoUnit | 0 | 0 | 0 | 0 | 0 | 0
FixedInterchange | 0 | 0 | 0 | 0 | 0 | 0
Retirements of Capacity by Reporting Type: NWPP_Coal
ReportingType | 2015 | 2020 | 2025 | 2030 | 2035 | 2040
BM | 0 | 0 | 0 | 0 | 0 | 0
CC | 0 | 0 | 0 | 0 | 0 | 0
CSP | 0 | 0 | 0 | 0 | 0 | 0
CT | 0 | 0 | 0 | 0 | 0 | 0
Coal | 6798.65 | 1855.16 | 4901.22 | 0.7 | 0.1 | 0.09
Geo | 0 | 0 | 0 | 0 | 0 | 0
H | 0 | 0 | 0 | 0 | 0 | 0
LFG | 0 | 0 | 0 | 0 | 0 | 0
Nuc | 0 | 0 | 0 | 0 | 0 | 0
PS | 0 | 0 | 0 | 0 | 0 | 0
PV | 0 | 0 | 0 | 0 | 0 | 0
PeakG | 0 | 0 | 0 | 0 | 0 | 0
PeakO | 182.93 | 0 | 0 | 0 | 0 | 0
ST | 0 | 0 | 0 | 0 | 0 | 0
STOG | 0 | 0 | 0 | 0 | 0 | 0
STWD | 0 | 0 | 0 | 0 | 0 | 0
WT | 0 | 0 | 0 | 0 | 0 | 0
IGCC | 0 | 0 | 0 | 0 | 0 | 0
DemandResponse | 0 | 0 | 0 | 0 | 0 | 0
IGCC-CCS | 0 | 0 | 0 | 0 | 0 | 0
WT_off | 0 | 0 | 0 | 0 | 0 | 0
PseudoUnit | 0 | 0 | 0 | 0 | 0 | 0
FixedInterchange | 0 | 0 | 0 | 0 | 0 | 0
Retirements of Capacity by Reporting Type: NWPP_Gas
ReportingType | 2015 | 2020 | 2025 | 2030 | 2035 | 2040
BM | 0 | 0 | 0 | 0 | 0 | 0
CC | 1677.9 | 0 | 0 | 1527.25 | 4799.62 | 299.84
CSP | 0 | 0 | 0 | 0 | 0 | 0
CT | 0 | 0 | 0 | 0.01 | 149.93 | 0
Coal | 0 | 0 | 0 | 0 | 0 | 0
Geo | 0 | 0 | 0 | 0 | 0 | 0
H | 0 | 0 | 0 | 0 | 0 | 0
LFG | 0 | 0 | 0 | 0 | 0 | 0
Nuc | 0 | 0 | 0 | 0 | 0 | 0
PS | 0 | 0 | 0 | 0 | 0 | 0
PV | 0 | 0 | 0 | 0 | 0 | 0
PeakG | 2622.89 | 0 | 0 | 0 | 0 | 0
PeakO | 0 | 0 | 0 | 0 | 0 | 0
ST | 0 | 0 | 0 | 0 | 0 | 0
STOG | 785.97 | 0 | 0 | 0 | 0 | 0
STWD | 0 | 0 | 0 | 0 | 0 | 0
WT | 0 | 0 | 0 | 0 | 0 | 0
IGCC | 0 | 0 | 0 | 0 | 0 | 0
DemandResponse | 0 | 0 | 0 | 0 | 0 | 0
IGCC-CCS | 0 | 0 | 0 | 0 | 0 | 0
WT_off | 0 | 0 | 0 | 0 | 0 | 0
PseudoUnit | 0 | 0 | 0 | 0 | 0 | 0
FixedInterchange | 0 | 0 | 0 | 0 | 0 | 0
Retirements of Capacity by Reporting Type: NWPP_NucRenew
ReportingType | 2015 | 2020 | 2025 | 2030 | 2035 | 2040
BM | 0 | 0 | 0 | 0 | 0 | 0
CC | 0 | 0 | 0 | 0 | 0 | 0
CSP | 0 | 0 | 0 | 0 | 0 | 0
CT | 0 | 0 | 0 | 0 | 0 | 0
Coal | 0 | 0 | 0 | 0 | 0 | 0
Geo | 4.8 | 0 | 0 | 0 | 0 | 0
H | 0 | 0 | 0 | 0 | 0 | 0
LFG | 0 | 0 | 0 | 0 | 0 | 0
Nuc | 0 | 0 | 0 | 0 | 0 | 0
PS | 0 | 0 | 0 | 0 | 0 | 0
PV | 0 | 0 | 0 | 0 | 0 | 0
PeakG | 0 | 0 | 0 | 0 | 0 | 0
PeakO | 0 | 0 | 0 | 0 | 0 | 0
ST | 0 | 0 | 0 | 0 | 0 | 0
STOG | 0 | 0 | 0 | 0 | 0 | 0
STWD | 0 | 0 | 0 | 0 | 0 | 0
WT | 0 | 0 | 0 | 0 | 0 | 0
IGCC | 0 | 0 | 0 | 0 | 0 | 0
DemandResponse | 0 | 0 | 0 | 0 | 0 | 0
IGCC-CCS | 0 | 0 | 0 | 0 | 0 | 0
WT_off | 0 | 0 | 0 | 0 | 0 | 0
PseudoUnit | 0 | 0 | 0 | 0 | 0 | 0
FixedInterchange | 0 | 0 | 0 | 0 | 0 | 0
Retirements of Capacity by Reporting Type: RMPA
ReportingType | 2015 | 2020 | 2025 | 2030 | 2035 | 2040
BM | 0 | 0 | 0 | 0 | 0 | 0
CC | 0.07 | 0 | 0 | 0.03 | 792.64 | 96.08
CSP | 1 | 0 | 0 | 0 | 0 | 0
CT | 0 | 0 | 0 | 0 | 151.91 | 0
Coal | 1185.73 | 1184.69 | 3731.04 | 685.73 | 0.14 | 0.12
Geo | 0 | 0 | 0 | 0 | 0 | 0
H | 0 | 0 | 0 | 0 | 0 | 0
LFG | 0 | 0 | 0 | 0 | 0 | 0
Nuc | 0 | 0 | 0 | 0 | 0 | 0
PS | 0 | 0 | 0 | 0 | 0 | 0
PV | 0 | 0 | 0 | 0 | 0 | 0
PeakG | 0.01 | 0 | 0.01 | 0.01 | 0.01 | 0.01
PeakO | 186.13 | 0 | 0 | 0 | 0 | 0.01
ST | 0 | 0 | 0 | 0 | 0 | 0
STOG | 216.89 | 0 | 0 | 0 | 0 | 0
STWD | 0 | 0 | 0 | 0 | 0 | 0
WT | 0 | 0 | 0 | 0 | 0 | 0
IGCC | 0 | 0 | 0 | 0 | 0 | 0
DemandResponse | 0 | 0 | 0 | 0 | 0 | 0
IGCC-CCS | 0 | 0 | 0 | 0 | 0 | 0
WT_off | 0 | 0 | 0 | 0 | 0 | 0
PseudoUnit | 0 | 0 | 0 | 0 | 0 | 0
FixedInterchange | 0 | 0 | 0 | 0 | 0 | 0
Retirements of Capacity by Reporting Type: SP15
ReportingType | 2015 | 2020 | 2025 | 2030 | 2035 | 2040
BM | 0 | 0 | 0 | 0 | 0 | 0
CC | 0 | 0 | 0 | 0.01 | 0.01 | 0.02
CSP | 409 | 0 | 0 | 0 | 0 | 0
CT | 0 | 0 | 0 | 0 | 0 | 0
Coal | 57 | 84.47 | 0.03 | 101.12 | 0.01 | 0.01
Geo | 0 | 0 | 0 | 0 | 0 | 0
H | 0 | 0 | 0 | 0 | 0 | 0
LFG | 0 | 0 | 0 | 0 | 0 | 0
Nuc | 0 | 0 | 0 | 0 | 0 | 0
PS | 0 | 0 | 0 | 0 | 0 | 0
PV | 0 | 0 | 0 | 0 | 0 | 0
PeakG | 44 | 0 | 0 | 0 | 0 | 0
PeakO | 15 | 0 | 0 | 0 | 0 | 0
ST | 0 | 0 | 0 | 0 | 0 | 0
STOG | 4123.27 | 0 | 0 | 1024.87 | 2112.45 | 0.01
STWD | 0 | 0 | 0 | 0 | 0 | 0
WT | 126.2 | 0 | 0 | 0 | 0 | 0
IGCC | 0 | 0 | 0 | 0 | 0 | 0
DemandResponse | 0 | 0 | 0 | 0 | 0 | 0
IGCC-CCS | 0 | 0 | 0 | 0 | 0 | 0
WT_off | 0 | 0 | 0 | 0 | 0 | 0
PseudoUnit | 0 | 0 | 0 | 0 | 0 | 0
FixedInterchange | 0 | 0 | 0 | 0 | 0 | 0
Retirements of Capacity by Reporting Type: ALB
ReportingType | 2015 | 2020 | 2025 | 2030 | 2035 | 2040
BM | 0 | 0 | 0 | 0 | 0 | 0
CC | 0 | 0 | 2201.77 | 0 | 0 | 832.11
CSP | 0 | 0 | 0 | 0 | 0 | 0
CT | 0 | 0 | 0 | 0.01 | 201.32 | 0
Coal | 1568.87 | 0.02 | 4176.51 | 0.03 | 0.02 | 0.01
Geo | 0 | 0 | 0 | 0 | 0 | 0
H | 0 | 0 | 0 | 0 | 0 | 0
LFG | 0 | 0 | 0 | 0 | 0 | 0
Nuc | 0 | 0 | 0 | 0 | 0 | 0
PS | 0 | 0 | 0 | 0 | 0 | 0
PV | 0 | 0 | 0 | 0 | 0 | 0
PeakG | 638.86 | 0 | 273.08 | 0 | 0 | 0
PeakO | 5.9 | 0 | 0 | 0 | 0 | 0
ST | 0 | 0 | 0 | 0 | 0 | 0
STOG | 185.96 | 0 | 0 | 0 | 0 | 0
STWD | 0 | 0 | 0 | 0 | 0 | 0
WT | 0 | 0 | 0 | 0 | 0 | 0
IGCC | 0 | 0 | 0 | 0 | 0 | 0
DemandResponse | 0 | 0 | 0 | 0 | 0 | 0
IGCC-CCS | 0 | 0 | 0 | 0 | 0 | 0
WT_off | 0 | 0 | 0 | 0 | 0 | 0
PseudoUnit | 0 | 0 | 0 | 0 | 0 | 0
FixedInterchange | 0 | 0 | 0 | 0 | 0 | 0
Retirements of Capacity by Reporting Type: BC
ReportingType | 2015 | 2020 | 2025 | 2030 | 2035 | 2040
BM | 0 | 0 | 0 | 0 | 0 | 0
CC | 0 | 0 | 204.89 | 0 | 0 | 0.02
CSP | 0 | 0 | 0 | 0 | 0 | 0
CT | 0 | 0 | 0 | 0 | 0 | 0
Coal | 0 | 0 | 0 | 0 | 0 | 0
Geo | 0 | 0 | 0 | 0 | 0 | 0
H | 0 | 0 | 0 | 0 | 0 | 0
LFG | 0 | 0 | 0 | 0 | 0 | 0
Nuc | 0 | 0 | 0 | 0 | 0 | 0
PS | 0 | 0 | 0 | 0 | 0 | 0
PV | 0 | 0 | 0 | 0 | 0 | 0
PeakG | 0 | 0.01 | 140.14 | 0 | 0 | 0
PeakO | 0 | 0.01 | 43.85 | 0 | 0 | 0
ST | 0 | 0 | 0 | 0 | 0 | 0
STOG | 826.28 | 81.19 | 30.47 | 0 | 0 | 0
STWD | 0 | 0 | 0 | 0 | 0 | 0
WT | 0 | 0 | 0 | 0 | 0 | 0
IGCC | 0 | 0 | 0 | 0 | 0 | 0
DemandResponse | 0 | 0 | 0 | 0 | 0 | 0
IGCC-CCS | 0 | 0 | 0 | 0 | 0 | 0
WT_off | 0 | 0 | 0 | 0 | 0 | 0
PseudoUnit | 0 | 0 | 0 | 0 | 0 | 0
FixedInterchange | 0 | 0 | 0 | 0 | 0 | 0
Retirements of Capacity by Reporting Type: HQ_IESO
ReportingType | 2015 | 2020 | 2025 | 2030 | 2035 | 2040
BM | 0 | 0 | 0 | 0 | 0 | 0
CC | 0 | 0 | 0 | 0 | 0 | 0
CSP | 0 | 0 | 0 | 0 | 0 | 0
CT | 0 | 0 | 0 | 0 | 0 | 0
Coal | 0 | 0 | 0 | 0 | 0 | 0
Geo | 0 | 0 | 0 | 0 | 0 | 0
H | 0 | 0 | 0 | 0 | 0 | 0
LFG | 0 | 0 | 0 | 0 | 0 | 0
Nuc | 0 | 0 | 0 | 0 | 0 | 0
PS | 0 | 0 | 0 | 0 | 0 | 0
PV | 0 | 0 | 0 | 0 | 0 | 0
PeakG | 0 | 0 | 0 | 0 | 0 | 0
PeakO | 0 | 0 | 0 | 0 | 0 | 0
ST | 0 | 0 | 0 | 0 | 0 | 0
STOG | 0 | 0 | 0 | 0 | 0 | 0
STWD | 0 | 0 | 0 | 0 | 0 | 0
WT | 0 | 0 | 0 | 0 | 0 | 0
IGCC | 0 | 0 | 0 | 0 | 0 | 0
DemandResponse | 0 | 0 | 0 | 0 | 0 | 0
IGCC-CCS | 0 | 0 | 0 | 0 | 0 | 0
WT_off | 0 | 0 | 0 | 0 | 0 | 0
PseudoUnit | 0 | 0 | 0 | 0 | 0 | 0
FixedInterchange | 0 | 0 | 0 | 0 | 0 | 0
Retirements of Capacity by Reporting Type: HQ_NEISO
ReportingType | 2015 | 2020 | 2025 | 2030 | 2035 | 2040
BM | 0 | 0 | 0 | 0 | 0 | 0
CC | 0 | 0 | 0 | 0 | 0 | 0
CSP | 0 | 0 | 0 | 0 | 0 | 0
CT | 0 | 0 | 0 | 0 | 0 | 0
Coal | 0 | 0 | 0 | 0 | 0 | 0
Geo | 0 | 0 | 0 | 0 | 0 | 0
H | 0 | 0 | 0 | 0 | 0 | 0
LFG | 0 | 0 | 0 | 0 | 0 | 0
Nuc | 0 | 0 | 0 | 0 | 0 | 0
PS | 0 | 0 | 0 | 0 | 0 | 0
PV | 0 | 0 | 0 | 0 | 0 | 0
PeakG | 0 | 0 | 0 | 0 | 0 | 0
PeakO | 0 | 0 | 0 | 0 | 0 | 0
ST | 0 | 0 | 0 | 0 | 0 | 0
STOG | 0 | 0 | 0 | 0 | 0 | 0
STWD | 0 | 0 | 0 | 0 | 0 | 0
WT | 0 | 0 | 0 | 0 | 0 | 0
IGCC | 0 | 0 | 0 | 0 | 0 | 0
DemandResponse | 0 | 0 | 0 | 0 | 0 | 0
IGCC-CCS | 0 | 0 | 0 | 0 | 0 | 0
WT_off | 0 | 0 | 0 | 0 | 0 | 0
PseudoUnit | 0 | 0 | 0 | 0 | 0 | 0
FixedInterchange | 0 | 0 | 0 | 0 | 0 | 0
Retirements of Capacity by Reporting Type: HQ_NY
ReportingType | 2015 | 2020 | 2025 | 2030 | 2035 | 2040
BM | 0 | 0 | 0 | 0 | 0 | 0
CC | 0 | 0 | 0 | 0 | 0 | 0
CSP | 0 | 0 | 0 | 0 | 0 | 0
CT | 0 | 0 | 0 | 0 | 0 | 0
Coal | 0 | 0 | 0 | 0 | 0 | 0
Geo | 0 | 0 | 0 | 0 | 0 | 0
H | 0 | 0 | 0 | 0 | 0 | 0
LFG | 0 | 0 | 0 | 0 | 0 | 0
Nuc | 0 | 0 | 0 | 0 | 0 | 0
PS | 0 | 0 | 0 | 0 | 0 | 0
PV | 0 | 0 | 0 | 0 | 0 | 0
PeakG | 0 | 0 | 0 | 0 | 0 | 0
PeakO | 0 | 0 | 0 | 0 | 0 | 0
ST | 0 | 0 | 0 | 0 | 0 | 0
STOG | 0 | 0 | 0 | 0 | 0 | 0
STWD | 0 | 0 | 0 | 0 | 0 | 0
WT | 0 | 0 | 0 | 0 | 0 | 0
IGCC | 0 | 0 | 0 | 0 | 0 | 0
DemandResponse | 0 | 0 | 0 | 0 | 0 | 0
IGCC-CCS | 0 | 0 | 0 | 0 | 0 | 0
WT_off | 0 | 0 | 0 | 0 | 0 | 0
PseudoUnit | 0 | 0 | 0 | 0 | 0 | 0
FixedInterchange | 0 | 0 | 0 | 0 | 0 | 0
Retirements of Capacity by Reporting Type: MARITIMES
ReportingType | 2015 | 2020 | 2025 | 2030 | 2035 | 2040
BM | 0 | 0 | 0 | 0 | 0 | 0
CC | 0 | 0 | 0 | 0 | 0 | 0
CSP | 0 | 0 | 0 | 0 | 0 | 0
CT | 0 | 0 | 0 | 0 | 0 | 0
Coal | 0 | 0 | 0 | 0 | 0 | 0
Geo | 0 | 0 | 0 | 0 | 0 | 0
H | 0 | 0 | 0 | 0 | 0 | 0
LFG | 0 | 0 | 0 | 0 | 0 | 0
Nuc | 0 | 0 | 0 | 0 | 0 | 0
PS | 0 | 0 | 0 | 0 | 0 | 0
PV | 0 | 0 | 0 | 0 | 0 | 0
PeakG | 0 | 0 | 0 | 0 | 0 | 0
PeakO | 0 | 0 | 0 | 0 | 0 | 0
ST | 0 | 0 | 0 | 0 | 0 | 0
STOG | 0 | 0 | 0 | 0 | 0 | 0
STWD | 0 | 0 | 0 | 0 | 0 | 0
WT | 0 | 0 | 0 | 0 | 0 | 0
IGCC | 0 | 0 | 0 | 0 | 0 | 0
DemandResponse | 0 | 0 | 0 | 0 | 0 | 0
IGCC-CCS | 0 | 0 | 0 | 0 | 0 | 0
WT_off | 0 | 0 | 0 | 0 | 0 | 0
PseudoUnit | 0 | 0 | 0 | 0 | 0 | 0
FixedInterchange | 0 | 0 | 0 | 0 | 0 | 0
Retirements of Capacity by Reporting Type: All
ReportingType | 2015 | 2020 | 2025 | 2030 | 2035 | 2040
BM | 0 | 0 | 0 | 0 | 0 | 0
CC | 9931.45 | 3010.41 | 4581.84 | 14528.36 | 42978.47 | 37753.15
CSP | 474.99 | 0 | 0 | 0 | 0 | 0
CT | 0 | 0 | 0 | 726.74 | 4915.54 | 26.14
Coal | 171416.81 | 68337.56 | 46535.33 | 16760.71 | 3.16 | 19.82
Geo | 4.8 | 0 | 0 | 0 | 0 | 0
H | 0 | 0 | 0 | 0 | 0 | 0
LFG | 0 | 0 | 0 | 0.01 | 0 | 0.01
Nuc | 0 | 614.5 | 0 | 1488.2 | 26575.7 | 19706
PS | 0 | 0 | 0 | 0 | 0 | 0
PV | 0 | 0 | 0 | 0.01 | 1080.44 | 0.01
PeakG | 4365.4 | 0.08 | 966.79 | 4168.41 | 9763.84 | 419.85
PeakO | 3333.17 | 0.1 | 891.89 | 1612.52 | 1361.54 | 3296.06
ST | 0 | 0 | 0 | 0 | 0 | 0
STOG | 57976.04 | 81.28 | 6502.31 | 8280.4 | 7856.95 | 6271.05
STWD | 0 | 0 | 0 | 0 | 0 | 0
WT | 126.2 | 0 | 0 | 0.01 | 302.36 | 0.03
IGCC | 0 | 0 | 0 | 0 | 0 | 0
DemandResponse | 0 | 0 | 0 | 0 | 0 | 0
IGCC-CCS | 0 | 0 | 0 | 0 | 0 | 0
WT_off | 0 | 0 | 0 | 0 | 0.01 | 0
PseudoUnit | 0 | 0 | 0 | 0 | 0 | 0
FixedInterchange | 0 | 0 | 0 | 0 | 0 | 0
Retirements of Capacity by Reporting Type: EI_US
ReportingType | 2015 | 2020 | 2025 | 2030 | 2035 | 2040
BM | 0 | 0 | 0 | 0 | 0 | 0
CC | 1216.23 | 3010.39 | 1444.31 | 11584.9 | 26846.65 | 31108.82
CSP | 0 | 0 | 0 | 0 | 0 | 0
CT | 0 | 0 | 0 | 726.71 | 2848.82 | 26.12
Coal | 137644.81 | 62322.62 | 30155.96 | 12535.05 | 2.56 | 19.32
Geo | 0 | 0 | 0 | 0 | 0 | 0
H | 0 | 0 | 0 | 0 | 0 | 0
LFG | 0 | 0 | 0 | 0 | 0 | 0.01
Nuc | 0 | 614.5 | 0 | 1488.2 | 25545.7 | 18166
PS | 0 | 0 | 0 | 0 | 0 | 0
PV | 0 | 0 | 0 | 0 | 0 | 0.01
PeakG | 478.34 | 0.06 | 0.24 | 4162.83 | 9763.79 | 419.81
PeakO | 2612.56 | 0.08 | 844.13 | 1612.43 | 1361.51 | 3296.02
ST | 0 | 0 | 0 | 0 | 0 | 0
STOG | 40799.21 | 0.03 | 2002.87 | 2012.31 | 0.29 | 6270.99
STWD | 0 | 0 | 0 | 0 | 0 | 0
WT | 0 | 0 | 0 | 0.01 | 0.01 | 0.02
IGCC | 0 | 0 | 0 | 0 | 0 | 0
DemandResponse | 0 | 0 | 0 | 0 | 0 | 0
IGCC-CCS | 0 | 0 | 0 | 0 | 0 | 0
WT_off | 0 | 0 | 0 | 0 | 0.01 | 0
PseudoUnit | 0 | 0 | 0 | 0 | 0 | 0
FixedInterchange | 0 | 0 | 0 | 0 | 0 | 0
Retirements of Capacity by Reporting Type: EI_Canada
ReportingType | 2015 | 2020 | 2025 | 2030 | 2035 | 2040
BM | 0 | 0 | 0 | 0 | 0 | 0
CC | 5942.66 | 0.01 | 730.84 | 0.06 | 0.01 | 0.02
CSP | 0 | 0 | 0 | 0 | 0 | 0
CT | 0 | 0 | 0 | 0 | 367.13 | 0
Coal | 7211.15 | 560.33 | 390.31 | 0.01 | 0 | 0
Geo | 0 | 0 | 0 | 0 | 0 | 0
H | 0 | 0 | 0 | 0 | 0 | 0
LFG | 0 | 0 | 0 | 0 | 0 | 0
Nuc | 0 | 0 | 0 | 0 | 1030 | 1540
PS | 0 | 0 | 0 | 0 | 0 | 0
PV | 0 | 0 | 0 | 0 | 1067.25 | 0
PeakG | 581.29 | 0.01 | 553.31 | 5.54 | 0.01 | 0.01
PeakO | 174.64 | 0 | 3.89 | 0.06 | 0 | 0
ST | 0 | 0 | 0 | 0 | 0 | 0
STOG | 2125.95 | 0 | 125.96 | 0 | 0 | 0
STWD | 0 | 0 | 0 | 0 | 0 | 0
WT | 0 | 0 | 0 | 0 | 302.35 | 0
IGCC | 0 | 0 | 0 | 0 | 0 | 0
DemandResponse | 0 | 0 | 0 | 0 | 0 | 0
IGCC-CCS | 0 | 0 | 0 | 0 | 0 | 0
WT_off | 0 | 0 | 0 | 0 | 0 | 0
PseudoUnit | 0 | 0 | 0 | 0 | 0 | 0
FixedInterchange | 0 | 0 | 0 | 0 | 0 | 0
Retirements of Capacity by Reporting Type: EI
ReportingType | 2015 | 2020 | 2025 | 2030 | 2035 | 2040
BM | 0 | 0 | 0 | 0 | 0 | 0
CC | 7158.89 | 3010.4 | 2175.16 | 11584.96 | 26846.66 | 31108.84
CSP | 0 | 0 | 0 | 0 | 0 | 0
CT | 0 | 0 | 0 | 726.72 | 3215.95 | 26.12
Coal | 144855.96 | 62882.96 | 30546.27 | 12535.06 | 2.57 | 19.32
Geo | 0 | 0 | 0 | 0 | 0 | 0
H | 0 | 0 | 0 | 0 | 0 | 0
LFG | 0 | 0 | 0 | 0 | 0 | 0.01
Nuc | 0 | 614.5 | 0 | 1488.2 | 26575.7 | 19706
PS | 0 | 0 | 0 | 0 | 0 | 0
PV | 0 | 0 | 0 | 0 | 1067.26 | 0.01
PeakG | 1059.63 | 0.06 | 553.55 | 4168.37 | 9763.8 | 419.82
PeakO | 2787.2 | 0.09 | 848.03 | 1612.49 | 1361.51 | 3296.03
ST | 0 | 0 | 0 | 0 | 0 | 0
STOG | 42925.17 | 0.04 | 2128.83 | 2012.31 | 0.3 | 6270.99
STWD | 0 | 0 | 0 | 0 | 0 | 0
WT | 0 | 0 | 0 | 0.01 | 302.36 | 0.02
IGCC | 0 | 0 | 0 | 0 | 0 | 0
DemandResponse | 0 | 0 | 0 | 0 | 0 | 0
IGCC-CCS | 0 | 0 | 0 | 0 | 0 | 0
WT_off | 0 | 0 | 0 | 0 | 0.01 | 0
PseudoUnit | 0 | 0 | 0 | 0 | 0 | 0
FixedInterchange | 0 | 0 | 0 | 0 | 0 | 0
Retirements of Capacity by Reporting Type: Outside_EI
ReportingType | 2015 | 2020 | 2025 | 2030 | 2035 | 2040
BM | 0 | 0 | 0 | 0 | 0 | 0
CC | 2772.56 | 0.01 | 2406.68 | 2943.4 | 16131.81 | 6644.32
CSP | 474.99 | 0 | 0 | 0 | 0 | 0
CT | 0 | 0 | 0 | 0.03 | 1699.59 | 0.01
Coal | 26560.85 | 5454.6 | 15989.05 | 4225.65 | 0.59 | 0.5
Geo | 4.8 | 0 | 0 | 0 | 0 | 0
H | 0 | 0 | 0 | 0 | 0 | 0
LFG | 0 | 0 | 0 | 0 | 0 | 0
Nuc | 0 | 0 | 0 | 0 | 0 | 0
PS | 0 | 0 | 0 | 0 | 0 | 0
PV | 0 | 0 | 0 | 0 | 13.18 | 0
PeakG | 3305.77 | 0.02 | 413.24 | 0.04 | 0.03 | 0.04
PeakO | 545.97 | 0.01 | 43.86 | 0.03 | 0.03 | 0.03
ST | 0 | 0 | 0 | 0 | 0 | 0
STOG | 15050.87 | 81.25 | 4373.48 | 6268.08 | 7856.66 | 0.06
STWD | 0 | 0 | 0 | 0 | 0 | 0
WT | 126.2 | 0 | 0 | 0 | 0 | 0.01
IGCC | 0 | 0 | 0 | 0 | 0 | 0
DemandResponse | 0 | 0 | 0 | 0 | 0 | 0
IGCC-CCS | 0 | 0 | 0 | 0 | 0 | 0
WT_off | 0 | 0 | 0 | 0 | 0 | 0
PseudoUnit | 0 | 0 | 0 | 0 | 0 | 0
FixedInterchange | 0 | 0 | 0 | 0 | 0 | 0
#4 | 0: Cumulative Retirements of Capacity (MW)
Cumulative Retirements of Capacity by Reporting Type: Entergy
ReportingType | 2015 | 2020 | 2025 | 2030 | 2035 | 2040
BM | 0 | 0 | 0 | 0 | 0 | 0
CC | 0.01 | 0.01 | 0.02 | 208.7 | 2525.65 | 7662.17
CSP | 0 | 0 | 0 | 0 | 0 | 0
CT | 0 | 0 | 0 | 0 | 0.01 | 0.01
Coal | 952.78 | 6466.74 | 8307.76 | 8308.19 | 8308.26 | 8308.33
Geo | 0 | 0 | 0 | 0 | 0 | 0
H | 0 | 0 | 0 | 0 | 0 | 0
LFG | 0 | 0 | 0 | 0 | 0 | 0
Nuc | 0 | 0 | 0 | 0 | 842 | 1839
PS | 0 | 0 | 0 | 0 | 0 | 0
PV | 0 | 0 | 0 | 0 | 0 | 0
PeakG | 0 | 0.01 | 0.02 | 1.11 | 1.15 | 1.18
PeakO | 0 | 0 | 0.01 | 173.33 | 173.35 | 173.37
ST | 0 | 0 | 0 | 0 | 0 | 0
STOG | 13047.51 | 13047.51 | 13047.57 | 14864.73 | 14864.75 | 14864.76
STWD | 0 | 0 | 0 | 0 | 0 | 0
WT | 0 | 0 | 0 | 0 | 0 | 0
IGCC | 0 | 0 | 0 | 0 | 0 | 0
DemandResponse | 0 | 0 | 0 | 0 | 0 | 0
IGCC-CCS | 0 | 0 | 0 | 0 | 0 | 0
WT_off | 0 | 0 | 0 | 0 | 0 | 0
PseudoUnit | 0 | 0 | 0 | 0 | 0 | 0
FixedInterchange | 0 | 0 | 0 | 0 | 0 | 0
Cumulative Retirements of Capacity by Reporting Type: FRCC
ReportingType | 2015 | 2020 | 2025 | 2030 | 2035 | 2040
BM | 0 | 0 | 0 | 0 | 0 | 0
CC | 0 | 0.01 | 0.01 | 10451.81 | 14990.04 | 14990.05
CSP | 0 | 0 | 0 | 0 | 0 | 0
CT | 0 | 0 | 0 | 0.1 | 2479.88 | 2479.88
Coal | 7098.58 | 8202.56 | 8208.12 | 8208.32 | 8208.36 | 8208.38
Geo | 0 | 0 | 0 | 0 | 0 | 0
H | 0 | 0 | 0 | 0 | 0 | 0
LFG | 0 | 0 | 0 | 0 | 0 | 0
Nuc | 0 | 0 | 0 | 0 | 1615.33 | 3292.33
PS | 0 | 0 | 0 | 0 | 0 | 0
PV | 0 | 0 | 0 | 0 | 0 | 0
PeakG | 0 | 0.01 | 0.02 | 2078.54 | 2078.55 | 2078.55
PeakO | 0.03 | 0.03 | 844.07 | 2282.52 | 2282.53 | 2282.53
ST | 0 | 0 | 0 | 0 | 0 | 0
STOG | 9831.02 | 9831.02 | 9832.8 | 9832.84 | 9832.85 | 9832.85
STWD | 0 | 0 | 0 | 0 | 0 | 0
WT | 0 | 0 | 0 | 0 | 0 | 0
IGCC | 0 | 0 | 0 | 0 | 0 | 0
DemandResponse | 0 | 0 | 0 | 0 | 0 | 0
IGCC-CCS | 0 | 0 | 0 | 0 | 0 | 0
WT_off | 0 | 0 | 0 | 0 | 0 | 0
PseudoUnit | 0 | 0 | 0 | 0 | 0 | 0
FixedInterchange | 0 | 0 | 0 | 0 | 0 | 0
Cumulative Retirements of Capacity by Reporting Type: MAPP_US
ReportingType | 2015 | 2020 | 2025 | 2030 | 2035 | 2040
BM | 0 | 0 | 0 | 0 | 0 | 0
CC | 0 | 0 | 0 | 0.01 | 0.01 | 0.01
CSP | 0 | 0 | 0 | 0 | 0 | 0
CT | 0 | 0 | 0 | 0 | 0.01 | 0.01
Coal | 1924.66 | 2396.26 | 2810.38 | 2960.67 | 2960.7 | 2960.73
Geo | 0 | 0 | 0 | 0 | 0 | 0
H | 0 | 0 | 0 | 0 | 0 | 0
LFG | 0 | 0 | 0 | 0 | 0 | 0
Nuc | 0 | 0 | 0 | 0 | 0 | 0
PS | 0 | 0 | 0 | 0 | 0 | 0
PV | 0 | 0 | 0 | 0 | 0 | 0
PeakG | 0.01 | 0.01 | 0.01 | 0.01 | 0.01 | 0.02
PeakO | 0.01 | 0.01 | 0.01 | 0.01 | 0.02 | 0.02
ST | 0 | 0 | 0 | 0 | 0 | 0
STOG | 0.02 | 0.02 | 0.02 | 0.02 | 0.02 | 0.02
STWD | 0 | 0 | 0 | 0 | 0 | 0
WT | 0 | 0 | 0 | 0 | 0 | 0
IGCC | 0 | 0 | 0 | 0 | 0 | 0
DemandResponse | 0 | 0 | 0 | 0 | 0 | 0
IGCC-CCS | 0 | 0 | 0 | 0 | 0 | 0
WT_off | 0 | 0 | 0 | 0 | 0 | 0
PseudoUnit | 0 | 0 | 0 | 0 | 0 | 0
FixedInterchange | 0 | 0 | 0 | 0 | 0 | 0
Cumulative Retirements of Capacity by Reporting Type: MISO_IN
ReportingType | 2015 | 2020 | 2025 | 2030 | 2035 | 2040
BM | 0 | 0 | 0 | 0 | 0 | 0
CC | 0 | 0 | 0 | 0.01 | 0.01 | 0.02
CSP | 0 | 0 | 0 | 0 | 0 | 0
CT | 0 | 0 | 0 | 0 | 0 | 0
Coal | 5391.97 | 7196.2 | 7863.05 | 11118.78 | 11118.88 | 11119.01
Geo | 0 | 0 | 0 | 0 | 0 | 0
H | 0 | 0 | 0 | 0 | 0 | 0
LFG | 0 | 0 | 0 | 0 | 0 | 0
Nuc | 0 | 0 | 0 | 0 | 0 | 0
PS | 0 | 0 | 0 | 0 | 0 | 0
PV | 0 | 0 | 0 | 0 | 0 | 0
PeakG | 0 | 0 | 0.01 | 0.02 | 0.02 | 0.02
PeakO | 0 | 0 | 0 | 0.01 | 0.01 | 0.02
ST | 0 | 0 | 0 | 0 | 0 | 0
STOG | 0 | 0 | 0 | 8.45 | 8.45 | 8.46
STWD | 0 | 0 | 0 | 0 | 0 | 0
WT | 0 | 0 | 0 | 0 | 0 | 0
IGCC | 0 | 0 | 0 | 0 | 0 | 0
DemandResponse | 0 | 0 | 0 | 0 | 0 | 0
IGCC-CCS | 0 | 0 | 0 | 0 | 0 | 0
WT_off | 0 | 0 | 0 | 0 | 0 | 0
PseudoUnit | 0 | 0 | 0 | 0 | 0 | 0
FixedInterchange | 0 | 0 | 0 | 0 | 0 | 0
Cumulative Retirements of Capacity by Reporting Type: MISO_MI
ReportingType | 2015 | 2020 | 2025 | 2030 | 2035 | 2040
BM | 0 | 0 | 0 | 0 | 0 | 0
CC | 0 | 0.01 | 0.01 | 0.03 | 0.04 | 0.06
CSP | 0 | 0 | 0 | 0 | 0 | 0
CT | 0 | 0 | 0 | 0 | 0 | 0
Coal | 6337.39 | 10788.39 | 10788.54 | 10789.27 | 10789.33 | 10789.41
Geo | 0 | 0 | 0 | 0 | 0 | 0
H | 0 | 0 | 0 | 0 | 0 | 0
LFG | 0 | 0 | 0 | 0 | 0 | 0
Nuc | 0 | 0 | 0 | 0 | 778 | 778
PS | 0 | 0 | 0 | 0 | 0 | 0
PV | 0 | 0 | 0 | 0 | 0 | 0
PeakG | 0 | 0.01 | 0.01 | 0.02 | 0.02 | 0.03
PeakO | 0 | 0 | 0 | 0.01 | 0.01 | 0.02
ST | 0 | 0 | 0 | 0 | 0 | 0
STOG | 0.03 | 0.04 | 0.04 | 68.08 | 68.08 | 68.1
STWD | 0 | 0 | 0 | 0 | 0 | 0
WT | 0 | 0 | 0 | 0 | 0 | 0
IGCC | 0 | 0 | 0 | 0 | 0 | 0
DemandResponse | 0 | 0 | 0 | 0 | 0 | 0
IGCC-CCS | 0 | 0 | 0 | 0 | 0 | 0
WT_off | 0 | 0 | 0 | 0 | 0 | 0
PseudoUnit | 0 | 0 | 0 | 0 | 0 | 0
FixedInterchange | 0 | 0 | 0 | 0 | 0 | 0
Cumulative Retirements of Capacity by Reporting Type: MISO_MO-IL
ReportingType | 2015 | 2020 | 2025 | 2030 | 2035 | 2040
BM | 0 | 0 | 0 | 0 | 0 | 0
CC | 0 | 0 | 0 | 0.01 | 0.01 | 0.02
CSP | 0 | 0 | 0 | 0 | 0 | 0
CT | 0 | 0 | 0 | 0 | 0 | 0
Coal | 4802.88 | 10498.44 | 11491.53 | 13322.48 | 13322.58 | 13322.7
Geo | 0 | 0 | 0 | 0 | 0 | 0
H | 0 | 0 | 0 | 0 | 0 | 0
LFG | 0 | 0 | 0 | 0 | 0 | 0
Nuc | 0 | 0 | 0 | 0 | 0 | 0
PS | 0 | 0 | 0 | 0 | 0 | 0
PV | 0 | 0 | 0 | 0 | 0 | 0
PeakG | 0.01 | 0.01 | 0.01 | 0.03 | 0.03 | 0.03
PeakO | 0 | 0 | 0 | 0.01 | 0.01 | 0.02
ST | 0 | 0 | 0 | 0 | 0 | 0
STOG | 0 | 0.01 | 0.01 | 16.5 | 16.51 | 16.53
STWD | 0 | 0 | 0 | 0 | 0 | 0
WT | 0 | 0 | 0 | 0 | 0 | 0
IGCC | 0 | 0 | 0 | 0 | 0 | 0
DemandResponse | 0 | 0 | 0 | 0 | 0 | 0
IGCC-CCS | 0 | 0 | 0 | 0 | 0 | 0
WT_off | 0 | 0 | 0 | 0 | 0 | 0
PseudoUnit | 0 | 0 | 0 | 0 | 0 | 0
FixedInterchange | 0 | 0 | 0 | 0 | 0 | 0
Cumulative Retirements of Capacity by Reporting Type: MISO_W
ReportingType | 2015 | 2020 | 2025 | 2030 | 2035 | 2040
BM | 0 | 0 | 0 | 0 | 0 | 0
CC | 0 | 0 | 0.01 | 0.02 | 0.03 | 0.05
CSP | 0 | 0 | 0 | 0 | 0 | 0
CT | 0 | 0 | 0 | 0 | 0.01 | 0.01
Coal | 3724.93 | 8150.13 | 9407.04 | 13133.23 | 13133.33 | 13133.47
Geo | 0 | 0 | 0 | 0 | 0 | 0
H | 0 | 0 | 0 | 0 | 0 | 0
LFG | 0 | 0 | 0 | 0 | 0 | 0
Nuc | 0 | 0 | 0 | 0 | 2361.23 | 2361.23
PS | 0 | 0 | 0 | 0 | 0 | 0
PV | 0 | 0 | 0 | 0 | 0 | 0
PeakG | 0 | 0.01 | 0.01 | 0.02 | 0.03 | 0.04
PeakO | 0 | 0.01 | 0.01 | 0.03 | 0.03 | 0.05
ST | 0 | 0 | 0 | 0 | 0 | 0
STOG | 0 | 0 | 0.01 | 5.36 | 5.37 | 5.4
STWD | 0 | 0 | 0 | 0 | 0 | 0
WT | 0 | 0 | 0 | 0 | 0 | 0
IGCC | 0 | 0 | 0 | 0 | 0 | 0
DemandResponse | 0 | 0 | 0 | 0 | 0 | 0
IGCC-CCS | 0 | 0 | 0 | 0 | 0 | 0
WT_off | 0 | 0 | 0 | 0 | 0 | 0
PseudoUnit | 0 | 0 | 0 | 0 | 0 | 0
FixedInterchange | 0 | 0 | 0 | 0 | 0 | 0
Cumulative Retirements of Capacity by Reporting Type: MISO_WUMS
ReportingType | 2015 | 2020 | 2025 | 2030 | 2035 | 2040
BM | 0 | 0 | 0 | 0 | 0 | 0
CC | 0 | 0 | 0 | 0.01 | 0.01 | 0.02
CSP | 0 | 0 | 0 | 0 | 0 | 0
CT | 0 | 0 | 0 | 0 | 0 | 0
Coal | 4189.37 | 6057.39 | 6057.7 | 6391.94 | 6391.98 | 6392.04
Geo | 0 | 0 | 0 | 0 | 0 | 0
H | 0 | 0 | 0 | 0 | 0 | 0
LFG | 0 | 0 | 0 | 0 | 0 | 0
Nuc | 0 | 0 | 0 | 0 | 1816.9 | 1816.9
PS | 0 | 0 | 0 | 0 | 0 | 0
PV | 0 | 0 | 0 | 0 | 0 | 0
PeakG | 0 | 0.01 | 0.01 | 0.02 | 0.02 | 0.02
PeakO | 0 | 0 | 0 | 0.01 | 0.01 | 0.02
ST | 0 | 0 | 0 | 0 | 0 | 0
STOG | 59.5 | 59.5 | 59.5 | 64.34 | 64.35 | 64.37
STWD | 0 | 0 | 0 | 0 | 0 | 0
WT | 0 | 0 | 0 | 0 | 0 | 0
IGCC | 0 | 0 | 0 | 0 | 0 | 0
DemandResponse | 0 | 0 | 0 | 0 | 0 | 0
IGCC-CCS | 0 | 0 | 0 | 0 | 0 | 0
WT_off | 0 | 0 | 0 | 0 | 0 | 0
PseudoUnit | 0 | 0 | 0 | 0 | 0 | 0
FixedInterchange | 0 | 0 | 0 | 0 | 0 | 0
Cumulative Retirements of Capacity by Reporting Type: Nebraska
ReportingType | 2015 | 2020 | 2025 | 2030 | 2035 | 2040
BM | 0 | 0 | 0 | 0 | 0 | 0
CC | 0 | 0 | 0 | 0 | 0 | 0.01
CSP | 0 | 0 | 0 | 0 | 0 | 0
CT | 0 | 0 | 0 | 0 | 0 | 0
Coal | 0.02 | 3195.45 | 3195.48 | 3195.5 | 3195.51 | 3195.54
Geo | 0 | 0 | 0 | 0 | 0 | 0
H | 0 | 0 | 0 | 0 | 0 | 0
LFG | 0 | 0 | 0 | 0 | 0 | 0
Nuc | 0 | 0 | 0 | 0 | 1251.8 | 1251.8
PS | 0 | 0 | 0 | 0 | 0 | 0
PV | 0 | 0 | 0 | 0 | 0 | 0
PeakG | 0 | 0 | 0 | 0 | 0.01 | 0.01
PeakO | 0 | 0 | 0 | 0 | 0.01 | 0.01
ST | 0 | 0 | 0 | 0 | 0 | 0
STOG | 248.93 | 248.93 | 248.93 | 248.93 | 248.93 | 248.93
STWD | 0 | 0 | 0 | 0 | 0 | 0
WT | 0 | 0 | 0 | 0 | 0 | 0
IGCC | 0 | 0 | 0 | 0 | 0 | 0
DemandResponse | 0 | 0 | 0 | 0 | 0 | 0
IGCC-CCS | 0 | 0 | 0 | 0 | 0 | 0
WT_off | 0 | 0 | 0 | 0 | 0 | 0
PseudoUnit | 0 | 0 | 0 | 0 | 0 | 0
FixedInterchange | 0 | 0 | 0 | 0 | 0 | 0
Cumulative Retirements of Capacity by Reporting Type: NEISO
ReportingType | 2015 | 2020 | 2025 | 2030 | 2035 | 2040
BM | 0 | 0 | 0 | 0 | 0 | 0
CC | 1045.01 | 4055.36 | 5499.61 | 5626.52 | 5626.53 | 6495.78
CSP | 0 | 0 | 0 | 0 | 0 | 0
CT | 0 | 0 | 0 | 9.44 | 333.78 | 333.78
Coal | 2249.78 | 2569.82 | 2569.84 | 2569.85 | 2569.86 | 2569.87
Geo | 0 | 0 | 0 | 0 | 0 | 0
H | 0 | 0 | 0 | 0 | 0 | 0
LFG | 0 | 0 | 0 | 0 | 0 | 0
Nuc | 0 | 0 | 0 | 0 | 1289 | 2165.92
PS | 0 | 0 | 0 | 0 | 0 | 0
PV | 0 | 0 | 0 | 0 | 0 | 0
PeakG | 0.01 | 0.02 | 0.02 | 0.03 | 0.04 | 0.04
PeakO | 1182.26 | 1182.31 | 1182.32 | 1182.33 | 1182.33 | 1182.34
ST | 0 | 0 | 0 | 0 | 0 | 0
STOG | 6236.79 | 6236.8 | 6236.8 | 6236.8 | 6236.81 | 6236.81
STWD | 0 | 0 | 0 | 0 | 0 | 0
WT | 0 | 0 | 0 | 0 | 0 | 0.01
IGCC | 0 | 0 | 0 | 0 | 0 | 0
DemandResponse | 0 | 0 | 0 | 0 | 0 | 0
IGCC-CCS | 0 | 0 | 0 | 0 | 0 | 0
WT_off | 0 | 0 | 0 | 0 | 0 | 0
PseudoUnit | 0 | 0 | 0 | 0 | 0 | 0
FixedInterchange | 0 | 0 | 0 | 0 | 0 | 0
Cumulative Retirements of Capacity by Reporting Type: NonRTO_Midwest
ReportingType | 2015 | 2020 | 2025 | 2030 | 2035 | 2040
BM | 0 | 0 | 0 | 0 | 0 | 0
CC | 0 | 0 | 0 | 0 | 0 | 2844.93
CSP | 0 | 0 | 0 | 0 | 0 | 0
CT | 0 | 0 | 0 | 0 | 0 | 0
Coal | 4163.6 | 6631.89 | 7449.12 | 8434.84 | 8435.36 | 8435.47
Geo | 0 | 0 | 0 | 0 | 0 | 0
H | 0 | 0 | 0 | 0 | 0 | 0
LFG | 0 | 0 | 0 | 0 | 0 | 0
Nuc | 0 | 0 | 0 | 0 | 0 | 0
PS | 0 | 0 | 0 | 0 | 0 | 0
PV | 0 | 0 | 0 | 0 | 0 | 0
PeakG | 0.01 | 0.01 | 0.02 | 0.06 | 997.85 | 1417.21
PeakO | 0 | 0 | 0 | 0.01 | 11.72 | 11.77
ST | 0 | 0 | 0 | 0 | 0 | 0
STOG | 0 | 0 | 0 | 0 | 0 | 0
STWD | 0 | 0 | 0 | 0 | 0 | 0
WT | 0 | 0 | 0 | 0 | 0 | 0
IGCC | 0 | 0 | 0 | 0 | 0 | 0
DemandResponse | 0 | 0 | 0 | 0 | 0 | 0
IGCC-CCS | 0 | 0 | 0 | 0 | 0 | 0
WT_off | 0 | 0 | 0 | 0 | 0 | 0
PseudoUnit | 0 | 0 | 0 | 0 | 0 | 0
FixedInterchange | 0 | 0 | 0 | 0 | 0 | 0
Cumulative Retirements of Capacity by Reporting Type: NYISO_A-F
ReportingType | 2015 | 2020 | 2025 | 2030 | 2035 | 2040
BM | 0 | 0 | 0 | 0 | 0 | 0
CC | 0.07 | 0.07 | 0.07 | 599.98 | 2747.78 | 3386.55
CSP | 0 | 0 | 0 | 0 | 0 | 0
CT | 0 | 0 | 0 | 0 | 0 | 0
Coal | 2251.58 | 2251.61 | 2251.61 | 2251.62 | 2251.63 | 2251.64
Geo | 0 | 0 | 0 | 0 | 0 | 0
H | 0 | 0 | 0 | 0 | 0 | 0
LFG | 0 | 0 | 0 | 0 | 0 | 0
Nuc | 0 | 0 | 0 | 621.2 | 1201.7 | 2053.9
PS | 0 | 0 | 0 | 0 | 0 | 0
PV | 0 | 0 | 0 | 0 | 0 | 0
PeakG | 0 | 0 | 0 | 0.01 | 0.02 | 0.02
PeakO | 0 | 0 | 0.01 | 0.04 | 0.07 | 0.07
ST | 0 | 0 | 0 | 0 | 0 | 0
STOG | 1700.88 | 1700.88 | 1700.88 | 1700.89 | 1700.9 | 1700.9
STWD | 0 | 0 | 0 | 0 | 0 | 0
WT | 0 | 0 | 0 | 0 | 0 | 0
IGCC | 0 | 0 | 0 | 0 | 0 | 0
DemandResponse | 0 | 0 | 0 | 0 | 0 | 0
IGCC-CCS | 0 | 0 | 0 | 0 | 0 | 0
WT_off | 0 | 0 | 0 | 0 | 0 | 0
PseudoUnit | 0 | 0 | 0 | 0 | 0 | 0
FixedInterchange | 0 | 0 | 0 | 0 | 0 | 0
Cumulative Retirements of Capacity by Reporting Type: NYISO_G-I
ReportingType | 2015 | 2020 | 2025 | 2030 | 2035 | 2040
BM | 0 | 0 | 0 | 0 | 0 | 0
CC | 0 | 0 | 0 | 0.01 | 0.01 | 0.02
CSP | 0 | 0 | 0 | 0 | 0 | 0
CT | 0 | 0 | 0 | 0 | 0 | 0
Coal | 368.1 | 368.12 | 368.12 | 368.12 | 368.13 | 368.13
Geo | 0 | 0 | 0 | 0 | 0 | 0
H | 0 | 0 | 0 | 0 | 0 | 0
LFG | 0 | 0 | 0 | 0 | 0 | 0
Nuc | 0 | 0 | 0 | 0 | 1019.6 | 2044.6
PS | 0 | 0 | 0 | 0 | 0 | 0
PV | 0 | 0 | 0 | 0 | 0 | 0
PeakG | 0 | 0 | 0 | 0 | 0 | 0.01
PeakO | 0 | 0 | 0 | 0.01 | 0.01 | 0.01
ST | 0 | 0 | 0 | 0 | 0 | 0
STOG | 2429.67 | 2429.67 | 2429.67 | 2429.67 | 2429.68 | 2429.72
STWD | 0 | 0 | 0 | 0 | 0 | 0
WT | 0 | 0 | 0 | 0 | 0 | 0
IGCC | 0 | 0 | 0 | 0 | 0 | 0
DemandResponse | 0 | 0 | 0 | 0 | 0 | 0
IGCC-CCS | 0 | 0 | 0 | 0 | 0 | 0
WT_off | 0 | 0 | 0 | 0 | 0 | 0
PseudoUnit | 0 | 0 | 0 | 0 | 0 | 0
FixedInterchange | 0 | 0 | 0 | 0 | 0 | 0
Cumulative Retirements of Capacity by Reporting Type: NYISO_J-K
ReportingType | 2015 | 2020 | 2025 | 2030 | 2035 | 2040
BM | 0 | 0 | 0 | 0 | 0 | 0
CC | 0 | 0 | 0 | 0 | 0 | 0.01
CSP | 0 | 0 | 0 | 0 | 0 | 0
CT | 0 | 0 | 0 | 0 | 0 | 0
Coal | 0 | 0 | 0 | 0 | 0 | 0
Geo | 0 | 0 | 0 | 0 | 0 | 0
H | 0 | 0 | 0 | 0 | 0 | 0
LFG | 0 | 0 | 0 | 0 | 0 | 0
Nuc | 0 | 0 | 0 | 0 | 0 | 0
PS | 0 | 0 | 0 | 0 | 0 | 0
PV | 0 | 0 | 0 | 0 | 0 | 0
PeakG | 0 | 0 | 0 | 0.01 | 0.01 | 0.01
PeakO | 0 | 0 | 0 | 0.01 | 0.01 | 0.01
ST | 0 | 0 | 0 | 0 | 0 | 0
STOG | 3505.08 | 3505.08 | 3505.08 | 3505.09 | 3505.09 | 3505.12
STWD | 0 | 0 | 0 | 0 | 0 | 0
WT | 0 | 0 | 0 | 0 | 0 | 0
IGCC | 0 | 0 | 0 | 0 | 0 | 0
DemandResponse | 0 | 0 | 0 | 0 | 0 | 0
IGCC-CCS | 0 | 0 | 0 | 0 | 0 | 0
WT_off | 0 | 0 | 0 | 0 | 0 | 0
PseudoUnit | 0 | 0 | 0 | 0 | 0 | 0
FixedInterchange | 0 | 0 | 0 | 0 | 0 | 0
Cumulative Retirements of Capacity by Reporting Type: PJM_E
ReportingType | 2015 | 2020 | 2025 | 2030 | 2035 | 2040
BM | 0 | 0 | 0 | 0 | 0 | 0
CC | 0.01 | 0.01 | 0.02 | 0.02 | 618.16 | 1138.05
CSP | 0 | 0 | 0 | 0 | 0 | 0
CT | 0 | 0 | 0 | 0 | 0 | 26.06
Coal | 2803.3 | 3371.47 | 3371.58 | 3371.59 | 3371.61 | 3371.66
Geo | 0 | 0 | 0 | 0 | 0 | 0
H | 0 | 0 | 0 | 0 | 0 | 0
LFG | 0 | 0 | 0 | 0 | 0 | 0
Nuc | 0 | 614.5 | 614.5 | 614.5 | 2838.5 | 4012.5
PS | 0 | 0 | 0 | 0 | 0 | 0
PV | 0 | 0 | 0 | 0 | 0 | 0
PeakG | 268.5 | 268.51 | 268.51 | 268.51 | 268.51 | 268.52
PeakO | 2.72 | 2.72 | 2.74 | 2.74 | 2.75 | 2.81
ST | 0 | 0 | 0 | 0 | 0 | 0
STOG | 629.96 | 629.97 | 2596.09 | 2596.09 | 2596.19 | 3251.71
STWD | 0 | 0 | 0 | 0 | 0 | 0
WT | 0 | 0 | 0 | 0 | 0 | 0
IGCC | 0 | 0 | 0 | 0 | 0 | 0
DemandResponse | 0 | 0 | 0 | 0 | 0 | 0
IGCC-CCS | 0 | 0 | 0 | 0 | 0 | 0
WT_off | 0 | 0 | 0 | 0 | 0 | 0
PseudoUnit | 0 | 0 | 0 | 0 | 0 | 0
FixedInterchange | 0 | 0 | 0 | 0 | 0 | 0
Cumulative Retirements of Capacity by Reporting Type: PJM_ROM
ReportingType | 2015 | 2020 | 2025 | 2030 | 2035 | 2040
BM | 0 | 0 | 0 | 0 | 0 | 0
CC | 0 | 0 | 0.01 | 0.01 | 0.02 | 1201.75
CSP | 0 | 0 | 0 | 0 | 0 | 0
CT | 0 | 0 | 0 | 0 | 15.86 | 15.86
Coal | 14620.1 | 15854.48 | 16376.23 | 16376.26 | 16376.42 | 16376.5
Geo | 0 | 0 | 0 | 0 | 0 | 0
H | 0 | 0 | 0 | 0 | 0 | 0
LFG | 0 | 0 | 0 | 0 | 0 | 0
Nuc | 0 | 0 | 0 | 0 | 1732 | 2631
PS | 0 | 0 | 0 | 0 | 0 | 0
PV | 0 | 0 | 0 | 0 | 0 | 0
PeakG | 0 | 0 | 0.01 | 0.01 | 0.01 | 0.03
PeakO | 270.01 | 270.01 | 270.03 | 270.03 | 270.04 | 1829.81
ST | 0 | 0 | 0 | 0 | 0 | 0
STOG | 580.28 | 580.28 | 580.72 | 580.72 | 580.75 | 4108.86
STWD | 0 | 0 | 0 | 0 | 0 | 0
WT | 0 | 0 | 0 | 0 | 0 | 0
IGCC | 0 | 0 | 0 | 0 | 0 | 0
DemandResponse | 0 | 0 | 0 | 0 | 0 | 0
IGCC-CCS | 0 | 0 | 0 | 0 | 0 | 0
WT_off | 0 | 0 | 0 | 0 | 0 | 0
PseudoUnit | 0 | 0 | 0 | 0 | 0 | 0
FixedInterchange | 0 | 0 | 0 | 0 | 0 | 0
Cumulative Retirements of Capacity by Reporting Type: PJM_ROR
ReportingType | 2015 | 2020 | 2025 | 2030 | 2035 | 2040
BM | 0 | 0 | 0 | 0 | 0 | 0
CC | 0 | 0.01 | 0.01 | 0.02 | 173.7 | 1481.66
CSP | 0 | 0 | 0 | 0 | 0 | 0
CT | 0 | 0 | 0 | 0 | 28.82 | 28.83
Coal | 32498.04 | 45213.33 | 53452.08 | 53452.23 | 53452.61 | 53452.92
Geo | 0 | 0 | 0 | 0 | 0 | 0
H | 0 | 0 | 0 | 0 | 0 | 0
LFG | 0 | 0 | 0 | 0 | 0 | 0
Nuc | 0 | 0 | 0 | 867 | 5142 | 10025.16
PS | 0 | 0 | 0 | 0 | 0 | 0
PV | 0 | 0 | 0 | 0 | 0 | 0
PeakG | 0.04 | 0.05 | 0.11 | 0.11 | 0.11 | 0.35
PeakO | 19.01 | 19.01 | 19.02 | 19.02 | 19.03 | 1755.03
ST | 0 | 0 | 0 | 0 | 0 | 0
STOG | 0.09 | 0.1 | 34.53 | 34.53 | 34.6 | 2121.75
STWD | 0 | 0 | 0 | 0 | 0 | 0
WT | 0 | 0 | 0 | 0 | 0 | 0
IGCC | 0 | 0 | 0 | 0 | 0 | 0
DemandResponse | 0 | 0 | 0 | 0 | 0 | 0
IGCC-CCS | 0 | 0 | 0 | 0 | 0 | 0
WT_off | 0 | 0 | 0 | 0 | 0 | 0
PseudoUnit | 0 | 0 | 0 | 0 | 0 | 0
FixedInterchange | 0 | 0 | 0 | 0 | 0 | 0
Cumulative Retirements of Capacity by Reporting Type: SOCO
ReportingType | 2015 | 2020 | 2025 | 2030 | 2035 | 2040
BM | 0 | 0 | 0 | 0 | 0 | 0
CC | 171.1 | 171.11 | 171.12 | 185.64 | 12368.57 | 19595.64
CSP | 0 | 0 | 0 | 0 | 0 | 0
CT | 0 | 0 | 0 | 0 | 0 | 0
Coal | 17119.48 | 21268.55 | 23276.79 | 23276.95 | 23277.04 | 23277.12
Geo | 0 | 0 | 0 | 0 | 0 | 0
H | 0 | 0 | 0 | 0 | 0 | 0
LFG | 0 | 0 | 0 | 0 | 0 | 0
Nuc | 0 | 0 | 0 | 0 | 0 | 2645.05
PS | 0 | 0 | 0 | 0 | 0 | 0
PV | 0 | 0 | 0 | 0 | 0 | 0
PeakG | 209.72 | 209.72 | 209.81 | 2292.66 | 6504.42 | 6504.45
PeakO | 1138.5 | 1138.5 | 1138.51 | 1138.52 | 1138.53 | 1138.54
ST | 0 | 0 | 0 | 0 | 0 | 0
STOG | 853.87 | 853.87 | 853.87 | 853.87 | 853.87 | 853.88
STWD | 0 | 0 | 0 | 0 | 0 | 0
WT | 0 | 0 | 0 | 0 | 0 | 0
IGCC | 0 | 0 | 0 | 0 | 0 | 0
DemandResponse | 0 | 0 | 0 | 0 | 0 | 0
IGCC-CCS | 0 | 0 | 0 | 0 | 0 | 0
WT_off | 0 | 0 | 0 | 0 | 0 | 0
PseudoUnit | 0 | 0 | 0 | 0 | 0 | 0
FixedInterchange | 0 | 0 | 0 | 0 | 0 | 0
Cumulative Retirements of Capacity by Reporting Type: SPP_N
ReportingType | 2015 | 2020 | 2025 | 2030 | 2035 | 2040
BM | 0 | 0 | 0 | 0 | 0 | 0
CC | 0 | 0 | 0 | 0 | 0.01 | 0.01
CSP | 0 | 0 | 0 | 0 | 0 | 0
CT | 0 | 0 | 0 | 0 | 0 | 0.01
Coal | 995.51 | 3453.9 | 7878.79 | 7879.06 | 7879.09 | 7881.02
Geo | 0 | 0 | 0 | 0 | 0 | 0
H | 0 | 0 | 0 | 0 | 0 | 0
LFG | 0 | 0 | 0 | 0 | 0 | 0
Nuc | 0 | 0 | 0 | 0 | 0 | 0
PS | 0 | 0 | 0 | 0 | 0 | 0
PV | 0 | 0 | 0 | 0 | 0 | 0
PeakG | 0 | 0.01 | 0.01 | 0.01 | 0.02 | 0.02
PeakO | 0 | 0.01 | 0.01 | 0.01 | 0.01 | 0.02
ST | 0 | 0 | 0 | 0 | 0 | 0
STOG | 67.09 | 67.09 | 67.09 | 67.1 | 67.1 | 67.11
STWD | 0 | 0 | 0 | 0 | 0 | 0
WT | 0 | 0 | 0 | 0 | 0 | 0
IGCC | 0 | 0 | 0 | 0 | 0 | 0
DemandResponse | 0 | 0 | 0 | 0 | 0 | 0
IGCC-CCS | 0 | 0 | 0 | 0 | 0 | 0
WT_off | 0 | 0 | 0 | 0 | 0 | 0
PseudoUnit | 0 | 0 | 0 | 0 | 0 | 0
FixedInterchange | 0 | 0 | 0 | 0 | 0 | 0
Cumulative Retirements of Capacity by Reporting Type: SPP_S
ReportingType | 2015 | 2020 | 2025 | 2030 | 2035 | 2040
BM | 0 | 0 | 0 | 0 | 0 | 0
CC | 0.01 | 0.01 | 0.03 | 0.04 | 0.04 | 0.06
CSP | 0 | 0 | 0 | 0 | 0 | 0
CT | 0 | 0 | 0 | 0 | 0 | 0.01
Coal | 4204.42 | 10135.46 | 13121.4 | 13121.73 | 13121.81 | 13137.77
Geo | 0 | 0 | 0 | 0 | 0 | 0
H | 0 | 0 | 0 | 0 | 0 | 0
LFG | 0 | 0 | 0 | 0 | 0 | 0
Nuc | 0 | 0 | 0 | 0 | 0 | 0
PS | 0 | 0 | 0 | 0 | 0 | 0
PV | 0 | 0 | 0 | 0 | 0 | 0
PeakG | 0 | 0.01 | 0.01 | 0.01 | 0.02 | 0.02
PeakO | 0 | 0 | 0.01 | 0.01 | 0.01 | 0.02
ST | 0 | 0 | 0 | 0 | 0 | 0
STOG | 1608.48 | 1608.48 | 1608.51 | 1608.51 | 1608.52 | 1608.53
STWD | 0 | 0 | 0 | 0 | 0 | 0
WT | 0 | 0 | 0 | 0 | 0 | 0
IGCC | 0 | 0 | 0 | 0 | 0 | 0
DemandResponse | 0 | 0 | 0 | 0 | 0 | 0
IGCC-CCS | 0 | 0 | 0 | 0 | 0 | 0
WT_off | 0 | 0 | 0 | 0 | 0 | 0
PseudoUnit | 0 | 0 | 0 | 0 | 0 | 0
FixedInterchange | 0 | 0 | 0 | 0 | 0 | 0
Cumulative Retirements of Capacity by Reporting Type: TVA
ReportingType | 2015 | 2020 | 2025 | 2030 | 2035 | 2040
BM | 0 | 0 | 0 | 0 | 0 | 0
CC | 0 | 0 | 0 | 0.01 | 2640.95 | 7737.96
CSP | 0 | 0 | 0 | 0 | 0 | 0
CT | 0 | 0 | 0 | 0 | 0 | 0
Coal | 10187.16 | 12291.7 | 14185.26 | 15156.02 | 15156.65 | 15156.7
Geo | 0 | 0 | 0 | 0 | 0 | 0
H | 0 | 0 | 0 | 0 | 0 | 0
LFG | 0 | 0 | 0 | 0 | 0 | 0
Nuc | 0 | 0 | 0 | 0 | 2512.33 | 3791
PS | 0 | 0 | 0 | 0 | 0 | 0
PV | 0 | 0 | 0 | 0 | 0 | 0
PeakG | 0.01 | 0.01 | 0.02 | 0.06 | 0.46 | 0.51
PeakO | 0 | 0 | 0 | 0.01 | 82.73 | 82.74
ST | 0 | 0 | 0 | 0 | 0 | 0
STOG | 0 | 0 | 0 | 0 | 0 | 0
STWD | 0 | 0 | 0 | 0 | 0 | 0
WT | 0 | 0 | 0 | 0 | 0 | 0
IGCC | 0 | 0 | 0 | 0 | 0 | 0
DemandResponse | 0 | 0 | 0 | 0 | 0 | 0
IGCC-CCS | 0 | 0 | 0 | 0 | 0 | 0
WT_off | 0 | 0 | 0 | 0 | 0 | 0
PseudoUnit | 0 | 0 | 0 | 0 | 0 | 0
FixedInterchange | 0 | 0 | 0 | 0 | 0 | 0
Cumulative Retirements of Capacity by Reporting Type: TVA_Transmission
ReportingType | 2015 | 2020 | 2025 | 2030 | 2035 | 2040
BM | 0 | 0 | 0 | 0 | 0 | 0
CC | 0 | 0 | 0 | 0 | 0 | 0
CSP | 0 | 0 | 0 | 0 | 0 | 0
CT | 0 | 0 | 0 | 0 | 0 | 0
Coal | 0 | 0 | 0 | 0 | 0 | 0
Geo | 0 | 0 | 0 | 0 | 0 | 0
H | 0 | 0 | 0 | 0 | 0 | 0
LFG | 0 | 0 | 0 | 0 | 0 | 0
Nuc | 0 | 0 | 0 | 0 | 0 | 0
PS | 0 | 0 | 0 | 0 | 0 | 0
PV | 0 | 0 | 0 | 0 | 0 | 0
PeakG | 0 | 0 | 0 | 0 | 0 | 0
PeakO | 0 | 0 | 0 | 0 | 0 | 0
ST | 0 | 0 | 0 | 0 | 0 | 0
STOG | 0 | 0 | 0 | 0 | 0 | 0
STWD | 0 | 0 | 0 | 0 | 0 | 0
WT | 0 | 0 | 0 | 0 | 0 | 0
IGCC | 0 | 0 | 0 | 0 | 0 | 0
DemandResponse | 0 | 0 | 0 | 0 | 0 | 0
IGCC-CCS | 0 | 0 | 0 | 0 | 0 | 0
WT_off | 0 | 0 | 0 | 0 | 0 | 0
PseudoUnit | 0 | 0 | 0 | 0 | 0 | 0
FixedInterchange | 0 | 0 | 0 | 0 | 0 | 0
Cumulative Retirements of Capacity by Reporting Type: VACAR
ReportingType | 2015 | 2020 | 2025 | 2030 | 2035 | 2040
BM | 0 | 0 | 0 | 0 | 0 | 0
CC | 0 | 0 | 0 | 183 | 2410.92 | 8676.5
CSP | 0 | 0 | 0 | 0 | 0 | 0
CT | 0 | 0 | 0 | 717.15 | 717.15 | 717.15
Coal | 11761.17 | 13605.57 | 17692.99 | 18971.78 | 18971.87 | 18971.92
Geo | 0 | 0 | 0 | 0 | 0 | 0
H | 0 | 0 | 0 | 0 | 0 | 0
LFG | 0 | 0 | 0 | 0 | 0 | 0
Nuc | 0 | 0 | 0 | 0 | 3248 | 5106
PS | 0 | 0 | 0 | 0 | 0 | 0
PV | 0 | 0 | 0 | 0 | 0 | 0
PeakG | 0 | 0 | 0.01 | 0.21 | 4553.96 | 4553.96
PeakO | 0 | 0 | 0.01 | 0.55 | 1267.49 | 1267.5
ST | 0 | 0 | 0 | 0 | 0 | 0
STOG | 0 | 0 | 0 | 91.89 | 91.92 | 91.92
STWD | 0 | 0 | 0 | 0 | 0 | 0
WT | 0 | 0 | 0 | 0 | 0 | 0
IGCC | 0 | 0 | 0 | 0 | 0 | 0
DemandResponse | 0 | 0 | 0 | 0 | 0 | 0
IGCC-CCS | 0 | 0 | 0 | 0 | 0 | 0
WT_off | 0 | 0 | 0 | 0 | 0 | 0
PseudoUnit | 0 | 0 | 0 | 0 | 0 | 0
FixedInterchange | 0 | 0 | 0 | 0 | 0 | 0
Cumulative Retirements of Capacity by Reporting Type: IESO
ReportingType | 2015 | 2020 | 2025 | 2030 | 2035 | 2040
BM | 0 | 0 | 0 | 0 | 0 | 0
CC | 5942.66 | 5942.66 | 5942.66 | 5942.66 | 5942.67 | 5942.67
CSP | 0 | 0 | 0 | 0 | 0 | 0
CT | 0 | 0 | 0 | 0 | 367.13 | 367.13
Coal | 6415.97 | 6415.98 | 6415.98 | 6415.98 | 6415.98 | 6415.98
Geo | 0 | 0 | 0 | 0 | 0 | 0
H | 0 | 0 | 0 | 0 | 0 | 0
LFG | 0 | 0 | 0 | 0 | 0 | 0
Nuc | 0 | 0 | 0 | 0 | 1030 | 2570
PS | 0 | 0 | 0 | 0 | 0 | 0
PV | 0 | 0 | 0 | 0 | 1067.26 | 1067.26
PeakG | 581.29 | 581.3 | 581.3 | 581.3 | 581.3 | 581.3
PeakO | 174.64 | 174.64 | 174.64 | 174.64 | 174.65 | 174.65
ST | 0 | 0 | 0 | 0 | 0 | 0
STOG | 2125.95 | 2125.95 | 2125.95 | 2125.95 | 2125.95 | 2125.95
STWD | 0 | 0 | 0 | 0 | 0 | 0
WT | 0 | 0 | 0 | 0 | 0 | 0
IGCC | 0 | 0 | 0 | 0 | 0 | 0
DemandResponse | 0 | 0 | 0 | 0 | 0 | 0
IGCC-CCS | 0 | 0 | 0 | 0 | 0 | 0
WT_off | 0 | 0 | 0 | 0 | 0 | 0
PseudoUnit | 0 | 0 | 0 | 0 | 0 | 0
FixedInterchange | 0 | 0 | 0 | 0 | 0 | 0
Cumulative Retirements of Capacity by Reporting Type: MAPP_CA
ReportingType | 2015 | 2020 | 2025 | 2030 | 2035 | 2040
BM | 0 | 0 | 0 | 0 | 0 | 0
CC | 0 | 0.01 | 730.85 | 730.9 | 730.91 | 730.92
CSP | 0 | 0 | 0 | 0 | 0 | 0
CT | 0 | 0 | 0 | 0 | 0.01 | 0.01
Coal | 795.18 | 1355.51 | 1745.82 | 1745.83 | 1745.84 | 1745.84
Geo | 0 | 0 | 0 | 0 | 0 | 0
H | 0 | 0 | 0 | 0 | 0 | 0
LFG | 0 | 0 | 0 | 0 | 0 | 0
Nuc | 0 | 0 | 0 | 0 | 0 | 0
PS | 0 | 0 | 0 | 0 | 0 | 0
PV | 0 | 0 | 0 | 0 | 0 | 0
PeakG | 0 | 0 | 553.32 | 558.86 | 558.87 | 558.87
PeakO | 0 | 0 | 3.89 | 3.96 | 3.96 | 3.96
ST | 0 | 0 | 0 | 0 | 0 | 0
STOG | 0 | 0 | 125.96 | 125.96 | 125.97 | 125.97
STWD | 0 | 0 | 0 | 0 | 0 | 0
WT | 0 | 0 | 0 | 0 | 302.35 | 302.35
IGCC | 0 | 0 | 0 | 0 | 0 | 0
DemandResponse | 0 | 0 | 0 | 0 | 0 | 0
IGCC-CCS | 0 | 0 | 0 | 0 | 0 | 0
WT_off | 0 | 0 | 0 | 0 | 0 | 0
PseudoUnit | 0 | 0 | 0 | 0 | 0 | 0
FixedInterchange | 0 | 0 | 0 | 0 | 0 | 0
Cumulative Retirements of Capacity by Reporting Type: AZ_NM_SNV_Coal
ReportingType | 2015 | 2020 | 2025 | 2030 | 2035 | 2040
BM | 0 | 0 | 0 | 0 | 0 | 0
CC | 0 | 0 | 0 | 0 | 0 | 0
CSP | 0 | 0 | 0 | 0 | 0 | 0
CT | 0 | 0 | 0 | 0 | 0 | 0
Coal | 2994.75 | 3588.87 | 6209.23 | 9647.02 | 9647.18 | 9647.32
Geo | 0 | 0 | 0 | 0 | 0 | 0
H | 0 | 0 | 0 | 0 | 0 | 0
LFG | 0 | 0 | 0 | 0 | 0 | 0
Nuc | 0 | 0 | 0 | 0 | 0 | 0
PS | 0 | 0 | 0 | 0 | 0 | 0
PV | 0 | 0 | 0 | 0 | 0 | 0
PeakG | 0 | 0 | 0 | 0 | 0 | 0
PeakO | 0 | 0.01 | 0.01 | 0.02 | 0.03 | 0.04
ST | 0 | 0 | 0 | 0 | 0 | 0
STOG | 0 | 0 | 0 | 0 | 0 | 0
STWD | 0 | 0 | 0 | 0 | 0 | 0
WT | 0 | 0 | 0 | 0 | 0 | 0
IGCC | 0 | 0 | 0 | 0 | 0 | 0
DemandResponse | 0 | 0 | 0 | 0 | 0 | 0
IGCC-CCS | 0 | 0 | 0 | 0 | 0 | 0
WT_off | 0 | 0 | 0 | 0 | 0 | 0
PseudoUnit | 0 | 0 | 0 | 0 | 0 | 0
FixedInterchange | 0 | 0 | 0 | 0 | 0 | 0
Cumulative Retirements of Capacity by Reporting Type: AZ_NM_SNV_Gas
ReportingType | 2015 | 2020 | 2025 | 2030 | 2035 | 2040
BM | 0 | 0 | 0 | 0 | 0 | 0
CC | 1094.58 | 1094.59 | 1094.59 | 2510.65 | 6540.04 | 7169.35
CSP | 0 | 0 | 0 | 0 | 0 | 0
CT | 0 | 0 | 0 | 0 | 735.86 | 735.86
Coal | 0 | 0 | 0 | 0 | 0 | 0
Geo | 0 | 0 | 0 | 0 | 0 | 0
H | 0 | 0 | 0 | 0 | 0 | 0
LFG | 0 | 0 | 0 | 0 | 0 | 0
Nuc | 0 | 0 | 0 | 0 | 0 | 0
PS | 0 | 0 | 0 | 0 | 0 | 0
PV | 0 | 0 | 0 | 0 | 0 | 0
PeakG | 0.01 | 0.01 | 0.01 | 0.02 | 0.03 | 0.03
PeakO | 0 | 0 | 0 | 0 | 0 | 0
ST | 0 | 0 | 0 | 0 | 0 | 0
STOG | 2063.85 | 2063.86 | 2063.86 | 2063.86 | 2063.86 | 2063.86
STWD | 0 | 0 | 0 | 0 | 0 | 0
WT | 0 | 0 | 0 | 0 | 0 | 0
IGCC | 0 | 0 | 0 | 0 | 0 | 0
DemandResponse | 0 | 0 | 0 | 0 | 0 | 0
IGCC-CCS | 0 | 0 | 0 | 0 | 0 | 0
WT_off | 0 | 0 | 0 | 0 | 0 | 0
PseudoUnit | 0 | 0 | 0 | 0 | 0 | 0
FixedInterchange | 0 | 0 | 0 | 0 | 0 | 0
Cumulative Retirements of Capacity by Reporting Type: AZ_NM_SNV_NucRenew
ReportingType | 2015 | 2020 | 2025 | 2030 | 2035 | 2040
BM | 0 | 0 | 0 | 0 | 0 | 0
CC | 0 | 0 | 0 | 0 | 0 | 0
CSP | 65 | 65 | 65 | 65 | 65 | 65
CT | 0 | 0 | 0 | 0 | 0 | 0
Coal | 0 | 0 | 0 | 0 | 0 | 0
Geo | 0 | 0 | 0 | 0 | 0 | 0
H | 0 | 0 | 0 | 0 | 0 | 0
LFG | 0 | 0 | 0 | 0 | 0 | 0
Nuc | 0 | 0 | 0 | 0 | 0 | 0
PS | 0 | 0 | 0 | 0 | 0 | 0
PV | 0 | 0 | 0 | 0 | 0 | 0
PeakG | 0 | 0 | 0 | 0 | 0 | 0
PeakO | 0 | 0 | 0 | 0 | 0 | 0
ST | 0 | 0 | 0 | 0 | 0 | 0
STOG | 0 | 0 | 0 | 0 | 0 | 0
STWD | 0 | 0 | 0 | 0 | 0 | 0
WT | 0 | 0 | 0 | 0 | 0 | 0.01
IGCC | 0 | 0 | 0 | 0 | 0 | 0
DemandResponse | 0 | 0 | 0 | 0 | 0 | 0
IGCC-CCS | 0 | 0 | 0 | 0 | 0 | 0
WT_off | 0 | 0 | 0 | 0 | 0 | 0
PseudoUnit | 0 | 0 | 0 | 0 | 0 | 0
FixedInterchange | 0 | 0 | 0 | 0 | 0 | 0
Cumulative Retirements of Capacity by Reporting Type: ERCOT
ReportingType | 2015 | 2020 | 2025 | 2030 | 2035 | 2040
BM | 0 | 0 | 0 | 0 | 0 | 0
CC | 0 | 0.01 | 0.01 | 0.04 | 6510.18 | 10384.95
CSP | 0 | 0 | 0 | 0 | 0 | 0
CT | 0 | 0 | 0 | 0 | 249.86 | 249.86
Coal | 13955.84 | 15500.19 | 16060.08 | 16060.34 | 16060.51 | 16060.63
Geo | 0 | 0 | 0 | 0 | 0 | 0
H | 0 | 0 | 0 | 0 | 0 | 0
LFG | 0 | 0 | 0 | 0 | 0 | 0
Nuc | 0 | 0 | 0 | 0 | 0 | 0
PS | 0 | 0 | 0 | 0 | 0 | 0
PV | 0 | 0 | 0 | 0 | 13.18 | 13.18
PeakG | 0 | 0 | 0.01 | 0.01 | 0.03 | 0.03
PeakO | 0 | 0 | 0.01 | 0.01 | 0.02 | 0.04
ST | 0 | 0 | 0 | 0 | 0 | 0
STOG | 5664.79 | 5664.83 | 10007.83 | 13863.76 | 18932.7 | 18932.73
STWD | 0 | 0 | 0 | 0 | 0 | 0
WT | 0 | 0 | 0 | 0 | 0 | 0
IGCC | 0 | 0 | 0 | 0 | 0 | 0
DemandResponse | 0 | 0 | 0 | 0 | 0 | 0
IGCC-CCS | 0 | 0 | 0 | 0 | 0 | 0
WT_off | 0 | 0 | 0 | 0 | 0 | 0
PseudoUnit | 0 | 0 | 0 | 0 | 0 | 0
FixedInterchange | 0 | 0 | 0 | 0 | 0 | 0
Cumulative Retirements of Capacity by Reporting Type: NP15
ReportingType | 2015 | 2020 | 2025 | 2030 | 2035 | 2040
BM | 0 | 0 | 0 | 0 | 0 | 0
CC | 0 | 0.01 | 0.01 | 0.02 | 0.03 | 912.2
CSP | 0 | 0 | 0 | 0 | 0 | 0
CT | 0 | 0 | 0 | 0 | 210.73 | 210.73
Coal | 0.01 | 191.8 | 191.8 | 191.83 | 191.84 | 191.84
Geo | 0 | 0 | 0 | 0 | 0 | 0
H | 0 | 0 | 0 | 0 | 0 | 0
LFG | 0 | 0 | 0 | 0 | 0 | 0
Nuc | 0 | 0 | 0 | 0 | 0 | 0
PS | 0 | 0 | 0 | 0 | 0 | 0
PV | 0 | 0 | 0 | 0 | 0 | 0
PeakG | 0 | 0 | 0 | 0.01 | 0.01 | 0.01
PeakO | 156 | 156 | 156 | 156 | 156.01 | 156.01
ST | 0 | 0 | 0 | 0 | 0 | 0
STOG | 1183.87 | 1183.87 | 1183.87 | 2571.15 | 3246.42 | 3246.43
STWD | 0 | 0 | 0 | 0 | 0 | 0
WT | 0 | 0 | 0 | 0 | 0 | 0
IGCC | 0 | 0 | 0 | 0 | 0 | 0
DemandResponse | 0 | 0 | 0 | 0 | 0 | 0
IGCC-CCS | 0 | 0 | 0 | 0 | 0 | 0
WT_off | 0 | 0 | 0 | 0 | 0 | 0
PseudoUnit | 0 | 0 | 0 | 0 | 0 | 0
FixedInterchange | 0 | 0 | 0 | 0 | 0 | 0
Cumulative Retirements of Capacity by Reporting Type: NWPP_Coal
ReportingType | 2015 | 2020 | 2025 | 2030 | 2035 | 2040
BM | 0 | 0 | 0 | 0 | 0 | 0
CC | 0 | 0 | 0 | 0 | 0 | 0
CSP | 0 | 0 | 0 | 0 | 0 | 0
CT | 0 | 0 | 0 | 0 | 0 | 0
Coal | 6798.65 | 8653.81 | 13555.03 | 13555.73 | 13555.83 | 13555.92
Geo | 0 | 0 | 0 | 0 | 0 | 0
H | 0 | 0 | 0 | 0 | 0 | 0
LFG | 0 | 0 | 0 | 0 | 0 | 0
Nuc | 0 | 0 | 0 | 0 | 0 | 0
PS | 0 | 0 | 0 | 0 | 0 | 0
PV | 0 | 0 | 0 | 0 | 0 | 0
PeakG | 0 | 0 | 0 | 0 | 0 | 0
PeakO | 182.93 | 182.93 | 182.93 | 182.93 | 182.93 | 182.93
ST | 0 | 0 | 0 | 0 | 0 | 0
STOG | 0 | 0 | 0 | 0 | 0 | 0
STWD | 0 | 0 | 0 | 0 | 0 | 0
WT | 0 | 0 | 0 | 0 | 0 | 0
IGCC | 0 | 0 | 0 | 0 | 0 | 0
DemandResponse | 0 | 0 | 0 | 0 | 0 | 0
IGCC-CCS | 0 | 0 | 0 | 0 | 0 | 0
WT_off | 0 | 0 | 0 | 0 | 0 | 0
PseudoUnit | 0 | 0 | 0 | 0 | 0 | 0
FixedInterchange | 0 | 0 | 0 | 0 | 0 | 0
Cumulative Retirements of Capacity by Reporting Type: NWPP_Gas
ReportingType | 2015 | 2020 | 2025 | 2030 | 2035 | 2040
BM | 0 | 0 | 0 | 0 | 0 | 0
CC | 1677.9 | 1677.9 | 1677.9 | 3205.16 | 8004.78 | 8304.62
CSP | 0 | 0 | 0 | 0 | 0 | 0
CT | 0 | 0 | 0 | 0.01 | 149.94 | 149.94
Coal | 0 | 0 | 0 | 0 | 0 | 0
Geo | 0 | 0 | 0 | 0 | 0 | 0
H | 0 | 0 | 0 | 0 | 0 | 0
LFG | 0 | 0 | 0 | 0 | 0 | 0
Nuc | 0 | 0 | 0 | 0 | 0 | 0
PS | 0 | 0 | 0 | 0 | 0 | 0
PV | 0 | 0 | 0 | 0 | 0 | 0
PeakG | 2622.89 | 2622.89 | 2622.89 | 2622.89 | 2622.89 | 2622.9
PeakO | 0 | 0 | 0 | 0 | 0 | 0
ST | 0 | 0 | 0 | 0 | 0 | 0
STOG | 785.97 | 785.97 | 785.97 | 785.97 | 785.97 | 785.98
STWD | 0 | 0 | 0 | 0 | 0 | 0
WT | 0 | 0 | 0 | 0 | 0 | 0
IGCC | 0 | 0 | 0 | 0 | 0 | 0
DemandResponse | 0 | 0 | 0 | 0 | 0 | 0
IGCC-CCS | 0 | 0 | 0 | 0 | 0 | 0
WT_off | 0 | 0 | 0 | 0 | 0 | 0
PseudoUnit | 0 | 0 | 0 | 0 | 0 | 0
FixedInterchange | 0 | 0 | 0 | 0 | 0 | 0
Cumulative Retirements of Capacity by Reporting Type: NWPP_NucRenew
ReportingType | 2015 | 2020 | 2025 | 2030 | 2035 | 2040
BM | 0 | 0 | 0 | 0 | 0 | 0
CC | 0 | 0 | 0 | 0 | 0 | 0
CSP | 0 | 0 | 0 | 0 | 0 | 0
CT | 0 | 0 | 0 | 0 | 0 | 0
Coal | 0 | 0 | 0 | 0 | 0 | 0
Geo | 4.8 | 4.8 | 4.8 | 4.8 | 4.8 | 4.8
H | 0 | 0 | 0 | 0 | 0 | 0
LFG | 0 | 0 | 0 | 0 | 0 | 0
Nuc | 0 | 0 | 0 | 0 | 0 | 0
PS | 0 | 0 | 0 | 0 | 0 | 0
PV | 0 | 0 | 0 | 0 | 0 | 0
PeakG | 0 | 0 | 0 | 0 | 0 | 0
PeakO | 0 | 0 | 0 | 0 | 0 | 0
ST | 0 | 0 | 0 | 0 | 0 | 0
STOG | 0 | 0 | 0 | 0 | 0 | 0
STWD | 0 | 0 | 0 | 0 | 0 | 0
WT | 0 | 0 | 0 | 0 | 0 | 0
IGCC | 0 | 0 | 0 | 0 | 0 | 0
DemandResponse | 0 | 0 | 0 | 0 | 0 | 0
IGCC-CCS | 0 | 0 | 0 | 0 | 0 | 0
WT_off | 0 | 0 | 0 | 0 | 0 | 0
PseudoUnit | 0 | 0 | 0 | 0 | 0 | 0
FixedInterchange | 0 | 0 | 0 | 0 | 0 | 0
Cumulative Retirements of Capacity by Reporting Type: RMPA
ReportingType | 2015 | 2020 | 2025 | 2030 | 2035 | 2040
BM | 0 | 0 | 0 | 0 | 0 | 0
CC | 0.07 | 0.07 | 0.07 | 0.1 | 792.73 | 888.81
CSP | bar: 0 to 0.04
CT | 0 | 0 | 0 | 0 | 151.91 | 151.91
Coal | 1185.73 | 2370.42 | 6101.46 | 6787.19 | 6787.32 | 6787.44
Geo | 0 | 0 | 0 | 0 | 0 | 0
H | 0 | 0 | 0 | 0 | 0 | 0
LFG | 0 | 0 | 0 | 0 | 0 | 0
Nuc | 0 | 0 | 0 | 0 | 0 | 0
PS | 0 | 0 | 0 | 0 | 0 | 0
PV | 0 | 0 | 0 | 0 | 0 | 0
PeakG | 0.01 | 0.01 | 0.02 | 0.03 | 0.04 | 0.05
PeakO | 186.13 | 186.13 | 186.13 | 186.14 | 186.14 | 186.15
ST | 0 | 0 | 0 | 0 | 0 | 0
STOG | 216.89 | 216.89 | 216.89 | 216.89 | 216.89 | 216.89
STWD | 0 | 0 | 0 | 0 | 0 | 0
WT | 0 | 0 | 0 | 0 | 0 | 0
IGCC | 0 | 0 | 0 | 0 | 0 | 0
DemandResponse | 0 | 0 | 0 | 0 | 0 | 0
IGCC-CCS | 0 | 0 | 0 | 0 | 0 | 0
WT_off | 0 | 0 | 0 | 0 | 0 | 0
PseudoUnit | 0 | 0 | 0 | 0 | 0 | 0
FixedInterchange | 0 | 0 | 0 | 0 | 0 | 0
Cumulative Retirements of Capacity by Reporting Type: SP15
ReportingType | 2015 | 2020 | 2025 | 2030 | 2035 | 2040
BM | 0 | 0 | 0 | 0 | 0 | 0
CC | 0 | 0 | 0.01 | 0.01 | 0.02 | 0.04
CSP | 409 | 409 | 409 | 409 | 409 | 409
CT | 0 | 0 | 0 | 0 | 0 | 0
Coal | 57 | 141.47 | 141.5 | 242.62 | 242.63 | 242.63
Geo | 0 | 0 | 0 | 0 | 0 | 0
H | 0 | 0 | 0 | 0 | 0 | 0
LFG | 0 | 0 | 0 | 0 | 0 | 0
Nuc | 0 | 0 | 0 | 0 | 0 | 0
PS | 0 | 0 | 0 | 0 | 0 | 0
PV | 0 | 0 | 0 | 0 | 0 | 0
PeakG | 44 | 44 | 44 | 44 | 44.01 | 44.01
PeakO | 15 | 15 | 15 | 15 | 15.01 | 15.01
ST | 0 | 0 | 0 | 0 | 0 | 0
STOG | 4123.27 | 4123.27 | 4123.28 | 5148.14 | 7260.59 | 7260.6
STWD | 0 | 0 | 0 | 0 | 0 | 0
WT | 126.2 | 126.2 | 126.2 | 126.2 | 126.2 | 126.2
IGCC | 0 | 0 | 0 | 0 | 0 | 0
DemandResponse | 0 | 0 | 0 | 0 | 0 | 0
IGCC-CCS | 0 | 0 | 0 | 0 | 0 | 0
WT_off | 0 | 0 | 0 | 0 | 0 | 0
PseudoUnit | 0 | 0 | 0 | 0 | 0 | 0
FixedInterchange | 0 | 0 | 0 | 0 | 0 | 0
Cumulative Retirements of Capacity by Reporting Type: ALB
ReportingType | 2015 | 2020 | 2025 | 2030 | 2035 | 2040
BM | 0 | 0 | 0 | 0 | 0 | 0
CC | 0 | 0 | 2201.77 | 2201.78 | 2201.78 | 3033.9
CSP | 0 | 0 | 0 | 0 | 0 | 0
CT | 0 | 0 | 0 | 0.01 | 201.32 | 201.32
Coal | 1568.87 | 1568.89 | 5745.41 | 5745.44 | 5745.45 | 5745.46
Geo | 0 | 0 | 0 | 0 | 0 | 0
H | 0 | 0 | 0 | 0 | 0 | 0
LFG | 0 | 0 | 0 | 0 | 0 | 0
Nuc | 0 | 0 | 0 | 0 | 0 | 0
PS | 0 | 0 | 0 | 0 | 0 | 0
PV | 0 | 0 | 0 | 0 | 0 | 0
PeakG | 638.86 | 638.86 | 911.94 | 911.94 | 911.95 | 911.95
PeakO | 5.9 | 5.9 | 5.91 | 5.91 | 5.91 | 5.91
ST | 0 | 0 | 0 | 0 | 0 | 0
STOG | 185.96 | 185.96 | 185.96 | 185.96 | 185.96 | 185.96
STWD | 0 | 0 | 0 | 0 | 0 | 0
WT | 0 | 0 | 0 | 0 | 0 | 0
IGCC | 0 | 0 | 0 | 0 | 0 | 0
DemandResponse | 0 | 0 | 0 | 0 | 0 | 0
IGCC-CCS | 0 | 0 | 0 | 0 | 0 | 0
WT_off | 0 | 0 | 0 | 0 | 0 | 0
PseudoUnit | 0 | 0 | 0 | 0 | 0 | 0
FixedInterchange | 0 | 0 | 0 | 0 | 0 | 0
Cumulative Retirements of Capacity by Reporting Type: BC
ReportingType | 2015 | 2020 | 2025 | 2030 | 2035 | 2040
BM | 0 | 0 | 0 | 0 | 0 | 0
CC | 0 | 0 | 204.89 | 204.89 | 204.9 | 204.92
CSP | 0 | 0 | 0 | 0 | 0 | 0
CT | 0 | 0 | 0 | 0 | 0 | 0
Coal | 0 | 0 | 0 | 0 | 0 | 0
Geo | 0 | 0 | 0 | 0 | 0 | 0
H | 0 | 0 | 0 | 0 | 0 | 0
LFG | 0 | 0 | 0 | 0 | 0 | 0
Nuc | 0 | 0 | 0 | 0 | 0 | 0
PS | 0 | 0 | 0 | 0 | 0 | 0
PV | 0 | 0 | 0 | 0 | 0 | 0
PeakG | 0 | 0.01 | 140.15 | 140.15 | 140.16 | 140.16
PeakO | 0 | 0.01 | 43.86 | 43.86 | 43.86 | 43.87
ST | 0 | 0 | 0 | 0 | 0 | 0
STOG | 826.28 | 907.47 | 937.94 | 937.94 | 937.94 | 937.94
STWD | 0 | 0 | 0 | 0 | 0 | 0
WT | 0 | 0 | 0 | 0 | 0 | 0
IGCC | 0 | 0 | 0 | 0 | 0 | 0
DemandResponse | 0 | 0 | 0 | 0 | 0 | 0
IGCC-CCS | 0 | 0 | 0 | 0 | 0 | 0
WT_off | 0 | 0 | 0 | 0 | 0 | 0
PseudoUnit | 0 | 0 | 0 | 0 | 0 | 0
FixedInterchange | 0 | 0 | 0 | 0 | 0 | 0
Cumulative Retirements of Capacity by Reporting Type: HQ_IESO
ReportingType | 2015 | 2020 | 2025 | 2030 | 2035 | 2040
BM | 0 | 0 | 0 | 0 | 0 | 0
CC | 0 | 0 | 0 | 0 | 0 | 0
CSP | 0 | 0 | 0 | 0 | 0 | 0
CT | 0 | 0 | 0 | 0 | 0 | 0
Coal | 0 | 0 | 0 | 0 | 0 | 0
Geo | 0 | 0 | 0 | 0 | 0 | 0
H | 0 | 0 | 0 | 0 | 0 | 0
LFG | 0 | 0 | 0 | 0 | 0 | 0
Nuc | 0 | 0 | 0 | 0 | 0 | 0
PS | 0 | 0 | 0 | 0 | 0 | 0
PV | 0 | 0 | 0 | 0 | 0 | 0
PeakG | 0 | 0 | 0 | 0 | 0 | 0
PeakO | 0 | 0 | 0 | 0 | 0 | 0
ST | 0 | 0 | 0 | 0 | 0 | 0
STOG | 0 | 0 | 0 | 0 | 0 | 0
STWD | 0 | 0 | 0 | 0 | 0 | 0
WT | 0 | 0 | 0 | 0 | 0 | 0
IGCC | 0 | 0 | 0 | 0 | 0 | 0
DemandResponse | 0 | 0 | 0 | 0 | 0 | 0
IGCC-CCS | 0 | 0 | 0 | 0 | 0 | 0
WT_off | 0 | 0 | 0 | 0 | 0 | 0
PseudoUnit | 0 | 0 | 0 | 0 | 0 | 0
FixedInterchange | 0 | 0 | 0 | 0 | 0 | 0
Cumulative Retirements of Capacity by Reporting Type: HQ_NEISO
ReportingType | 2015 | 2020 | 2025 | 2030 | 2035 | 2040
BM | 0 | 0 | 0 | 0 | 0 | 0
CC | 0 | 0 | 0 | 0 | 0 | 0
CSP | 0 | 0 | 0 | 0 | 0 | 0
CT | 0 | 0 | 0 | 0 | 0 | 0
Coal | 0 | 0 | 0 | 0 | 0 | 0
Geo | 0 | 0 | 0 | 0 | 0 | 0
H | 0 | 0 | 0 | 0 | 0 | 0
LFG | 0 | 0 | 0 | 0 | 0 | 0
Nuc | 0 | 0 | 0 | 0 | 0 | 0
PS | 0 | 0 | 0 | 0 | 0 | 0
PV | 0 | 0 | 0 | 0 | 0 | 0
PeakG | 0 | 0 | 0 | 0 | 0 | 0
PeakO | 0 | 0 | 0 | 0 | 0 | 0
ST | 0 | 0 | 0 | 0 | 0 | 0
STOG | 0 | 0 | 0 | 0 | 0 | 0
STWD | 0 | 0 | 0 | 0 | 0 | 0
WT | 0 | 0 | 0 | 0 | 0 | 0
IGCC | 0 | 0 | 0 | 0 | 0 | 0
DemandResponse | 0 | 0 | 0 | 0 | 0 | 0
IGCC-CCS | 0 | 0 | 0 | 0 | 0 | 0
WT_off | 0 | 0 | 0 | 0 | 0 | 0
PseudoUnit | 0 | 0 | 0 | 0 | 0 | 0
FixedInterchange | 0 | 0 | 0 | 0 | 0 | 0
Cumulative Retirements of Capacity by Reporting Type: HQ_NY
ReportingType | 2015 | 2020 | 2025 | 2030 | 2035 | 2040
BM | 0 | 0 | 0 | 0 | 0 | 0
CC | 0 | 0 | 0 | 0 | 0 | 0
CSP | 0 | 0 | 0 | 0 | 0 | 0
CT | 0 | 0 | 0 | 0 | 0 | 0
Coal | 0 | 0 | 0 | 0 | 0 | 0
Geo | 0 | 0 | 0 | 0 | 0 | 0
H | 0 | 0 | 0 | 0 | 0 | 0
LFG | 0 | 0 | 0 | 0 | 0 | 0
Nuc | 0 | 0 | 0 | 0 | 0 | 0
PS | 0 | 0 | 0 | 0 | 0 | 0
PV | 0 | 0 | 0 | 0 | 0 | 0
PeakG | 0 | 0 | 0 | 0 | 0 | 0
PeakO | 0 | 0 | 0 | 0 | 0 | 0
ST | 0 | 0 | 0 | 0 | 0 | 0
STOG | 0 | 0 | 0 | 0 | 0 | 0
STWD | 0 | 0 | 0 | 0 | 0 | 0
WT | 0 | 0 | 0 | 0 | 0 | 0
IGCC | 0 | 0 | 0 | 0 | 0 | 0
DemandResponse | 0 | 0 | 0 | 0 | 0 | 0
IGCC-CCS | 0 | 0 | 0 | 0 | 0 | 0
WT_off | 0 | 0 | 0 | 0 | 0 | 0
PseudoUnit | 0 | 0 | 0 | 0 | 0 | 0
FixedInterchange | 0 | 0 | 0 | 0 | 0 | 0
Cumulative Retirements of Capacity by Reporting Type: MARITIMES
ReportingType | 2015 | 2020 | 2025 | 2030 | 2035 | 2040
BM | 0 | 0 | 0 | 0 | 0 | 0
CC | 0 | 0 | 0 | 0 | 0 | 0
CSP | 0 | 0 | 0 | 0 | 0 | 0
CT | 0 | 0 | 0 | 0 | 0 | 0
Coal | 0 | 0 | 0 | 0 | 0 | 0
Geo | 0 | 0 | 0 | 0 | 0 | 0
H | 0 | 0 | 0 | 0 | 0 | 0
LFG | 0 | 0 | 0 | 0 | 0 | 0
Nuc | 0 | 0 | 0 | 0 | 0 | 0
PS | 0 | 0 | 0 | 0 | 0 | 0
PV | 0 | 0 | 0 | 0 | 0 | 0
PeakG | 0 | 0 | 0 | 0 | 0 | 0
PeakO | 0 | 0 | 0 | 0 | 0 | 0
ST | 0 | 0 | 0 | 0 | 0 | 0
STOG | 0 | 0 | 0 | 0 | 0 | 0
STWD | 0 | 0 | 0 | 0 | 0 | 0
WT | 0 | 0 | 0 | 0 | 0 | 0
IGCC | 0 | 0 | 0 | 0 | 0 | 0
DemandResponse | 0 | 0 | 0 | 0 | 0 | 0
IGCC-CCS | 0 | 0 | 0 | 0 | 0 | 0
WT_off | 0 | 0 | 0 | 0 | 0 | 0
PseudoUnit | 0 | 0 | 0 | 0 | 0 | 0
FixedInterchange | 0 | 0 | 0 | 0 | 0 | 0
Cumulative Retirements of Capacity by Reporting Type: All
ReportingType | 2015 | 2020 | 2025 | 2030 | 2035 | 2040
BM | 0 | 0 | 0 | 0 | 0 | 0
CC | 9931.45 | 12941.86 | 17523.7 | 32052.05 | 75030.52 | 112783.68
CSP | 474.99 | 474.99 | 474.99 | 474.99 | 474.99 | 475
CT | 0 | 0 | 0 | 726.74 | 5642.28 | 5668.42
Coal | 171416.81 | 239754.37 | 286289.7 | 303050.41 | 303053.57 | 303073.39
Geo | 4.8 | 4.8 | 4.8 | 4.8 | 4.8 | 4.8
H | 0 | 0 | 0 | 0 | 0 | 0
LFG | 0 | 0.01 | 0.01 | 0.01 | 0.02 | 0.03
Nuc | 0 | 614.5 | 614.5 | 2102.7 | 28678.4 | 48384.39
PS | 0 | 0 | 0 | 0 | 0 | 0
PV | 0 | 0 | 0 | 0.01 | 1080.45 | 1080.46
PeakG | 4365.4 | 4365.48 | 5332.28 | 9500.69 | 19264.53 | 19684.38
PeakO | 3333.17 | 3333.27 | 4225.16 | 5837.68 | 7199.22 | 10495.28
ST | 0 | 0 | 0 | 0 | 0 | 0
STOG | 57976.04 | 58057.32 | 64559.63 | 72840.03 | 80696.98 | 86968.03
STWD | 0 | 0.01 | 0.01 | 0.01 | 0.01 | 0.02
WT | 126.2 | 126.21 | 126.21 | 126.22 | 428.58 | 428.61
IGCC | 0 | 0 | 0 | 0 | 0 | 0
DemandResponse | 0 | 0 | 0 | 0 | 0 | 0
IGCC-CCS | 0 | 0 | 0 | 0 | 0 | 0
WT_off | 0 | 0 | 0 | 0 | 0.01 | 0.01
PseudoUnit | 0 | 0 | 0 | 0 | 0 | 0
FixedInterchange | 0 | 0 | 0 | 0 | 0 | 0
Cumulative Retirements of Capacity by Reporting Type: EI_US
ReportingType | 2015 | 2020 | 2025 | 2030 | 2035 | 2040
BM | 0 | 0 | 0 | 0 | 0 | 0
CC | 1216.23 | 4226.62 | 5670.93 | 17255.83 | 44102.48 | 75211.3
CSP | 0 | 0 | 0 | 0 | 0 | 0
CT | 0 | 0 | 0 | 726.71 | 3575.53 | 3601.65
Coal | 137644.81 | 199967.43 | 230123.39 | 242658.44 | 242661 | 242680.32
Geo | 0 | 0 | 0 | 0 | 0 | 0
H | 0 | 0 | 0 | 0 | 0 | 0
LFG | 0 | 0.01 | 0.01 | 0.01 | 0.01 | 0.02
Nuc | 0 | 614.5 | 614.5 | 2102.7 | 27648.4 | 45814.39
PS | 0 | 0 | 0 | 0 | 0 | 0
PV | 0 | 0 | 0 | 0.01 | 0.01 | 0.02
PeakG | 478.34 | 478.39 | 478.63 | 4641.46 | 14405.26 | 14825.06
PeakO | 2612.56 | 2612.64 | 3456.77 | 5069.2 | 6430.71 | 9726.73
ST | 0 | 0 | 0 | 0 | 0 | 0
STOG | 40799.21 | 40799.25 | 42802.12 | 44814.43 | 44814.72 | 51085.71
STWD | 0 | 0.01 | 0.01 | 0.01 | 0.01 | 0.01
WT | 0 | 0.01 | 0.01 | 0.02 | 0.03 | 0.04
IGCC | 0 | 0 | 0 | 0 | 0 | 0
DemandResponse | 0 | 0 | 0 | 0 | 0 | 0
IGCC-CCS | 0 | 0 | 0 | 0 | 0 | 0
WT_off | 0 | 0 | 0 | 0 | 0.01 | 0.01
PseudoUnit | 0 | 0 | 0 | 0 | 0 | 0
FixedInterchange | 0 | 0 | 0 | 0 | 0 | 0
Cumulative Retirements of Capacity by Reporting Type: EI_Canada
ReportingType | 2015 | 2020 | 2025 | 2030 | 2035 | 2040
BM | 0 | 0 | 0 | 0 | 0 | 0
CC | 5942.66 | 5942.67 | 6673.51 | 6673.57 | 6673.57 | 6673.59
CSP | 0 | 0 | 0 | 0 | 0 | 0
CT | 0 | 0 | 0 | 0 | 367.14 | 367.14
Coal | 7211.15 | 7771.49 | 8161.8 | 8161.81 | 8161.82 | 8161.82
Geo | 0 | 0 | 0 | 0 | 0 | 0
H | 0 | 0 | 0 | 0 | 0 | 0
LFG | 0 | 0 | 0 | 0 | 0 | 0
Nuc | 0 | 0 | 0 | 0 | 1030 | 2570
PS | 0 | 0 | 0 | 0 | 0 | 0
PV | 0 | 0 | 0 | 0 | 1067.26 | 1067.26
PeakG | 581.29 | 581.3 | 1134.61 | 1140.16 | 1140.17 | 1140.17
PeakO | 174.64 | 174.64 | 178.54 | 178.6 | 178.6 | 178.61
ST | 0 | 0 | 0 | 0 | 0 | 0
STOG | 2125.95 | 2125.96 | 2251.91 | 2251.92 | 2251.92 | 2251.92
STWD | 0 | 0 | 0 | 0 | 0 | 0
WT | 0 | 0 | 0 | 0 | 302.35 | 302.35
IGCC | 0 | 0 | 0 | 0 | 0 | 0
DemandResponse | 0 | 0 | 0 | 0 | 0 | 0
IGCC-CCS | 0 | 0 | 0 | 0 | 0 | 0
WT_off | 0 | 0 | 0 | 0 | 0 | 0
PseudoUnit | 0 | 0 | 0 | 0 | 0 | 0
FixedInterchange | 0 | 0 | 0 | 0 | 0 | 0
Cumulative Retirements of Capacity by Reporting Type: EI
ReportingType | 2015 | 2020 | 2025 | 2030 | 2035 | 2040
BM | 0 | 0 | 0 | 0 | 0 | 0
CC | 7158.89 | 10169.29 | 12344.44 | 23929.4 | 50776.06 | 81884.89
CSP | 0 | 0 | 0 | 0 | 0 | 0
CT | 0 | 0 | 0 | 726.72 | 3942.66 | 3968.79
Coal | 144855.96 | 207738.92 | 238285.19 | 250820.25 | 250822.82 | 250842.14
Geo | 0 | 0 | 0 | 0 | 0 | 0
H | 0 | 0 | 0 | 0 | 0 | 0
LFG | 0 | 0.01 | 0.01 | 0.01 | 0.01 | 0.02
Nuc | 0 | 614.5 | 614.5 | 2102.7 | 28678.4 | 48384.39
PS | 0 | 0 | 0 | 0 | 0 | 0
PV | 0 | 0 | 0 | 0.01 | 1067.26 | 1067.27
PeakG | 1059.63 | 1059.69 | 1613.25 | 5781.62 | 15545.42 | 15965.24
PeakO | 2787.2 | 2787.29 | 3635.31 | 5247.8 | 6609.32 | 9905.34
ST | 0 | 0 | 0 | 0 | 0 | 0
STOG | 42925.17 | 42925.2 | 45054.03 | 47066.35 | 47066.64 | 53337.63
STWD | 0 | 0.01 | 0.01 | 0.01 | 0.01 | 0.01
WT | 0 | 0.01 | 0.01 | 0.02 | 302.38 | 302.39
IGCC | 0 | 0 | 0 | 0 | 0 | 0
DemandResponse | 0 | 0 | 0 | 0 | 0 | 0
IGCC-CCS | 0 | 0 | 0 | 0 | 0 | 0
WT_off | 0 | 0 | 0 | 0 | 0.01 | 0.01
PseudoUnit | 0 | 0 | 0 | 0 | 0 | 0
FixedInterchange | 0 | 0 | 0 | 0 | 0 | 0
Cumulative Retirements of Capacity by Reporting Type: Outside_EI
ReportingType | 2015 | 2020 | 2025 | 2030 | 2035 | 2040
BM | 0 | 0 | 0 | 0 | 0 | 0
CC | 2772.56 | 2772.58 | 5179.26 | 8122.65 | 24254.47 | 30898.78
CSP | 474.99 | 474.99 | 474.99 | 474.99 | 474.99 | 475
CT | 0 | 0 | 0 | 0.03 | 1699.62 | 1699.63
Coal | 26560.85 | 32015.45 | 48004.51 | 52230.16 | 52230.75 | 52231.25
Geo | 4.8 | 4.8 | 4.8 | 4.8 | 4.8 | 4.8
H | 0 | 0 | 0 | 0 | 0 | 0
LFG | 0 | 0 | 0 | 0 | 0 | 0.01
Nuc | 0 | 0 | 0 | 0 | 0 | 0
PS | 0 | 0 | 0 | 0 | 0 | 0
PV | 0 | 0 | 0 | 0 | 13.19 | 13.19
PeakG | 3305.77 | 3305.79 | 3719.03 | 3719.07 | 3719.11 | 3719.14
PeakO | 545.97 | 545.98 | 589.85 | 589.88 | 589.91 | 589.94
ST | 0 | 0 | 0 | 0 | 0 | 0
STOG | 15050.87 | 15132.12 | 19505.6 | 25773.68 | 33630.34 | 33630.4
STWD | 0 | 0 | 0 | 0 | 0 | 0
WT | 126.2 | 126.2 | 126.2 | 126.21 | 126.21 | 126.22
IGCC | 0 | 0 | 0 | 0 | 0 | 0
DemandResponse | 0 | 0 | 0 | 0 | 0 | 0
IGCC-CCS | 0 | 0 | 0 | 0 | 0 | 0
WT_off | 0 | 0 | 0 | 0 | 0 | 0
PseudoUnit | 0 | 0 | 0 | 0 | 0 | 0
FixedInterchange | 0 | 0 | 0 | 0 | 0 | 0
#5 | 0: Total Installed ACTIVE Capacity (MW)
Total Installed Capacity by Reporting Type: Entergy
ReportingType | 2015 | 2020 | 2025 | 2030 | 2035 | 2040
BM | 0 | 0 | 0 | 0.01 | 0.05 | 7354.47
CC | 16445.18 | 19671.75 | 19671.87 | 19463.28 | 17146.34 | 12009.83
CSP | 0 | 0 | 0 | 0 | 0 | 0
CT | 0.04 | 0.13 | 0.13 | 0.13 | 0.13 | 0.13
Coal | 8076.15 | 2562.2 | 721.18 | 720.75 | 720.69 | 720.63
Geo | 0 | 0 | 0 | 0 | 0 | 0
H | 744 | 744.01 | 744.03 | 744.04 | 1853 | 1853
LFG | 8 | 8.01 | 115.12 | 115.39 | 115.39 | 115.4
Nuc | 5422 | 5422 | 5422.01 | 5422.02 | 4580.05 | 3583.13
PS | 59 | 59 | 59 | 59 | 59 | 59
PV | 0.06 | 61.84 | 91.18 | 91.18 | 91.19 | 92.61
PeakG | 2787 | 2786.99 | 2786.98 | 2785.89 | 2785.86 | 2785.83
PeakO | 174 | 174 | 173.99 | 0.67 | 0.65 | 0.63
ST | 0 | 0 | 0 | 0 | 0 | 0
STOG | 1817.49 | 1817.49 | 1817.43 | 0.27 | 0.26 | 0.24
STWD | 206 | 206 | 206 | 206 | 206 | 206
WT | 107.02 | 107.04 | 107.09 | 207.09 | 2506.98 | 2506.99
IGCC | 0.01 | 0.01 | 0.01 | 0.01 | 0.02 | 0.02
DemandResponse | 301.55 | 1538.95 | 2854.33 | 2930.78 | 3009.27 | 3089.87
IGCC-CCS | 0 | 0.01 | 0.01 | 0.02 | 0.03 | 0.03
WT_off | 0 | 0 | 0 | 0 | 0 | 0
PseudoUnit | 0 | 0 | 0 | 0 | 0 | 0
FixedInterchange | 0 | 0 | 0 | 0 | 0 | 0
Total Installed Capacity by Reporting Type: FRCC
ReportingType | 2015 | 2020 | 2025 | 2030 | 2035 | 2040
BM | 0 | 0 | 0 | 0.01 | 0.19 | 2001.65
CC | 34490.44 | 34504.18 | 34504.26 | 24052.5 | 19514.28 | 19514.27
CSP | 0 | 0 | 0 | 0 | 0 | 0
CT | 2480 | 2480 | 2480 | 2479.9 | 0.12 | 0.12
Coal | 2364.85 | 1260.88 | 1255.33 | 1255.13 | 1255.11 | 1255.08
Geo | 0 | 0 | 0 | 0 | 0 | 0
H | 55 | 55.01 | 55.01 | 55.02 | 55.05 | 55.11
LFG | 486 | 486.01 | 684 | 684 | 684 | 684
Nuc | 4131.33 | 4131.34 | 6666.33 | 20600.61 | 25284.14 | 27217.25
PS | 0 | 0 | 0 | 0 | 0 | 0
PV | 51 | 51 | 51.01 | 51.02 | 51.04 | 51.13
PeakG | 8431 | 8430.99 | 8430.98 | 6352.46 | 6352.45 | 6352.45
PeakO | 2282.98 | 2282.97 | 1438.93 | 0.48 | 0.47 | 0.47
ST | 0 | 0 | 0 | 0 | 0 | 0
STOG | 1.98 | 1.98 | 0.2 | 0.16 | 0.15 | 0.15
STWD | 195 | 195 | 195 | 195 | 195 | 195
WT | 0 | 0 | 0 | 0 | 0 | 0
IGCC | 0.01 | 0.02 | 0.02 | 0.02 | 0.02 | 0.02
DemandResponse | 2734.45 | 3962.85 | 5527.63 | 5878.95 | 6252.59 | 6649.99
IGCC-CCS | 0 | 0.01 | 0.02 | 0.02 | 0.04 | 0.05
WT_off | 0 | 0 | 0 | 0 | 0 | 0
PseudoUnit | 0 | 0 | 0 | 0 | 0 | 0
FixedInterchange | 0 | 0 | 0 | 0 | 0 | 0
Total Installed Capacity by Reporting Type: MAPP_US
ReportingType | 2015 | 2020 | 2025 | 2030 | 2035 | 2040
BM | 0 | 0 | 0 | 0.01 | 0.01 | 0.03
CC | 289.27 | 289.56 | 289.87 | 290.02 | 290.21 | 290.27
CSP | 0 | 0 | 0 | 0 | 0 | 0
CT | 308.33 | 434.37 | 434.42 | 742.33 | 773.79 | 806.82
Coal | 1621.87 | 1150.29 | 736.17 | 585.89 | 585.87 | 585.84
Geo | 44 | 44 | 44 | 44 | 44 | 44
H | 2186 | 2186 | 2186 | 2186 | 2186 | 2186
LFG | 2 | 2 | 2.01 | 73.66 | 73.66 | 73.66
Nuc | 0.1 | 0.1 | 0.11 | 0.11 | 0.11 | 0.11
PS | 0 | 0 | 0 | 0 | 0 | 0
PV | 0 | 0 | 0.01 | 0.01 | 0.01 | 0.02
PeakG | 709 | 708.99 | 708.99 | 708.99 | 708.99 | 708.99
PeakO | 345.99 | 345.99 | 345.99 | 345.99 | 345.99 | 345.98
ST | 0 | 0 | 0 | 0 | 0 | 0
STOG | 35.98 | 35.98 | 35.98 | 35.98 | 35.98 | 35.98
STWD | 0 | 0 | 0 | 0 | 0 | 0
WT | 1689.31 | 5753.37 | 7008.62 | 7008.65 | 7008.66 | 7008.67
IGCC | 0.01 | 0.02 | 0.03 | 0.03 | 0.03 | 0.03
DemandResponse | 59 | 199.4 | 353.8 | 367.81 | 382.38 | 397.53
IGCC-CCS | 0 | 0.01 | 0.02 | 0.03 | 0.05 | 0.06
WT_off | 0 | 0 | 0 | 0 | 0 | 0
PseudoUnit | 0 | 0 | 0 | 0 | 0 | 0
FixedInterchange | 0 | 0 | 0 | 0 | 0 | 0
Total Installed Capacity by Reporting Type: MISO_IN
ReportingType | 2015 | 2020 | 2025 | 2030 | 2035 | 2040
BM | 0 | 0 | 0 | 0.01 | 0.05 | 0.22
CC | 1560.07 | 17725.01 | 17725.1 | 17725.14 | 17725.14 | 17725.13
CSP | 0 | 0 | 0 | 0 | 0 | 0
CT | 0.03 | 0.1 | 0.1 | 0.1 | 0.1 | 0.1
Coal | 9354.76 | 7550.55 | 6883.72 | 3627.98 | 3627.91 | 3627.78
Geo | 0 | 0 | 0 | 0 | 0 | 0
H | 75 | 75 | 75 | 75 | 75 | 75
LFG | 37 | 37.01 | 117.12 | 117.12 | 117.12 | 117.12
Nuc | 0.1 | 0.1 | 0.11 | 0.11 | 0.15 | 0.16
PS | 0 | 0 | 0 | 0 | 0 | 0
PV | 0 | 225.83 | 336.87 | 340.91 | 340.91 | 340.91
PeakG | 3053 | 3053 | 3052.99 | 3052.98 | 3052.98 | 3052.98
PeakO | 361 | 361 | 361 | 360.99 | 360.99 | 360.99
ST | 0 | 0 | 0 | 0 | 0 | 0
STOG | 279 | 279 | 279 | 270.55 | 270.55 | 270.54
STWD | 0 | 0 | 0 | 0 | 0 | 0
WT | 535.01 | 535.03 | 535.15 | 42714.08 | 42714.1 | 42714.11
IGCC | 618 | 618 | 618 | 618 | 618 | 618
DemandResponse | 1068.55 | 1287.74 | 1545.09 | 1592.8 | 1641.97 | 1692.67
IGCC-CCS | 0 | 0.01 | 0.02 | 0.02 | 0.05 | 0.05
WT_off | 0 | 0 | 0.01 | 0.01 | 0.01 | 0.01
PseudoUnit | 0 | 0 | 0 | 0 | 0 | 0
FixedInterchange | 0 | 0 | 0 | 0 | 0 | 0
Total Installed Capacity by Reporting Type: MISO_MI
ReportingType | 2015 | 2020 | 2025 | 2030 | 2035 | 2040
BM | 0 | 0 | 0 | 0.01 | 0.09 | 1843.62
CC | 5876.3 | 5880.3 | 5880.38 | 5880.4 | 5880.4 | 5880.39
CSP | 0 | 0 | 0 | 0 | 0 | 0
CT | 0.03 | 0.13 | 0.13 | 0.13 | 0.14 | 0.14
Coal | 4454.64 | 3.66 | 3.52 | 2.78 | 2.74 | 2.67
Geo | 0 | 0 | 0 | 0 | 0 | 0
H | 141 | 141 | 141 | 141 | 141 | 141
LFG | 163 | 163.02 | 323.24 | 323.25 | 323.25 | 323.25
Nuc | 1889 | 1889 | 1889.01 | 1889.01 | 1336.08 | 2210.2
PS | 1872 | 1872 | 1872 | 1872 | 1872 | 1872
PV | 0 | 0 | 0.01 | 0.01 | 0.01 | 0.02
PeakG | 3562 | 3561.99 | 3561.99 | 3561.98 | 3561.98 | 3561.97
PeakO | 534 | 534 | 534 | 533.99 | 533.99 | 533.99
ST | 0 | 0 | 0 | 0 | 0 | 0
STOG | 2851.97 | 2851.96 | 2851.96 | 2783.92 | 2783.92 | 2783.9
STWD | 163 | 163 | 163 | 163 | 163 | 163
WT | 2161.01 | 2577.6 | 2577.63 | 2760.99 | 2761 | 2761
IGCC | 0.01 | 0.02 | 0.02 | 0.02 | 0.02 | 0.02
DemandResponse | 1838.88 | 2351.35 | 3000.3 | 3120.7 | 3245.93 | 3376.18
IGCC-CCS | 0 | 0.01 | 0.02 | 0.02 | 0.05 | 0.05
WT_off | 0 | 0 | 0.01 | 0.01 | 0.01 | 0.01
PseudoUnit | 0 | 0 | 0 | 0 | 0 | 0
FixedInterchange | 0 | 0 | 0 | 0 | 0 | 0
Total Installed Capacity by Reporting Type: MISO_MO-IL
ReportingType | 2015 | 2020 | 2025 | 2030 | 2035 | 2040
BM | 0 | 0 | 0 | 0.01 | 0.03 | 0.05
CC | 1058.24 | 1058.53 | 1058.6 | 1058.63 | 1058.64 | 1058.63
CSP | 0 | 0 | 0 | 0 | 0 | 0
CT | 0.03 | 0.11 | 0.11 | 0.11 | 0.11 | 0.11
Coal | 10950.86 | 5255.3 | 4262.21 | 2431.27 | 2431.19 | 2431.08
Geo | 0 | 0 | 0 | 0 | 0 | 0
H | 352 | 631.94 | 632 | 632 | 632 | 632
LFG | 18 | 18.01 | 241.28 | 241.32 | 241.32 | 241.33
Nuc | 2233 | 2233 | 2233.01 | 2233.01 | 2233.03 | 2233.03
PS | 440 | 440 | 440 | 440 | 440 | 440
PV | 0 | 0.01 | 0.01 | 0.01 | 0.01 | 0.02
PeakG | 4594.99 | 4594.99 | 4594.99 | 4594.97 | 4594.97 | 4594.97
PeakO | 766 | 766 | 766 | 765.99 | 765.99 | 765.98
ST | 0 | 0 | 0 | 0 | 0 | 0
STOG | 592 | 591.99 | 591.99 | 575.5 | 575.49 | 575.47
STWD | 0 | 0 | 0 | 0 | 0 | 0
WT | 678.01 | 678.04 | 6278.24 | 14062.9 | 14062.92 | 14062.92
IGCC | 0 | 0.01 | 0.01 | 0.01 | 0.01 | 0.01
DemandResponse | 301.14 | 1139.8 | 2067.65 | 2153.82 | 2243.59 | 2337.1
IGCC-CCS | 0 | 0.01 | 0.01 | 0.01 | 0.02 | 0.02
WT_off | 0 | 0 | 0 | 0 | 0 | 0
PseudoUnit | 0 | 0 | 0 | 0 | 0 | 0
FixedInterchange | 0 | 0 | 0 | 0 | 0 | 0
Total Installed Capacity by Reporting Type: MISO_W
ReportingType | 2015 | 2020 | 2025 | 2030 | 2035 | 2040
BM | 0 | 0 | 0 | 0.01 | 0.01 | 0.02
CC | 3025.29 | 3025.51 | 3025.63 | 3025.69 | 3025.73 | 3025.71
CSP | 0 | 0 | 0 | 0 | 0 | 0
CT | 0.09 | 0.33 | 0.34 | 0.34 | 0.34 | 0.34
Coal | 10209.71 | 5784.53 | 4527.63 | 801.44 | 801.36 | 801.22
Geo | 0 | 0 | 0 | 0 | 0 | 0
H | 497 | 497 | 497 | 497 | 497 | 497
LFG | 205 | 205.01 | 205.01 | 276.66 | 276.66 | 276.66
Nuc | 2361.33 | 2361.33 | 2361.34 | 2361.34 | 0.11 | 0.11
PS | 0 | 0 | 0 | 0 | 0 | 0
PV | 0 | 0 | 0.01 | 0.01 | 0.01 | 0.01
PeakG | 4522 | 4521.99 | 4521.99 | 4521.98 | 4521.97 | 4521.96
PeakO | 2154 | 2153.99 | 2153.99 | 2153.98 | 2153.97 | 2153.95
ST | 0 | 0 | 0 | 0 | 0 | 0
STOG | 172 | 172 | 171.99 | 166.64 | 166.63 | 166.6
STWD | 313 | 313 | 313 | 313 | 313 | 313
WT | 8358.51 | 8358.54 | 55742.28 | 67727.52 | 67727.59 | 71172.53
IGCC | 0.01 | 0.02 | 0.02 | 0.03 | 0.03 | 0.03
DemandResponse | 2622.87 | 2885.77 | 3318.4 | 3449.86 | 3586.51 | 3728.59
IGCC-CCS | 0 | 0.01 | 0.02 | 0.02 | 0.05 | 0.05
WT_off | 0 | 0 | 0 | 0 | 0 | 0
PseudoUnit | 0 | 0 | 0 | 0 | 0 | 0
FixedInterchange | 0 | 0 | 0 | 0 | 0 | 0
Total Installed Capacity by Reporting Type: MISO_WUMS
ReportingType | 2015 | 2020 | 2025 | 2030 | 2035 | 2040
BM | 0 | 0 | 0 | 0.01 | 0.12 | 604.03
CC | 9315.65 | 9826.91 | 9827 | 9827.04 | 9827.05 | 9827.04
CSP | 0 | 0 | 0 | 0 | 0 | 0
CT | 0.03 | 0.15 | 0.16 | 0.16 | 0.16 | 0.16
Coal | 3970.84 | 2102.83 | 2102.53 | 1768.29 | 1768.26 | 1768.21
Geo | 0 | 0 | 0 | 0 | 0 | 0
H | 336 | 336.07 | 336.07 | 336.07 | 336.07 | 336.07
LFG | 71 | 71.01 | 119.9 | 294.32 | 294.32 | 294.33
Nuc | 1817 | 1817 | 1817.01 | 1817.01 | 0.19 | 0.21
PS | 0 | 0 | 0 | 0 | 0 | 0
PV | 0 | 0 | 0.01 | 0.01 | 0.01 | 0.02
PeakG | 3230 | 3230 | 3229.99 | 3229.98 | 3229.98 | 3229.98
PeakO | 490 | 490 | 490 | 489.99 | 489.99 | 489.99
ST | 0 | 0 | 0 | 0 | 0 | 0
STOG | 300.5 | 300.5 | 300.5 | 295.66 | 295.65 | 295.63
STWD | 105 | 105 | 105 | 105 | 105 | 105
WT | 1528.9 | 1528.9 | 1559.69 | 8358.44 | 8358.46 | 8358.55
IGCC | 0 | 0.01 | 0.01 | 0.01 | 0.01 | 0.01
DemandResponse | 193.34 | 453.12 | 737.75 | 762.42 | 787.92 | 814.26
IGCC-CCS | 0 | 0 | 0.01 | 0.01 | 0.02 | 0.02
WT_off | 0 | 0 | 0.01 | 0.01 | 0.01 | 0.01
PseudoUnit | 0 | 0 | 0 | 0 | 0 | 0
FixedInterchange | 0 | 0 | 0 | 0 | 0 | 0
Total Installed Capacity by Reporting Type: Nebraska
ReportingType | 2015 | 2020 | 2025 | 2030 | 2035 | 2040
BM | 0 | 0 | 0 | 0.01 | 0.01 | 0.01
CC | 358.11 | 358.21 | 358.27 | 358.3 | 358.36 | 358.36
CSP | 0 | 0 | 0 | 0 | 0 | 0
CT | 0.01 | 0.04 | 0.04 | 0.05 | 0.07 | 0.07
Coal | 4110.09 | 914.66 | 914.63 | 914.62 | 914.61 | 914.58
Geo | 0 | 0 | 0 | 0 | 0 | 0
H | 167 | 167 | 167 | 167 | 167 | 167
LFG | 6 | 6 | 6.01 | 77.66 | 77.66 | 77.66
Nuc | 1252 | 1252 | 1252 | 1252 | 0.21 | 0.21
PS | 0 | 0 | 0 | 0 | 0 | 0
PV | 0 | 0 | 0.01 | 0.01 | 0.01 | 0.02
PeakG | 1305 | 1305 | 1305 | 1305 | 1305 | 1304.99
PeakO | 326 | 326 | 326 | 326 | 326 | 325.99
ST | 0 | 0 | 0 | 0 | 0 | 0
STOG | 21.07 | 21.07 | 21.07 | 21.07 | 21.07 | 21.07
STWD | 0 | 0 | 0 | 0 | 0 | 0
WT | 344.02 | 16814.22 | 16814.32 | 16815.25 | 22079.66 | 22079.68
IGCC | 0 | 0 | 0.01 | 0.01 | 0.01 | 0.01
DemandResponse | 624.42 | 756.13 | 918.4 | 954.78 | 992.6 | 1031.92
IGCC-CCS | 0 | 0 | 0 | 0 | 0.01 | 0.01
WT_off | 0 | 0 | 0 | 0 | 0 | 0
PseudoUnit | 0 | 0 | 0 | 0 | 0 | 0
FixedInterchange | 0 | 0 | 0 | 0 | 0 | 0
Total Installed Capacity by Reporting Type: NEISO
ReportingType | 2015 | 2020 | 2025 | 2030 | 2035 | 2040
BM | 252.2 | 252.2 | 252.2 | 252.2 | 252.21 | 252.22
CC | 12467.53 | 9457.24 | 8013.06 | 7886.2 | 7886.19 | 7016.96
CSP | 0 | 0 | 0 | 0 | 0 | 0
CT | 334 | 334 | 334.01 | 324.56 | 0.23 | 0.23
Coal | 320.36 | 0.32 | 0.3 | 0.29 | 0.29 | 0.28
Geo | 0 | 0 | 0 | 0 | 0 | 0
H | 3257.7 | 3257.72 | 3257.78 | 3260.7 | 3260.7 | 3260.7
LFG | 581.27 | 581.29 | 581.34 | 650.94 | 650.95 | 651
Nuc | 4645 | 4645 | 4645.01 | 4645.01 | 3356.01 | 2479.1
PS | 1674 | 1674 | 1674 | 1674 | 1674 | 1674
PV | 2.01 | 294.49 | 294.5 | 294.51 | 294.53 | 294.56
PeakG | 1200 | 1199.99 | 1199.98 | 1199.97 | 1199.96 | 1199.96
PeakO | 0.74 | 0.69 | 0.68 | 0.67 | 0.67 | 0.66
ST | 0 | 0 | 0 | 0 | 0 | 0
STOG | 0.21 | 0.21 | 0.2 | 0.2 | 0.2 | 0.19
STWD | 610 | 610 | 610 | 610 | 610 | 610
WT | 434.24 | 2915.16 | 5482.9 | 5483.28 | 19952 | 19952.01
IGCC | 0 | 0 | 0 | 0 | 0 | 0
DemandResponse | 3092.4 | 3627.72 | 4230.66 | 4257.78 | 4282.5 | 4307.35
IGCC-CCS | 0 | 0 | 0 | 0.01 | 0.01 | 0.01
WT_off | 468 | 468.03 | 468.06 | 468.1 | 468.15 | 468.17
PseudoUnit | 0 | 0 | 0 | 0 | 0 | 0
FixedInterchange | 0 | 0 | 0 | 0 | 0 | 0
Total Installed Capacity by Reporting Type: NonRTO_Midwest
ReportingType | 2015 | 2020 | 2025 | 2030 | 2035 | 2040
BM | 0 | 0 | 0.01 | 0.01 | 295.05 | 4823.05
CC | 2845.12 | 5208.1 | 5208.23 | 5208.27 | 5208.27 | 2363.34
CSP | 0 | 0 | 0 | 0 | 0 | 0
CT | 0.03 | 0.06 | 0.06 | 0.06 | 0.06 | 0.06
Coal | 6466.63 | 3998.35 | 3181.14 | 2195.41 | 2194.92 | 2194.8
Geo | 0 | 0 | 0 | 0 | 0 | 0
H | 143 | 143.02 | 889 | 889 | 889 | 889
LFG | 14 | 14.01 | 174.25 | 174.25 | 174.25 | 174.25
Nuc | 0.1 | 0.1 | 0.19 | 0.21 | 1203.35 | 1203.38
PS | 0 | 0 | 0 | 0 | 0 | 0
PV | 0 | 0 | 0.01 | 0.01 | 0.01 | 0.02
PeakG | 3352.99 | 3352.99 | 3352.98 | 3352.94 | 2355.15 | 1935.79
PeakO | 12 | 12 | 12 | 11.99 | 0.28 | 0.23
ST | 0 | 0 | 0 | 0 | 0 | 0
STOG | 0 | 0 | 0 | 0 | 0 | 0
STWD | 0 | 0 | 0 | 0 | 0 | 0
WT | 66.01 | 66.02 | 66.04 | 66.05 | 66.05 | 66.05
IGCC | 0 | 0.01 | 0.01 | 0.01 | 0.01 | 0.01
DemandResponse | 193.98 | 453.37 | 727.88 | 745.89 | 764.35 | 783.26
IGCC-CCS | 0 | 0.01 | 0.02 | 0.02 | 0.04 | 0.04
WT_off | 0 | 0 | 0 | 0 | 0 | 0
PseudoUnit | 0 | 0 | 0 | 0 | 0 | 0
FixedInterchange | 0 | 0 | 0 | 0 | 0 | 0
Total Installed Capacity by Reporting Type: NYISO_A-F
ReportingType | 2015 | 2020 | 2025 | 2030 | 2035 | 2040
BM | 0 | 0 | 0.01 | 0.01 | 0.02 | 0.03
CC | 4232.93 | 4232.97 | 4233.01 | 3633.13 | 1485.33 | 846.56
CSP | 0 | 0 | 0 | 0 | 0 | 0
CT | 0.01 | 0.03 | 0.05 | 0.05 | 0.05 | 0.05
Coal | 0.32 | 0.29 | 0.29 | 0.28 | 0.28 | 0.27
Geo | 0 | 0 | 0 | 0 | 0 | 0
H | 4395 | 4395 | 4395 | 4395 | 4395 | 4395
LFG | 172.4 | 172.4 | 240.33 | 240.33 | 240.33 | 240.33
Nuc | 3365 | 3365 | 3365.01 | 2743.81 | 2163.31 | 1311.11
PS | 1412 | 1412 | 1412 | 1412 | 1412 | 1412
PV | 0 | 0 | 0.01 | 0.01 | 0.01 | 0.02
PeakG | 221 | 221 | 221 | 220.99 | 220.98 | 220.98
PeakO | 39 | 39 | 39 | 38.97 | 38.93 | 38.93
ST | 0 | 0 | 0 | 0 | 0 | 0
STOG | 0.12 | 0.12 | 0.12 | 0.11 | 0.1 | 0.1
STWD | 86 | 86 | 86 | 86 | 86 | 86
WT | 3759.32 | 4469.12 | 4469.2 | 14644.79 | 14772.95 | 14772.96
IGCC | 0 | 0 | 0 | 0 | 0 | 0
DemandResponse | 907.2 | 1018.15 | 1143.28 | 1172.73 | 1202.95 | 1233.94
IGCC-CCS | 0 | 0 | 0.01 | 0.01 | 0.01 | 0.01
WT_off | 0 | 0.01 | 0.02 | 0.02 | 0.03 | 0.03
PseudoUnit | 0 | 0 | 0 | 0 | 0 | 0
FixedInterchange | 0 | 0 | 0 | 0 | 0 | 0
Total Installed Capacity by Reporting Type: NYISO_G-I
ReportingType | 2015 | 2020 | 2025 | 2030 | 2035 | 2040
BM | 0 | 0 | 0.01 | 0.01 | 614.6 | 614.9
CC | 1157.08 | 1157.7 | 1206.8 | 1206.87 | 1206.87 | 1206.86
CSP | 0 | 0 | 0 | 0 | 0 | 0
CT | 0.01 | 0.03 | 0.08 | 0.08 | 0.08 | 0.08
Coal | 0.11 | 0.09 | 0.08 | 0.08 | 0.08 | 0.07
Geo | 0 | 0 | 0 | 0 | 0 | 0
H | 32 | 32 | 32 | 32 | 32 | 32
LFG | 64 | 64 | 138.32 | 138.33 | 138.33 | 138.33
Nuc | 2045 | 2045 | 2045.01 | 2045.02 | 1032.38 | 2479.28
PS | 0 | 0 | 0 | 0 | 0 | 0
PV | 0 | 0 | 0.01 | 0.01 | 0.02 | 0.03
PeakG | 65 | 65 | 65 | 65 | 65 | 64.99
PeakO | 87 | 87 | 87 | 87 | 86.99 | 86.99
ST | 0 | 0 | 0 | 0 | 0 | 0
STOG | 1.33 | 1.33 | 1.33 | 1.33 | 1.32 | 1.28
STWD | 0 | 0 | 0 | 0 | 0 | 0
WT | 0.04 | 59.84 | 60.2 | 359.93 | 359.94 | 359.94
IGCC | 0 | 0 | 0 | 0 | 0 | 0
DemandResponse | 339.56 | 380.32 | 434.34 | 453.11 | 472.7 | 493.13
IGCC-CCS | 0 | 0 | 0.01 | 0.01 | 0.02 | 0.02
WT_off | 0 | 0.01 | 0.01 | 0.02 | 0.04 | 0.04
PseudoUnit | 0 | 0 | 0 | 0 | 0 | 0
FixedInterchange | 0 | 0 | 0 | 0 | 0 | 0
Total Installed Capacity by Reporting Type: NYISO_J-K
ReportingType | 2015 | 2020 | 2025 | 2030 | 2035 | 2040
BM | 0 | 0 | 0 | 0 | 0 | 0
CC | 4833.4 | 4833.47 | 4833.6 | 4833.64 | 4833.7 | 4833.7
CSP | 0 | 0 | 0 | 0 | 0 | 0
CT | 0.02 | 0.04 | 0.15 | 0.15 | 0.15 | 0.15
Coal | 0 | 0 | 0 | 0 | 0 | 0
Geo | 0 | 0 | 0 | 0 | 0 | 0
H | 0 | 0 | 0 | 0 | 0 | 0
LFG | 124 | 124 | 124.07 | 198.32 | 198.32 | 198.33
Nuc | 0.1 | 0.1 | 0.1 | 0.1 | 0.1 | 0.1
PS | 0 | 0 | 0 | 0 | 0 | 0
PV | 32 | 32 | 32 | 32 | 32 | 32
PeakG | 2778 | 2778 | 2778 | 2778 | 2777.99 | 2777.99
PeakO | 2169 | 2169 | 2169 | 2168.99 | 2168.99 | 2168.99
ST | 0 | 0 | 0 | 0 | 0 | 0
STOG | 3293.92 | 3293.92 | 3293.92 | 3293.91 | 3293.91 | 3293.88
STWD | 0 | 0 | 0 | 0 | 0 | 0
WT | 0.02 | 0.03 | 0.07 | 0.81 | 329.98 | 329.99
IGCC | 0 | 0 | 0 | 0 | 0 | 0
DemandResponse | 1319.07 | 1502.66 | 1718.62 | 1795.58 | 1875.99 | 1960
IGCC-CCS | 0 | 0 | 0 | 0 | 0 | 0
WT_off | 0 | 0 | 0.01 | 0.01 | 0.02 | 0.02
PseudoUnit | 0 | 0 | 0 | 0 | 0 | 0
FixedInterchange | 0 | 0 | 0 | 0 | 0 | 0
Total Installed Capacity by Reporting Type: PJM_E
ReportingType | 2015 | 2020 | 2025 | 2030 | 2035 | 2040
BM | 30 | 30 | 30 | 30.01 | 30.04 | 30.06
CC | 12283.29 | 12283.35 | 12283.4 | 12283.46 | 11665.33 | 11145.45
CSP | 0 | 0 | 0 | 0 | 0 | 0
CT | 26.2 | 26.2 | 26.2 | 26.21 | 26.21 | 0.15
Coal | 1076.71 | 508.54 | 508.43 | 508.42 | 508.41 | 508.36
Geo | 0 | 0 | 0 | 0 | 0 | 0
H | 269.99 | 269.99 | 269.99 | 269.99 | 269.99 | 269.99
LFG | 471.1 | 604 | 604 | 604 | 604 | 604
Nuc | 8510 | 7895.5 | 7895.51 | 7895.56 | 5671.66 | 4497.75
PS | 400 | 400 | 400 | 400 | 400 | 400
PV | 47.45 | 47.45 | 47.45 | 47.45 | 47.45 | 47.46
PeakG | 3877.5 | 3877.5 | 3877.49 | 3877.49 | 3877.49 | 3877.48
PeakO | 2749.28 | 2749.28 | 2749.26 | 2749.26 | 2749.25 | 2749.19
ST | 0 | 0 | 0 | 0 | 0 | 0
STOG | 2622.04 | 2622.03 | 655.91 | 655.91 | 655.81 | 0.3
STWD | 0 | 0 | 0 | 0 | 0 | 0
WT | 1160.01 | 1160.03 | 1160.04 | 1160.07 | 1160.08 | 1160.08
IGCC | 0 | 0 | 0 | 0 | 0 | 0
DemandResponse | 1256.73 | 1718.17 | 2388.62 | 2469.72 | 2553.57 | 2640.27
IGCC-CCS | 0 | 0.01 | 0.01 | 0.01 | 0.02 | 0.03
WT_off | 0 | 0.01 | 1100.01 | 1100.02 | 1100.02 | 1100.02
PseudoUnit | 0 | 0 | 0 | 0 | 0 | 0
FixedInterchange | 0 | 0 | 0 | 0 | 0 | 0
Total Installed Capacity by Reporting Type: PJM_ROM
ReportingType | 2015 | 2020 | 2025 | 2030 | 2035 | 2040
BM | 18 | 18 | 18 | 18.01 | 2357.11 | 2357.66
CC | 5664.5 | 5664.58 | 5664.63 | 5664.7 | 5664.7 | 4462.97
CSP | 0 | 0 | 0 | 0 | 0 | 0
CT | 16 | 16 | 16 | 16.01 | 0.15 | 0.15
Coal | 1792.92 | 558.54 | 36.81 | 36.77 | 36.63 | 36.55
Geo | 0 | 0 | 0 | 0 | 0 | 0
H | 1392 | 1392.04 | 1392.07 | 2070 | 2070 | 2070
LFG | 356.9 | 622 | 622 | 622 | 622 | 622
Nuc | 5036 | 5036 | 5036.01 | 5036.12 | 6421.79 | 13131.18
PS | 1513 | 1513 | 1513 | 1513 | 1513 | 1513
PV | 4.02 | 1359.25 | 2118.08 | 2287.73 | 2300.68 | 2361.58
PeakG | 1719 | 1719 | 1718.99 | 1718.99 | 1718.99 | 1718.97
PeakO | 1565.99 | 1565.99 | 1565.97 | 1565.97 | 1565.97 | 6.19
ST | 0 | 0 | 0 | 0 | 0 | 0
STOG | 3528.72 | 3528.72 | 3528.28 | 3528.28 | 3528.25 | 0.14
STWD | 70 | 70 | 70 | 70 | 70 | 70
WT | 1210.83 | 1961.12 | 1961.16 | 1961.21 | 1961.22 | 1961.22
IGCC | 0 | 0.01 | 0.01 | 0.01 | 0.01 | 0.01
DemandResponse | 2307.31 | 2787.75 | 3373.93 | 3488.48 | 3606.92 | 3729.38
IGCC-CCS | 0 | 0.01 | 0.01 | 0.02 | 0.03 | 0.03
WT_off | 0 | 0.01 | 0.03 | 0.04 | 0.04 | 0.05
PseudoUnit | 0 | 0 | 0 | 0 | 0 | 0
FixedInterchange | 0 | 0 | 0 | 0 | 0 | 0
Total Installed Capacity by Reporting Type: PJM_ROR
ReportingType | 2015 | 2020 | 2025 | 2030 | 2035 | 2040
BM | 385 | 385 | 385 | 385 | 385.04 | 10554.82
CC | 27208.86 | 34868.61 | 34868.71 | 34868.82 | 34695.14 | 33387.19
CSP | 0 | 0 | 0 | 0 | 0 | 0
CT | 29 | 29 | 29 | 29.01 | 0.18 | 0.18
Coal | 29534.27 | 16818.98 | 8580.26 | 8580.12 | 8579.81 | 8579.52
Geo | 0 | 0 | 0 | 0 | 0 | 0
H | 1837.4 | 2340.4 | 2340.4 | 2340.4 | 2340.4 | 2340.4
LFG | 539.4 | 1053.09 | 1053.11 | 1053.11 | 1053.11 | 1053.11
Nuc | 20038 | 20038 | 20038.01 | 19627.15 | 18561.34 | 17320.56
PS | 3081 | 3081 | 3081 | 3081 | 3081 | 3081
PV | 24 | 24.01 | 24.02 | 24.05 | 24.05 | 24.05
PeakG | 19310.96 | 19310.95 | 19310.89 | 19310.89 | 19310.89 | 19310.65
PeakO | 1741.99 | 1741.99 | 1741.98 | 1741.98 | 1741.97 | 5.97
ST | 0 | 0 | 0 | 0 | 0 | 0
STOG | 2121.91 | 2121.9 | 2087.47 | 2087.47 | 2087.4 | 0.25
STWD | 194 | 194 | 194 | 194 | 194 | 194
WT | 10922.7 | 11114.4 | 18164.52 | 18282.46 | 18282.47 | 18282.47
IGCC | 0 | 0.01 | 0.01 | 0.01 | 0.01 | 0.01
DemandResponse | 3324.65 | 6282.21 | 9765.55 | 10067.05 | 10377.87 | 10698.28
IGCC-CCS | 0 | 0.01 | 0.01 | 0.02 | 0.04 | 0.04
WT_off | 0 | 0 | 0.01 | 0.02 | 0.02 | 0.02
PseudoUnit | 0 | 0 | 0 | 0 | 0 | 0
FixedInterchange | 0 | 0 | 0 | 0 | 0 | 0
Total Installed Capacity by Reporting Type: SOCO
ReportingType | 2015 | 2020 | 2025 | 2030 | 2035 | 2040
BM | 55 | 55 | 55 | 55 | 3000.59 | 6555.16
CC | 21870.09 | 26846.61 | 26846.78 | 26832.36 | 14649.44 | 7422.37
CSP | 0 | 0 | 0 | 0 | 0 | 0
CT | 0.03 | 0.06 | 0.07 | 0.07 | 0.08 | 0.09
Coal | 8215.58 | 4066.54 | 2058.31 | 2058.16 | 2058.11 | 2058.05
Geo | 0 | 0 | 0 | 0 | 0 | 0
H | 4194 | 4194.01 | 4194.01 | 4194.02 | 4194.05 | 4194.06
LFG | 37 | 37.01 | 144.4 | 144.4 | 144.4 | 144.4
Nuc | 5841 | 8041 | 8041 | 10328.9 | 22834.03 | 25226.63
PS | 1675 | 1675 | 1675 | 1675 | 1675 | 1675
PV | 0 | 0 | 0.01 | 0.02 | 0.04 | 0.16
PeakG | 10713.28 | 10713.28 | 10713.19 | 8630.34 | 4418.58 | 4418.56
PeakO | 0.5 | 0.5 | 0.49 | 0.48 | 0.47 | 0.46
ST | 0 | 0 | 0 | 0 | 0 | 0
STOG | 0.13 | 0.13 | 0.13 | 0.13 | 0.13 | 0.12
STWD | 668 | 668 | 668 | 668 | 668 | 668
WT | 0.01 | 0.02 | 0.05 | 0.21 | 99.98 | 99.98
IGCC | 0.01 | 0.02 | 0.02 | 0.02 | 0.03 | 0.03
DemandResponse | 2570.49 | 4773.97 | 7215.46 | 7512.46 | 7821.68 | 8143.63
IGCC-CCS | 0 | 0.02 | 0.03 | 0.04 | 0.07 | 0.07
WT_off | 0 | 0 | 0 | 0 | 0 | 0
PseudoUnit | 0 | 0 | 0 | 0 | 0 | 0
FixedInterchange | 0 | 0 | 0 | 0 | 0 | 0
Total Installed Capacity by Reporting Type: SPP_N
ReportingType | 2015 | 2020 | 2025 | 2030 | 2035 | 2040
BM | 0 | 0 | 0 | 0.01 | 0.01 | 0.01
CC | 1386.28 | 1386.51 | 1386.66 | 1386.72 | 1386.87 | 1386.87
CSP | 0 | 0 | 0 | 0 | 0 | 0
CT | 0.03 | 683.75 | 683.75 | 683.75 | 729.59 | 729.59
Coal | 7352.05 | 4893.66 | 468.77 | 468.51 | 468.49 | 466.56
Geo | 0 | 0 | 0 | 0 | 0 | 0
H | 21 | 21 | 21 | 21 | 21 | 21
LFG | 7 | 7 | 7.01 | 101.99 | 101.99 | 101.99
Nuc | 1160 | 1160 | 1160 | 1160.01 | 1160.01 | 1160.01
PS | 0 | 0 | 0 | 0 | 0 | 0
PV | 0 | 0 | 0.01 | 0.01 | 0.01 | 0.02
PeakG | 4397 | 4396.99 | 4396.99 | 4396.99 | 4396.99 | 4396.98
PeakO | 1199 | 1199 | 1199 | 1198.99 | 1198.99 | 1198.99
ST | 0 | 0 | 0 | 0 | 0 | 0
STOG | 1681.91 | 1681.91 | 1681.91 | 1681.91 | 1681.9 | 1681.9
STWD | 0 | 0 | 0 | 0 | 0 | 0
WT | 1227.03 | 31757.91 | 52200.77 | 60119.35 | 74435.98 | 74436.02
IGCC | 0.01 | 0.01 | 0.01 | 0.01 | 0.02 | 0.02
DemandResponse | 446.68 | 920.58 | 1432.75 | 1499.14 | 1568.6 | 1641.28
IGCC-CCS | 0 | 0.01 | 0.01 | 0.01 | 0.02 | 0.02
WT_off | 0 | 0 | 0 | 0 | 0 | 0
PseudoUnit | 0 | 0 | 0 | 0 | 0 | 0
FixedInterchange | 0 | 0 | 0 | 0 | 0 | 0
Total Installed Capacity by Reporting Type: SPP_S
ReportingType | 2015 | 2020 | 2025 | 2030 | 2035 | 2040
BM | 0 | 0 | 0 | 0.01 | 0.01 | 0.01
CC | 10917.42 | 10917.84 | 10918.08 | 10918.17 | 10918.46 | 10918.45
CSP | 0 | 0 | 0 | 0 | 0 | 0
CT | 413.03 | 1144.04 | 1144.05 | 1144.05 | 1199.02 | 1199.02
Coal | 9923.55 | 3992.52 | 1006.6 | 1006.28 | 1006.22 | 990.27
Geo | 0 | 0 | 0 | 0 | 0 | 0
H | 2108 | 2108.01 | 2108.01 | 2108.02 | 2108.06 | 2108.06
LFG | 19 | 19 | 19.01 | 113.99 | 113.99 | 113.99
Nuc | 0.1 | 0.1 | 0.1 | 0.11 | 0.11 | 0.11
PS | 446 | 446 | 446 | 446 | 446 | 446
PV | 0 | 0 | 0.01 | 0.01 | 0.01 | 0.02
PeakG | 3443 | 3443 | 3442.99 | 3442.99 | 3442.99 | 3442.98
PeakO | 122 | 122 | 122 | 121.99 | 121.99 | 121.99
ST | 0 | 0 | 0 | 0 | 0 | 0
STOG | 8962.52 | 8962.52 | 8962.49 | 8962.49 | 8962.49 | 8962.48
STWD | 84 | 84 | 84 | 84 | 84 | 84
WT | 2727.01 | 43355.11 | 43355.26 | 43355.31 | 43355.44 | 51878.73
IGCC | 0.01 | 0.02 | 0.02 | 0.02 | 0.02 | 0.03
DemandResponse | 61.11 | 1754.28 | 3560.21 | 3675.61 | 3794.74 | 3917.74
IGCC-CCS | 0 | 0.01 | 0.01 | 0.02 | 0.02 | 0.03
WT_off | 0 | 0 | 0 | 0 | 0 | 0
PseudoUnit | 0 | 0 | 0 | 0 | 0 | 0
FixedInterchange | 0 | 0 | 0 | 0 | 0 | 0
Total Installed Capacity by Reporting Type: TVA
ReportingType | 2015 | 2020 | 2025 | 2030 | 2035 | 2040
BM | 0 | 0 | 0.01 | 0.01 | 7393.95 | 7394.22
CC | 8854.48 | 13700.39 | 13700.5 | 13700.55 | 11059.61 | 5962.61
CSP | 0 | 0 | 0 | 0 | 0 | 0
CT | 0.02 | 0.06 | 0.06 | 0.06 | 0.06 | 0.06
Coal | 4971.87 | 2867.34 | 973.79 | 3.03 | 2.41 | 2.36
Geo | 0 | 0 | 0 | 0 | 0 | 0
H | 5111 | 5111.01 | 5137.98 | 5138 | 5138 | 5138
LFG | 13 | 13.01 | 120.39 | 120.39 | 120.39 | 120.4
Nuc | 8394.89 | 8394.89 | 8394.89 | 8614.23 | 6245.59 | 10444.94
PS | 1743 | 1743 | 1743 | 1743 | 1743 | 1743
PV | 0 | 0 | 0.01 | 0.02 | 0.04 | 0.29
PeakG | 5864.99 | 5864.99 | 5864.98 | 5864.95 | 5864.55 | 5864.5
PeakO | 83 | 83 | 83 | 83 | 0.27 | 0.26
ST | 0 | 0 | 0 | 0 | 0 | 0
STOG | 0 | 0 | 0 | 0 | 0 | 0
STWD | 5 | 5 | 5 | 5 | 5 | 5
WT | 29.01 | 29.02 | 29.04 | 29.16 | 128.98 | 128.98
IGCC | 0.01 | 0.01 | 0.02 | 0.02 | 0.02 | 0.02
DemandResponse | 1805 | 2555.95 | 3357.9 | 3440.97 | 3526.11 | 3613.35
IGCC-CCS | 0 | 0.01 | 0.02 | 0.03 | 0.05 | 0.05
WT_off | 0 | 0 | 0 | 0 | 0 | 0
PseudoUnit | 0 | 0 | 0 | 0 | 0 | 0
FixedInterchange | 0 | 0 | 0 | 0 | 0 | 0
Total Installed Capacity by Reporting Type: TVA_Transmission
ReportingType | 2015 | 2020 | 2025 | 2030 | 2035 | 2040
BM | 0 | 0 | 0 | 0 | 0 | 0
CC | 0 | 0 | 0 | 0 | 0 | 0
CSP | 0 | 0 | 0 | 0 | 0 | 0
CT | 0 | 0 | 0 | 0 | 0 | 0
Coal | 0 | 0 | 0 | 0 | 0 | 0
Geo | 0 | 0 | 0 | 0 | 0 | 0
H | 0 | 0 | 0 | 0 | 0 | 0
LFG | 0 | 0 | 0 | 0 | 0 | 0
Nuc | 0 | 0 | 0 | 0 | 0 | 0
PS | 0 | 0 | 0 | 0 | 0 | 0
PV | 0 | 0 | 0 | 0 | 0 | 0
PeakG | 0 | 0 | 0 | 0 | 0 | 0
PeakO | 0 | 0 | 0 | 0 | 0 | 0
ST | 0 | 0 | 0 | 0 | 0 | 0
STOG | 0 | 0 | 0 | 0 | 0 | 0
STWD | 0 | 0 | 0 | 0 | 0 | 0
WT | 0 | 0 | 0 | 0 | 0 | 0
IGCC | 0 | 0 | 0 | 0 | 0 | 0
DemandResponse | 0 | 0 | 0 | 0 | 0 | 0
IGCC-CCS | 0 | 0 | 0 | 0 | 0 | 0
WT_off | 0 | 0 | 0 | 0 | 0 | 0
PseudoUnit | 0 | 0 | 0 | 0 | 0 | 0
FixedInterchange | 0 | 0 | 0 | 0 | 0 | 0
Total Installed Capacity by Reporting Type: VACAR
ReportingType | 2015 | 2020 | 2025 | 2030 | 2035 | 2040
BM | 0.91 | 171.41 | 710.16 | 722.71 | 6986.2 | 6986.27
CC | 18433.73 | 18434.04 | 18434.12 | 18251.17 | 16023.25 | 9757.67
CSP | 0 | 0 | 0 | 0 | 0 | 0
CT | 717.25 | 717.25 | 717.25 | 0.1 | 0.1 | 0.1
Coal | 9199.85 | 7355.45 | 3268.05 | 1989.26 | 1989.19 | 1989.15
Geo | 0 | 0 | 0 | 0 | 0 | 0
H | 2122 | 2122.01 | 2122.02 | 2122.02 | 2122.05 | 2122.08
LFG | 63 | 170.4 | 170.4 | 170.4 | 170.4 | 170.4
Nuc | 11430 | 13760 | 16879.45 | 19144.05 | 19822.77 | 27805.28
PS | 2616 | 2616 | 2616 | 2616 | 2616 | 2616
PV | 16 | 149.6 | 151.95 | 152.75 | 152.75 | 155.88
PeakG | 8308 | 8308 | 8307.99 | 8307.79 | 3754.04 | 3754.04
PeakO | 1268 | 1268 | 1268 | 1267.45 | 0.51 | 0.5
ST | 0 | 0 | 0 | 0 | 0 | 0
STOG | 92 | 92 | 92 | 0.11 | 0.09 | 0.08
STWD | 281 | 281 | 281 | 281 | 281 | 281
WT | 0.07 | 3500 | 3500 | 3500 | 3500 | 3500
IGCC | 0 | 0.01 | 0.01 | 0.01 | 0.01 | 0.01
DemandResponse | 2339.28 | 3868.22 | 5651.52 | 5928.05 | 6218.12 | 6522.37
IGCC-CCS | 0 | 0.01 | 0.01 | 0.01 | 0.02 | 0.03
WT_off | 0 | 0.01 | 0.1 | 0.11 | 0.11 | 0.12
PseudoUnit | 0 | 0 | 0 | 0 | 0 | 0
FixedInterchange | 0 | 0 | 0 | 0 | 0 | 0
Total Installed Capacity by Reporting Type: IESO
ReportingType | 2015 | 2020 | 2025 | 2030 | 2035 | 2040
BM | 326.33 | 326.33 | 326.33 | 326.33 | 326.33 | 326.33
CC | 1263.34 | 1263.36 | 1263.37 | 1263.38 | 1263.39 | 1263.39
CSP | 0 | 0 | 0 | 0 | 0 | 0
CT | 368 | 368 | 368 | 368 | 0.87 | 0.87
Coal | 0.03 | 0.02 | 0.02 | 0.02 | 0.02 | 0.02
Geo | 0 | 0 | 0 | 0 | 0 | 0
H | 8693.3 | 8693.3 | 8693.31 | 8693.36 | 8943.3 | 8943.3
LFG | 117.5 | 117.5 | 117.5 | 118 | 118 | 118
Nuc | 13018 | 13018 | 13018 | 13018 | 11988.01 | 10448.01
PS | 123 | 123 | 123 | 123 | 123 | 123
PV | 1097.26 | 1097.26 | 1097.26 | 1097.26 | 30 | 30
PeakG | 2.71 | 2.7 | 2.7 | 2.7 | 2.7 | 2.7
PeakO | 0.36 | 0.36 | 0.36 | 0.36 | 0.36 | 0.36
ST | 0 | 0 | 0 | 0 | 0 | 0
STOG | 0.05 | 0.05 | 0.05 | 0.05 | 0.05 | 0.05
STWD | 139 | 139 | 139 | 139 | 139 | 139
WT | 3385.9 | 3385.9 | 3385.9 | 3385.9 | 3385.9 | 3385.9
IGCC | 0 | 0 | 0 | 0 | 0 | 0
DemandResponse | 1958.79 | 2066.83 | 2340.54 | 2421.21 | 2504.65 | 2590.98
IGCC-CCS | 0 | 0 | 0 | 0 | 0 | 0
WT_off | 0 | 0 | 0.01 | 0.01 | 0.02 | 0.04
PseudoUnit | 0 | 0 | 0 | 0 | 0 | 0
FixedInterchange | 0 | 0 | 0 | 0 | 0 | 0
Total Installed Capacity by Reporting Type: MAPP_CA
ReportingType | 2015 | 2020 | 2025 | 2030 | 2035 | 2040
BM | 0 | 0 | 0 | 0 | 0 | 0
CC | 731.05 | 731.07 | 0.25 | 0.2 | 0.2 | 0.19
CSP | 0 | 0 | 0 | 0 | 0 | 0
CT | 0.04 | 0.04 | 0.04 | 0.04 | 0.04 | 0.04
Coal | 950.72 | 390.39 | 0.08 | 0.07 | 0.06 | 0.06
Geo | 0 | 0 | 0 | 0 | 0 | 0
H | 6475.4 | 7170.4 | 8665.4 | 11125.36 | 11125.4 | 11125.4
LFG | 0 | 0 | 0 | 0 | 0 | 0
Nuc | 0.1 | 0.1 | 0.1 | 0.1 | 0.11 | 0.11
PS | 0 | 0 | 0 | 0 | 0 | 0
PV | 0 | 0 | 0 | 0 | 0 | 0
PeakG | 559 | 559 | 5.68 | 0.14 | 0.13 | 0.13
PeakO | 4 | 4 | 0.11 | 0.04 | 0.04 | 0.04
ST | 0 | 0 | 0 | 0 | 0 | 0
STOG | 126 | 126 | 0.04 | 0.04 | 0.03 | 0.03
STWD | 0 | 0 | 0 | 0 | 0 | 0
WT | 577.4 | 577.4 | 577.4 | 577.4 | 275.05 | 275.05
IGCC | 0 | 0 | 0 | 0 | 0 | 0
DemandResponse | 89.5 | 308.14 | 546.73 | 568.39 | 590.9 | 614.31
IGCC-CCS | 0 | 0 | 0 | 0 | 0 | 0
WT_off | 0 | 0 | 0 | 0 | 0 | 0
PseudoUnit | 0 | 0 | 0 | 0 | 0 | 0
FixedInterchange | 0 | 0 | 0 | 0 | 0 | 0
Total Installed Capacity by Reporting Type: AZ_NM_SNV_Coal
ReportingType | 2015 | 2020 | 2025 | 2030 | 2035 | 2040
BM | 0 | 0 | 0 | 0 | 0 | 0
CC | 0 | 0 | 0 | 0 | 0 | 0
CSP | 0 | 0 | 0 | 0 | 0 | 0
CT | 0 | 0 | 0 | 0 | 0 | 0
Coal | 7471.26 | 6877.16 | 4256.81 | 819.02 | 818.88 | 818.74
Geo | 0 | 0 | 0 | 0 | 0 | 0
H | 0 | 0 | 0 | 0 | 0 | 0
LFG | 0 | 0 | 0 | 0 | 0 | 0
Nuc | 0 | 0 | 0 | 0 | 0 | 0
PS | 0 | 0 | 0 | 0 | 0 | 0
PV | 0 | 0 | 0 | 0 | 0 | 0
PeakG | 0 | 0 | 0 | 0 | 0 | 0
PeakO | 200 | 199.99 | 199.99 | 199.98 | 199.97 | 199.97
ST | 0 | 0 | 0 | 0 | 0 | 0
STOG | 0 | 0 | 0 | 0 | 0 | 0
STWD | 0 | 0 | 0 | 0 | 0 | 0
WT | 0 | 0 | 0 | 0 | 0 | 0
IGCC | 0 | 0.01 | 0.01 | 0.01 | 0.01 | 0.01
DemandResponse | 0 | 0 | 0 | 0 | 0 | 0
IGCC-CCS | 0 | 0.01 | 0.01 | 0.01 | 0.03 | 0.03
WT_off | 0 | 0 | 0 | 0 | 0 | 0
PseudoUnit | 0 | 0 | 0 | 0 | 0 | 0
FixedInterchange | 0 | 0 | 0 | 0 | 0 | 0
Total Installed Capacity by Reporting Type: AZ_NM_SNV_Gas
ReportingType | 2015 | 2020 | 2025 | 2030 | 2035 | 2040
BM | 0 | 0 | 0 | 0 | 0 | 0
CC | 15245.42 | 16789.6 | 16789.76 | 15373.75 | 11344.37 | 10715.06
CSP | 0 | 0 | 0 | 0 | 0 | 0
CT | 736 | 736 | 736 | 736 | 0.15 | 0.15
Coal | 0 | 0 | 0 | 0 | 0 | 0
Geo | 0 | 0 | 0 | 0 | 0 | 0
H | 0 | 0 | 0 | 0 | 0 | 0
LFG | 0 | 0 | 0 | 0 | 0 | 0
Nuc | 0 | 0 | 0 | 0 | 0 | 0
PS | 0 | 0 | 0 | 0 | 0 | 0
PV | 0 | 0 | 0 | 0 | 0 | 0
PeakG | 3659.99 | 3659.99 | 3659.99 | 3659.98 | 3659.97 | 3659.97
PeakO | 0 | 0 | 0 | 0 | 0 | 0
ST | 0 | 0 | 0 | 0 | 0 | 0
STOG | 0.15 | 0.15 | 0.14 | 0.14 | 0.14 | 0.14
STWD | 0 | 0 | 0 | 0 | 0 | 0
WT | 0 | 0 | 0 | 0 | 0 | 0
IGCC | 0 | 0 | 0 | 0 | 0 | 0
DemandResponse | 334.55 | 1076.71 | 1928.33 | 2059.84 | 2196.64 | 2344.36
IGCC-CCS | 0 | 0 | 0 | 0 | 0 | 0
WT_off | 0 | 0 | 0 | 0 | 0 | 0
PseudoUnit | 0 | 0 | 0 | 0 | 0 | 0
FixedInterchange | 0 | 0 | 0 | 0 | 0 | 0
Total Installed Capacity by Reporting Type: AZ_NM_SNV_NucRenew
ReportingType | 2015 | 2020 | 2025 | 2030 | 2035 | 2040
BM | 0 | 0.01 | 0.01 | 0.01 | 0.12 | 0.72
CC | 0 | 0 | 0 | 0 | 0 | 0
CSP | 0 | 0 | 0 | 0 | 0 | 0
CT | 0 | 0 | 0 | 0 | 0 | 0
Coal | 0 | 0 | 0 | 0 | 0 | 0
Geo | 0 | 0.45 | 1449.98 | 1449.98 | 1449.98 | 1449.98
H | 3131 | 3131 | 3131 | 3131 | 3131 | 3131
LFG | 7 | 7.11 | 67.63 | 67.63 | 67.63 | 67.63
Nuc | 3875 | 3875 | 3875.09 | 8201.79 | 14486.55 | 14964.4
PS | 216 | 216 | 216 | 216 | 216 | 216
PV | 148.7 | 148.71 | 148.72 | 148.73 | 148.74 | 148.74
PeakG | 0 | 0 | 0 | 0 | 0 | 0
PeakO | 0 | 0 | 0 | 0 | 0 | 0
ST | 280 | 725.55 | 953.47 | 1065.22 | 1587.91 | 1587.91
STOG | 0 | 0 | 0 | 0 | 0 | 0
STWD | 26 | 26 | 26 | 26 | 26 | 26
WT | 525.13 | 12313.84 | 12340.5 | 12340.52 | 12340.52 | 12340.52
IGCC | 0 | 0 | 0 | 0 | 0 | 0
DemandResponse | 0 | 0 | 0 | 0 | 0 | 0
IGCC-CCS | 0 | 0 | 0 | 0 | 0 | 0
WT_off | 0 | 0 | 0 | 0 | 0 | 0
PseudoUnit | 0 | 0 | 0 | 0 | 0 | 0
FixedInterchange | 0 | 0 | 0 | 0 | 0 | 0
Total Installed Capacity by Reporting Type: ERCOT
ReportingType | 2015 | 2020 | 2025 | 2030 | 2035 | 2040
BM | 145 | 145 | 145 | 145 | 4064.78 | 4064.96
CC | 44909.32 | 44909.96 | 44910.07 | 44910.13 | 38399.99 | 34525.22
CSP | 0 | 0 | 0 | 0 | 0 | 0
CT | 250 | 250 | 250 | 250 | 0.15 | 0.15
Coal | 6056.06 | 4511.72 | 3951.84 | 3951.59 | 3951.44 | 3951.33
Geo | 0 | 0 | 0 | 0 | 0 | 0
H | 565 | 565.01 | 565.01 | 565.02 | 565.06 | 565.12
LFG | 75 | 75.01 | 428.97 | 428.99 | 428.99 | 429
Nuc | 5091 | 5091.01 | 5091.01 | 8086.51 | 15785.58 | 20071.67
PS | 0 | 0 | 0 | 0 | 0 | 0
PV | 15 | 15 | 15 | 15 | 1.82 | 1.82
PeakG | 4768 | 4768 | 4767.99 | 4767.99 | 4767.98 | 4767.97
PeakO | 51 | 51 | 51 | 50.99 | 50.98 | 50.97
ST | 0 | 0 | 0 | 0 | 0 | 0
STOG | 13268.21 | 13268.17 | 8925.17 | 5069.24 | 0.3 | 0.27
STWD | 0 | 0 | 0 | 0 | 0 | 0
WT | 9280.11 | 9280.14 | 28733.21 | 28733.21 | 28734.32 | 29141.1
IGCC | 0 | 0 | 0.01 | 0.01 | 0.01 | 0.01
DemandResponse | 740.81 | 3617.73 | 6720.3 | 6926.25 | 7155.61 | 7391.29
IGCC-CCS | 0 | 0 | 0.01 | 0.01 | 0.02 | 0.02
WT_off | 0 | 0 | 0 | 0 | 0 | 0
PseudoUnit | 0 | 0 | 0 | 0 | 0 | 0
FixedInterchange | 0 | 0 | 0 | 0 | 0 | 0
Total Installed Capacity by Reporting Type: NP15
ReportingType | 2015 | 2020 | 2025 | 2030 | 2035 | 2040
BM | 0 | 0 | 0 | 0.01 | 0.1 | 0.2
CC | 8484.21 | 9095.79 | 9095.93 | 9095.97 | 9095.96 | 8183.79
CSP | 0 | 0 | 0 | 0 | 0 | 0
CT | 212.6 | 212.6 | 212.6 | 212.6 | 1.87 | 1.87
Coal | 191.9 | 0.11 | 0.1 | 0.07 | 0.07 | 0.06
Geo | 1123 | 1722.9 | 1722.99 | 1722.99 | 1723 | 1723
H | 8825 | 8825 | 8825 | 8825 | 8825 | 8825
LFG | 85 | 462.8 | 649.99 | 649.99 | 649.99 | 650
Nuc | 2300 | 2300 | 2300.09 | 7555.55 | 8995.98 | 10323.1
PS | 2257 | 2257 | 2257 | 2257 | 2257 | 2257
PV | 59.5 | 59.5 | 59.5 | 59.5 | 59.5 | 59.51
PeakG | 3265 | 3265 | 3265 | 3265 | 3264.99 | 3264.99
PeakO | 350 | 350 | 350 | 350 | 350 | 349.99
ST | 29 | 29 | 29 | 29 | 29.01 | 29.06
STOG | 3675.13 | 3675.13 | 3675.13 | 2287.85 | 1612.58 | 1612.57
STWD | 442 | 442 | 442 | 442 | 442 | 442
WT | 1193.21 | 4492.01 | 4492.04 | 4493.4 | 12914.53 | 13634.22
IGCC | 0 | 0 | 0 | 0 | 0 | 0
DemandResponse | 1828.06 | 1875.2 | 2034.02 | 2149.8 | 2261.58 | 2376.93
IGCC-CCS | 0 | 0 | 0.01 | 0.01 | 0.02 | 0.02
WT_off | 0 | 0 | 0.01 | 0.02 | 0.02 | 0.03
PseudoUnit | 0 | 0 | 0 | 0 | 0 | 0
FixedInterchange | 0 | 0 | 0 | 0 | 0 | 0
Total Installed Capacity by Reporting Type: NWPP_Coal
ReportingType | 2015 | 2020 | 2025 | 2030 | 2035 | 2040
BM | 0 | 0 | 0 | 0 | 0 | 0
CC | 0 | 0 | 0 | 0 | 0 | 0
CSP | 0 | 0 | 0 | 0 | 0 | 0
CT | 0 | 0 | 0 | 0 | 0 | 0
Coal | 6984.87 | 5129.73 | 228.52 | 227.82 | 227.73 | 227.65
Geo | 0 | 0 | 0 | 0 | 0 | 0
H | 0 | 0 | 0 | 0 | 0 | 0
LFG | 0 | 0 | 0 | 0 | 0 | 0
Nuc | 0 | 0 | 0 | 0 | 0 | 0
PS | 0 | 0 | 0 | 0 | 0 | 0
PV | 0 | 0 | 0 | 0 | 0 | 0
PeakG | 0 | 0 | 0 | 0 | 0 | 0
PeakO | 0.08 | 0.07 | 0.07 | 0.07 | 0.07 | 0.07
ST | 0 | 0 | 0 | 0 | 0 | 0
STOG | 0 | 0 | 0 | 0 | 0 | 0
STWD | 0 | 0 | 0 | 0 | 0 | 0
WT | 0 | 0 | 0 | 0 | 0 | 0
IGCC | 0 | 0 | 0 | 0 | 0 | 0
DemandResponse | 0 | 0 | 0 | 0 | 0 | 0
IGCC-CCS | 0 | 0 | 0 | 0 | 0 | 0
WT_off | 0 | 0 | 0 | 0 | 0 | 0
PseudoUnit | 0 | 0 | 0 | 0 | 0 | 0
FixedInterchange | 0 | 0 | 0 | 0 | 0 | 0
Total Installed Capacity by Reporting Type: NWPP_Gas
ReportingType | 2015 | 2020 | 2025 | 2030 | 2035 | 2040
BM | 0 | 0 | 0 | 0 | 0 | 0
CC | 6627.1 | 8853.07 | 8853.22 | 7326.01 | 2526.39 | 2226.55
CSP | 0 | 0 | 0 | 0 | 0 | 0
CT | 150 | 150 | 150 | 150 | 0.07 | 0.07
Coal | 0.01 | 0.01 | 0.01 | 0.01 | 0.01 | 0.01
Geo | 0 | 0 | 0 | 0 | 0 | 0
H | 0 | 0 | 0 | 0 | 0 | 0
LFG | 0 | 0 | 0 | 0 | 0 | 0
Nuc | 0 | 0 | 0 | 0 | 0 | 0
PS | 0 | 0 | 0 | 0 | 0 | 0
PV | 0 | 0 | 0 | 0 | 0 | 0
PeakG | 0.11 | 0.11 | 0.11 | 0.11 | 0.11 | 0.11
PeakO | 0 | 0 | 0 | 0 | 0 | 0
ST | 0 | 0 | 0 | 0 | 0 | 0
STOG | 0.03 | 0.03 | 0.03 | 0.03 | 0.03 | 0.03
STWD | 0 | 0 | 0 | 0 | 0 | 0
WT | 0 | 0 | 0 | 0 | 0 | 0
IGCC | 0 | 0 | 0.01 | 0.01 | 0.01 | 0.01
DemandResponse | 0.01 | 953.34 | 1988.72 | 2091.14 | 2193.74 | 2298.72
IGCC-CCS | 0 | 0 | 0.01 | 0.01 | 0.02 | 0.02
WT_off | 0 | 0 | 0 | 0 | 0 | 0
PseudoUnit | 0 | 0 | 0 | 0 | 0 | 0
FixedInterchange | 0 | 0 | 0 | 0 | 0 | 0
Total Installed Capacity by Reporting Type: NWPP_NucRenew
ReportingType | 2015 | 2020 | 2025 | 2030 | 2035 | 2040
BM | 32.55 | 32.55 | 32.55 | 32.56 | 32.63 | 308.58
CC | 0 | 0 | 0 | 0 | 0 | 0
CSP | 0 | 0 | 0 | 0 | 0 | 0
CT | 0 | 0 | 0 | 0 | 0 | 0
Coal | 0 | 0 | 0 | 0 | 0 | 0
Geo | 404.2 | 404.24 | 838.19 | 838.19 | 838.19 | 838.19
H | 33736 | 33736.01 | 33736.03 | 33736.07 | 34071 | 34071
LFG | 128.5 | 128.53 | 372.99 | 372.99 | 372.99 | 372.99
Nuc | 1131 | 1131 | 1131.12 | 1132.58 | 4445.87 | 5885.77
PS | 258 | 258 | 258 | 258 | 258 | 258
PV | 3 | 3.01 | 3.02 | 3.03 | 3.04 | 3.08
PeakG | 0 | 0 | 0 | 0 | 0 | 0
PeakO | 0 | 0 | 0 | 0 | 0 | 0
ST | 0 | 0.01 | 0.02 | 0.03 | 0.04 | 0.11
STOG | 0 | 0 | 0 | 0 | 0 | 0
STWD | 561 | 561 | 561 | 561 | 561 | 561
WT | 6865.32 | 6865.39 | 6865.54 | 28204.86 | 28205.23 | 30522.25
IGCC | 0 | 0 | 0 | 0 | 0 | 0
DemandResponse | 0 | 0 | 0 | 0 | 0 | 0
IGCC-CCS | 0 | 0 | 0 | 0 | 0 | 0
WT_off | 0 | 0.01 | 0.02 | 0.03 | 0.04 | 0.06
PseudoUnit | 0 | 0 | 0 | 0 | 0 | 0
FixedInterchange | 0 | 0 | 0 | 0 | 0 | 0
Total Installed Capacity by Reporting Type: RMPA
ReportingType | 2015 | 2020 | 2025 | 2030 | 2035 | 2040
BM | 0 | 0.01 | 0.01 | 0.02 | 888.83 | 1233.25
CC | 2686.09 | 3974.59 | 3974.75 | 3974.78 | 3182.14 | 3086.07
CSP | 0 | 0 | 0 | 0 | 0 | 0
CT | 152 | 152 | 152 | 152 | 0.09 | 0.09
Coal | 6769.58 | 5584.9 | 1853.86 | 1168.14 | 1168.01 | 1167.89
Geo | 0 | 24.54 | 2569.97 | 2569.97 | 2569.97 | 2569.97
H | 982 | 982 | 982 | 982 | 982 | 982
LFG | 7.4 | 7.49 | 36.32 | 36.32 | 36.32 | 36.32
Nuc | 0.1 | 0.1 | 4.87 | 1866.21 | 1866.27 | 1866.29
PS | 563 | 563 | 563 | 563 | 563 | 563
PV | 21 | 21.01 | 21.01 | 21.02 | 21.03 | 21.04
PeakG | 2903.99 | 2903.99 | 2903.98 | 2903.97 | 2903.96 | 2903.95
PeakO | 0.87 | 0.87 | 0.87 | 0.86 | 0.86 | 0.85
ST | 3 | 370.51 | 370.51 | 375.9 | 375.9 | 375.94
STOG | 0.11 | 0.11 | 0.11 | 0.11 | 0.11 | 0.11
STWD | 0 | 0 | 0 | 0 | 0 | 0
WT | 2113.43 | 5658.45 | 5658.45 | 6194.95 | 6194.95 | 6330.65
IGCC | 0 | 0.01 | 0.01 | 0.01 | 0.01 | 0.01
DemandResponse | 486.05 | 622.89 | 804.5 | 856.88 | 912.57 | 971.91
IGCC-CCS | 0 | 0.01 | 0.02 | 0.02 | 0.03 | 0.03
WT_off | 0 | 0 | 0 | 0 | 0 | 0
PseudoUnit | 0 | 0 | 0 | 0 | 0 | 0
FixedInterchange | 0 | 0 | 0 | 0 | 0 | 0
Total Installed Capacity by Reporting Type: SP15
ReportingType | 2015 | 2020 | 2025 | 2030 | 2035 | 2040
BM | 6 | 6 | 6 | 6 | 6.07 | 6.09
CC | 11949.94 | 11950.99 | 11951.17 | 11951.22 | 11951.21 | 11951.2
CSP | 0 | 0 | 0 | 0 | 0 | 0
CT | 0.02 | 0.04 | 0.05 | 0.06 | 0.06 | 0.06
Coal | 185.7 | 101.23 | 101.2 | 0.08 | 0.08 | 0.07
Geo | 962.9 | 2413 | 2413 | 2413 | 2413 | 2413
H | 1163 | 1163 | 1163 | 1163 | 1163 | 1163
LFG | 223.2 | 778.99 | 779 | 779 | 779 | 779
Nuc | 2250 | 2250 | 2250.04 | 3170 | 3675.34 | 7170.69
PS | 1440 | 1440 | 1440 | 1440 | 1440 | 1440
PV | 126.8 | 126.8 | 126.8 | 126.8 | 126.81 | 126.81
PeakG | 4309 | 4309 | 4309 | 4309 | 4308.99 | 4308.99
PeakO | 51 | 51 | 51 | 51 | 51 | 50.99
ST | 448 | 448 | 448 | 448.01 | 2857.64 | 3693.37
STOG | 7076.73 | 7076.73 | 7076.72 | 6051.86 | 3939.41 | 3939.4
STWD | 119 | 119 | 119 | 119 | 119 | 119
WT | 2207.81 | 3089.81 | 16372.56 | 16372.95 | 16372.96 | 16372.96
IGCC | 0 | 0 | 0 | 0 | 0 | 0
DemandResponse | 2613.15 | 2728.17 | 2959.23 | 3127.67 | 3290.3 | 3458.12
IGCC-CCS | 0 | 0.01 | 0.02 | 0.02 | 0.03 | 0.03
WT_off | 0 | 0 | 0 | 0 | 0 | 0
PseudoUnit | 0 | 0 | 0 | 0 | 0 | 0
FixedInterchange | 0 | 0 | 0 | 0 | 0 | 0
Total Installed Capacity by Reporting Type: ALB
ReportingType | 2015 | 2020 | 2025 | 2030 | 2035 | 2040
BM | 0 | 0 | 0 | 0 | 0 | 0
CC | 3034.3 | 3034.36 | 832.61 | 832.62 | 832.63 | 0.52
CSP | 0 | 0 | 0 | 0 | 0 | 0
CT | 201.5 | 201.5 | 201.5 | 201.5 | 0.18 | 0.18
Coal | 4671.96 | 4671.94 | 495.43 | 495.4 | 495.39 | 495.38
Geo | 0 | 0 | 0 | 0 | 0 | 0
H | 912 | 912 | 912 | 912 | 912 | 912
LFG | 10 | 10 | 10 | 10 | 10 | 10
Nuc | 0.1 | 0.1 | 7288.25 | 8697.83 | 8818.26 | 8983.17
PS | 0 | 0 | 0 | 0 | 0 | 0
PV | 0 | 0 | 0 | 0 | 0 | 0
PeakG | 1729.14 | 1729.14 | 1456.06 | 1456.06 | 1456.05 | 1456.05
PeakO | 0.1 | 0.1 | 0.09 | 0.09 | 0.09 | 0.09
ST | 0 | 0 | 0 | 0 | 0 | 0
STOG | 0.04 | 0.04 | 0.04 | 0.04 | 0.04 | 0.04
STWD | 174 | 174 | 174 | 174 | 174 | 174
WT | 672 | 672 | 672.01 | 672.03 | 763 | 763
IGCC | 0 | 0 | 0 | 0 | 0 | 0
DemandResponse | 105.16 | 361.08 | 660.83 | 708.64 | 759.9 | 814.88
IGCC-CCS | 0 | 0 | 0 | 0 | 0 | 0
WT_off | 0 | 0 | 0 | 0 | 0 | 0
PseudoUnit | 0 | 0 | 0 | 0 | 0 | 0
FixedInterchange | 0 | 0 | 0 | 0 | 0 | 0
Total Installed Capacity by Reporting Type: BC
ReportingType | 2015 | 2020 | 2025 | 2030 | 2035 | 2040
BM | 0 | 0 | 0 | 0 | 0 | 0
CC | 205.11 | 205.14 | 0.27 | 0.28 | 0.28 | 0.27
CSP | 0 | 0 | 0 | 0 | 0 | 0
CT | 0.02 | 0.02 | 0.03 | 0.03 | 0.03 | 0.04
Coal | 0 | 0 | 0 | 0 | 0 | 0
Geo | 0 | 0 | 0 | 0 | 0 | 0
H | 12161 | 12161 | 12161 | 12161 | 12161 | 12161
LFG | 24 | 24 | 24 | 24 | 24 | 24
Nuc | 0.1 | 0.1 | 598.01 | 1119.67 | 1119.69 | 1365.14
PS | 0 | 0 | 0 | 0 | 0 | 0
PV | 0 | 0 | 0 | 0 | 0 | 0
PeakG | 141 | 140.99 | 0.85 | 0.85 | 0.85 | 0.84
PeakO | 44 | 43.99 | 0.14 | 0.14 | 0.14 | 0.14
ST | 0 | 0 | 0 | 0 | 0 | 0
STOG | 111.72 | 30.53 | 0.06 | 0.06 | 0.06 | 0.06
STWD | 510 | 510 | 510 | 510 | 510 | 510
WT | 246 | 246 | 246 | 246.01 | 401.99 | 402
IGCC | 0 | 0 | 0 | 0 | 0 | 0
DemandResponse | 0.01 | 264.69 | 555.31 | 582.51 | 611.05 | 640.98
IGCC-CCS | 0 | 0 | 0 | 0 | 0 | 0
WT_off | 0 | 0 | 0 | 0 | 0 | 0
PseudoUnit | 0 | 0 | 0 | 0 | 0 | 0
FixedInterchange | 0 | 0 | 0 | 0 | 0 | 0
Total Installed Capacity by Reporting Type: HQ_IESO
ReportingType | 2015 | 2020 | 2025 | 2030 | 2035 | 2040
BM | 0 | 0 | 0 | 0 | 0 | 0
CC | 0 | 0 | 0 | 0 | 0 | 0
CSP | 0 | 0 | 0 | 0 | 0 | 0
CT | 0 | 0 | 0 | 0 | 0 | 0
Coal | 0 | 0 | 0 | 0 | 0 | 0
Geo | 0 | 0 | 0 | 0 | 0 | 0
H | 0 | 0 | 0 | 0 | 0 | 0
LFG | 0 | 0 | 0 | 0 | 0 | 0
Nuc | 0.1 | 0.1 | 0.1 | 0.1 | 0.1 | 0.1
PS | 0 | 0 | 0 | 0 | 0 | 0
PV | 0 | 0 | 0 | 0 | 0 | 0
PeakG | 0 | 0 | 0 | 0 | 0 | 0
PeakO | 0 | 0 | 0 | 0 | 0 | 0
ST | 0 | 0 | 0 | 0 | 0 | 0
STOG | 0 | 0 | 0 | 0 | 0 | 0
STWD | 0 | 0 | 0 | 0 | 0 | 0
WT | 0 | 0 | 0 | 0 | 0 | 0
IGCC | 0 | 0 | 0 | 0 | 0 | 0
DemandResponse | 0 | 0 | 0 | 0 | 0 | 0
IGCC-CCS | 0 | 0 | 0 | 0 | 0 | 0
WT_off | 0 | 0 | 0 | 0 | 0 | 0
PseudoUnit | 0 | 0 | 0.01 | 0.01 | 0.05 | 0.2
FixedInterchange | 3000 | 3000 | 3000 | 3000 | 3000 | 3000
Total Installed Capacity by Reporting Type: HQ_NEISO
ReportingType | 2015 | 2020 | 2025 | 2030 | 2035 | 2040
BM | 0 | 0 | 0 | 0 | 0 | 0
CC | 0 | 0 | 0 | 0 | 0 | 0
CSP | 0 | 0 | 0 | 0 | 0 | 0
CT | 0 | 0 | 0 | 0 | 0 | 0
Coal | 0 | 0 | 0 | 0 | 0 | 0
Geo | 0 | 0 | 0 | 0 | 0 | 0
H | 0 | 0 | 0 | 0 | 0 | 0
LFG | 0 | 0 | 0 | 0 | 0 | 0
Nuc | 0.1 | 0.1 | 0.1 | 0.1 | 0.1 | 0.1
PS | 0 | 0 | 0 | 0 | 0 | 0
PV | 0 | 0 | 0 | 0 | 0 | 0
PeakG | 0 | 0 | 0 | 0 | 0 | 0
PeakO | 0 | 0 | 0 | 0 | 0 | 0
ST | 0 | 0 | 0 | 0 | 0 | 0
STOG | 0 | 0 | 0 | 0 | 0 | 0
STWD | 0 | 0 | 0 | 0 | 0 | 0
WT | 0 | 0 | 0 | 0 | 0 | 0
IGCC | 0 | 0 | 0 | 0 | 0 | 0
DemandResponse | 0 | 0 | 0 | 0 | 0 | 0
IGCC-CCS | 0 | 0 | 0 | 0 | 0 | 0
WT_off | 0 | 0 | 0 | 0 | 0 | 0
PseudoUnit | 0 | 0.01 | 0.01 | 0.02 | 0.13 | 300
FixedInterchange | 2920 | 2920 | 2920 | 2920 | 2920 | 2920
Total Installed Capacity by Reporting Type: HQ_NY
ReportingType | 2015 | 2020 | 2025 | 2030 | 2035 | 2040
BM | 0 | 0 | 0 | 0 | 0 | 0
CC | 0 | 0 | 0 | 0 | 0 | 0
CSP | 0 | 0 | 0 | 0 | 0 | 0
CT | 0 | 0 | 0 | 0 | 0 | 0
Coal | 0 | 0 | 0 | 0 | 0 | 0
Geo | 0 | 0 | 0 | 0 | 0 | 0
H | 0 | 0 | 0 | 0 | 0 | 0
LFG | 0 | 0 | 0 | 0 | 0 | 0
Nuc | 0.1 | 0.1 | 0.1 | 0.1 | 0.1 | 0.1
PS | 0 | 0 | 0 | 0 | 0 | 0
PV | 0 | 0 | 0 | 0 | 0 | 0
PeakG | 0 | 0 | 0 | 0 | 0 | 0
PeakO | 0 | 0 | 0 | 0 | 0 | 0
ST | 0 | 0 | 0 | 0 | 0 | 0
STOG | 0 | 0 | 0 | 0 | 0 | 0
STWD | 0 | 0 | 0 | 0 | 0 | 0
WT | 0 | 0 | 0 | 0 | 0 | 0
IGCC | 0 | 0 | 0 | 0 | 0 | 0
DemandResponse | 0 | 0 | 0 | 0 | 0 | 0
IGCC-CCS | 0 | 0 | 0 | 0 | 0 | 0
WT_off | 0 | 0 | 0 | 0 | 0 | 0
PseudoUnit | 0 | 0.01 | 0.02 | 0.04 | 2499.98 | 2500
FixedInterchange | 1500 | 1500 | 1500 | 1500 | 1500 | 1500
Total Installed Capacity by Reporting Type: MARITIMES
ReportingType | 2015 | 2020 | 2025 | 2030 | 2035 | 2040
BM | 0 | 0 | 0 | 0 | 0 | 0
CC | 0 | 0 | 0 | 0 | 0 | 0
CSP | 0 | 0 | 0 | 0 | 0 | 0
CT | 0 | 0 | 0 | 0 | 0 | 0
Coal | 0 | 0 | 0 | 0 | 0 | 0
Geo | 0 | 0 | 0 | 0 | 0 | 0
H | 0 | 0 | 0 | 0 | 0 | 0
LFG | 0 | 0 | 0 | 0 | 0 | 0
Nuc | 0.1 | 0.1 | 0.1 | 0.1 | 0.1 | 0.1
PS | 0 | 0 | 0 | 0 | 0 | 0
PV | 0 | 0 | 0 | 0 | 0 | 0
PeakG | 0 | 0 | 0 | 0 | 0 | 0
PeakO | 0 | 0 | 0 | 0 | 0 | 0
ST | 0 | 0 | 0 | 0 | 0 | 0
STOG | 0 | 0 | 0 | 0 | 0 | 0
STWD | 0 | 0 | 0 | 0 | 0 | 0
WT | 0 | 0 | 0 | 0 | 0 | 0
IGCC | 0 | 0 | 0 | 0 | 0 | 0
DemandResponse | 0 | 0 | 0 | 0 | 0 | 0
IGCC-CCS | 0 | 0 | 0 | 0 | 0 | 0
WT_off | 0 | 0 | 0 | 0 | 0 | 0
PseudoUnit | 0 | 0.01 | 0.01 | 0.02 | 0.14 | 500
FixedInterchange | 1400 | 1400 | 1400 | 1400 | 1400 | 1400
Total Installed Capacity by Reporting Type: All
ReportingType | 2015 | 2020 | 2025 | 2030 | 2035 | 2040
BM | 1251 | 1421.55 | 1960.35 | 1972.97 | 26634.24 | 57312.64
CC | 299709.17 | 342139.31 | 337609.97 | 323083.41 | 280105.86 | 242352.88
CSP | 0.01 | 0.01 | 0.01 | 0.01 | 0.01 | 0.01
CT | 6394.41 | 7936.11 | 7936.41 | 7517.64 | 2734.45 | 2741.41
Coal | 167250.08 | 98912.74 | 52377.62 | 35616.98 | 35614.27 | 35594.56
Geo | 2534.1 | 4609.12 | 9038.12 | 9038.12 | 9038.14 | 9038.13
H | 106079.79 | 107557.95 | 109826.12 | 112967.1 | 114661.14 | 114661.3
LFG | 4135.71 | 6088.7 | 8298.7 | 9022.75 | 9022.76 | 9022.89
Nuc | 117236.86 | 121152.37 | 134698.23 | 169664.17 | 193088.55 | 223382.54
PS | 21788 | 21788 | 21788 | 21788 | 21788 | 21788
PV | 1647.82 | 3716.8 | 4618.49 | 4793.09 | 3725.78 | 3791.83
PeakG | 118782.61 | 118782.53 | 117815.76 | 113647.35 | 103883.53 | 103463.68
PeakO | 19172.86 | 19172.75 | 18280.88 | 16668.35 | 15306.84 | 12010.77
ST | 760 | 1573.06 | 1801 | 1918.16 | 4850.5 | 5686.41
STOG | 52634.97 | 52553.69 | 46051.39 | 37771 | 29914.06 | 23643.02
STWD | 4951 | 4951 | 4951 | 4950.99 | 4951 | 4950.99
WT | 64004.37 | 183321.47 | 300415.87 | 409838.79 | 455212.88 | 470760.53
IGCC | 618.1 | 618.26 | 618.27 | 618.28 | 618.29 | 618.3
DemandResponse | 37863.74 | 60093.26 | 85862.57 | 89210.8 | 92685.8 | 96304.58
IGCC-CCS | 0 | 0.19 | 0.34 | 0.44 | 0.79 | 0.86
WT_off | 468 | 468.11 | 1568.3 | 1568.42 | 1568.54 | 1568.63
PseudoUnit | 0 | 0.02 | 0.04 | 0.09 | 2500.3 | 3300.2
FixedInterchange | 8820 | 8820 | 8820 | 8820 | 8820 | 8820
Total Installed Capacity by Reporting Type: EI_US
ReportingType | 2015 | 2020 | 2025 | 2030 | 2035 | 2040
BM | 741.12 | 911.65 | 1450.44 | 1463.03 | 21315.38 | 51372.5
CC | 204573.28 | 241331.37 | 239938.57 | 228355.07 | 201509.31 | 170400.63
CSP | 0 | 0 | 0 | 0 | 0 | 0
CT | 4324.22 | 5865.9 | 5866.17 | 5447.43 | 2730.94 | 2737.9
Coal | 133967.98 | 71645.53 | 41489.75 | 28954.76 | 28952.57 | 28933.35
Geo | 44 | 44 | 44 | 44 | 44 | 44
H | 29436.09 | 30219.24 | 30992.38 | 31673.29 | 32782.38 | 32782.48
LFG | 3458.09 | 4477.28 | 5812.3 | 6535.83 | 6535.84 | 6535.95
Nuc | 89571.36 | 93486.86 | 99141.53 | 116815.81 | 121906.82 | 142304.12
PS | 16931 | 16931 | 16931 | 16931 | 16931 | 16931
PV | 176.56 | 2245.52 | 3147.18 | 3321.75 | 3334.85 | 3400.83
PeakG | 97444.67 | 97444.62 | 97444.39 | 93281.57 | 83517.78 | 83097.98
PeakO | 18471.46 | 18471.37 | 17627.26 | 16014.82 | 14653.34 | 11357.31
ST | 0 | 0 | 0 | 0 | 0 | 0
STOG | 28376.8 | 28376.76 | 26373.9 | 24361.59 | 24361.31 | 18090.32
STWD | 2980 | 2980 | 2980 | 2980 | 2980 | 2980
WT | 36938.07 | 136740.52 | 221072.27 | 308617.55 | 345624.42 | 357592.88
IGCC | 618.09 | 618.23 | 618.24 | 618.25 | 618.26 | 618.27
DemandResponse | 29707.66 | 46218.47 | 65324.07 | 67718.5 | 70208.86 | 72802.09
IGCC-CCS | 0 | 0.16 | 0.28 | 0.36 | 0.65 | 0.71
WT_off | 468 | 468.1 | 1568.27 | 1568.36 | 1568.46 | 1568.51
PseudoUnit | 0 | 0.02 | 0.03 | 0.08 | 2500.25 | 3300
FixedInterchange | 5820 | 5820 | 5820 | 5820 | 5820 | 5820
Total Installed Capacity by Reporting Type: EI_Canada
ReportingType | 2015 | 2020 | 2025 | 2030 | 2035 | 2040
BM | 326.33 | 326.33 | 326.33 | 326.33 | 326.33 | 326.33
CC | 1994.4 | 1994.42 | 1263.62 | 1263.59 | 1263.59 | 1263.58
CSP | 0 | 0 | 0 | 0 | 0 | 0
CT | 368.04 | 368.04 | 368.04 | 368.04 | 0.91 | 0.91
Coal | 950.75 | 390.42 | 0.11 | 0.09 | 0.09 | 0.08
Geo | 0 | 0 | 0 | 0 | 0 | 0
H | 15168.7 | 15863.7 | 17358.71 | 19818.72 | 20068.7 | 20068.7
LFG | 117.5 | 117.5 | 117.5 | 118 | 118 | 118
Nuc | 13018.2 | 13018.2 | 13018.21 | 13018.21 | 11988.21 | 10448.21
PS | 123 | 123 | 123 | 123 | 123 | 123
PV | 1097.26 | 1097.26 | 1097.26 | 1097.26 | 30 | 30
PeakG | 561.71 | 561.7 | 8.39 | 2.84 | 2.84 | 2.83
PeakO | 4.36 | 4.36 | 0.46 | 0.4 | 0.4 | 0.4
ST | 0 | 0 | 0 | 0 | 0 | 0
STOG | 126.05 | 126.04 | 0.09 | 0.08 | 0.08 | 0.08
STWD | 139 | 139 | 139 | 139 | 139 | 139
WT | 3963.3 | 3963.3 | 3963.3 | 3963.3 | 3660.96 | 3660.96
IGCC | 0 | 0 | 0 | 0 | 0 | 0
DemandResponse | 2048.29 | 2374.97 | 2887.27 | 2989.59 | 3095.56 | 3205.29
IGCC-CCS | 0 | 0 | 0 | 0 | 0 | 0
WT_off | 0 | 0 | 0.01 | 0.01 | 0.02 | 0.04
PseudoUnit | 0 | 0 | 0.01 | 0.01 | 0.05 | 0.2
FixedInterchange | 3000 | 3000 | 3000 | 3000 | 3000 | 3000
Total Installed Capacity by Reporting Type: EI
ReportingType | 2015 | 2020 | 2025 | 2030 | 2035 | 2040
BM | 1067.45 | 1237.99 | 1776.77 | 1789.37 | 21641.72 | 51698.83
CC | 206567.67 | 243325.8 | 241202.18 | 229618.65 | 202772.9 | 171664.21
CSP | 0 | 0 | 0 | 0 | 0 | 0
CT | 4692.26 | 6233.94 | 6234.22 | 5815.47 | 2731.85 | 2738.81
Coal | 134918.73 | 72035.95 | 41489.85 | 28954.85 | 28952.66 | 28933.43
Geo | 44 | 44 | 44 | 44 | 44 | 44
H | 44604.79 | 46082.94 | 48351.08 | 51492.01 | 52851.08 | 52851.18
LFG | 3575.59 | 4594.78 | 5929.8 | 6653.82 | 6653.84 | 6653.95
Nuc | 102589.56 | 106505.06 | 112159.74 | 129834.02 | 133895.03 | 152752.33
PS | 17054 | 17054 | 17054 | 17054 | 17054 | 17054
PV | 1273.81 | 3342.78 | 4244.44 | 4419.01 | 3364.85 | 3430.83
PeakG | 98006.38 | 98006.32 | 97452.78 | 93284.41 | 83520.62 | 83100.81
PeakO | 18475.82 | 18475.73 | 17627.72 | 16015.23 | 14653.73 | 11357.7
ST | 0 | 0 | 0 | 0 | 0 | 0
STOG | 28502.84 | 28502.81 | 26373.99 | 24361.68 | 24361.39 | 18090.4
STWD | 3119 | 3119 | 3119 | 3119 | 3119 | 3119
WT | 40901.37 | 140703.82 | 225035.57 | 312580.85 | 349285.38 | 361253.83
IGCC | 618.09 | 618.23 | 618.24 | 618.25 | 618.26 | 618.27
DemandResponse | 31755.95 | 48593.44 | 68211.33 | 70708.09 | 73304.41 | 76007.38
IGCC-CCS | 0 | 0.16 | 0.28 | 0.36 | 0.65 | 0.71
WT_off | 468 | 468.1 | 1568.27 | 1568.38 | 1568.48 | 1568.54
PseudoUnit | 0 | 0.02 | 0.04 | 0.09 | 2500.3 | 3300.2
FixedInterchange | 8820 | 8820 | 8820 | 8820 | 8820 | 8820
Total Installed Capacity by Reporting Type: Outside_EI
ReportingType | 2015 | 2020 | 2025 | 2030 | 2035 | 2040
BM | 183.55 | 183.57 | 183.58 | 183.6 | 4992.52 | 5613.81
CC | 93141.49 | 98813.51 | 96407.78 | 93464.76 | 77332.96 | 70688.67
CSP | 0.01 | 0.01 | 0.01 | 0.01 | 0.01 | 0.01
CT | 1702.15 | 1702.17 | 1702.19 | 1702.18 | 2.6 | 2.6
Coal | 32331.35 | 26876.79 | 10887.77 | 6662.13 | 6661.61 | 6661.13
Geo | 2490.1 | 4565.12 | 8994.12 | 8994.12 | 8994.13 | 8994.13
H | 61475 | 61475.01 | 61475.04 | 61475.1 | 61810.06 | 61810.12
LFG | 560.11 | 1493.92 | 2368.9 | 2368.92 | 2368.93 | 2368.95
Nuc | 14647.3 | 14647.31 | 22538.49 | 39830.15 | 59193.52 | 70630.22
PS | 4734 | 4734 | 4734 | 4734 | 4734 | 4734
PV | 374.01 | 374.02 | 374.05 | 374.08 | 360.93 | 361
PeakG | 20776.23 | 20776.21 | 20362.98 | 20362.94 | 20362.9 | 20362.87
PeakO | 697.04 | 697.02 | 653.16 | 653.13 | 653.1 | 653.07
ST | 760 | 1573.06 | 1801 | 1918.16 | 4850.5 | 5686.41
STOG | 24132.13 | 24050.89 | 19677.41 | 13409.33 | 5552.67 | 5552.61
STWD | 1832 | 1832 | 1832 | 1832 | 1832 | 1832
WT | 23103 | 42617.65 | 75380.3 | 97257.94 | 105927.51 | 109506.7
IGCC | 0.01 | 0.03 | 0.03 | 0.03 | 0.03 | 0.03
DemandResponse | 6107.8 | 11499.81 | 17651.23 | 18502.71 | 19381.39 | 20297.2
IGCC-CCS | 0 | 0.03 | 0.07 | 0.09 | 0.14 | 0.15
WT_off | 0 | 0.01 | 0.03 | 0.05 | 0.06 | 0.09
PseudoUnit | 0 | 0 | 0 | 0 | 0 | 0
FixedInterchange | 0 | 0 | 0 | 0 | 0 | 0
#6 | 618.09: Retrofit Capacity (MW)
Retrofit Capacity by Reporting Type: Entergy
ReportingType | 2015 | 2020 | 2025 | 2030 | 2035 | 2040
FGD | 0.61 | 1842.06 | 1.04 | 0.63 | 0.56 | 0.5
SNCR | 1.47 | 1.17 | 0.25 | 0.15 | 0.15 | 0.14
SCR | 0.16 | 0.18 | 0.17 | 0.16 | 0.15 | 0.15
ACI90 | 0 | 0 | 0 | 0 | 0 | 0
RPJ90 | 0.9 | 1842.2 | 1.17 | 0.73 | 0.66 | 0.59
PCSEQ | 0 | 0 | 0 | 0 | 0 | 0
Retrofit Capacity by Reporting Type: FRCC
ReportingType | 2015 | 2020 | 2025 | 2030 | 2035 | 2040
FGD | 0.14 | 0.1 | 0.09 | 0.08 | 0.07 | 0.07
SNCR | 0.78 | 0.14 | 0.11 | 0.07 | 0.08 | 0.08
SCR | 1898.8 | 0.76 | 0.74 | 0.73 | 0.73 | 0.74
ACI90 | 0 | 0 | 0 | 0 | 0 | 0
RPJ90 | 1.41 | 1260.65 | 1255.12 | 1254.95 | 1254.93 | 1254.92
PCSEQ | 0 | 0.08 | 0.4 | 176.53 | 542.14 | 632.01
Retrofit Capacity by Reporting Type: MAPP_US
ReportingType | 2015 | 2020 | 2025 | 2030 | 2035 | 2040
FGD | 221.06 | 0.17 | 0.16 | 0.15 | 0.15 | 0.14
SNCR | 0.28 | 0.63 | 0.73 | 0.8 | 0.94 | 1.07
SCR | 0.08 | 0.12 | 0.12 | 0.13 | 0.14 | 0.15
ACI90 | 0 | 0 | 0 | 0 | 0 | 0
RPJ90 | 0.82 | 1150.26 | 736.13 | 585.85 | 585.82 | 585.79
PCSEQ | 0 | 0 | 0 | 0 | 0 | 0
Retrofit Capacity by Reporting Type: MISO_IN
ReportingType | 2015 | 2020 | 2025 | 2030 | 2035 | 2040
FGD | 0.34 | 472.18 | 472.13 | 0.42 | 0.39 | 0.35
SNCR | 2.11 | 1.65 | 1.59 | 0.26 | 0.29 | 0.29
SCR | 0.26 | 0.29 | 0.28 | 0.25 | 0.25 | 0.24
ACI90 | 0 | 0 | 0 | 0 | 0 | 0
RPJ90 | 87.12 | 7395.52 | 6749.1 | 3627.76 | 3627.7 | 3627.59
PCSEQ | 0 | 0.09 | 38.98 | 476.91 | 1802.17 | 1872.41
Retrofit Capacity by Reporting Type: MISO_MI
ReportingType | 2015 | 2020 | 2025 | 2030 | 2035 | 2040
FGD | 0.83 | 2.13 | 1.98 | 1.25 | 1.2 | 1.13
SNCR | 2.1 | 0.6 | 0.57 | 0.26 | 0.27 | 0.28
SCR | 355.36 | 0.5 | 0.46 | 0.36 | 0.35 | 0.34
ACI90 | 0 | 0 | 0 | 0 | 0 | 0
RPJ90 | 1.5 | 3.66 | 3.5 | 2.75 | 2.69 | 2.61
PCSEQ | 0 | 0.02 | 0.09 | 0.29 | 0.73 | 0.73
Retrofit Capacity by Reporting Type: MISO_MO-IL
ReportingType | 2015 | 2020 | 2025 | 2030 | 2035 | 2040
FGD | 1 | 883.91 | 883.71 | 1.12 | 1.04 | 0.95
SNCR | 3.65 | 1.7 | 1.42 | 0.32 | 0.34 | 0.34
SCR | 400.36 | 200.38 | 200.36 | 200.33 | 200.32 | 200.31
ACI90 | 0 | 0 | 0 | 0 | 0 | 0
RPJ90 | 2320.22 | 3329.47 | 2344.9 | 523.33 | 531.39 | 539.36
PCSEQ | 0 | 0.03 | 2.9 | 109.37 | 322.32 | 322.33
Retrofit Capacity by Reporting Type: MISO_W
ReportingType | 2015 | 2020 | 2025 | 2030 | 2035 | 2040
FGD | 0.69 | 868.57 | 868.43 | 0.65 | 0.58 | 0.52
SNCR | 3.14 | 2.04 | 2.02 | 0.29 | 0.31 | 0.29
SCR | 963.65 | 351.05 | 0.91 | 0.43 | 0.42 | 0.41
ACI90 | 0 | 0 | 0 | 0 | 0 | 0
RPJ90 | 2654.68 | 5784.51 | 4527.59 | 801.4 | 801.29 | 801.15
PCSEQ | 0 | 0.02 | 288.28 | 288.29 | 403.04 | 403.05
Retrofit Capacity by Reporting Type: MISO_WUMS
ReportingType | 2015 | 2020 | 2025 | 2030 | 2035 | 2040
FGD | 1135.38 | 335.32 | 335.01 | 0.93 | 0.89 | 0.83
SNCR | 0.55 | 0.55 | 0.57 | 0.08 | 0.09 | 0.08
SCR | 2778.73 | 616.17 | 615.92 | 615.6 | 615.59 | 615.59
ACI90 | 0 | 0 | 0 | 0 | 0 | 0
RPJ90 | 1836.8 | 1005.09 | 1030.55 | 727.02 | 752.93 | 785.11
PCSEQ | 0 | 0.04 | 75.51 | 128.13 | 438.71 | 573.93
Retrofit Capacity by Reporting Type: Nebraska
ReportingType | 2015 | 2020 | 2025 | 2030 | 2035 | 2040
FGD | 0.17 | 0.36 | 0.33 | 0.31 | 0.3 | 0.27
SNCR | 0.17 | 0.1 | 0.1 | 0.09 | 0.1 | 0.09
SCR | 0.06 | 0.08 | 0.08 | 0.08 | 0.08 | 0.08
ACI90 | 0 | 0 | 0 | 0 | 0 | 0
RPJ90 | 1364.91 | 682.56 | 682.53 | 682.51 | 682.5 | 682.47
PCSEQ | 0 | 72.15 | 157.49 | 157.5 | 245.78 | 245.79
Retrofit Capacity by Reporting Type: NEISO
ReportingType | 2015 | 2020 | 2025 | 2030 | 2035 | 2040
FGD | 320.07 | 0.19 | 0.17 | 0.17 | 0.16 | 0.16
SNCR | 0.1 | 0.03 | 0.02 | 0.02 | 0.03 | 0.03
SCR | 0.02 | 0.03 | 0.03 | 0.03 | 0.03 | 0.03
ACI90 | 0 | 0 | 0 | 0 | 0 | 0
RPJ90 | 871.21 | 0.32 | 0.29 | 0.28 | 0.28 | 0.27
PCSEQ | 0 | 0 | 0.01 | 0.02 | 0.03 | 0.04
Retrofit Capacity by Reporting Type: NonRTO_Midwest
ReportingType | 2015 | 2020 | 2025 | 2030 | 2035 | 2040
FGD | 1403.21 | 1.77 | 1.7 | 1.41 | 1.34 | 1.32
SNCR | 1.35 | 0.75 | 0.7 | 0.16 | 0.13 | 0.13
SCR | 1464.13 | 732.24 | 732.23 | 732.19 | 732.16 | 732.15
ACI90 | 0 | 0 | 0 | 0 | 0 | 0
RPJ90 | 126.25 | 3431.79 | 2643.34 | 1696.23 | 1732.78 | 1763.04
PCSEQ | 0 | 0.13 | 26.38 | 450.99 | 1105.31 | 1105.33
Retrofit Capacity by Reporting Type: NYISO_A-F
ReportingType | 2015 | 2020 | 2025 | 2030 | 2035 | 2040
FGD | 0.03 | 0.09 | 0.08 | 0.08 | 0.07 | 0.07
SNCR | 0 | 0 | 0 | 0 | 0 | 0
SCR | 0.05 | 0.05 | 0.05 | 0.06 | 0.06 | 0.06
ACI90 | 0 | 0 | 0 | 0 | 0 | 0
RPJ90 | 486.48 | 0.3 | 0.29 | 0.28 | 0.27 | 0.27
PCSEQ | 0 | 0.01 | 0.01 | 0.04 | 0.05 | 0.05
Retrofit Capacity by Reporting Type: NYISO_G-I
ReportingType | 2015 | 2020 | 2025 | 2030 | 2035 | 2040
FGD | 0.04 | 0.09 | 0.08 | 0.08 | 0.07 | 0.07
SNCR | 0.06 | 0.02 | 0.02 | 0.02 | 0.02 | 0.02
SCR | 0.02 | 0.03 | 0.02 | 0.03 | 0.03 | 0.03
ACI90 | 0 | 0 | 0 | 0 | 0 | 0
RPJ90 | 0.05 | 0.09 | 0.08 | 0.08 | 0.08 | 0.07
PCSEQ | 0 | 0 | 0 | 0 | 0 | 0
Retrofit Capacity by Reporting Type: NYISO_J-K
ReportingType | 2015 | 2020 | 2025 | 2030 | 2035 | 2040
FGD | 0 | 0 | 0 | 0 | 0 | 0
SNCR | 0 | 0 | 0 | 0 | 0 | 0
SCR | 0 | 0 | 0 | 0 | 0 | 0
ACI90 | 0 | 0 | 0 | 0 | 0 | 0
RPJ90 | 0 | 0 | 0 | 0 | 0 | 0
PCSEQ | 0 | 0 | 0 | 0 | 0 | 0
Retrofit Capacity by Reporting Type: PJM_E
ReportingType | 2015 | 2020 | 2025 | 2030 | 2035 | 2040
FGD | 0.16 | 0.35 | 0.31 | 0.31 | 0.29 | 0.25
SNCR | 0 | 0 | 0 | 0 | 0 | 0
SCR | 568.06 | 0.23 | 0.16 | 0.17 | 0.16 | 0.16
ACI90 | 0 | 0 | 0 | 0 | 0 | 0
RPJ90 | 1890 | 154.17 | 183.34 | 212.1 | 256.7 | 296.68
PCSEQ | 0 | 0.02 | 0.04 | 0.23 | 114.35 | 173.4
Retrofit Capacity by Reporting Type: PJM_ROM
ReportingType | 2015 | 2020 | 2025 | 2030 | 2035 | 2040
FGD | 0.18 | 0.35 | 0.31 | 0.3 | 0.29 | 0.27
SNCR | 0.7 | 0.34 | 0.11 | 0.12 | 0.1 | 0.1
SCR | 341.28 | 0.28 | 0.27 | 0.27 | 0.27 | 0.26
ACI90 | 0 | 0 | 0 | 0 | 0 | 0
RPJ90 | 1288.42 | 526.06 | 4.3 | 4.26 | 4.11 | 4.03
PCSEQ | 0 | 0.05 | 0.41 | 0.86 | 1.87 | 1.96
Retrofit Capacity by Reporting Type: PJM_ROR
ReportingType | 2015 | 2020 | 2025 | 2030 | 2035 | 2040
FGD | 1.96 | 3.53 | 2.9 | 2.79 | 2.53 | 2.31
SNCR | 6.67 | 1.26 | 0.78 | 0.82 | 0.77 | 0.74
SCR | 1202.43 | 1.97 | 1.62 | 1.62 | 1.59 | 1.57
ACI90 | 0 | 0 | 0 | 0 | 0 | 0
RPJ90 | 76.76 | 14526 | 6415.82 | 6415.72 | 6415.38 | 6415.11
PCSEQ | 0 | 0.28 | 820.25 | 1146.96 | 3894.43 | 3894.59
Retrofit Capacity by Reporting Type: SOCO
ReportingType | 2015 | 2020 | 2025 | 2030 | 2035 | 2040
FGD | 4089.61 | 2011.4 | 3.14 | 2.99 | 2.91 | 2.85
SNCR | 1.8 | 0.38 | 0.21 | 0.19 | 0.19 | 0.19
SCR | 3405.29 | 2009.93 | 2 | 1.98 | 1.97 | 1.96
ACI90 | 0 | 0 | 0 | 0 | 0 | 0
RPJ90 | 6811.72 | 4066.53 | 2058.26 | 2058.09 | 2058 | 2057.93
PCSEQ | 0 | 0.23 | 1035.62 | 1256.86 | 1259.4 | 1259.43
Retrofit Capacity by Reporting Type: SPP_N
ReportingType | 2015 | 2020 | 2025 | 2030 | 2035 | 2040
FGD | 0.23 | 0.53 | 0.48 | 0.39 | 0.38 | 0.32
SNCR | 0.24 | 0.77 | 0.45 | 0.44 | 0.51 | 0.16
SCR | 0.11 | 0.15 | 0.15 | 0.16 | 0.17 | 0.16
ACI90 | 0 | 0 | 0 | 0 | 0 | 0
RPJ90 | 1390.85 | 3981.6 | 3.63 | 3.39 | 3.37 | 1.45
PCSEQ | 0 | 0.01 | 0.03 | 0.11 | 0.16 | 0.27
Retrofit Capacity by Reporting Type: SPP_S
ReportingType | 2015 | 2020 | 2025 | 2030 | 2035 | 2040
FGD | 1.72 | 1777.74 | 17.72 | 17.43 | 17.36 | 1.58
SNCR | 2.51 | 3.24 | 2.22 | 2.28 | 2.5 | 0.63
SCR | 0.37 | 0.49 | 0.49 | 0.49 | 0.51 | 0.48
ACI90 | 0 | 0 | 0 | 0 | 0 | 0
RPJ90 | 2.85 | 3004.53 | 18.58 | 18.25 | 18.16 | 2.21
PCSEQ | 0 | 0 | 0 | 0 | 0 | 0
Retrofit Capacity by Reporting Type: TVA
ReportingType | 2015 | 2020 | 2025 | 2030 | 2035 | 2040
FGD | 0.32 | 0.65 | 0.59 | 0.52 | 0.47 | 0.44
SNCR | 0.85 | 0.32 | 0.33 | 0.23 | 0.1 | 0.1
SCR | 0.13 | 0.13 | 0.12 | 0.12 | 0.11 | 0.11
ACI90 | 0 | 0 | 0 | 0 | 0 | 0
RPJ90 | 1.23 | 2867.34 | 973.76 | 3.01 | 2.37 | 2.32
PCSEQ | 0 | 0.05 | 0.23 | 0.58 | 0.98 | 0.99
Retrofit Capacity by Reporting Type: TVA_Transmission
ReportingType | 2015 | 2020 | 2025 | 2030 | 2035 | 2040
FGD | 0 | 0 | 0 | 0 | 0 | 0
SNCR | 0 | 0 | 0 | 0 | 0 | 0
SCR | 0 | 0 | 0 | 0 | 0 | 0
ACI90 | 0 | 0 | 0 | 0 | 0 | 0
RPJ90 | 0 | 0 | 0 | 0 | 0 | 0
PCSEQ | 0 | 0 | 0 | 0 | 0 | 0
Retrofit Capacity by Reporting Type: VACAR
ReportingType | 2015 | 2020 | 2025 | 2030 | 2035 | 2040
FGD | 0.1 | 0.2 | 0.19 | 0.17 | 0.16 | 0.16
SNCR | 0.05 | 0 | 0 | 0 | 0 | 0
SCR | 0.24 | 0.24 | 0.23 | 0.21 | 0.21 | 0.21
ACI90 | 0 | 0 | 0 | 0 | 0 | 0
RPJ90 | 280.26 | 5816.47 | 2194.67 | 1163.63 | 1163.65 | 1163.7
PCSEQ | 0 | 0.14 | 219.55 | 386.43 | 585.67 | 585.87
Retrofit Capacity by Reporting Type: IESO
ReportingType | 2015 | 2020 | 2025 | 2030 | 2035 | 2040
FGD | 0 | 0 | 0 | 0 | 0 | 0
SNCR | 0 | 0 | 0 | 0 | 0 | 0
SCR | 0 | 0 | 0 | 0 | 0 | 0
ACI90 | 0 | 0 | 0 | 0 | 0 | 0
RPJ90 | 0 | 0 | 0 | 0 | 0 | 0
PCSEQ | 0 | 0 | 0 | 0 | 0 | 0
Retrofit Capacity by Reporting Type: MAPP_CA
ReportingType | 2015 | 2020 | 2025 | 2030 | 2035 | 2040
FGD | 0 | 0 | 0 | 0 | 0 | 0
SNCR | 0 | 0 | 0 | 0 | 0 | 0
SCR | 0 | 0 | 0 | 0 | 0 | 0
ACI90 | 0 | 0 | 0 | 0 | 0 | 0
RPJ90 | 0 | 0 | 0 | 0 | 0 | 0
PCSEQ | 0 | 0 | 0 | 0 | 0 | 0
Retrofit Capacity by Reporting Type: AZ_NM_SNV_Coal
ReportingType | 2015 | 2020 | 2025 | 2030 | 2035 | 2040
FGD | 384.02 | 0.15 | 0.14 | 0.09 | 0.07 | 0.06
SNCR | 0.53 | 0.66 | 1.17 | 0.29 | 0.27 | 0.25
SCR | 800.15 | 400.21 | 400.22 | 400.2 | 400.19 | 400.19
ACI90 | 0 | 0 | 0 | 0 | 0 | 0
RPJ90 | 3350.67 | 6570.21 | 3970.18 | 554.59 | 573.67 | 592.96
PCSEQ | 0 | 0.01 | 0.04 | 61.1 | 354.67 | 354.67
Retrofit Capacity by Reporting Type: AZ_NM_SNV_Gas
ReportingType | 2015 | 2020 | 2025 | 2030 | 2035 | 2040
FGD | 0 | 0 | 0 | 0 | 0 | 0
SNCR | 0 | 0 | 0 | 0 | 0 | 0
SCR | 0 | 0 | 0 | 0 | 0 | 0
ACI90 | 0 | 0 | 0 | 0 | 0 | 0
RPJ90 | 0 | 0 | 0 | 0 | 0 | 0
PCSEQ | 0 | 0 | 0 | 0 | 0 | 0
Retrofit Capacity by Reporting Type: AZ_NM_SNV_NucRenew
ReportingType | 2015 | 2020 | 2025 | 2030 | 2035 | 2040
FGD | 0 | 0 | 0 | 0 | 0 | 0
SNCR | 0 | 0 | 0 | 0 | 0 | 0
SCR | 0 | 0 | 0 | 0 | 0 | 0
ACI90 | 0 | 0 | 0 | 0 | 0 | 0
RPJ90 | 0 | 0 | 0 | 0 | 0 | 0
PCSEQ | 0 | 0 | 0 | 0 | 0 | 0
Retrofit Capacity by Reporting Type: ERCOT
ReportingType | 2015 | 2020 | 2025 | 2030 | 2035 | 2040
FGD | 0.29 | 0.52 | 0.44 | 0.39 | 0.34 | 0.3
SNCR | 1.21 | 0.33 | 0.27 | 0.26 | 0.24 | 0.23
SCR | 3515.59 | 1330.62 | 1330.62 | 1330.63 | 1330.63 | 1330.63
ACI90 | 0 | 0 | 0 | 0 | 0 | 0
RPJ90 | 7263.85 | 2018.18 | 1515.69 | 1566.57 | 1638.2 | 1664.23
PCSEQ | 0 | 0.05 | 563.41 | 812.57 | 972.29 | 972.38
Retrofit Capacity by Reporting Type: NP15
ReportingType | 2015 | 2020 | 2025 | 2030 | 2035 | 2040
FGD | 0.01 | 0.03 | 0.02 | 0.02 | 0.02 | 0.02
SNCR | 0 | 0 | 0 | 0 | 0 | 0
SCR | 0.01 | 0.02 | 0.02 | 0.02 | 0.02 | 0.02
ACI90 | 0 | 0 | 0 | 0 | 0 | 0
RPJ90 | 0.03 | 0.11 | 0.1 | 0.07 | 0.06 | 0.06
PCSEQ | 0 | 0 | 0 | 0 | 0 | 0
Retrofit Capacity by Reporting Type: NWPP_Coal
ReportingType | 2015 | 2020 | 2025 | 2030 | 2035 | 2040
FGD | 0.23 | 0.38 | 0.19 | 0.16 | 0.15 | 0.13
SNCR | 0.47 | 0.58 | 0.42 | 0.27 | 0.27 | 0.26
SCR | 0.19 | 0.25 | 0.25 | 0.25 | 0.25 | 0.25
ACI90 | 0 | 0 | 0 | 0 | 0 | 0
RPJ90 | 455.61 | 5129.74 | 228.51 | 227.81 | 227.72 | 227.63
PCSEQ | 0 | 0.04 | 226.79 | 226.79 | 226.79 | 226.79
Retrofit Capacity by Reporting Type: NWPP_Gas
ReportingType | 2015 | 2020 | 2025 | 2030 | 2035 | 2040
FGD | 0 | 0 | 0 | 0 | 0 | 0
SNCR | 0 | 0 | 0 | 0 | 0 | 0
SCR | 0 | 0 | 0 | 0 | 0 | 0
ACI90 | 0 | 0 | 0 | 0 | 0 | 0
RPJ90 | 0 | 0 | 0 | 0 | 0 | 0
PCSEQ | 0 | 0 | 0 | 0 | 0 | 0
Retrofit Capacity by Reporting Type: NWPP_NucRenew
ReportingType | 2015 | 2020 | 2025 | 2030 | 2035 | 2040
FGD | 0 | 0 | 0 | 0 | 0 | 0
SNCR | 0 | 0 | 0 | 0 | 0 | 0
SCR | 0 | 0 | 0 | 0 | 0 | 0
ACI90 | 0 | 0 | 0 | 0 | 0 | 0
RPJ90 | 0 | 0 | 0 | 0 | 0 | 0
PCSEQ | 0 | 0 | 0 | 0 | 0 | 0
Retrofit Capacity by Reporting Type: RMPA
ReportingType | 2015 | 2020 | 2025 | 2030 | 2035 | 2040
FGD | 0.3 | 713.28 | 1.23 | 0.21 | 0.17 | 0.14
SNCR | 0.49 | 0.74 | 0.8 | 0.21 | 0.19 | 0.17
SCR | 1554.73 | 777.48 | 777.48 | 777.47 | 777.47 | 777.46
ACI90 | 0 | 0 | 0 | 0 | 0 | 0
RPJ90 | 2876.47 | 5194.9 | 1463.86 | 778.13 | 778 | 777.88
PCSEQ | 0 | 0.01 | 545.31 | 545.32 | 545.32 | 545.32
Retrofit Capacity by Reporting Type: SP15
ReportingType | 2015 | 2020 | 2025 | 2030 | 2035 | 2040
FGD | 0.01 | 0.03 | 0.03 | 0.03 | 0.03 | 0.03
SNCR | 0 | 0 | 0 | 0 | 0 | 0
SCR | 0.01 | 0.02 | 0.02 | 0.02 | 0.02 | 0.02
ACI90 | 0 | 0 | 0 | 0 | 0 | 0
RPJ90 | 0.04 | 101.23 | 101.2 | 0.08 | 0.08 | 0.07
PCSEQ | 0 | 0 | 0 | 0 | 0 | 0
Retrofit Capacity by Reporting Type: ALB
ReportingType | 2015 | 2020 | 2025 | 2030 | 2035 | 2040
FGD | 0 | 0 | 0 | 0 | 0 | 0
SNCR | 0 | 0 | 0 | 0 | 0 | 0
SCR | 0 | 0 | 0 | 0 | 0 | 0
ACI90 | 0 | 0 | 0 | 0 | 0 | 0
RPJ90 | 0 | 0 | 0 | 0 | 0 | 0
PCSEQ | 0 | 0 | 0 | 0 | 0 | 0
Retrofit Capacity by Reporting Type: BC
ReportingType | 2015 | 2020 | 2025 | 2030 | 2035 | 2040
FGD | 0 | 0 | 0 | 0 | 0 | 0
SNCR | 0 | 0 | 0 | 0 | 0 | 0
SCR | 0 | 0 | 0 | 0 | 0 | 0
ACI90 | 0 | 0 | 0 | 0 | 0 | 0
RPJ90 | 0 | 0 | 0 | 0 | 0 | 0
PCSEQ | 0 | 0 | 0 | 0 | 0 | 0
Retrofit Capacity by Reporting Type: HQ_IESO
ReportingType | 2015 | 2020 | 2025 | 2030 | 2035 | 2040
FGD | 0 | 0 | 0 | 0 | 0 | 0
SNCR | 0 | 0 | 0 | 0 | 0 | 0
SCR | 0 | 0 | 0 | 0 | 0 | 0
ACI90 | 0 | 0 | 0 | 0 | 0 | 0
RPJ90 | 0 | 0 | 0 | 0 | 0 | 0
PCSEQ | 0 | 0 | 0 | 0 | 0 | 0
Retrofit Capacity by Reporting Type: HQ_NEISO
ReportingType | 2015 | 2020 | 2025 | 2030 | 2035 | 2040
FGD | 0 | 0 | 0 | 0 | 0 | 0
SNCR | 0 | 0 | 0 | 0 | 0 | 0
SCR | 0 | 0 | 0 | 0 | 0 | 0
ACI90 | 0 | 0 | 0 | 0 | 0 | 0
RPJ90 | 0 | 0 | 0 | 0 | 0 | 0
PCSEQ | 0 | 0 | 0 | 0 | 0 | 0
Retrofit Capacity by Reporting Type: HQ_NY
ReportingType | 2015 | 2020 | 2025 | 2030 | 2035 | 2040
FGD | 0 | 0 | 0 | 0 | 0 | 0
SNCR | 0 | 0 | 0 | 0 | 0 | 0
SCR | 0 | 0 | 0 | 0 | 0 | 0
ACI90 | 0 | 0 | 0 | 0 | 0 | 0
RPJ90 | 0 | 0 | 0 | 0 | 0 | 0
PCSEQ | 0 | 0 | 0 | 0 | 0 | 0
Retrofit Capacity by Reporting Type: MARITIMES
ReportingType | 2015 | 2020 | 2025 | 2030 | 2035 | 2040
FGD | 0 | 0 | 0 | 0 | 0 | 0
SNCR | 0 | 0 | 0 | 0 | 0 | 0
SCR | 0 | 0 | 0 | 0 | 0 | 0
ACI90 | 0 | 0 | 0 | 0 | 0 | 0
RPJ90 | 0 | 0 | 0 | 0 | 0 | 0
PCSEQ | 0 | 0 | 0 | 0 | 0 | 0
Retrofit Capacity by Reporting Type: All
ReportingType | 2015 | 2020 | 2025 | 2030 | 2035 | 2040
FGD | 7562.72 | 8916.07 | 2592.64 | 33.08 | 32.01 | 15.23
SNCR | 31.28 | 17.99 | 14.86 | 7.64 | 7.87 | 5.68
SCR | 19250.26 | 6423.89 | 4065.05 | 4063.97 | 4063.88 | 4063.76
ACI90 | 0 | 0 | 0 | 0 | 0 | 0
RPJ90 | 35441.12 | 79843.49 | 39106.5 | 22908.87 | 23112.78 | 23249.51
PCSEQ | 0 | 73.46 | 4001.74 | 6225.88 | 12816.19 | 13171.36
Retrofit Capacity by Reporting Type: EI_US
ReportingType | 2015 | 2020 | 2025 | 2030 | 2035 | 2040
FGD | 7177.85 | 8201.69 | 2590.59 | 32.19 | 31.23 | 14.55
SNCR | 28.59 | 15.68 | 12.2 | 6.62 | 6.9 | 4.77
SCR | 13379.57 | 3915.28 | 1556.43 | 1555.38 | 1555.3 | 1555.19
ACI90 | 0 | 0 | 0 | 0 | 0 | 0
RPJ90 | 21494.44 | 60829.12 | 31826.96 | 19781.61 | 19895.06 | 19986.67
PCSEQ | 0 | 73.35 | 2666.19 | 4580.1 | 10717.12 | 11072.2
Retrofit Capacity by Reporting Type: EI_Canada
ReportingType | 2015 | 2020 | 2025 | 2030 | 2035 | 2040
FGD | 0 | 0 | 0 | 0 | 0 | 0
SNCR | 0 | 0 | 0 | 0 | 0 | 0
SCR | 0 | 0 | 0 | 0 | 0 | 0
ACI90 | 0 | 0 | 0 | 0 | 0 | 0
RPJ90 | 0 | 0 | 0 | 0 | 0 | 0
PCSEQ | 0 | 0 | 0 | 0 | 0 | 0
Retrofit Capacity by Reporting Type: EI
ReportingType | 2015 | 2020 | 2025 | 2030 | 2035 | 2040
FGD | 7177.85 | 8201.69 | 2590.59 | 32.19 | 31.23 | 14.55
SNCR | 28.59 | 15.68 | 12.2 | 6.62 | 6.9 | 4.77
SCR | 13379.57 | 3915.28 | 1556.43 | 1555.38 | 1555.3 | 1555.19
ACI90 | 0 | 0 | 0 | 0 | 0 | 0
RPJ90 | 21494.44 | 60829.12 | 31826.96 | 19781.61 | 19895.06 | 19986.67
PCSEQ | 0 | 73.35 | 2666.19 | 4580.1 | 10717.12 | 11072.2
Retrofit Capacity by Reporting Type: Outside_EI
ReportingType | 2015 | 2020 | 2025 | 2030 | 2035 | 2040
FGD | 384.86 | 714.38 | 2.04 | 0.9 | 0.78 | 0.68
SNCR | 2.69 | 2.31 | 2.66 | 1.03 | 0.97 | 0.91
SCR | 5870.69 | 2508.6 | 2508.61 | 2508.59 | 2508.58 | 2508.57
ACI90 | 0 | 0 | 0 | 0 | 0 | 0
RPJ90 | 13946.67 | 19014.37 | 7279.54 | 3127.26 | 3217.72 | 3262.84
PCSEQ | 0 | 0.1 | 1335.55 | 1645.78 | 2099.07 | 2099.15
#7 | 0: Reserve Margin (MW)
Reserve Margin Data: ALB
| 2015 | 2020 | 2025 | 2030 | 2035 | 2040
a. Peak Demand | 9181.37 | 9515.81 | 9741.03 | 10539.59 | 10511.17 | 10894.89
b. Peak Demand + Reserve Margin | 10834.02 | 11228.65 | 11494.41 | 12436.71 | 12403.18 | 12855.97
c. DR MW | 105.16 | 361.08 | 660.83 | 708.64 | 759.9 | 814.88
d. Capacity Credit | 10972.71 | 11228.66 | 12165.22 | 13622.58 | 13611.14 | 12998.9
Reserve Margin Data: BC
| 2015 | 2020 | 2025 | 2030 | 2035 | 2040
a. Peak Demand | 11225.55 | 11381.05 | 11396.67 | 12062.39 | 11767.86 | 11931.79
b. Peak Demand + Reserve Margin | 13246.15 | 13429.64 | 13448.08 | 14233.62 | 13886.07 | 14079.51
c. DR MW | 0.01 | 264.69 | 555.31 | 582.51 | 611.05 | 640.98
d. Capacity Credit | 13246.16 | 13429.66 | 13898.86 | 14447.74 | 14507.5 | 14782.86
Reserve Margin Data: ENT
| 2015 | 2020 | 2025 | 2030 | 2035 | 2040
a. Peak Demand | 31634.41 | 30708.05 | 30365.16 | 28510.79 | 27086.39 | 28230.18
b. Peak Demand + Reserve Margin | 36063.22 | 35007.18 | 34616.28 | 32502.31 | 30878.48 | 32182.41
c. DR MW | 301.55 | 1538.95 | 2854.33 | 2930.78 | 3009.27 | 3089.87
d. Capacity Credit | 36056.48 | 35003.06 | 34615.52 | 32506.67 | 30880.13 | 32182.02
Reserve Margin Data: ERCOT
| 2015 | 2020 | 2025 | 2030 | 2035 | 2040
a. Peak Demand | 68229.3 | 69451.1 | 69569.82 | 68940.45 | 68917.28 | 69525.49
b. Peak Demand + Reserve Margin | 76757.96 | 78132.49 | 78266.05 | 77558 | 77531.94 | 78216.17
c. DR MW | 740.81 | 3617.73 | 6720.3 | 6926.25 | 7155.61 | 7391.29
d. Capacity Credit | 76759.12 | 78092.3 | 78266.85 | 77554.68 | 77533.13 | 78216.81
Reserve Margin Data: FRCC
| 2015 | 2020 | 2025 | 2030 | 2035 | 2040
a. Peak Demand | 49725.75 | 49833.01 | 52804.36 | 53044.46 | 51283.38 | 54997.97
b. Peak Demand + Reserve Margin | 57681.87 | 57806.29 | 61253.06 | 61531.57 | 59488.72 | 63797.65
c. DR MW | 2734.45 | 3962.85 | 5527.63 | 5878.95 | 6252.59 | 6649.99
d. Capacity Credit | 57668.33 | 57806.51 | 61252.92 | 61528.83 | 59483.81 | 63795.1
Reserve Margin Data: IESO
| 2015 | 2020 | 2025 | 2030 | 2035 | 2040
a. Peak Demand | 21596.16 | 20650.12 | 20392.13 | 21284.45 | 20477.21 | 20474.97
b. Peak Demand + Reserve Margin | 25267.51 | 24160.64 | 23858.79 | 24902.8 | 23958.33 | 23955.71
c. DR MW | 1958.79 | 2066.83 | 2340.54 | 2421.21 | 2504.65 | 2590.98
d. Capacity Credit | 26712.14 | 26820.19 | 27093.92 | 27175.14 | 25791.24 | 24337.57
Reserve Margin Data: MAPP_CA
| 2015 | 2020 | 2025 | 2030 | 2035 | 2040
a. Peak Demand | 8035.11 | 8350.57 | 8287.28 | 8692.95 | 8404.88 | 8445.78
b. Peak Demand + Reserve Margin | 8999.32 | 9352.64 | 9281.75 | 9736.11 | 9413.46 | 9459.27
c. DR MW | 89.5 | 308.14 | 546.73 | 568.39 | 590.9 | 614.31
d. Capacity Credit | 8999.33 | 9352.65 | 9281.95 | 11757.91 | 11747.18 | 11770.56
Reserve Margin Data: MAPP_US
| 2015 | 2020 | 2025 | 2030 | 2035 | 2040
a. Peak Demand | 5129.44 | 5491.37 | 5428.86 | 5639.95 | 5683.4 | 5723.89
b. Peak Demand + Reserve Margin | 5847.56 | 6260.17 | 6188.9 | 6429.54 | 6479.08 | 6525.23
c. DR MW | 59 | 199.4 | 353.8 | 367.81 | 382.38 | 397.53
d. Capacity Credit | 5850.29 | 6259.74 | 6188.69 | 6432.14 | 6478.38 | 6526.6
Reserve Margin Data: NEISO
| 2015 | 2020 | 2025 | 2030 | 2035 | 2040
a. Peak Demand | 28416.17 | 26403.91 | 26008.78 | 25551.91 | 26477.35 | 25679.87
b. Peak Demand + Reserve Margin | 32962.76 | 30628.53 | 30170.18 | 29640.22 | 30713.72 | 29788.64
c. DR MW | 3092.4 | 3627.72 | 4230.66 | 4257.78 | 4282.5 | 4307.35
d. Capacity Credit | 32955.03 | 30626.61 | 30170.64 | 30134.04 | 30715.98 | 29794.49
Reserve Margin Data: NonRTO_Midwest
| 2015 | 2020 | 2025 | 2030 | 2035 | 2040
a. Peak Demand | 11412.35 | 11569.49 | 11884.9 | 10957.56 | 11262.84 | 11807.74
b. Peak Demand + Reserve Margin | 13010.07 | 13189.22 | 13548.79 | 12491.62 | 12839.64 | 13460.82
c. DR MW | 193.98 | 453.37 | 727.88 | 745.89 | 764.35 | 783.26
d. Capacity Credit | 13008.29 | 13191.86 | 13549.55 | 12483.89 | 12839.54 | 14122.02
Reserve Margin Data: NYISO_J-K
| 2015 | 2020 | 2025 | 2030 | 2035 | 2040
a. Peak Demand | 14770.7 | 15573.29 | 15898.98 | 16038 | 15901.54 | 16023.59
b. Peak Demand + Reserve Margin | 13589.04 | 14327.43 | 14627.07 | 14754.96 | 14629.41 | 14741.7
c. DR MW | 1319.07 | 1502.66 | 1718.62 | 1795.58 | 1875.99 | 1960
d. Capacity Credit | 14527.11 | 14710.79 | 14927.07 | 15078.42 | 15208.26 | 15292.25
Reserve Margin Data: PJM_E
| 2015 | 2020 | 2025 | 2030 | 2035 | 2040
a. Peak Demand | 29437.08 | 26957.84 | 26749.84 | 27161.45 | 27329.4 | 27784.97
b. Peak Demand + Reserve Margin | 28789.47 | 26364.77 | 26161.35 | 26563.9 | 26728.15 | 27173.7
c. DR MW | 1256.73 | 1718.17 | 2388.62 | 2469.72 | 2553.57 | 2640.27
d. Capacity Credit | 33737.88 | 33149.6 | 32183.87 | 32265.05 | 29480.45 | 27178.07
Reserve Margin Data: RMPA
| 2015 | 2020 | 2025 | 2030 | 2035 | 2040
a. Peak Demand | 12677.75 | 13837.46 | 12883.21 | 14032.71 | 14032.7 | 14320.28
b. Peak Demand + Reserve Margin | 14452.64 | 15774.71 | 14686.86 | 15997.29 | 15997.28 | 16325.12
c. DR MW | 486.05 | 622.89 | 804.5 | 856.88 | 912.57 | 971.91
d. Capacity Credit | 14875.41 | 15777.65 | 14686.64 | 15996.76 | 15996.65 | 16324.59
Reserve Margin Data: SOCO
| 2015 | 2020 | 2025 | 2030 | 2035 | 2040
a. Peak Demand | 48917.72 | 53536.94 | 53834.26 | 54220.95 | 53676.14 | 52835.67
b. Peak Demand + Reserve Margin | 55766.2 | 61032.11 | 61371.05 | 61811.89 | 61190.8 | 60232.67
c. DR MW | 2570.49 | 4773.97 | 7215.46 | 7512.46 | 7821.68 | 8143.63
d. Capacity Credit | 55754.25 | 61028.87 | 61372.86 | 61809.33 | 61188.98 | 60230.99
Reserve Margin Data: TVA
| 2015 | 2020 | 2025 | 2030 | 2035 | 2040
a. Peak Demand | 32046.86 | 35066.33 | 34262.05 | 33668.55 | 35751.86 | 35044.36
b. Peak Demand + Reserve Margin | 36853.89 | 40326.28 | 39401.36 | 38718.83 | 41114.64 | 40301.02
c. DR MW | 1805 | 2555.95 | 3357.9 | 3440.97 | 3526.11 | 3613.35
d. Capacity Credit | 36849.74 | 40342.14 | 39384.95 | 38716.6 | 41114.26 | 40304.09
Reserve Margin Data: VACAR
| 2015 | 2020 | 2025 | 2030 | 2035 | 2040
a. Peak Demand | 49895.42 | 52403.03 | 53541.25 | 53758.95 | 53001.52 | 54775.11
b. Peak Demand + Reserve Margin | 56880.77 | 59739.45 | 61037.02 | 61285.2 | 60421.73 | 62443.63
c. DR MW | 2339.28 | 3868.22 | 5651.52 | 5928.05 | 6218.12 | 6522.37
d. Capacity Credit | 56875.82 | 59733.62 | 61037.92 | 61281.82 | 60419.46 | 62441.58
Reserve Margin Data: AZ_NM_SNV
| 2015 | 2020 | 2025 | 2030 | 2035 | 2040
a. Peak Demand | 26478.97 | 29587.47 | 30300.18 | 30625.14 | 32130.99 | 32130.99
b. Peak Demand + Reserve Margin | 30636.17 | 34232.7 | 35057.31 | 35433.29 | 37175.56 | 37175.55
c. DR MW | 334.55 | 1076.71 | 1928.33 | 2059.84 | 2196.64 | 2344.36
d. Capacity Credit | 30626.88 | 34229.73 | 35058.89 | 35432.07 | 37177.44 | 37174.18
Reserve Margin Data: CA
| 2015 | 2020 | 2025 | 2030 | 2035 | 2040
a. Peak Demand | 62369.58 | 66254.09 | 67147.73 | 69917.77 | 71670.91 | 75639.37
b. Peak Demand + Reserve Margin | 72722.93 | 77252.26 | 78294.26 | 81524.12 | 83568.28 | 88195.5
c. DR MW | 4441.2 | 4603.38 | 4993.26 | 5277.46 | 5551.88 | 5835.06
d. Capacity Credit | 72712.54 | 77213.88 | 78323.68 | 81520.72 | 83570.75 | 88194.93
Reserve Margin Data: MISO
| 2015 | 2020 | 2025 | 2030 | 2035 | 2040
a. Peak Demand | 92771.39 | 93609.81 | 100435.65 | 101785.09 | 97786.79 | 101382.85
b. Peak Demand + Reserve Margin | 108913.62 | 109897.91 | 117911.45 | 119495.7 | 114801.69 | 119023.46
c. DR MW | 6024.78 | 8117.79 | 10669.2 | 11079.6 | 11505.92 | 11948.8
d. Capacity Credit | 108935.59 | 109875.32 | 117914.53 | 119548.01 | 114790.29 | 119023.61
Reserve Margin Data: NWPP
| 2015 | 2020 | 2025 | 2030 | 2035 | 2040
a. Peak Demand | 36159.13 | 38275.33 | 39293.31 | 39990.2 | 39990.2 | 43276.5
b. Peak Demand + Reserve Margin | 42667.78 | 45164.89 | 46366.11 | 47188.43 | 47188.44 | 51066.27
c. DR MW | 0.01 | 953.34 | 1988.72 | 2091.14 | 2193.74 | 2298.72
d. Capacity Credit | 49244.22 | 50594.47 | 49128.32 | 50905.73 | 49707.07 | 51575.61
Reserve Margin Data: NYISO
| 2015 | 2020 | 2025 | 2030 | 2035 | 2040
a. Peak Demand | 28540.06 | 30358.42 | 30861.79 | 31331.41 | 30533.94 | 30615.37
b. Peak Demand + Reserve Margin | 33249.17 | 35367.56 | 35953.98 | 36501.09 | 35572.04 | 35666.91
c. DR MW | 2565.83 | 2901.13 | 3296.24 | 3421.43 | 3551.63 | 3687.07
d. Capacity Credit | 34913.19 | 35364.68 | 35951.67 | 36501.51 | 35573.96 | 35665.57
Reserve Margin Data: NYISO_G-I_J-K
| 2015 | 2020 | 2025 | 2030 | 2035 | 2040
a. Peak Demand | 18572.33 | 19532.14 | 19944.79 | 20006.48 | 19907.3 | 20055.11
b. Peak Demand + Reserve Margin | 17643.71 | 18555.53 | 18947.55 | 19006.16 | 18911.93 | 19052.36
c. DR MW | 1658.63 | 1882.98 | 2152.95 | 2248.69 | 2348.69 | 2453.13
d. Capacity Credit | 18318.21 | 18552.24 | 18946.08 | 19161.24 | 18912.65 | 20464.2
Reserve Margin Data: PJM
| 2015 | 2020 | 2025 | 2030 | 2035 | 2040
a. Peak Demand | 147146.78 | 145723.4 | 140313.94 | 142279.02 | 141792.59 | 143869.67
b. Peak Demand + Reserve Margin | 169660.23 | 168019.08 | 161781.97 | 164047.71 | 163486.86 | 165881.73
c. DR MW | 6888.69 | 10788.12 | 15528.1 | 16025.26 | 16538.36 | 17067.93
d. Capacity Credit | 169650.41 | 168021.08 | 163284.56 | 164039.76 | 163494.15 | 165870.42
Reserve Margin Data: SPP
| 2015 | 2020 | 2025 | 2030 | 2035 | 2040
a. Peak Demand | 55452.51 | 59996.2 | 58421.53 | 59913.5 | 61638.24 | 62379.68
b. Peak Demand + Reserve Margin | 62994.05 | 68155.69 | 66366.86 | 68061.74 | 70021.04 | 70863.31
c. DR MW | 1132.21 | 3430.99 | 5911.36 | 6129.52 | 6355.94 | 6590.94
d. Capacity Credit | 62965.1 | 68209.68 | 66338.96 | 68006.22 | 69998.95 | 71494.59

## Transmission
$/MW
[8 empty] | Transfer |  | $/MWh | $/MWh | Wheel+ | $/MWh
Year | Line | From | To | EI Internal/External | Season | Block | Duration | Limit | MW flow | From price | To price | Friction | Shadow Price
2015 | ENT_2_MISO_MO-IL | ENT | MISO_MO-IL | Internal | Shoulder | B11 | 25 | 2260 | 0.16 | 80.3 | 76.27 | 8 | 0
2015 | ENT_2_MISO_MO-IL | ENT | MISO_MO-IL | Internal | Shoulder | B12 | 200 | 2260 | 0.05 | 59.62 | 62.61 | 8 | 0
2015 | ENT_2_MISO_MO-IL | ENT | MISO_MO-IL | Internal | Shoulder | B13 | 600 | 2260 | 0.01 | 59.62 | 59.65 | 8 | 0
2015 | ENT_2_MISO_MO-IL | ENT | MISO_MO-IL | Internal | Shoulder | B14 | 900 | 2260 | 0 | 57.64 | 57.59 | 8 | 0
2015 | ENT_2_MISO_MO-IL | ENT | MISO_MO-IL | Internal | Shoulder | B15 | 1203 | 2260 | 0 | 57.64 | 55.28 | 8 | 0
2015 | ENT_2_MISO_MO-IL | ENT | MISO_MO-IL | Internal | Summer | B1 | 10 | 2260 | 0.59 | 92.09 | 92.1 | 8 | 0
2015 | ENT_2_MISO_MO-IL | ENT | MISO_MO-IL | Internal | Summer | B2 | 25 | 2260 | 0.24 | 90.11 | 90.48 | 8 | 0
2015 | ENT_2_MISO_MO-IL | ENT | MISO_MO-IL | Internal | Summer | B3 | 75 | 2260 | 0.07 | 90.1 | 88.92 | 8 | 0
2015 | ENT_2_MISO_MO-IL | ENT | MISO_MO-IL | Internal | Summer | B4 | 100 | 2260 | 0.04 | 89.95 | 84.15 | 8 | 0
2015 | ENT_2_MISO_MO-IL | ENT | MISO_MO-IL | Internal | Summer | B5 | 200 | 2260 | 0.02 | 83.3 | 75.3 | 8 | 0
2015 | ENT_2_MISO_MO-IL | ENT | MISO_MO-IL | Internal | Summer | B6 | 300 | 2260 | 0.01 | 69.41 | 65.88 | 8 | 0
2015 | ENT_2_MISO_MO-IL | ENT | MISO_MO-IL | Internal | Summer | B7 | 400 | 2260 | 0.01 | 58.84 | 57.94 | 8 | 0
2015 | ENT_2_MISO_MO-IL | ENT | MISO_MO-IL | Internal | Summer | B8 | 500 | 2260 | 0 | 58.84 | 54.54 | 8 | 0
2015 | ENT_2_MISO_MO-IL | ENT | MISO_MO-IL | Internal | Summer | B9 | 800 | 2260 | 0 | 56.47 | 54 | 8 | 0
2015 | ENT_2_MISO_MO-IL | ENT | MISO_MO-IL | Internal | Summer | B10 | 1262 | 2260 | 0 | 56.47 | 51.97 | 8 | 0
2015 | ENT_2_MISO_MO-IL | ENT | MISO_MO-IL | Internal | Winter | B16 | 25 | 2260 | 0.24 | 76.75 | 76.75 | 8 | 0
2015 | ENT_2_MISO_MO-IL | ENT | MISO_MO-IL | Internal | Winter | B17 | 100 | 2260 | 0.17 | 62.04 | 67.33 | 8 | 0
2015 | ENT_2_MISO_MO-IL | ENT | MISO_MO-IL | Internal | Winter | B18 | 400 | 2260 | 0.02 | 60.49 | 60.24 | 8 | 0
2015 | ENT_2_MISO_MO-IL | ENT | MISO_MO-IL | Internal | Winter | B19 | 700 | 2260 | 0 | 59.98 | 58.72 | 8 | 0
2015 | ENT_2_MISO_MO-IL | ENT | MISO_MO-IL | Internal | Winter | B20 | 935 | 2260 | 0 | 59.98 | 54.01 | 8 | 0
2015 | ENT_2_SOCO | ENT | SOCO | Internal | Shoulder | B11 | 25 | 2000 | 511.95 | 80.3 | 88.3 | 8 | 0
2015 | ENT_2_SOCO | ENT | SOCO | Internal | Shoulder | B12 | 200 | 2000 | 0.06 | 59.62 | 64.2 | 8 | 0
2015 | ENT_2_SOCO | ENT | SOCO | Internal | Shoulder | B13 | 600 | 2000 | 0.01 | 59.62 | 62.03 | 8 | 0
2015 | ENT_2_SOCO | ENT | SOCO | Internal | Shoulder | B14 | 900 | 2000 | 0.01 | 57.64 | 62.03 | 8 | 0
2015 | ENT_2_SOCO | ENT | SOCO | Internal | Shoulder | B15 | 1203 | 2000 | 0 | 57.64 | 59.87 | 8 | 0
2015 | ENT_2_SOCO | ENT | SOCO | Internal | Summer | B1 | 10 | 2000 | 26.57 | 92.09 | 100.04 | 8 | 0
2015 | ENT_2_SOCO | ENT | SOCO | Internal | Summer | B2 | 25 | 2000 | 1083.3 | 90.11 | 98.11 | 8 | 0
2015 | ENT_2_SOCO | ENT | SOCO | Internal | Summer | B3 | 75 | 2000 | 1976.5 | 90.1 | 98.11 | 8 | 0.01
2015 | ENT_2_SOCO | ENT | SOCO | Internal | Summer | B4 | 100 | 2000 | 1999.04 | 89.95 | 98.11 | 8 | 0.16
2015 | ENT_2_SOCO | ENT | SOCO | Internal | Summer | B5 | 200 | 2000 | 1999.83 | 83.3 | 91.86 | 8 | 0.57
2015 | ENT_2_SOCO | ENT | SOCO | Internal | Summer | B6 | 300 | 2000 | 2322.19 | 69.41 | 79.71 | 8 | 2.31
2015 | ENT_2_SOCO | ENT | SOCO | Internal | Summer | B7 | 400 | 2000 | 2367.62 | 58.84 | 69.15 | 8 | 2.31
2015 | ENT_2_SOCO | ENT | SOCO | Internal | Summer | B8 | 500 | 2000 | 1781.39 | 58.84 | 66.84 | 8 | 0
2015 | ENT_2_SOCO | ENT | SOCO | Internal | Summer | B9 | 800 | 2000 | 0.01 | 56.47 | 60.82 | 8 | 0
2015 | ENT_2_SOCO | ENT | SOCO | Internal | Summer | B10 | 1262 | 2000 | 0 | 56.47 | 58.7 | 8 | 0
2015 | ENT_2_SOCO | ENT | SOCO | Internal | Winter | B16 | 25 | 2000 | 1999.47 | 76.75 | 85.38 | 8 | 0.63
2015 | ENT_2_SOCO | ENT | SOCO | Internal | Winter | B17 | 100 | 2000 | 0.13 | 62.04 | 67.25 | 8 | 0
2015 | ENT_2_SOCO | ENT | SOCO | Internal | Winter | B18 | 400 | 2000 | 0.02 | 60.49 | 64.51 | 8 | 0
2015 | ENT_2_SOCO | ENT | SOCO | Internal | Winter | B19 | 700 | 2000 | 0.02 | 59.98 | 64.51 | 8 | 0
2015 | ENT_2_SOCO | ENT | SOCO | Internal | Winter | B20 | 935 | 2000 | 0 | 59.98 | 62.25 | 8 | 0
2015 | ENT_2_SPP_N | ENT | SPP_N | Internal | Shoulder | B11 | 25 | 1300 | 0.36 | 80.3 | 83.25 | 8 | 0
2015 | ENT_2_SPP_N | ENT | SPP_N | Internal | Shoulder | B12 | 200 | 1300 | 0.12 | 59.62 | 66.04 | 8 | 0
2015 | ENT_2_SPP_N | ENT | SPP_N | Internal | Shoulder | B13 | 600 | 1300 | 0.01 | 59.62 | 60.26 | 8 | 0
2015 | ENT_2_SPP_N | ENT | SPP_N | Internal | Shoulder | B14 | 900 | 1300 | 0 | 57.64 | 60.18 | 8 | 0
2015 | ENT_2_SPP_N | ENT | SPP_N | Internal | Shoulder | B15 | 1203 | 1300 | 0 | 57.64 | 57.53 | 8 | 0
2015 | ENT_2_SPP_N | ENT | SPP_N | Internal | Summer | B1 | 10 | 1300 | 0.63 | 92.09 | 92.84 | 8 | 0
2015 | ENT_2_SPP_N | ENT | SPP_N | Internal | Summer | B2 | 25 | 1300 | 0.34 | 90.11 | 92.83 | 8 | 0
2015 | ENT_2_SPP_N | ENT | SPP_N | Internal | Summer | B3 | 75 | 1300 | 0.11 | 90.1 | 91.66 | 8 | 0
2015 | ENT_2_SPP_N | ENT | SPP_N | Internal | Summer | B4 | 100 | 1300 | 0.05 | 89.95 | 87.89 | 8 | 0
2015 | ENT_2_SPP_N | ENT | SPP_N | Internal | Summer | B5 | 200 | 1300 | 0.03 | 83.3 | 82.28 | 8 | 0
2015 | ENT_2_SPP_N | ENT | SPP_N | Internal | Summer | B6 | 300 | 1300 | 0.04 | 69.41 | 72.87 | 8 | 0
2015 | ENT_2_SPP_N | ENT | SPP_N | Internal | Summer | B7 | 400 | 1300 | 0.07 | 58.84 | 64.95 | 8 | 0
2015 | ENT_2_SPP_N | ENT | SPP_N | Internal | Summer | B8 | 500 | 1300 | 0.02 | 58.84 | 61.13 | 8 | 0
2015 | ENT_2_SPP_N | ENT | SPP_N | Internal | Summer | B9 | 800 | 1300 | 0 | 56.47 | 58.27 | 8 | 0
2015 | ENT_2_SPP_N | ENT | SPP_N | Internal | Summer | B10 | 1262 | 1300 | 0 | 56.47 | 56.26 | 8 | 0
2015 | ENT_2_SPP_N | ENT | SPP_N | Internal | Winter | B16 | 25 | 1300 | 0.31 | 76.75 | 78.68 | 8 | 0
2015 | ENT_2_SPP_N | ENT | SPP_N | Internal | Winter | B17 | 100 | 1300 | 0.07 | 62.04 | 62.78 | 8 | 0
2015 | ENT_2_SPP_N | ENT | SPP_N | Internal | Winter | B18 | 400 | 1300 | 0.02 | 60.49 | 62.15 | 8 | 0
2015 | ENT_2_SPP_N | ENT | SPP_N | Internal | Winter | B19 | 700 | 1300 | 0 | 59.98 | 60.01 | 8 | 0
2015 | ENT_2_SPP_N | ENT | SPP_N | Internal | Winter | B20 | 935 | 1300 | 0 | 59.98 | 59.99 | 8 | 0
2015 | ENT_2_SPP_S | ENT | SPP_S | Internal | Shoulder | B11 | 25 | 1300 | 0.35 | 80.3 | 83.27 | 8 | 0
2015 | ENT_2_SPP_S | ENT | SPP_S | Internal | Shoulder | B12 | 200 | 1300 | 0.11 | 59.62 | 66.03 | 8 | 0
2015 | ENT_2_SPP_S | ENT | SPP_S | Internal | Shoulder | B13 | 600 | 1300 | 0.01 | 59.62 | 60.2 | 8 | 0
2015 | ENT_2_SPP_S | ENT | SPP_S | Internal | Shoulder | B14 | 900 | 1300 | 0 | 57.64 | 60.19 | 8 | 0
2015 | ENT_2_SPP_S | ENT | SPP_S | Internal | Shoulder | B15 | 1203 | 1300 | 0 | 57.64 | 57.54 | 8 | 0
2015 | ENT_2_SPP_S | ENT | SPP_S | Internal | Summer | B1 | 10 | 1300 | 0.47 | 92.09 | 89.9 | 8 | 0
2015 | ENT_2_SPP_S | ENT | SPP_S | Internal | Summer | B2 | 25 | 1300 | 0.23 | 90.11 | 89.9 | 8 | 0
2015 | ENT_2_SPP_S | ENT | SPP_S | Internal | Summer | B3 | 75 | 1300 | 0.08 | 90.1 | 88.72 | 8 | 0
2015 | ENT_2_SPP_S | ENT | SPP_S | Internal | Summer | B4 | 100 | 1300 | 0.04 | 89.95 | 84.95 | 8 | 0
2015 | ENT_2_SPP_S | ENT | SPP_S | Internal | Summer | B5 | 200 | 1300 | 0.03 | 83.3 | 82.1 | 8 | 0
2015 | ENT_2_SPP_S | ENT | SPP_S | Internal | Summer | B6 | 300 | 1300 | 0.04 | 69.41 | 72.89 | 8 | 0
2015 | ENT_2_SPP_S | ENT | SPP_S | Internal | Summer | B7 | 400 | 1300 | 0.06 | 58.84 | 64.96 | 8 | 0
2015 | ENT_2_SPP_S | ENT | SPP_S | Internal | Summer | B8 | 500 | 1300 | 0.02 | 58.84 | 61.14 | 8 | 0
2015 | ENT_2_SPP_S | ENT | SPP_S | Internal | Summer | B9 | 800 | 1300 | 0 | 56.47 | 58.28 | 8 | 0
2015 | ENT_2_SPP_S | ENT | SPP_S | Internal | Summer | B10 | 1262 | 1300 | 0 | 56.47 | 56.28 | 8 | 0
2015 | ENT_2_SPP_S | ENT | SPP_S | Internal | Winter | B16 | 25 | 1300 | 0.3 | 76.75 | 78.69 | 8 | 0
2015 | ENT_2_SPP_S | ENT | SPP_S | Internal | Winter | B17 | 100 | 1300 | 0.07 | 62.04 | 62.8 | 8 | 0
2015 | ENT_2_SPP_S | ENT | SPP_S | Internal | Winter | B18 | 400 | 1300 | 0.02 | 60.49 | 62.16 | 8 | 0
2015 | ENT_2_SPP_S | ENT | SPP_S | Internal | Winter | B19 | 700 | 1300 | 0 | 59.98 | 60.02 | 8 | 0
2015 | ENT_2_SPP_S | ENT | SPP_S | Internal | Winter | B20 | 935 | 1300 | 0 | 59.98 | 60 | 8 | 0
2015 | ENT_2_TVA_Transmission | ENT | TVA_Transmission | Internal | Shoulder | B11 | 25 | 2100 | 0.24 | 80.3 | 80.25 | 8 | 0
2015 | ENT_2_TVA_Transmission | ENT | TVA_Transmission | Internal | Shoulder | B12 | 200 | 2100 | 0.09 | 59.62 | 65.16 | 8 | 0
2015 | ENT_2_TVA_Transmission | ENT | TVA_Transmission | Internal | Shoulder | B13 | 600 | 2100 | 0.02 | 59.62 | 63.71 | 8 | 0
2015 | ENT_2_TVA_Transmission | ENT | TVA_Transmission | Internal | Shoulder | B14 | 900 | 2100 | 0.02 | 57.64 | 62.62 | 8 | 0
2015 | ENT_2_TVA_Transmission | ENT | TVA_Transmission | Internal | Shoulder | B15 | 1203 | 2100 | 0 | 57.64 | 61.12 | 8 | 0
2015 | ENT_2_TVA_Transmission | ENT | TVA_Transmission | Internal | Summer | B1 | 10 | 2100 | 708.35 | 92.09 | 100.08 | 8 | 0
2015 | ENT_2_TVA_Transmission | ENT | TVA_Transmission | Internal | Summer | B2 | 25 | 2100 | 3.6 | 90.11 | 97.67 | 8 | 0
2015 | ENT_2_TVA_Transmission | ENT | TVA_Transmission | Internal | Summer | B3 | 75 | 2100 | 0.26 | 90.1 | 95.75 | 8 | 0
2015 | ENT_2_TVA_Transmission | ENT | TVA_Transmission | Internal | Summer | B4 | 100 | 2100 | 0.07 | 89.95 | 90.97 | 8 | 0
2015 | ENT_2_TVA_Transmission | ENT | TVA_Transmission | Internal | Summer | B5 | 200 | 2100 | 0.03 | 83.3 | 83.07 | 8 | 0
2015 | ENT_2_TVA_Transmission | ENT | TVA_Transmission | Internal | Summer | B6 | 300 | 2100 | 0.03 | 69.41 | 70.72 | 8 | 0
2015 | ENT_2_TVA_Transmission | ENT | TVA_Transmission | Internal | Summer | B7 | 400 | 2100 | 0.03 | 58.84 | 62.19 | 8 | 0
2015 | ENT_2_TVA_Transmission | ENT | TVA_Transmission | Internal | Summer | B8 | 500 | 2100 | 0.02 | 58.84 | 60.81 | 8 | 0
2015 | ENT_2_TVA_Transmission | ENT | TVA_Transmission | Internal | Summer | B9 | 800 | 2100 | 0.01 | 56.47 | 59.87 | 8 | 0
2015 | ENT_2_TVA_Transmission | ENT | TVA_Transmission | Internal | Summer | B10 | 1262 | 2100 | 0 | 56.47 | 58.15 | 8 | 0
2015 | ENT_2_TVA_Transmission | ENT | TVA_Transmission | Internal | Winter | B16 | 25 | 2100 | 492.93 | 76.75 | 84.75 | 8 | 0
2015 | ENT_2_TVA_Transmission | ENT | TVA_Transmission | Internal | Winter | B17 | 100 | 2100 | 0.68 | 62.04 | 69.24 | 8 | 0
2015 | ENT_2_TVA_Transmission | ENT | TVA_Transmission | Internal | Winter | B18 | 400 | 2100 | 0.04 | 60.49 | 65.79 | 8 | 0
2015 | ENT_2_TVA_Transmission | ENT | TVA_Transmission | Internal | Winter | B19 | 700 | 2100 | 0.02 | 59.98 | 64.55 | 8 | 0
2015 | ENT_2_TVA_Transmission | ENT | TVA_Transmission | Internal | Winter | B20 | 935 | 2100 | 0 | 59.98 | 61.78 | 8 | 0
2015 | FRCC_2_SOCO | FRCC | SOCO | Internal | Shoulder | B11 | 25 | 900 | 0.11 | 98.3 | 88.3 | 8 | 0
2015 | FRCC_2_SOCO | FRCC | SOCO | Internal | Shoulder | B12 | 200 | 900 | 0.02 | 67.06 | 64.2 | 8 | 0
2015 | FRCC_2_SOCO | FRCC | SOCO | Internal | Shoulder | B13 | 600 | 900 | 0 | 65.52 | 62.03 | 8 | 0
2015 | FRCC_2_SOCO | FRCC | SOCO | Internal | Shoulder | B14 | 900 | 900 | 0 | 64.28 | 62.03 | 8 | 0
2015 | FRCC_2_SOCO | FRCC | SOCO | Internal | Shoulder | B15 | 1203 | 900 | 0 | 64.28 | 59.87 | 8 | 0
2015 | FRCC_2_SOCO | FRCC | SOCO | Internal | Summer | B1 | 10 | 900 | 0.4 | 104.11 | 100.04 | 8 | 0
2015 | FRCC_2_SOCO | FRCC | SOCO | Internal | Summer | B2 | 25 | 900 | 0.15 | 104.1 | 98.11 | 8 | 0
2015 | FRCC_2_SOCO | FRCC | SOCO | Internal | Summer | B3 | 75 | 900 | 0.05 | 104.1 | 98.11 | 8 | 0
2015 | FRCC_2_SOCO | FRCC | SOCO | Internal | Summer | B4 | 100 | 900 | 0.03 | 104.1 | 98.11 | 8 | 0
2015 | FRCC_2_SOCO | FRCC | SOCO | Internal | Summer | B5 | 200 | 900 | 0.01 | 101.86 | 91.86 | 8 | 0
2015 | FRCC_2_SOCO | FRCC | SOCO | Internal | Summer | B6 | 300 | 900 | 0 | 89.71 | 79.71 | 8 | 0
2015 | FRCC_2_SOCO | FRCC | SOCO | Internal | Summer | B7 | 400 | 900 | 0.02 | 66.37 | 69.15 | 8 | 0
2015 | FRCC_2_SOCO | FRCC | SOCO | Internal | Summer | B8 | 500 | 900 | 0.01 | 66.37 | 66.84 | 8 | 0
2015 | FRCC_2_SOCO | FRCC | SOCO | Internal | Summer | B9 | 800 | 900 | 0 | 63.61 | 60.82 | 8 | 0
2015 | FRCC_2_SOCO | FRCC | SOCO | Internal | Summer | B10 | 1262 | 900 | 0 | 63.61 | 58.7 | 8 | 0
2015 | FRCC_2_SOCO | FRCC | SOCO | Internal | Winter | B16 | 25 | 900 | 0.13 | 92.22 | 85.38 | 8 | 0
2015 | FRCC_2_SOCO | FRCC | SOCO | Internal | Winter | B17 | 100 | 900 | 0.05 | 69.18 | 67.25 | 8 | 0
2015 | FRCC_2_SOCO | FRCC | SOCO | Internal | Winter | B18 | 400 | 900 | 0.01 | 66.3 | 64.51 | 8 | 0
2015 | FRCC_2_SOCO | FRCC | SOCO | Internal | Winter | B19 | 700 | 900 | 0 | 66.3 | 64.51 | 8 | 0
2015 | FRCC_2_SOCO | FRCC | SOCO | Internal | Winter | B20 | 935 | 900 | 0 | 66.3 | 62.25 | 8 | 0
2015 | HQ_NEISO_2_NEISO | HQ_NEISO | NEISO | Internal | Shoulder | B11 | 25 | 99999 | 2920 | 60.33 | 60.34 | 0.01 | 0
2015 | HQ_NEISO_2_NEISO | HQ_NEISO | NEISO | Internal | Shoulder | B12 | 200 | 99999 | 2920.01 | 55.96 | 55.97 | 0.01 | 0
2015 | HQ_NEISO_2_NEISO | HQ_NEISO | NEISO | Internal | Shoulder | B13 | 600 | 99999 | 2920.01 | 55.96 | 55.97 | 0.01 | 0
2015 | HQ_NEISO_2_NEISO | HQ_NEISO | NEISO | Internal | Shoulder | B14 | 900 | 99999 | 2920.01 | 55.96 | 55.97 | 0.01 | 0
2015 | HQ_NEISO_2_NEISO | HQ_NEISO | NEISO | Internal | Shoulder | B15 | 1203 | 99999 | 1143.24 | 55.96 | 55.97 | 0.01 | 0
2015 | HQ_NEISO_2_NEISO | HQ_NEISO | NEISO | Internal | Summer | B1 | 10 | 99999 | 2920.03 | 86.33 | 86.34 | 0.01 | 0
2015 | HQ_NEISO_2_NEISO | HQ_NEISO | NEISO | Internal | Summer | B2 | 25 | 99999 | 2920 | 81.11 | 81.12 | 0.01 | 0
2015 | HQ_NEISO_2_NEISO | HQ_NEISO | NEISO | Internal | Summer | B3 | 75 | 99999 | 2920.02 | 75.85 | 75.87 | 0.01 | 0
2015 | HQ_NEISO_2_NEISO | HQ_NEISO | NEISO | Internal | Summer | B4 | 100 | 99999 | 2920.02 | 71.1 | 71.11 | 0.01 | 0
2015 | HQ_NEISO_2_NEISO | HQ_NEISO | NEISO | Internal | Summer | B5 | 200 | 99999 | 2920.01 | 63.31 | 63.33 | 0.01 | 0
2015 | HQ_NEISO_2_NEISO | HQ_NEISO | NEISO | Internal | Summer | B6 | 300 | 99999 | 2920.01 | 53.59 | 53.6 | 0.01 | 0
2015 | HQ_NEISO_2_NEISO | HQ_NEISO | NEISO | Internal | Summer | B7 | 400 | 99999 | 2920.01 | 53.27 | 53.28 | 0.01 | 0
2015 | HQ_NEISO_2_NEISO | HQ_NEISO | NEISO | Internal | Summer | B8 | 500 | 99999 | 2920.01 | 53.27 | 53.28 | 0.01 | 0
2015 | HQ_NEISO_2_NEISO | HQ_NEISO | NEISO | Internal | Summer | B9 | 800 | 99999 | 2920.01 | 53.27 | 53.28 | 0.01 | 0
2015 | HQ_NEISO_2_NEISO | HQ_NEISO | NEISO | Internal | Summer | B10 | 1262 | 99999 | 795.94 | 53.27 | 53.28 | 0.01 | 0
2015 | HQ_NEISO_2_NEISO | HQ_NEISO | NEISO | Internal | Winter | B16 | 25 | 99999 | 2920 | 65.13 | 65.14 | 0.01 | 0
2015 | HQ_NEISO_2_NEISO | HQ_NEISO | NEISO | Internal | Winter | B17 | 100 | 99999 | 2920.01 | 64.35 | 64.37 | 0.01 | 0
2015 | HQ_NEISO_2_NEISO | HQ_NEISO | NEISO | Internal | Winter | B18 | 400 | 99999 | 2920.01 | 64.35 | 64.37 | 0.01 | 0
2015 | HQ_NEISO_2_NEISO | HQ_NEISO | NEISO | Internal | Winter | B19 | 700 | 99999 | 2920.01 | 64.35 | 64.37 | 0.01 | 0
2015 | HQ_NEISO_2_NEISO | HQ_NEISO | NEISO | Internal | Winter | B20 | 935 | 99999 | 1233.6 | 64.35 | 64.37 | 0.01 | 0
2015 | HQ_NY_2_NYISO_A-F | HQ_NY | NYISO_A-F | Internal | Shoulder | B11 | 25 | 99999 | 1000 | 64.72 | 64.73 | 0.01 | 0
2015 | HQ_NY_2_NYISO_A-F | HQ_NY | NYISO_A-F | Internal | Shoulder | B12 | 200 | 99999 | 1000.01 | 59.31 | 59.32 | 0.01 | 0
2015 | HQ_NY_2_NYISO_A-F | HQ_NY | NYISO_A-F | Internal | Shoulder | B13 | 600 | 99999 | 1000.01 | 57.02 | 57.03 | 0.01 | 0
2015 | HQ_NY_2_NYISO_A-F | HQ_NY | NYISO_A-F | Internal | Shoulder | B14 | 900 | 99999 | 1000.01 | 57.02 | 57.03 | 0.01 | 0
2015 | HQ_NY_2_NYISO_A-F | HQ_NY | NYISO_A-F | Internal | Shoulder | B15 | 1203 | 99999 | 188.7 | 57.02 | 57.03 | 0.01 | 0
2015 | HQ_NY_2_NYISO_A-F | HQ_NY | NYISO_A-F | Internal | Summer | B1 | 10 | 99999 | 1000.03 | 86.08 | 86.09 | 0.01 | 0
2015 | HQ_NY_2_NYISO_A-F | HQ_NY | NYISO_A-F | Internal | Summer | B2 | 25 | 99999 | 1000 | 81.91 | 81.93 | 0.01 | 0
2015 | HQ_NY_2_NYISO_A-F | HQ_NY | NYISO_A-F | Internal | Summer | B3 | 75 | 99999 | 1000.03 | 79.52 | 79.54 | 0.01 | 0
2015 | HQ_NY_2_NYISO_A-F | HQ_NY | NYISO_A-F | Internal | Summer | B4 | 100 | 99999 | 1000.02 | 74.77 | 74.78 | 0.01 | 0
2015 | HQ_NY_2_NYISO_A-F | HQ_NY | NYISO_A-F | Internal | Summer | B5 | 200 | 99999 | 1000.01 | 67.7 | 67.71 | 0.01 | 0
2015 | HQ_NY_2_NYISO_A-F | HQ_NY | NYISO_A-F | Internal | Summer | B6 | 300 | 99999 | 1000.01 | 57.98 | 57.99 | 0.01 | 0
2015 | HQ_NY_2_NYISO_A-F | HQ_NY | NYISO_A-F | Internal | Summer | B7 | 400 | 99999 | 1000.01 | 55.67 | 55.69 | 0.01 | 0
2015 | HQ_NY_2_NYISO_A-F | HQ_NY | NYISO_A-F | Internal | Summer | B8 | 500 | 99999 | 1000.01 | 54.89 | 54.9 | 0.01 | 0
2015 | HQ_NY_2_NYISO_A-F | HQ_NY | NYISO_A-F | Internal | Summer | B9 | 800 | 99999 | 1000.01 | 54.89 | 54.9 | 0.01 | 0
2015 | HQ_NY_2_NYISO_A-F | HQ_NY | NYISO_A-F | Internal | Summer | B10 | 1262 | 99999 | 30.11 | 54.89 | 54.9 | 0.01 | 0
2015 | HQ_NY_2_NYISO_A-F | HQ_NY | NYISO_A-F | Internal | Winter | B16 | 25 | 99999 | 1000 | 68.8 | 68.81 | 0.01 | 0
2015 | HQ_NY_2_NYISO_A-F | HQ_NY | NYISO_A-F | Internal | Winter | B17 | 100 | 99999 | 1000.01 | 65 | 65.01 | 0.01 | 0
2015 | HQ_NY_2_NYISO_A-F | HQ_NY | NYISO_A-F | Internal | Winter | B18 | 400 | 99999 | 1000.01 | 61.73 | 61.74 | 0.01 | 0
2015 | HQ_NY_2_NYISO_A-F | HQ_NY | NYISO_A-F | Internal | Winter | B19 | 700 | 99999 | 1000.01 | 61.73 | 61.74 | 0.01 | 0
2015 | HQ_NY_2_NYISO_A-F | HQ_NY | NYISO_A-F | Internal | Winter | B20 | 935 | 99999 | 229.96 | 61.73 | 61.74 | 0.01 | 0
2015 | HQ_IESO_2_IESO | HQ_IESO | IESO | Internal | Shoulder | B11 | 25 | 99999 | 400 | 66.12 | 66.13 | 0.01 | 0
2015 | HQ_IESO_2_IESO | HQ_IESO | IESO | Internal | Shoulder | B12 | 200 | 99999 | 400.01 | 52.47 | 52.48 | 0.01 | 0
2015 | HQ_IESO_2_IESO | HQ_IESO | IESO | Internal | Shoulder | B13 | 600 | 99999 | 400.01 | 49.5 | 49.52 | 0.01 | 0
2015 | HQ_IESO_2_IESO | HQ_IESO | IESO | Internal | Shoulder | B14 | 900 | 99999 | 400.01 | 49.5 | 49.52 | 0.01 | 0
2015 | HQ_IESO_2_IESO | HQ_IESO | IESO | Internal | Shoulder | B15 | 1203 | 99999 | 75.48 | 49.5 | 49.52 | 0.01 | 0
2015 | HQ_IESO_2_IESO | HQ_IESO | IESO | Internal | Summer | B1 | 10 | 99999 | 400.03 | 85.06 | 85.07 | 0.01 | 0
2015 | HQ_IESO_2_IESO | HQ_IESO | IESO | Internal | Summer | B2 | 25 | 99999 | 400 | 83.33 | 83.34 | 0.01 | 0
2015 | HQ_IESO_2_IESO | HQ_IESO | IESO | Internal | Summer | B3 | 75 | 99999 | 400.03 | 78.78 | 78.79 | 0.01 | 0
2015 | HQ_IESO_2_IESO | HQ_IESO | IESO | Internal | Summer | B4 | 100 | 99999 | 400.02 | 74 | 74.02 | 0.01 | 0
2015 | HQ_IESO_2_IESO | HQ_IESO | IESO | Internal | Summer | B5 | 200 | 99999 | 400.01 | 65.15 | 65.17 | 0.01 | 0
2015 | HQ_IESO_2_IESO | HQ_IESO | IESO | Internal | Summer | B6 | 300 | 99999 | 400.01 | 55.74 | 55.75 | 0.01 | 0
2015 | HQ_IESO_2_IESO | HQ_IESO | IESO | Internal | Summer | B7 | 400 | 99999 | 400.01 | 47.82 | 47.83 | 0.01 | 0
2015 | HQ_IESO_2_IESO | HQ_IESO | IESO | Internal | Summer | B8 | 500 | 99999 | 400.01 | 46.03 | 46.04 | 0.01 | 0
2015 | HQ_IESO_2_IESO | HQ_IESO | IESO | Internal | Summer | B9 | 800 | 99999 | 400.01 | 46.03 | 46.04 | 0.01 | 0
2015 | HQ_IESO_2_IESO | HQ_IESO | IESO | Internal | Summer | B10 | 1262 | 99999 | 12.04 | 46.03 | 46.04 | 0.01 | 0
2015 | HQ_IESO_2_IESO | HQ_IESO | IESO | Internal | Winter | B16 | 25 | 99999 | 400 | 66.61 | 66.62 | 0.01 | 0
2015 | HQ_IESO_2_IESO | HQ_IESO | IESO | Internal | Winter | B17 | 100 | 99999 | 400.01 | 58 | 58.01 | 0.01 | 0
2015 | HQ_IESO_2_IESO | HQ_IESO | IESO | Internal | Winter | B18 | 400 | 99999 | 400.01 | 52.86 | 52.87 | 0.01 | 0
2015 | HQ_IESO_2_IESO | HQ_IESO | IESO | Internal | Winter | B19 | 700 | 99999 | 400.01 | 52.86 | 52.87 | 0.01 | 0
2015 | HQ_IESO_2_IESO | HQ_IESO | IESO | Internal | Winter | B20 | 935 | 99999 | 91.99 | 52.86 | 52.87 | 0.01 | 0
2015 | IESO_2_MAPP_CA | IESO | MAPP_CA | Internal | Shoulder | B11 | 25 | 262 | 263.66 | 66.13 | 76.24 | 7 | 3.11
2015 | IESO_2_MAPP_CA | IESO | MAPP_CA | Internal | Shoulder | B12 | 200 | 262 | 262.2 | 52.48 | 62.59 | 7 | 3.11
2015 | IESO_2_MAPP_CA | IESO | MAPP_CA | Internal | Shoulder | B13 | 600 | 262 | 262.06 | 49.52 | 59.62 | 7 | 3.11
2015 | IESO_2_MAPP_CA | IESO | MAPP_CA | Internal | Shoulder | B14 | 900 | 262 | 261.99 | 49.52 | 57.59 | 7 | 1.08
2015 | IESO_2_MAPP_CA | IESO | MAPP_CA | Internal | Shoulder | B15 | 1203 | 262 | 261.99 | 49.52 | 57.59 | 7 | 1.08
2015 | IESO_2_MAPP_CA | IESO | MAPP_CA | Internal | Summer | B1 | 10 | 262 | 132.2 | 85.07 | 92.07 | 7 | 0.02
2015 | IESO_2_MAPP_CA | IESO | MAPP_CA | Internal | Summer | B2 | 25 | 262 | 258.37 | 83.34 | 90.45 | 7 | 0.11
2015 | IESO_2_MAPP_CA | IESO | MAPP_CA | Internal | Summer | B3 | 75 | 262 | 262.55 | 78.79 | 88.9 | 7 | 3.11
2015 | IESO_2_MAPP_CA | IESO | MAPP_CA | Internal | Summer | B4 | 100 | 262 | 262.43 | 74.02 | 84.12 | 7 | 3.11
2015 | IESO_2_MAPP_CA | IESO | MAPP_CA | Internal | Summer | B5 | 200 | 262 | 262.22 | 65.17 | 75.27 | 7 | 3.11
2015 | IESO_2_MAPP_CA | IESO | MAPP_CA | Internal | Summer | B6 | 300 | 262 | 262.15 | 55.75 | 65.86 | 7 | 3.11
2015 | IESO_2_MAPP_CA | IESO | MAPP_CA | Internal | Summer | B7 | 400 | 262 | 262.11 | 47.83 | 57.94 | 7 | 3.11
2015 | IESO_2_MAPP_CA | IESO | MAPP_CA | Internal | Summer | B8 | 500 | 262 | 262 | 46.04 | 54.54 | 7 | 1.5
2015 | IESO_2_MAPP_CA | IESO | MAPP_CA | Internal | Summer | B9 | 800 | 262 | 262 | 46.04 | 54.54 | 7 | 1.5
2015 | IESO_2_MAPP_CA | IESO | MAPP_CA | Internal | Summer | B10 | 1262 | 262 | 262 | 46.04 | 54.54 | 7 | 1.5
2015 | IESO_2_MAPP_CA | IESO | MAPP_CA | Internal | Winter | B16 | 25 | 262 | 263.65 | 66.62 | 76.73 | 7 | 3.11
2015 | IESO_2_MAPP_CA | IESO | MAPP_CA | Internal | Winter | B17 | 100 | 262 | 262.12 | 58.01 | 67.31 | 7 | 2.3
2015 | IESO_2_MAPP_CA | IESO | MAPP_CA | Internal | Winter | B18 | 400 | 262 | 261.9 | 52.87 | 60.22 | 7 | 0.34
2015 | IESO_2_MAPP_CA | IESO | MAPP_CA | Internal | Winter | B19 | 700 | 262 | 0.04 | 52.87 | 58.72 | 7 | 0
2015 | IESO_2_MAPP_CA | IESO | MAPP_CA | Internal | Winter | B20 | 935 | 262 | 0.02 | 52.87 | 57.02 | 7 | 0
2015 | IESO_2_MISO_MI | IESO | MISO_MI | Internal | Shoulder | B11 | 25 | 1840 | 1841.35 | 66.13 | 76.08 | 7 | 2.95
2015 | IESO_2_MISO_MI | IESO | MISO_MI | Internal | Shoulder | B12 | 200 | 1840 | 2802.14 | 52.48 | 62.87 | 7 | 3.39
2015 | IESO_2_MISO_MI | IESO | MISO_MI | Internal | Shoulder | B13 | 600 | 1840 | 1840.12 | 49.52 | 59.65 | 7 | 3.13
2015 | IESO_2_MISO_MI | IESO | MISO_MI | Internal | Shoulder | B14 | 900 | 1840 | 1839.98 | 49.52 | 57.59 | 7 | 1.08
2015 | IESO_2_MISO_MI | IESO | MISO_MI | Internal | Shoulder | B15 | 1203 | 1840 | 0.02 | 49.52 | 55.28 | 7 | 0
2015 | IESO_2_MISO_MI | IESO | MISO_MI | Internal | Summer | B1 | 10 | 1840 | 1517.12 | 85.07 | 92.08 | 7 | 0.01
2015 | IESO_2_MISO_MI | IESO | MISO_MI | Internal | Summer | B2 | 25 | 1840 | 1797.56 | 83.34 | 90.37 | 7 | 0.03
2015 | IESO_2_MISO_MI | IESO | MISO_MI | Internal | Summer | B3 | 75 | 1840 | 1840.11 | 78.79 | 87.75 | 7 | 1.96
2015 | IESO_2_MISO_MI | IESO | MISO_MI | Internal | Summer | B4 | 100 | 1840 | 1840.5 | 74.02 | 84.04 | 7 | 3.02
2015 | IESO_2_MISO_MI | IESO | MISO_MI | Internal | Summer | B5 | 200 | 1840 | 1840.25 | 65.17 | 75.19 | 7 | 3.02
2015 | IESO_2_MISO_MI | IESO | MISO_MI | Internal | Summer | B6 | 300 | 1840 | 1840.2 | 55.75 | 65.78 | 7 | 3.02
2015 | IESO_2_MISO_MI | IESO | MISO_MI | Internal | Summer | B7 | 400 | 1840 | 1840.18 | 47.83 | 57.94 | 7 | 3.11
2015 | IESO_2_MISO_MI | IESO | MISO_MI | Internal | Summer | B8 | 500 | 1840 | 1840.01 | 46.04 | 54.67 | 7 | 1.63
2015 | IESO_2_MISO_MI | IESO | MISO_MI | Internal | Summer | B9 | 800 | 1840 | 1839.98 | 46.04 | 54 | 7 | 0.97
2015 | IESO_2_MISO_MI | IESO | MISO_MI | Internal | Summer | B10 | 1262 | 1840 | 241.93 | 46.04 | 53.04 | 7 | 0
2015 | IESO_2_MISO_MI | IESO | MISO_MI | Internal | Winter | B16 | 25 | 1840 | 2025.93 | 66.62 | 77 | 7 | 3.38
2015 | IESO_2_MISO_MI | IESO | MISO_MI | Internal | Winter | B17 | 100 | 1840 | 3792.25 | 58.01 | 68.4 | 7 | 3.39
2015 | IESO_2_MISO_MI | IESO | MISO_MI | Internal | Winter | B18 | 400 | 1840 | 1839.98 | 52.87 | 61.28 | 7 | 1.4
2015 | IESO_2_MISO_MI | IESO | MISO_MI | Internal | Winter | B19 | 700 | 1840 | 0.29 | 52.87 | 59.77 | 7 | 0
2015 | IESO_2_MISO_MI | IESO | MISO_MI | Internal | Winter | B20 | 935 | 1840 | 0 | 52.87 | 55.08 | 7 | 0
2015 | IESO_2_MISO_W | IESO | MISO_W | Internal | Shoulder | B11 | 25 | 140 | 3696.38 | 66.13 | 76.25 | 7 | 3.13
2015 | IESO_2_MISO_W | IESO | MISO_W | Internal | Shoulder | B12 | 200 | 140 | 2569.97 | 52.48 | 62.6 | 7 | 3.12
2015 | IESO_2_MISO_W | IESO | MISO_W | Internal | Shoulder | B13 | 600 | 140 | 988.58 | 49.52 | 59.63 | 7 | 3.12
2015 | IESO_2_MISO_W | IESO | MISO_W | Internal | Shoulder | B14 | 900 | 140 | 139.99 | 49.52 | 57.58 | 7 | 1.07
2015 | IESO_2_MISO_W | IESO | MISO_W | Internal | Shoulder | B15 | 1203 | 140 | 0.02 | 49.52 | 55.27 | 7 | 0
2015 | IESO_2_MISO_W | IESO | MISO_W | Internal | Summer | B1 | 10 | 140 | 91.42 | 85.07 | 92.08 | 7 | 0.04
2015 | IESO_2_MISO_W | IESO | MISO_W | Internal | Summer | B2 | 25 | 140 | 136.91 | 83.34 | 90.47 | 7 | 0.13
2015 | IESO_2_MISO_W | IESO | MISO_W | Internal | Summer | B3 | 75 | 140 | 1000.04 | 78.79 | 88.91 | 7 | 3.12
2015 | IESO_2_MISO_W | IESO | MISO_W | Internal | Summer | B4 | 100 | 140 | 1785.09 | 74.02 | 84.13 | 7 | 3.12
2015 | IESO_2_MISO_W | IESO | MISO_W | Internal | Summer | B5 | 200 | 140 | 2274.62 | 65.17 | 75.29 | 7 | 3.12
2015 | IESO_2_MISO_W | IESO | MISO_W | Internal | Summer | B6 | 300 | 140 | 2616.59 | 55.75 | 65.87 | 7 | 3.12
2015 | IESO_2_MISO_W | IESO | MISO_W | Internal | Summer | B7 | 400 | 140 | 368.68 | 47.83 | 57.95 | 7 | 3.12
2015 | IESO_2_MISO_W | IESO | MISO_W | Internal | Summer | B8 | 500 | 140 | 140.02 | 46.04 | 54.52 | 7 | 1.49
2015 | IESO_2_MISO_W | IESO | MISO_W | Internal | Summer | B9 | 800 | 140 | 139.99 | 46.04 | 54.02 | 7 | 0.98
2015 | IESO_2_MISO_W | IESO | MISO_W | Internal | Summer | B10 | 1262 | 140 | 0.03 | 46.04 | 51.96 | 7 | 0
2015 | IESO_2_MISO_W | IESO | MISO_W | Internal | Winter | B16 | 25 | 140 | 2666.91 | 66.62 | 76.74 | 7 | 3.13
2015 | IESO_2_MISO_W | IESO | MISO_W | Internal | Winter | B17 | 100 | 140 | 140.22 | 58.01 | 67.32 | 7 | 2.31
2015 | IESO_2_MISO_W | IESO | MISO_W | Internal | Winter | B18 | 400 | 140 | 139.91 | 52.87 | 60.23 | 7 | 0.35
2015 | IESO_2_MISO_W | IESO | MISO_W | Internal | Winter | B19 | 700 | 140 | 0.04 | 52.87 | 58.71 | 7 | 0
2015 | IESO_2_MISO_W | IESO | MISO_W | Internal | Winter | B20 | 935 | 140 | 0 | 52.87 | 54.02 | 7 | 0
2015 | IESO_2_NYISO_A-F | IESO | NYISO_A-F | Internal | Shoulder | B11 | 25 | 1725 | 0.21 | 66.13 | 64.73 | 7 | 0
2015 | IESO_2_NYISO_A-F | IESO | NYISO_A-F | Internal | Shoulder | B12 | 200 | 1725 | 0.69 | 52.48 | 59.32 | 7 | 0
2015 | IESO_2_NYISO_A-F | IESO | NYISO_A-F | Internal | Shoulder | B13 | 600 | 1725 | 1724.9 | 49.52 | 57.03 | 7 | 0.51
2015 | IESO_2_NYISO_A-F | IESO | NYISO_A-F | Internal | Shoulder | B14 | 900 | 1725 | 1724.88 | 49.52 | 57.03 | 7 | 0.51
2015 | IESO_2_NYISO_A-F | IESO | NYISO_A-F | Internal | Shoulder | B15 | 1203 | 1725 | 1724.87 | 49.52 | 57.03 | 7 | 0.51
2015 | IESO_2_NYISO_A-F | IESO | NYISO_A-F | Internal | Summer | B1 | 10 | 1725 | 0.91 | 85.07 | 86.09 | 7 | 0
2015 | IESO_2_NYISO_A-F | IESO | NYISO_A-F | Internal | Summer | B2 | 25 | 1725 | 0.29 | 83.34 | 81.93 | 7 | 0
2015 | IESO_2_NYISO_A-F | IESO | NYISO_A-F | Internal | Summer | B3 | 75 | 1725 | 0.09 | 78.79 | 79.54 | 7 | 0
2015 | IESO_2_NYISO_A-F | IESO | NYISO_A-F | Internal | Summer | B4 | 100 | 1725 | 0.07 | 74.02 | 74.78 | 7 | 0
2015 | IESO_2_NYISO_A-F | IESO | NYISO_A-F | Internal | Summer | B5 | 200 | 1725 | 0.05 | 65.17 | 67.71 | 7 | 0
2015 | IESO_2_NYISO_A-F | IESO | NYISO_A-F | Internal | Summer | B6 | 300 | 1725 | 0.03 | 55.75 | 57.99 | 7 | 0
2015 | IESO_2_NYISO_A-F | IESO | NYISO_A-F | Internal | Summer | B7 | 400 | 1725 | 1724.92 | 47.83 | 55.69 | 7 | 0.85
2015 | IESO_2_NYISO_A-F | IESO | NYISO_A-F | Internal | Summer | B8 | 500 | 1725 | 1915.31 | 46.04 | 54.9 | 7 | 1.87
2015 | IESO_2_NYISO_A-F | IESO | NYISO_A-F | Internal | Summer | B9 | 800 | 1725 | 1841.59 | 46.04 | 54.9 | 7 | 1.87
2015 | IESO_2_NYISO_A-F | IESO | NYISO_A-F | Internal | Summer | B10 | 1262 | 1725 | 1797.8 | 46.04 | 54.9 | 7 | 1.87
2015 | IESO_2_NYISO_A-F | IESO | NYISO_A-F | Internal | Winter | B16 | 25 | 1725 | 0.33 | 66.62 | 68.81 | 7 | 0
2015 | IESO_2_NYISO_A-F | IESO | NYISO_A-F | Internal | Winter | B17 | 100 | 1725 | 1185.1 | 58.01 | 65.01 | 7 | 0
2015 | IESO_2_NYISO_A-F | IESO | NYISO_A-F | Internal | Winter | B18 | 400 | 1725 | 2510.33 | 52.87 | 61.74 | 7 | 1.87
2015 | IESO_2_NYISO_A-F | IESO | NYISO_A-F | Internal | Winter | B19 | 700 | 1725 | 3093.86 | 52.87 | 61.74 | 7 | 1.87
2015 | IESO_2_NYISO_A-F | IESO | NYISO_A-F | Internal | Winter | B20 | 935 | 1725 | 2034.07 | 52.87 | 61.74 | 7 | 1.87
2015 | MAPP_CA_2_IESO | MAPP_CA | IESO | Internal | Shoulder | B11 | 25 | 330 | 0.11 | 76.24 | 66.13 | 8 | 0
2015 | MAPP_CA_2_IESO | MAPP_CA | IESO | Internal | Shoulder | B12 | 200 | 330 | 0.01 | 62.59 | 52.48 | 8 | 0
2015 | MAPP_CA_2_IESO | MAPP_CA | IESO | Internal | Shoulder | B13 | 600 | 330 | 0 | 59.62 | 49.52 | 8 | 0
2015 | MAPP_CA_2_IESO | MAPP_CA | IESO | Internal | Shoulder | B14 | 900 | 330 | 0 | 57.59 | 49.52 | 8 | 0
2015 | MAPP_CA_2_IESO | MAPP_CA | IESO | Internal | Shoulder | B15 | 1203 | 330 | 0 | 57.59 | 49.52 | 8 | 0
2015 | MAPP_CA_2_IESO | MAPP_CA | IESO | Internal | Summer | B1 | 10 | 330 | 0.31 | 92.07 | 85.07 | 8 | 0.01
2015 | MAPP_CA_2_IESO | MAPP_CA | IESO | Internal | Summer | B2 | 25 | 330 | 0.12 | 90.45 | 83.34 | 8 | 0
2015 | MAPP_CA_2_IESO | MAPP_CA | IESO | Internal | Summer | B3 | 75 | 330 | 0.04 | 88.9 | 78.79 | 8 | 0
2015 | MAPP_CA_2_IESO | MAPP_CA | IESO | Internal | Summer | B4 | 100 | 330 | 0.03 | 84.12 | 74.02 | 8 | 0
2015 | MAPP_CA_2_IESO | MAPP_CA | IESO | Internal | Summer | B5 | 200 | 330 | 0.01 | 75.27 | 65.17 | 8 | 0
2015 | MAPP_CA_2_IESO | MAPP_CA | IESO | Internal | Summer | B6 | 300 | 330 | 0 | 65.86 | 55.75 | 8 | 0
2015 | MAPP_CA_2_IESO | MAPP_CA | IESO | Internal | Summer | B7 | 400 | 330 | 0 | 57.94 | 47.83 | 8 | 0
2015 | MAPP_CA_2_IESO | MAPP_CA | IESO | Internal | Summer | B8 | 500 | 330 | 0 | 54.54 | 46.04 | 8 | 0
2015 | MAPP_CA_2_IESO | MAPP_CA | IESO | Internal | Summer | B9 | 800 | 330 | 0 | 54.54 | 46.04 | 8 | 0
2015 | MAPP_CA_2_IESO | MAPP_CA | IESO | Internal | Summer | B10 | 1262 | 330 | 0 | 54.54 | 46.04 | 8 | 0
2015 | MAPP_CA_2_IESO | MAPP_CA | IESO | Internal | Winter | B16 | 25 | 330 | 0.11 | 76.73 | 66.62 | 8 | 0
2015 | MAPP_CA_2_IESO | MAPP_CA | IESO | Internal | Winter | B17 | 100 | 330 | 0.03 | 67.31 | 58.01 | 8 | 0
2015 | MAPP_CA_2_IESO | MAPP_CA | IESO | Internal | Winter | B18 | 400 | 330 | 0 | 60.22 | 52.87 | 8 | 0
2015 | MAPP_CA_2_IESO | MAPP_CA | IESO | Internal | Winter | B19 | 700 | 330 | 0 | 58.72 | 52.87 | 8 | 0
2015 | MAPP_CA_2_IESO | MAPP_CA | IESO | Internal | Winter | B20 | 935 | 330 | 0 | 57.02 | 52.87 | 8 | 0
2015 | MAPP_CA_2_MAPP_US | MAPP_CA | MAPP_US | Internal | Shoulder | B11 | 25 | 372 | 0.25 | 76.24 | 76.22 | 7 | 0
2015 | MAPP_CA_2_MAPP_US | MAPP_CA | MAPP_US | Internal | Shoulder | B12 | 200 | 372 | 0.02 | 62.59 | 59.03 | 7 | 0
2015 | MAPP_CA_2_MAPP_US | MAPP_CA | MAPP_US | Internal | Shoulder | B13 | 600 | 372 | 0 | 59.62 | 56.59 | 7 | 0
2015 | MAPP_CA_2_MAPP_US | MAPP_CA | MAPP_US | Internal | Shoulder | B14 | 900 | 372 | 0 | 57.59 | 56.59 | 7 | 0
2015 | MAPP_CA_2_MAPP_US | MAPP_CA | MAPP_US | Internal | Shoulder | B15 | 1203 | 372 | 0 | 57.59 | 56.59 | 7 | 0
2015 | MAPP_CA_2_MAPP_US | MAPP_CA | MAPP_US | Internal | Summer | B1 | 10 | 372 | 0.36 | 92.07 | 85.1 | 7 | 0.01
2015 | MAPP_CA_2_MAPP_US | MAPP_CA | MAPP_US | Internal | Summer | B2 | 25 | 372 | 0.15 | 90.45 | 84.62 | 7 | 0
2015 | MAPP_CA_2_MAPP_US | MAPP_CA | MAPP_US | Internal | Summer | B3 | 75 | 372 | 0.06 | 88.9 | 84.62 | 7 | 0
2015 | MAPP_CA_2_MAPP_US | MAPP_CA | MAPP_US | Internal | Summer | B4 | 100 | 372 | 0.05 | 84.12 | 80.87 | 7 | 0
2015 | MAPP_CA_2_MAPP_US | MAPP_CA | MAPP_US | Internal | Summer | B5 | 200 | 372 | 0.03 | 75.27 | 75.27 | 7 | 0
2015 | MAPP_CA_2_MAPP_US | MAPP_CA | MAPP_US | Internal | Summer | B6 | 300 | 372 | 0.02 | 65.86 | 63.94 | 7 | 0
2015 | MAPP_CA_2_MAPP_US | MAPP_CA | MAPP_US | Internal | Summer | B7 | 400 | 372 | 0.01 | 57.94 | 56.02 | 7 | 0
2015 | MAPP_CA_2_MAPP_US | MAPP_CA | MAPP_US | Internal | Summer | B8 | 500 | 372 | 0.01 | 54.54 | 52.68 | 7 | 0
2015 | MAPP_CA_2_MAPP_US | MAPP_CA | MAPP_US | Internal | Summer | B9 | 800 | 372 | 0 | 54.54 | 52.68 | 7 | 0
2015 | MAPP_CA_2_MAPP_US | MAPP_CA | MAPP_US | Internal | Summer | B10 | 1262 | 372 | 0 | 54.54 | 52.68 | 7 | 0
2015 | MAPP_CA_2_MAPP_US | MAPP_CA | MAPP_US | Internal | Winter | B16 | 25 | 372 | 0.14 | 76.73 | 69.75 | 7 | 0
2015 | MAPP_CA_2_MAPP_US | MAPP_CA | MAPP_US | Internal | Winter | B17 | 100 | 372 | 0.04 | 67.31 | 60.32 | 7 | 0
2015 | MAPP_CA_2_MAPP_US | MAPP_CA | MAPP_US | Internal | Winter | B18 | 400 | 372 | 0.02 | 60.22 | 59.4 | 7 | 0
2015 | MAPP_CA_2_MAPP_US | MAPP_CA | MAPP_US | Internal | Winter | B19 | 700 | 372 | 0.01 | 58.72 | 59.4 | 7 | 0
2015 | MAPP_CA_2_MAPP_US | MAPP_CA | MAPP_US | Internal | Winter | B20 | 935 | 372 | 0.01 | 57.02 | 59.4 | 7 | 0
2015 | MAPP_CA_2_MISO_W | MAPP_CA | MISO_W | Internal | Shoulder | B11 | 25 | 1970 | 1597.59 | 76.24 | 76.25 | 0.01 | 0
2015 | MAPP_CA_2_MISO_W | MAPP_CA | MISO_W | Internal | Shoulder | B12 | 200 | 1970 | 1210.13 | 62.59 | 62.6 | 0.01 | 0
2015 | MAPP_CA_2_MISO_W | MAPP_CA | MISO_W | Internal | Shoulder | B13 | 600 | 1970 | 974.24 | 59.62 | 59.63 | 0.01 | 0
2015 | MAPP_CA_2_MISO_W | MAPP_CA | MISO_W | Internal | Shoulder | B14 | 900 | 1970 | 1.42 | 57.59 | 57.58 | 0.01 | 0
2015 | MAPP_CA_2_MISO_W | MAPP_CA | MISO_W | Internal | Shoulder | B15 | 1203 | 1970 | 0.02 | 57.59 | 55.27 | 0.01 | 0
2015 | MAPP_CA_2_MISO_W | MAPP_CA | MISO_W | Internal | Summer | B1 | 10 | 1970 | 1646.71 | 92.07 | 92.08 | 0.01 | 0
2015 | MAPP_CA_2_MISO_W | MAPP_CA | MISO_W | Internal | Summer | B2 | 25 | 1970 | 1130.7 | 90.45 | 90.47 | 0.01 | 0
2015 | MAPP_CA_2_MISO_W | MAPP_CA | MISO_W | Internal | Summer | B3 | 75 | 1970 | 1057.58 | 88.9 | 88.91 | 0.01 | 0
2015 | MAPP_CA_2_MISO_W | MAPP_CA | MISO_W | Internal | Summer | B4 | 100 | 1970 | 1141.81 | 84.12 | 84.13 | 0.01 | 0
2015 | MAPP_CA_2_MISO_W | MAPP_CA | MISO_W | Internal | Summer | B5 | 200 | 1970 | 1207.23 | 75.27 | 75.29 | 0.01 | 0
2015 | MAPP_CA_2_MISO_W | MAPP_CA | MISO_W | Internal | Summer | B6 | 300 | 1970 | 1320.03 | 65.86 | 65.87 | 0.01 | 0
2015 | MAPP_CA_2_MISO_W | MAPP_CA | MISO_W | Internal | Summer | B7 | 400 | 1970 | 1035.92 | 57.94 | 57.95 | 0.01 | 0
2015 | MAPP_CA_2_MISO_W | MAPP_CA | MISO_W | Internal | Summer | B8 | 500 | 1970 | 2.98 | 54.54 | 54.52 | 0.01 | 0
2015 | MAPP_CA_2_MISO_W | MAPP_CA | MISO_W | Internal | Summer | B9 | 800 | 1970 | 0.11 | 54.54 | 54.02 | 0.01 | 0
2015 | MAPP_CA_2_MISO_W | MAPP_CA | MISO_W | Internal | Summer | B10 | 1262 | 1970 | 0.02 | 54.54 | 51.96 | 0.01 | 0
2015 | MAPP_CA_2_MISO_W | MAPP_CA | MISO_W | Internal | Winter | B16 | 25 | 1970 | 693.1 | 76.73 | 76.74 | 0.01 | 0
2015 | MAPP_CA_2_MISO_W | MAPP_CA | MISO_W | Internal | Winter | B17 | 100 | 1970 | 536.67 | 67.31 | 67.32 | 0.01 | 0
2015 | MAPP_CA_2_MISO_W | MAPP_CA | MISO_W | Internal | Winter | B18 | 400 | 1970 | 198.12 | 60.22 | 60.23 | 0.01 | 0
2015 | MAPP_CA_2_MISO_W | MAPP_CA | MISO_W | Internal | Winter | B19 | 700 | 1970 | 2.58 | 58.72 | 58.71 | 0.01 | 0
2015 | MAPP_CA_2_MISO_W | MAPP_CA | MISO_W | Internal | Winter | B20 | 935 | 1970 | 0.02 | 57.02 | 54.02 | 0.01 | 0
2015 | MAPP_US_2_MAPP_CA | MAPP_US | MAPP_CA | Internal | Shoulder | B11 | 25 | 165 | 0.28 | 76.22 | 76.24 | 7 | 0.01
2015 | MAPP_US_2_MAPP_CA | MAPP_US | MAPP_CA | Internal | Shoulder | B12 | 200 | 165 | 0.09 | 59.03 | 62.59 | 7 | 0
2015 | MAPP_US_2_MAPP_CA | MAPP_US | MAPP_CA | Internal | Shoulder | B13 | 600 | 165 | 0.02 | 56.59 | 59.62 | 7 | 0
2015 | MAPP_US_2_MAPP_CA | MAPP_US | MAPP_CA | Internal | Shoulder | B14 | 900 | 165 | 0 | 56.59 | 57.59 | 7 | 0
2015 | MAPP_US_2_MAPP_CA | MAPP_US | MAPP_CA | Internal | Shoulder | B15 | 1203 | 165 | 0 | 56.59 | 57.59 | 7 | 0
2015 | MAPP_US_2_MAPP_CA | MAPP_US | MAPP_CA | Internal | Summer | B1 | 10 | 165 | 94.41 | 85.1 | 92.07 | 7 | 0.02
2015 | MAPP_US_2_MAPP_CA | MAPP_US | MAPP_CA | Internal | Summer | B2 | 25 | 165 | 1.26 | 84.62 | 90.45 | 7 | 0.01
2015 | MAPP_US_2_MAPP_CA | MAPP_US | MAPP_CA | Internal | Summer | B3 | 75 | 165 | 0.21 | 84.62 | 88.9 | 7 | 0
2015 | MAPP_US_2_MAPP_CA | MAPP_US | MAPP_CA | Internal | Summer | B4 | 100 | 165 | 0.13 | 80.87 | 84.12 | 7 | 0
2015 | MAPP_US_2_MAPP_CA | MAPP_US | MAPP_CA | Internal | Summer | B5 | 200 | 165 | 0.04 | 75.27 | 75.27 | 7 | 0
2015 | MAPP_US_2_MAPP_CA | MAPP_US | MAPP_CA | Internal | Summer | B6 | 300 | 165 | 0.03 | 63.94 | 65.86 | 7 | 0
2015 | MAPP_US_2_MAPP_CA | MAPP_US | MAPP_CA | Internal | Summer | B7 | 400 | 165 | 0.02 | 56.02 | 57.94 | 7 | 0
2015 | MAPP_US_2_MAPP_CA | MAPP_US | MAPP_CA | Internal | Summer | B8 | 500 | 165 | 0.02 | 52.68 | 54.54 | 7 | 0
2015 | MAPP_US_2_MAPP_CA | MAPP_US | MAPP_CA | Internal | Summer | B9 | 800 | 165 | 0.01 | 52.68 | 54.54 | 7 | 0
2015 | MAPP_US_2_MAPP_CA | MAPP_US | MAPP_CA | Internal | Summer | B10 | 1262 | 165 | 0 | 52.68 | 54.54 | 7 | 0
2015 | MAPP_US_2_MAPP_CA | MAPP_US | MAPP_CA | Internal | Winter | B16 | 25 | 165 | 53.61 | 69.75 | 76.73 | 7 | 0.01
2015 | MAPP_US_2_MAPP_CA | MAPP_US | MAPP_CA | Internal | Winter | B17 | 100 | 165 | 23.89 | 60.32 | 67.31 | 7 | 0
2015 | MAPP_US_2_MAPP_CA | MAPP_US | MAPP_CA | Internal | Winter | B18 | 400 | 165 | 0.02 | 59.4 | 60.22 | 7 | 0
2015 | MAPP_US_2_MAPP_CA | MAPP_US | MAPP_CA | Internal | Winter | B19 | 700 | 165 | 0 | 59.4 | 58.72 | 7 | 0
2015 | MAPP_US_2_MAPP_CA | MAPP_US | MAPP_CA | Internal | Winter | B20 | 935 | 165 | 0 | 59.4 | 57.02 | 7 | 0
2015 | MAPP_US_2_MISO_W | MAPP_US | MISO_W | Internal | Shoulder | B11 | 25 | 2635 | 0.29 | 76.22 | 76.25 | 7 | 0
2015 | MAPP_US_2_MISO_W | MAPP_US | MISO_W | Internal | Shoulder | B12 | 200 | 2635 | 0.1 | 59.03 | 62.6 | 7 | 0
2015 | MAPP_US_2_MISO_W | MAPP_US | MISO_W | Internal | Shoulder | B13 | 600 | 2635 | 0.02 | 56.59 | 59.63 | 7 | 0
2015 | MAPP_US_2_MISO_W | MAPP_US | MISO_W | Internal | Shoulder | B14 | 900 | 2635 | 0 | 56.59 | 57.58 | 7 | 0
2015 | MAPP_US_2_MISO_W | MAPP_US | MISO_W | Internal | Shoulder | B15 | 1203 | 2635 | 0 | 56.59 | 55.27 | 7 | 0
2015 | MAPP_US_2_MISO_W | MAPP_US | MISO_W | Internal | Summer | B1 | 10 | 2635 | 277.96 | 85.1 | 92.08 | 7 | 0
2015 | MAPP_US_2_MISO_W | MAPP_US | MISO_W | Internal | Summer | B2 | 25 | 2635 | 1.33 | 84.62 | 90.47 | 7 | 0
2015 | MAPP_US_2_MISO_W | MAPP_US | MISO_W | Internal | Summer | B3 | 75 | 2635 | 0.22 | 84.62 | 88.91 | 7 | 0
2015 | MAPP_US_2_MISO_W | MAPP_US | MISO_W | Internal | Summer | B4 | 100 | 2635 | 0.13 | 80.87 | 84.13 | 7 | 0
2015 | MAPP_US_2_MISO_W | MAPP_US | MISO_W | Internal | Summer | B5 | 200 | 2635 | 0.04 | 75.27 | 75.29 | 7 | 0
2015 | MAPP_US_2_MISO_W | MAPP_US | MISO_W | Internal | Summer | B6 | 300 | 2635 | 0.03 | 63.94 | 65.87 | 7 | 0
2015 | MAPP_US_2_MISO_W | MAPP_US | MISO_W | Internal | Summer | B7 | 400 | 2635 | 0.02 | 56.02 | 57.95 | 7 | 0
2015 | MAPP_US_2_MISO_W | MAPP_US | MISO_W | Internal | Summer | B8 | 500 | 2635 | 0.02 | 52.68 | 54.52 | 7 | 0
2015 | MAPP_US_2_MISO_W | MAPP_US | MISO_W | Internal | Summer | B9 | 800 | 2635 | 0.01 | 52.68 | 54.02 | 7 | 0
2015 | MAPP_US_2_MISO_W | MAPP_US | MISO_W | Internal | Summer | B10 | 1262 | 2635 | 0 | 52.68 | 51.96 | 7 | 0
2015 | MAPP_US_2_MISO_W | MAPP_US | MISO_W | Internal | Winter | B16 | 25 | 2635 | 249.71 | 69.75 | 76.74 | 7 | 0
2015 | MAPP_US_2_MISO_W | MAPP_US | MISO_W | Internal | Winter | B17 | 100 | 2635 | 743.08 | 60.32 | 67.32 | 7 | 0
2015 | MAPP_US_2_MISO_W | MAPP_US | MISO_W | Internal | Winter | B18 | 400 | 2635 | 0.02 | 59.4 | 60.23 | 7 | 0
2015 | MAPP_US_2_MISO_W | MAPP_US | MISO_W | Internal | Winter | B19 | 700 | 2635 | 0 | 59.4 | 58.71 | 7 | 0
2015 | MAPP_US_2_MISO_W | MAPP_US | MISO_W | Internal | Winter | B20 | 935 | 2635 | 0 | 59.4 | 54.02 | 7 | 0
2015 | MAPP_US_2_NE | MAPP_US | NE | Internal | Shoulder | B11 | 25 | 2000 | 1210.33 | 76.22 | 83.22 | 7 | 0
2015 | MAPP_US_2_NE | MAPP_US | NE | Internal | Shoulder | B12 | 200 | 2000 | 745.34 | 59.03 | 66.03 | 7 | 0
2015 | MAPP_US_2_NE | MAPP_US | NE | Internal | Shoulder | B13 | 600 | 2000 | 0.03 | 56.59 | 60.24 | 7 | 0
2015 | MAPP_US_2_NE | MAPP_US | NE | Internal | Shoulder | B14 | 900 | 2000 | 0.02 | 56.59 | 60.17 | 7 | 0
2015 | MAPP_US_2_NE | MAPP_US | NE | Internal | Shoulder | B15 | 1203 | 2000 | 0 | 56.59 | 57.52 | 7 | 0
2015 | MAPP_US_2_NE | MAPP_US | NE | Internal | Summer | B1 | 10 | 2000 | 358.38 | 85.1 | 92.08 | 7 | 0
2015 | MAPP_US_2_NE | MAPP_US | NE | Internal | Summer | B2 | 25 | 2000 | 769 | 84.62 | 91.62 | 7 | 0
2015 | MAPP_US_2_NE | MAPP_US | NE | Internal | Summer | B3 | 75 | 2000 | 742.28 | 84.62 | 91.62 | 7 | 0
2015 | MAPP_US_2_NE | MAPP_US | NE | Internal | Summer | B4 | 100 | 2000 | 829.88 | 80.87 | 87.87 | 7 | 0
2015 | MAPP_US_2_NE | MAPP_US | NE | Internal | Summer | B5 | 200 | 2000 | 863.82 | 75.27 | 82.27 | 7 | 0
2015 | MAPP_US_2_NE | MAPP_US | NE | Internal | Summer | B6 | 300 | 2000 | 736.11 | 63.94 | 70.94 | 7 | 0
2015 | MAPP_US_2_NE | MAPP_US | NE | Internal | Summer | B7 | 400 | 2000 | 1033.06 | 56.02 | 63.02 | 7 | 0
2015 | MAPP_US_2_NE | MAPP_US | NE | Internal | Summer | B8 | 500 | 2000 | 403.26 | 52.68 | 59.68 | 7 | 0
2015 | MAPP_US_2_NE | MAPP_US | NE | Internal | Summer | B9 | 800 | 2000 | 0.04 | 52.68 | 58.25 | 7 | 0
2015 | MAPP_US_2_NE | MAPP_US | NE | Internal | Summer | B10 | 1262 | 2000 | 0 | 52.68 | 54.42 | 7 | 0
2015 | MAPP_US_2_NE | MAPP_US | NE | Internal | Winter | B16 | 25 | 2000 | 848.05 | 69.75 | 76.74 | 7 | 0
2015 | MAPP_US_2_NE | MAPP_US | NE | Internal | Winter | B17 | 100 | 2000 | 0.1 | 60.32 | 62.77 | 7 | 0
2015 | MAPP_US_2_NE | MAPP_US | NE | Internal | Winter | B18 | 400 | 2000 | 0.03 | 59.4 | 62.14 | 7 | 0
2015 | MAPP_US_2_NE | MAPP_US | NE | Internal | Winter | B19 | 700 | 2000 | 0.01 | 59.4 | 60 | 7 | 0
2015 | MAPP_US_2_NE | MAPP_US | NE | Internal | Winter | B20 | 935 | 2000 | 0 | 59.4 | 58.06 | 7 | 0
2015 | MARITIMES_2_NEISO | MARITIMES | NEISO | Internal | Shoulder | B11 | 25 | 99999 | 1400 | 60.33 | 60.34 | 0.01 | 0
2015 | MARITIMES_2_NEISO | MARITIMES | NEISO | Internal | Shoulder | B12 | 200 | 99999 | 1400.01 | 55.96 | 55.97 | 0.01 | 0
2015 | MARITIMES_2_NEISO | MARITIMES | NEISO | Internal | Shoulder | B13 | 600 | 99999 | 1400.01 | 55.96 | 55.97 | 0.01 | 0
2015 | MARITIMES_2_NEISO | MARITIMES | NEISO | Internal | Shoulder | B14 | 900 | 99999 | 1400.01 | 55.96 | 55.97 | 0.01 | 0
2015 | MARITIMES_2_NEISO | MARITIMES | NEISO | Internal | Shoulder | B15 | 1203 | 99999 | 426.43 | 55.96 | 55.97 | 0.01 | 0
2015 | MARITIMES_2_NEISO | MARITIMES | NEISO | Internal | Summer | B1 | 10 | 99999 | 1400.03 | 86.33 | 86.34 | 0.01 | 0
2015 | MARITIMES_2_NEISO | MARITIMES | NEISO | Internal | Summer | B2 | 25 | 99999 | 1400 | 81.11 | 81.12 | 0.01 | 0
2015 | MARITIMES_2_NEISO | MARITIMES | NEISO | Internal | Summer | B3 | 75 | 99999 | 1400.02 | 75.85 | 75.87 | 0.01 | 0
2015 | MARITIMES_2_NEISO | MARITIMES | NEISO | Internal | Summer | B4 | 100 | 99999 | 1400.02 | 71.1 | 71.11 | 0.01 | 0
2015 | MARITIMES_2_NEISO | MARITIMES | NEISO | Internal | Summer | B5 | 200 | 99999 | 1400.01 | 63.31 | 63.33 | 0.01 | 0
2015 | MARITIMES_2_NEISO | MARITIMES | NEISO | Internal | Summer | B6 | 300 | 99999 | 1400.01 | 53.59 | 53.6 | 0.01 | 0
2015 | MARITIMES_2_NEISO | MARITIMES | NEISO | Internal | Summer | B7 | 400 | 99999 | 1400.01 | 53.27 | 53.28 | 0.01 | 0
2015 | MARITIMES_2_NEISO | MARITIMES | NEISO | Internal | Summer | B8 | 500 | 99999 | 1400.01 | 53.27 | 53.28 | 0.01 | 0
2015 | MARITIMES_2_NEISO | MARITIMES | NEISO | Internal | Summer | B9 | 800 | 99999 | 1400.01 | 53.27 | 53.28 | 0.01 | 0
2015 | MARITIMES_2_NEISO | MARITIMES | NEISO | Internal | Summer | B10 | 1262 | 99999 | 236.13 | 53.27 | 53.28 | 0.01 | 0
2015 | MARITIMES_2_NEISO | MARITIMES | NEISO | Internal | Winter | B16 | 25 | 99999 | 1400 | 65.13 | 65.14 | 0.01 | 0
2015 | MARITIMES_2_NEISO | MARITIMES | NEISO | Internal | Winter | B17 | 100 | 99999 | 1400.01 | 64.35 | 64.37 | 0.01 | 0
2015 | MARITIMES_2_NEISO | MARITIMES | NEISO | Internal | Winter | B18 | 400 | 99999 | 1400.01 | 64.35 | 64.37 | 0.01 | 0
2015 | MARITIMES_2_NEISO | MARITIMES | NEISO | Internal | Winter | B19 | 700 | 99999 | 1400.01 | 64.35 | 64.37 | 0.01 | 0
2015 | MARITIMES_2_NEISO | MARITIMES | NEISO | Internal | Winter | B20 | 935 | 99999 | 475.95 | 64.35 | 64.37 | 0.01 | 0
2015 | MISO_IN_2_MISO_MI | MISO_IN | MISO_MI | Internal | Shoulder | B11 | 25 | 5000 | 4.52 | 76.39 | 76.08 | 0.01 | 0
2015 | MISO_IN_2_MISO_MI | MISO_IN | MISO_MI | Internal | Shoulder | B12 | 200 | 5000 | 5.54 | 62.9 | 62.87 | 0.01 | 0
2015 | MISO_IN_2_MISO_MI | MISO_IN | MISO_MI | Internal | Shoulder | B13 | 600 | 5000 | 3.29 | 59.66 | 59.65 | 0.01 | 0
2015 | MISO_IN_2_MISO_MI | MISO_IN | MISO_MI | Internal | Shoulder | B14 | 900 | 5000 | 2.17 | 57.61 | 57.59 | 0.01 | 0
2015 | MISO_IN_2_MISO_MI | MISO_IN | MISO_MI | Internal | Shoulder | B15 | 1203 | 5000 | 2.78 | 55.29 | 55.28 | 0.01 | 0
2015 | MISO_IN_2_MISO_MI | MISO_IN | MISO_MI | Internal | Summer | B1 | 10 | 5000 | 4.28 | 93.22 | 92.08 | 0.01 | 0
2015 | MISO_IN_2_MISO_MI | MISO_IN | MISO_MI | Internal | Summer | B2 | 25 | 5000 | 1.88 | 91.6 | 90.37 | 0.01 | 0
2015 | MISO_IN_2_MISO_MI | MISO_IN | MISO_MI | Internal | Summer | B3 | 75 | 5000 | 0.36 | 90.05 | 87.75 | 0.01 | 0
2015 | MISO_IN_2_MISO_MI | MISO_IN | MISO_MI | Internal | Summer | B4 | 100 | 5000 | 0.54 | 85.27 | 84.04 | 0.01 | 0
2015 | MISO_IN_2_MISO_MI | MISO_IN | MISO_MI | Internal | Summer | B5 | 200 | 5000 | 0.92 | 75.73 | 75.19 | 0.01 | 0
2015 | MISO_IN_2_MISO_MI | MISO_IN | MISO_MI | Internal | Summer | B6 | 300 | 5000 | 1.59 | 65.9 | 65.78 | 0.01 | 0
2015 | MISO_IN_2_MISO_MI | MISO_IN | MISO_MI | Internal | Summer | B7 | 400 | 5000 | 4.49 | 57.95 | 57.94 | 0.01 | 0
2015 | MISO_IN_2_MISO_MI | MISO_IN | MISO_MI | Internal | Summer | B8 | 500 | 5000 | 50.29 | 54.66 | 54.67 | 0.01 | 0
2015 | MISO_IN_2_MISO_MI | MISO_IN | MISO_MI | Internal | Summer | B9 | 800 | 5000 | 11.61 | 54.02 | 54 | 0.01 | 0
2015 | MISO_IN_2_MISO_MI | MISO_IN | MISO_MI | Internal | Summer | B10 | 1262 | 5000 | 600.99 | 53.03 | 53.04 | 0.01 | 0
2015 | MISO_IN_2_MISO_MI | MISO_IN | MISO_MI | Internal | Winter | B16 | 25 | 5000 | 2.14 | 77.88 | 77 | 0.01 | 0
2015 | MISO_IN_2_MISO_MI | MISO_IN | MISO_MI | Internal | Winter | B17 | 100 | 5000 | 13.18 | 68.41 | 68.4 | 0.01 | 0
2015 | MISO_IN_2_MISO_MI | MISO_IN | MISO_MI | Internal | Winter | B18 | 400 | 5000 | 9.57 | 61.28 | 61.28 | 0.01 | 0
2015 | MISO_IN_2_MISO_MI | MISO_IN | MISO_MI | Internal | Winter | B19 | 700 | 5000 | 842.94 | 59.75 | 59.77 | 0.01 | 0
2015 | MISO_IN_2_MISO_MI | MISO_IN | MISO_MI | Internal | Winter | B20 | 935 | 5000 | 1277.66 | 55.06 | 55.08 | 0.01 | 0
2015 | MISO_IN_2_MISO_MO-IL | MISO_IN | MISO_MO-IL | Internal | Shoulder | B11 | 25 | 5000 | 10.97 | 76.39 | 76.27 | 0.01 | 0
2015 | MISO_IN_2_MISO_MO-IL | MISO_IN | MISO_MO-IL | Internal | Shoulder | B12 | 200 | 5000 | 0.72 | 62.9 | 62.61 | 0.01 | 0
2015 | MISO_IN_2_MISO_MO-IL | MISO_IN | MISO_MO-IL | Internal | Shoulder | B13 | 600 | 5000 | 1.86 | 59.66 | 59.65 | 0.01 | 0
2015 | MISO_IN_2_MISO_MO-IL | MISO_IN | MISO_MO-IL | Internal | Shoulder | B14 | 900 | 5000 | 1.72 | 57.61 | 57.59 | 0.01 | 0
2015 | MISO_IN_2_MISO_MO-IL | MISO_IN | MISO_MO-IL | Internal | Shoulder | B15 | 1203 | 5000 | 1.42 | 55.29 | 55.28 | 0.01 | 0
2015 | MISO_IN_2_MISO_MO-IL | MISO_IN | MISO_MO-IL | Internal | Summer | B1 | 10 | 5000 | 4.29 | 93.22 | 92.1 | 0.01 | 0
2015 | MISO_IN_2_MISO_MO-IL | MISO_IN | MISO_MO-IL | Internal | Summer | B2 | 25 | 5000 | 1.73 | 91.6 | 90.48 | 0.01 | 0
2015 | MISO_IN_2_MISO_MO-IL | MISO_IN | MISO_MO-IL | Internal | Summer | B3 | 75 | 5000 | 0.89 | 90.05 | 88.92 | 0.01 | 0
2015 | MISO_IN_2_MISO_MO-IL | MISO_IN | MISO_MO-IL | Internal | Summer | B4 | 100 | 5000 | 0.63 | 85.27 | 84.15 | 0.01 | 0
2015 | MISO_IN_2_MISO_MO-IL | MISO_IN | MISO_MO-IL | Internal | Summer | B5 | 200 | 5000 | 3 | 75.73 | 75.3 | 0.01 | 0
2015 | MISO_IN_2_MISO_MO-IL | MISO_IN | MISO_MO-IL | Internal | Summer | B6 | 300 | 5000 | 5.97 | 65.9 | 65.88 | 0.01 | 0
2015 | MISO_IN_2_MISO_MO-IL | MISO_IN | MISO_MO-IL | Internal | Summer | B7 | 400 | 5000 | 4.03 | 57.95 | 57.94 | 0.01 | 0
2015 | MISO_IN_2_MISO_MO-IL | MISO_IN | MISO_MO-IL | Internal | Summer | B8 | 500 | 5000 | 0.51 | 54.66 | 54.54 | 0.01 | 0
2015 | MISO_IN_2_MISO_MO-IL | MISO_IN | MISO_MO-IL | Internal | Summer | B9 | 800 | 5000 | 1.96 | 54.02 | 54 | 0.01 | 0
2015 | MISO_IN_2_MISO_MO-IL | MISO_IN | MISO_MO-IL | Internal | Summer | B10 | 1262 | 5000 | 0.04 | 53.03 | 51.97 | 0.01 | 0
2015 | MISO_IN_2_MISO_MO-IL | MISO_IN | MISO_MO-IL | Internal | Winter | B16 | 25 | 5000 | 1.72 | 77.88 | 76.75 | 0.01 | 0
2015 | MISO_IN_2_MISO_MO-IL | MISO_IN | MISO_MO-IL | Internal | Winter | B17 | 100 | 5000 | 0.46 | 68.41 | 67.33 | 0.01 | 0
2015 | MISO_IN_2_MISO_MO-IL | MISO_IN | MISO_MO-IL | Internal | Winter | B18 | 400 | 5000 | 0.17 | 61.28 | 60.24 | 0.01 | 0
2015 | MISO_IN_2_MISO_MO-IL | MISO_IN | MISO_MO-IL | Internal | Winter | B19 | 700 | 5000 | 0.08 | 59.75 | 58.72 | 0.01 | 0
2015 | MISO_IN_2_MISO_MO-IL | MISO_IN | MISO_MO-IL | Internal | Winter | B20 | 935 | 5000 | 0.09 | 55.06 | 54.01 | 0.01 | 0
2015 | MISO_IN_2_NonRTO_Midwest | MISO_IN | NonRTO_Midwest | Internal | Shoulder | B11 | 25 | 4800 | 987.74 | 76.39 | 84.39 | 8 | 0
2015 | MISO_IN_2_NonRTO_Midwest | MISO_IN | NonRTO_Midwest | Internal | Shoulder | B12 | 200 | 4800 | 564.81 | 62.9 | 70.9 | 8 | 0
2015 | MISO_IN_2_NonRTO_Midwest | MISO_IN | NonRTO_Midwest | Internal | Shoulder | B13 | 600 | 4800 | 24.94 | 59.66 | 67.64 | 8 | 0
2015 | MISO_IN_2_NonRTO_Midwest | MISO_IN | NonRTO_Midwest | Internal | Shoulder | B14 | 900 | 4800 | 0 | 57.61 | 56.66 | 8 | 0
2015 | MISO_IN_2_NonRTO_Midwest | MISO_IN | NonRTO_Midwest | Internal | Shoulder | B15 | 1203 | 4800 | 0 | 55.29 | 54.74 | 8 | 0
2015 | MISO_IN_2_NonRTO_Midwest | MISO_IN | NonRTO_Midwest | Internal | Summer | B1 | 10 | 4800 | 0.91 | 93.22 | 96.51 | 8 | 0
2015 | MISO_IN_2_NonRTO_Midwest | MISO_IN | NonRTO_Midwest | Internal | Summer | B2 | 25 | 4800 | 0.56 | 91.6 | 96.5 | 8 | 0
2015 | MISO_IN_2_NonRTO_Midwest | MISO_IN | NonRTO_Midwest | Internal | Summer | B3 | 75 | 4800 | 0.46 | 90.05 | 96.5 | 8 | 0
2015 | MISO_IN_2_NonRTO_Midwest | MISO_IN | NonRTO_Midwest | Internal | Summer | B4 | 100 | 4800 | 722.32 | 85.27 | 93.27 | 8 | 0
2015 | MISO_IN_2_NonRTO_Midwest | MISO_IN | NonRTO_Midwest | Internal | Summer | B5 | 200 | 4800 | 411.85 | 75.73 | 83.73 | 8 | 0
2015 | MISO_IN_2_NonRTO_Midwest | MISO_IN | NonRTO_Midwest | Internal | Summer | B6 | 300 | 4800 | 0.04 | 65.9 | 62.72 | 8 | 0
2015 | MISO_IN_2_NonRTO_Midwest | MISO_IN | NonRTO_Midwest | Internal | Summer | B7 | 400 | 4800 | 0.01 | 57.95 | 56.66 | 8 | 0
2015 | MISO_IN_2_NonRTO_Midwest | MISO_IN | NonRTO_Midwest | Internal | Summer | B8 | 500 | 4800 | 0.02 | 54.66 | 56.56 | 8 | 0
2015 | MISO_IN_2_NonRTO_Midwest | MISO_IN | NonRTO_Midwest | Internal | Summer | B9 | 800 | 4800 | 0 | 54.02 | 54.74 | 8 | 0
2015 | MISO_IN_2_NonRTO_Midwest | MISO_IN | NonRTO_Midwest | Internal | Summer | B10 | 1262 | 4800 | 0 | 53.03 | 53.94 | 8 | 0
2015 | MISO_IN_2_NonRTO_Midwest | MISO_IN | NonRTO_Midwest | Internal | Winter | B16 | 25 | 4800 | 2074.81 | 77.88 | 85.88 | 8 | 0
2015 | MISO_IN_2_NonRTO_Midwest | MISO_IN | NonRTO_Midwest | Internal | Winter | B17 | 100 | 4800 | 1037.93 | 68.41 | 76.41 | 8 | 0
2015 | MISO_IN_2_NonRTO_Midwest | MISO_IN | NonRTO_Midwest | Internal | Winter | B18 | 400 | 4800 | 229.46 | 61.28 | 69.28 | 8 | 0
2015 | MISO_IN_2_NonRTO_Midwest | MISO_IN | NonRTO_Midwest | Internal | Winter | B19 | 700 | 4800 | 0 | 59.75 | 56.66 | 8 | 0
2015 | MISO_IN_2_NonRTO_Midwest | MISO_IN | NonRTO_Midwest | Internal | Winter | B20 | 935 | 4800 | 0 | 55.06 | 55.4 | 8 | 0
2015 | MISO_IN_2_PJM_ROR | MISO_IN | PJM_ROR | Internal | Shoulder | B11 | 25 | 992 | 0.46 | 76.39 | 74.25 | 2 | 0
2015 | MISO_IN_2_PJM_ROR | MISO_IN | PJM_ROR | Internal | Shoulder | B12 | 200 | 992 | 0.7 | 62.9 | 64.61 | 2 | 0
2015 | MISO_IN_2_PJM_ROR | MISO_IN | PJM_ROR | Internal | Shoulder | B13 | 600 | 992 | 0.07 | 59.66 | 60.58 | 2 | 0
2015 | MISO_IN_2_PJM_ROR | MISO_IN | PJM_ROR | Internal | Shoulder | B14 | 900 | 992 | 0.05 | 57.61 | 58.53 | 2 | 0
2015 | MISO_IN_2_PJM_ROR | MISO_IN | PJM_ROR | Internal | Shoulder | B15 | 1203 | 992 | 0.02 | 55.29 | 55.12 | 2 | 0
2015 | MISO_IN_2_PJM_ROR | MISO_IN | PJM_ROR | Internal | Summer | B1 | 10 | 992 | 3.45 | 93.22 | 94.07 | 2 | 0
2015 | MISO_IN_2_PJM_ROR | MISO_IN | PJM_ROR | Internal | Summer | B2 | 25 | 992 | 0.88 | 91.6 | 91.31 | 2 | 0
2015 | MISO_IN_2_PJM_ROR | MISO_IN | PJM_ROR | Internal | Summer | B3 | 75 | 992 | 0.27 | 90.05 | 89.75 | 2 | 0
2015 | MISO_IN_2_PJM_ROR | MISO_IN | PJM_ROR | Internal | Summer | B4 | 100 | 992 | 0.2 | 85.27 | 84.97 | 2 | 0
2015 | MISO_IN_2_PJM_ROR | MISO_IN | PJM_ROR | Internal | Summer | B5 | 200 | 992 | 0.81 | 75.73 | 77.19 | 2 | 0
2015 | MISO_IN_2_PJM_ROR | MISO_IN | PJM_ROR | Internal | Summer | B6 | 300 | 992 | 0.16 | 65.9 | 66.71 | 2 | 0
2015 | MISO_IN_2_PJM_ROR | MISO_IN | PJM_ROR | Internal | Summer | B7 | 400 | 992 | 0.11 | 57.95 | 58.88 | 2 | 0
2015 | MISO_IN_2_PJM_ROR | MISO_IN | PJM_ROR | Internal | Summer | B8 | 500 | 992 | 0.09 | 54.66 | 55.62 | 2 | 0
2015 | MISO_IN_2_PJM_ROR | MISO_IN | PJM_ROR | Internal | Summer | B9 | 800 | 992 | 0.03 | 54.02 | 53.87 | 2 | 0
2015 | MISO_IN_2_PJM_ROR | MISO_IN | PJM_ROR | Internal | Summer | B10 | 1262 | 992 | 0.01 | 53.03 | 52.2 | 2 | 0
2015 | MISO_IN_2_PJM_ROR | MISO_IN | PJM_ROR | Internal | Winter | B16 | 25 | 992 | 1.9 | 77.88 | 79 | 2 | 0
2015 | MISO_IN_2_PJM_ROR | MISO_IN | PJM_ROR | Internal | Winter | B17 | 100 | 992 | 24.64 | 68.41 | 70.4 | 2 | 0
2015 | MISO_IN_2_PJM_ROR | MISO_IN | PJM_ROR | Internal | Winter | B18 | 400 | 992 | 44.73 | 61.28 | 63.28 | 2 | 0
2015 | MISO_IN_2_PJM_ROR | MISO_IN | PJM_ROR | Internal | Winter | B19 | 700 | 992 | 0.07 | 59.75 | 60.72 | 2 | 0
2015 | MISO_IN_2_PJM_ROR | MISO_IN | PJM_ROR | Internal | Winter | B20 | 935 | 992 | 0.03 | 55.06 | 55.78 | 2 | 0
2015 | MISO_MI_2_IESO | MISO_MI | IESO | Internal | Shoulder | B11 | 25 | 1580 | 0.11 | 76.08 | 66.13 | 8 | 0
2015 | MISO_MI_2_IESO | MISO_MI | IESO | Internal | Shoulder | B12 | 200 | 1580 | 0.01 | 62.87 | 52.48 | 8 | 0
2015 | MISO_MI_2_IESO | MISO_MI | IESO | Internal | Shoulder | B13 | 600 | 1580 | 0 | 59.65 | 49.52 | 8 | 0
2015 | MISO_MI_2_IESO | MISO_MI | IESO | Internal | Shoulder | B14 | 900 | 1580 | 0 | 57.59 | 49.52 | 8 | 0
2015 | MISO_MI_2_IESO | MISO_MI | IESO | Internal | Shoulder | B15 | 1203 | 1580 | 0 | 55.28 | 49.52 | 8 | 0
2015 | MISO_MI_2_IESO | MISO_MI | IESO | Internal | Summer | B1 | 10 | 1580 | 0.32 | 92.08 | 85.07 | 8 | 0
2015 | MISO_MI_2_IESO | MISO_MI | IESO | Internal | Summer | B2 | 25 | 1580 | 0.13 | 90.37 | 83.34 | 8 | 0
2015 | MISO_MI_2_IESO | MISO_MI | IESO | Internal | Summer | B3 | 75 | 1580 | 0.04 | 87.75 | 78.79 | 8 | 0
2015 | MISO_MI_2_IESO | MISO_MI | IESO | Internal | Summer | B4 | 100 | 1580 | 0.03 | 84.04 | 74.02 | 8 | 0
2015 | MISO_MI_2_IESO | MISO_MI | IESO | Internal | Summer | B5 | 200 | 1580 | 0.01 | 75.19 | 65.17 | 8 | 0
2015 | MISO_MI_2_IESO | MISO_MI | IESO | Internal | Summer | B6 | 300 | 1580 | 0 | 65.78 | 55.75 | 8 | 0
2015 | MISO_MI_2_IESO | MISO_MI | IESO | Internal | Summer | B7 | 400 | 1580 | 0 | 57.94 | 47.83 | 8 | 0
2015 | MISO_MI_2_IESO | MISO_MI | IESO | Internal | Summer | B8 | 500 | 1580 | 0 | 54.67 | 46.04 | 8 | 0
2015 | MISO_MI_2_IESO | MISO_MI | IESO | Internal | Summer | B9 | 800 | 1580 | 0 | 54 | 46.04 | 8 | 0
2015 | MISO_MI_2_IESO | MISO_MI | IESO | Internal | Summer | B10 | 1262 | 1580 | 0 | 53.04 | 46.04 | 8 | 0
2015 | MISO_MI_2_IESO | MISO_MI | IESO | Internal | Winter | B16 | 25 | 1580 | 0.11 | 77 | 66.62 | 8 | 0
2015 | MISO_MI_2_IESO | MISO_MI | IESO | Internal | Winter | B17 | 100 | 1580 | 0.03 | 68.4 | 58.01 | 8 | 0
2015 | MISO_MI_2_IESO | MISO_MI | IESO | Internal | Winter | B18 | 400 | 1580 | 0 | 61.28 | 52.87 | 8 | 0
2015 | MISO_MI_2_IESO | MISO_MI | IESO | Internal | Winter | B19 | 700 | 1580 | 0 | 59.77 | 52.87 | 8 | 0
2015 | MISO_MI_2_IESO | MISO_MI | IESO | Internal | Winter | B20 | 935 | 1580 | 0 | 55.08 | 52.87 | 8 | 0
2015 | MISO_MI_2_MISO_IN | MISO_MI | MISO_IN | Internal | Shoulder | B11 | 25 | 2045 | 2043.15 | 76.08 | 76.39 | 0.01 | 0.3
2015 | MISO_MI_2_MISO_IN | MISO_MI | MISO_IN | Internal | Shoulder | B12 | 200 | 2045 | 2034.41 | 62.87 | 62.9 | 0.01 | 0.03
2015 | MISO_MI_2_MISO_IN | MISO_MI | MISO_IN | Internal | Shoulder | B13 | 600 | 2045 | 1167.26 | 59.65 | 59.66 | 0.01 | 0
2015 | MISO_MI_2_MISO_IN | MISO_MI | MISO_IN | Internal | Shoulder | B14 | 900 | 2045 | 1751.29 | 57.59 | 57.61 | 0.01 | 0
2015 | MISO_MI_2_MISO_IN | MISO_MI | MISO_IN | Internal | Shoulder | B15 | 1203 | 2045 | 780.99 | 55.28 | 55.29 | 0.01 | 0
2015 | MISO_MI_2_MISO_IN | MISO_MI | MISO_IN | Internal | Summer | B1 | 10 | 2045 | 2044.62 | 92.08 | 93.22 | 0.01 | 1.13
2015 | MISO_MI_2_MISO_IN | MISO_MI | MISO_IN | Internal | Summer | B2 | 25 | 2045 | 2044.75 | 90.37 | 91.6 | 0.01 | 1.22
2015 | MISO_MI_2_MISO_IN | MISO_MI | MISO_IN | Internal | Summer | B3 | 75 | 2045 | 2045.47 | 87.75 | 90.05 | 0.01 | 2.28
2015 | MISO_MI_2_MISO_IN | MISO_MI | MISO_IN | Internal | Summer | B4 | 100 | 2045 | 2044.9 | 84.04 | 85.27 | 0.01 | 1.22
2015 | MISO_MI_2_MISO_IN | MISO_MI | MISO_IN | Internal | Summer | B5 | 200 | 2045 | 2044.54 | 75.19 | 75.73 | 0.01 | 0.53
2015 | MISO_MI_2_MISO_IN | MISO_MI | MISO_IN | Internal | Summer | B6 | 300 | 2045 | 2044 | 65.78 | 65.9 | 0.01 | 0.11
2015 | MISO_MI_2_MISO_IN | MISO_MI | MISO_IN | Internal | Summer | B7 | 400 | 2045 | 1849.59 | 57.94 | 57.95 | 0.01 | 0
2015 | MISO_MI_2_MISO_IN | MISO_MI | MISO_IN | Internal | Summer | B8 | 500 | 2045 | 1.99 | 54.67 | 54.66 | 0.01 | 0
2015 | MISO_MI_2_MISO_IN | MISO_MI | MISO_IN | Internal | Summer | B9 | 800 | 2045 | 218.09 | 54 | 54.02 | 0.01 | 0
2015 | MISO_MI_2_MISO_IN | MISO_MI | MISO_IN | Internal | Summer | B10 | 1262 | 2045 | 0.79 | 53.04 | 53.03 | 0.01 | 0
2015 | MISO_MI_2_MISO_IN | MISO_MI | MISO_IN | Internal | Winter | B16 | 25 | 2045 | 2044.56 | 77 | 77.88 | 0.01 | 0.87
2015 | MISO_MI_2_MISO_IN | MISO_MI | MISO_IN | Internal | Winter | B17 | 100 | 2045 | 1297.93 | 68.4 | 68.41 | 0.01 | 0
2015 | MISO_MI_2_MISO_IN | MISO_MI | MISO_IN | Internal | Winter | B18 | 400 | 2045 | 4.23 | 61.28 | 61.28 | 0.01 | 0
2015 | MISO_MI_2_MISO_IN | MISO_MI | MISO_IN | Internal | Winter | B19 | 700 | 2045 | 1.38 | 59.77 | 59.75 | 0.01 | 0
2015 | MISO_MI_2_MISO_IN | MISO_MI | MISO_IN | Internal | Winter | B20 | 935 | 2045 | 1.05 | 55.08 | 55.06 | 0.01 | 0
2015 | MISO_MI_2_MISO_WUMS | MISO_MI | MISO_WUMS | Internal | Shoulder | B11 | 25 | 117 | 2.02 | 76.08 | 75.09 | 0.01 | 0.01
2015 | MISO_MI_2_MISO_WUMS | MISO_MI | MISO_WUMS | Internal | Shoulder | B12 | 200 | 117 | 0.23 | 62.87 | 61.8 | 0.01 | 0
2015 | MISO_MI_2_MISO_WUMS | MISO_MI | MISO_WUMS | Internal | Shoulder | B13 | 600 | 117 | 0.08 | 59.65 | 58.58 | 0.01 | 0
2015 | MISO_MI_2_MISO_WUMS | MISO_MI | MISO_WUMS | Internal | Shoulder | B14 | 900 | 117 | 0.06 | 57.59 | 56.53 | 0.01 | 0
2015 | MISO_MI_2_MISO_WUMS | MISO_MI | MISO_WUMS | Internal | Shoulder | B15 | 1203 | 117 | 0.04 | 55.28 | 54.21 | 0.01 | 0
2015 | MISO_MI_2_MISO_WUMS | MISO_MI | MISO_WUMS | Internal | Summer | B1 | 10 | 117 | 4.12 | 92.08 | 91.02 | 0.01 | 0.03
2015 | MISO_MI_2_MISO_WUMS | MISO_MI | MISO_WUMS | Internal | Summer | B2 | 25 | 117 | 1.73 | 90.37 | 89.31 | 0.01 | 0.01
2015 | MISO_MI_2_MISO_WUMS | MISO_MI | MISO_WUMS | Internal | Summer | B3 | 75 | 117 | 25.62 | 87.75 | 87.75 | 0.01 | 0
2015 | MISO_MI_2_MISO_WUMS | MISO_MI | MISO_WUMS | Internal | Summer | B4 | 100 | 117 | 0.47 | 84.04 | 82.97 | 0.01 | 0
2015 | MISO_MI_2_MISO_WUMS | MISO_MI | MISO_WUMS | Internal | Summer | B5 | 200 | 117 | 0.24 | 75.19 | 74.12 | 0.01 | 0
2015 | MISO_MI_2_MISO_WUMS | MISO_MI | MISO_WUMS | Internal | Summer | B6 | 300 | 117 | 0.15 | 65.78 | 64.71 | 0.01 | 0
2015 | MISO_MI_2_MISO_WUMS | MISO_MI | MISO_WUMS | Internal | Summer | B7 | 400 | 117 | 0.12 | 57.94 | 56.87 | 0.01 | 0
2015 | MISO_MI_2_MISO_WUMS | MISO_MI | MISO_WUMS | Internal | Summer | B8 | 500 | 117 | 0.1 | 54.67 | 53.61 | 0.01 | 0
2015 | MISO_MI_2_MISO_WUMS | MISO_MI | MISO_WUMS | Internal | Summer | B9 | 800 | 117 | 0.07 | 54 | 52.94 | 0.01 | 0
2015 | MISO_MI_2_MISO_WUMS | MISO_MI | MISO_WUMS | Internal | Summer | B10 | 1262 | 117 | 0.04 | 53.04 | 51.97 | 0.01 | 0
2015 | MISO_MI_2_MISO_WUMS | MISO_MI | MISO_WUMS | Internal | Winter | B16 | 25 | 117 | 1.73 | 77 | 75.94 | 0.01 | 0.01
2015 | MISO_MI_2_MISO_WUMS | MISO_MI | MISO_WUMS | Internal | Winter | B17 | 100 | 117 | 0.44 | 68.4 | 67.33 | 0.01 | 0
2015 | MISO_MI_2_MISO_WUMS | MISO_MI | MISO_WUMS | Internal | Winter | B18 | 400 | 117 | 0.15 | 61.28 | 60.21 | 0.01 | 0
2015 | MISO_MI_2_MISO_WUMS | MISO_MI | MISO_WUMS | Internal | Winter | B19 | 700 | 117 | 0.07 | 59.77 | 58.7 | 0.01 | 0
2015 | MISO_MI_2_MISO_WUMS | MISO_MI | MISO_WUMS | Internal | Winter | B20 | 935 | 117 | 0.08 | 55.08 | 54.01 | 0.01 | 0
2015 | MISO_MI_2_PJM_ROR | MISO_MI | PJM_ROR | Internal | Shoulder | B11 | 25 | 1424 | 0.54 | 76.08 | 74.25 | 2 | 0
2015 | MISO_MI_2_PJM_ROR | MISO_MI | PJM_ROR | Internal | Shoulder | B12 | 200 | 1424 | 0.77 | 62.87 | 64.61 | 2 | 0
2015 | MISO_MI_2_PJM_ROR | MISO_MI | PJM_ROR | Internal | Shoulder | B13 | 600 | 1424 | 0.08 | 59.65 | 60.58 | 2 | 0
2015 | MISO_MI_2_PJM_ROR | MISO_MI | PJM_ROR | Internal | Shoulder | B14 | 900 | 1424 | 0.05 | 57.59 | 58.53 | 2 | 0
2015 | MISO_MI_2_PJM_ROR | MISO_MI | PJM_ROR | Internal | Shoulder | B15 | 1203 | 1424 | 0.02 | 55.28 | 55.12 | 2 | 0
2015 | MISO_MI_2_PJM_ROR | MISO_MI | PJM_ROR | Internal | Summer | B1 | 10 | 1424 | 1359.47 | 92.08 | 94.07 | 2 | 0
2015 | MISO_MI_2_PJM_ROR | MISO_MI | PJM_ROR | Internal | Summer | B2 | 25 | 1424 | 1.69 | 90.37 | 91.31 | 2 | 0
2015 | MISO_MI_2_PJM_ROR | MISO_MI | PJM_ROR | Internal | Summer | B3 | 75 | 1424 | 167.1 | 87.75 | 89.75 | 2 | 0
2015 | MISO_MI_2_PJM_ROR | MISO_MI | PJM_ROR | Internal | Summer | B4 | 100 | 1424 | 0.38 | 84.04 | 84.97 | 2 | 0
2015 | MISO_MI_2_PJM_ROR | MISO_MI | PJM_ROR | Internal | Summer | B5 | 200 | 1424 | 259.95 | 75.19 | 77.19 | 2 | 0
2015 | MISO_MI_2_PJM_ROR | MISO_MI | PJM_ROR | Internal | Summer | B6 | 300 | 1424 | 0.18 | 65.78 | 66.71 | 2 | 0
2015 | MISO_MI_2_PJM_ROR | MISO_MI | PJM_ROR | Internal | Summer | B7 | 400 | 1424 | 0.12 | 57.94 | 58.88 | 2 | 0
2015 | MISO_MI_2_PJM_ROR | MISO_MI | PJM_ROR | Internal | Summer | B8 | 500 | 1424 | 0.09 | 54.67 | 55.62 | 2 | 0
2015 | MISO_MI_2_PJM_ROR | MISO_MI | PJM_ROR | Internal | Summer | B9 | 800 | 1424 | 0.03 | 54 | 53.87 | 2 | 0
2015 | MISO_MI_2_PJM_ROR | MISO_MI | PJM_ROR | Internal | Summer | B10 | 1262 | 1424 | 0.02 | 53.04 | 52.2 | 2 | 0
2015 | MISO_MI_2_PJM_ROR | MISO_MI | PJM_ROR | Internal | Winter | B16 | 25 | 1424 | 1067.03 | 77 | 79 | 2 | 0
2015 | MISO_MI_2_PJM_ROR | MISO_MI | PJM_ROR | Internal | Winter | B17 | 100 | 1424 | 2680.05 | 68.4 | 70.4 | 2 | 0
2015 | MISO_MI_2_PJM_ROR | MISO_MI | PJM_ROR | Internal | Winter | B18 | 400 | 1424 | 459.69 | 61.28 | 63.28 | 2 | 0
2015 | MISO_MI_2_PJM_ROR | MISO_MI | PJM_ROR | Internal | Winter | B19 | 700 | 1424 | 0.07 | 59.77 | 60.72 | 2 | 0
2015 | MISO_MI_2_PJM_ROR | MISO_MI | PJM_ROR | Internal | Winter | B20 | 935 | 1424 | 0.03 | 55.08 | 55.78 | 2 | 0
2015 | MISO_MO-IL_2_ENT | MISO_MO-IL | ENT | Internal | Shoulder | B11 | 25 | 2540 | 0.49 | 76.27 | 80.3 | 8 | 0
2015 | MISO_MO-IL_2_ENT | MISO_MO-IL | ENT | Internal | Shoulder | B12 | 200 | 2540 | 0.02 | 62.61 | 59.62 | 8 | 0
2015 | MISO_MO-IL_2_ENT | MISO_MO-IL | ENT | Internal | Shoulder | B13 | 600 | 2540 | 0.01 | 59.65 | 59.62 | 8 | 0
2015 | MISO_MO-IL_2_ENT | MISO_MO-IL | ENT | Internal | Shoulder | B14 | 900 | 2540 | 0 | 57.59 | 57.64 | 8 | 0
2015 | MISO_MO-IL_2_ENT | MISO_MO-IL | ENT | Internal | Shoulder | B15 | 1203 | 2540 | 0 | 55.28 | 57.64 | 8 | 0
2015 | MISO_MO-IL_2_ENT | MISO_MO-IL | ENT | Internal | Summer | B1 | 10 | 2540 | 0.59 | 92.1 | 92.09 | 8 | 0
2015 | MISO_MO-IL_2_ENT | MISO_MO-IL | ENT | Internal | Summer | B2 | 25 | 2540 | 0.23 | 90.48 | 90.11 | 8 | 0
2015 | MISO_MO-IL_2_ENT | MISO_MO-IL | ENT | Internal | Summer | B3 | 75 | 2540 | 0.1 | 88.92 | 90.1 | 8 | 0
2015 | MISO_MO-IL_2_ENT | MISO_MO-IL | ENT | Internal | Summer | B4 | 100 | 2540 | 0.18 | 84.15 | 89.95 | 8 | 0
2015 | MISO_MO-IL_2_ENT | MISO_MO-IL | ENT | Internal | Summer | B5 | 200 | 2540 | 704.55 | 75.3 | 83.3 | 8 | 0
2015 | MISO_MO-IL_2_ENT | MISO_MO-IL | ENT | Internal | Summer | B6 | 300 | 2540 | 0.04 | 65.88 | 69.41 | 8 | 0
2015 | MISO_MO-IL_2_ENT | MISO_MO-IL | ENT | Internal | Summer | B7 | 400 | 2540 | 0.02 | 57.94 | 58.84 | 8 | 0
2015 | MISO_MO-IL_2_ENT | MISO_MO-IL | ENT | Internal | Summer | B8 | 500 | 2540 | 0.03 | 54.54 | 58.84 | 8 | 0
2015 | MISO_MO-IL_2_ENT | MISO_MO-IL | ENT | Internal | Summer | B9 | 800 | 2540 | 0.01 | 54 | 56.47 | 8 | 0
2015 | MISO_MO-IL_2_ENT | MISO_MO-IL | ENT | Internal | Summer | B10 | 1262 | 2540 | 0.01 | 51.97 | 56.47 | 8 | 0
2015 | MISO_MO-IL_2_ENT | MISO_MO-IL | ENT | Internal | Winter | B16 | 25 | 2540 | 0.24 | 76.75 | 76.75 | 8 | 0
2015 | MISO_MO-IL_2_ENT | MISO_MO-IL | ENT | Internal | Winter | B17 | 100 | 2540 | 0.04 | 67.33 | 62.04 | 8 | 0
2015 | MISO_MO-IL_2_ENT | MISO_MO-IL | ENT | Internal | Winter | B18 | 400 | 2540 | 0.02 | 60.24 | 60.49 | 8 | 0
2015 | MISO_MO-IL_2_ENT | MISO_MO-IL | ENT | Internal | Winter | B19 | 700 | 2540 | 0.01 | 58.72 | 59.98 | 8 | 0
2015 | MISO_MO-IL_2_ENT | MISO_MO-IL | ENT | Internal | Winter | B20 | 935 | 2540 | 0.02 | 54.01 | 59.98 | 8 | 0
2015 | MISO_MO-IL_2_MISO_IN | MISO_MO-IL | MISO_IN | Internal | Shoulder | B11 | 25 | 2100 | 2094.64 | 76.27 | 76.39 | 0.01 | 0.11
2015 | MISO_MO-IL_2_MISO_IN | MISO_MO-IL | MISO_IN | Internal | Shoulder | B12 | 200 | 2100 | 2099.8 | 62.61 | 62.9 | 0.01 | 0.28
2015 | MISO_MO-IL_2_MISO_IN | MISO_MO-IL | MISO_IN | Internal | Shoulder | B13 | 600 | 2100 | 1997.83 | 59.65 | 59.66 | 0.01 | 0
2015 | MISO_MO-IL_2_MISO_IN | MISO_MO-IL | MISO_IN | Internal | Shoulder | B14 | 900 | 2100 | 1187.09 | 57.59 | 57.61 | 0.01 | 0
2015 | MISO_MO-IL_2_MISO_IN | MISO_MO-IL | MISO_IN | Internal | Shoulder | B15 | 1203 | 2100 | 907.36 | 55.28 | 55.29 | 0.01 | 0
2015 | MISO_MO-IL_2_MISO_IN | MISO_MO-IL | MISO_IN | Internal | Summer | B1 | 10 | 2100 | 3760.84 | 92.1 | 93.22 | 0.01 | 1.12
2015 | MISO_MO-IL_2_MISO_IN | MISO_MO-IL | MISO_IN | Internal | Summer | B2 | 25 | 2100 | 3511.22 | 90.48 | 91.6 | 0.01 | 1.12
2015 | MISO_MO-IL_2_MISO_IN | MISO_MO-IL | MISO_IN | Internal | Summer | B3 | 75 | 2100 | 2687.37 | 88.92 | 90.05 | 0.01 | 1.11
2015 | MISO_MO-IL_2_MISO_IN | MISO_MO-IL | MISO_IN | Internal | Summer | B4 | 100 | 2100 | 2908.82 | 84.15 | 85.27 | 0.01 | 1.11
2015 | MISO_MO-IL_2_MISO_IN | MISO_MO-IL | MISO_IN | Internal | Summer | B5 | 200 | 2100 | 2094.86 | 75.3 | 75.73 | 0.01 | 0.42
2015 | MISO_MO-IL_2_MISO_IN | MISO_MO-IL | MISO_IN | Internal | Summer | B6 | 300 | 2100 | 812.56 | 65.88 | 65.9 | 0.01 | 0
2015 | MISO_MO-IL_2_MISO_IN | MISO_MO-IL | MISO_IN | Internal | Summer | B7 | 400 | 2100 | 421.2 | 57.94 | 57.95 | 0.01 | 0
2015 | MISO_MO-IL_2_MISO_IN | MISO_MO-IL | MISO_IN | Internal | Summer | B8 | 500 | 2100 | 2099.77 | 54.54 | 54.66 | 0.01 | 0.11
2015 | MISO_MO-IL_2_MISO_IN | MISO_MO-IL | MISO_IN | Internal | Summer | B9 | 800 | 2100 | 1656.83 | 54 | 54.02 | 0.01 | 0
2015 | MISO_MO-IL_2_MISO_IN | MISO_MO-IL | MISO_IN | Internal | Summer | B10 | 1262 | 2100 | 2100.21 | 51.97 | 53.03 | 0.01 | 1.04
2015 | MISO_MO-IL_2_MISO_IN | MISO_MO-IL | MISO_IN | Internal | Winter | B16 | 25 | 2100 | 3114.79 | 76.75 | 77.88 | 0.01 | 1.12
2015 | MISO_MO-IL_2_MISO_IN | MISO_MO-IL | MISO_IN | Internal | Winter | B17 | 100 | 2100 | 2103.5 | 67.33 | 68.41 | 0.01 | 1.06
2015 | MISO_MO-IL_2_MISO_IN | MISO_MO-IL | MISO_IN | Internal | Winter | B18 | 400 | 2100 | 2100.38 | 60.24 | 61.28 | 0.01 | 1.03
2015 | MISO_MO-IL_2_MISO_IN | MISO_MO-IL | MISO_IN | Internal | Winter | B19 | 700 | 2100 | 2100.28 | 58.72 | 59.75 | 0.01 | 1.02
2015 | MISO_MO-IL_2_MISO_IN | MISO_MO-IL | MISO_IN | Internal | Winter | B20 | 935 | 2100 | 2100.23 | 54.01 | 55.06 | 0.01 | 1.04
2015 | MISO_MO-IL_2_MISO_W | MISO_MO-IL | MISO_W | Internal | Shoulder | B11 | 25 | 960 | 25.02 | 76.27 | 76.25 | 0.01 | 0
2015 | MISO_MO-IL_2_MISO_W | MISO_MO-IL | MISO_W | Internal | Shoulder | B12 | 200 | 960 | 4.03 | 62.61 | 62.6 | 0.01 | 0
2015 | MISO_MO-IL_2_MISO_W | MISO_MO-IL | MISO_W | Internal | Shoulder | B13 | 600 | 960 | 1.5 | 59.65 | 59.63 | 0.01 | 0
2015 | MISO_MO-IL_2_MISO_W | MISO_MO-IL | MISO_W | Internal | Shoulder | B14 | 900 | 960 | 1.05 | 57.59 | 57.58 | 0.01 | 0
2015 | MISO_MO-IL_2_MISO_W | MISO_MO-IL | MISO_W | Internal | Shoulder | B15 | 1203 | 960 | 0.9 | 55.28 | 55.27 | 0.01 | 0
2015 | MISO_MO-IL_2_MISO_W | MISO_MO-IL | MISO_W | Internal | Summer | B1 | 10 | 960 | 58.11 | 92.1 | 92.08 | 0.01 | 0
2015 | MISO_MO-IL_2_MISO_W | MISO_MO-IL | MISO_W | Internal | Summer | B2 | 25 | 960 | 27.65 | 90.48 | 90.47 | 0.01 | 0
2015 | MISO_MO-IL_2_MISO_W | MISO_MO-IL | MISO_W | Internal | Summer | B3 | 75 | 960 | 9.53 | 88.92 | 88.91 | 0.01 | 0
2015 | MISO_MO-IL_2_MISO_W | MISO_MO-IL | MISO_W | Internal | Summer | B4 | 100 | 960 | 7.52 | 84.15 | 84.13 | 0.01 | 0
2015 | MISO_MO-IL_2_MISO_W | MISO_MO-IL | MISO_W | Internal | Summer | B5 | 200 | 960 | 4.12 | 75.3 | 75.29 | 0.01 | 0
2015 | MISO_MO-IL_2_MISO_W | MISO_MO-IL | MISO_W | Internal | Summer | B6 | 300 | 960 | 6.3 | 65.88 | 65.87 | 0.01 | 0
2015 | MISO_MO-IL_2_MISO_W | MISO_MO-IL | MISO_W | Internal | Summer | B7 | 400 | 960 | 378.63 | 57.94 | 57.95 | 0.01 | 0
2015 | MISO_MO-IL_2_MISO_W | MISO_MO-IL | MISO_W | Internal | Summer | B8 | 500 | 960 | 1.79 | 54.54 | 54.52 | 0.01 | 0
2015 | MISO_MO-IL_2_MISO_W | MISO_MO-IL | MISO_W | Internal | Summer | B9 | 800 | 960 | 115.59 | 54 | 54.02 | 0.01 | 0
2015 | MISO_MO-IL_2_MISO_W | MISO_MO-IL | MISO_W | Internal | Summer | B10 | 1262 | 960 | 0.81 | 51.97 | 51.96 | 0.01 | 0
2015 | MISO_MO-IL_2_MISO_W | MISO_MO-IL | MISO_W | Internal | Winter | B16 | 25 | 960 | 24.46 | 76.75 | 76.74 | 0.01 | 0
2015 | MISO_MO-IL_2_MISO_W | MISO_MO-IL | MISO_W | Internal | Winter | B17 | 100 | 960 | 7.8 | 67.33 | 67.32 | 0.01 | 0
2015 | MISO_MO-IL_2_MISO_W | MISO_MO-IL | MISO_W | Internal | Winter | B18 | 400 | 960 | 2.26 | 60.24 | 60.23 | 0.01 | 0
2015 | MISO_MO-IL_2_MISO_W | MISO_MO-IL | MISO_W | Internal | Winter | B19 | 700 | 960 | 1.44 | 58.72 | 58.71 | 0.01 | 0
2015 | MISO_MO-IL_2_MISO_W | MISO_MO-IL | MISO_W | Internal | Winter | B20 | 935 | 960 | 258.03 | 54.01 | 54.02 | 0.01 | 0
2015 | MISO_MO-IL_2_PJM_ROR | MISO_MO-IL | PJM_ROR | Internal | Shoulder | B11 | 25 | 1212 | 0.37 | 76.27 | 74.25 | 2 | 0
2015 | MISO_MO-IL_2_PJM_ROR | MISO_MO-IL | PJM_ROR | Internal | Shoulder | B12 | 200 | 1212 | 133.56 | 62.61 | 64.61 | 2 | 0
2015 | MISO_MO-IL_2_PJM_ROR | MISO_MO-IL | PJM_ROR | Internal | Shoulder | B13 | 600 | 1212 | 0.05 | 59.65 | 60.58 | 2 | 0
2015 | MISO_MO-IL_2_PJM_ROR | MISO_MO-IL | PJM_ROR | Internal | Shoulder | B14 | 900 | 1212 | 0.03 | 57.59 | 58.53 | 2 | 0
2015 | MISO_MO-IL_2_PJM_ROR | MISO_MO-IL | PJM_ROR | Internal | Shoulder | B15 | 1203 | 1212 | 0.01 | 55.28 | 55.12 | 2 | 0
2015 | MISO_MO-IL_2_PJM_ROR | MISO_MO-IL | PJM_ROR | Internal | Summer | B1 | 10 | 1212 | 50.25 | 92.1 | 94.07 | 2 | 0
2015 | MISO_MO-IL_2_PJM_ROR | MISO_MO-IL | PJM_ROR | Internal | Summer | B2 | 25 | 1212 | 1.1 | 90.48 | 91.31 | 2 | 0
2015 | MISO_MO-IL_2_PJM_ROR | MISO_MO-IL | PJM_ROR | Internal | Summer | B3 | 75 | 1212 | 0.32 | 88.92 | 89.75 | 2 | 0
2015 | MISO_MO-IL_2_PJM_ROR | MISO_MO-IL | PJM_ROR | Internal | Summer | B4 | 100 | 1212 | 0.22 | 84.15 | 84.97 | 2 | 0
2015 | MISO_MO-IL_2_PJM_ROR | MISO_MO-IL | PJM_ROR | Internal | Summer | B5 | 200 | 1212 | 0.77 | 75.3 | 77.19 | 2 | 0
2015 | MISO_MO-IL_2_PJM_ROR | MISO_MO-IL | PJM_ROR | Internal | Summer | B6 | 300 | 1212 | 0.1 | 65.88 | 66.71 | 2 | 0
2015 | MISO_MO-IL_2_PJM_ROR | MISO_MO-IL | PJM_ROR | Internal | Summer | B7 | 400 | 1212 | 0.08 | 57.94 | 58.88 | 2 | 0
2015 | MISO_MO-IL_2_PJM_ROR | MISO_MO-IL | PJM_ROR | Internal | Summer | B8 | 500 | 1212 | 0.17 | 54.54 | 55.62 | 2 | 0
2015 | MISO_MO-IL_2_PJM_ROR | MISO_MO-IL | PJM_ROR | Internal | Summer | B9 | 800 | 1212 | 0.02 | 54 | 53.87 | 2 | 0
2015 | MISO_MO-IL_2_PJM_ROR | MISO_MO-IL | PJM_ROR | Internal | Summer | B10 | 1262 | 1212 | 0.02 | 51.97 | 52.2 | 2 | 0
2015 | MISO_MO-IL_2_PJM_ROR | MISO_MO-IL | PJM_ROR | Internal | Winter | B16 | 25 | 1212 | 1209.12 | 76.75 | 79 | 2 | 0.25
2015 | MISO_MO-IL_2_PJM_ROR | MISO_MO-IL | PJM_ROR | Internal | Winter | B17 | 100 | 1212 | 1211.88 | 67.33 | 70.4 | 2 | 1.06
2015 | MISO_MO-IL_2_PJM_ROR | MISO_MO-IL | PJM_ROR | Internal | Winter | B18 | 400 | 1212 | 1211.86 | 60.24 | 63.28 | 2 | 1.04
2015 | MISO_MO-IL_2_PJM_ROR | MISO_MO-IL | PJM_ROR | Internal | Winter | B19 | 700 | 1212 | 1039.42 | 58.72 | 60.72 | 2 | 0
2015 | MISO_MO-IL_2_PJM_ROR | MISO_MO-IL | PJM_ROR | Internal | Winter | B20 | 935 | 1212 | 0.07 | 54.01 | 55.78 | 2 | 0
2015 | MISO_MO-IL_2_SPP_N | MISO_MO-IL | SPP_N | Internal | Shoulder | B11 | 25 | 2000 | 1.67 | 76.27 | 83.25 | 8 | 0
2015 | MISO_MO-IL_2_SPP_N | MISO_MO-IL | SPP_N | Internal | Shoulder | B12 | 200 | 2000 | 0.05 | 62.61 | 66.04 | 8 | 0
2015 | MISO_MO-IL_2_SPP_N | MISO_MO-IL | SPP_N | Internal | Shoulder | B13 | 600 | 2000 | 0.01 | 59.65 | 60.26 | 8 | 0
2015 | MISO_MO-IL_2_SPP_N | MISO_MO-IL | SPP_N | Internal | Shoulder | B14 | 900 | 2000 | 0 | 57.59 | 60.18 | 8 | 0
2015 | MISO_MO-IL_2_SPP_N | MISO_MO-IL | SPP_N | Internal | Shoulder | B15 | 1203 | 2000 | 0 | 55.28 | 57.53 | 8 | 0
2015 | MISO_MO-IL_2_SPP_N | MISO_MO-IL | SPP_N | Internal | Summer | B1 | 10 | 2000 | 0.64 | 92.1 | 92.84 | 8 | 0
2015 | MISO_MO-IL_2_SPP_N | MISO_MO-IL | SPP_N | Internal | Summer | B2 | 25 | 2000 | 0.33 | 90.48 | 92.83 | 8 | 0
2015 | MISO_MO-IL_2_SPP_N | MISO_MO-IL | SPP_N | Internal | Summer | B3 | 75 | 2000 | 0.14 | 88.92 | 91.66 | 8 | 0
2015 | MISO_MO-IL_2_SPP_N | MISO_MO-IL | SPP_N | Internal | Summer | B4 | 100 | 2000 | 0.12 | 84.15 | 87.89 | 8 | 0
2015 | MISO_MO-IL_2_SPP_N | MISO_MO-IL | SPP_N | Internal | Summer | B5 | 200 | 2000 | 0.22 | 75.3 | 82.28 | 8 | 0
2015 | MISO_MO-IL_2_SPP_N | MISO_MO-IL | SPP_N | Internal | Summer | B6 | 300 | 2000 | 0.15 | 65.88 | 72.87 | 8 | 0
2015 | MISO_MO-IL_2_SPP_N | MISO_MO-IL | SPP_N | Internal | Summer | B7 | 400 | 2000 | 0.11 | 57.94 | 64.95 | 8 | 0
2015 | MISO_MO-IL_2_SPP_N | MISO_MO-IL | SPP_N | Internal | Summer | B8 | 500 | 2000 | 0.06 | 54.54 | 61.13 | 8 | 0
2015 | MISO_MO-IL_2_SPP_N | MISO_MO-IL | SPP_N | Internal | Summer | B9 | 800 | 2000 | 0.02 | 54 | 58.27 | 8 | 0
2015 | MISO_MO-IL_2_SPP_N | MISO_MO-IL | SPP_N | Internal | Summer | B10 | 1262 | 2000 | 0.01 | 51.97 | 56.26 | 8 | 0
2015 | MISO_MO-IL_2_SPP_N | MISO_MO-IL | SPP_N | Internal | Winter | B16 | 25 | 2000 | 0.31 | 76.75 | 78.68 | 8 | 0
2015 | MISO_MO-IL_2_SPP_N | MISO_MO-IL | SPP_N | Internal | Winter | B17 | 100 | 2000 | 0.04 | 67.33 | 62.78 | 8 | 0
2015 | MISO_MO-IL_2_SPP_N | MISO_MO-IL | SPP_N | Internal | Winter | B18 | 400 | 2000 | 0.02 | 60.24 | 62.15 | 8 | 0
2015 | MISO_MO-IL_2_SPP_N | MISO_MO-IL | SPP_N | Internal | Winter | B19 | 700 | 2000 | 0.01 | 58.72 | 60.01 | 8 | 0
2015 | MISO_MO-IL_2_SPP_N | MISO_MO-IL | SPP_N | Internal | Winter | B20 | 935 | 2000 | 0.02 | 54.01 | 59.99 | 8 | 0
2015 | MISO_MO-IL_2_TVA_Transmission | MISO_MO-IL | TVA_Transmission | Internal | Shoulder | B11 | 25 | 4000 | 0.48 | 76.27 | 80.25 | 8 | 0
2015 | MISO_MO-IL_2_TVA_Transmission | MISO_MO-IL | TVA_Transmission | Internal | Shoulder | B12 | 200 | 4000 | 0.05 | 62.61 | 65.16 | 8 | 0
2015 | MISO_MO-IL_2_TVA_Transmission | MISO_MO-IL | TVA_Transmission | Internal | Shoulder | B13 | 600 | 4000 | 0.02 | 59.65 | 63.71 | 8 | 0
2015 | MISO_MO-IL_2_TVA_Transmission | MISO_MO-IL | TVA_Transmission | Internal | Shoulder | B14 | 900 | 4000 | 0.02 | 57.59 | 62.62 | 8 | 0
2015 | MISO_MO-IL_2_TVA_Transmission | MISO_MO-IL | TVA_Transmission | Internal | Shoulder | B15 | 1203 | 4000 | 0.02 | 55.28 | 61.12 | 8 | 0
2015 | MISO_MO-IL_2_TVA_Transmission | MISO_MO-IL | TVA_Transmission | Internal | Summer | B1 | 10 | 4000 | 159.35 | 92.1 | 100.08 | 8 | 0
2015 | MISO_MO-IL_2_TVA_Transmission | MISO_MO-IL | TVA_Transmission | Internal | Summer | B2 | 25 | 4000 | 2.28 | 90.48 | 97.67 | 8 | 0
2015 | MISO_MO-IL_2_TVA_Transmission | MISO_MO-IL | TVA_Transmission | Internal | Summer | B3 | 75 | 4000 | 0.5 | 88.92 | 95.75 | 8 | 0
2015 | MISO_MO-IL_2_TVA_Transmission | MISO_MO-IL | TVA_Transmission | Internal | Summer | B4 | 100 | 4000 | 0.34 | 84.15 | 90.97 | 8 | 0
2015 | MISO_MO-IL_2_TVA_Transmission | MISO_MO-IL | TVA_Transmission | Internal | Summer | B5 | 200 | 4000 | 0.77 | 75.3 | 83.07 | 8 | 0
2015 | MISO_MO-IL_2_TVA_Transmission | MISO_MO-IL | TVA_Transmission | Internal | Summer | B6 | 300 | 4000 | 0.06 | 65.88 | 70.72 | 8 | 0
2015 | MISO_MO-IL_2_TVA_Transmission | MISO_MO-IL | TVA_Transmission | Internal | Summer | B7 | 400 | 4000 | 0.03 | 57.94 | 62.19 | 8 | 0
2015 | MISO_MO-IL_2_TVA_Transmission | MISO_MO-IL | TVA_Transmission | Internal | Summer | B8 | 500 | 4000 | 0.06 | 54.54 | 60.81 | 8 | 0
2015 | MISO_MO-IL_2_TVA_Transmission | MISO_MO-IL | TVA_Transmission | Internal | Summer | B9 | 800 | 4000 | 0.03 | 54 | 59.87 | 8 | 0
2015 | MISO_MO-IL_2_TVA_Transmission | MISO_MO-IL | TVA_Transmission | Internal | Summer | B10 | 1262 | 4000 | 0.02 | 51.97 | 58.15 | 8 | 0
2015 | MISO_MO-IL_2_TVA_Transmission | MISO_MO-IL | TVA_Transmission | Internal | Winter | B16 | 25 | 4000 | 1716.86 | 76.75 | 84.75 | 8 | 0
2015 | MISO_MO-IL_2_TVA_Transmission | MISO_MO-IL | TVA_Transmission | Internal | Winter | B17 | 100 | 4000 | 0.09 | 67.33 | 69.24 | 8 | 0
2015 | MISO_MO-IL_2_TVA_Transmission | MISO_MO-IL | TVA_Transmission | Internal | Winter | B18 | 400 | 4000 | 0.05 | 60.24 | 65.79 | 8 | 0
2015 | MISO_MO-IL_2_TVA_Transmission | MISO_MO-IL | TVA_Transmission | Internal | Winter | B19 | 700 | 4000 | 0.03 | 58.72 | 64.55 | 8 | 0
2015 | MISO_MO-IL_2_TVA_Transmission | MISO_MO-IL | TVA_Transmission | Internal | Winter | B20 | 935 | 4000 | 0.12 | 54.01 | 61.78 | 8 | 0
2015 | MISO_W_2_IESO | MISO_W | IESO | Internal | Shoulder | B11 | 25 | 90 | 0.1 | 76.25 | 66.13 | 8 | 0.01
2015 | MISO_W_2_IESO | MISO_W | IESO | Internal | Shoulder | B12 | 200 | 90 | 0.01 | 62.6 | 52.48 | 8 | 0
2015 | MISO_W_2_IESO | MISO_W | IESO | Internal | Shoulder | B13 | 600 | 90 | 0 | 59.63 | 49.52 | 8 | 0
2015 | MISO_W_2_IESO | MISO_W | IESO | Internal | Shoulder | B14 | 900 | 90 | 0 | 57.58 | 49.52 | 8 | 0
2015 | MISO_W_2_IESO | MISO_W | IESO | Internal | Shoulder | B15 | 1203 | 90 | 0 | 55.27 | 49.52 | 8 | 0
2015 | MISO_W_2_IESO | MISO_W | IESO | Internal | Summer | B1 | 10 | 90 | 0.3 | 92.08 | 85.07 | 8 | 0.03
2015 | MISO_W_2_IESO | MISO_W | IESO | Internal | Summer | B2 | 25 | 90 | 0.12 | 90.47 | 83.34 | 8 | 0.01
2015 | MISO_W_2_IESO | MISO_W | IESO | Internal | Summer | B3 | 75 | 90 | 0.04 | 88.91 | 78.79 | 8 | 0
2015 | MISO_W_2_IESO | MISO_W | IESO | Internal | Summer | B4 | 100 | 90 | 0.03 | 84.13 | 74.02 | 8 | 0
2015 | MISO_W_2_IESO | MISO_W | IESO | Internal | Summer | B5 | 200 | 90 | 0.01 | 75.29 | 65.17 | 8 | 0
2015 | MISO_W_2_IESO | MISO_W | IESO | Internal | Summer | B6 | 300 | 90 | 0 | 65.87 | 55.75 | 8 | 0
2015 | MISO_W_2_IESO | MISO_W | IESO | Internal | Summer | B7 | 400 | 90 | 0 | 57.95 | 47.83 | 8 | 0
2015 | MISO_W_2_IESO | MISO_W | IESO | Internal | Summer | B8 | 500 | 90 | 0 | 54.52 | 46.04 | 8 | 0
2015 | MISO_W_2_IESO | MISO_W | IESO | Internal | Summer | B9 | 800 | 90 | 0 | 54.02 | 46.04 | 8 | 0
2015 | MISO_W_2_IESO | MISO_W | IESO | Internal | Summer | B10 | 1262 | 90 | 0 | 51.96 | 46.04 | 8 | 0
2015 | MISO_W_2_IESO | MISO_W | IESO | Internal | Winter | B16 | 25 | 90 | 0.1 | 76.74 | 66.62 | 8 | 0.01
2015 | MISO_W_2_IESO | MISO_W | IESO | Internal | Winter | B17 | 100 | 90 | 0.03 | 67.32 | 58.01 | 8 | 0
2015 | MISO_W_2_IESO | MISO_W | IESO | Internal | Winter | B18 | 400 | 90 | 0 | 60.23 | 52.87 | 8 | 0
2015 | MISO_W_2_IESO | MISO_W | IESO | Internal | Winter | B19 | 700 | 90 | 0 | 58.71 | 52.87 | 8 | 0
2015 | MISO_W_2_IESO | MISO_W | IESO | Internal | Winter | B20 | 935 | 90 | 0 | 54.02 | 52.87 | 8 | 0
2015 | MISO_W_2_MAPP_CA | MISO_W | MAPP_CA | Internal | Shoulder | B11 | 25 | 700 | 23.67 | 76.25 | 76.24 | 0.01 | 0
2015 | MISO_W_2_MAPP_CA | MISO_W | MAPP_CA | Internal | Shoulder | B12 | 200 | 700 | 3.88 | 62.6 | 62.59 | 0.01 | 0
2015 | MISO_W_2_MAPP_CA | MISO_W | MAPP_CA | Internal | Shoulder | B13 | 600 | 700 | 1.44 | 59.63 | 59.62 | 0.01 | 0
2015 | MISO_W_2_MAPP_CA | MISO_W | MAPP_CA | Internal | Shoulder | B14 | 900 | 700 | 599.45 | 57.58 | 57.59 | 0.01 | 0
2015 | MISO_W_2_MAPP_CA | MISO_W | MAPP_CA | Internal | Shoulder | B15 | 1203 | 700 | 700.03 | 55.27 | 57.59 | 0.01 | 2.32
2015 | MISO_W_2_MAPP_CA | MISO_W | MAPP_CA | Internal | Summer | B1 | 10 | 700 | 53.63 | 92.08 | 92.07 | 0.01 | 0.01
2015 | MISO_W_2_MAPP_CA | MISO_W | MAPP_CA | Internal | Summer | B2 | 25 | 700 | 24.59 | 90.47 | 90.45 | 0.01 | 0
2015 | MISO_W_2_MAPP_CA | MISO_W | MAPP_CA | Internal | Summer | B3 | 75 | 700 | 9.39 | 88.91 | 88.9 | 0.01 | 0
2015 | MISO_W_2_MAPP_CA | MISO_W | MAPP_CA | Internal | Summer | B4 | 100 | 700 | 7.24 | 84.13 | 84.12 | 0.01 | 0
2015 | MISO_W_2_MAPP_CA | MISO_W | MAPP_CA | Internal | Summer | B5 | 200 | 700 | 3.87 | 75.29 | 75.27 | 0.01 | 0
2015 | MISO_W_2_MAPP_CA | MISO_W | MAPP_CA | Internal | Summer | B6 | 300 | 700 | 2.66 | 65.87 | 65.86 | 0.01 | 0
2015 | MISO_W_2_MAPP_CA | MISO_W | MAPP_CA | Internal | Summer | B7 | 400 | 700 | 2.08 | 57.95 | 57.94 | 0.01 | 0
2015 | MISO_W_2_MAPP_CA | MISO_W | MAPP_CA | Internal | Summer | B8 | 500 | 700 | 294.86 | 54.52 | 54.54 | 0.01 | 0
2015 | MISO_W_2_MAPP_CA | MISO_W | MAPP_CA | Internal | Summer | B9 | 800 | 700 | 699.96 | 54.02 | 54.54 | 0.01 | 0.51
2015 | MISO_W_2_MAPP_CA | MISO_W | MAPP_CA | Internal | Summer | B10 | 1262 | 700 | 700.03 | 51.96 | 54.54 | 0.01 | 2.56
2015 | MISO_W_2_MAPP_CA | MISO_W | MAPP_CA | Internal | Winter | B16 | 25 | 700 | 25.95 | 76.74 | 76.73 | 0.01 | 0
2015 | MISO_W_2_MAPP_CA | MISO_W | MAPP_CA | Internal | Winter | B17 | 100 | 700 | 7.61 | 67.32 | 67.31 | 0.01 | 0
2015 | MISO_W_2_MAPP_CA | MISO_W | MAPP_CA | Internal | Winter | B18 | 400 | 700 | 2.57 | 60.23 | 60.22 | 0.01 | 0
2015 | MISO_W_2_MAPP_CA | MISO_W | MAPP_CA | Internal | Winter | B19 | 700 | 700 | 98.4 | 58.71 | 58.72 | 0.01 | 0
2015 | MISO_W_2_MAPP_CA | MISO_W | MAPP_CA | Internal | Winter | B20 | 935 | 700 | 2610.58 | 54.02 | 57.02 | 0.01 | 2.99
2015 | MISO_W_2_MAPP_US | MISO_W | MAPP_US | Internal | Shoulder | B11 | 25 | 2300 | 0.26 | 76.25 | 76.22 | 7 | 0
2015 | MISO_W_2_MAPP_US | MISO_W | MAPP_US | Internal | Shoulder | B12 | 200 | 2300 | 0.02 | 62.6 | 59.03 | 7 | 0
2015 | MISO_W_2_MAPP_US | MISO_W | MAPP_US | Internal | Shoulder | B13 | 600 | 2300 | 0 | 59.63 | 56.59 | 7 | 0
2015 | MISO_W_2_MAPP_US | MISO_W | MAPP_US | Internal | Shoulder | B14 | 900 | 2300 | 0 | 57.58 | 56.59 | 7 | 0
2015 | MISO_W_2_MAPP_US | MISO_W | MAPP_US | Internal | Shoulder | B15 | 1203 | 2300 | 0 | 55.27 | 56.59 | 7 | 0
2015 | MISO_W_2_MAPP_US | MISO_W | MAPP_US | Internal | Summer | B1 | 10 | 2300 | 0.38 | 92.08 | 85.1 | 7 | 0
2015 | MISO_W_2_MAPP_US | MISO_W | MAPP_US | Internal | Summer | B2 | 25 | 2300 | 0.16 | 90.47 | 84.62 | 7 | 0
2015 | MISO_W_2_MAPP_US | MISO_W | MAPP_US | Internal | Summer | B3 | 75 | 2300 | 0.06 | 88.91 | 84.62 | 7 | 0
2015 | MISO_W_2_MAPP_US | MISO_W | MAPP_US | Internal | Summer | B4 | 100 | 2300 | 0.05 | 84.13 | 80.87 | 7 | 0
2015 | MISO_W_2_MAPP_US | MISO_W | MAPP_US | Internal | Summer | B5 | 200 | 2300 | 0.03 | 75.29 | 75.27 | 7 | 0
2015 | MISO_W_2_MAPP_US | MISO_W | MAPP_US | Internal | Summer | B6 | 300 | 2300 | 0.02 | 65.87 | 63.94 | 7 | 0
2015 | MISO_W_2_MAPP_US | MISO_W | MAPP_US | Internal | Summer | B7 | 400 | 2300 | 0.01 | 57.95 | 56.02 | 7 | 0
2015 | MISO_W_2_MAPP_US | MISO_W | MAPP_US | Internal | Summer | B8 | 500 | 2300 | 0.01 | 54.52 | 52.68 | 7 | 0
2015 | MISO_W_2_MAPP_US | MISO_W | MAPP_US | Internal | Summer | B9 | 800 | 2300 | 0 | 54.02 | 52.68 | 7 | 0
2015 | MISO_W_2_MAPP_US | MISO_W | MAPP_US | Internal | Summer | B10 | 1262 | 2300 | 0 | 51.96 | 52.68 | 7 | 0
2015 | MISO_W_2_MAPP_US | MISO_W | MAPP_US | Internal | Winter | B16 | 25 | 2300 | 0.15 | 76.74 | 69.75 | 7 | 0
2015 | MISO_W_2_MAPP_US | MISO_W | MAPP_US | Internal | Winter | B17 | 100 | 2300 | 0.04 | 67.32 | 60.32 | 7 | 0
2015 | MISO_W_2_MAPP_US | MISO_W | MAPP_US | Internal | Winter | B18 | 400 | 2300 | 0.02 | 60.23 | 59.4 | 7 | 0
2015 | MISO_W_2_MAPP_US | MISO_W | MAPP_US | Internal | Winter | B19 | 700 | 2300 | 0.01 | 58.71 | 59.4 | 7 | 0
2015 | MISO_W_2_MAPP_US | MISO_W | MAPP_US | Internal | Winter | B20 | 935 | 2300 | 0.03 | 54.02 | 59.4 | 7 | 0
2015 | MISO_W_2_MISO_MO-IL | MISO_W | MISO_MO-IL | Internal | Shoulder | B11 | 25 | 3800 | 3435.25 | 76.25 | 76.27 | 0.01 | 0
2015 | MISO_W_2_MISO_MO-IL | MISO_W | MISO_MO-IL | Internal | Shoulder | B12 | 200 | 3800 | 2891.7 | 62.6 | 62.61 | 0.01 | 0
2015 | MISO_W_2_MISO_MO-IL | MISO_W | MISO_MO-IL | Internal | Shoulder | B13 | 600 | 3800 | 2309.52 | 59.63 | 59.65 | 0.01 | 0
2015 | MISO_W_2_MISO_MO-IL | MISO_W | MISO_MO-IL | Internal | Shoulder | B14 | 900 | 3800 | 970.04 | 57.58 | 57.59 | 0.01 | 0
2015 | MISO_W_2_MISO_MO-IL | MISO_W | MISO_MO-IL | Internal | Shoulder | B15 | 1203 | 3800 | 149.19 | 55.27 | 55.28 | 0.01 | 0
2015 | MISO_W_2_MISO_MO-IL | MISO_W | MISO_MO-IL | Internal | Summer | B1 | 10 | 3800 | 2563.66 | 92.08 | 92.1 | 0.01 | 0
2015 | MISO_W_2_MISO_MO-IL | MISO_W | MISO_MO-IL | Internal | Summer | B2 | 25 | 3800 | 1536.54 | 90.47 | 90.48 | 0.01 | 0
2015 | MISO_W_2_MISO_MO-IL | MISO_W | MISO_MO-IL | Internal | Summer | B3 | 75 | 3800 | 4096.95 | 88.91 | 88.92 | 0.01 | 0
2015 | MISO_W_2_MISO_MO-IL | MISO_W | MISO_MO-IL | Internal | Summer | B4 | 100 | 3800 | 3449.01 | 84.13 | 84.15 | 0.01 | 0
2015 | MISO_W_2_MISO_MO-IL | MISO_W | MISO_MO-IL | Internal | Summer | B5 | 200 | 3800 | 2932.97 | 75.29 | 75.3 | 0.01 | 0
2015 | MISO_W_2_MISO_MO-IL | MISO_W | MISO_MO-IL | Internal | Summer | B6 | 300 | 3800 | 443.47 | 65.87 | 65.88 | 0.01 | 0
2015 | MISO_W_2_MISO_MO-IL | MISO_W | MISO_MO-IL | Internal | Summer | B7 | 400 | 3800 | 4.28 | 57.95 | 57.94 | 0.01 | 0
2015 | MISO_W_2_MISO_MO-IL | MISO_W | MISO_MO-IL | Internal | Summer | B8 | 500 | 3800 | 1319.99 | 54.52 | 54.54 | 0.01 | 0
2015 | MISO_W_2_MISO_MO-IL | MISO_W | MISO_MO-IL | Internal | Summer | B9 | 800 | 3800 | 2.27 | 54.02 | 54 | 0.01 | 0
2015 | MISO_W_2_MISO_MO-IL | MISO_W | MISO_MO-IL | Internal | Summer | B10 | 1262 | 3800 | 357.83 | 51.96 | 51.97 | 0.01 | 0
2015 | MISO_W_2_MISO_MO-IL | MISO_W | MISO_MO-IL | Internal | Winter | B16 | 25 | 3800 | 4836.97 | 76.74 | 76.75 | 0.01 | 0
2015 | MISO_W_2_MISO_MO-IL | MISO_W | MISO_MO-IL | Internal | Winter | B17 | 100 | 3800 | 1605.66 | 67.32 | 67.33 | 0.01 | 0
2015 | MISO_W_2_MISO_MO-IL | MISO_W | MISO_MO-IL | Internal | Winter | B18 | 400 | 3800 | 1300.06 | 60.23 | 60.24 | 0.01 | 0
2015 | MISO_W_2_MISO_MO-IL | MISO_W | MISO_MO-IL | Internal | Winter | B19 | 700 | 3800 | 503.87 | 58.71 | 58.72 | 0.01 | 0
2015 | MISO_W_2_MISO_MO-IL | MISO_W | MISO_MO-IL | Internal | Winter | B20 | 935 | 3800 | 1.83 | 54.02 | 54.01 | 0.01 | 0
2015 | MISO_W_2_MISO_WUMS | MISO_W | MISO_WUMS | Internal | Shoulder | B11 | 25 | 1629 | 1.59 | 76.25 | 75.09 | 0.01 | 0
2015 | MISO_W_2_MISO_WUMS | MISO_W | MISO_WUMS | Internal | Shoulder | B12 | 200 | 1629 | 0.32 | 62.6 | 61.8 | 0.01 | 0
2015 | MISO_W_2_MISO_WUMS | MISO_W | MISO_WUMS | Internal | Shoulder | B13 | 600 | 1629 | 0.1 | 59.63 | 58.58 | 0.01 | 0
2015 | MISO_W_2_MISO_WUMS | MISO_W | MISO_WUMS | Internal | Shoulder | B14 | 900 | 1629 | 0.07 | 57.58 | 56.53 | 0.01 | 0
2015 | MISO_W_2_MISO_WUMS | MISO_W | MISO_WUMS | Internal | Shoulder | B15 | 1203 | 1629 | 0.05 | 55.27 | 54.21 | 0.01 | 0
2015 | MISO_W_2_MISO_WUMS | MISO_W | MISO_WUMS | Internal | Summer | B1 | 10 | 1629 | 4.36 | 92.08 | 91.02 | 0.01 | 0
2015 | MISO_W_2_MISO_WUMS | MISO_W | MISO_WUMS | Internal | Summer | B2 | 25 | 1629 | 1.91 | 90.47 | 89.31 | 0.01 | 0
2015 | MISO_W_2_MISO_WUMS | MISO_W | MISO_WUMS | Internal | Summer | B3 | 75 | 1629 | 0.56 | 88.91 | 87.75 | 0.01 | 0
2015 | MISO_W_2_MISO_WUMS | MISO_W | MISO_WUMS | Internal | Summer | B4 | 100 | 1629 | 0.42 | 84.13 | 82.97 | 0.01 | 0
2015 | MISO_W_2_MISO_WUMS | MISO_W | MISO_WUMS | Internal | Summer | B5 | 200 | 1629 | 0.21 | 75.29 | 74.12 | 0.01 | 0
2015 | MISO_W_2_MISO_WUMS | MISO_W | MISO_WUMS | Internal | Summer | B6 | 300 | 1629 | 0.15 | 65.87 | 64.71 | 0.01 | 0
2015 | MISO_W_2_MISO_WUMS | MISO_W | MISO_WUMS | Internal | Summer | B7 | 400 | 1629 | 0.13 | 57.95 | 56.87 | 0.01 | 0
2015 | MISO_W_2_MISO_WUMS | MISO_W | MISO_WUMS | Internal | Summer | B8 | 500 | 1629 | 0.26 | 54.52 | 53.61 | 0.01 | 0
2015 | MISO_W_2_MISO_WUMS | MISO_W | MISO_WUMS | Internal | Summer | B9 | 800 | 1629 | 0.09 | 54.02 | 52.94 | 0.01 | 0
2015 | MISO_W_2_MISO_WUMS | MISO_W | MISO_WUMS | Internal | Summer | B10 | 1262 | 1629 | 535.64 | 51.96 | 51.97 | 0.01 | 0
2015 | MISO_W_2_MISO_WUMS | MISO_W | MISO_WUMS | Internal | Winter | B16 | 25 | 1629 | 2.32 | 76.74 | 75.94 | 0.01 | 0
2015 | MISO_W_2_MISO_WUMS | MISO_W | MISO_WUMS | Internal | Winter | B17 | 100 | 1629 | 354.56 | 67.32 | 67.33 | 0.01 | 0
2015 | MISO_W_2_MISO_WUMS | MISO_W | MISO_WUMS | Internal | Winter | B18 | 400 | 1629 | 3.38 | 60.23 | 60.21 | 0.01 | 0
2015 | MISO_W_2_MISO_WUMS | MISO_W | MISO_WUMS | Internal | Winter | B19 | 700 | 1629 | 2.61 | 58.71 | 58.7 | 0.01 | 0
2015 | MISO_W_2_MISO_WUMS | MISO_W | MISO_WUMS | Internal | Winter | B20 | 935 | 1629 | 1.7 | 54.02 | 54.01 | 0.01 | 0
2015 | MISO_W_2_NE | MISO_W | NE | Internal | Shoulder | B11 | 25 | 2800 | 37.38 | 76.25 | 83.22 | 7 | 0
2015 | MISO_W_2_NE | MISO_W | NE | Internal | Shoulder | B12 | 200 | 2800 | 0.06 | 62.6 | 66.03 | 7 | 0
2015 | MISO_W_2_NE | MISO_W | NE | Internal | Shoulder | B13 | 600 | 2800 | 0.01 | 59.63 | 60.24 | 7 | 0
2015 | MISO_W_2_NE | MISO_W | NE | Internal | Shoulder | B14 | 900 | 2800 | 0.01 | 57.58 | 60.17 | 7 | 0
2015 | MISO_W_2_NE | MISO_W | NE | Internal | Shoulder | B15 | 1203 | 2800 | 0 | 55.27 | 57.52 | 7 | 0
2015 | MISO_W_2_NE | MISO_W | NE | Internal | Summer | B1 | 10 | 2800 | 0.65 | 92.08 | 92.08 | 7 | 0
2015 | MISO_W_2_NE | MISO_W | NE | Internal | Summer | B2 | 25 | 2800 | 0.32 | 90.47 | 91.62 | 7 | 0
2015 | MISO_W_2_NE | MISO_W | NE | Internal | Summer | B3 | 75 | 2800 | 0.15 | 88.91 | 91.62 | 7 | 0
2015 | MISO_W_2_NE | MISO_W | NE | Internal | Summer | B4 | 100 | 2800 | 0.14 | 84.13 | 87.87 | 7 | 0
2015 | MISO_W_2_NE | MISO_W | NE | Internal | Summer | B5 | 200 | 2800 | 7.74 | 75.29 | 82.27 | 7 | 0
2015 | MISO_W_2_NE | MISO_W | NE | Internal | Summer | B6 | 300 | 2800 | 0.09 | 65.87 | 70.94 | 7 | 0
2015 | MISO_W_2_NE | MISO_W | NE | Internal | Summer | B7 | 400 | 2800 | 0.06 | 57.95 | 63.02 | 7 | 0
2015 | MISO_W_2_NE | MISO_W | NE | Internal | Summer | B8 | 500 | 2800 | 0.05 | 54.52 | 59.68 | 7 | 0
2015 | MISO_W_2_NE | MISO_W | NE | Internal | Summer | B9 | 800 | 2800 | 0.02 | 54.02 | 58.25 | 7 | 0
2015 | MISO_W_2_NE | MISO_W | NE | Internal | Summer | B10 | 1262 | 2800 | 0 | 51.96 | 54.42 | 7 | 0
2015 | MISO_W_2_NE | MISO_W | NE | Internal | Winter | B16 | 25 | 2800 | 0.28 | 76.74 | 76.74 | 7 | 0
2015 | MISO_W_2_NE | MISO_W | NE | Internal | Winter | B17 | 100 | 2800 | 0.05 | 67.32 | 62.77 | 7 | 0
2015 | MISO_W_2_NE | MISO_W | NE | Internal | Winter | B18 | 400 | 2800 | 0.02 | 60.23 | 62.14 | 7 | 0
2015 | MISO_W_2_NE | MISO_W | NE | Internal | Winter | B19 | 700 | 2800 | 0.01 | 58.71 | 60 | 7 | 0
2015 | MISO_W_2_NE | MISO_W | NE | Internal | Winter | B20 | 935 | 2800 | 0.02 | 54.02 | 58.06 | 7 | 0
2015 | MISO_W_2_PJM_ROR | MISO_W | PJM_ROR | Internal | Shoulder | B11 | 25 | 773 | 0.39 | 76.25 | 74.25 | 2 | 0
2015 | MISO_W_2_PJM_ROR | MISO_W | PJM_ROR | Internal | Shoulder | B12 | 200 | 773 | 764.73 | 62.6 | 64.61 | 2 | 0.01
2015 | MISO_W_2_PJM_ROR | MISO_W | PJM_ROR | Internal | Shoulder | B13 | 600 | 773 | 0.05 | 59.63 | 60.58 | 2 | 0
2015 | MISO_W_2_PJM_ROR | MISO_W | PJM_ROR | Internal | Shoulder | B14 | 900 | 773 | 0.03 | 57.58 | 58.53 | 2 | 0
2015 | MISO_W_2_PJM_ROR | MISO_W | PJM_ROR | Internal | Shoulder | B15 | 1203 | 773 | 0.01 | 55.27 | 55.12 | 2 | 0
2015 | MISO_W_2_PJM_ROR | MISO_W | PJM_ROR | Internal | Summer | B1 | 10 | 773 | 114.6 | 92.08 | 94.07 | 2 | 0
2015 | MISO_W_2_PJM_ROR | MISO_W | PJM_ROR | Internal | Summer | B2 | 25 | 773 | 1.11 | 90.47 | 91.31 | 2 | 0
2015 | MISO_W_2_PJM_ROR | MISO_W | PJM_ROR | Internal | Summer | B3 | 75 | 773 | 0.34 | 88.91 | 89.75 | 2 | 0
2015 | MISO_W_2_PJM_ROR | MISO_W | PJM_ROR | Internal | Summer | B4 | 100 | 773 | 0.23 | 84.13 | 84.97 | 2 | 0
2015 | MISO_W_2_PJM_ROR | MISO_W | PJM_ROR | Internal | Summer | B5 | 200 | 773 | 0.85 | 75.29 | 77.19 | 2 | 0
2015 | MISO_W_2_PJM_ROR | MISO_W | PJM_ROR | Internal | Summer | B6 | 300 | 773 | 0.1 | 65.87 | 66.71 | 2 | 0
2015 | MISO_W_2_PJM_ROR | MISO_W | PJM_ROR | Internal | Summer | B7 | 400 | 773 | 0.08 | 57.95 | 58.88 | 2 | 0
2015 | MISO_W_2_PJM_ROR | MISO_W | PJM_ROR | Internal | Summer | B8 | 500 | 773 | 0.17 | 54.52 | 55.62 | 2 | 0
2015 | MISO_W_2_PJM_ROR | MISO_W | PJM_ROR | Internal | Summer | B9 | 800 | 773 | 0.02 | 54.02 | 53.87 | 2 | 0
2015 | MISO_W_2_PJM_ROR | MISO_W | PJM_ROR | Internal | Summer | B10 | 1262 | 773 | 0.02 | 51.96 | 52.2 | 2 | 0
2015 | MISO_W_2_PJM_ROR | MISO_W | PJM_ROR | Internal | Winter | B16 | 25 | 773 | 770.5 | 76.74 | 79 | 2 | 0.26
2015 | MISO_W_2_PJM_ROR | MISO_W | PJM_ROR | Internal | Winter | B17 | 100 | 773 | 772.97 | 67.32 | 70.4 | 2 | 1.08
2015 | MISO_W_2_PJM_ROR | MISO_W | PJM_ROR | Internal | Winter | B18 | 400 | 773 | 772.9 | 60.23 | 63.28 | 2 | 1.05
2015 | MISO_W_2_PJM_ROR | MISO_W | PJM_ROR | Internal | Winter | B19 | 700 | 773 | 771.11 | 58.71 | 60.72 | 2 | 0.01
2015 | MISO_W_2_PJM_ROR | MISO_W | PJM_ROR | Internal | Winter | B20 | 935 | 773 | 0.07 | 54.02 | 55.78 | 2 | 0
2015 | MISO_W_2_SPP_N | MISO_W | SPP_N | Internal | Shoulder | B11 | 25 | 3200 | 5150.04 | 76.25 | 83.25 | 7 | 0
2015 | MISO_W_2_SPP_N | MISO_W | SPP_N | Internal | Shoulder | B12 | 200 | 3200 | 0.06 | 62.6 | 66.04 | 7 | 0
2015 | MISO_W_2_SPP_N | MISO_W | SPP_N | Internal | Shoulder | B13 | 600 | 3200 | 0.01 | 59.63 | 60.26 | 7 | 0
2015 | MISO_W_2_SPP_N | MISO_W | SPP_N | Internal | Shoulder | B14 | 900 | 3200 | 0.01 | 57.58 | 60.18 | 7 | 0
2015 | MISO_W_2_SPP_N | MISO_W | SPP_N | Internal | Shoulder | B15 | 1203 | 3200 | 0 | 55.27 | 57.53 | 7 | 0
2015 | MISO_W_2_SPP_N | MISO_W | SPP_N | Internal | Summer | B1 | 10 | 3200 | 0.73 | 92.08 | 92.84 | 7 | 0
2015 | MISO_W_2_SPP_N | MISO_W | SPP_N | Internal | Summer | B2 | 25 | 3200 | 0.4 | 90.47 | 92.83 | 7 | 0
2015 | MISO_W_2_SPP_N | MISO_W | SPP_N | Internal | Summer | B3 | 75 | 3200 | 0.18 | 88.91 | 91.66 | 7 | 0
2015 | MISO_W_2_SPP_N | MISO_W | SPP_N | Internal | Summer | B4 | 100 | 3200 | 0.15 | 84.13 | 87.89 | 7 | 0
2015 | MISO_W_2_SPP_N | MISO_W | SPP_N | Internal | Summer | B5 | 200 | 3200 | 1255.2 | 75.29 | 82.28 | 7 | 0
2015 | MISO_W_2_SPP_N | MISO_W | SPP_N | Internal | Summer | B6 | 300 | 3200 | 4213.9 | 65.87 | 72.87 | 7 | 0
2015 | MISO_W_2_SPP_N | MISO_W | SPP_N | Internal | Summer | B7 | 400 | 3200 | 2744.99 | 57.95 | 64.95 | 7 | 0
2015 | MISO_W_2_SPP_N | MISO_W | SPP_N | Internal | Summer | B8 | 500 | 3200 | 0.17 | 54.52 | 61.13 | 7 | 0
2015 | MISO_W_2_SPP_N | MISO_W | SPP_N | Internal | Summer | B9 | 800 | 3200 | 0.02 | 54.02 | 58.27 | 7 | 0
2015 | MISO_W_2_SPP_N | MISO_W | SPP_N | Internal | Summer | B10 | 1262 | 3200 | 0.01 | 51.96 | 56.26 | 7 | 0
2015 | MISO_W_2_SPP_N | MISO_W | SPP_N | Internal | Winter | B16 | 25 | 3200 | 0.37 | 76.74 | 78.68 | 7 | 0
2015 | MISO_W_2_SPP_N | MISO_W | SPP_N | Internal | Winter | B17 | 100 | 3200 | 0.05 | 67.32 | 62.78 | 7 | 0
2015 | MISO_W_2_SPP_N | MISO_W | SPP_N | Internal | Winter | B18 | 400 | 3200 | 0.02 | 60.23 | 62.15 | 7 | 0
2015 | MISO_W_2_SPP_N | MISO_W | SPP_N | Internal | Winter | B19 | 700 | 3200 | 0.01 | 58.71 | 60.01 | 7 | 0
2015 | MISO_W_2_SPP_N | MISO_W | SPP_N | Internal | Winter | B20 | 935 | 3200 | 0.04 | 54.02 | 59.99 | 7 | 0
2015 | MISO_WUMS_2_MISO_MI | MISO_WUMS | MISO_MI | Internal | Shoulder | B11 | 25 | 99 | 106.59 | 75.09 | 76.08 | 0.01 | 0.99
2015 | MISO_WUMS_2_MISO_MI | MISO_WUMS | MISO_MI | Internal | Shoulder | B12 | 200 | 99 | 1941.2 | 61.8 | 62.87 | 0.01 | 1.05
2015 | MISO_WUMS_2_MISO_MI | MISO_WUMS | MISO_MI | Internal | Shoulder | B13 | 600 | 99 | 1690.18 | 58.58 | 59.65 | 0.01 | 1.05
2015 | MISO_WUMS_2_MISO_MI | MISO_WUMS | MISO_MI | Internal | Shoulder | B14 | 900 | 99 | 2443.92 | 56.53 | 57.59 | 0.01 | 1.05
2015 | MISO_WUMS_2_MISO_MI | MISO_WUMS | MISO_MI | Internal | Shoulder | B15 | 1203 | 99 | 2041.71 | 54.21 | 55.28 | 0.01 | 1.05
2015 | MISO_WUMS_2_MISO_MI | MISO_WUMS | MISO_MI | Internal | Summer | B1 | 10 | 99 | 1156.01 | 91.02 | 92.08 | 0.01 | 1.08
2015 | MISO_WUMS_2_MISO_MI | MISO_WUMS | MISO_MI | Internal | Summer | B2 | 25 | 99 | 1282.04 | 89.31 | 90.37 | 0.01 | 1.06
2015 | MISO_WUMS_2_MISO_MI | MISO_WUMS | MISO_MI | Internal | Summer | B3 | 75 | 99 | 17.37 | 87.75 | 87.75 | 0.01 | 0.01
2015 | MISO_WUMS_2_MISO_MI | MISO_WUMS | MISO_MI | Internal | Summer | B4 | 100 | 99 | 1312.33 | 82.97 | 84.04 | 0.01 | 1.06
2015 | MISO_WUMS_2_MISO_MI | MISO_WUMS | MISO_MI | Internal | Summer | B5 | 200 | 99 | 732.4 | 74.12 | 75.19 | 0.01 | 1.05
2015 | MISO_WUMS_2_MISO_MI | MISO_WUMS | MISO_MI | Internal | Summer | B6 | 300 | 99 | 2354.83 | 64.71 | 65.78 | 0.01 | 1.05
2015 | MISO_WUMS_2_MISO_MI | MISO_WUMS | MISO_MI | Internal | Summer | B7 | 400 | 99 | 2022.53 | 56.87 | 57.94 | 0.01 | 1.05
2015 | MISO_WUMS_2_MISO_MI | MISO_WUMS | MISO_MI | Internal | Summer | B8 | 500 | 99 | 1120.37 | 53.61 | 54.67 | 0.01 | 1.05
2015 | MISO_WUMS_2_MISO_MI | MISO_WUMS | MISO_MI | Internal | Summer | B9 | 800 | 99 | 506.76 | 52.94 | 54 | 0.01 | 1.05
2015 | MISO_WUMS_2_MISO_MI | MISO_WUMS | MISO_MI | Internal | Summer | B10 | 1262 | 99 | 3073.71 | 51.97 | 53.04 | 0.01 | 1.05
2015 | MISO_WUMS_2_MISO_MI | MISO_WUMS | MISO_MI | Internal | Winter | B16 | 25 | 99 | 1325.66 | 75.94 | 77 | 0.01 | 1.06
2015 | MISO_WUMS_2_MISO_MI | MISO_WUMS | MISO_MI | Internal | Winter | B17 | 100 | 99 | 2959.65 | 67.33 | 68.4 | 0.01 | 1.06
2015 | MISO_WUMS_2_MISO_MI | MISO_WUMS | MISO_MI | Internal | Winter | B18 | 400 | 99 | 727.37 | 60.21 | 61.28 | 0.01 | 1.05
2015 | MISO_WUMS_2_MISO_MI | MISO_WUMS | MISO_MI | Internal | Winter | B19 | 700 | 99 | 1281.6 | 58.7 | 59.77 | 0.01 | 1.05
2015 | MISO_WUMS_2_MISO_MI | MISO_WUMS | MISO_MI | Internal | Winter | B20 | 935 | 99 | 635.15 | 54.01 | 55.08 | 0.01 | 1.05
2015 | MISO_WUMS_2_MISO_W | MISO_WUMS | MISO_W | Internal | Shoulder | B11 | 25 | 1137 | 5309.12 | 75.09 | 76.25 | 0.01 | 1.15
2015 | MISO_WUMS_2_MISO_W | MISO_WUMS | MISO_W | Internal | Shoulder | B12 | 200 | 1137 | 1137.16 | 61.8 | 62.6 | 0.01 | 0.78
2015 | MISO_WUMS_2_MISO_W | MISO_WUMS | MISO_W | Internal | Shoulder | B13 | 600 | 1137 | 1137.22 | 58.58 | 59.63 | 0.01 | 1.04
2015 | MISO_WUMS_2_MISO_W | MISO_WUMS | MISO_W | Internal | Shoulder | B14 | 900 | 1137 | 1137.18 | 56.53 | 57.58 | 0.01 | 1.04
2015 | MISO_WUMS_2_MISO_W | MISO_WUMS | MISO_W | Internal | Shoulder | B15 | 1203 | 1137 | 1137.15 | 54.21 | 55.27 | 0.01 | 1.04
2015 | MISO_WUMS_2_MISO_W | MISO_WUMS | MISO_W | Internal | Summer | B1 | 10 | 1137 | 1153.51 | 91.02 | 92.08 | 0.01 | 1.06
2015 | MISO_WUMS_2_MISO_W | MISO_WUMS | MISO_W | Internal | Summer | B2 | 25 | 1137 | 1712 | 89.31 | 90.47 | 0.01 | 1.15
2015 | MISO_WUMS_2_MISO_W | MISO_WUMS | MISO_W | Internal | Summer | B3 | 75 | 1137 | 3992.42 | 87.75 | 88.91 | 0.01 | 1.15
2015 | MISO_WUMS_2_MISO_W | MISO_WUMS | MISO_W | Internal | Summer | B4 | 100 | 1137 | 3584.78 | 82.97 | 84.13 | 0.01 | 1.15
2015 | MISO_WUMS_2_MISO_W | MISO_WUMS | MISO_W | Internal | Summer | B5 | 200 | 1137 | 3312.35 | 74.12 | 75.29 | 0.01 | 1.15
2015 | MISO_WUMS_2_MISO_W | MISO_WUMS | MISO_W | Internal | Summer | B6 | 300 | 1137 | 2197.71 | 64.71 | 65.87 | 0.01 | 1.15
2015 | MISO_WUMS_2_MISO_W | MISO_WUMS | MISO_W | Internal | Summer | B7 | 400 | 1137 | 1137.53 | 56.87 | 57.95 | 0.01 | 1.06
2015 | MISO_WUMS_2_MISO_W | MISO_WUMS | MISO_W | Internal | Summer | B8 | 500 | 1137 | 1137.03 | 53.61 | 54.52 | 0.01 | 0.9
2015 | MISO_WUMS_2_MISO_W | MISO_WUMS | MISO_W | Internal | Summer | B9 | 800 | 1137 | 1137.22 | 52.94 | 54.02 | 0.01 | 1.06
2015 | MISO_WUMS_2_MISO_W | MISO_WUMS | MISO_W | Internal | Summer | B10 | 1262 | 1137 | 0.88 | 51.97 | 51.96 | 0.01 | 0
2015 | MISO_WUMS_2_MISO_W | MISO_WUMS | MISO_W | Internal | Winter | B16 | 25 | 1137 | 1138.35 | 75.94 | 76.74 | 0.01 | 0.79
2015 | MISO_WUMS_2_MISO_W | MISO_WUMS | MISO_W | Internal | Winter | B17 | 100 | 1137 | 9.85 | 67.33 | 67.32 | 0.01 | 0
2015 | MISO_WUMS_2_MISO_W | MISO_WUMS | MISO_W | Internal | Winter | B18 | 400 | 1137 | 832.57 | 60.21 | 60.23 | 0.01 | 0
2015 | MISO_WUMS_2_MISO_W | MISO_WUMS | MISO_W | Internal | Winter | B19 | 700 | 1137 | 55.81 | 58.7 | 58.71 | 0.01 | 0
2015 | MISO_WUMS_2_MISO_W | MISO_WUMS | MISO_W | Internal | Winter | B20 | 935 | 1137 | 857.29 | 54.01 | 54.02 | 0.01 | 0
2015 | MISO_WUMS_2_PJM_ROR | MISO_WUMS | PJM_ROR | Internal | Shoulder | B11 | 25 | 1600 | 0.5 | 75.09 | 74.25 | 2 | 0
2015 | MISO_WUMS_2_PJM_ROR | MISO_WUMS | PJM_ROR | Internal | Shoulder | B12 | 200 | 1600 | 1599.8 | 61.8 | 64.61 | 2 | 0.81
2015 | MISO_WUMS_2_PJM_ROR | MISO_WUMS | PJM_ROR | Internal | Shoulder | B13 | 600 | 1600 | 1583.46 | 58.58 | 60.58 | 2 | 0
2015 | MISO_WUMS_2_PJM_ROR | MISO_WUMS | PJM_ROR | Internal | Shoulder | B14 | 900 | 1600 | 1270.29 | 56.53 | 58.53 | 2 | 0
2015 | MISO_WUMS_2_PJM_ROR | MISO_WUMS | PJM_ROR | Internal | Shoulder | B15 | 1203 | 1600 | 0.02 | 54.21 | 55.12 | 2 | 0
2015 | MISO_WUMS_2_PJM_ROR | MISO_WUMS | PJM_ROR | Internal | Summer | B1 | 10 | 1600 | 1598.87 | 91.02 | 94.07 | 2 | 1.06
2015 | MISO_WUMS_2_PJM_ROR | MISO_WUMS | PJM_ROR | Internal | Summer | B2 | 25 | 1600 | 945.35 | 89.31 | 91.31 | 2 | 0
2015 | MISO_WUMS_2_PJM_ROR | MISO_WUMS | PJM_ROR | Internal | Summer | B3 | 75 | 1600 | 470.52 | 87.75 | 89.75 | 2 | 0
2015 | MISO_WUMS_2_PJM_ROR | MISO_WUMS | PJM_ROR | Internal | Summer | B4 | 100 | 1600 | 237.69 | 82.97 | 84.97 | 2 | 0
2015 | MISO_WUMS_2_PJM_ROR | MISO_WUMS | PJM_ROR | Internal | Summer | B5 | 200 | 1600 | 1599.84 | 74.12 | 77.19 | 2 | 1.06
2015 | MISO_WUMS_2_PJM_ROR | MISO_WUMS | PJM_ROR | Internal | Summer | B6 | 300 | 1600 | 1470.55 | 64.71 | 66.71 | 2 | 0
2015 | MISO_WUMS_2_PJM_ROR | MISO_WUMS | PJM_ROR | Internal | Summer | B7 | 400 | 1600 | 1556.26 | 56.87 | 58.88 | 2 | 0
2015 | MISO_WUMS_2_PJM_ROR | MISO_WUMS | PJM_ROR | Internal | Summer | B8 | 500 | 1600 | 1593.59 | 53.61 | 55.62 | 2 | 0.02
2015 | MISO_WUMS_2_PJM_ROR | MISO_WUMS | PJM_ROR | Internal | Summer | B9 | 800 | 1600 | 0.04 | 52.94 | 53.87 | 2 | 0
2015 | MISO_WUMS_2_PJM_ROR | MISO_WUMS | PJM_ROR | Internal | Summer | B10 | 1262 | 1600 | 0.02 | 51.97 | 52.2 | 2 | 0
2015 | MISO_WUMS_2_PJM_ROR | MISO_WUMS | PJM_ROR | Internal | Winter | B16 | 25 | 1600 | 1599.62 | 75.94 | 79 | 2 | 1.06
2015 | MISO_WUMS_2_PJM_ROR | MISO_WUMS | PJM_ROR | Internal | Winter | B17 | 100 | 1600 | 1599.9 | 67.33 | 70.4 | 2 | 1.07
2015 | MISO_WUMS_2_PJM_ROR | MISO_WUMS | PJM_ROR | Internal | Winter | B18 | 400 | 1600 | 1599.89 | 60.21 | 63.28 | 2 | 1.06
2015 | MISO_WUMS_2_PJM_ROR | MISO_WUMS | PJM_ROR | Internal | Winter | B19 | 700 | 1600 | 1598.79 | 58.7 | 60.72 | 2 | 0.02
2015 | MISO_WUMS_2_PJM_ROR | MISO_WUMS | PJM_ROR | Internal | Winter | B20 | 935 | 1600 | 0.07 | 54.01 | 55.78 | 2 | 0
2015 | NE_2_MAPP_US | NE | MAPP_US | Internal | Shoulder | B11 | 25 | 1600 | 0.17 | 83.22 | 76.22 | 5 | 0
2015 | NE_2_MAPP_US | NE | MAPP_US | Internal | Shoulder | B12 | 200 | 1600 | 0.02 | 66.03 | 59.03 | 5 | 0
2015 | NE_2_MAPP_US | NE | MAPP_US | Internal | Shoulder | B13 | 600 | 1600 | 0 | 60.24 | 56.59 | 5 | 0
2015 | NE_2_MAPP_US | NE | MAPP_US | Internal | Shoulder | B14 | 900 | 1600 | 0 | 60.17 | 56.59 | 5 | 0
2015 | NE_2_MAPP_US | NE | MAPP_US | Internal | Shoulder | B15 | 1203 | 1600 | 0 | 57.52 | 56.59 | 5 | 0
2015 | NE_2_MAPP_US | NE | MAPP_US | Internal | Summer | B1 | 10 | 1600 | 0.47 | 92.08 | 85.1 | 5 | 0
2015 | NE_2_MAPP_US | NE | MAPP_US | Internal | Summer | B2 | 25 | 1600 | 0.18 | 91.62 | 84.62 | 5 | 0
2015 | NE_2_MAPP_US | NE | MAPP_US | Internal | Summer | B3 | 75 | 1600 | 0.06 | 91.62 | 84.62 | 5 | 0
2015 | NE_2_MAPP_US | NE | MAPP_US | Internal | Summer | B4 | 100 | 1600 | 0.04 | 87.87 | 80.87 | 5 | 0
2015 | NE_2_MAPP_US | NE | MAPP_US | Internal | Summer | B5 | 200 | 1600 | 0.02 | 82.27 | 75.27 | 5 | 0
2015 | NE_2_MAPP_US | NE | MAPP_US | Internal | Summer | B6 | 300 | 1600 | 0.01 | 70.94 | 63.94 | 5 | 0
2015 | NE_2_MAPP_US | NE | MAPP_US | Internal | Summer | B7 | 400 | 1600 | 0.01 | 63.02 | 56.02 | 5 | 0
2015 | NE_2_MAPP_US | NE | MAPP_US | Internal | Summer | B8 | 500 | 1600 | 0 | 59.68 | 52.68 | 5 | 0
2015 | NE_2_MAPP_US | NE | MAPP_US | Internal | Summer | B9 | 800 | 1600 | 0 | 58.25 | 52.68 | 5 | 0
2015 | NE_2_MAPP_US | NE | MAPP_US | Internal | Summer | B10 | 1262 | 1600 | 0 | 54.42 | 52.68 | 5 | 0
2015 | NE_2_MAPP_US | NE | MAPP_US | Internal | Winter | B16 | 25 | 1600 | 0.18 | 76.74 | 69.75 | 5 | 0
2015 | NE_2_MAPP_US | NE | MAPP_US | Internal | Winter | B17 | 100 | 1600 | 0.07 | 62.77 | 60.32 | 5 | 0
2015 | NE_2_MAPP_US | NE | MAPP_US | Internal | Winter | B18 | 400 | 1600 | 0.02 | 62.14 | 59.4 | 5 | 0
2015 | NE_2_MAPP_US | NE | MAPP_US | Internal | Winter | B19 | 700 | 1600 | 0.01 | 60 | 59.4 | 5 | 0
2015 | NE_2_MAPP_US | NE | MAPP_US | Internal | Winter | B20 | 935 | 1600 | 0.02 | 58.06 | 59.4 | 5 | 0
2015 | NE_2_MISO_W | NE | MISO_W | Internal | Shoulder | B11 | 25 | 1600 | 0.18 | 83.22 | 76.25 | 5 | 0
2015 | NE_2_MISO_W | NE | MISO_W | Internal | Shoulder | B12 | 200 | 1600 | 0.03 | 66.03 | 62.6 | 5 | 0
2015 | NE_2_MISO_W | NE | MISO_W | Internal | Shoulder | B13 | 600 | 1600 | 0.01 | 60.24 | 59.63 | 5 | 0
2015 | NE_2_MISO_W | NE | MISO_W | Internal | Shoulder | B14 | 900 | 1600 | 0 | 60.17 | 57.58 | 5 | 0
2015 | NE_2_MISO_W | NE | MISO_W | Internal | Shoulder | B15 | 1203 | 1600 | 0 | 57.52 | 55.27 | 5 | 0
2015 | NE_2_MISO_W | NE | MISO_W | Internal | Summer | B1 | 10 | 1600 | 0.95 | 92.08 | 92.08 | 5 | 0
2015 | NE_2_MISO_W | NE | MISO_W | Internal | Summer | B2 | 25 | 1600 | 0.31 | 91.62 | 90.47 | 5 | 0
2015 | NE_2_MISO_W | NE | MISO_W | Internal | Summer | B3 | 75 | 1600 | 0.09 | 91.62 | 88.91 | 5 | 0
2015 | NE_2_MISO_W | NE | MISO_W | Internal | Summer | B4 | 100 | 1600 | 0.06 | 87.87 | 84.13 | 5 | 0
2015 | NE_2_MISO_W | NE | MISO_W | Internal | Summer | B5 | 200 | 1600 | 0.02 | 82.27 | 75.29 | 5 | 0
2015 | NE_2_MISO_W | NE | MISO_W | Internal | Summer | B6 | 300 | 1600 | 0.02 | 70.94 | 65.87 | 5 | 0
2015 | NE_2_MISO_W | NE | MISO_W | Internal | Summer | B7 | 400 | 1600 | 0.01 | 63.02 | 57.95 | 5 | 0
2015 | NE_2_MISO_W | NE | MISO_W | Internal | Summer | B8 | 500 | 1600 | 0.01 | 59.68 | 54.52 | 5 | 0
2015 | NE_2_MISO_W | NE | MISO_W | Internal | Summer | B9 | 800 | 1600 | 0 | 58.25 | 54.02 | 5 | 0
2015 | NE_2_MISO_W | NE | MISO_W | Internal | Summer | B10 | 1262 | 1600 | 0 | 54.42 | 51.96 | 5 | 0
2015 | NE_2_MISO_W | NE | MISO_W | Internal | Winter | B16 | 25 | 1600 | 0.37 | 76.74 | 76.74 | 5 | 0
2015 | NE_2_MISO_W | NE | MISO_W | Internal | Winter | B17 | 100 | 1600 | 0.86 | 62.77 | 67.32 | 5 | 0
2015 | NE_2_MISO_W | NE | MISO_W | Internal | Winter | B18 | 400 | 1600 | 0.02 | 62.14 | 60.23 | 5 | 0
2015 | NE_2_MISO_W | NE | MISO_W | Internal | Winter | B19 | 700 | 1600 | 0.01 | 60 | 58.71 | 5 | 0
2015 | NE_2_MISO_W | NE | MISO_W | Internal | Winter | B20 | 935 | 1600 | 0 | 58.06 | 54.02 | 5 | 0
2015 | NE_2_SPP_N | NE | SPP_N | Internal | Shoulder | B11 | 25 | 1800 | 1760.69 | 83.22 | 83.25 | 0.01 | 0.02
2015 | NE_2_SPP_N | NE | SPP_N | Internal | Shoulder | B12 | 200 | 1800 | 1338.79 | 66.03 | 66.04 | 0.01 | 0
2015 | NE_2_SPP_N | NE | SPP_N | Internal | Shoulder | B13 | 600 | 1800 | 592.54 | 60.24 | 60.26 | 0.01 | 0
2015 | NE_2_SPP_N | NE | SPP_N | Internal | Shoulder | B14 | 900 | 1800 | 601.17 | 60.17 | 60.18 | 0.01 | 0
2015 | NE_2_SPP_N | NE | SPP_N | Internal | Shoulder | B15 | 1203 | 1800 | 987.92 | 57.52 | 57.53 | 0.01 | 0
2015 | NE_2_SPP_N | NE | SPP_N | Internal | Summer | B1 | 10 | 1800 | 1799.41 | 92.08 | 92.84 | 0.01 | 0.74
2015 | NE_2_SPP_N | NE | SPP_N | Internal | Summer | B2 | 25 | 1800 | 1800.55 | 91.62 | 92.83 | 0.01 | 1.2
2015 | NE_2_SPP_N | NE | SPP_N | Internal | Summer | B3 | 75 | 1800 | 1692.77 | 91.62 | 91.66 | 0.01 | 0.03
2015 | NE_2_SPP_N | NE | SPP_N | Internal | Summer | B4 | 100 | 1800 | 1247.27 | 87.87 | 87.89 | 0.01 | 0
2015 | NE_2_SPP_N | NE | SPP_N | Internal | Summer | B5 | 200 | 1800 | 1749.27 | 82.27 | 82.28 | 0.01 | 0
2015 | NE_2_SPP_N | NE | SPP_N | Internal | Summer | B6 | 300 | 1800 | 1833.98 | 70.94 | 72.87 | 0.01 | 1.92
2015 | NE_2_SPP_N | NE | SPP_N | Internal | Summer | B7 | 400 | 1800 | 2046.06 | 63.02 | 64.95 | 0.01 | 1.92
2015 | NE_2_SPP_N | NE | SPP_N | Internal | Summer | B8 | 500 | 1800 | 1800.01 | 59.68 | 61.13 | 0.01 | 1.43
2015 | NE_2_SPP_N | NE | SPP_N | Internal | Summer | B9 | 800 | 1800 | 1308.27 | 58.25 | 58.27 | 0.01 | 0
2015 | NE_2_SPP_N | NE | SPP_N | Internal | Summer | B10 | 1262 | 1800 | 1800.18 | 54.42 | 56.26 | 0.01 | 1.83
2015 | NE_2_SPP_N | NE | SPP_N | Internal | Winter | B16 | 25 | 1800 | 2325.53 | 76.74 | 78.68 | 0.01 | 1.92
2015 | NE_2_SPP_N | NE | SPP_N | Internal | Winter | B17 | 100 | 1800 | 1463.44 | 62.77 | 62.78 | 0.01 | 0
2015 | NE_2_SPP_N | NE | SPP_N | Internal | Winter | B18 | 400 | 1800 | 1544.11 | 62.14 | 62.15 | 0.01 | 0
2015 | NE_2_SPP_N | NE | SPP_N | Internal | Winter | B19 | 700 | 1800 | 1566.59 | 60 | 60.01 | 0.01 | 0
2015 | NE_2_SPP_N | NE | SPP_N | Internal | Winter | B20 | 935 | 1800 | 1929.59 | 58.06 | 59.99 | 0.01 | 1.92
2015 | NEISO_2_NYISO_A-F | NEISO | NYISO_A-F | Internal | Shoulder | B11 | 25 | 600 | 1403.02 | 60.34 | 64.73 | 3 | 1.39
2015 | NEISO_2_NYISO_A-F | NEISO | NYISO_A-F | Internal | Shoulder | B12 | 200 | 600 | 599.8 | 55.97 | 59.32 | 3 | 0.35
2015 | NEISO_2_NYISO_A-F | NEISO | NYISO_A-F | Internal | Shoulder | B13 | 600 | 600 | 0.03 | 55.97 | 57.03 | 3 | 0
2015 | NEISO_2_NYISO_A-F | NEISO | NYISO_A-F | Internal | Shoulder | B14 | 900 | 600 | 0.02 | 55.97 | 57.03 | 3 | 0
2015 | NEISO_2_NYISO_A-F | NEISO | NYISO_A-F | Internal | Shoulder | B15 | 1203 | 600 | 0.02 | 55.97 | 57.03 | 3 | 0
2015 | NEISO_2_NYISO_A-F | NEISO | NYISO_A-F | Internal | Summer | B1 | 10 | 600 | 1.13 | 86.34 | 86.09 | 3 | 0
2015 | NEISO_2_NYISO_A-F | NEISO | NYISO_A-F | Internal | Summer | B2 | 25 | 600 | 0.65 | 81.12 | 81.93 | 3 | 0
2015 | NEISO_2_NYISO_A-F | NEISO | NYISO_A-F | Internal | Summer | B3 | 75 | 600 | 599.99 | 75.87 | 79.54 | 3 | 0.67
2015 | NEISO_2_NYISO_A-F | NEISO | NYISO_A-F | Internal | Summer | B4 | 100 | 600 | 600.02 | 71.11 | 74.78 | 3 | 0.67
2015 | NEISO_2_NYISO_A-F | NEISO | NYISO_A-F | Internal | Summer | B5 | 200 | 600 | 662.6 | 63.33 | 67.71 | 3 | 1.39
2015 | NEISO_2_NYISO_A-F | NEISO | NYISO_A-F | Internal | Summer | B6 | 300 | 600 | 2464.98 | 53.6 | 57.99 | 3 | 1.39
2015 | NEISO_2_NYISO_A-F | NEISO | NYISO_A-F | Internal | Summer | B7 | 400 | 600 | 0.12 | 53.28 | 55.69 | 3 | 0
2015 | NEISO_2_NYISO_A-F | NEISO | NYISO_A-F | Internal | Summer | B8 | 500 | 600 | 0.05 | 53.28 | 54.9 | 3 | 0
2015 | NEISO_2_NYISO_A-F | NEISO | NYISO_A-F | Internal | Summer | B9 | 800 | 600 | 0.03 | 53.28 | 54.9 | 3 | 0
2015 | NEISO_2_NYISO_A-F | NEISO | NYISO_A-F | Internal | Summer | B10 | 1262 | 600 | 0.02 | 53.28 | 54.9 | 3 | 0
2015 | NEISO_2_NYISO_A-F | NEISO | NYISO_A-F | Internal | Winter | B16 | 25 | 600 | 600.04 | 65.14 | 68.81 | 3 | 0.67
2015 | NEISO_2_NYISO_A-F | NEISO | NYISO_A-F | Internal | Winter | B17 | 100 | 600 | 0.16 | 64.37 | 65.01 | 3 | 0
2015 | NEISO_2_NYISO_A-F | NEISO | NYISO_A-F | Internal | Winter | B18 | 400 | 600 | 0.02 | 64.37 | 61.74 | 3 | 0
2015 | NEISO_2_NYISO_A-F | NEISO | NYISO_A-F | Internal | Winter | B19 | 700 | 600 | 0.01 | 64.37 | 61.74 | 3 | 0
2015 | NEISO_2_NYISO_A-F | NEISO | NYISO_A-F | Internal | Winter | B20 | 935 | 600 | 0 | 64.37 | 61.74 | 3 | 0
2015 | NEISO_2_NYISO_G-I | NEISO | NYISO_G-I | Internal | Shoulder | B11 | 25 | 600 | 600.09 | 60.34 | 66.23 | 3 | 2.88
2015 | NEISO_2_NYISO_G-I | NEISO | NYISO_G-I | Internal | Shoulder | B12 | 200 | 600 | 599.75 | 55.97 | 59.33 | 3 | 0.36
2015 | NEISO_2_NYISO_G-I | NEISO | NYISO_G-I | Internal | Shoulder | B13 | 600 | 600 | 0.05 | 55.97 | 58.03 | 3 | 0
2015 | NEISO_2_NYISO_G-I | NEISO | NYISO_G-I | Internal | Shoulder | B14 | 900 | 600 | 0.03 | 55.97 | 57.98 | 3 | 0
2015 | NEISO_2_NYISO_G-I | NEISO | NYISO_G-I | Internal | Shoulder | B15 | 1203 | 600 | 0.01 | 55.97 | 57.04 | 3 | 0
2015 | NEISO_2_NYISO_G-I | NEISO | NYISO_G-I | Internal | Summer | B1 | 10 | 600 | 2.23 | 86.34 | 88.28 | 3 | 0
2015 | NEISO_2_NYISO_G-I | NEISO | NYISO_G-I | Internal | Summer | B2 | 25 | 600 | 57.88 | 81.12 | 84.11 | 3 | 0
2015 | NEISO_2_NYISO_G-I | NEISO | NYISO_G-I | Internal | Summer | B3 | 75 | 600 | 600.02 | 75.87 | 81.73 | 3 | 2.86
2015 | NEISO_2_NYISO_G-I | NEISO | NYISO_G-I | Internal | Summer | B4 | 100 | 600 | 600.02 | 71.11 | 76.97 | 3 | 2.86
2015 | NEISO_2_NYISO_G-I | NEISO | NYISO_G-I | Internal | Summer | B5 | 200 | 600 | 600.01 | 63.33 | 69.19 | 3 | 2.86
2015 | NEISO_2_NYISO_G-I | NEISO | NYISO_G-I | Internal | Summer | B6 | 300 | 600 | 599.99 | 53.6 | 58.74 | 3 | 2.14
2015 | NEISO_2_NYISO_G-I | NEISO | NYISO_G-I | Internal | Summer | B7 | 400 | 600 | 599.97 | 53.28 | 57.63 | 3 | 1.36
2015 | NEISO_2_NYISO_G-I | NEISO | NYISO_G-I | Internal | Summer | B8 | 500 | 600 | 12.23 | 53.28 | 56.28 | 3 | 0
2015 | NEISO_2_NYISO_G-I | NEISO | NYISO_G-I | Internal | Summer | B9 | 800 | 600 | 0.04 | 53.28 | 55.4 | 3 | 0
2015 | NEISO_2_NYISO_G-I | NEISO | NYISO_G-I | Internal | Summer | B10 | 1262 | 600 | 0.02 | 53.28 | 54.92 | 3 | 0
2015 | NEISO_2_NYISO_G-I | NEISO | NYISO_G-I | Internal | Winter | B16 | 25 | 600 | 600.07 | 65.14 | 71 | 3 | 2.86
2015 | NEISO_2_NYISO_G-I | NEISO | NYISO_G-I | Internal | Winter | B17 | 100 | 600 | 1.12 | 64.37 | 67.2 | 3 | 0
2015 | NEISO_2_NYISO_G-I | NEISO | NYISO_G-I | Internal | Winter | B18 | 400 | 600 | 0.02 | 64.37 | 63.93 | 3 | 0
2015 | NEISO_2_NYISO_G-I | NEISO | NYISO_G-I | Internal | Winter | B19 | 700 | 600 | 0.01 | 64.37 | 63.93 | 3 | 0
2015 | NEISO_2_NYISO_G-I | NEISO | NYISO_G-I | Internal | Winter | B20 | 935 | 600 | 0 | 64.37 | 63.46 | 3 | 0
2015 | NEISO_2_NYISO_J-K | NEISO | NYISO_J-K | Internal | Shoulder | B11 | 25 | 430 | 4619.4 | 60.34 | 66.22 | 3 | 2.88
2015 | NEISO_2_NYISO_J-K | NEISO | NYISO_J-K | Internal | Shoulder | B12 | 200 | 430 | 429.79 | 55.97 | 59.34 | 3 | 0.37
2015 | NEISO_2_NYISO_J-K | NEISO | NYISO_J-K | Internal | Shoulder | B13 | 600 | 430 | 0.05 | 55.97 | 58.04 | 3 | 0
2015 | NEISO_2_NYISO_J-K | NEISO | NYISO_J-K | Internal | Shoulder | B14 | 900 | 430 | 0.03 | 55.97 | 57.99 | 3 | 0
2015 | NEISO_2_NYISO_J-K | NEISO | NYISO_J-K | Internal | Shoulder | B15 | 1203 | 430 | 0.01 | 55.97 | 57.05 | 3 | 0
2015 | NEISO_2_NYISO_J-K | NEISO | NYISO_J-K | Internal | Summer | B1 | 10 | 430 | 2.42 | 86.34 | 88.29 | 3 | 0.01
2015 | NEISO_2_NYISO_J-K | NEISO | NYISO_J-K | Internal | Summer | B2 | 25 | 430 | 335.03 | 81.12 | 84.13 | 3 | 0.01
2015 | NEISO_2_NYISO_J-K | NEISO | NYISO_J-K | Internal | Summer | B3 | 75 | 430 | 1286.46 | 75.87 | 81.74 | 3 | 2.87
2015 | NEISO_2_NYISO_J-K | NEISO | NYISO_J-K | Internal | Summer | B4 | 100 | 430 | 1602.1 | 71.11 | 76.98 | 3 | 2.87
2015 | NEISO_2_NYISO_J-K | NEISO | NYISO_J-K | Internal | Summer | B5 | 200 | 430 | 2381.29 | 63.33 | 69.2 | 3 | 2.87
2015 | NEISO_2_NYISO_J-K | NEISO | NYISO_J-K | Internal | Summer | B6 | 300 | 430 | 430.23 | 53.6 | 58.75 | 3 | 2.15
2015 | NEISO_2_NYISO_J-K | NEISO | NYISO_J-K | Internal | Summer | B7 | 400 | 430 | 430 | 53.28 | 57.64 | 3 | 1.37
2015 | NEISO_2_NYISO_J-K | NEISO | NYISO_J-K | Internal | Summer | B8 | 500 | 430 | 426.1 | 53.28 | 56.29 | 3 | 0.01
2015 | NEISO_2_NYISO_J-K | NEISO | NYISO_J-K | Internal | Summer | B9 | 800 | 430 | 0.04 | 53.28 | 55.41 | 3 | 0
2015 | NEISO_2_NYISO_J-K | NEISO | NYISO_J-K | Internal | Summer | B10 | 1262 | 430 | 0.02 | 53.28 | 54.93 | 3 | 0
2015 | NEISO_2_NYISO_J-K | NEISO | NYISO_J-K | Internal | Winter | B16 | 25 | 430 | 867.34 | 65.14 | 71.01 | 3 | 2.87
2015 | NEISO_2_NYISO_J-K | NEISO | NYISO_J-K | Internal | Winter | B17 | 100 | 430 | 1.21 | 64.37 | 67.21 | 3 | 0
2015 | NEISO_2_NYISO_J-K | NEISO | NYISO_J-K | Internal | Winter | B18 | 400 | 430 | 0.03 | 64.37 | 63.94 | 3 | 0
2015 | NEISO_2_NYISO_J-K | NEISO | NYISO_J-K | Internal | Winter | B19 | 700 | 430 | 0.02 | 64.37 | 63.94 | 3 | 0
2015 | NEISO_2_NYISO_J-K | NEISO | NYISO_J-K | Internal | Winter | B20 | 935 | 430 | 0 | 64.37 | 63.47 | 3 | 0
2015 | NonRTO_Midwest_2_MISO_IN | NonRTO_Midwest | MISO_IN | Internal | Shoulder | B11 | 25 | 4450 | 0.13 | 84.39 | 76.39 | 8 | 0
2015 | NonRTO_Midwest_2_MISO_IN | NonRTO_Midwest | MISO_IN | Internal | Shoulder | B12 | 200 | 4450 | 0.02 | 70.9 | 62.9 | 8 | 0
2015 | NonRTO_Midwest_2_MISO_IN | NonRTO_Midwest | MISO_IN | Internal | Shoulder | B13 | 600 | 4450 | 0 | 67.64 | 59.66 | 8 | 0
2015 | NonRTO_Midwest_2_MISO_IN | NonRTO_Midwest | MISO_IN | Internal | Shoulder | B14 | 900 | 4450 | 0 | 56.66 | 57.61 | 8 | 0
2015 | NonRTO_Midwest_2_MISO_IN | NonRTO_Midwest | MISO_IN | Internal | Shoulder | B15 | 1203 | 4450 | 0 | 54.74 | 55.29 | 8 | 0
2015 | NonRTO_Midwest_2_MISO_IN | NonRTO_Midwest | MISO_IN | Internal | Summer | B1 | 10 | 4450 | 0.45 | 96.51 | 93.22 | 8 | 0
2015 | NonRTO_Midwest_2_MISO_IN | NonRTO_Midwest | MISO_IN | Internal | Summer | B2 | 25 | 4450 | 0.16 | 96.5 | 91.6 | 8 | 0
2015 | NonRTO_Midwest_2_MISO_IN | NonRTO_Midwest | MISO_IN | Internal | Summer | B3 | 75 | 4450 | 0.05 | 96.5 | 90.05 | 8 | 0
2015 | NonRTO_Midwest_2_MISO_IN | NonRTO_Midwest | MISO_IN | Internal | Summer | B4 | 100 | 4450 | 0.03 | 93.27 | 85.27 | 8 | 0
2015 | NonRTO_Midwest_2_MISO_IN | NonRTO_Midwest | MISO_IN | Internal | Summer | B5 | 200 | 4450 | 0.02 | 83.73 | 75.73 | 8 | 0
2015 | NonRTO_Midwest_2_MISO_IN | NonRTO_Midwest | MISO_IN | Internal | Summer | B6 | 300 | 4450 | 0.03 | 62.72 | 65.9 | 8 | 0
2015 | NonRTO_Midwest_2_MISO_IN | NonRTO_Midwest | MISO_IN | Internal | Summer | B7 | 400 | 4450 | 0.02 | 56.66 | 57.95 | 8 | 0
2015 | NonRTO_Midwest_2_MISO_IN | NonRTO_Midwest | MISO_IN | Internal | Summer | B8 | 500 | 4450 | 0.01 | 56.56 | 54.66 | 8 | 0
2015 | NonRTO_Midwest_2_MISO_IN | NonRTO_Midwest | MISO_IN | Internal | Summer | B9 | 800 | 4450 | 0 | 54.74 | 54.02 | 8 | 0
2015 | NonRTO_Midwest_2_MISO_IN | NonRTO_Midwest | MISO_IN | Internal | Summer | B10 | 1262 | 4450 | 0 | 53.94 | 53.03 | 8 | 0
2015 | NonRTO_Midwest_2_MISO_IN | NonRTO_Midwest | MISO_IN | Internal | Winter | B16 | 25 | 4450 | 0.13 | 85.88 | 77.88 | 8 | 0
2015 | NonRTO_Midwest_2_MISO_IN | NonRTO_Midwest | MISO_IN | Internal | Winter | B17 | 100 | 4450 | 0.03 | 76.41 | 68.41 | 8 | 0
2015 | NonRTO_Midwest_2_MISO_IN | NonRTO_Midwest | MISO_IN | Internal | Winter | B18 | 400 | 4450 | 0 | 69.28 | 61.28 | 8 | 0
2015 | NonRTO_Midwest_2_MISO_IN | NonRTO_Midwest | MISO_IN | Internal | Winter | B19 | 700 | 4450 | 0.01 | 56.66 | 59.75 | 8 | 0
2015 | NonRTO_Midwest_2_MISO_IN | NonRTO_Midwest | MISO_IN | Internal | Winter | B20 | 935 | 4450 | 0 | 55.4 | 55.06 | 8 | 0
2015 | NonRTO_Midwest_2_TVA_Transmission | NonRTO_Midwest | TVA_Transmission | Internal | Shoulder | B11 | 25 | 2400 | 0.17 | 84.39 | 80.25 | 8 | 0
2015 | NonRTO_Midwest_2_TVA_Transmission | NonRTO_Midwest | TVA_Transmission | Internal | Shoulder | B12 | 200 | 2400 | 0.02 | 70.9 | 65.16 | 8 | 0
2015 | NonRTO_Midwest_2_TVA_Transmission | NonRTO_Midwest | TVA_Transmission | Internal | Shoulder | B13 | 600 | 2400 | 0 | 67.64 | 63.71 | 8 | 0
2015 | NonRTO_Midwest_2_TVA_Transmission | NonRTO_Midwest | TVA_Transmission | Internal | Shoulder | B14 | 900 | 2400 | 0.03 | 56.66 | 62.62 | 8 | 0
2015 | NonRTO_Midwest_2_TVA_Transmission | NonRTO_Midwest | TVA_Transmission | Internal | Shoulder | B15 | 1203 | 2400 | 0.02 | 54.74 | 61.12 | 8 | 0
2015 | NonRTO_Midwest_2_TVA_Transmission | NonRTO_Midwest | TVA_Transmission | Internal | Summer | B1 | 10 | 2400 | 1.03 | 96.51 | 100.08 | 8 | 0
2015 | NonRTO_Midwest_2_TVA_Transmission | NonRTO_Midwest | TVA_Transmission | Internal | Summer | B2 | 25 | 2400 | 0.29 | 96.5 | 97.67 | 8 | 0
2015 | NonRTO_Midwest_2_TVA_Transmission | NonRTO_Midwest | TVA_Transmission | Internal | Summer | B3 | 75 | 2400 | 0.08 | 96.5 | 95.75 | 8 | 0
2015 | NonRTO_Midwest_2_TVA_Transmission | NonRTO_Midwest | TVA_Transmission | Internal | Summer | B4 | 100 | 2400 | 0.05 | 93.27 | 90.97 | 8 | 0
2015 | NonRTO_Midwest_2_TVA_Transmission | NonRTO_Midwest | TVA_Transmission | Internal | Summer | B5 | 200 | 2400 | 0.03 | 83.73 | 83.07 | 8 | 0
2015 | NonRTO_Midwest_2_TVA_Transmission | NonRTO_Midwest | TVA_Transmission | Internal | Summer | B6 | 300 | 2400 | 68.93 | 62.72 | 70.72 | 8 | 0
2015 | NonRTO_Midwest_2_TVA_Transmission | NonRTO_Midwest | TVA_Transmission | Internal | Summer | B7 | 400 | 2400 | 0.05 | 56.66 | 62.19 | 8 | 0
2015 | NonRTO_Midwest_2_TVA_Transmission | NonRTO_Midwest | TVA_Transmission | Internal | Summer | B8 | 500 | 2400 | 0.03 | 56.56 | 60.81 | 8 | 0
2015 | NonRTO_Midwest_2_TVA_Transmission | NonRTO_Midwest | TVA_Transmission | Internal | Summer | B9 | 800 | 2400 | 0.02 | 54.74 | 59.87 | 8 | 0
2015 | NonRTO_Midwest_2_TVA_Transmission | NonRTO_Midwest | TVA_Transmission | Internal | Summer | B10 | 1262 | 2400 | 0.01 | 53.94 | 58.15 | 8 | 0
2015 | NonRTO_Midwest_2_TVA_Transmission | NonRTO_Midwest | TVA_Transmission | Internal | Winter | B16 | 25 | 2400 | 0.21 | 85.88 | 84.75 | 8 | 0
2015 | NonRTO_Midwest_2_TVA_Transmission | NonRTO_Midwest | TVA_Transmission | Internal | Winter | B17 | 100 | 2400 | 0.04 | 76.41 | 69.24 | 8 | 0
2015 | NonRTO_Midwest_2_TVA_Transmission | NonRTO_Midwest | TVA_Transmission | Internal | Winter | B18 | 400 | 2400 | 0.01 | 69.28 | 65.79 | 8 | 0
2015 | NonRTO_Midwest_2_TVA_Transmission | NonRTO_Midwest | TVA_Transmission | Internal | Winter | B19 | 700 | 2400 | 0.38 | 56.66 | 64.55 | 8 | 0
2015 | NonRTO_Midwest_2_TVA_Transmission | NonRTO_Midwest | TVA_Transmission | Internal | Winter | B20 | 935 | 2400 | 0.03 | 55.4 | 61.78 | 8 | 0
2015 | NYISO_A-F_2_IESO | NYISO_A-F | IESO | Internal | Shoulder | B11 | 25 | 1600 | 0.33 | 64.73 | 66.13 | 7 | 0
2015 | NYISO_A-F_2_IESO | NYISO_A-F | IESO | Internal | Shoulder | B12 | 200 | 1600 | 0.02 | 59.32 | 52.48 | 7 | 0
2015 | NYISO_A-F_2_IESO | NYISO_A-F | IESO | Internal | Shoulder | B13 | 600 | 1600 | 0 | 57.03 | 49.52 | 7 | 0
2015 | NYISO_A-F_2_IESO | NYISO_A-F | IESO | Internal | Shoulder | B14 | 900 | 1600 | 0 | 57.03 | 49.52 | 7 | 0
2015 | NYISO_A-F_2_IESO | NYISO_A-F | IESO | Internal | Shoulder | B15 | 1203 | 1600 | 0 | 57.03 | 49.52 | 7 | 0
2015 | NYISO_A-F_2_IESO | NYISO_A-F | IESO | Internal | Summer | B1 | 10 | 1600 | 0.53 | 86.09 | 85.07 | 7 | 0
2015 | NYISO_A-F_2_IESO | NYISO_A-F | IESO | Internal | Summer | B2 | 25 | 1600 | 0.28 | 81.93 | 83.34 | 7 | 0
2015 | NYISO_A-F_2_IESO | NYISO_A-F | IESO | Internal | Summer | B3 | 75 | 1600 | 0.08 | 79.54 | 78.79 | 7 | 0
2015 | NYISO_A-F_2_IESO | NYISO_A-F | IESO | Internal | Summer | B4 | 100 | 1600 | 0.06 | 74.78 | 74.02 | 7 | 0
2015 | NYISO_A-F_2_IESO | NYISO_A-F | IESO | Internal | Summer | B5 | 200 | 1600 | 0.03 | 67.71 | 65.17 | 7 | 0
2015 | NYISO_A-F_2_IESO | NYISO_A-F | IESO | Internal | Summer | B6 | 300 | 1600 | 0.02 | 57.99 | 55.75 | 7 | 0
2015 | NYISO_A-F_2_IESO | NYISO_A-F | IESO | Internal | Summer | B7 | 400 | 1600 | 0 | 55.69 | 47.83 | 7 | 0
2015 | NYISO_A-F_2_IESO | NYISO_A-F | IESO | Internal | Summer | B8 | 500 | 1600 | 0 | 54.9 | 46.04 | 7 | 0
2015 | NYISO_A-F_2_IESO | NYISO_A-F | IESO | Internal | Summer | B9 | 800 | 1600 | 0 | 54.9 | 46.04 | 7 | 0
2015 | NYISO_A-F_2_IESO | NYISO_A-F | IESO | Internal | Summer | B10 | 1262 | 1600 | 0 | 54.9 | 46.04 | 7 | 0
2015 | NYISO_A-F_2_IESO | NYISO_A-F | IESO | Internal | Winter | B16 | 25 | 1600 | 0.21 | 68.81 | 66.62 | 7 | 0
2015 | NYISO_A-F_2_IESO | NYISO_A-F | IESO | Internal | Winter | B17 | 100 | 1600 | 0.04 | 65.01 | 58.01 | 7 | 0
2015 | NYISO_A-F_2_IESO | NYISO_A-F | IESO | Internal | Winter | B18 | 400 | 1600 | 0 | 61.74 | 52.87 | 7 | 0
2015 | NYISO_A-F_2_IESO | NYISO_A-F | IESO | Internal | Winter | B19 | 700 | 1600 | 0 | 61.74 | 52.87 | 7 | 0
2015 | NYISO_A-F_2_IESO | NYISO_A-F | IESO | Internal | Winter | B20 | 935 | 1600 | 0 | 61.74 | 52.87 | 7 | 0
2015 | NYISO_A-F_2_NEISO | NYISO_A-F | NEISO | Internal | Shoulder | B11 | 25 | 600 | 0.26 | 64.73 | 60.34 | 3 | 0
2015 | NYISO_A-F_2_NEISO | NYISO_A-F | NEISO | Internal | Shoulder | B12 | 200 | 600 | 0.04 | 59.32 | 55.97 | 3 | 0
2015 | NYISO_A-F_2_NEISO | NYISO_A-F | NEISO | Internal | Shoulder | B13 | 600 | 600 | 0.02 | 57.03 | 55.97 | 3 | 0
2015 | NYISO_A-F_2_NEISO | NYISO_A-F | NEISO | Internal | Shoulder | B14 | 900 | 600 | 0.01 | 57.03 | 55.97 | 3 | 0
2015 | NYISO_A-F_2_NEISO | NYISO_A-F | NEISO | Internal | Shoulder | B15 | 1203 | 600 | 0.01 | 57.03 | 55.97 | 3 | 0
2015 | NYISO_A-F_2_NEISO | NYISO_A-F | NEISO | Internal | Summer | B1 | 10 | 600 | 1.67 | 86.09 | 86.34 | 3 | 0
2015 | NYISO_A-F_2_NEISO | NYISO_A-F | NEISO | Internal | Summer | B2 | 25 | 600 | 0.49 | 81.93 | 81.12 | 3 | 0
2015 | NYISO_A-F_2_NEISO | NYISO_A-F | NEISO | Internal | Summer | B3 | 75 | 600 | 0.1 | 79.54 | 75.87 | 3 | 0
2015 | NYISO_A-F_2_NEISO | NYISO_A-F | NEISO | Internal | Summer | B4 | 100 | 600 | 0.07 | 74.78 | 71.11 | 3 | 0
2015 | NYISO_A-F_2_NEISO | NYISO_A-F | NEISO | Internal | Summer | B5 | 200 | 600 | 0.03 | 67.71 | 63.33 | 3 | 0
2015 | NYISO_A-F_2_NEISO | NYISO_A-F | NEISO | Internal | Summer | B6 | 300 | 600 | 0.02 | 57.99 | 53.6 | 3 | 0
2015 | NYISO_A-F_2_NEISO | NYISO_A-F | NEISO | Internal | Summer | B7 | 400 | 600 | 0.02 | 55.69 | 53.28 | 3 | 0
2015 | NYISO_A-F_2_NEISO | NYISO_A-F | NEISO | Internal | Summer | B8 | 500 | 600 | 0.02 | 54.9 | 53.28 | 3 | 0
2015 | NYISO_A-F_2_NEISO | NYISO_A-F | NEISO | Internal | Summer | B9 | 800 | 600 | 0.01 | 54.9 | 53.28 | 3 | 0
2015 | NYISO_A-F_2_NEISO | NYISO_A-F | NEISO | Internal | Summer | B10 | 1262 | 600 | 0 | 54.9 | 53.28 | 3 | 0
2015 | NYISO_A-F_2_NEISO | NYISO_A-F | NEISO | Internal | Winter | B16 | 25 | 600 | 0.29 | 68.81 | 65.14 | 3 | 0
2015 | NYISO_A-F_2_NEISO | NYISO_A-F | NEISO | Internal | Winter | B17 | 100 | 600 | 0.13 | 65.01 | 64.37 | 3 | 0
2015 | NYISO_A-F_2_NEISO | NYISO_A-F | NEISO | Internal | Winter | B18 | 400 | 600 | 0.27 | 61.74 | 64.37 | 3 | 0
2015 | NYISO_A-F_2_NEISO | NYISO_A-F | NEISO | Internal | Winter | B19 | 700 | 600 | 0.18 | 61.74 | 64.37 | 3 | 0
2015 | NYISO_A-F_2_NEISO | NYISO_A-F | NEISO | Internal | Winter | B20 | 935 | 600 | 0.15 | 61.74 | 64.37 | 3 | 0
2015 | NYISO_A-F_2_NYISO_G-I | NYISO_A-F | NYISO_G-I | Internal | Shoulder | B11 | 25 | 4250 | 4250.96 | 64.73 | 66.23 | 0.01 | 1.48
2015 | NYISO_A-F_2_NYISO_G-I | NYISO_A-F | NYISO_G-I | Internal | Shoulder | B12 | 200 | 4250 | 3600.77 | 59.32 | 59.33 | 0.01 | 0
2015 | NYISO_A-F_2_NYISO_G-I | NYISO_A-F | NYISO_G-I | Internal | Shoulder | B13 | 600 | 4250 | 4250 | 57.03 | 58.03 | 0.01 | 0.99
2015 | NYISO_A-F_2_NYISO_G-I | NYISO_A-F | NYISO_G-I | Internal | Shoulder | B14 | 900 | 4250 | 4249.99 | 57.03 | 57.98 | 0.01 | 0.94
2015 | NYISO_A-F_2_NYISO_G-I | NYISO_A-F | NYISO_G-I | Internal | Shoulder | B15 | 1203 | 4250 | 3216.84 | 57.03 | 57.04 | 0.01 | 0
2015 | NYISO_A-F_2_NYISO_G-I | NYISO_A-F | NYISO_G-I | Internal | Summer | B1 | 10 | 4250 | 5779.67 | 86.09 | 88.28 | 0.01 | 2.18
2015 | NYISO_A-F_2_NYISO_G-I | NYISO_A-F | NYISO_G-I | Internal | Summer | B2 | 25 | 4250 | 4806.34 | 81.93 | 84.11 | 0.01 | 2.18
2015 | NYISO_A-F_2_NYISO_G-I | NYISO_A-F | NYISO_G-I | Internal | Summer | B3 | 75 | 4250 | 5565.3 | 79.54 | 81.73 | 0.01 | 2.18
2015 | NYISO_A-F_2_NYISO_G-I | NYISO_A-F | NYISO_G-I | Internal | Summer | B4 | 100 | 4250 | 4522.46 | 74.78 | 76.97 | 0.01 | 2.18
2015 | NYISO_A-F_2_NYISO_G-I | NYISO_A-F | NYISO_G-I | Internal | Summer | B5 | 200 | 4250 | 4250.17 | 67.71 | 69.19 | 0.01 | 1.46
2015 | NYISO_A-F_2_NYISO_G-I | NYISO_A-F | NYISO_G-I | Internal | Summer | B6 | 300 | 4250 | 4249.99 | 57.99 | 58.74 | 0.01 | 0.74
2015 | NYISO_A-F_2_NYISO_G-I | NYISO_A-F | NYISO_G-I | Internal | Summer | B7 | 400 | 4250 | 4250.28 | 55.69 | 57.63 | 0.01 | 1.94
2015 | NYISO_A-F_2_NYISO_G-I | NYISO_A-F | NYISO_G-I | Internal | Summer | B8 | 500 | 4250 | 4250.03 | 54.9 | 56.28 | 0.01 | 1.36
2015 | NYISO_A-F_2_NYISO_G-I | NYISO_A-F | NYISO_G-I | Internal | Summer | B9 | 800 | 4250 | 4249.96 | 54.9 | 55.4 | 0.01 | 0.48
2015 | NYISO_A-F_2_NYISO_G-I | NYISO_A-F | NYISO_G-I | Internal | Summer | B10 | 1262 | 4250 | 2693.56 | 54.9 | 54.92 | 0.01 | 0
2015 | NYISO_A-F_2_NYISO_G-I | NYISO_A-F | NYISO_G-I | Internal | Winter | B16 | 25 | 4250 | 5222.66 | 68.81 | 71 | 0.01 | 2.18
2015 | NYISO_A-F_2_NYISO_G-I | NYISO_A-F | NYISO_G-I | Internal | Winter | B17 | 100 | 4250 | 5875.89 | 65.01 | 67.2 | 0.01 | 2.18
2015 | NYISO_A-F_2_NYISO_G-I | NYISO_A-F | NYISO_G-I | Internal | Winter | B18 | 400 | 4250 | 7356.83 | 61.74 | 63.93 | 0.01 | 2.18
2015 | NYISO_A-F_2_NYISO_G-I | NYISO_A-F | NYISO_G-I | Internal | Winter | B19 | 700 | 4250 | 6779.17 | 61.74 | 63.93 | 0.01 | 2.18
2015 | NYISO_A-F_2_NYISO_G-I | NYISO_A-F | NYISO_G-I | Internal | Winter | B20 | 935 | 4250 | 4250.01 | 61.74 | 63.46 | 0.01 | 1.71
2015 | NYISO_A-F_2_PJM_ROM | NYISO_A-F | PJM_ROM | Internal | Shoulder | B11 | 25 | 1000 | 999.81 | 64.73 | 74.24 | 8 | 1.51
2015 | NYISO_A-F_2_PJM_ROM | NYISO_A-F | PJM_ROM | Internal | Shoulder | B12 | 200 | 1000 | 0.06 | 59.32 | 64.62 | 8 | 0
2015 | NYISO_A-F_2_PJM_ROM | NYISO_A-F | PJM_ROM | Internal | Shoulder | B13 | 600 | 1000 | 0.01 | 57.03 | 60.6 | 8 | 0
2015 | NYISO_A-F_2_PJM_ROM | NYISO_A-F | PJM_ROM | Internal | Shoulder | B14 | 900 | 1000 | 0 | 57.03 | 59.07 | 8 | 0
2015 | NYISO_A-F_2_PJM_ROM | NYISO_A-F | PJM_ROM | Internal | Shoulder | B15 | 1203 | 1000 | 0 | 57.03 | 55.13 | 8 | 0
2015 | NYISO_A-F_2_PJM_ROM | NYISO_A-F | PJM_ROM | Internal | Summer | B1 | 10 | 1000 | 661.83 | 86.09 | 94.09 | 8 | 0.01
2015 | NYISO_A-F_2_PJM_ROM | NYISO_A-F | PJM_ROM | Internal | Summer | B2 | 25 | 1000 | 999.59 | 81.93 | 91.32 | 8 | 1.4
2015 | NYISO_A-F_2_PJM_ROM | NYISO_A-F | PJM_ROM | Internal | Summer | B3 | 75 | 1000 | 1000.01 | 79.54 | 89.74 | 8 | 2.2
2015 | NYISO_A-F_2_PJM_ROM | NYISO_A-F | PJM_ROM | Internal | Summer | B4 | 100 | 1000 | 1000.01 | 74.78 | 84.98 | 8 | 2.2
2015 | NYISO_A-F_2_PJM_ROM | NYISO_A-F | PJM_ROM | Internal | Summer | B5 | 200 | 1000 | 999.96 | 67.71 | 77.2 | 8 | 1.49
2015 | NYISO_A-F_2_PJM_ROM | NYISO_A-F | PJM_ROM | Internal | Summer | B6 | 300 | 1000 | 999.87 | 57.99 | 66.73 | 8 | 0.74
2015 | NYISO_A-F_2_PJM_ROM | NYISO_A-F | PJM_ROM | Internal | Summer | B7 | 400 | 1000 | 0.03 | 55.69 | 60.65 | 8 | 0
2015 | NYISO_A-F_2_PJM_ROM | NYISO_A-F | PJM_ROM | Internal | Summer | B8 | 500 | 1000 | 0.01 | 54.9 | 57.07 | 8 | 0
2015 | NYISO_A-F_2_PJM_ROM | NYISO_A-F | PJM_ROM | Internal | Summer | B9 | 800 | 1000 | 0 | 54.9 | 55.71 | 8 | 0
2015 | NYISO_A-F_2_PJM_ROM | NYISO_A-F | PJM_ROM | Internal | Summer | B10 | 1262 | 1000 | 0 | 54.9 | 52.21 | 8 | 0
2015 | NYISO_A-F_2_PJM_ROM | NYISO_A-F | PJM_ROM | Internal | Winter | B16 | 25 | 1000 | 1000.02 | 68.81 | 79.01 | 8 | 2.2
2015 | NYISO_A-F_2_PJM_ROM | NYISO_A-F | PJM_ROM | Internal | Winter | B17 | 100 | 1000 | 0.12 | 65.01 | 70.41 | 8 | 0
2015 | NYISO_A-F_2_PJM_ROM | NYISO_A-F | PJM_ROM | Internal | Winter | B18 | 400 | 1000 | 0.02 | 61.74 | 65.11 | 8 | 0
2015 | NYISO_A-F_2_PJM_ROM | NYISO_A-F | PJM_ROM | Internal | Winter | B19 | 700 | 1000 | 0 | 61.74 | 62.56 | 8 | 0
2015 | NYISO_A-F_2_PJM_ROM | NYISO_A-F | PJM_ROM | Internal | Winter | B20 | 935 | 1000 | 0 | 61.74 | 57.44 | 8 | 0
2015 | NYISO_G-I_2_NEISO | NYISO_G-I | NEISO | Internal | Shoulder | B11 | 25 | 600 | 0.22 | 66.23 | 60.34 | 3 | 0
2015 | NYISO_G-I_2_NEISO | NYISO_G-I | NEISO | Internal | Shoulder | B12 | 200 | 600 | 0.04 | 59.33 | 55.97 | 3 | 0
2015 | NYISO_G-I_2_NEISO | NYISO_G-I | NEISO | Internal | Shoulder | B13 | 600 | 600 | 0.02 | 58.03 | 55.97 | 3 | 0
2015 | NYISO_G-I_2_NEISO | NYISO_G-I | NEISO | Internal | Shoulder | B14 | 900 | 600 | 0.01 | 57.98 | 55.97 | 3 | 0
2015 | NYISO_G-I_2_NEISO | NYISO_G-I | NEISO | Internal | Shoulder | B15 | 1203 | 600 | 0.01 | 57.04 | 55.97 | 3 | 0
2015 | NYISO_G-I_2_NEISO | NYISO_G-I | NEISO | Internal | Summer | B1 | 10 | 600 | 0.94 | 88.28 | 86.34 | 3 | 0
2015 | NYISO_G-I_2_NEISO | NYISO_G-I | NEISO | Internal | Summer | B2 | 25 | 600 | 0.32 | 84.11 | 81.12 | 3 | 0
2015 | NYISO_G-I_2_NEISO | NYISO_G-I | NEISO | Internal | Summer | B3 | 75 | 600 | 0.08 | 81.73 | 75.87 | 3 | 0
2015 | NYISO_G-I_2_NEISO | NYISO_G-I | NEISO | Internal | Summer | B4 | 100 | 600 | 0.06 | 76.97 | 71.11 | 3 | 0
2015 | NYISO_G-I_2_NEISO | NYISO_G-I | NEISO | Internal | Summer | B5 | 200 | 600 | 0.03 | 69.19 | 63.33 | 3 | 0
2015 | NYISO_G-I_2_NEISO | NYISO_G-I | NEISO | Internal | Summer | B6 | 300 | 600 | 0.02 | 58.74 | 53.6 | 3 | 0
2015 | NYISO_G-I_2_NEISO | NYISO_G-I | NEISO | Internal | Summer | B7 | 400 | 600 | 0.02 | 57.63 | 53.28 | 3 | 0
2015 | NYISO_G-I_2_NEISO | NYISO_G-I | NEISO | Internal | Summer | B8 | 500 | 600 | 0.02 | 56.28 | 53.28 | 3 | 0
2015 | NYISO_G-I_2_NEISO | NYISO_G-I | NEISO | Internal | Summer | B9 | 800 | 600 | 0.01 | 55.4 | 53.28 | 3 | 0
2015 | NYISO_G-I_2_NEISO | NYISO_G-I | NEISO | Internal | Summer | B10 | 1262 | 600 | 0 | 54.92 | 53.28 | 3 | 0
2015 | NYISO_G-I_2_NEISO | NYISO_G-I | NEISO | Internal | Winter | B16 | 25 | 600 | 0.22 | 71 | 65.14 | 3 | 0
2015 | NYISO_G-I_2_NEISO | NYISO_G-I | NEISO | Internal | Winter | B17 | 100 | 600 | 0.08 | 67.2 | 64.37 | 3 | 0
2015 | NYISO_G-I_2_NEISO | NYISO_G-I | NEISO | Internal | Winter | B18 | 400 | 600 | 0.05 | 63.93 | 64.37 | 3 | 0
2015 | NYISO_G-I_2_NEISO | NYISO_G-I | NEISO | Internal | Winter | B19 | 700 | 600 | 0.03 | 63.93 | 64.37 | 3 | 0
2015 | NYISO_G-I_2_NEISO | NYISO_G-I | NEISO | Internal | Winter | B20 | 935 | 600 | 0.04 | 63.46 | 64.37 | 3 | 0
2015 | NYISO_G-I_2_NYISO_A-F | NYISO_G-I | NYISO_A-F | Internal | Shoulder | B11 | 25 | 1999 | 1.18 | 66.23 | 64.73 | 0.01 | 0
2015 | NYISO_G-I_2_NYISO_A-F | NYISO_G-I | NYISO_A-F | Internal | Shoulder | B12 | 200 | 1999 | 6.7 | 59.33 | 59.32 | 0.01 | 0
2015 | NYISO_G-I_2_NYISO_A-F | NYISO_G-I | NYISO_A-F | Internal | Shoulder | B13 | 600 | 1999 | 0.08 | 58.03 | 57.03 | 0.01 | 0
2015 | NYISO_G-I_2_NYISO_A-F | NYISO_G-I | NYISO_A-F | Internal | Shoulder | B14 | 900 | 1999 | 0.06 | 57.98 | 57.03 | 0.01 | 0
2015 | NYISO_G-I_2_NYISO_A-F | NYISO_G-I | NYISO_A-F | Internal | Shoulder | B15 | 1203 | 1999 | 1.42 | 57.04 | 57.03 | 0.01 | 0
2015 | NYISO_G-I_2_NYISO_A-F | NYISO_G-I | NYISO_A-F | Internal | Summer | B1 | 10 | 1999 | 2.14 | 88.28 | 86.09 | 0.01 | 0
2015 | NYISO_G-I_2_NYISO_A-F | NYISO_G-I | NYISO_A-F | Internal | Summer | B2 | 25 | 1999 | 0.88 | 84.11 | 81.93 | 0.01 | 0
2015 | NYISO_G-I_2_NYISO_A-F | NYISO_G-I | NYISO_A-F | Internal | Summer | B3 | 75 | 1999 | 0.3 | 81.73 | 79.54 | 0.01 | 0
2015 | NYISO_G-I_2_NYISO_A-F | NYISO_G-I | NYISO_A-F | Internal | Summer | B4 | 100 | 1999 | 0.23 | 76.97 | 74.78 | 0.01 | 0
2015 | NYISO_G-I_2_NYISO_A-F | NYISO_G-I | NYISO_A-F | Internal | Summer | B5 | 200 | 1999 | 0.15 | 69.19 | 67.71 | 0.01 | 0
2015 | NYISO_G-I_2_NYISO_A-F | NYISO_G-I | NYISO_A-F | Internal | Summer | B6 | 300 | 1999 | 0.17 | 58.74 | 57.99 | 0.01 | 0
2015 | NYISO_G-I_2_NYISO_A-F | NYISO_G-I | NYISO_A-F | Internal | Summer | B7 | 400 | 1999 | 0.06 | 57.63 | 55.69 | 0.01 | 0
2015 | NYISO_G-I_2_NYISO_A-F | NYISO_G-I | NYISO_A-F | Internal | Summer | B8 | 500 | 1999 | 0.07 | 56.28 | 54.9 | 0.01 | 0
2015 | NYISO_G-I_2_NYISO_A-F | NYISO_G-I | NYISO_A-F | Internal | Summer | B9 | 800 | 1999 | 0.12 | 55.4 | 54.9 | 0.01 | 0
2015 | NYISO_G-I_2_NYISO_A-F | NYISO_G-I | NYISO_A-F | Internal | Summer | B10 | 1262 | 1999 | 1.37 | 54.92 | 54.9 | 0.01 | 0
2015 | NYISO_G-I_2_NYISO_A-F | NYISO_G-I | NYISO_A-F | Internal | Winter | B16 | 25 | 1999 | 0.88 | 71 | 68.81 | 0.01 | 0
2015 | NYISO_G-I_2_NYISO_A-F | NYISO_G-I | NYISO_A-F | Internal | Winter | B17 | 100 | 1999 | 0.23 | 67.2 | 65.01 | 0.01 | 0
2015 | NYISO_G-I_2_NYISO_A-F | NYISO_G-I | NYISO_A-F | Internal | Winter | B18 | 400 | 1999 | 0.06 | 63.93 | 61.74 | 0.01 | 0
2015 | NYISO_G-I_2_NYISO_A-F | NYISO_G-I | NYISO_A-F | Internal | Winter | B19 | 700 | 1999 | 0.03 | 63.93 | 61.74 | 0.01 | 0
2015 | NYISO_G-I_2_NYISO_A-F | NYISO_G-I | NYISO_A-F | Internal | Winter | B20 | 935 | 1999 | 0.06 | 63.46 | 61.74 | 0.01 | 0
2015 | NYISO_G-I_2_NYISO_J-K | NYISO_G-I | NYISO_J-K | Internal | Shoulder | B11 | 25 | 6130 | 86.62 | 66.23 | 66.22 | 0.01 | 0
2015 | NYISO_G-I_2_NYISO_J-K | NYISO_G-I | NYISO_J-K | Internal | Shoulder | B12 | 200 | 6130 | 4448.04 | 59.33 | 59.34 | 0.01 | 0
2015 | NYISO_G-I_2_NYISO_J-K | NYISO_G-I | NYISO_J-K | Internal | Shoulder | B13 | 600 | 6130 | 4611.84 | 58.03 | 58.04 | 0.01 | 0
2015 | NYISO_G-I_2_NYISO_J-K | NYISO_G-I | NYISO_J-K | Internal | Shoulder | B14 | 900 | 6130 | 3945.02 | 57.98 | 57.99 | 0.01 | 0
2015 | NYISO_G-I_2_NYISO_J-K | NYISO_G-I | NYISO_J-K | Internal | Shoulder | B15 | 1203 | 6130 | 3263.42 | 57.04 | 57.05 | 0.01 | 0
2015 | NYISO_G-I_2_NYISO_J-K | NYISO_G-I | NYISO_J-K | Internal | Summer | B1 | 10 | 6130 | 5381.36 | 88.28 | 88.29 | 0.01 | 0
2015 | NYISO_G-I_2_NYISO_J-K | NYISO_G-I | NYISO_J-K | Internal | Summer | B2 | 25 | 6130 | 4530.7 | 84.11 | 84.13 | 0.01 | 0
2015 | NYISO_G-I_2_NYISO_J-K | NYISO_G-I | NYISO_J-K | Internal | Summer | B3 | 75 | 6130 | 2254.23 | 81.73 | 81.74 | 0.01 | 0
2015 | NYISO_G-I_2_NYISO_J-K | NYISO_G-I | NYISO_J-K | Internal | Summer | B4 | 100 | 6130 | 3253.1 | 76.97 | 76.98 | 0.01 | 0
2015 | NYISO_G-I_2_NYISO_J-K | NYISO_G-I | NYISO_J-K | Internal | Summer | B5 | 200 | 6130 | 4173.47 | 69.19 | 69.2 | 0.01 | 0
2015 | NYISO_G-I_2_NYISO_J-K | NYISO_G-I | NYISO_J-K | Internal | Summer | B6 | 300 | 6130 | 5314.04 | 58.74 | 58.75 | 0.01 | 0
2015 | NYISO_G-I_2_NYISO_J-K | NYISO_G-I | NYISO_J-K | Internal | Summer | B7 | 400 | 6130 | 5571.21 | 57.63 | 57.64 | 0.01 | 0
2015 | NYISO_G-I_2_NYISO_J-K | NYISO_G-I | NYISO_J-K | Internal | Summer | B8 | 500 | 6130 | 5128.89 | 56.28 | 56.29 | 0.01 | 0
2015 | NYISO_G-I_2_NYISO_J-K | NYISO_G-I | NYISO_J-K | Internal | Summer | B9 | 800 | 6130 | 4742.45 | 55.4 | 55.41 | 0.01 | 0
2015 | NYISO_G-I_2_NYISO_J-K | NYISO_G-I | NYISO_J-K | Internal | Summer | B10 | 1262 | 6130 | 3100.13 | 54.92 | 54.93 | 0.01 | 0
2015 | NYISO_G-I_2_NYISO_J-K | NYISO_G-I | NYISO_J-K | Internal | Winter | B16 | 25 | 6130 | 5338.44 | 71 | 71.01 | 0.01 | 0
2015 | NYISO_G-I_2_NYISO_J-K | NYISO_G-I | NYISO_J-K | Internal | Winter | B17 | 100 | 6130 | 6674.72 | 67.2 | 67.21 | 0.01 | 0
2015 | NYISO_G-I_2_NYISO_J-K | NYISO_G-I | NYISO_J-K | Internal | Winter | B18 | 400 | 6130 | 7164.23 | 63.93 | 63.94 | 0.01 | 0
2015 | NYISO_G-I_2_NYISO_J-K | NYISO_G-I | NYISO_J-K | Internal | Winter | B19 | 700 | 6130 | 6748.17 | 63.93 | 63.94 | 0.01 | 0
2015 | NYISO_G-I_2_NYISO_J-K | NYISO_G-I | NYISO_J-K | Internal | Winter | B20 | 935 | 6130 | 4872.17 | 63.46 | 63.47 | 0.01 | 0
2015 | NYISO_G-I_2_PJM_E | NYISO_G-I | PJM_E | Internal | Shoulder | B11 | 25 | 1500 | 5447 | 66.23 | 74.23 | 8 | 0
2015 | NYISO_G-I_2_PJM_E | NYISO_G-I | PJM_E | Internal | Shoulder | B12 | 200 | 1500 | 0.08 | 59.33 | 64.61 | 8 | 0
2015 | NYISO_G-I_2_PJM_E | NYISO_G-I | PJM_E | Internal | Shoulder | B13 | 600 | 1500 | 0.01 | 58.03 | 60.58 | 8 | 0
2015 | NYISO_G-I_2_PJM_E | NYISO_G-I | PJM_E | Internal | Shoulder | B14 | 900 | 1500 | 0 | 57.98 | 59.06 | 8 | 0
2015 | NYISO_G-I_2_PJM_E | NYISO_G-I | PJM_E | Internal | Shoulder | B15 | 1203 | 1500 | 0 | 57.04 | 55.14 | 8 | 0
2015 | NYISO_G-I_2_PJM_E | NYISO_G-I | PJM_E | Internal | Summer | B1 | 10 | 1500 | 1.76 | 88.28 | 94.1 | 8 | 0
2015 | NYISO_G-I_2_PJM_E | NYISO_G-I | PJM_E | Internal | Summer | B2 | 25 | 1500 | 2.24 | 84.11 | 91.33 | 8 | 0
2015 | NYISO_G-I_2_PJM_E | NYISO_G-I | PJM_E | Internal | Summer | B3 | 75 | 1500 | 3919.55 | 81.73 | 89.73 | 8 | 0
2015 | NYISO_G-I_2_PJM_E | NYISO_G-I | PJM_E | Internal | Summer | B4 | 100 | 1500 | 2125.19 | 76.97 | 84.97 | 8 | 0
2015 | NYISO_G-I_2_PJM_E | NYISO_G-I | PJM_E | Internal | Summer | B5 | 200 | 1500 | 1051.54 | 69.19 | 77.19 | 8 | 0
2015 | NYISO_G-I_2_PJM_E | NYISO_G-I | PJM_E | Internal | Summer | B6 | 300 | 1500 | 74.06 | 58.74 | 66.74 | 8 | 0
2015 | NYISO_G-I_2_PJM_E | NYISO_G-I | PJM_E | Internal | Summer | B7 | 400 | 1500 | 0.02 | 57.63 | 60.66 | 8 | 0
2015 | NYISO_G-I_2_PJM_E | NYISO_G-I | PJM_E | Internal | Summer | B8 | 500 | 1500 | 0.01 | 56.28 | 57.08 | 8 | 0
2015 | NYISO_G-I_2_PJM_E | NYISO_G-I | PJM_E | Internal | Summer | B9 | 800 | 1500 | 0 | 55.4 | 55.72 | 8 | 0
2015 | NYISO_G-I_2_PJM_E | NYISO_G-I | PJM_E | Internal | Summer | B10 | 1262 | 1500 | 0 | 54.92 | 52.2 | 8 | 0
2015 | NYISO_G-I_2_PJM_E | NYISO_G-I | PJM_E | Internal | Winter | B16 | 25 | 1500 | 1215.81 | 71 | 79 | 8 | 0
2015 | NYISO_G-I_2_PJM_E | NYISO_G-I | PJM_E | Internal | Winter | B17 | 100 | 1500 | 0.1 | 67.2 | 70.4 | 8 | 0
2015 | NYISO_G-I_2_PJM_E | NYISO_G-I | PJM_E | Internal | Winter | B18 | 400 | 1500 | 0.02 | 63.93 | 65.12 | 8 | 0
2015 | NYISO_G-I_2_PJM_E | NYISO_G-I | PJM_E | Internal | Winter | B19 | 700 | 1500 | 0 | 63.93 | 62.57 | 8 | 0
2015 | NYISO_G-I_2_PJM_E | NYISO_G-I | PJM_E | Internal | Winter | B20 | 935 | 1500 | 0 | 63.46 | 57.46 | 8 | 0
2015 | NYISO_J-K_2_NEISO_OL | NYISO_J-K | NEISO | Internal | Shoulder | B11 | 25 | 99999 | 0.12 | 66.22 | 60.34 | 3.02 | 0
2015 | NYISO_J-K_2_NEISO_OL | NYISO_J-K | NEISO | Internal | Shoulder | B12 | 200 | 99999 | 0.02 | 59.34 | 55.97 | 3.02 | 0
2015 | NYISO_J-K_2_NEISO_OL | NYISO_J-K | NEISO | Internal | Shoulder | B13 | 600 | 99999 | 0 | 58.04 | 55.97 | 3.02 | 0
2015 | NYISO_J-K_2_NEISO_OL | NYISO_J-K | NEISO | Internal | Shoulder | B14 | 900 | 99999 | 0 | 57.99 | 55.97 | 3.02 | 0
2015 | NYISO_J-K_2_NEISO_OL | NYISO_J-K | NEISO | Internal | Shoulder | B15 | 1203 | 99999 | 0 | 57.05 | 55.97 | 3.02 | 0
2015 | NYISO_J-K_2_NEISO_OL | NYISO_J-K | NEISO | Internal | Summer | B1 | 10 | 99999 | 0.52 | 88.29 | 86.34 | 3.02 | 0
2015 | NYISO_J-K_2_NEISO_OL | NYISO_J-K | NEISO | Internal | Summer | B2 | 25 | 99999 | 0.17 | 84.13 | 81.12 | 3.02 | 0
2015 | NYISO_J-K_2_NEISO_OL | NYISO_J-K | NEISO | Internal | Summer | B3 | 75 | 99999 | 0.04 | 81.74 | 75.87 | 3.02 | 0
2015 | NYISO_J-K_2_NEISO_OL | NYISO_J-K | NEISO | Internal | Summer | B4 | 100 | 99999 | 0.03 | 76.98 | 71.11 | 3.02 | 0
2015 | NYISO_J-K_2_NEISO_OL | NYISO_J-K | NEISO | Internal | Summer | B5 | 200 | 99999 | 0.01 | 69.2 | 63.33 | 3.02 | 0
2015 | NYISO_J-K_2_NEISO_OL | NYISO_J-K | NEISO | Internal | Summer | B6 | 300 | 99999 | 0.01 | 58.75 | 53.6 | 3.02 | 0
2015 | NYISO_J-K_2_NEISO_OL | NYISO_J-K | NEISO | Internal | Summer | B7 | 400 | 99999 | 0 | 57.64 | 53.28 | 3.02 | 0
2015 | NYISO_J-K_2_NEISO_OL | NYISO_J-K | NEISO | Internal | Summer | B8 | 500 | 99999 | 0 | 56.29 | 53.28 | 3.02 | 0
2015 | NYISO_J-K_2_NEISO_OL | NYISO_J-K | NEISO | Internal | Summer | B9 | 800 | 99999 | 0 | 55.41 | 53.28 | 3.02 | 0
2015 | NYISO_J-K_2_NEISO_OL | NYISO_J-K | NEISO | Internal | Summer | B10 | 1262 | 99999 | 0 | 54.93 | 53.28 | 3.02 | 0
2015 | NYISO_J-K_2_NEISO_OL | NYISO_J-K | NEISO | Internal | Winter | B16 | 25 | 99999 | 0.12 | 71.01 | 65.14 | 3.02 | 0
2015 | NYISO_J-K_2_NEISO_OL | NYISO_J-K | NEISO | Internal | Winter | B17 | 100 | 99999 | 0.04 | 67.21 | 64.37 | 3.02 | 0
2015 | NYISO_J-K_2_NEISO_OL | NYISO_J-K | NEISO | Internal | Winter | B18 | 400 | 99999 | 0.02 | 63.94 | 64.37 | 3.02 | 0
2015 | NYISO_J-K_2_NEISO_OL | NYISO_J-K | NEISO | Internal | Winter | B19 | 700 | 99999 | 0.01 | 63.94 | 64.37 | 3.02 | 0
2015 | NYISO_J-K_2_NEISO_OL | NYISO_J-K | NEISO | Internal | Winter | B20 | 935 | 99999 | 0.02 | 63.47 | 64.37 | 3.02 | 0
2015 | NYISO_J-K_2_NYISO_G-I | NYISO_J-K | NYISO_G-I | Internal | Shoulder | B11 | 25 | 1999 | 486.3 | 66.22 | 66.23 | 0.01 | 0
2015 | NYISO_J-K_2_NYISO_G-I | NYISO_J-K | NYISO_G-I | Internal | Shoulder | B12 | 200 | 1999 | 9.43 | 59.34 | 59.33 | 0.01 | 0
2015 | NYISO_J-K_2_NYISO_G-I | NYISO_J-K | NYISO_G-I | Internal | Shoulder | B13 | 600 | 1999 | 3.27 | 58.04 | 58.03 | 0.01 | 0
2015 | NYISO_J-K_2_NYISO_G-I | NYISO_J-K | NYISO_G-I | Internal | Shoulder | B14 | 900 | 1999 | 2.22 | 57.99 | 57.98 | 0.01 | 0
2015 | NYISO_J-K_2_NYISO_G-I | NYISO_J-K | NYISO_G-I | Internal | Shoulder | B15 | 1203 | 1999 | 1.7 | 57.05 | 57.04 | 0.01 | 0
2015 | NYISO_J-K_2_NYISO_G-I | NYISO_J-K | NYISO_G-I | Internal | Summer | B1 | 10 | 1999 | 157.08 | 88.29 | 88.28 | 0.01 | 0
2015 | NYISO_J-K_2_NYISO_G-I | NYISO_J-K | NYISO_G-I | Internal | Summer | B2 | 25 | 1999 | 67.72 | 84.13 | 84.11 | 0.01 | 0
2015 | NYISO_J-K_2_NYISO_G-I | NYISO_J-K | NYISO_G-I | Internal | Summer | B3 | 75 | 1999 | 24.88 | 81.74 | 81.73 | 0.01 | 0
2015 | NYISO_J-K_2_NYISO_G-I | NYISO_J-K | NYISO_G-I | Internal | Summer | B4 | 100 | 1999 | 18.62 | 76.98 | 76.97 | 0.01 | 0
2015 | NYISO_J-K_2_NYISO_G-I | NYISO_J-K | NYISO_G-I | Internal | Summer | B5 | 200 | 1999 | 9.41 | 69.2 | 69.19 | 0.01 | 0
2015 | NYISO_J-K_2_NYISO_G-I | NYISO_J-K | NYISO_G-I | Internal | Summer | B6 | 300 | 1999 | 6.32 | 58.75 | 58.74 | 0.01 | 0
2015 | NYISO_J-K_2_NYISO_G-I | NYISO_J-K | NYISO_G-I | Internal | Summer | B7 | 400 | 1999 | 4.78 | 57.64 | 57.63 | 0.01 | 0
2015 | NYISO_J-K_2_NYISO_G-I | NYISO_J-K | NYISO_G-I | Internal | Summer | B8 | 500 | 1999 | 3.86 | 56.29 | 56.28 | 0.01 | 0
2015 | NYISO_J-K_2_NYISO_G-I | NYISO_J-K | NYISO_G-I | Internal | Summer | B9 | 800 | 1999 | 2.47 | 55.41 | 55.4 | 0.01 | 0
2015 | NYISO_J-K_2_NYISO_G-I | NYISO_J-K | NYISO_G-I | Internal | Summer | B10 | 1262 | 1999 | 1.62 | 54.93 | 54.92 | 0.01 | 0
2015 | NYISO_J-K_2_NYISO_G-I | NYISO_J-K | NYISO_G-I | Internal | Winter | B16 | 25 | 1999 | 66.82 | 71.01 | 71 | 0.01 | 0
2015 | NYISO_J-K_2_NYISO_G-I | NYISO_J-K | NYISO_G-I | Internal | Winter | B17 | 100 | 1999 | 17.47 | 67.21 | 67.2 | 0.01 | 0
2015 | NYISO_J-K_2_NYISO_G-I | NYISO_J-K | NYISO_G-I | Internal | Winter | B18 | 400 | 1999 | 4.62 | 63.94 | 63.93 | 0.01 | 0
2015 | NYISO_J-K_2_NYISO_G-I | NYISO_J-K | NYISO_G-I | Internal | Winter | B19 | 700 | 1999 | 2.7 | 63.94 | 63.93 | 0.01 | 0
2015 | NYISO_J-K_2_NYISO_G-I | NYISO_J-K | NYISO_G-I | Internal | Winter | B20 | 935 | 1999 | 2.12 | 63.47 | 63.46 | 0.01 | 0
2015 | NYISO_J-K_2_PJM_E_OL | NYISO_J-K | PJM_E | Internal | Shoulder | B11 | 25 | 99999 | 37.33 | 66.22 | 74.23 | 8.03 | 0
2015 | NYISO_J-K_2_PJM_E_OL | NYISO_J-K | PJM_E | Internal | Shoulder | B12 | 200 | 99999 | 0.04 | 59.34 | 64.61 | 8.03 | 0
2015 | NYISO_J-K_2_PJM_E_OL | NYISO_J-K | PJM_E | Internal | Shoulder | B13 | 600 | 99999 | 0 | 58.04 | 60.58 | 8.03 | 0
2015 | NYISO_J-K_2_PJM_E_OL | NYISO_J-K | PJM_E | Internal | Shoulder | B14 | 900 | 99999 | 0 | 57.99 | 59.06 | 8.03 | 0
2015 | NYISO_J-K_2_PJM_E_OL | NYISO_J-K | PJM_E | Internal | Shoulder | B15 | 1203 | 99999 | 0 | 57.05 | 55.14 | 8.03 | 0
2015 | NYISO_J-K_2_PJM_E_OL | NYISO_J-K | PJM_E | Internal | Summer | B1 | 10 | 99999 | 0.89 | 88.29 | 94.1 | 8.03 | 0
2015 | NYISO_J-K_2_PJM_E_OL | NYISO_J-K | PJM_E | Internal | Summer | B2 | 25 | 99999 | 1.09 | 84.13 | 91.33 | 8.03 | 0
2015 | NYISO_J-K_2_PJM_E_OL | NYISO_J-K | PJM_E | Internal | Summer | B3 | 75 | 99999 | 7.27 | 81.74 | 89.73 | 8.03 | 0
2015 | NYISO_J-K_2_PJM_E_OL | NYISO_J-K | PJM_E | Internal | Summer | B4 | 100 | 99999 | 4.98 | 76.98 | 84.97 | 8.03 | 0
2015 | NYISO_J-K_2_PJM_E_OL | NYISO_J-K | PJM_E | Internal | Summer | B5 | 200 | 99999 | 2.41 | 69.2 | 77.19 | 8.03 | 0
2015 | NYISO_J-K_2_PJM_E_OL | NYISO_J-K | PJM_E | Internal | Summer | B6 | 300 | 99999 | 1.12 | 58.75 | 66.74 | 8.03 | 0
2015 | NYISO_J-K_2_PJM_E_OL | NYISO_J-K | PJM_E | Internal | Summer | B7 | 400 | 99999 | 0.01 | 57.64 | 60.66 | 8.03 | 0
2015 | NYISO_J-K_2_PJM_E_OL | NYISO_J-K | PJM_E | Internal | Summer | B8 | 500 | 99999 | 0 | 56.29 | 57.08 | 8.03 | 0
2015 | NYISO_J-K_2_PJM_E_OL | NYISO_J-K | PJM_E | Internal | Summer | B9 | 800 | 99999 | 0 | 55.41 | 55.72 | 8.03 | 0
2015 | NYISO_J-K_2_PJM_E_OL | NYISO_J-K | PJM_E | Internal | Summer | B10 | 1262 | 99999 | 0 | 54.93 | 52.2 | 8.03 | 0
2015 | NYISO_J-K_2_PJM_E_OL | NYISO_J-K | PJM_E | Internal | Winter | B16 | 25 | 99999 | 14.16 | 71.01 | 79 | 8.03 | 0
2015 | NYISO_J-K_2_PJM_E_OL | NYISO_J-K | PJM_E | Internal | Winter | B17 | 100 | 99999 | 0.05 | 67.21 | 70.4 | 8.03 | 0
2015 | NYISO_J-K_2_PJM_E_OL | NYISO_J-K | PJM_E | Internal | Winter | B18 | 400 | 99999 | 0 | 63.94 | 65.12 | 8.03 | 0
2015 | NYISO_J-K_2_PJM_E_OL | NYISO_J-K | PJM_E | Internal | Winter | B19 | 700 | 99999 | 0 | 63.94 | 62.57 | 8.03 | 0
2015 | NYISO_J-K_2_PJM_E_OL | NYISO_J-K | PJM_E | Internal | Winter | B20 | 935 | 99999 | 0 | 63.47 | 57.46 | 8.03 | 0
2015 | PJM_E_2_NYISO_G-I | PJM_E | NYISO_G-I | Internal | Shoulder | B11 | 25 | 500 | 0.1 | 74.23 | 66.23 | 6 | 0
2015 | PJM_E_2_NYISO_G-I | PJM_E | NYISO_G-I | Internal | Shoulder | B12 | 200 | 500 | 0.02 | 64.61 | 59.33 | 6 | 0
2015 | PJM_E_2_NYISO_G-I | PJM_E | NYISO_G-I | Internal | Shoulder | B13 | 600 | 500 | 0 | 60.58 | 58.03 | 6 | 0
2015 | PJM_E_2_NYISO_G-I | PJM_E | NYISO_G-I | Internal | Shoulder | B14 | 900 | 500 | 0 | 59.06 | 57.98 | 6 | 0
2015 | PJM_E_2_NYISO_G-I | PJM_E | NYISO_G-I | Internal | Shoulder | B15 | 1203 | 500 | 0 | 55.14 | 57.04 | 6 | 0
2015 | PJM_E_2_NYISO_G-I | PJM_E | NYISO_G-I | Internal | Summer | B1 | 10 | 500 | 0.29 | 94.1 | 88.28 | 6 | 0.01
2015 | PJM_E_2_NYISO_G-I | PJM_E | NYISO_G-I | Internal | Summer | B2 | 25 | 500 | 0.11 | 91.33 | 84.11 | 6 | 0
2015 | PJM_E_2_NYISO_G-I | PJM_E | NYISO_G-I | Internal | Summer | B3 | 75 | 500 | 0.03 | 89.73 | 81.73 | 6 | 0
2015 | PJM_E_2_NYISO_G-I | PJM_E | NYISO_G-I | Internal | Summer | B4 | 100 | 500 | 0.03 | 84.97 | 76.97 | 6 | 0
2015 | PJM_E_2_NYISO_G-I | PJM_E | NYISO_G-I | Internal | Summer | B5 | 200 | 500 | 0.01 | 77.19 | 69.19 | 6 | 0
2015 | PJM_E_2_NYISO_G-I | PJM_E | NYISO_G-I | Internal | Summer | B6 | 300 | 500 | 0 | 66.74 | 58.74 | 6 | 0
2015 | PJM_E_2_NYISO_G-I | PJM_E | NYISO_G-I | Internal | Summer | B7 | 400 | 500 | 0 | 60.66 | 57.63 | 6 | 0
2015 | PJM_E_2_NYISO_G-I | PJM_E | NYISO_G-I | Internal | Summer | B8 | 500 | 500 | 0 | 57.08 | 56.28 | 6 | 0
2015 | PJM_E_2_NYISO_G-I | PJM_E | NYISO_G-I | Internal | Summer | B9 | 800 | 500 | 0 | 55.72 | 55.4 | 6 | 0
2015 | PJM_E_2_NYISO_G-I | PJM_E | NYISO_G-I | Internal | Summer | B10 | 1262 | 500 | 0 | 52.2 | 54.92 | 6 | 0
2015 | PJM_E_2_NYISO_G-I | PJM_E | NYISO_G-I | Internal | Winter | B16 | 25 | 500 | 0.1 | 79 | 71 | 6 | 0
2015 | PJM_E_2_NYISO_G-I | PJM_E | NYISO_G-I | Internal | Winter | B17 | 100 | 500 | 0.04 | 70.4 | 67.2 | 6 | 0
2015 | PJM_E_2_NYISO_G-I | PJM_E | NYISO_G-I | Internal | Winter | B18 | 400 | 500 | 0.01 | 65.12 | 63.93 | 6 | 0
2015 | PJM_E_2_NYISO_G-I | PJM_E | NYISO_G-I | Internal | Winter | B19 | 700 | 500 | 0 | 62.57 | 63.93 | 6 | 0
2015 | PJM_E_2_NYISO_G-I | PJM_E | NYISO_G-I | Internal | Winter | B20 | 935 | 500 | 273.88 | 57.46 | 63.46 | 6 | 0
2015 | PJM_E_2_NYISO_J-K | PJM_E | NYISO_J-K | Internal | Shoulder | B11 | 25 | 330 | 0.14 | 74.23 | 66.22 | 6 | 0
2015 | PJM_E_2_NYISO_J-K | PJM_E | NYISO_J-K | Internal | Shoulder | B12 | 200 | 330 | 0.02 | 64.61 | 59.34 | 6 | 0
2015 | PJM_E_2_NYISO_J-K | PJM_E | NYISO_J-K | Internal | Shoulder | B13 | 600 | 330 | 0 | 60.58 | 58.04 | 6 | 0
2015 | PJM_E_2_NYISO_J-K | PJM_E | NYISO_J-K | Internal | Shoulder | B14 | 900 | 330 | 0 | 59.06 | 57.99 | 6 | 0
2015 | PJM_E_2_NYISO_J-K | PJM_E | NYISO_J-K | Internal | Shoulder | B15 | 1203 | 330 | 0 | 55.14 | 57.05 | 6 | 0
2015 | PJM_E_2_NYISO_J-K | PJM_E | NYISO_J-K | Internal | Summer | B1 | 10 | 330 | 0.43 | 94.1 | 88.29 | 6 | 0.01
2015 | PJM_E_2_NYISO_J-K | PJM_E | NYISO_J-K | Internal | Summer | B2 | 25 | 330 | 0.16 | 91.33 | 84.13 | 6 | 0
2015 | PJM_E_2_NYISO_J-K | PJM_E | NYISO_J-K | Internal | Summer | B3 | 75 | 330 | 0.05 | 89.73 | 81.74 | 6 | 0
2015 | PJM_E_2_NYISO_J-K | PJM_E | NYISO_J-K | Internal | Summer | B4 | 100 | 330 | 0.04 | 84.97 | 76.98 | 6 | 0
2015 | PJM_E_2_NYISO_J-K | PJM_E | NYISO_J-K | Internal | Summer | B5 | 200 | 330 | 0.02 | 77.19 | 69.2 | 6 | 0
2015 | PJM_E_2_NYISO_J-K | PJM_E | NYISO_J-K | Internal | Summer | B6 | 300 | 330 | 0.01 | 66.74 | 58.75 | 6 | 0
2015 | PJM_E_2_NYISO_J-K | PJM_E | NYISO_J-K | Internal | Summer | B7 | 400 | 330 | 0.01 | 60.66 | 57.64 | 6 | 0
2015 | PJM_E_2_NYISO_J-K | PJM_E | NYISO_J-K | Internal | Summer | B8 | 500 | 330 | 0.01 | 57.08 | 56.29 | 6 | 0
2015 | PJM_E_2_NYISO_J-K | PJM_E | NYISO_J-K | Internal | Summer | B9 | 800 | 330 | 0 | 55.72 | 55.41 | 6 | 0
2015 | PJM_E_2_NYISO_J-K | PJM_E | NYISO_J-K | Internal | Summer | B10 | 1262 | 330 | 0.01 | 52.2 | 54.93 | 6 | 0
2015 | PJM_E_2_NYISO_J-K | PJM_E | NYISO_J-K | Internal | Winter | B16 | 25 | 330 | 0.14 | 79 | 71.01 | 6 | 0
2015 | PJM_E_2_NYISO_J-K | PJM_E | NYISO_J-K | Internal | Winter | B17 | 100 | 330 | 0.05 | 70.4 | 67.21 | 6 | 0
2015 | PJM_E_2_NYISO_J-K | PJM_E | NYISO_J-K | Internal | Winter | B18 | 400 | 330 | 0.02 | 65.12 | 63.94 | 6 | 0
2015 | PJM_E_2_NYISO_J-K | PJM_E | NYISO_J-K | Internal | Winter | B19 | 700 | 330 | 0.02 | 62.57 | 63.94 | 6 | 0
2015 | PJM_E_2_NYISO_J-K | PJM_E | NYISO_J-K | Internal | Winter | B20 | 935 | 330 | 328.71 | 57.46 | 63.47 | 6 | 0.01
2015 | PJM_E_2_PJM_ROM | PJM_E | PJM_ROM | Internal | Shoulder | B11 | 25 | 8000 | 8256.12 | 74.23 | 74.24 | 0.01 | 0
2015 | PJM_E_2_PJM_ROM | PJM_E | PJM_ROM | Internal | Shoulder | B12 | 200 | 8000 | 2345.22 | 64.61 | 64.62 | 0.01 | 0
2015 | PJM_E_2_PJM_ROM | PJM_E | PJM_ROM | Internal | Shoulder | B13 | 600 | 8000 | 248.62 | 60.58 | 60.6 | 0.01 | 0
2015 | PJM_E_2_PJM_ROM | PJM_E | PJM_ROM | Internal | Shoulder | B14 | 900 | 8000 | 267.62 | 59.06 | 59.07 | 0.01 | 0
2015 | PJM_E_2_PJM_ROM | PJM_E | PJM_ROM | Internal | Shoulder | B15 | 1203 | 8000 | 2.04 | 55.14 | 55.13 | 0.01 | 0
2015 | PJM_E_2_PJM_ROM | PJM_E | PJM_ROM | Internal | Summer | B1 | 10 | 8000 | 188.32 | 94.1 | 94.09 | 0.01 | 0
2015 | PJM_E_2_PJM_ROM | PJM_E | PJM_ROM | Internal | Summer | B2 | 25 | 8000 | 84.63 | 91.33 | 91.32 | 0.01 | 0
2015 | PJM_E_2_PJM_ROM | PJM_E | PJM_ROM | Internal | Summer | B3 | 75 | 8000 | 3660.18 | 89.73 | 89.74 | 0.01 | 0
2015 | PJM_E_2_PJM_ROM | PJM_E | PJM_ROM | Internal | Summer | B4 | 100 | 8000 | 1366.88 | 84.97 | 84.98 | 0.01 | 0
2015 | PJM_E_2_PJM_ROM | PJM_E | PJM_ROM | Internal | Summer | B5 | 200 | 8000 | 827.45 | 77.19 | 77.2 | 0.01 | 0
2015 | PJM_E_2_PJM_ROM | PJM_E | PJM_ROM | Internal | Summer | B6 | 300 | 8000 | 8.53 | 66.74 | 66.73 | 0.01 | 0
2015 | PJM_E_2_PJM_ROM | PJM_E | PJM_ROM | Internal | Summer | B7 | 400 | 8000 | 5.57 | 60.66 | 60.65 | 0.01 | 0
2015 | PJM_E_2_PJM_ROM | PJM_E | PJM_ROM | Internal | Summer | B8 | 500 | 8000 | 5.09 | 57.08 | 57.07 | 0.01 | 0
2015 | PJM_E_2_PJM_ROM | PJM_E | PJM_ROM | Internal | Summer | B9 | 800 | 8000 | 2.75 | 55.72 | 55.71 | 0.01 | 0
2015 | PJM_E_2_PJM_ROM | PJM_E | PJM_ROM | Internal | Summer | B10 | 1262 | 8000 | 345.88 | 52.2 | 52.21 | 0.01 | 0
2015 | PJM_E_2_PJM_ROM | PJM_E | PJM_ROM | Internal | Winter | B16 | 25 | 8000 | 1549.31 | 79 | 79.01 | 0.01 | 0
2015 | PJM_E_2_PJM_ROM | PJM_E | PJM_ROM | Internal | Winter | B17 | 100 | 8000 | 409.22 | 70.4 | 70.41 | 0.01 | 0
2015 | PJM_E_2_PJM_ROM | PJM_E | PJM_ROM | Internal | Winter | B18 | 400 | 8000 | 5.37 | 65.12 | 65.11 | 0.01 | 0
2015 | PJM_E_2_PJM_ROM | PJM_E | PJM_ROM | Internal | Winter | B19 | 700 | 8000 | 3.03 | 62.57 | 62.56 | 0.01 | 0
2015 | PJM_E_2_PJM_ROM | PJM_E | PJM_ROM | Internal | Winter | B20 | 935 | 8000 | 2.38 | 57.46 | 57.44 | 0.01 | 0
2015 | PJM_ROR_2_MISO_IN | PJM_ROR | MISO_IN | Internal | Shoulder | B11 | 25 | 909 | 904.81 | 74.25 | 76.39 | 2 | 0.14
2015 | PJM_ROR_2_MISO_IN | PJM_ROR | MISO_IN | Internal | Shoulder | B12 | 200 | 909 | 0.06 | 64.61 | 62.9 | 2 | 0
2015 | PJM_ROR_2_MISO_IN | PJM_ROR | MISO_IN | Internal | Shoulder | B13 | 600 | 909 | 0.03 | 60.58 | 59.66 | 2 | 0
2015 | PJM_ROR_2_MISO_IN | PJM_ROR | MISO_IN | Internal | Shoulder | B14 | 900 | 909 | 0.02 | 58.53 | 57.61 | 2 | 0
2015 | PJM_ROR_2_MISO_IN | PJM_ROR | MISO_IN | Internal | Shoulder | B15 | 1203 | 909 | 0.02 | 55.12 | 55.29 | 2 | 0
2015 | PJM_ROR_2_MISO_IN | PJM_ROR | MISO_IN | Internal | Summer | B1 | 10 | 909 | 1.43 | 94.07 | 93.22 | 2 | 0
2015 | PJM_ROR_2_MISO_IN | PJM_ROR | MISO_IN | Internal | Summer | B2 | 25 | 909 | 0.81 | 91.31 | 91.6 | 2 | 0
2015 | PJM_ROR_2_MISO_IN | PJM_ROR | MISO_IN | Internal | Summer | B3 | 75 | 909 | 0.31 | 89.75 | 90.05 | 2 | 0
2015 | PJM_ROR_2_MISO_IN | PJM_ROR | MISO_IN | Internal | Summer | B4 | 100 | 909 | 0.24 | 84.97 | 85.27 | 2 | 0
2015 | PJM_ROR_2_MISO_IN | PJM_ROR | MISO_IN | Internal | Summer | B5 | 200 | 909 | 0.07 | 77.19 | 75.73 | 2 | 0
2015 | PJM_ROR_2_MISO_IN | PJM_ROR | MISO_IN | Internal | Summer | B6 | 300 | 909 | 0.05 | 66.71 | 65.9 | 2 | 0
2015 | PJM_ROR_2_MISO_IN | PJM_ROR | MISO_IN | Internal | Summer | B7 | 400 | 909 | 0.04 | 58.88 | 57.95 | 2 | 0
2015 | PJM_ROR_2_MISO_IN | PJM_ROR | MISO_IN | Internal | Summer | B8 | 500 | 909 | 0.03 | 55.62 | 54.66 | 2 | 0
2015 | PJM_ROR_2_MISO_IN | PJM_ROR | MISO_IN | Internal | Summer | B9 | 800 | 909 | 0.03 | 53.87 | 54.02 | 2 | 0
2015 | PJM_ROR_2_MISO_IN | PJM_ROR | MISO_IN | Internal | Summer | B10 | 1262 | 909 | 0.02 | 52.2 | 53.03 | 2 | 0
2015 | PJM_ROR_2_MISO_IN | PJM_ROR | MISO_IN | Internal | Winter | B16 | 25 | 909 | 0.55 | 79 | 77.88 | 2 | 0
2015 | PJM_ROR_2_MISO_IN | PJM_ROR | MISO_IN | Internal | Winter | B17 | 100 | 909 | 0.12 | 70.4 | 68.41 | 2 | 0
2015 | PJM_ROR_2_MISO_IN | PJM_ROR | MISO_IN | Internal | Winter | B18 | 400 | 909 | 0.03 | 63.28 | 61.28 | 2 | 0
2015 | PJM_ROR_2_MISO_IN | PJM_ROR | MISO_IN | Internal | Winter | B19 | 700 | 909 | 0.02 | 60.72 | 59.75 | 2 | 0
2015 | PJM_ROR_2_MISO_IN | PJM_ROR | MISO_IN | Internal | Winter | B20 | 935 | 909 | 0.02 | 55.78 | 55.06 | 2 | 0
2015 | PJM_ROR_2_MISO_MI | PJM_ROR | MISO_MI | Internal | Shoulder | B11 | 25 | 1305 | 7.31 | 74.25 | 76.08 | 2 | 0
2015 | PJM_ROR_2_MISO_MI | PJM_ROR | MISO_MI | Internal | Shoulder | B12 | 200 | 1305 | 0.07 | 64.61 | 62.87 | 2 | 0
2015 | PJM_ROR_2_MISO_MI | PJM_ROR | MISO_MI | Internal | Shoulder | B13 | 600 | 1305 | 0.03 | 60.58 | 59.65 | 2 | 0
2015 | PJM_ROR_2_MISO_MI | PJM_ROR | MISO_MI | Internal | Shoulder | B14 | 900 | 1305 | 0.02 | 58.53 | 57.59 | 2 | 0
2015 | PJM_ROR_2_MISO_MI | PJM_ROR | MISO_MI | Internal | Shoulder | B15 | 1203 | 1305 | 0.02 | 55.12 | 55.28 | 2 | 0
2015 | PJM_ROR_2_MISO_MI | PJM_ROR | MISO_MI | Internal | Summer | B1 | 10 | 1305 | 1.22 | 94.07 | 92.08 | 2 | 0
2015 | PJM_ROR_2_MISO_MI | PJM_ROR | MISO_MI | Internal | Summer | B2 | 25 | 1305 | 0.63 | 91.31 | 90.37 | 2 | 0
2015 | PJM_ROR_2_MISO_MI | PJM_ROR | MISO_MI | Internal | Summer | B3 | 75 | 1305 | 0.18 | 89.75 | 87.75 | 2 | 0
2015 | PJM_ROR_2_MISO_MI | PJM_ROR | MISO_MI | Internal | Summer | B4 | 100 | 1305 | 0.19 | 84.97 | 84.04 | 2 | 0
2015 | PJM_ROR_2_MISO_MI | PJM_ROR | MISO_MI | Internal | Summer | B5 | 200 | 1305 | 0.07 | 77.19 | 75.19 | 2 | 0
2015 | PJM_ROR_2_MISO_MI | PJM_ROR | MISO_MI | Internal | Summer | B6 | 300 | 1305 | 0.06 | 66.71 | 65.78 | 2 | 0
2015 | PJM_ROR_2_MISO_MI | PJM_ROR | MISO_MI | Internal | Summer | B7 | 400 | 1305 | 0.04 | 58.88 | 57.94 | 2 | 0
2015 | PJM_ROR_2_MISO_MI | PJM_ROR | MISO_MI | Internal | Summer | B8 | 500 | 1305 | 0.03 | 55.62 | 54.67 | 2 | 0
2015 | PJM_ROR_2_MISO_MI | PJM_ROR | MISO_MI | Internal | Summer | B9 | 800 | 1305 | 0.03 | 53.87 | 54 | 2 | 0
2015 | PJM_ROR_2_MISO_MI | PJM_ROR | MISO_MI | Internal | Summer | B10 | 1262 | 1305 | 0.03 | 52.2 | 53.04 | 2 | 0
2015 | PJM_ROR_2_MISO_MI | PJM_ROR | MISO_MI | Internal | Winter | B16 | 25 | 1305 | 0.49 | 79 | 77 | 2 | 0
2015 | PJM_ROR_2_MISO_MI | PJM_ROR | MISO_MI | Internal | Winter | B17 | 100 | 1305 | 0.13 | 70.4 | 68.4 | 2 | 0
2015 | PJM_ROR_2_MISO_MI | PJM_ROR | MISO_MI | Internal | Winter | B18 | 400 | 1305 | 0.03 | 63.28 | 61.28 | 2 | 0
2015 | PJM_ROR_2_MISO_MI | PJM_ROR | MISO_MI | Internal | Winter | B19 | 700 | 1305 | 0.02 | 60.72 | 59.77 | 2 | 0
2015 | PJM_ROR_2_MISO_MI | PJM_ROR | MISO_MI | Internal | Winter | B20 | 935 | 1305 | 0.02 | 55.78 | 55.08 | 2 | 0
2015 | PJM_ROR_2_MISO_MO-IL | PJM_ROR | MISO_MO-IL | Internal | Shoulder | B11 | 25 | 1111 | 1073.13 | 74.25 | 76.27 | 2 | 0.02
2015 | PJM_ROR_2_MISO_MO-IL | PJM_ROR | MISO_MO-IL | Internal | Shoulder | B12 | 200 | 1111 | 0.05 | 64.61 | 62.61 | 2 | 0
2015 | PJM_ROR_2_MISO_MO-IL | PJM_ROR | MISO_MO-IL | Internal | Shoulder | B13 | 600 | 1111 | 0.02 | 60.58 | 59.65 | 2 | 0
2015 | PJM_ROR_2_MISO_MO-IL | PJM_ROR | MISO_MO-IL | Internal | Shoulder | B14 | 900 | 1111 | 0.01 | 58.53 | 57.59 | 2 | 0
2015 | PJM_ROR_2_MISO_MO-IL | PJM_ROR | MISO_MO-IL | Internal | Shoulder | B15 | 1203 | 1111 | 0.01 | 55.12 | 55.28 | 2 | 0
2015 | PJM_ROR_2_MISO_MO-IL | PJM_ROR | MISO_MO-IL | Internal | Summer | B1 | 10 | 1111 | 0.86 | 94.07 | 92.1 | 2 | 0
2015 | PJM_ROR_2_MISO_MO-IL | PJM_ROR | MISO_MO-IL | Internal | Summer | B2 | 25 | 1111 | 0.43 | 91.31 | 90.48 | 2 | 0
2015 | PJM_ROR_2_MISO_MO-IL | PJM_ROR | MISO_MO-IL | Internal | Summer | B3 | 75 | 1111 | 0.16 | 89.75 | 88.92 | 2 | 0
2015 | PJM_ROR_2_MISO_MO-IL | PJM_ROR | MISO_MO-IL | Internal | Summer | B4 | 100 | 1111 | 0.13 | 84.97 | 84.15 | 2 | 0
2015 | PJM_ROR_2_MISO_MO-IL | PJM_ROR | MISO_MO-IL | Internal | Summer | B5 | 200 | 1111 | 0.05 | 77.19 | 75.3 | 2 | 0
2015 | PJM_ROR_2_MISO_MO-IL | PJM_ROR | MISO_MO-IL | Internal | Summer | B6 | 300 | 1111 | 0.04 | 66.71 | 65.88 | 2 | 0
2015 | PJM_ROR_2_MISO_MO-IL | PJM_ROR | MISO_MO-IL | Internal | Summer | B7 | 400 | 1111 | 0.03 | 58.88 | 57.94 | 2 | 0
2015 | PJM_ROR_2_MISO_MO-IL | PJM_ROR | MISO_MO-IL | Internal | Summer | B8 | 500 | 1111 | 0.02 | 55.62 | 54.54 | 2 | 0
2015 | PJM_ROR_2_MISO_MO-IL | PJM_ROR | MISO_MO-IL | Internal | Summer | B9 | 800 | 1111 | 0.02 | 53.87 | 54 | 2 | 0
2015 | PJM_ROR_2_MISO_MO-IL | PJM_ROR | MISO_MO-IL | Internal | Summer | B10 | 1262 | 1111 | 0.01 | 52.2 | 51.97 | 2 | 0
2015 | PJM_ROR_2_MISO_MO-IL | PJM_ROR | MISO_MO-IL | Internal | Winter | B16 | 25 | 1111 | 0.34 | 79 | 76.75 | 2 | 0
2015 | PJM_ROR_2_MISO_MO-IL | PJM_ROR | MISO_MO-IL | Internal | Winter | B17 | 100 | 1111 | 0.08 | 70.4 | 67.33 | 2 | 0
2015 | PJM_ROR_2_MISO_MO-IL | PJM_ROR | MISO_MO-IL | Internal | Winter | B18 | 400 | 1111 | 0.02 | 63.28 | 60.24 | 2 | 0
2015 | PJM_ROR_2_MISO_MO-IL | PJM_ROR | MISO_MO-IL | Internal | Winter | B19 | 700 | 1111 | 0.01 | 60.72 | 58.72 | 2 | 0
2015 | PJM_ROR_2_MISO_MO-IL | PJM_ROR | MISO_MO-IL | Internal | Winter | B20 | 935 | 1111 | 0.01 | 55.78 | 54.01 | 2 | 0
2015 | PJM_ROR_2_MISO_W | PJM_ROR | MISO_W | Internal | Shoulder | B11 | 25 | 709 | 585.76 | 74.25 | 76.25 | 2 | 0
2015 | PJM_ROR_2_MISO_W | PJM_ROR | MISO_W | Internal | Shoulder | B12 | 200 | 709 | 0.06 | 64.61 | 62.6 | 2 | 0
2015 | PJM_ROR_2_MISO_W | PJM_ROR | MISO_W | Internal | Shoulder | B13 | 600 | 709 | 0.02 | 60.58 | 59.63 | 2 | 0
2015 | PJM_ROR_2_MISO_W | PJM_ROR | MISO_W | Internal | Shoulder | B14 | 900 | 709 | 0.02 | 58.53 | 57.58 | 2 | 0
2015 | PJM_ROR_2_MISO_W | PJM_ROR | MISO_W | Internal | Shoulder | B15 | 1203 | 709 | 0.02 | 55.12 | 55.27 | 2 | 0
2015 | PJM_ROR_2_MISO_W | PJM_ROR | MISO_W | Internal | Summer | B1 | 10 | 709 | 1.06 | 94.07 | 92.08 | 2 | 0
2015 | PJM_ROR_2_MISO_W | PJM_ROR | MISO_W | Internal | Summer | B2 | 25 | 709 | 0.54 | 91.31 | 90.47 | 2 | 0
2015 | PJM_ROR_2_MISO_W | PJM_ROR | MISO_W | Internal | Summer | B3 | 75 | 709 | 0.2 | 89.75 | 88.91 | 2 | 0
2015 | PJM_ROR_2_MISO_W | PJM_ROR | MISO_W | Internal | Summer | B4 | 100 | 709 | 0.16 | 84.97 | 84.13 | 2 | 0
2015 | PJM_ROR_2_MISO_W | PJM_ROR | MISO_W | Internal | Summer | B5 | 200 | 709 | 0.06 | 77.19 | 75.29 | 2 | 0
2015 | PJM_ROR_2_MISO_W | PJM_ROR | MISO_W | Internal | Summer | B6 | 300 | 709 | 0.05 | 66.71 | 65.87 | 2 | 0
2015 | PJM_ROR_2_MISO_W | PJM_ROR | MISO_W | Internal | Summer | B7 | 400 | 709 | 0.04 | 58.88 | 57.95 | 2 | 0
2015 | PJM_ROR_2_MISO_W | PJM_ROR | MISO_W | Internal | Summer | B8 | 500 | 709 | 0.03 | 55.62 | 54.52 | 2 | 0
2015 | PJM_ROR_2_MISO_W | PJM_ROR | MISO_W | Internal | Summer | B9 | 800 | 709 | 0.03 | 53.87 | 54.02 | 2 | 0
2015 | PJM_ROR_2_MISO_W | PJM_ROR | MISO_W | Internal | Summer | B10 | 1262 | 709 | 0.01 | 52.2 | 51.96 | 2 | 0
2015 | PJM_ROR_2_MISO_W | PJM_ROR | MISO_W | Internal | Winter | B16 | 25 | 709 | 0.41 | 79 | 76.74 | 2 | 0
2015 | PJM_ROR_2_MISO_W | PJM_ROR | MISO_W | Internal | Winter | B17 | 100 | 709 | 0.09 | 70.4 | 67.32 | 2 | 0
2015 | PJM_ROR_2_MISO_W | PJM_ROR | MISO_W | Internal | Winter | B18 | 400 | 709 | 0.02 | 63.28 | 60.23 | 2 | 0
2015 | PJM_ROR_2_MISO_W | PJM_ROR | MISO_W | Internal | Winter | B19 | 700 | 709 | 0.02 | 60.72 | 58.71 | 2 | 0
2015 | PJM_ROR_2_MISO_W | PJM_ROR | MISO_W | Internal | Winter | B20 | 935 | 709 | 0.02 | 55.78 | 54.02 | 2 | 0
2015 | PJM_ROR_2_MISO_WUMS | PJM_ROR | MISO_WUMS | Internal | Shoulder | B11 | 25 | 1467 | 1.46 | 74.25 | 75.09 | 2 | 0
2015 | PJM_ROR_2_MISO_WUMS | PJM_ROR | MISO_WUMS | Internal | Shoulder | B12 | 200 | 1467 | 0.05 | 64.61 | 61.8 | 2 | 0
2015 | PJM_ROR_2_MISO_WUMS | PJM_ROR | MISO_WUMS | Internal | Shoulder | B13 | 600 | 1467 | 0.02 | 60.58 | 58.58 | 2 | 0
2015 | PJM_ROR_2_MISO_WUMS | PJM_ROR | MISO_WUMS | Internal | Shoulder | B14 | 900 | 1467 | 0.01 | 58.53 | 56.53 | 2 | 0
2015 | PJM_ROR_2_MISO_WUMS | PJM_ROR | MISO_WUMS | Internal | Shoulder | B15 | 1203 | 1467 | 0.01 | 55.12 | 54.21 | 2 | 0
2015 | PJM_ROR_2_MISO_WUMS | PJM_ROR | MISO_WUMS | Internal | Summer | B1 | 10 | 1467 | 0.99 | 94.07 | 91.02 | 2 | 0
2015 | PJM_ROR_2_MISO_WUMS | PJM_ROR | MISO_WUMS | Internal | Summer | B2 | 25 | 1467 | 0.48 | 91.31 | 89.31 | 2 | 0
2015 | PJM_ROR_2_MISO_WUMS | PJM_ROR | MISO_WUMS | Internal | Summer | B3 | 75 | 1467 | 0.17 | 89.75 | 87.75 | 2 | 0
2015 | PJM_ROR_2_MISO_WUMS | PJM_ROR | MISO_WUMS | Internal | Summer | B4 | 100 | 1467 | 0.14 | 84.97 | 82.97 | 2 | 0
2015 | PJM_ROR_2_MISO_WUMS | PJM_ROR | MISO_WUMS | Internal | Summer | B5 | 200 | 1467 | 0.05 | 77.19 | 74.12 | 2 | 0
2015 | PJM_ROR_2_MISO_WUMS | PJM_ROR | MISO_WUMS | Internal | Summer | B6 | 300 | 1467 | 0.04 | 66.71 | 64.71 | 2 | 0
2015 | PJM_ROR_2_MISO_WUMS | PJM_ROR | MISO_WUMS | Internal | Summer | B7 | 400 | 1467 | 0.03 | 58.88 | 56.87 | 2 | 0
2015 | PJM_ROR_2_MISO_WUMS | PJM_ROR | MISO_WUMS | Internal | Summer | B8 | 500 | 1467 | 0.03 | 55.62 | 53.61 | 2 | 0
2015 | PJM_ROR_2_MISO_WUMS | PJM_ROR | MISO_WUMS | Internal | Summer | B9 | 800 | 1467 | 0.02 | 53.87 | 52.94 | 2 | 0
2015 | PJM_ROR_2_MISO_WUMS | PJM_ROR | MISO_WUMS | Internal | Summer | B10 | 1262 | 1467 | 0.02 | 52.2 | 51.97 | 2 | 0
2015 | PJM_ROR_2_MISO_WUMS | PJM_ROR | MISO_WUMS | Internal | Winter | B16 | 25 | 1467 | 0.4 | 79 | 75.94 | 2 | 0
2015 | PJM_ROR_2_MISO_WUMS | PJM_ROR | MISO_WUMS | Internal | Winter | B17 | 100 | 1467 | 0.1 | 70.4 | 67.33 | 2 | 0
2015 | PJM_ROR_2_MISO_WUMS | PJM_ROR | MISO_WUMS | Internal | Winter | B18 | 400 | 1467 | 0.03 | 63.28 | 60.21 | 2 | 0
2015 | PJM_ROR_2_MISO_WUMS | PJM_ROR | MISO_WUMS | Internal | Winter | B19 | 700 | 1467 | 0.02 | 60.72 | 58.7 | 2 | 0
2015 | PJM_ROR_2_MISO_WUMS | PJM_ROR | MISO_WUMS | Internal | Winter | B20 | 935 | 1467 | 0.02 | 55.78 | 54.01 | 2 | 0
2015 | PJM_ROR_2_PJM_ROM | PJM_ROR | PJM_ROM | Internal | Shoulder | B11 | 25 | 8000 | 36.73 | 74.25 | 74.24 | 0.01 | 0
2015 | PJM_ROR_2_PJM_ROM | PJM_ROR | PJM_ROM | Internal | Shoulder | B12 | 200 | 8000 | 3906.57 | 64.61 | 64.62 | 0.01 | 0
2015 | PJM_ROR_2_PJM_ROM | PJM_ROR | PJM_ROM | Internal | Shoulder | B13 | 600 | 8000 | 5756.43 | 60.58 | 60.6 | 0.01 | 0
2015 | PJM_ROR_2_PJM_ROM | PJM_ROR | PJM_ROM | Internal | Shoulder | B14 | 900 | 8000 | 7999.93 | 58.53 | 59.07 | 0.01 | 0.53
2015 | PJM_ROR_2_PJM_ROM | PJM_ROR | PJM_ROM | Internal | Shoulder | B15 | 1203 | 8000 | 6535.5 | 55.12 | 55.13 | 0.01 | 0
2015 | PJM_ROR_2_PJM_ROM | PJM_ROR | PJM_ROM | Internal | Summer | B1 | 10 | 8000 | 7600.01 | 94.07 | 94.09 | 0.01 | 0.01
2015 | PJM_ROR_2_PJM_ROM | PJM_ROR | PJM_ROM | Internal | Summer | B2 | 25 | 8000 | 5886.51 | 91.31 | 91.32 | 0.01 | 0
2015 | PJM_ROR_2_PJM_ROM | PJM_ROR | PJM_ROM | Internal | Summer | B3 | 75 | 8000 | 18.73 | 89.75 | 89.74 | 0.01 | 0
2015 | PJM_ROR_2_PJM_ROM | PJM_ROR | PJM_ROM | Internal | Summer | B4 | 100 | 8000 | 939.69 | 84.97 | 84.98 | 0.01 | 0
2015 | PJM_ROR_2_PJM_ROM | PJM_ROR | PJM_ROM | Internal | Summer | B5 | 200 | 8000 | 4135.93 | 77.19 | 77.2 | 0.01 | 0
2015 | PJM_ROR_2_PJM_ROM | PJM_ROR | PJM_ROM | Internal | Summer | B6 | 300 | 8000 | 5733.34 | 66.71 | 66.73 | 0.01 | 0
2015 | PJM_ROR_2_PJM_ROM | PJM_ROR | PJM_ROM | Internal | Summer | B7 | 400 | 8000 | 8000.37 | 58.88 | 60.65 | 0.01 | 1.76
2015 | PJM_ROR_2_PJM_ROM | PJM_ROR | PJM_ROM | Internal | Summer | B8 | 500 | 8000 | 8000.01 | 55.62 | 57.07 | 0.01 | 1.43
2015 | PJM_ROR_2_PJM_ROM | PJM_ROR | PJM_ROM | Internal | Summer | B9 | 800 | 8000 | 10318.67 | 53.87 | 55.71 | 0.01 | 1.82
2015 | PJM_ROR_2_PJM_ROM | PJM_ROR | PJM_ROM | Internal | Summer | B10 | 1262 | 8000 | 6912.6 | 52.2 | 52.21 | 0.01 | 0
2015 | PJM_ROR_2_PJM_ROM | PJM_ROR | PJM_ROM | Internal | Winter | B16 | 25 | 8000 | 4261.99 | 79 | 79.01 | 0.01 | 0
2015 | PJM_ROR_2_PJM_ROM | PJM_ROR | PJM_ROM | Internal | Winter | B17 | 100 | 8000 | 6997.07 | 70.4 | 70.41 | 0.01 | 0
2015 | PJM_ROR_2_PJM_ROM | PJM_ROR | PJM_ROM | Internal | Winter | B18 | 400 | 8000 | 8992.79 | 63.28 | 65.11 | 0.01 | 1.82
2015 | PJM_ROR_2_PJM_ROM | PJM_ROR | PJM_ROM | Internal | Winter | B19 | 700 | 8000 | 11389.97 | 60.72 | 62.56 | 0.01 | 1.82
2015 | PJM_ROR_2_PJM_ROM | PJM_ROR | PJM_ROM | Internal | Winter | B20 | 935 | 8000 | 8000.06 | 55.78 | 57.44 | 0.01 | 1.65
2015 | PJM_ROR_2_TVA_Transmission | PJM_ROR | TVA_Transmission | Internal | Shoulder | B11 | 25 | 2500 | 701.49 | 74.25 | 80.25 | 6 | 0
2015 | PJM_ROR_2_TVA_Transmission | PJM_ROR | TVA_Transmission | Internal | Shoulder | B12 | 200 | 2500 | 0.05 | 64.61 | 65.16 | 6 | 0
2015 | PJM_ROR_2_TVA_Transmission | PJM_ROR | TVA_Transmission | Internal | Shoulder | B13 | 600 | 2500 | 0.03 | 60.58 | 63.71 | 6 | 0
2015 | PJM_ROR_2_TVA_Transmission | PJM_ROR | TVA_Transmission | Internal | Shoulder | B14 | 900 | 2500 | 0.03 | 58.53 | 62.62 | 6 | 0
2015 | PJM_ROR_2_TVA_Transmission | PJM_ROR | TVA_Transmission | Internal | Shoulder | B15 | 1203 | 2500 | 323.7 | 55.12 | 61.12 | 6 | 0
2015 | PJM_ROR_2_TVA_Transmission | PJM_ROR | TVA_Transmission | Internal | Summer | B1 | 10 | 2500 | 2358.21 | 94.07 | 100.08 | 6 | 0.01
2015 | PJM_ROR_2_TVA_Transmission | PJM_ROR | TVA_Transmission | Internal | Summer | B2 | 25 | 2500 | 2584.81 | 91.31 | 97.67 | 6 | 0.36
2015 | PJM_ROR_2_TVA_Transmission | PJM_ROR | TVA_Transmission | Internal | Summer | B3 | 75 | 2500 | 1378.68 | 89.75 | 95.75 | 6 | 0
2015 | PJM_ROR_2_TVA_Transmission | PJM_ROR | TVA_Transmission | Internal | Summer | B4 | 100 | 2500 | 830.64 | 84.97 | 90.97 | 6 | 0
2015 | PJM_ROR_2_TVA_Transmission | PJM_ROR | TVA_Transmission | Internal | Summer | B5 | 200 | 2500 | 1.09 | 77.19 | 83.07 | 6 | 0
2015 | PJM_ROR_2_TVA_Transmission | PJM_ROR | TVA_Transmission | Internal | Summer | B6 | 300 | 2500 | 0.09 | 66.71 | 70.72 | 6 | 0
2015 | PJM_ROR_2_TVA_Transmission | PJM_ROR | TVA_Transmission | Internal | Summer | B7 | 400 | 2500 | 0.04 | 58.88 | 62.19 | 6 | 0
2015 | PJM_ROR_2_TVA_Transmission | PJM_ROR | TVA_Transmission | Internal | Summer | B8 | 500 | 2500 | 0.09 | 55.62 | 60.81 | 6 | 0
2015 | PJM_ROR_2_TVA_Transmission | PJM_ROR | TVA_Transmission | Internal | Summer | B9 | 800 | 2500 | 171.12 | 53.87 | 59.87 | 6 | 0
2015 | PJM_ROR_2_TVA_Transmission | PJM_ROR | TVA_Transmission | Internal | Summer | B10 | 1262 | 2500 | 0.32 | 52.2 | 58.15 | 6 | 0
2015 | PJM_ROR_2_TVA_Transmission | PJM_ROR | TVA_Transmission | Internal | Winter | B16 | 25 | 2500 | 4.26 | 79 | 84.75 | 6 | 0
2015 | PJM_ROR_2_TVA_Transmission | PJM_ROR | TVA_Transmission | Internal | Winter | B17 | 100 | 2500 | 0.08 | 70.4 | 69.24 | 6 | 0
2015 | PJM_ROR_2_TVA_Transmission | PJM_ROR | TVA_Transmission | Internal | Winter | B18 | 400 | 2500 | 0.03 | 63.28 | 65.79 | 6 | 0
2015 | PJM_ROR_2_TVA_Transmission | PJM_ROR | TVA_Transmission | Internal | Winter | B19 | 700 | 2500 | 0.03 | 60.72 | 64.55 | 6 | 0
2015 | PJM_ROR_2_TVA_Transmission | PJM_ROR | TVA_Transmission | Internal | Winter | B20 | 935 | 2500 | 1938.72 | 55.78 | 61.78 | 6 | 0
2015 | PJM_ROR_2_VACAR | PJM_ROR | VACAR | Internal | Shoulder | B11 | 25 | 3000 | 2002.85 | 74.25 | 80.25 | 6 | 0
2015 | PJM_ROR_2_VACAR | PJM_ROR | VACAR | Internal | Shoulder | B12 | 200 | 3000 | 0.05 | 64.61 | 66.26 | 6 | 0
2015 | PJM_ROR_2_VACAR | PJM_ROR | VACAR | Internal | Shoulder | B13 | 600 | 3000 | 0.03 | 60.58 | 64.07 | 6 | 0
2015 | PJM_ROR_2_VACAR | PJM_ROR | VACAR | Internal | Shoulder | B14 | 900 | 3000 | 0.04 | 58.53 | 63.07 | 6 | 0
2015 | PJM_ROR_2_VACAR | PJM_ROR | VACAR | Internal | Shoulder | B15 | 1203 | 3000 | 0.05 | 55.12 | 58.41 | 6 | 0
2015 | PJM_ROR_2_VACAR | PJM_ROR | VACAR | Internal | Summer | B1 | 10 | 3000 | 2998.16 | 94.07 | 100.95 | 6 | 0.88
2015 | PJM_ROR_2_VACAR | PJM_ROR | VACAR | Internal | Summer | B2 | 25 | 3000 | 4976.91 | 91.31 | 99.55 | 6 | 2.24
2015 | PJM_ROR_2_VACAR | PJM_ROR | VACAR | Internal | Summer | B3 | 75 | 3000 | 3971.24 | 89.75 | 97.99 | 6 | 2.24
2015 | PJM_ROR_2_VACAR | PJM_ROR | VACAR | Internal | Summer | B4 | 100 | 3000 | 2998.47 | 84.97 | 91.11 | 6 | 0.14
2015 | PJM_ROR_2_VACAR | PJM_ROR | VACAR | Internal | Summer | B5 | 200 | 3000 | 3000.12 | 77.19 | 84.86 | 6 | 1.67
2015 | PJM_ROR_2_VACAR | PJM_ROR | VACAR | Internal | Summer | B6 | 300 | 3000 | 1206.93 | 66.71 | 72.71 | 6 | 0
2015 | PJM_ROR_2_VACAR | PJM_ROR | VACAR | Internal | Summer | B7 | 400 | 3000 | 1920.85 | 58.88 | 64.88 | 6 | 0
2015 | PJM_ROR_2_VACAR | PJM_ROR | VACAR | Internal | Summer | B8 | 500 | 3000 | 1379.36 | 55.62 | 61.62 | 6 | 0
2015 | PJM_ROR_2_VACAR | PJM_ROR | VACAR | Internal | Summer | B9 | 800 | 3000 | 1047.05 | 53.87 | 59.87 | 6 | 0
2015 | PJM_ROR_2_VACAR | PJM_ROR | VACAR | Internal | Summer | B10 | 1262 | 3000 | 0.05 | 52.2 | 55.52 | 6 | 0
2015 | PJM_ROR_2_VACAR | PJM_ROR | VACAR | Internal | Winter | B16 | 25 | 3000 | 3382.92 | 79 | 87.24 | 6 | 2.24
2015 | PJM_ROR_2_VACAR | PJM_ROR | VACAR | Internal | Winter | B17 | 100 | 3000 | 1331.22 | 70.4 | 76.4 | 6 | 0
2015 | PJM_ROR_2_VACAR | PJM_ROR | VACAR | Internal | Winter | B18 | 400 | 3000 | 0.05 | 63.28 | 67.02 | 6 | 0
2015 | PJM_ROR_2_VACAR | PJM_ROR | VACAR | Internal | Winter | B19 | 700 | 3000 | 0.23 | 60.72 | 66.19 | 6 | 0
2015 | PJM_ROR_2_VACAR | PJM_ROR | VACAR | Internal | Winter | B20 | 935 | 3000 | 0.43 | 55.78 | 61.62 | 6 | 0
2015 | PJM_ROM_2_NYISO_A-F | PJM_ROM | NYISO_A-F | Internal | Shoulder | B11 | 25 | 2000 | 0.13 | 74.24 | 64.73 | 6 | 0
2015 | PJM_ROM_2_NYISO_A-F | PJM_ROM | NYISO_A-F | Internal | Shoulder | B12 | 200 | 2000 | 0.02 | 64.62 | 59.32 | 6 | 0
2015 | PJM_ROM_2_NYISO_A-F | PJM_ROM | NYISO_A-F | Internal | Shoulder | B13 | 600 | 2000 | 0 | 60.6 | 57.03 | 6 | 0
2015 | PJM_ROM_2_NYISO_A-F | PJM_ROM | NYISO_A-F | Internal | Shoulder | B14 | 900 | 2000 | 0 | 59.07 | 57.03 | 6 | 0
2015 | PJM_ROM_2_NYISO_A-F | PJM_ROM | NYISO_A-F | Internal | Shoulder | B15 | 1203 | 2000 | 0 | 55.13 | 57.03 | 6 | 0
2015 | PJM_ROM_2_NYISO_A-F | PJM_ROM | NYISO_A-F | Internal | Summer | B1 | 10 | 2000 | 0.39 | 94.09 | 86.09 | 6 | 0
2015 | PJM_ROM_2_NYISO_A-F | PJM_ROM | NYISO_A-F | Internal | Summer | B2 | 25 | 2000 | 0.14 | 91.32 | 81.93 | 6 | 0
2015 | PJM_ROM_2_NYISO_A-F | PJM_ROM | NYISO_A-F | Internal | Summer | B3 | 75 | 2000 | 0.04 | 89.74 | 79.54 | 6 | 0
2015 | PJM_ROM_2_NYISO_A-F | PJM_ROM | NYISO_A-F | Internal | Summer | B4 | 100 | 2000 | 0.03 | 84.98 | 74.78 | 6 | 0
2015 | PJM_ROM_2_NYISO_A-F | PJM_ROM | NYISO_A-F | Internal | Summer | B5 | 200 | 2000 | 0.02 | 77.2 | 67.71 | 6 | 0
2015 | PJM_ROM_2_NYISO_A-F | PJM_ROM | NYISO_A-F | Internal | Summer | B6 | 300 | 2000 | 0.01 | 66.73 | 57.99 | 6 | 0
2015 | PJM_ROM_2_NYISO_A-F | PJM_ROM | NYISO_A-F | Internal | Summer | B7 | 400 | 2000 | 0.01 | 60.65 | 55.69 | 6 | 0
2015 | PJM_ROM_2_NYISO_A-F | PJM_ROM | NYISO_A-F | Internal | Summer | B8 | 500 | 2000 | 0.01 | 57.07 | 54.9 | 6 | 0
2015 | PJM_ROM_2_NYISO_A-F | PJM_ROM | NYISO_A-F | Internal | Summer | B9 | 800 | 2000 | 0 | 55.71 | 54.9 | 6 | 0
2015 | PJM_ROM_2_NYISO_A-F | PJM_ROM | NYISO_A-F | Internal | Summer | B10 | 1262 | 2000 | 0.01 | 52.21 | 54.9 | 6 | 0
2015 | PJM_ROM_2_NYISO_A-F | PJM_ROM | NYISO_A-F | Internal | Winter | B16 | 25 | 2000 | 0.13 | 79.01 | 68.81 | 6 | 0
2015 | PJM_ROM_2_NYISO_A-F | PJM_ROM | NYISO_A-F | Internal | Winter | B17 | 100 | 2000 | 0.04 | 70.41 | 65.01 | 6 | 0
2015 | PJM_ROM_2_NYISO_A-F | PJM_ROM | NYISO_A-F | Internal | Winter | B18 | 400 | 2000 | 0.01 | 65.11 | 61.74 | 6 | 0
2015 | PJM_ROM_2_NYISO_A-F | PJM_ROM | NYISO_A-F | Internal | Winter | B19 | 700 | 2000 | 0.01 | 62.56 | 61.74 | 6 | 0
2015 | PJM_ROM_2_NYISO_A-F | PJM_ROM | NYISO_A-F | Internal | Winter | B20 | 935 | 2000 | 0.07 | 57.44 | 61.74 | 6 | 0
2015 | PJM_ROM_2_PJM_E | PJM_ROM | PJM_E | Internal | Shoulder | B11 | 25 | 8000 | 69.11 | 74.24 | 74.23 | 0.01 | 0
2015 | PJM_ROM_2_PJM_E | PJM_ROM | PJM_E | Internal | Shoulder | B12 | 200 | 8000 | 10.45 | 64.62 | 64.61 | 0.01 | 0
2015 | PJM_ROM_2_PJM_E | PJM_ROM | PJM_E | Internal | Shoulder | B13 | 600 | 8000 | 4.08 | 60.6 | 60.58 | 0.01 | 0
2015 | PJM_ROM_2_PJM_E | PJM_ROM | PJM_E | Internal | Shoulder | B14 | 900 | 8000 | 2.87 | 59.07 | 59.06 | 0.01 | 0
2015 | PJM_ROM_2_PJM_E | PJM_ROM | PJM_E | Internal | Shoulder | B15 | 1203 | 8000 | 251.6 | 55.13 | 55.14 | 0.01 | 0
2015 | PJM_ROM_2_PJM_E | PJM_ROM | PJM_E | Internal | Summer | B1 | 10 | 8000 | 1957.82 | 94.09 | 94.1 | 0.01 | 0
2015 | PJM_ROM_2_PJM_E | PJM_ROM | PJM_E | Internal | Summer | B2 | 25 | 8000 | 974.61 | 91.32 | 91.33 | 0.01 | 0
2015 | PJM_ROM_2_PJM_E | PJM_ROM | PJM_E | Internal | Summer | B3 | 75 | 8000 | 26.5 | 89.74 | 89.73 | 0.01 | 0
2015 | PJM_ROM_2_PJM_E | PJM_ROM | PJM_E | Internal | Summer | B4 | 100 | 8000 | 21.18 | 84.98 | 84.97 | 0.01 | 0
2015 | PJM_ROM_2_PJM_E | PJM_ROM | PJM_E | Internal | Summer | B5 | 200 | 8000 | 11.21 | 77.2 | 77.19 | 0.01 | 0
2015 | PJM_ROM_2_PJM_E | PJM_ROM | PJM_E | Internal | Summer | B6 | 300 | 8000 | 223.12 | 66.73 | 66.74 | 0.01 | 0
2015 | PJM_ROM_2_PJM_E | PJM_ROM | PJM_E | Internal | Summer | B7 | 400 | 8000 | 1008.62 | 60.65 | 60.66 | 0.01 | 0
2015 | PJM_ROM_2_PJM_E | PJM_ROM | PJM_E | Internal | Summer | B8 | 500 | 8000 | 150.08 | 57.07 | 57.08 | 0.01 | 0
2015 | PJM_ROM_2_PJM_E | PJM_ROM | PJM_E | Internal | Summer | B9 | 800 | 8000 | 2086.14 | 55.71 | 55.72 | 0.01 | 0
2015 | PJM_ROM_2_PJM_E | PJM_ROM | PJM_E | Internal | Summer | B10 | 1262 | 8000 | 1.89 | 52.21 | 52.2 | 0.01 | 0
2015 | PJM_ROM_2_PJM_E | PJM_ROM | PJM_E | Internal | Winter | B16 | 25 | 8000 | 79.75 | 79.01 | 79 | 0.01 | 0
2015 | PJM_ROM_2_PJM_E | PJM_ROM | PJM_E | Internal | Winter | B17 | 100 | 8000 | 22.97 | 70.41 | 70.4 | 0.01 | 0
2015 | PJM_ROM_2_PJM_E | PJM_ROM | PJM_E | Internal | Winter | B18 | 400 | 8000 | 1707.27 | 65.11 | 65.12 | 0.01 | 0
2015 | PJM_ROM_2_PJM_E | PJM_ROM | PJM_E | Internal | Winter | B19 | 700 | 8000 | 2892.32 | 62.56 | 62.57 | 0.01 | 0
2015 | PJM_ROM_2_PJM_E | PJM_ROM | PJM_E | Internal | Winter | B20 | 935 | 8000 | 1094.45 | 57.44 | 57.46 | 0.01 | 0
2015 | PJM_ROM_2_PJM_ROR | PJM_ROM | PJM_ROR | Internal | Shoulder | B11 | 25 | 8000 | 3192.76 | 74.24 | 74.25 | 0.01 | 0
2015 | PJM_ROM_2_PJM_ROR | PJM_ROM | PJM_ROR | Internal | Shoulder | B12 | 200 | 8000 | 8.24 | 64.62 | 64.61 | 0.01 | 0
2015 | PJM_ROM_2_PJM_ROR | PJM_ROM | PJM_ROR | Internal | Shoulder | B13 | 600 | 8000 | 2.87 | 60.6 | 60.58 | 0.01 | 0
2015 | PJM_ROM_2_PJM_ROR | PJM_ROM | PJM_ROR | Internal | Shoulder | B14 | 900 | 8000 | 0.17 | 59.07 | 58.53 | 0.01 | 0
2015 | PJM_ROM_2_PJM_ROR | PJM_ROM | PJM_ROR | Internal | Shoulder | B15 | 1203 | 8000 | 1.44 | 55.13 | 55.12 | 0.01 | 0
2015 | PJM_ROM_2_PJM_ROR | PJM_ROM | PJM_ROR | Internal | Summer | B1 | 10 | 8000 | 76.22 | 94.09 | 94.07 | 0.01 | 0
2015 | PJM_ROM_2_PJM_ROR | PJM_ROM | PJM_ROR | Internal | Summer | B2 | 25 | 8000 | 50.33 | 91.32 | 91.31 | 0.01 | 0
2015 | PJM_ROM_2_PJM_ROR | PJM_ROM | PJM_ROR | Internal | Summer | B3 | 75 | 8000 | 240.43 | 89.74 | 89.75 | 0.01 | 0
2015 | PJM_ROM_2_PJM_ROR | PJM_ROM | PJM_ROR | Internal | Summer | B4 | 100 | 8000 | 18.09 | 84.98 | 84.97 | 0.01 | 0
2015 | PJM_ROM_2_PJM_ROR | PJM_ROM | PJM_ROR | Internal | Summer | B5 | 200 | 8000 | 8.33 | 77.2 | 77.19 | 0.01 | 0
2015 | PJM_ROM_2_PJM_ROR | PJM_ROM | PJM_ROR | Internal | Summer | B6 | 300 | 8000 | 5.53 | 66.73 | 66.71 | 0.01 | 0
2015 | PJM_ROM_2_PJM_ROR | PJM_ROM | PJM_ROR | Internal | Summer | B7 | 400 | 8000 | 0.32 | 60.65 | 58.88 | 0.01 | 0
2015 | PJM_ROM_2_PJM_ROR | PJM_ROM | PJM_ROR | Internal | Summer | B8 | 500 | 8000 | 0.16 | 57.07 | 55.62 | 0.01 | 0
2015 | PJM_ROM_2_PJM_ROR | PJM_ROM | PJM_ROR | Internal | Summer | B9 | 800 | 8000 | 0.06 | 55.71 | 53.87 | 0.01 | 0
2015 | PJM_ROM_2_PJM_ROR | PJM_ROM | PJM_ROR | Internal | Summer | B10 | 1262 | 8000 | 1.36 | 52.21 | 52.2 | 0.01 | 0
2015 | PJM_ROM_2_PJM_ROR | PJM_ROM | PJM_ROR | Internal | Winter | B16 | 25 | 8000 | 53.6 | 79.01 | 79 | 0.01 | 0
2015 | PJM_ROM_2_PJM_ROR | PJM_ROM | PJM_ROR | Internal | Winter | B17 | 100 | 8000 | 13.47 | 70.41 | 70.4 | 0.01 | 0
2015 | PJM_ROM_2_PJM_ROR | PJM_ROM | PJM_ROR | Internal | Winter | B18 | 400 | 8000 | 0.09 | 65.11 | 63.28 | 0.01 | 0
2015 | PJM_ROM_2_PJM_ROR | PJM_ROM | PJM_ROR | Internal | Winter | B19 | 700 | 8000 | 0.05 | 62.56 | 60.72 | 0.01 | 0
2015 | PJM_ROM_2_PJM_ROR | PJM_ROM | PJM_ROR | Internal | Winter | B20 | 935 | 8000 | 0.12 | 57.44 | 55.78 | 0.01 | 0
2015 | SOCO_2_ENT | SOCO | ENT | Internal | Shoulder | B11 | 25 | 2400 | 0.11 | 88.3 | 80.3 | 10 | 0
2015 | SOCO_2_ENT | SOCO | ENT | Internal | Shoulder | B12 | 200 | 2400 | 0.02 | 64.2 | 59.62 | 10 | 0
2015 | SOCO_2_ENT | SOCO | ENT | Internal | Shoulder | B13 | 600 | 2400 | 0 | 62.03 | 59.62 | 10 | 0
2015 | SOCO_2_ENT | SOCO | ENT | Internal | Shoulder | B14 | 900 | 2400 | 0 | 62.03 | 57.64 | 10 | 0
2015 | SOCO_2_ENT | SOCO | ENT | Internal | Shoulder | B15 | 1203 | 2400 | 0 | 59.87 | 57.64 | 10 | 0
2015 | SOCO_2_ENT | SOCO | ENT | Internal | Summer | B1 | 10 | 2400 | 0.3 | 100.04 | 92.09 | 10 | 0
2015 | SOCO_2_ENT | SOCO | ENT | Internal | Summer | B2 | 25 | 2400 | 0.12 | 98.11 | 90.11 | 10 | 0
2015 | SOCO_2_ENT | SOCO | ENT | Internal | Summer | B3 | 75 | 2400 | 0.04 | 98.11 | 90.1 | 10 | 0
2015 | SOCO_2_ENT | SOCO | ENT | Internal | Summer | B4 | 100 | 2400 | 0.03 | 98.11 | 89.95 | 10 | 0
2015 | SOCO_2_ENT | SOCO | ENT | Internal | Summer | B5 | 200 | 2400 | 0.01 | 91.86 | 83.3 | 10 | 0
2015 | SOCO_2_ENT | SOCO | ENT | Internal | Summer | B6 | 300 | 2400 | 0 | 79.71 | 69.41 | 10 | 0
2015 | SOCO_2_ENT | SOCO | ENT | Internal | Summer | B7 | 400 | 2400 | 0 | 69.15 | 58.84 | 10 | 0
2015 | SOCO_2_ENT | SOCO | ENT | Internal | Summer | B8 | 500 | 2400 | 0 | 66.84 | 58.84 | 10 | 0
2015 | SOCO_2_ENT | SOCO | ENT | Internal | Summer | B9 | 800 | 2400 | 0 | 60.82 | 56.47 | 10 | 0
2015 | SOCO_2_ENT | SOCO | ENT | Internal | Summer | B10 | 1262 | 2400 | 0 | 58.7 | 56.47 | 10 | 0
2015 | SOCO_2_ENT | SOCO | ENT | Internal | Winter | B16 | 25 | 2400 | 0.11 | 85.38 | 76.75 | 10 | 0
2015 | SOCO_2_ENT | SOCO | ENT | Internal | Winter | B17 | 100 | 2400 | 0.03 | 67.25 | 62.04 | 10 | 0
2015 | SOCO_2_ENT | SOCO | ENT | Internal | Winter | B18 | 400 | 2400 | 0 | 64.51 | 60.49 | 10 | 0
2015 | SOCO_2_ENT | SOCO | ENT | Internal | Winter | B19 | 700 | 2400 | 0 | 64.51 | 59.98 | 10 | 0
2015 | SOCO_2_ENT | SOCO | ENT | Internal | Winter | B20 | 935 | 2400 | 0 | 62.25 | 59.98 | 10 | 0
2015 | SOCO_2_FRCC | SOCO | FRCC | Internal | Shoulder | B11 | 25 | 3700 | 3511.74 | 88.3 | 98.3 | 10 | 0
2015 | SOCO_2_FRCC | SOCO | FRCC | Internal | Shoulder | B12 | 200 | 3700 | 0.04 | 64.2 | 67.06 | 10 | 0
2015 | SOCO_2_FRCC | SOCO | FRCC | Internal | Shoulder | B13 | 600 | 3700 | 0.02 | 62.03 | 65.52 | 10 | 0
2015 | SOCO_2_FRCC | SOCO | FRCC | Internal | Shoulder | B14 | 900 | 3700 | 0 | 62.03 | 64.28 | 10 | 0
2015 | SOCO_2_FRCC | SOCO | FRCC | Internal | Shoulder | B15 | 1203 | 3700 | 0 | 59.87 | 64.28 | 10 | 0
2015 | SOCO_2_FRCC | SOCO | FRCC | Internal | Summer | B1 | 10 | 3700 | 0.82 | 100.04 | 104.11 | 10 | 0
2015 | SOCO_2_FRCC | SOCO | FRCC | Internal | Summer | B2 | 25 | 3700 | 0.44 | 98.11 | 104.1 | 10 | 0
2015 | SOCO_2_FRCC | SOCO | FRCC | Internal | Summer | B3 | 75 | 3700 | 0.16 | 98.11 | 104.1 | 10 | 0
2015 | SOCO_2_FRCC | SOCO | FRCC | Internal | Summer | B4 | 100 | 3700 | 0.13 | 98.11 | 104.1 | 10 | 0
2015 | SOCO_2_FRCC | SOCO | FRCC | Internal | Summer | B5 | 200 | 3700 | 2357.74 | 91.86 | 101.86 | 10 | 0
2015 | SOCO_2_FRCC | SOCO | FRCC | Internal | Summer | B6 | 300 | 3700 | 498.41 | 79.71 | 89.71 | 10 | 0
2015 | SOCO_2_FRCC | SOCO | FRCC | Internal | Summer | B7 | 400 | 3700 | 0.02 | 69.15 | 66.37 | 10 | 0
2015 | SOCO_2_FRCC | SOCO | FRCC | Internal | Summer | B8 | 500 | 3700 | 0.01 | 66.84 | 66.37 | 10 | 0
2015 | SOCO_2_FRCC | SOCO | FRCC | Internal | Summer | B9 | 800 | 3700 | 0.01 | 60.82 | 63.61 | 10 | 0
2015 | SOCO_2_FRCC | SOCO | FRCC | Internal | Summer | B10 | 1262 | 3700 | 0 | 58.7 | 63.61 | 10 | 0
2015 | SOCO_2_FRCC | SOCO | FRCC | Internal | Winter | B16 | 25 | 3700 | 0.6 | 85.38 | 92.22 | 10 | 0
2015 | SOCO_2_FRCC | SOCO | FRCC | Internal | Winter | B17 | 100 | 3700 | 0.07 | 67.25 | 69.18 | 10 | 0
2015 | SOCO_2_FRCC | SOCO | FRCC | Internal | Winter | B18 | 400 | 3700 | 0.02 | 64.51 | 66.3 | 10 | 0
2015 | SOCO_2_FRCC | SOCO | FRCC | Internal | Winter | B19 | 700 | 3700 | 0.01 | 64.51 | 66.3 | 10 | 0
2015 | SOCO_2_FRCC | SOCO | FRCC | Internal | Winter | B20 | 935 | 3700 | 0.01 | 62.25 | 66.3 | 10 | 0
2015 | SOCO_2_TVA_Transmission | SOCO | TVA_Transmission | Internal | Shoulder | B11 | 25 | 2600 | 0.12 | 88.3 | 80.25 | 10 | 0
2015 | SOCO_2_TVA_Transmission | SOCO | TVA_Transmission | Internal | Shoulder | B12 | 200 | 2600 | 0.03 | 64.2 | 65.16 | 10 | 0
2015 | SOCO_2_TVA_Transmission | SOCO | TVA_Transmission | Internal | Shoulder | B13 | 600 | 2600 | 0 | 62.03 | 63.71 | 10 | 0
2015 | SOCO_2_TVA_Transmission | SOCO | TVA_Transmission | Internal | Shoulder | B14 | 900 | 2600 | 0 | 62.03 | 62.62 | 10 | 0
2015 | SOCO_2_TVA_Transmission | SOCO | TVA_Transmission | Internal | Shoulder | B15 | 1203 | 2600 | 0 | 59.87 | 61.12 | 10 | 0
2015 | SOCO_2_TVA_Transmission | SOCO | TVA_Transmission | Internal | Summer | B1 | 10 | 2600 | 0.51 | 100.04 | 100.08 | 10 | 0
2015 | SOCO_2_TVA_Transmission | SOCO | TVA_Transmission | Internal | Summer | B2 | 25 | 2600 | 0.2 | 98.11 | 97.67 | 10 | 0
2015 | SOCO_2_TVA_Transmission | SOCO | TVA_Transmission | Internal | Summer | B3 | 75 | 2600 | 0.05 | 98.11 | 95.75 | 10 | 0
2015 | SOCO_2_TVA_Transmission | SOCO | TVA_Transmission | Internal | Summer | B4 | 100 | 2600 | 0.03 | 98.11 | 90.97 | 10 | 0
2015 | SOCO_2_TVA_Transmission | SOCO | TVA_Transmission | Internal | Summer | B5 | 200 | 2600 | 0.01 | 91.86 | 83.07 | 10 | 0
2015 | SOCO_2_TVA_Transmission | SOCO | TVA_Transmission | Internal | Summer | B6 | 300 | 2600 | 0 | 79.71 | 70.72 | 10 | 0
2015 | SOCO_2_TVA_Transmission | SOCO | TVA_Transmission | Internal | Summer | B7 | 400 | 2600 | 0 | 69.15 | 62.19 | 10 | 0
2015 | SOCO_2_TVA_Transmission | SOCO | TVA_Transmission | Internal | Summer | B8 | 500 | 2600 | 0 | 66.84 | 60.81 | 10 | 0
2015 | SOCO_2_TVA_Transmission | SOCO | TVA_Transmission | Internal | Summer | B9 | 800 | 2600 | 0 | 60.82 | 59.87 | 10 | 0
2015 | SOCO_2_TVA_Transmission | SOCO | TVA_Transmission | Internal | Summer | B10 | 1262 | 2600 | 0 | 58.7 | 58.15 | 10 | 0
2015 | SOCO_2_TVA_Transmission | SOCO | TVA_Transmission | Internal | Winter | B16 | 25 | 2600 | 0.18 | 85.38 | 84.75 | 10 | 0
2015 | SOCO_2_TVA_Transmission | SOCO | TVA_Transmission | Internal | Winter | B17 | 100 | 2600 | 0.06 | 67.25 | 69.24 | 10 | 0
2015 | SOCO_2_TVA_Transmission | SOCO | TVA_Transmission | Internal | Winter | B18 | 400 | 2600 | 0.01 | 64.51 | 65.79 | 10 | 0
2015 | SOCO_2_TVA_Transmission | SOCO | TVA_Transmission | Internal | Winter | B19 | 700 | 2600 | 0 | 64.51 | 64.55 | 10 | 0
2015 | SOCO_2_TVA_Transmission | SOCO | TVA_Transmission | Internal | Winter | B20 | 935 | 2600 | 0 | 62.25 | 61.78 | 10 | 0
2015 | SOCO_2_VACAR | SOCO | VACAR | Internal | Shoulder | B11 | 25 | 2000 | 0.11 | 88.3 | 80.25 | 10 | 0
2015 | SOCO_2_VACAR | SOCO | VACAR | Internal | Shoulder | B12 | 200 | 2000 | 0.03 | 64.2 | 66.26 | 10 | 0
2015 | SOCO_2_VACAR | SOCO | VACAR | Internal | Shoulder | B13 | 600 | 2000 | 0.01 | 62.03 | 64.07 | 10 | 0
2015 | SOCO_2_VACAR | SOCO | VACAR | Internal | Shoulder | B14 | 900 | 2000 | 0 | 62.03 | 63.07 | 10 | 0
2015 | SOCO_2_VACAR | SOCO | VACAR | Internal | Shoulder | B15 | 1203 | 2000 | 0 | 59.87 | 58.41 | 10 | 0
2015 | SOCO_2_VACAR | SOCO | VACAR | Internal | Summer | B1 | 10 | 2000 | 0.53 | 100.04 | 100.95 | 10 | 0
2015 | SOCO_2_VACAR | SOCO | VACAR | Internal | Summer | B2 | 25 | 2000 | 0.23 | 98.11 | 99.55 | 10 | 0
2015 | SOCO_2_VACAR | SOCO | VACAR | Internal | Summer | B3 | 75 | 2000 | 0.06 | 98.11 | 97.99 | 10 | 0
2015 | SOCO_2_VACAR | SOCO | VACAR | Internal | Summer | B4 | 100 | 2000 | 0.03 | 98.11 | 91.11 | 10 | 0
2015 | SOCO_2_VACAR | SOCO | VACAR | Internal | Summer | B5 | 200 | 2000 | 0.02 | 91.86 | 84.86 | 10 | 0
2015 | SOCO_2_VACAR | SOCO | VACAR | Internal | Summer | B6 | 300 | 2000 | 0.01 | 79.71 | 72.71 | 10 | 0
2015 | SOCO_2_VACAR | SOCO | VACAR | Internal | Summer | B7 | 400 | 2000 | 0 | 69.15 | 64.88 | 10 | 0
2015 | SOCO_2_VACAR | SOCO | VACAR | Internal | Summer | B8 | 500 | 2000 | 0 | 66.84 | 61.62 | 10 | 0
2015 | SOCO_2_VACAR | SOCO | VACAR | Internal | Summer | B9 | 800 | 2000 | 0 | 60.82 | 59.87 | 10 | 0
2015 | SOCO_2_VACAR | SOCO | VACAR | Internal | Summer | B10 | 1262 | 2000 | 0 | 58.7 | 55.52 | 10 | 0
2015 | SOCO_2_VACAR | SOCO | VACAR | Internal | Winter | B16 | 25 | 2000 | 0.23 | 85.38 | 87.24 | 10 | 0
2015 | SOCO_2_VACAR | SOCO | VACAR | Internal | Winter | B17 | 100 | 2000 | 0.44 | 67.25 | 76.4 | 10 | 0
2015 | SOCO_2_VACAR | SOCO | VACAR | Internal | Winter | B18 | 400 | 2000 | 0.02 | 64.51 | 67.02 | 10 | 0
2015 | SOCO_2_VACAR | SOCO | VACAR | Internal | Winter | B19 | 700 | 2000 | 0 | 64.51 | 66.19 | 10 | 0
2015 | SOCO_2_VACAR | SOCO | VACAR | Internal | Winter | B20 | 935 | 2000 | 0 | 62.25 | 61.62 | 10 | 0
2015 | SPP_N_2_ENT | SPP_N | ENT | Internal | Shoulder | B11 | 25 | 1800 | 0.25 | 83.25 | 80.3 | 5 | 0
2015 | SPP_N_2_ENT | SPP_N | ENT | Internal | Shoulder | B12 | 200 | 1800 | 0.03 | 66.04 | 59.62 | 5 | 0
2015 | SPP_N_2_ENT | SPP_N | ENT | Internal | Shoulder | B13 | 600 | 1800 | 0.02 | 60.26 | 59.62 | 5 | 0
2015 | SPP_N_2_ENT | SPP_N | ENT | Internal | Shoulder | B14 | 900 | 1800 | 0 | 60.18 | 57.64 | 5 | 0
2015 | SPP_N_2_ENT | SPP_N | ENT | Internal | Shoulder | B15 | 1203 | 1800 | 0 | 57.53 | 57.64 | 5 | 0
2015 | SPP_N_2_ENT | SPP_N | ENT | Internal | Summer | B1 | 10 | 1800 | 0.82 | 92.84 | 92.09 | 5 | 0
2015 | SPP_N_2_ENT | SPP_N | ENT | Internal | Summer | B2 | 25 | 1800 | 0.26 | 92.83 | 90.11 | 5 | 0
2015 | SPP_N_2_ENT | SPP_N | ENT | Internal | Summer | B3 | 75 | 1800 | 0.09 | 91.66 | 90.1 | 5 | 0
2015 | SPP_N_2_ENT | SPP_N | ENT | Internal | Summer | B4 | 100 | 1800 | 0.14 | 87.89 | 89.95 | 5 | 0
2015 | SPP_N_2_ENT | SPP_N | ENT | Internal | Summer | B5 | 200 | 1800 | 0.06 | 82.28 | 83.3 | 5 | 0
2015 | SPP_N_2_ENT | SPP_N | ENT | Internal | Summer | B6 | 300 | 1800 | 0.02 | 72.87 | 69.41 | 5 | 0
2015 | SPP_N_2_ENT | SPP_N | ENT | Internal | Summer | B7 | 400 | 1800 | 0.01 | 64.95 | 58.84 | 5 | 0
2015 | SPP_N_2_ENT | SPP_N | ENT | Internal | Summer | B8 | 500 | 1800 | 0.01 | 61.13 | 58.84 | 5 | 0
2015 | SPP_N_2_ENT | SPP_N | ENT | Internal | Summer | B9 | 800 | 1800 | 0.01 | 58.27 | 56.47 | 5 | 0
2015 | SPP_N_2_ENT | SPP_N | ENT | Internal | Summer | B10 | 1262 | 1800 | 0 | 56.26 | 56.47 | 5 | 0
2015 | SPP_N_2_ENT | SPP_N | ENT | Internal | Winter | B16 | 25 | 1800 | 0.27 | 78.68 | 76.75 | 5 | 0
2015 | SPP_N_2_ENT | SPP_N | ENT | Internal | Winter | B17 | 100 | 1800 | 0.08 | 62.78 | 62.04 | 5 | 0
2015 | SPP_N_2_ENT | SPP_N | ENT | Internal | Winter | B18 | 400 | 1800 | 0.02 | 62.15 | 60.49 | 5 | 0
2015 | SPP_N_2_ENT | SPP_N | ENT | Internal | Winter | B19 | 700 | 1800 | 0.01 | 60.01 | 59.98 | 5 | 0
2015 | SPP_N_2_ENT | SPP_N | ENT | Internal | Winter | B20 | 935 | 1800 | 0.01 | 59.99 | 59.98 | 5 | 0
2015 | SPP_N_2_MISO_MO-IL | SPP_N | MISO_MO-IL | Internal | Shoulder | B11 | 25 | 2000 | 0.17 | 83.25 | 76.27 | 5 | 0
2015 | SPP_N_2_MISO_MO-IL | SPP_N | MISO_MO-IL | Internal | Shoulder | B12 | 200 | 2000 | 0.03 | 66.04 | 62.61 | 5 | 0
2015 | SPP_N_2_MISO_MO-IL | SPP_N | MISO_MO-IL | Internal | Shoulder | B13 | 600 | 2000 | 0.01 | 60.26 | 59.65 | 5 | 0
2015 | SPP_N_2_MISO_MO-IL | SPP_N | MISO_MO-IL | Internal | Shoulder | B14 | 900 | 2000 | 0 | 60.18 | 57.59 | 5 | 0
2015 | SPP_N_2_MISO_MO-IL | SPP_N | MISO_MO-IL | Internal | Shoulder | B15 | 1203 | 2000 | 0 | 57.53 | 55.28 | 5 | 0
2015 | SPP_N_2_MISO_MO-IL | SPP_N | MISO_MO-IL | Internal | Summer | B1 | 10 | 2000 | 0.82 | 92.84 | 92.1 | 5 | 0
2015 | SPP_N_2_MISO_MO-IL | SPP_N | MISO_MO-IL | Internal | Summer | B2 | 25 | 2000 | 0.26 | 92.83 | 90.48 | 5 | 0
2015 | SPP_N_2_MISO_MO-IL | SPP_N | MISO_MO-IL | Internal | Summer | B3 | 75 | 2000 | 0.08 | 91.66 | 88.92 | 5 | 0
2015 | SPP_N_2_MISO_MO-IL | SPP_N | MISO_MO-IL | Internal | Summer | B4 | 100 | 2000 | 0.06 | 87.89 | 84.15 | 5 | 0
2015 | SPP_N_2_MISO_MO-IL | SPP_N | MISO_MO-IL | Internal | Summer | B5 | 200 | 2000 | 0.02 | 82.28 | 75.3 | 5 | 0
2015 | SPP_N_2_MISO_MO-IL | SPP_N | MISO_MO-IL | Internal | Summer | B6 | 300 | 2000 | 0.01 | 72.87 | 65.88 | 5 | 0
2015 | SPP_N_2_MISO_MO-IL | SPP_N | MISO_MO-IL | Internal | Summer | B7 | 400 | 2000 | 0.01 | 64.95 | 57.94 | 5 | 0
2015 | SPP_N_2_MISO_MO-IL | SPP_N | MISO_MO-IL | Internal | Summer | B8 | 500 | 2000 | 0 | 61.13 | 54.54 | 5 | 0
2015 | SPP_N_2_MISO_MO-IL | SPP_N | MISO_MO-IL | Internal | Summer | B9 | 800 | 2000 | 0 | 58.27 | 54 | 5 | 0
2015 | SPP_N_2_MISO_MO-IL | SPP_N | MISO_MO-IL | Internal | Summer | B10 | 1262 | 2000 | 0 | 56.26 | 51.97 | 5 | 0
2015 | SPP_N_2_MISO_MO-IL | SPP_N | MISO_MO-IL | Internal | Winter | B16 | 25 | 2000 | 0.28 | 78.68 | 76.75 | 5 | 0
2015 | SPP_N_2_MISO_MO-IL | SPP_N | MISO_MO-IL | Internal | Winter | B17 | 100 | 2000 | 0.8 | 62.78 | 67.33 | 5 | 0
2015 | SPP_N_2_MISO_MO-IL | SPP_N | MISO_MO-IL | Internal | Winter | B18 | 400 | 2000 | 0.02 | 62.15 | 60.24 | 5 | 0
2015 | SPP_N_2_MISO_MO-IL | SPP_N | MISO_MO-IL | Internal | Winter | B19 | 700 | 2000 | 0.01 | 60.01 | 58.72 | 5 | 0
2015 | SPP_N_2_MISO_MO-IL | SPP_N | MISO_MO-IL | Internal | Winter | B20 | 935 | 2000 | 0 | 59.99 | 54.01 | 5 | 0
2015 | SPP_N_2_MISO_W | SPP_N | MISO_W | Internal | Shoulder | B11 | 25 | 750 | 0.16 | 83.25 | 76.25 | 5 | 0
2015 | SPP_N_2_MISO_W | SPP_N | MISO_W | Internal | Shoulder | B12 | 200 | 750 | 0.03 | 66.04 | 62.6 | 5 | 0
2015 | SPP_N_2_MISO_W | SPP_N | MISO_W | Internal | Shoulder | B13 | 600 | 750 | 0.01 | 60.26 | 59.63 | 5 | 0
2015 | SPP_N_2_MISO_W | SPP_N | MISO_W | Internal | Shoulder | B14 | 900 | 750 | 0 | 60.18 | 57.58 | 5 | 0
2015 | SPP_N_2_MISO_W | SPP_N | MISO_W | Internal | Shoulder | B15 | 1203 | 750 | 0 | 57.53 | 55.27 | 5 | 0
2015 | SPP_N_2_MISO_W | SPP_N | MISO_W | Internal | Summer | B1 | 10 | 750 | 0.81 | 92.84 | 92.08 | 5 | 0
2015 | SPP_N_2_MISO_W | SPP_N | MISO_W | Internal | Summer | B2 | 25 | 750 | 0.26 | 92.83 | 90.47 | 5 | 0
2015 | SPP_N_2_MISO_W | SPP_N | MISO_W | Internal | Summer | B3 | 75 | 750 | 0.08 | 91.66 | 88.91 | 5 | 0
2015 | SPP_N_2_MISO_W | SPP_N | MISO_W | Internal | Summer | B4 | 100 | 750 | 0.06 | 87.89 | 84.13 | 5 | 0
2015 | SPP_N_2_MISO_W | SPP_N | MISO_W | Internal | Summer | B5 | 200 | 750 | 0.02 | 82.28 | 75.29 | 5 | 0
2015 | SPP_N_2_MISO_W | SPP_N | MISO_W | Internal | Summer | B6 | 300 | 750 | 0.01 | 72.87 | 65.87 | 5 | 0
2015 | SPP_N_2_MISO_W | SPP_N | MISO_W | Internal | Summer | B7 | 400 | 750 | 0.01 | 64.95 | 57.95 | 5 | 0
2015 | SPP_N_2_MISO_W | SPP_N | MISO_W | Internal | Summer | B8 | 500 | 750 | 0 | 61.13 | 54.52 | 5 | 0
2015 | SPP_N_2_MISO_W | SPP_N | MISO_W | Internal | Summer | B9 | 800 | 750 | 0 | 58.27 | 54.02 | 5 | 0
2015 | SPP_N_2_MISO_W | SPP_N | MISO_W | Internal | Summer | B10 | 1262 | 750 | 0 | 56.26 | 51.96 | 5 | 0
2015 | SPP_N_2_MISO_W | SPP_N | MISO_W | Internal | Winter | B16 | 25 | 750 | 0.27 | 78.68 | 76.74 | 5 | 0
2015 | SPP_N_2_MISO_W | SPP_N | MISO_W | Internal | Winter | B17 | 100 | 750 | 0.78 | 62.78 | 67.32 | 5 | 0
2015 | SPP_N_2_MISO_W | SPP_N | MISO_W | Internal | Winter | B18 | 400 | 750 | 0.02 | 62.15 | 60.23 | 5 | 0
2015 | SPP_N_2_MISO_W | SPP_N | MISO_W | Internal | Winter | B19 | 700 | 750 | 0.01 | 60.01 | 58.71 | 5 | 0
2015 | SPP_N_2_MISO_W | SPP_N | MISO_W | Internal | Winter | B20 | 935 | 750 | 0 | 59.99 | 54.02 | 5 | 0
2015 | SPP_N_2_NE | SPP_N | NE | Internal | Shoulder | B11 | 25 | 330 | 23.1 | 83.25 | 83.22 | 0.01 | 0
2015 | SPP_N_2_NE | SPP_N | NE | Internal | Shoulder | B12 | 200 | 330 | 6.31 | 66.04 | 66.03 | 0.01 | 0
2015 | SPP_N_2_NE | SPP_N | NE | Internal | Shoulder | B13 | 600 | 330 | 2.66 | 60.26 | 60.24 | 0.01 | 0
2015 | SPP_N_2_NE | SPP_N | NE | Internal | Shoulder | B14 | 900 | 330 | 1.83 | 60.18 | 60.17 | 0.01 | 0
2015 | SPP_N_2_NE | SPP_N | NE | Internal | Shoulder | B15 | 1203 | 330 | 1.34 | 57.53 | 57.52 | 0.01 | 0
2015 | SPP_N_2_NE | SPP_N | NE | Internal | Summer | B1 | 10 | 330 | 5.37 | 92.84 | 92.08 | 0.01 | 0.01
2015 | SPP_N_2_NE | SPP_N | NE | Internal | Summer | B2 | 25 | 330 | 1.44 | 92.83 | 91.62 | 0.01 | 0
2015 | SPP_N_2_NE | SPP_N | NE | Internal | Summer | B3 | 75 | 330 | 37.49 | 91.66 | 91.62 | 0.01 | 0
2015 | SPP_N_2_NE | SPP_N | NE | Internal | Summer | B4 | 100 | 330 | 11.65 | 87.89 | 87.87 | 0.01 | 0
2015 | SPP_N_2_NE | SPP_N | NE | Internal | Summer | B5 | 200 | 330 | 4.15 | 82.28 | 82.27 | 0.01 | 0
2015 | SPP_N_2_NE | SPP_N | NE | Internal | Summer | B6 | 300 | 330 | 0.09 | 72.87 | 70.94 | 0.01 | 0
2015 | SPP_N_2_NE | SPP_N | NE | Internal | Summer | B7 | 400 | 330 | 0.06 | 64.95 | 63.02 | 0.01 | 0
2015 | SPP_N_2_NE | SPP_N | NE | Internal | Summer | B8 | 500 | 330 | 0.12 | 61.13 | 59.68 | 0.01 | 0
2015 | SPP_N_2_NE | SPP_N | NE | Internal | Summer | B9 | 800 | 330 | 1.86 | 58.27 | 58.25 | 0.01 | 0
2015 | SPP_N_2_NE | SPP_N | NE | Internal | Summer | B10 | 1262 | 330 | 0.02 | 56.26 | 54.42 | 0.01 | 0
2015 | SPP_N_2_NE | SPP_N | NE | Internal | Winter | B16 | 25 | 330 | 1.01 | 78.68 | 76.74 | 0.01 | 0
2015 | SPP_N_2_NE | SPP_N | NE | Internal | Winter | B17 | 100 | 330 | 10.61 | 62.78 | 62.77 | 0.01 | 0
2015 | SPP_N_2_NE | SPP_N | NE | Internal | Winter | B18 | 400 | 330 | 3.19 | 62.15 | 62.14 | 0.01 | 0
2015 | SPP_N_2_NE | SPP_N | NE | Internal | Winter | B19 | 700 | 330 | 1.95 | 60.01 | 60 | 0.01 | 0
2015 | SPP_N_2_NE | SPP_N | NE | Internal | Winter | B20 | 935 | 330 | 0.03 | 59.99 | 58.06 | 0.01 | 0
2015 | SPP_N_2_SPP_S | SPP_N | SPP_S | Internal | Shoulder | B11 | 25 | 4000 | 3066.91 | 83.25 | 83.27 | 0.01 | 0
2015 | SPP_N_2_SPP_S | SPP_N | SPP_S | Internal | Shoulder | B12 | 200 | 4000 | 6.73 | 66.04 | 66.03 | 0.01 | 0
2015 | SPP_N_2_SPP_S | SPP_N | SPP_S | Internal | Shoulder | B13 | 600 | 4000 | 0.91 | 60.26 | 60.2 | 0.01 | 0
2015 | SPP_N_2_SPP_S | SPP_N | SPP_S | Internal | Shoulder | B14 | 900 | 4000 | 7.37 | 60.18 | 60.19 | 0.01 | 0
2015 | SPP_N_2_SPP_S | SPP_N | SPP_S | Internal | Shoulder | B15 | 1203 | 4000 | 438.62 | 57.53 | 57.54 | 0.01 | 0
2015 | SPP_N_2_SPP_S | SPP_N | SPP_S | Internal | Summer | B1 | 10 | 4000 | 1.74 | 92.84 | 89.9 | 0.01 | 0
2015 | SPP_N_2_SPP_S | SPP_N | SPP_S | Internal | Summer | B2 | 25 | 4000 | 0.73 | 92.83 | 89.9 | 0.01 | 0
2015 | SPP_N_2_SPP_S | SPP_N | SPP_S | Internal | Summer | B3 | 75 | 4000 | 0.25 | 91.66 | 88.72 | 0.01 | 0
2015 | SPP_N_2_SPP_S | SPP_N | SPP_S | Internal | Summer | B4 | 100 | 4000 | 0.19 | 87.89 | 84.95 | 0.01 | 0
2015 | SPP_N_2_SPP_S | SPP_N | SPP_S | Internal | Summer | B5 | 200 | 4000 | 0.92 | 82.28 | 82.1 | 0.01 | 0
2015 | SPP_N_2_SPP_S | SPP_N | SPP_S | Internal | Summer | B6 | 300 | 4000 | 3401.1 | 72.87 | 72.89 | 0.01 | 0
2015 | SPP_N_2_SPP_S | SPP_N | SPP_S | Internal | Summer | B7 | 400 | 4000 | 2750.63 | 64.95 | 64.96 | 0.01 | 0
2015 | SPP_N_2_SPP_S | SPP_N | SPP_S | Internal | Summer | B8 | 500 | 4000 | 837.42 | 61.13 | 61.14 | 0.01 | 0
2015 | SPP_N_2_SPP_S | SPP_N | SPP_S | Internal | Summer | B9 | 800 | 4000 | 1620.5 | 58.27 | 58.28 | 0.01 | 0
2015 | SPP_N_2_SPP_S | SPP_N | SPP_S | Internal | Summer | B10 | 1262 | 4000 | 2538.85 | 56.26 | 56.28 | 0.01 | 0
2015 | SPP_N_2_SPP_S | SPP_N | SPP_S | Internal | Winter | B16 | 25 | 4000 | 1128.55 | 78.68 | 78.69 | 0.01 | 0
2015 | SPP_N_2_SPP_S | SPP_N | SPP_S | Internal | Winter | B17 | 100 | 4000 | 1161.68 | 62.78 | 62.8 | 0.01 | 0
2015 | SPP_N_2_SPP_S | SPP_N | SPP_S | Internal | Winter | B18 | 400 | 4000 | 1582.41 | 62.15 | 62.16 | 0.01 | 0
2015 | SPP_N_2_SPP_S | SPP_N | SPP_S | Internal | Winter | B19 | 700 | 4000 | 1727.82 | 60.01 | 60.02 | 0.01 | 0
2015 | SPP_N_2_SPP_S | SPP_N | SPP_S | Internal | Winter | B20 | 935 | 4000 | 3241.45 | 59.99 | 60 | 0.01 | 0
2015 | SPP_S_2_ENT | SPP_S | ENT | Internal | Shoulder | B11 | 25 | 850 | 0.25 | 83.27 | 80.3 | 5 | 0
2015 | SPP_S_2_ENT | SPP_S | ENT | Internal | Shoulder | B12 | 200 | 850 | 0.03 | 66.03 | 59.62 | 5 | 0
2015 | SPP_S_2_ENT | SPP_S | ENT | Internal | Shoulder | B13 | 600 | 850 | 0.02 | 60.2 | 59.62 | 5 | 0
2015 | SPP_S_2_ENT | SPP_S | ENT | Internal | Shoulder | B14 | 900 | 850 | 0 | 60.19 | 57.64 | 5 | 0
2015 | SPP_S_2_ENT | SPP_S | ENT | Internal | Shoulder | B15 | 1203 | 850 | 0 | 57.54 | 57.64 | 5 | 0
2015 | SPP_S_2_ENT | SPP_S | ENT | Internal | Summer | B1 | 10 | 850 | 1.56 | 89.9 | 92.09 | 5 | 0
2015 | SPP_S_2_ENT | SPP_S | ENT | Internal | Summer | B2 | 25 | 850 | 0.39 | 89.9 | 90.11 | 5 | 0
2015 | SPP_S_2_ENT | SPP_S | ENT | Internal | Summer | B3 | 75 | 850 | 0.15 | 88.72 | 90.1 | 5 | 0
2015 | SPP_S_2_ENT | SPP_S | ENT | Internal | Summer | B4 | 100 | 850 | 169.53 | 84.95 | 89.95 | 5 | 0
2015 | SPP_S_2_ENT | SPP_S | ENT | Internal | Summer | B5 | 200 | 850 | 0.06 | 82.1 | 83.3 | 5 | 0
2015 | SPP_S_2_ENT | SPP_S | ENT | Internal | Summer | B6 | 300 | 850 | 0.02 | 72.89 | 69.41 | 5 | 0
2015 | SPP_S_2_ENT | SPP_S | ENT | Internal | Summer | B7 | 400 | 850 | 0.01 | 64.96 | 58.84 | 5 | 0
2015 | SPP_S_2_ENT | SPP_S | ENT | Internal | Summer | B8 | 500 | 850 | 0.02 | 61.14 | 58.84 | 5 | 0
2015 | SPP_S_2_ENT | SPP_S | ENT | Internal | Summer | B9 | 800 | 850 | 0.01 | 58.28 | 56.47 | 5 | 0
2015 | SPP_S_2_ENT | SPP_S | ENT | Internal | Summer | B10 | 1262 | 850 | 0 | 56.28 | 56.47 | 5 | 0
2015 | SPP_S_2_ENT | SPP_S | ENT | Internal | Winter | B16 | 25 | 850 | 0.28 | 78.69 | 76.75 | 5 | 0
2015 | SPP_S_2_ENT | SPP_S | ENT | Internal | Winter | B17 | 100 | 850 | 0.08 | 62.8 | 62.04 | 5 | 0
2015 | SPP_S_2_ENT | SPP_S | ENT | Internal | Winter | B18 | 400 | 850 | 0.02 | 62.16 | 60.49 | 5 | 0
2015 | SPP_S_2_ENT | SPP_S | ENT | Internal | Winter | B19 | 700 | 850 | 0.01 | 60.02 | 59.98 | 5 | 0
2015 | SPP_S_2_ENT | SPP_S | ENT | Internal | Winter | B20 | 935 | 850 | 0.01 | 60 | 59.98 | 5 | 0
2015 | SPP_S_2_SPP_N | SPP_S | SPP_N | Internal | Shoulder | B11 | 25 | 640 | 23.14 | 83.27 | 83.25 | 0.01 | 0
2015 | SPP_S_2_SPP_N | SPP_S | SPP_N | Internal | Shoulder | B12 | 200 | 640 | 439.91 | 66.03 | 66.04 | 0.01 | 0
2015 | SPP_S_2_SPP_N | SPP_S | SPP_N | Internal | Shoulder | B13 | 600 | 640 | 639.37 | 60.2 | 60.26 | 0.01 | 0.05
2015 | SPP_S_2_SPP_N | SPP_S | SPP_N | Internal | Shoulder | B14 | 900 | 640 | 1.52 | 60.19 | 60.18 | 0.01 | 0
2015 | SPP_S_2_SPP_N | SPP_S | SPP_N | Internal | Shoulder | B15 | 1203 | 640 | 0.75 | 57.54 | 57.53 | 0.01 | 0
2015 | SPP_S_2_SPP_N | SPP_S | SPP_N | Internal | Summer | B1 | 10 | 640 | 1248.66 | 89.9 | 92.84 | 0.01 | 2.93
2015 | SPP_S_2_SPP_N | SPP_S | SPP_N | Internal | Summer | B2 | 25 | 640 | 1079.25 | 89.9 | 92.83 | 0.01 | 2.92
2015 | SPP_S_2_SPP_N | SPP_S | SPP_N | Internal | Summer | B3 | 75 | 640 | 1717.68 | 88.72 | 91.66 | 0.01 | 2.92
2015 | SPP_S_2_SPP_N | SPP_S | SPP_N | Internal | Summer | B4 | 100 | 640 | 1469.22 | 84.95 | 87.89 | 0.01 | 2.92
2015 | SPP_S_2_SPP_N | SPP_S | SPP_N | Internal | Summer | B5 | 200 | 640 | 639.56 | 82.1 | 82.28 | 0.01 | 0.17
2015 | SPP_S_2_SPP_N | SPP_S | SPP_N | Internal | Summer | B6 | 300 | 640 | 2.56 | 72.89 | 72.87 | 0.01 | 0
2015 | SPP_S_2_SPP_N | SPP_S | SPP_N | Internal | Summer | B7 | 400 | 640 | 2 | 64.96 | 64.95 | 0.01 | 0
2015 | SPP_S_2_SPP_N | SPP_S | SPP_N | Internal | Summer | B8 | 500 | 640 | 1.72 | 61.14 | 61.13 | 0.01 | 0
2015 | SPP_S_2_SPP_N | SPP_S | SPP_N | Internal | Summer | B9 | 800 | 640 | 1.07 | 58.28 | 58.27 | 0.01 | 0
2015 | SPP_S_2_SPP_N | SPP_S | SPP_N | Internal | Summer | B10 | 1262 | 640 | 0.69 | 56.28 | 56.26 | 0.01 | 0
2015 | SPP_S_2_SPP_N | SPP_S | SPP_N | Internal | Winter | B16 | 25 | 640 | 25.19 | 78.69 | 78.68 | 0.01 | 0
2015 | SPP_S_2_SPP_N | SPP_S | SPP_N | Internal | Winter | B17 | 100 | 640 | 7.38 | 62.8 | 62.78 | 0.01 | 0
2015 | SPP_S_2_SPP_N | SPP_S | SPP_N | Internal | Winter | B18 | 400 | 640 | 2.04 | 62.16 | 62.15 | 0.01 | 0
2015 | SPP_S_2_SPP_N | SPP_S | SPP_N | Internal | Winter | B19 | 700 | 640 | 1.21 | 60.02 | 60.01 | 0.01 | 0
2015 | SPP_S_2_SPP_N | SPP_S | SPP_N | Internal | Winter | B20 | 935 | 640 | 0.9 | 60 | 59.99 | 0.01 | 0
2015 | TVA_2_ENT | TVA | ENT | Internal | Shoulder | B11 | 25 | 500 | 0.22 | 80.26 | 80.3 | 9 | 0
2015 | TVA_2_ENT | TVA | ENT | Internal | Shoulder | B12 | 200 | 500 | 0.02 | 61.92 | 59.62 | 9 | 0
2015 | TVA_2_ENT | TVA | ENT | Internal | Shoulder | B13 | 600 | 500 | 0 | 61.92 | 59.62 | 9 | 0
2015 | TVA_2_ENT | TVA | ENT | Internal | Shoulder | B14 | 900 | 500 | 0 | 61.92 | 57.64 | 9 | 0
2015 | TVA_2_ENT | TVA | ENT | Internal | Shoulder | B15 | 1203 | 500 | 0 | 61.13 | 57.64 | 9 | 0
2015 | TVA_2_ENT | TVA | ENT | Internal | Summer | B1 | 10 | 500 | 0.29 | 100.09 | 92.09 | 9 | 0.01
2015 | TVA_2_ENT | TVA | ENT | Internal | Summer | B2 | 25 | 500 | 0.12 | 97.68 | 90.11 | 9 | 0
2015 | TVA_2_ENT | TVA | ENT | Internal | Summer | B3 | 75 | 500 | 0.05 | 95.76 | 90.1 | 9 | 0
2015 | TVA_2_ENT | TVA | ENT | Internal | Summer | B4 | 100 | 500 | 0.05 | 90.98 | 89.95 | 9 | 0
2015 | TVA_2_ENT | TVA | ENT | Internal | Summer | B5 | 200 | 500 | 0.03 | 82.86 | 83.3 | 9 | 0
2015 | TVA_2_ENT | TVA | ENT | Internal | Summer | B6 | 300 | 500 | 0.02 | 67.49 | 69.41 | 9 | 0
2015 | TVA_2_ENT | TVA | ENT | Internal | Summer | B7 | 400 | 500 | 0.01 | 60.15 | 58.84 | 9 | 0
2015 | TVA_2_ENT | TVA | ENT | Internal | Summer | B8 | 500 | 500 | 0 | 60.15 | 58.84 | 9 | 0
2015 | TVA_2_ENT | TVA | ENT | Internal | Summer | B9 | 800 | 500 | 0 | 59.88 | 56.47 | 9 | 0
2015 | TVA_2_ENT | TVA | ENT | Internal | Summer | B10 | 1262 | 500 | 0 | 58.09 | 56.47 | 9 | 0
2015 | TVA_2_ENT | TVA | ENT | Internal | Winter | B16 | 25 | 500 | 0.12 | 84.76 | 76.75 | 9 | 0
2015 | TVA_2_ENT | TVA | ENT | Internal | Winter | B17 | 100 | 500 | 0.03 | 67.42 | 62.04 | 9 | 0
2015 | TVA_2_ENT | TVA | ENT | Internal | Winter | B18 | 400 | 500 | 0.01 | 64.46 | 60.49 | 9 | 0
2015 | TVA_2_ENT | TVA | ENT | Internal | Winter | B19 | 700 | 500 | 0 | 64.46 | 59.98 | 9 | 0
2015 | TVA_2_ENT | TVA | ENT | Internal | Winter | B20 | 935 | 500 | 0 | 61.79 | 59.98 | 9 | 0
2015 | TVA_2_MISO_MO-IL | TVA | MISO_MO-IL | Internal | Shoulder | B11 | 25 | 50 | 0.14 | 80.26 | 76.27 | 9 | 0.02
2015 | TVA_2_MISO_MO-IL | TVA | MISO_MO-IL | Internal | Shoulder | B12 | 200 | 50 | 0.03 | 61.92 | 62.61 | 9 | 0
2015 | TVA_2_MISO_MO-IL | TVA | MISO_MO-IL | Internal | Shoulder | B13 | 600 | 50 | 0 | 61.92 | 59.65 | 9 | 0
2015 | TVA_2_MISO_MO-IL | TVA | MISO_MO-IL | Internal | Shoulder | B14 | 900 | 50 | 0 | 61.92 | 57.59 | 9 | 0
2015 | TVA_2_MISO_MO-IL | TVA | MISO_MO-IL | Internal | Shoulder | B15 | 1203 | 50 | 0 | 61.13 | 55.28 | 9 | 0
2015 | TVA_2_MISO_MO-IL | TVA | MISO_MO-IL | Internal | Summer | B1 | 10 | 50 | 0.28 | 100.09 | 92.1 | 9 | 0.05
2015 | TVA_2_MISO_MO-IL | TVA | MISO_MO-IL | Internal | Summer | B2 | 25 | 50 | 0.12 | 97.68 | 90.48 | 9 | 0.02
2015 | TVA_2_MISO_MO-IL | TVA | MISO_MO-IL | Internal | Summer | B3 | 75 | 50 | 0.04 | 95.76 | 88.92 | 9 | 0.01
2015 | TVA_2_MISO_MO-IL | TVA | MISO_MO-IL | Internal | Summer | B4 | 100 | 50 | 0.03 | 90.98 | 84.15 | 9 | 0.01
2015 | TVA_2_MISO_MO-IL | TVA | MISO_MO-IL | Internal | Summer | B5 | 200 | 50 | 0.01 | 82.86 | 75.3 | 9 | 0
2015 | TVA_2_MISO_MO-IL | TVA | MISO_MO-IL | Internal | Summer | B6 | 300 | 50 | 0.01 | 67.49 | 65.88 | 9 | 0
2015 | TVA_2_MISO_MO-IL | TVA | MISO_MO-IL | Internal | Summer | B7 | 400 | 50 | 0.01 | 60.15 | 57.94 | 9 | 0
2015 | TVA_2_MISO_MO-IL | TVA | MISO_MO-IL | Internal | Summer | B8 | 500 | 50 | 0 | 60.15 | 54.54 | 9 | 0
2015 | TVA_2_MISO_MO-IL | TVA | MISO_MO-IL | Internal | Summer | B9 | 800 | 50 | 0 | 59.88 | 54 | 9 | 0
2015 | TVA_2_MISO_MO-IL | TVA | MISO_MO-IL | Internal | Summer | B10 | 1262 | 50 | 0 | 58.09 | 51.97 | 9 | 0
2015 | TVA_2_MISO_MO-IL | TVA | MISO_MO-IL | Internal | Winter | B16 | 25 | 50 | 0.11 | 84.76 | 76.75 | 9 | 0.02
2015 | TVA_2_MISO_MO-IL | TVA | MISO_MO-IL | Internal | Winter | B17 | 100 | 50 | 0.05 | 67.42 | 67.33 | 9 | 0.01
2015 | TVA_2_MISO_MO-IL | TVA | MISO_MO-IL | Internal | Winter | B18 | 400 | 50 | 0 | 64.46 | 60.24 | 9 | 0
2015 | TVA_2_MISO_MO-IL | TVA | MISO_MO-IL | Internal | Winter | B19 | 700 | 50 | 0 | 64.46 | 58.72 | 9 | 0
2015 | TVA_2_MISO_MO-IL | TVA | MISO_MO-IL | Internal | Winter | B20 | 935 | 50 | 0 | 61.79 | 54.01 | 9 | 0
2015 | TVA_2_NonRTO_Midwest | TVA | NonRTO_Midwest | Internal | Shoulder | B11 | 25 | 100 | 0.29 | 80.26 | 84.39 | 9 | 0.01
2015 | TVA_2_NonRTO_Midwest | TVA | NonRTO_Midwest | Internal | Shoulder | B12 | 200 | 100 | 3.46 | 61.92 | 70.9 | 9 | 0
2015 | TVA_2_NonRTO_Midwest | TVA | NonRTO_Midwest | Internal | Shoulder | B13 | 600 | 100 | 0.01 | 61.92 | 67.64 | 9 | 0
2015 | TVA_2_NonRTO_Midwest | TVA | NonRTO_Midwest | Internal | Shoulder | B14 | 900 | 100 | 0 | 61.92 | 56.66 | 9 | 0
2015 | TVA_2_NonRTO_Midwest | TVA | NonRTO_Midwest | Internal | Shoulder | B15 | 1203 | 100 | 0 | 61.13 | 54.74 | 9 | 0
2015 | TVA_2_NonRTO_Midwest | TVA | NonRTO_Midwest | Internal | Summer | B1 | 10 | 100 | 0.32 | 100.09 | 96.51 | 9 | 0.03
2015 | TVA_2_NonRTO_Midwest | TVA | NonRTO_Midwest | Internal | Summer | B2 | 25 | 100 | 0.16 | 97.68 | 96.5 | 9 | 0.01
2015 | TVA_2_NonRTO_Midwest | TVA | NonRTO_Midwest | Internal | Summer | B3 | 75 | 100 | 0.07 | 95.76 | 96.5 | 9 | 0
2015 | TVA_2_NonRTO_Midwest | TVA | NonRTO_Midwest | Internal | Summer | B4 | 100 | 100 | 0.06 | 90.98 | 93.27 | 9 | 0
2015 | TVA_2_NonRTO_Midwest | TVA | NonRTO_Midwest | Internal | Summer | B5 | 200 | 100 | 0.03 | 82.86 | 83.73 | 9 | 0
2015 | TVA_2_NonRTO_Midwest | TVA | NonRTO_Midwest | Internal | Summer | B6 | 300 | 100 | 0.01 | 67.49 | 62.72 | 9 | 0
2015 | TVA_2_NonRTO_Midwest | TVA | NonRTO_Midwest | Internal | Summer | B7 | 400 | 100 | 0 | 60.15 | 56.66 | 9 | 0
2015 | TVA_2_NonRTO_Midwest | TVA | NonRTO_Midwest | Internal | Summer | B8 | 500 | 100 | 0 | 60.15 | 56.56 | 9 | 0
2015 | TVA_2_NonRTO_Midwest | TVA | NonRTO_Midwest | Internal | Summer | B9 | 800 | 100 | 0 | 59.88 | 54.74 | 9 | 0
2015 | TVA_2_NonRTO_Midwest | TVA | NonRTO_Midwest | Internal | Summer | B10 | 1262 | 100 | 0 | 58.09 | 53.94 | 9 | 0
2015 | TVA_2_NonRTO_Midwest | TVA | NonRTO_Midwest | Internal | Winter | B16 | 25 | 100 | 0.2 | 84.76 | 85.88 | 9 | 0.01
2015 | TVA_2_NonRTO_Midwest | TVA | NonRTO_Midwest | Internal | Winter | B17 | 100 | 100 | 37.66 | 67.42 | 76.41 | 9 | 0
2015 | TVA_2_NonRTO_Midwest | TVA | NonRTO_Midwest | Internal | Winter | B18 | 400 | 100 | 0.02 | 64.46 | 69.28 | 9 | 0
2015 | TVA_2_NonRTO_Midwest | TVA | NonRTO_Midwest | Internal | Winter | B19 | 700 | 100 | 0 | 64.46 | 56.66 | 9 | 0
2015 | TVA_2_NonRTO_Midwest | TVA | NonRTO_Midwest | Internal | Winter | B20 | 935 | 100 | 0 | 61.79 | 55.4 | 9 | 0
2015 | TVA_2_PJM_ROR | TVA | PJM_ROR | Internal | Shoulder | B11 | 25 | 500 | 0.13 | 80.26 | 74.25 | 9 | 0
2015 | TVA_2_PJM_ROR | TVA | PJM_ROR | Internal | Shoulder | B12 | 200 | 500 | 0.04 | 61.92 | 64.61 | 9 | 0
2015 | TVA_2_PJM_ROR | TVA | PJM_ROR | Internal | Shoulder | B13 | 600 | 500 | 0 | 61.92 | 60.58 | 9 | 0
2015 | TVA_2_PJM_ROR | TVA | PJM_ROR | Internal | Shoulder | B14 | 900 | 500 | 0 | 61.92 | 58.53 | 9 | 0
2015 | TVA_2_PJM_ROR | TVA | PJM_ROR | Internal | Shoulder | B15 | 1203 | 500 | 0 | 61.13 | 55.12 | 9 | 0
2015 | TVA_2_PJM_ROR | TVA | PJM_ROR | Internal | Summer | B1 | 10 | 500 | 0.33 | 100.09 | 94.07 | 9 | 0.01
2015 | TVA_2_PJM_ROR | TVA | PJM_ROR | Internal | Summer | B2 | 25 | 500 | 0.13 | 97.68 | 91.31 | 9 | 0
2015 | TVA_2_PJM_ROR | TVA | PJM_ROR | Internal | Summer | B3 | 75 | 500 | 0.04 | 95.76 | 89.75 | 9 | 0
2015 | TVA_2_PJM_ROR | TVA | PJM_ROR | Internal | Summer | B4 | 100 | 500 | 0.03 | 90.98 | 84.97 | 9 | 0
2015 | TVA_2_PJM_ROR | TVA | PJM_ROR | Internal | Summer | B5 | 200 | 500 | 0.02 | 82.86 | 77.19 | 9 | 0
2015 | TVA_2_PJM_ROR | TVA | PJM_ROR | Internal | Summer | B6 | 300 | 500 | 0.02 | 67.49 | 66.71 | 9 | 0
2015 | TVA_2_PJM_ROR | TVA | PJM_ROR | Internal | Summer | B7 | 400 | 500 | 0.01 | 60.15 | 58.88 | 9 | 0
2015 | TVA_2_PJM_ROR | TVA | PJM_ROR | Internal | Summer | B8 | 500 | 500 | 0 | 60.15 | 55.62 | 9 | 0
2015 | TVA_2_PJM_ROR | TVA | PJM_ROR | Internal | Summer | B9 | 800 | 500 | 0 | 59.88 | 53.87 | 9 | 0
2015 | TVA_2_PJM_ROR | TVA | PJM_ROR | Internal | Summer | B10 | 1262 | 500 | 0 | 58.09 | 52.2 | 9 | 0
2015 | TVA_2_PJM_ROR | TVA | PJM_ROR | Internal | Winter | B16 | 25 | 500 | 0.13 | 84.76 | 79 | 9 | 0
2015 | TVA_2_PJM_ROR | TVA | PJM_ROR | Internal | Winter | B17 | 100 | 500 | 0.07 | 67.42 | 70.4 | 9 | 0
2015 | TVA_2_PJM_ROR | TVA | PJM_ROR | Internal | Winter | B18 | 400 | 500 | 0.01 | 64.46 | 63.28 | 9 | 0
2015 | TVA_2_PJM_ROR | TVA | PJM_ROR | Internal | Winter | B19 | 700 | 500 | 0 | 64.46 | 60.72 | 9 | 0
2015 | TVA_2_PJM_ROR | TVA | PJM_ROR | Internal | Winter | B20 | 935 | 500 | 0 | 61.79 | 55.78 | 9 | 0
2015 | TVA_2_SOCO | TVA | SOCO | Internal | Shoulder | B11 | 25 | 500 | 1.03 | 80.26 | 88.3 | 9 | 0
2015 | TVA_2_SOCO | TVA | SOCO | Internal | Shoulder | B12 | 200 | 500 | 0.03 | 61.92 | 64.2 | 9 | 0
2015 | TVA_2_SOCO | TVA | SOCO | Internal | Shoulder | B13 | 600 | 500 | 0 | 61.92 | 62.03 | 9 | 0
2015 | TVA_2_SOCO | TVA | SOCO | Internal | Shoulder | B14 | 900 | 500 | 0 | 61.92 | 62.03 | 9 | 0
2015 | TVA_2_SOCO | TVA | SOCO | Internal | Shoulder | B15 | 1203 | 500 | 0 | 61.13 | 59.87 | 9 | 0
2015 | TVA_2_SOCO | TVA | SOCO | Internal | Summer | B1 | 10 | 500 | 0.42 | 100.09 | 100.04 | 9 | 0.01
2015 | TVA_2_SOCO | TVA | SOCO | Internal | Summer | B2 | 25 | 500 | 0.18 | 97.68 | 98.11 | 9 | 0
2015 | TVA_2_SOCO | TVA | SOCO | Internal | Summer | B3 | 75 | 500 | 0.08 | 95.76 | 98.11 | 9 | 0
2015 | TVA_2_SOCO | TVA | SOCO | Internal | Summer | B4 | 100 | 500 | 0.16 | 90.98 | 98.11 | 9 | 0
2015 | TVA_2_SOCO | TVA | SOCO | Internal | Summer | B5 | 200 | 500 | 449.14 | 82.86 | 91.86 | 9 | 0
2015 | TVA_2_SOCO | TVA | SOCO | Internal | Summer | B6 | 300 | 500 | 579.56 | 67.49 | 79.71 | 9 | 3.22
2015 | TVA_2_SOCO | TVA | SOCO | Internal | Summer | B7 | 400 | 500 | 243.37 | 60.15 | 69.15 | 9 | 0
2015 | TVA_2_SOCO | TVA | SOCO | Internal | Summer | B8 | 500 | 500 | 0.03 | 60.15 | 66.84 | 9 | 0
2015 | TVA_2_SOCO | TVA | SOCO | Internal | Summer | B9 | 800 | 500 | 0 | 59.88 | 60.82 | 9 | 0
2015 | TVA_2_SOCO | TVA | SOCO | Internal | Summer | B10 | 1262 | 500 | 0 | 58.09 | 58.7 | 9 | 0
2015 | TVA_2_SOCO | TVA | SOCO | Internal | Winter | B16 | 25 | 500 | 0.2 | 84.76 | 85.38 | 9 | 0
2015 | TVA_2_SOCO | TVA | SOCO | Internal | Winter | B17 | 100 | 500 | 0.04 | 67.42 | 67.25 | 9 | 0
2015 | TVA_2_SOCO | TVA | SOCO | Internal | Winter | B18 | 400 | 500 | 0.01 | 64.46 | 64.51 | 9 | 0
2015 | TVA_2_SOCO | TVA | SOCO | Internal | Winter | B19 | 700 | 500 | 0 | 64.46 | 64.51 | 9 | 0
2015 | TVA_2_SOCO | TVA | SOCO | Internal | Winter | B20 | 935 | 500 | 0 | 61.79 | 62.25 | 9 | 0
2015 | TVA_2_VACAR | TVA | VACAR | Internal | Shoulder | B11 | 25 | 150 | 0.21 | 80.26 | 80.25 | 9 | 0.01
2015 | TVA_2_VACAR | TVA | VACAR | Internal | Shoulder | B12 | 200 | 150 | 0.05 | 61.92 | 66.26 | 9 | 0
2015 | TVA_2_VACAR | TVA | VACAR | Internal | Shoulder | B13 | 600 | 150 | 0.01 | 61.92 | 64.07 | 9 | 0
2015 | TVA_2_VACAR | TVA | VACAR | Internal | Shoulder | B14 | 900 | 150 | 0 | 61.92 | 63.07 | 9 | 0
2015 | TVA_2_VACAR | TVA | VACAR | Internal | Shoulder | B15 | 1203 | 150 | 0 | 61.13 | 58.41 | 9 | 0
2015 | TVA_2_VACAR | TVA | VACAR | Internal | Summer | B1 | 10 | 150 | 0.53 | 100.09 | 100.95 | 9 | 0.02
2015 | TVA_2_VACAR | TVA | VACAR | Internal | Summer | B2 | 25 | 150 | 0.25 | 97.68 | 99.55 | 9 | 0.01
2015 | TVA_2_VACAR | TVA | VACAR | Internal | Summer | B3 | 75 | 150 | 0.09 | 95.76 | 97.99 | 9 | 0
2015 | TVA_2_VACAR | TVA | VACAR | Internal | Summer | B4 | 100 | 150 | 0.06 | 90.98 | 91.11 | 9 | 0
2015 | TVA_2_VACAR | TVA | VACAR | Internal | Summer | B5 | 200 | 150 | 0.03 | 82.86 | 84.86 | 9 | 0
2015 | TVA_2_VACAR | TVA | VACAR | Internal | Summer | B6 | 300 | 150 | 0.04 | 67.49 | 72.71 | 9 | 0
2015 | TVA_2_VACAR | TVA | VACAR | Internal | Summer | B7 | 400 | 150 | 0.03 | 60.15 | 64.88 | 9 | 0
2015 | TVA_2_VACAR | TVA | VACAR | Internal | Summer | B8 | 500 | 150 | 0.01 | 60.15 | 61.62 | 9 | 0
2015 | TVA_2_VACAR | TVA | VACAR | Internal | Summer | B9 | 800 | 150 | 0 | 59.88 | 59.87 | 9 | 0
2015 | TVA_2_VACAR | TVA | VACAR | Internal | Summer | B10 | 1262 | 150 | 0 | 58.09 | 55.52 | 9 | 0
2015 | TVA_2_VACAR | TVA | VACAR | Internal | Winter | B16 | 25 | 150 | 0.28 | 84.76 | 87.24 | 9 | 0.01
2015 | TVA_2_VACAR | TVA | VACAR | Internal | Winter | B17 | 100 | 150 | 19.86 | 67.42 | 76.4 | 9 | 0
2015 | TVA_2_VACAR | TVA | VACAR | Internal | Winter | B18 | 400 | 150 | 0.02 | 64.46 | 67.02 | 9 | 0
2015 | TVA_2_VACAR | TVA | VACAR | Internal | Winter | B19 | 700 | 150 | 0.01 | 64.46 | 66.19 | 9 | 0
2015 | TVA_2_VACAR | TVA | VACAR | Internal | Winter | B20 | 935 | 150 | 0 | 61.79 | 61.62 | 9 | 0
2015 | TVA_Transmission_2_ENT | TVA_Transmission | ENT | Internal | Shoulder | B11 | 25 | 3000 | 0.21 | 80.25 | 80.3 | 9 | 0
2015 | TVA_Transmission_2_ENT | TVA_Transmission | ENT | Internal | Shoulder | B12 | 200 | 3000 | 0.02 | 65.16 | 59.62 | 9 | 0
2015 | TVA_Transmission_2_ENT | TVA_Transmission | ENT | Internal | Shoulder | B13 | 600 | 3000 | 0 | 63.71 | 59.62 | 9 | 0
2015 | TVA_Transmission_2_ENT | TVA_Transmission | ENT | Internal | Shoulder | B14 | 900 | 3000 | 0 | 62.62 | 57.64 | 9 | 0
2015 | TVA_Transmission_2_ENT | TVA_Transmission | ENT | Internal | Shoulder | B15 | 1203 | 3000 | 0 | 61.12 | 57.64 | 9 | 0
2015 | TVA_Transmission_2_ENT | TVA_Transmission | ENT | Internal | Summer | B1 | 10 | 3000 | 0.3 | 100.08 | 92.09 | 9 | 0
2015 | TVA_Transmission_2_ENT | TVA_Transmission | ENT | Internal | Summer | B2 | 25 | 3000 | 0.12 | 97.67 | 90.11 | 9 | 0
2015 | TVA_Transmission_2_ENT | TVA_Transmission | ENT | Internal | Summer | B3 | 75 | 3000 | 0.05 | 95.75 | 90.1 | 9 | 0
2015 | TVA_Transmission_2_ENT | TVA_Transmission | ENT | Internal | Summer | B4 | 100 | 3000 | 0.05 | 90.97 | 89.95 | 9 | 0
2015 | TVA_Transmission_2_ENT | TVA_Transmission | ENT | Internal | Summer | B5 | 200 | 3000 | 0.03 | 83.07 | 83.3 | 9 | 0
2015 | TVA_Transmission_2_ENT | TVA_Transmission | ENT | Internal | Summer | B6 | 300 | 3000 | 0.02 | 70.72 | 69.41 | 9 | 0
2015 | TVA_Transmission_2_ENT | TVA_Transmission | ENT | Internal | Summer | B7 | 400 | 3000 | 0.01 | 62.19 | 58.84 | 9 | 0
2015 | TVA_Transmission_2_ENT | TVA_Transmission | ENT | Internal | Summer | B8 | 500 | 3000 | 0 | 60.81 | 58.84 | 9 | 0
2015 | TVA_Transmission_2_ENT | TVA_Transmission | ENT | Internal | Summer | B9 | 800 | 3000 | 0 | 59.87 | 56.47 | 9 | 0
2015 | TVA_Transmission_2_ENT | TVA_Transmission | ENT | Internal | Summer | B10 | 1262 | 3000 | 0 | 58.15 | 56.47 | 9 | 0
2015 | TVA_Transmission_2_ENT | TVA_Transmission | ENT | Internal | Winter | B16 | 25 | 3000 | 0.12 | 84.75 | 76.75 | 9 | 0
2015 | TVA_Transmission_2_ENT | TVA_Transmission | ENT | Internal | Winter | B17 | 100 | 3000 | 0.03 | 69.24 | 62.04 | 9 | 0
2015 | TVA_Transmission_2_ENT | TVA_Transmission | ENT | Internal | Winter | B18 | 400 | 3000 | 0 | 65.79 | 60.49 | 9 | 0
2015 | TVA_Transmission_2_ENT | TVA_Transmission | ENT | Internal | Winter | B19 | 700 | 3000 | 0 | 64.55 | 59.98 | 9 | 0
2015 | TVA_Transmission_2_ENT | TVA_Transmission | ENT | Internal | Winter | B20 | 935 | 3000 | 0 | 61.78 | 59.98 | 9 | 0
2015 | TVA_Transmission_2_MISO_MO-IL | TVA_Transmission | MISO_MO-IL | Internal | Shoulder | B11 | 25 | 4000 | 0.15 | 80.25 | 76.27 | 9 | 0
2015 | TVA_Transmission_2_MISO_MO-IL | TVA_Transmission | MISO_MO-IL | Internal | Shoulder | B12 | 200 | 4000 | 0.02 | 65.16 | 62.61 | 9 | 0
2015 | TVA_Transmission_2_MISO_MO-IL | TVA_Transmission | MISO_MO-IL | Internal | Shoulder | B13 | 600 | 4000 | 0 | 63.71 | 59.65 | 9 | 0
2015 | TVA_Transmission_2_MISO_MO-IL | TVA_Transmission | MISO_MO-IL | Internal | Shoulder | B14 | 900 | 4000 | 0 | 62.62 | 57.59 | 9 | 0
2015 | TVA_Transmission_2_MISO_MO-IL | TVA_Transmission | MISO_MO-IL | Internal | Shoulder | B15 | 1203 | 4000 | 0 | 61.12 | 55.28 | 9 | 0
2015 | TVA_Transmission_2_MISO_MO-IL | TVA_Transmission | MISO_MO-IL | Internal | Summer | B1 | 10 | 4000 | 0.3 | 100.08 | 92.1 | 9 | 0
2015 | TVA_Transmission_2_MISO_MO-IL | TVA_Transmission | MISO_MO-IL | Internal | Summer | B2 | 25 | 4000 | 0.12 | 97.67 | 90.48 | 9 | 0
2015 | TVA_Transmission_2_MISO_MO-IL | TVA_Transmission | MISO_MO-IL | Internal | Summer | B3 | 75 | 4000 | 0.04 | 95.75 | 88.92 | 9 | 0
2015 | TVA_Transmission_2_MISO_MO-IL | TVA_Transmission | MISO_MO-IL | Internal | Summer | B4 | 100 | 4000 | 0.03 | 90.97 | 84.15 | 9 | 0
2015 | TVA_Transmission_2_MISO_MO-IL | TVA_Transmission | MISO_MO-IL | Internal | Summer | B5 | 200 | 4000 | 0.02 | 83.07 | 75.3 | 9 | 0
2015 | TVA_Transmission_2_MISO_MO-IL | TVA_Transmission | MISO_MO-IL | Internal | Summer | B6 | 300 | 4000 | 0.01 | 70.72 | 65.88 | 9 | 0
2015 | TVA_Transmission_2_MISO_MO-IL | TVA_Transmission | MISO_MO-IL | Internal | Summer | B7 | 400 | 4000 | 0 | 62.19 | 57.94 | 9 | 0
2015 | TVA_Transmission_2_MISO_MO-IL | TVA_Transmission | MISO_MO-IL | Internal | Summer | B8 | 500 | 4000 | 0 | 60.81 | 54.54 | 9 | 0
2015 | TVA_Transmission_2_MISO_MO-IL | TVA_Transmission | MISO_MO-IL | Internal | Summer | B9 | 800 | 4000 | 0 | 59.87 | 54 | 9 | 0
2015 | TVA_Transmission_2_MISO_MO-IL | TVA_Transmission | MISO_MO-IL | Internal | Summer | B10 | 1262 | 4000 | 0 | 58.15 | 51.97 | 9 | 0
2015 | TVA_Transmission_2_MISO_MO-IL | TVA_Transmission | MISO_MO-IL | Internal | Winter | B16 | 25 | 4000 | 0.12 | 84.75 | 76.75 | 9 | 0
2015 | TVA_Transmission_2_MISO_MO-IL | TVA_Transmission | MISO_MO-IL | Internal | Winter | B17 | 100 | 4000 | 0.04 | 69.24 | 67.33 | 9 | 0
2015 | TVA_Transmission_2_MISO_MO-IL | TVA_Transmission | MISO_MO-IL | Internal | Winter | B18 | 400 | 4000 | 0 | 65.79 | 60.24 | 9 | 0
2015 | TVA_Transmission_2_MISO_MO-IL | TVA_Transmission | MISO_MO-IL | Internal | Winter | B19 | 700 | 4000 | 0 | 64.55 | 58.72 | 9 | 0
2015 | TVA_Transmission_2_MISO_MO-IL | TVA_Transmission | MISO_MO-IL | Internal | Winter | B20 | 935 | 4000 | 0 | 61.78 | 54.01 | 9 | 0
2015 | TVA_Transmission_2_NonRTO_Midwest | TVA_Transmission | NonRTO_Midwest | Internal | Shoulder | B11 | 25 | 700 | 0.35 | 80.25 | 84.39 | 9 | 0
2015 | TVA_Transmission_2_NonRTO_Midwest | TVA_Transmission | NonRTO_Midwest | Internal | Shoulder | B12 | 200 | 700 | 0.07 | 65.16 | 70.9 | 9 | 0
2015 | TVA_Transmission_2_NonRTO_Midwest | TVA_Transmission | NonRTO_Midwest | Internal | Shoulder | B13 | 600 | 700 | 0.01 | 63.71 | 67.64 | 9 | 0
2015 | TVA_Transmission_2_NonRTO_Midwest | TVA_Transmission | NonRTO_Midwest | Internal | Shoulder | B14 | 900 | 700 | 0 | 62.62 | 56.66 | 9 | 0
2015 | TVA_Transmission_2_NonRTO_Midwest | TVA_Transmission | NonRTO_Midwest | Internal | Shoulder | B15 | 1203 | 700 | 0 | 61.12 | 54.74 | 9 | 0
2015 | TVA_Transmission_2_NonRTO_Midwest | TVA_Transmission | NonRTO_Midwest | Internal | Summer | B1 | 10 | 700 | 0.37 | 100.08 | 96.51 | 9 | 0
2015 | TVA_Transmission_2_NonRTO_Midwest | TVA_Transmission | NonRTO_Midwest | Internal | Summer | B2 | 25 | 700 | 0.18 | 97.67 | 96.5 | 9 | 0
2015 | TVA_Transmission_2_NonRTO_Midwest | TVA_Transmission | NonRTO_Midwest | Internal | Summer | B3 | 75 | 700 | 0.07 | 95.75 | 96.5 | 9 | 0
2015 | TVA_Transmission_2_NonRTO_Midwest | TVA_Transmission | NonRTO_Midwest | Internal | Summer | B4 | 100 | 700 | 0.07 | 90.97 | 93.27 | 9 | 0
2015 | TVA_Transmission_2_NonRTO_Midwest | TVA_Transmission | NonRTO_Midwest | Internal | Summer | B5 | 200 | 700 | 0.03 | 83.07 | 83.73 | 9 | 0
2015 | TVA_Transmission_2_NonRTO_Midwest | TVA_Transmission | NonRTO_Midwest | Internal | Summer | B6 | 300 | 700 | 0.01 | 70.72 | 62.72 | 9 | 0
2015 | TVA_Transmission_2_NonRTO_Midwest | TVA_Transmission | NonRTO_Midwest | Internal | Summer | B7 | 400 | 700 | 0 | 62.19 | 56.66 | 9 | 0
2015 | TVA_Transmission_2_NonRTO_Midwest | TVA_Transmission | NonRTO_Midwest | Internal | Summer | B8 | 500 | 700 | 0 | 60.81 | 56.56 | 9 | 0
2015 | TVA_Transmission_2_NonRTO_Midwest | TVA_Transmission | NonRTO_Midwest | Internal | Summer | B9 | 800 | 700 | 0 | 59.87 | 54.74 | 9 | 0
2015 | TVA_Transmission_2_NonRTO_Midwest | TVA_Transmission | NonRTO_Midwest | Internal | Summer | B10 | 1262 | 700 | 0 | 58.15 | 53.94 | 9 | 0
2015 | TVA_Transmission_2_NonRTO_Midwest | TVA_Transmission | NonRTO_Midwest | Internal | Winter | B16 | 25 | 700 | 0.23 | 84.75 | 85.88 | 9 | 0
2015 | TVA_Transmission_2_NonRTO_Midwest | TVA_Transmission | NonRTO_Midwest | Internal | Winter | B17 | 100 | 700 | 0.21 | 69.24 | 76.41 | 9 | 0
2015 | TVA_Transmission_2_NonRTO_Midwest | TVA_Transmission | NonRTO_Midwest | Internal | Winter | B18 | 400 | 700 | 0.02 | 65.79 | 69.28 | 9 | 0
2015 | TVA_Transmission_2_NonRTO_Midwest | TVA_Transmission | NonRTO_Midwest | Internal | Winter | B19 | 700 | 700 | 0 | 64.55 | 56.66 | 9 | 0
2015 | TVA_Transmission_2_NonRTO_Midwest | TVA_Transmission | NonRTO_Midwest | Internal | Winter | B20 | 935 | 700 | 0 | 61.78 | 55.4 | 9 | 0
2015 | TVA_Transmission_2_PJM_ROR | TVA_Transmission | PJM_ROR | Internal | Shoulder | B11 | 25 | 2000 | 0.13 | 80.25 | 74.25 | 9 | 0
2015 | TVA_Transmission_2_PJM_ROR | TVA_Transmission | PJM_ROR | Internal | Shoulder | B12 | 200 | 2000 | 0.03 | 65.16 | 64.61 | 9 | 0
2015 | TVA_Transmission_2_PJM_ROR | TVA_Transmission | PJM_ROR | Internal | Shoulder | B13 | 600 | 2000 | 0 | 63.71 | 60.58 | 9 | 0
2015 | TVA_Transmission_2_PJM_ROR | TVA_Transmission | PJM_ROR | Internal | Shoulder | B14 | 900 | 2000 | 0 | 62.62 | 58.53 | 9 | 0
2015 | TVA_Transmission_2_PJM_ROR | TVA_Transmission | PJM_ROR | Internal | Shoulder | B15 | 1203 | 2000 | 0 | 61.12 | 55.12 | 9 | 0
2015 | TVA_Transmission_2_PJM_ROR | TVA_Transmission | PJM_ROR | Internal | Summer | B1 | 10 | 2000 | 0.33 | 100.08 | 94.07 | 9 | 0
2015 | TVA_Transmission_2_PJM_ROR | TVA_Transmission | PJM_ROR | Internal | Summer | B2 | 25 | 2000 | 0.13 | 97.67 | 91.31 | 9 | 0
2015 | TVA_Transmission_2_PJM_ROR | TVA_Transmission | PJM_ROR | Internal | Summer | B3 | 75 | 2000 | 0.04 | 95.75 | 89.75 | 9 | 0
2015 | TVA_Transmission_2_PJM_ROR | TVA_Transmission | PJM_ROR | Internal | Summer | B4 | 100 | 2000 | 0.03 | 90.97 | 84.97 | 9 | 0
2015 | TVA_Transmission_2_PJM_ROR | TVA_Transmission | PJM_ROR | Internal | Summer | B5 | 200 | 2000 | 0.02 | 83.07 | 77.19 | 9 | 0
2015 | TVA_Transmission_2_PJM_ROR | TVA_Transmission | PJM_ROR | Internal | Summer | B6 | 300 | 2000 | 0.01 | 70.72 | 66.71 | 9 | 0
2015 | TVA_Transmission_2_PJM_ROR | TVA_Transmission | PJM_ROR | Internal | Summer | B7 | 400 | 2000 | 0.01 | 62.19 | 58.88 | 9 | 0
2015 | TVA_Transmission_2_PJM_ROR | TVA_Transmission | PJM_ROR | Internal | Summer | B8 | 500 | 2000 | 0 | 60.81 | 55.62 | 9 | 0
2015 | TVA_Transmission_2_PJM_ROR | TVA_Transmission | PJM_ROR | Internal | Summer | B9 | 800 | 2000 | 0 | 59.87 | 53.87 | 9 | 0
2015 | TVA_Transmission_2_PJM_ROR | TVA_Transmission | PJM_ROR | Internal | Summer | B10 | 1262 | 2000 | 0 | 58.15 | 52.2 | 9 | 0
2015 | TVA_Transmission_2_PJM_ROR | TVA_Transmission | PJM_ROR | Internal | Winter | B16 | 25 | 2000 | 0.13 | 84.75 | 79 | 9 | 0
2015 | TVA_Transmission_2_PJM_ROR | TVA_Transmission | PJM_ROR | Internal | Winter | B17 | 100 | 2000 | 0.06 | 69.24 | 70.4 | 9 | 0
2015 | TVA_Transmission_2_PJM_ROR | TVA_Transmission | PJM_ROR | Internal | Winter | B18 | 400 | 2000 | 0.01 | 65.79 | 63.28 | 9 | 0
2015 | TVA_Transmission_2_PJM_ROR | TVA_Transmission | PJM_ROR | Internal | Winter | B19 | 700 | 2000 | 0 | 64.55 | 60.72 | 9 | 0
2015 | TVA_Transmission_2_PJM_ROR | TVA_Transmission | PJM_ROR | Internal | Winter | B20 | 935 | 2000 | 0 | 61.78 | 55.78 | 9 | 0
2015 | TVA_Transmission_2_SOCO | TVA_Transmission | SOCO | Internal | Shoulder | B11 | 25 | 3200 | 1.69 | 80.25 | 88.3 | 9 | 0
2015 | TVA_Transmission_2_SOCO | TVA_Transmission | SOCO | Internal | Shoulder | B12 | 200 | 3200 | 0.03 | 65.16 | 64.2 | 9 | 0
2015 | TVA_Transmission_2_SOCO | TVA_Transmission | SOCO | Internal | Shoulder | B13 | 600 | 3200 | 0 | 63.71 | 62.03 | 9 | 0
2015 | TVA_Transmission_2_SOCO | TVA_Transmission | SOCO | Internal | Shoulder | B14 | 900 | 3200 | 0 | 62.62 | 62.03 | 9 | 0
2015 | TVA_Transmission_2_SOCO | TVA_Transmission | SOCO | Internal | Shoulder | B15 | 1203 | 3200 | 0 | 61.12 | 59.87 | 9 | 0
2015 | TVA_Transmission_2_SOCO | TVA_Transmission | SOCO | Internal | Summer | B1 | 10 | 3200 | 0.49 | 100.08 | 100.04 | 9 | 0
2015 | TVA_Transmission_2_SOCO | TVA_Transmission | SOCO | Internal | Summer | B2 | 25 | 3200 | 0.22 | 97.67 | 98.11 | 9 | 0
2015 | TVA_Transmission_2_SOCO | TVA_Transmission | SOCO | Internal | Summer | B3 | 75 | 3200 | 0.1 | 95.75 | 98.11 | 9 | 0
2015 | TVA_Transmission_2_SOCO | TVA_Transmission | SOCO | Internal | Summer | B4 | 100 | 3200 | 0.23 | 90.97 | 98.11 | 9 | 0
2015 | TVA_Transmission_2_SOCO | TVA_Transmission | SOCO | Internal | Summer | B5 | 200 | 3200 | 1.04 | 83.07 | 91.86 | 9 | 0
2015 | TVA_Transmission_2_SOCO | TVA_Transmission | SOCO | Internal | Summer | B6 | 300 | 3200 | 69 | 70.72 | 79.71 | 9 | 0
2015 | TVA_Transmission_2_SOCO | TVA_Transmission | SOCO | Internal | Summer | B7 | 400 | 3200 | 0.05 | 62.19 | 69.15 | 9 | 0
2015 | TVA_Transmission_2_SOCO | TVA_Transmission | SOCO | Internal | Summer | B8 | 500 | 3200 | 0.03 | 60.81 | 66.84 | 9 | 0
2015 | TVA_Transmission_2_SOCO | TVA_Transmission | SOCO | Internal | Summer | B9 | 800 | 3200 | 0 | 59.87 | 60.82 | 9 | 0
2015 | TVA_Transmission_2_SOCO | TVA_Transmission | SOCO | Internal | Summer | B10 | 1262 | 3200 | 0 | 58.15 | 58.7 | 9 | 0
2015 | TVA_Transmission_2_SOCO | TVA_Transmission | SOCO | Internal | Winter | B16 | 25 | 3200 | 0.23 | 84.75 | 85.38 | 9 | 0
2015 | TVA_Transmission_2_SOCO | TVA_Transmission | SOCO | Internal | Winter | B17 | 100 | 3200 | 0.04 | 69.24 | 67.25 | 9 | 0
2015 | TVA_Transmission_2_SOCO | TVA_Transmission | SOCO | Internal | Winter | B18 | 400 | 3200 | 0.01 | 65.79 | 64.51 | 9 | 0
2015 | TVA_Transmission_2_SOCO | TVA_Transmission | SOCO | Internal | Winter | B19 | 700 | 3200 | 0 | 64.55 | 64.51 | 9 | 0
2015 | TVA_Transmission_2_SOCO | TVA_Transmission | SOCO | Internal | Winter | B20 | 935 | 3200 | 0 | 61.78 | 62.25 | 9 | 0
2015 | TVA_Transmission_2_TVA | TVA_Transmission | TVA | Internal | Shoulder | B11 | 25 | 99999 | 700.04 | 80.25 | 80.26 | 0.01 | 0
2015 | TVA_Transmission_2_TVA | TVA_Transmission | TVA | Internal | Shoulder | B12 | 200 | 99999 | 0.08 | 65.16 | 61.92 | 0.01 | 0
2015 | TVA_Transmission_2_TVA | TVA_Transmission | TVA | Internal | Shoulder | B13 | 600 | 99999 | 0.05 | 63.71 | 61.92 | 0.01 | 0
2015 | TVA_Transmission_2_TVA | TVA_Transmission | TVA | Internal | Shoulder | B14 | 900 | 99999 | 0.07 | 62.62 | 61.92 | 0.01 | 0
2015 | TVA_Transmission_2_TVA | TVA_Transmission | TVA | Internal | Shoulder | B15 | 1203 | 99999 | 323.74 | 61.12 | 61.13 | 0.01 | 0
2015 | TVA_Transmission_2_TVA | TVA_Transmission | TVA | Internal | Summer | B1 | 10 | 99999 | 3225.77 | 100.08 | 100.09 | 0.01 | 0
2015 | TVA_Transmission_2_TVA | TVA_Transmission | TVA | Internal | Summer | B2 | 25 | 99999 | 2590.38 | 97.67 | 97.68 | 0.01 | 0
2015 | TVA_Transmission_2_TVA | TVA_Transmission | TVA | Internal | Summer | B3 | 75 | 99999 | 1379.25 | 95.75 | 95.76 | 0.01 | 0
2015 | TVA_Transmission_2_TVA | TVA_Transmission | TVA | Internal | Summer | B4 | 100 | 99999 | 830.74 | 90.97 | 90.98 | 0.01 | 0
2015 | TVA_Transmission_2_TVA | TVA_Transmission | TVA | Internal | Summer | B5 | 200 | 99999 | 0.8 | 83.07 | 82.86 | 0.01 | 0
2015 | TVA_Transmission_2_TVA | TVA_Transmission | TVA | Internal | Summer | B6 | 300 | 99999 | 0.07 | 70.72 | 67.49 | 0.01 | 0
2015 | TVA_Transmission_2_TVA | TVA_Transmission | TVA | Internal | Summer | B7 | 400 | 99999 | 0.06 | 62.19 | 60.15 | 0.01 | 0
2015 | TVA_Transmission_2_TVA | TVA_Transmission | TVA | Internal | Summer | B8 | 500 | 99999 | 0.13 | 60.81 | 60.15 | 0.01 | 0
2015 | TVA_Transmission_2_TVA | TVA_Transmission | TVA | Internal | Summer | B9 | 800 | 99999 | 171.17 | 59.87 | 59.88 | 0.01 | 0
2015 | TVA_Transmission_2_TVA | TVA_Transmission | TVA | Internal | Summer | B10 | 1262 | 99999 | 0.35 | 58.15 | 58.09 | 0.01 | 0
2015 | TVA_Transmission_2_TVA | TVA_Transmission | TVA | Internal | Winter | B16 | 25 | 99999 | 2213.53 | 84.75 | 84.76 | 0.01 | 0
2015 | TVA_Transmission_2_TVA | TVA_Transmission | TVA | Internal | Winter | B17 | 100 | 99999 | 0.38 | 69.24 | 67.42 | 0.01 | 0
2015 | TVA_Transmission_2_TVA | TVA_Transmission | TVA | Internal | Winter | B18 | 400 | 99999 | 0.09 | 65.79 | 64.46 | 0.01 | 0
2015 | TVA_Transmission_2_TVA | TVA_Transmission | TVA | Internal | Winter | B19 | 700 | 99999 | 0.44 | 64.55 | 64.46 | 0.01 | 0
2015 | TVA_Transmission_2_TVA | TVA_Transmission | TVA | Internal | Winter | B20 | 935 | 99999 | 1938.87 | 61.78 | 61.79 | 0.01 | 0
2015 | TVA_Transmission_2_VACAR | TVA_Transmission | VACAR | Internal | Shoulder | B11 | 25 | 900 | 0.21 | 80.25 | 80.25 | 9 | 0
2015 | TVA_Transmission_2_VACAR | TVA_Transmission | VACAR | Internal | Shoulder | B12 | 200 | 900 | 0.03 | 65.16 | 66.26 | 9 | 0
2015 | TVA_Transmission_2_VACAR | TVA_Transmission | VACAR | Internal | Shoulder | B13 | 600 | 900 | 0 | 63.71 | 64.07 | 9 | 0
2015 | TVA_Transmission_2_VACAR | TVA_Transmission | VACAR | Internal | Shoulder | B14 | 900 | 900 | 0 | 62.62 | 63.07 | 9 | 0
2015 | TVA_Transmission_2_VACAR | TVA_Transmission | VACAR | Internal | Shoulder | B15 | 1203 | 900 | 0 | 61.12 | 58.41 | 9 | 0
2015 | TVA_Transmission_2_VACAR | TVA_Transmission | VACAR | Internal | Summer | B1 | 10 | 900 | 0.55 | 100.08 | 100.95 | 9 | 0
2015 | TVA_Transmission_2_VACAR | TVA_Transmission | VACAR | Internal | Summer | B2 | 25 | 900 | 0.26 | 97.67 | 99.55 | 9 | 0
2015 | TVA_Transmission_2_VACAR | TVA_Transmission | VACAR | Internal | Summer | B3 | 75 | 900 | 0.09 | 95.75 | 97.99 | 9 | 0
2015 | TVA_Transmission_2_VACAR | TVA_Transmission | VACAR | Internal | Summer | B4 | 100 | 900 | 0.06 | 90.97 | 91.11 | 9 | 0
2015 | TVA_Transmission_2_VACAR | TVA_Transmission | VACAR | Internal | Summer | B5 | 200 | 900 | 0.03 | 83.07 | 84.86 | 9 | 0
2015 | TVA_Transmission_2_VACAR | TVA_Transmission | VACAR | Internal | Summer | B6 | 300 | 900 | 0.02 | 70.72 | 72.71 | 9 | 0
2015 | TVA_Transmission_2_VACAR | TVA_Transmission | VACAR | Internal | Summer | B7 | 400 | 900 | 0.02 | 62.19 | 64.88 | 9 | 0
2015 | TVA_Transmission_2_VACAR | TVA_Transmission | VACAR | Internal | Summer | B8 | 500 | 900 | 0.01 | 60.81 | 61.62 | 9 | 0
2015 | TVA_Transmission_2_VACAR | TVA_Transmission | VACAR | Internal | Summer | B9 | 800 | 900 | 0 | 59.87 | 59.87 | 9 | 0
2015 | TVA_Transmission_2_VACAR | TVA_Transmission | VACAR | Internal | Summer | B10 | 1262 | 900 | 0 | 58.15 | 55.52 | 9 | 0
2015 | TVA_Transmission_2_VACAR | TVA_Transmission | VACAR | Internal | Winter | B16 | 25 | 900 | 0.29 | 84.75 | 87.24 | 9 | 0
2015 | TVA_Transmission_2_VACAR | TVA_Transmission | VACAR | Internal | Winter | B17 | 100 | 900 | 0.22 | 69.24 | 76.4 | 9 | 0
2015 | TVA_Transmission_2_VACAR | TVA_Transmission | VACAR | Internal | Winter | B18 | 400 | 900 | 0.02 | 65.79 | 67.02 | 9 | 0
2015 | TVA_Transmission_2_VACAR | TVA_Transmission | VACAR | Internal | Winter | B19 | 700 | 900 | 0 | 64.55 | 66.19 | 9 | 0
2015 | TVA_Transmission_2_VACAR | TVA_Transmission | VACAR | Internal | Winter | B20 | 935 | 900 | 0 | 61.78 | 61.62 | 9 | 0
2015 | VACAR_2_PJM_ROR | VACAR | PJM_ROR | Internal | Shoulder | B11 | 25 | 2000 | 0.15 | 80.25 | 74.25 | 7 | 0
2015 | VACAR_2_PJM_ROR | VACAR | PJM_ROR | Internal | Shoulder | B12 | 200 | 2000 | 0.03 | 66.26 | 64.61 | 7 | 0
2015 | VACAR_2_PJM_ROR | VACAR | PJM_ROR | Internal | Shoulder | B13 | 600 | 2000 | 0 | 64.07 | 60.58 | 7 | 0
2015 | VACAR_2_PJM_ROR | VACAR | PJM_ROR | Internal | Shoulder | B14 | 900 | 2000 | 0 | 63.07 | 58.53 | 7 | 0
2015 | VACAR_2_PJM_ROR | VACAR | PJM_ROR | Internal | Shoulder | B15 | 1203 | 2000 | 0 | 58.41 | 55.12 | 7 | 0
2015 | VACAR_2_PJM_ROR | VACAR | PJM_ROR | Internal | Summer | B1 | 10 | 2000 | 0.37 | 100.95 | 94.07 | 7 | 0
2015 | VACAR_2_PJM_ROR | VACAR | PJM_ROR | Internal | Summer | B2 | 25 | 2000 | 0.14 | 99.55 | 91.31 | 7 | 0
2015 | VACAR_2_PJM_ROR | VACAR | PJM_ROR | Internal | Summer | B3 | 75 | 2000 | 0.04 | 97.99 | 89.75 | 7 | 0
2015 | VACAR_2_PJM_ROR | VACAR | PJM_ROR | Internal | Summer | B4 | 100 | 2000 | 0.04 | 91.11 | 84.97 | 7 | 0
2015 | VACAR_2_PJM_ROR | VACAR | PJM_ROR | Internal | Summer | B5 | 200 | 2000 | 0.02 | 84.86 | 77.19 | 7 | 0
2015 | VACAR_2_PJM_ROR | VACAR | PJM_ROR | Internal | Summer | B6 | 300 | 2000 | 0.01 | 72.71 | 66.71 | 7 | 0
2015 | VACAR_2_PJM_ROR | VACAR | PJM_ROR | Internal | Summer | B7 | 400 | 2000 | 0 | 64.88 | 58.88 | 7 | 0
2015 | VACAR_2_PJM_ROR | VACAR | PJM_ROR | Internal | Summer | B8 | 500 | 2000 | 0 | 61.62 | 55.62 | 7 | 0
2015 | VACAR_2_PJM_ROR | VACAR | PJM_ROR | Internal | Summer | B9 | 800 | 2000 | 0 | 59.87 | 53.87 | 7 | 0
2015 | VACAR_2_PJM_ROR | VACAR | PJM_ROR | Internal | Summer | B10 | 1262 | 2000 | 0 | 55.52 | 52.2 | 7 | 0
2015 | VACAR_2_PJM_ROR | VACAR | PJM_ROR | Internal | Winter | B16 | 25 | 2000 | 0.13 | 87.24 | 79 | 7 | 0
2015 | VACAR_2_PJM_ROR | VACAR | PJM_ROR | Internal | Winter | B17 | 100 | 2000 | 0.04 | 76.4 | 70.4 | 7 | 0
2015 | VACAR_2_PJM_ROR | VACAR | PJM_ROR | Internal | Winter | B18 | 400 | 2000 | 0.01 | 67.02 | 63.28 | 7 | 0
2015 | VACAR_2_PJM_ROR | VACAR | PJM_ROR | Internal | Winter | B19 | 700 | 2000 | 0 | 66.19 | 60.72 | 7 | 0
2015 | VACAR_2_PJM_ROR | VACAR | PJM_ROR | Internal | Winter | B20 | 935 | 2000 | 0 | 61.62 | 55.78 | 7 | 0
2015 | VACAR_2_SOCO | VACAR | SOCO | Internal | Shoulder | B11 | 25 | 3000 | 3033.45 | 80.25 | 88.3 | 7 | 1.05
2015 | VACAR_2_SOCO | VACAR | SOCO | Internal | Shoulder | B12 | 200 | 3000 | 0.03 | 66.26 | 64.2 | 7 | 0
2015 | VACAR_2_SOCO | VACAR | SOCO | Internal | Shoulder | B13 | 600 | 3000 | 0 | 64.07 | 62.03 | 7 | 0
2015 | VACAR_2_SOCO | VACAR | SOCO | Internal | Shoulder | B14 | 900 | 3000 | 0 | 63.07 | 62.03 | 7 | 0
2015 | VACAR_2_SOCO | VACAR | SOCO | Internal | Shoulder | B15 | 1203 | 3000 | 0 | 58.41 | 59.87 | 7 | 0
2015 | VACAR_2_SOCO | VACAR | SOCO | Internal | Summer | B1 | 10 | 3000 | 0.54 | 100.95 | 100.04 | 7 | 0
2015 | VACAR_2_SOCO | VACAR | SOCO | Internal | Summer | B2 | 25 | 3000 | 0.21 | 99.55 | 98.11 | 7 | 0
2015 | VACAR_2_SOCO | VACAR | SOCO | Internal | Summer | B3 | 75 | 3000 | 0.09 | 97.99 | 98.11 | 7 | 0
2015 | VACAR_2_SOCO | VACAR | SOCO | Internal | Summer | B4 | 100 | 3000 | 1074.16 | 91.11 | 98.11 | 7 | 0
2015 | VACAR_2_SOCO | VACAR | SOCO | Internal | Summer | B5 | 200 | 3000 | 2785.18 | 84.86 | 91.86 | 7 | 0
2015 | VACAR_2_SOCO | VACAR | SOCO | Internal | Summer | B6 | 300 | 3000 | 381.87 | 72.71 | 79.71 | 7 | 0
2015 | VACAR_2_SOCO | VACAR | SOCO | Internal | Summer | B7 | 400 | 3000 | 0.03 | 64.88 | 69.15 | 7 | 0
2015 | VACAR_2_SOCO | VACAR | SOCO | Internal | Summer | B8 | 500 | 3000 | 0.04 | 61.62 | 66.84 | 7 | 0
2015 | VACAR_2_SOCO | VACAR | SOCO | Internal | Summer | B9 | 800 | 3000 | 0 | 59.87 | 60.82 | 7 | 0
2015 | VACAR_2_SOCO | VACAR | SOCO | Internal | Summer | B10 | 1262 | 3000 | 0 | 55.52 | 58.7 | 7 | 0
2015 | VACAR_2_SOCO | VACAR | SOCO | Internal | Winter | B16 | 25 | 3000 | 0.21 | 87.24 | 85.38 | 7 | 0
2015 | VACAR_2_SOCO | VACAR | SOCO | Internal | Winter | B17 | 100 | 3000 | 0.03 | 76.4 | 67.25 | 7 | 0
2015 | VACAR_2_SOCO | VACAR | SOCO | Internal | Winter | B18 | 400 | 3000 | 0.01 | 67.02 | 64.51 | 7 | 0
2015 | VACAR_2_SOCO | VACAR | SOCO | Internal | Winter | B19 | 700 | 3000 | 0 | 66.19 | 64.51 | 7 | 0
2015 | VACAR_2_SOCO | VACAR | SOCO | Internal | Winter | B20 | 935 | 3000 | 0 | 61.62 | 62.25 | 7 | 0
2015 | VACAR_2_TVA_Transmission | VACAR | TVA_Transmission | Internal | Shoulder | B11 | 25 | 900 | 0.27 | 80.25 | 80.25 | 7 | 0
2015 | VACAR_2_TVA_Transmission | VACAR | TVA_Transmission | Internal | Shoulder | B12 | 200 | 900 | 0.03 | 66.26 | 65.16 | 7 | 0
2015 | VACAR_2_TVA_Transmission | VACAR | TVA_Transmission | Internal | Shoulder | B13 | 600 | 900 | 0.01 | 64.07 | 63.71 | 7 | 0
2015 | VACAR_2_TVA_Transmission | VACAR | TVA_Transmission | Internal | Shoulder | B14 | 900 | 900 | 0 | 63.07 | 62.62 | 7 | 0
2015 | VACAR_2_TVA_Transmission | VACAR | TVA_Transmission | Internal | Shoulder | B15 | 1203 | 900 | 0 | 58.41 | 61.12 | 7 | 0
2015 | VACAR_2_TVA_Transmission | VACAR | TVA_Transmission | Internal | Summer | B1 | 10 | 900 | 0.61 | 100.95 | 100.08 | 7 | 0
2015 | VACAR_2_TVA_Transmission | VACAR | TVA_Transmission | Internal | Summer | B2 | 25 | 900 | 0.22 | 99.55 | 97.67 | 7 | 0
2015 | VACAR_2_TVA_Transmission | VACAR | TVA_Transmission | Internal | Summer | B3 | 75 | 900 | 0.07 | 97.99 | 95.75 | 7 | 0
2015 | VACAR_2_TVA_Transmission | VACAR | TVA_Transmission | Internal | Summer | B4 | 100 | 900 | 0.07 | 91.11 | 90.97 | 7 | 0
2015 | VACAR_2_TVA_Transmission | VACAR | TVA_Transmission | Internal | Summer | B5 | 200 | 900 | 0.03 | 84.86 | 83.07 | 7 | 0
2015 | VACAR_2_TVA_Transmission | VACAR | TVA_Transmission | Internal | Summer | B6 | 300 | 900 | 0.02 | 72.71 | 70.72 | 7 | 0
2015 | VACAR_2_TVA_Transmission | VACAR | TVA_Transmission | Internal | Summer | B7 | 400 | 900 | 0.01 | 64.88 | 62.19 | 7 | 0
2015 | VACAR_2_TVA_Transmission | VACAR | TVA_Transmission | Internal | Summer | B8 | 500 | 900 | 0.01 | 61.62 | 60.81 | 7 | 0
2015 | VACAR_2_TVA_Transmission | VACAR | TVA_Transmission | Internal | Summer | B9 | 800 | 900 | 0 | 59.87 | 59.87 | 7 | 0
2015 | VACAR_2_TVA_Transmission | VACAR | TVA_Transmission | Internal | Summer | B10 | 1262 | 900 | 0 | 55.52 | 58.15 | 7 | 0
2015 | VACAR_2_TVA_Transmission | VACAR | TVA_Transmission | Internal | Winter | B16 | 25 | 900 | 0.2 | 87.24 | 84.75 | 7 | 0
2015 | VACAR_2_TVA_Transmission | VACAR | TVA_Transmission | Internal | Winter | B17 | 100 | 900 | 0.04 | 76.4 | 69.24 | 7 | 0
2015 | VACAR_2_TVA_Transmission | VACAR | TVA_Transmission | Internal | Winter | B18 | 400 | 900 | 0.01 | 67.02 | 65.79 | 7 | 0
2015 | VACAR_2_TVA_Transmission | VACAR | TVA_Transmission | Internal | Winter | B19 | 700 | 900 | 0 | 66.19 | 64.55 | 7 | 0
2015 | VACAR_2_TVA_Transmission | VACAR | TVA_Transmission | Internal | Winter | B20 | 935 | 900 | 0 | 61.62 | 61.78 | 7 | 0
2020 | ENT_2_MISO_MO-IL | ENT | MISO_MO-IL | Internal | Shoulder | B11 | 25 | 2260 | 0.24 | 77.73 | 74.94 | 8 | 0
2020 | ENT_2_MISO_MO-IL | ENT | MISO_MO-IL | Internal | Shoulder | B12 | 200 | 2260 | 0.05 | 68.34 | 69.36 | 8 | 0
2020 | ENT_2_MISO_MO-IL | ENT | MISO_MO-IL | Internal | Shoulder | B13 | 600 | 2260 | 0.01 | 67.57 | 66.4 | 8 | 0
2020 | ENT_2_MISO_MO-IL | ENT | MISO_MO-IL | Internal | Shoulder | B14 | 900 | 2260 | 0 | 65.32 | 63.75 | 8 | 0
2020 | ENT_2_MISO_MO-IL | ENT | MISO_MO-IL | Internal | Shoulder | B15 | 1203 | 2260 | 0 | 60.92 | 59.7 | 8 | 0
2020 | ENT_2_MISO_MO-IL | ENT | MISO_MO-IL | Internal | Summer | B1 | 10 | 2260 | 0.92 | 100.21 | 101.84 | 8 | 0
2020 | ENT_2_MISO_MO-IL | ENT | MISO_MO-IL | Internal | Summer | B2 | 25 | 2260 | 0.32 | 101.74 | 101.75 | 8 | 0
2020 | ENT_2_MISO_MO-IL | ENT | MISO_MO-IL | Internal | Summer | B3 | 75 | 2260 | 0.1 | 101.62 | 100.89 | 8 | 0
2020 | ENT_2_MISO_MO-IL | ENT | MISO_MO-IL | Internal | Summer | B4 | 100 | 2260 | 0.07 | 98.52 | 97.97 | 8 | 0
2020 | ENT_2_MISO_MO-IL | ENT | MISO_MO-IL | Internal | Summer | B5 | 200 | 2260 | 0.03 | 92.43 | 90.6 | 8 | 0
2020 | ENT_2_MISO_MO-IL | ENT | MISO_MO-IL | Internal | Summer | B6 | 300 | 2260 | 0.02 | 77.71 | 75.43 | 8 | 0
2020 | ENT_2_MISO_MO-IL | ENT | MISO_MO-IL | Internal | Summer | B7 | 400 | 2260 | 0.02 | 70.1 | 68.1 | 8 | 0
2020 | ENT_2_MISO_MO-IL | ENT | MISO_MO-IL | Internal | Summer | B8 | 500 | 2260 | 0.01 | 68.25 | 64.36 | 8 | 0
2020 | ENT_2_MISO_MO-IL | ENT | MISO_MO-IL | Internal | Summer | B9 | 800 | 2260 | 0 | 66.48 | 63.18 | 8 | 0
2020 | ENT_2_MISO_MO-IL | ENT | MISO_MO-IL | Internal | Summer | B10 | 1262 | 2260 | 0 | 64.27 | 61.03 | 8 | 0
2020 | ENT_2_MISO_MO-IL | ENT | MISO_MO-IL | Internal | Winter | B16 | 25 | 2260 | 0.38 | 77.12 | 78.76 | 8 | 0
2020 | ENT_2_MISO_MO-IL | ENT | MISO_MO-IL | Internal | Winter | B17 | 100 | 2260 | 0.09 | 71.07 | 72.16 | 8 | 0
2020 | ENT_2_MISO_MO-IL | ENT | MISO_MO-IL | Internal | Winter | B18 | 400 | 2260 | 0.02 | 70.55 | 69.08 | 8 | 0
2020 | ENT_2_MISO_MO-IL | ENT | MISO_MO-IL | Internal | Winter | B19 | 700 | 2260 | 0 | 68.27 | 66.55 | 8 | 0
2020 | ENT_2_MISO_MO-IL | ENT | MISO_MO-IL | Internal | Winter | B20 | 935 | 2260 | 0 | 62.68 | 61.46 | 8 | 0
2020 | ENT_2_SOCO | ENT | SOCO | Internal | Shoulder | B11 | 25 | 2000 | 6150.93 | 77.73 | 89.24 | 8 | 3.51
2020 | ENT_2_SOCO | ENT | SOCO | Internal | Shoulder | B12 | 200 | 2000 | 0.04 | 68.34 | 69.9 | 8 | 0
2020 | ENT_2_SOCO | ENT | SOCO | Internal | Shoulder | B13 | 600 | 2000 | 0.01 | 67.57 | 68.5 | 8 | 0
2020 | ENT_2_SOCO | ENT | SOCO | Internal | Shoulder | B14 | 900 | 2000 | 0.01 | 65.32 | 68.5 | 8 | 0
2020 | ENT_2_SOCO | ENT | SOCO | Internal | Shoulder | B15 | 1203 | 2000 | 0.02 | 60.92 | 67.45 | 8 | 0
2020 | ENT_2_SOCO | ENT | SOCO | Internal | Summer | B1 | 10 | 2000 | 2165.9 | 100.21 | 111.71 | 8 | 3.5
2020 | ENT_2_SOCO | ENT | SOCO | Internal | Summer | B2 | 25 | 2000 | 1997.44 | 101.74 | 110.04 | 8 | 0.29
2020 | ENT_2_SOCO | ENT | SOCO | Internal | Summer | B3 | 75 | 2000 | 1999.39 | 101.62 | 110.03 | 8 | 0.42
2020 | ENT_2_SOCO | ENT | SOCO | Internal | Summer | B4 | 100 | 2000 | 3116.22 | 98.52 | 110.03 | 8 | 3.51
2020 | ENT_2_SOCO | ENT | SOCO | Internal | Summer | B5 | 200 | 2000 | 2393.52 | 92.43 | 103.94 | 8 | 3.51
2020 | ENT_2_SOCO | ENT | SOCO | Internal | Summer | B6 | 300 | 2000 | 2315.55 | 77.71 | 89.23 | 8 | 3.51
2020 | ENT_2_SOCO | ENT | SOCO | Internal | Summer | B7 | 400 | 2000 | 1999.91 | 70.1 | 78.86 | 8 | 0.75
2020 | ENT_2_SOCO | ENT | SOCO | Internal | Summer | B8 | 500 | 2000 | 1569.45 | 68.25 | 76.25 | 8 | 0
2020 | ENT_2_SOCO | ENT | SOCO | Internal | Summer | B9 | 800 | 2000 | 0.01 | 66.48 | 68.59 | 8 | 0
2020 | ENT_2_SOCO | ENT | SOCO | Internal | Summer | B10 | 1262 | 2000 | 0 | 64.27 | 66.18 | 8 | 0
2020 | ENT_2_SOCO | ENT | SOCO | Internal | Winter | B16 | 25 | 2000 | 3756.23 | 77.12 | 88.63 | 8 | 3.51
2020 | ENT_2_SOCO | ENT | SOCO | Internal | Winter | B17 | 100 | 2000 | 0.17 | 71.07 | 76.25 | 8 | 0
2020 | ENT_2_SOCO | ENT | SOCO | Internal | Winter | B18 | 400 | 2000 | 0.02 | 70.55 | 70.06 | 8 | 0
2020 | ENT_2_SOCO | ENT | SOCO | Internal | Winter | B19 | 700 | 2000 | 0.01 | 68.27 | 70.06 | 8 | 0
2020 | ENT_2_SOCO | ENT | SOCO | Internal | Winter | B20 | 935 | 2000 | 0.05 | 62.68 | 70.06 | 8 | 0
2020 | ENT_2_SPP_N | ENT | SPP_N | Internal | Shoulder | B11 | 25 | 1300 | 0.16 | 77.73 | 68.96 | 8 | 0
2020 | ENT_2_SPP_N | ENT | SPP_N | Internal | Shoulder | B12 | 200 | 1300 | 0.02 | 68.34 | 63.34 | 8 | 0
2020 | ENT_2_SPP_N | ENT | SPP_N | Internal | Shoulder | B13 | 600 | 1300 | 0 | 67.57 | 60.89 | 8 | 0
2020 | ENT_2_SPP_N | ENT | SPP_N | Internal | Shoulder | B14 | 900 | 1300 | 0 | 65.32 | 56.55 | 8 | 0
2020 | ENT_2_SPP_N | ENT | SPP_N | Internal | Shoulder | B15 | 1203 | 1300 | 0 | 60.92 | 52.15 | 8 | 0
2020 | ENT_2_SPP_N | ENT | SPP_N | Internal | Summer | B1 | 10 | 1300 | 0.44 | 100.21 | 94.29 | 8 | 0
2020 | ENT_2_SPP_N | ENT | SPP_N | Internal | Summer | B2 | 25 | 1300 | 0.17 | 101.74 | 94.3 | 8 | 0
2020 | ENT_2_SPP_N | ENT | SPP_N | Internal | Summer | B3 | 75 | 1300 | 0.07 | 101.62 | 96.62 | 8 | 0
2020 | ENT_2_SPP_N | ENT | SPP_N | Internal | Summer | B4 | 100 | 1300 | 0.05 | 98.52 | 92.97 | 8 | 0
2020 | ENT_2_SPP_N | ENT | SPP_N | Internal | Summer | B5 | 200 | 1300 | 0.02 | 92.43 | 85.62 | 8 | 0
2020 | ENT_2_SPP_N | ENT | SPP_N | Internal | Summer | B6 | 300 | 1300 | 0.01 | 77.71 | 70.43 | 8 | 0
2020 | ENT_2_SPP_N | ENT | SPP_N | Internal | Summer | B7 | 400 | 1300 | 0.01 | 70.1 | 65.09 | 8 | 0
2020 | ENT_2_SPP_N | ENT | SPP_N | Internal | Summer | B8 | 500 | 1300 | 0.01 | 68.25 | 63.82 | 8 | 0
2020 | ENT_2_SPP_N | ENT | SPP_N | Internal | Summer | B9 | 800 | 1300 | 0 | 66.48 | 61.48 | 8 | 0
2020 | ENT_2_SPP_N | ENT | SPP_N | Internal | Summer | B10 | 1262 | 1300 | 0 | 64.27 | 56.03 | 8 | 0
2020 | ENT_2_SPP_N | ENT | SPP_N | Internal | Winter | B16 | 25 | 1300 | 0.18 | 77.12 | 71.21 | 8 | 0
2020 | ENT_2_SPP_N | ENT | SPP_N | Internal | Winter | B17 | 100 | 1300 | 0.05 | 71.07 | 64.62 | 8 | 0
2020 | ENT_2_SPP_N | ENT | SPP_N | Internal | Winter | B18 | 400 | 1300 | 0.01 | 70.55 | 62.71 | 8 | 0
2020 | ENT_2_SPP_N | ENT | SPP_N | Internal | Winter | B19 | 700 | 1300 | 0 | 68.27 | 59.5 | 8 | 0
2020 | ENT_2_SPP_N | ENT | SPP_N | Internal | Winter | B20 | 935 | 1300 | 0 | 62.68 | 53.91 | 8 | 0
2020 | ENT_2_SPP_S | ENT | SPP_S | Internal | Shoulder | B11 | 25 | 1300 | 0.15 | 77.73 | 68.97 | 8 | 0
2020 | ENT_2_SPP_S | ENT | SPP_S | Internal | Shoulder | B12 | 200 | 1300 | 0.02 | 68.34 | 63.35 | 8 | 0
2020 | ENT_2_SPP_S | ENT | SPP_S | Internal | Shoulder | B13 | 600 | 1300 | 0 | 67.57 | 60.9 | 8 | 0
2020 | ENT_2_SPP_S | ENT | SPP_S | Internal | Shoulder | B14 | 900 | 1300 | 0 | 65.32 | 56.57 | 8 | 0
2020 | ENT_2_SPP_S | ENT | SPP_S | Internal | Shoulder | B15 | 1203 | 1300 | 0 | 60.92 | 52.16 | 8 | 0
2020 | ENT_2_SPP_S | ENT | SPP_S | Internal | Summer | B1 | 10 | 1300 | 0.37 | 100.21 | 91.45 | 8 | 0
2020 | ENT_2_SPP_S | ENT | SPP_S | Internal | Summer | B2 | 25 | 1300 | 0.15 | 101.74 | 92.99 | 8 | 0
2020 | ENT_2_SPP_S | ENT | SPP_S | Internal | Summer | B3 | 75 | 1300 | 0.06 | 101.62 | 93.77 | 8 | 0
2020 | ENT_2_SPP_S | ENT | SPP_S | Internal | Summer | B4 | 100 | 1300 | 0.05 | 98.52 | 92.99 | 8 | 0
2020 | ENT_2_SPP_S | ENT | SPP_S | Internal | Summer | B5 | 200 | 1300 | 0.02 | 92.43 | 85.64 | 8 | 0
2020 | ENT_2_SPP_S | ENT | SPP_S | Internal | Summer | B6 | 300 | 1300 | 0.01 | 77.71 | 70.44 | 8 | 0
2020 | ENT_2_SPP_S | ENT | SPP_S | Internal | Summer | B7 | 400 | 1300 | 0.01 | 70.1 | 65.11 | 8 | 0
2020 | ENT_2_SPP_S | ENT | SPP_S | Internal | Summer | B8 | 500 | 1300 | 0.01 | 68.25 | 63.84 | 8 | 0
2020 | ENT_2_SPP_S | ENT | SPP_S | Internal | Summer | B9 | 800 | 1300 | 0 | 66.48 | 61.5 | 8 | 0
2020 | ENT_2_SPP_S | ENT | SPP_S | Internal | Summer | B10 | 1262 | 1300 | 0 | 64.27 | 56.05 | 8 | 0
2020 | ENT_2_SPP_S | ENT | SPP_S | Internal | Winter | B16 | 25 | 1300 | 0.15 | 77.12 | 68.36 | 8 | 0
2020 | ENT_2_SPP_S | ENT | SPP_S | Internal | Winter | B17 | 100 | 1300 | 0.04 | 71.07 | 64.63 | 8 | 0
2020 | ENT_2_SPP_S | ENT | SPP_S | Internal | Winter | B18 | 400 | 1300 | 0.01 | 70.55 | 62.72 | 8 | 0
2020 | ENT_2_SPP_S | ENT | SPP_S | Internal | Winter | B19 | 700 | 1300 | 0 | 68.27 | 59.51 | 8 | 0
2020 | ENT_2_SPP_S | ENT | SPP_S | Internal | Winter | B20 | 935 | 1300 | 0 | 62.68 | 53.92 | 8 | 0
2020 | ENT_2_TVA_Transmission | ENT | TVA_Transmission | Internal | Shoulder | B11 | 25 | 2100 | 0.45 | 77.73 | 81.55 | 8 | 0
2020 | ENT_2_TVA_Transmission | ENT | TVA_Transmission | Internal | Shoulder | B12 | 200 | 2100 | 0.06 | 68.34 | 72.52 | 8 | 0
2020 | ENT_2_TVA_Transmission | ENT | TVA_Transmission | Internal | Shoulder | B13 | 600 | 2100 | 0.02 | 67.57 | 69.9 | 8 | 0
2020 | ENT_2_TVA_Transmission | ENT | TVA_Transmission | Internal | Shoulder | B14 | 900 | 2100 | 0.01 | 65.32 | 68.65 | 8 | 0
2020 | ENT_2_TVA_Transmission | ENT | TVA_Transmission | Internal | Shoulder | B15 | 1203 | 2100 | 0.02 | 60.92 | 67.26 | 8 | 0
2020 | ENT_2_TVA_Transmission | ENT | TVA_Transmission | Internal | Summer | B1 | 10 | 2100 | 2099.98 | 100.21 | 109.84 | 8 | 1.63
2020 | ENT_2_TVA_Transmission | ENT | TVA_Transmission | Internal | Summer | B2 | 25 | 2100 | 1410.41 | 101.74 | 109.74 | 8 | 0
2020 | ENT_2_TVA_Transmission | ENT | TVA_Transmission | Internal | Summer | B3 | 75 | 2100 | 0.24 | 101.62 | 107.26 | 8 | 0
2020 | ENT_2_TVA_Transmission | ENT | TVA_Transmission | Internal | Summer | B4 | 100 | 2100 | 0.11 | 98.52 | 101.97 | 8 | 0
2020 | ENT_2_TVA_Transmission | ENT | TVA_Transmission | Internal | Summer | B5 | 200 | 2100 | 0.05 | 92.43 | 95.69 | 8 | 0
2020 | ENT_2_TVA_Transmission | ENT | TVA_Transmission | Internal | Summer | B6 | 300 | 2100 | 0.04 | 77.71 | 81.17 | 8 | 0
2020 | ENT_2_TVA_Transmission | ENT | TVA_Transmission | Internal | Summer | B7 | 400 | 2100 | 0.02 | 70.1 | 71.44 | 8 | 0
2020 | ENT_2_TVA_Transmission | ENT | TVA_Transmission | Internal | Summer | B8 | 500 | 2100 | 0.02 | 68.25 | 68.75 | 8 | 0
2020 | ENT_2_TVA_Transmission | ENT | TVA_Transmission | Internal | Summer | B9 | 800 | 2100 | 0 | 66.48 | 66.86 | 8 | 0
2020 | ENT_2_TVA_Transmission | ENT | TVA_Transmission | Internal | Summer | B10 | 1262 | 2100 | 0 | 64.27 | 64.53 | 8 | 0
2020 | ENT_2_TVA_Transmission | ENT | TVA_Transmission | Internal | Winter | B16 | 25 | 2100 | 1.03 | 77.12 | 83.44 | 8 | 0
2020 | ENT_2_TVA_Transmission | ENT | TVA_Transmission | Internal | Winter | B17 | 100 | 2100 | 0.16 | 71.07 | 75.83 | 8 | 0
2020 | ENT_2_TVA_Transmission | ENT | TVA_Transmission | Internal | Winter | B18 | 400 | 2100 | 0.02 | 70.55 | 72.97 | 8 | 0
2020 | ENT_2_TVA_Transmission | ENT | TVA_Transmission | Internal | Winter | B19 | 700 | 2100 | 0.01 | 68.27 | 70.93 | 8 | 0
2020 | ENT_2_TVA_Transmission | ENT | TVA_Transmission | Internal | Winter | B20 | 935 | 2100 | 0.03 | 62.68 | 69.33 | 8 | 0
2020 | FRCC_2_SOCO | FRCC | SOCO | Internal | Shoulder | B11 | 25 | 900 | 0.12 | 99.51 | 89.24 | 8 | 0
2020 | FRCC_2_SOCO | FRCC | SOCO | Internal | Shoulder | B12 | 200 | 900 | 0.02 | 75.53 | 69.9 | 8 | 0
2020 | FRCC_2_SOCO | FRCC | SOCO | Internal | Shoulder | B13 | 600 | 900 | 0 | 74.36 | 68.5 | 8 | 0
2020 | FRCC_2_SOCO | FRCC | SOCO | Internal | Shoulder | B14 | 900 | 900 | 0 | 72.38 | 68.5 | 8 | 0
2020 | FRCC_2_SOCO | FRCC | SOCO | Internal | Shoulder | B15 | 1203 | 900 | 0 | 72.38 | 67.45 | 8 | 0
2020 | FRCC_2_SOCO | FRCC | SOCO | Internal | Summer | B1 | 10 | 900 | 0.34 | 121.71 | 111.71 | 8 | 0
2020 | FRCC_2_SOCO | FRCC | SOCO | Internal | Summer | B2 | 25 | 900 | 0.18 | 116.68 | 110.04 | 8 | 0
2020 | FRCC_2_SOCO | FRCC | SOCO | Internal | Summer | B3 | 75 | 900 | 0.06 | 116.68 | 110.03 | 8 | 0
2020 | FRCC_2_SOCO | FRCC | SOCO | Internal | Summer | B4 | 100 | 900 | 0.04 | 116.68 | 110.03 | 8 | 0
2020 | FRCC_2_SOCO | FRCC | SOCO | Internal | Summer | B5 | 200 | 900 | 0.02 | 113.94 | 103.94 | 8 | 0
2020 | FRCC_2_SOCO | FRCC | SOCO | Internal | Summer | B6 | 300 | 900 | 0.01 | 99.23 | 89.23 | 8 | 0
2020 | FRCC_2_SOCO | FRCC | SOCO | Internal | Summer | B7 | 400 | 900 | 0.01 | 85.3 | 78.86 | 8 | 0
2020 | FRCC_2_SOCO | FRCC | SOCO | Internal | Summer | B8 | 500 | 900 | 0.02 | 74.77 | 76.25 | 8 | 0
2020 | FRCC_2_SOCO | FRCC | SOCO | Internal | Summer | B9 | 800 | 900 | 0 | 71.65 | 68.59 | 8 | 0
2020 | FRCC_2_SOCO | FRCC | SOCO | Internal | Summer | B10 | 1262 | 900 | 0 | 71.65 | 66.18 | 8 | 0
2020 | FRCC_2_SOCO | FRCC | SOCO | Internal | Winter | B16 | 25 | 900 | 0.14 | 98.63 | 88.63 | 8 | 0
2020 | FRCC_2_SOCO | FRCC | SOCO | Internal | Winter | B17 | 100 | 900 | 0.06 | 77.87 | 76.25 | 8 | 0
2020 | FRCC_2_SOCO | FRCC | SOCO | Internal | Winter | B18 | 400 | 900 | 0.01 | 75.1 | 70.06 | 8 | 0
2020 | FRCC_2_SOCO | FRCC | SOCO | Internal | Winter | B19 | 700 | 900 | 0 | 74.61 | 70.06 | 8 | 0
2020 | FRCC_2_SOCO | FRCC | SOCO | Internal | Winter | B20 | 935 | 900 | 0 | 74.61 | 70.06 | 8 | 0
2020 | HQ_NEISO_2_NEISO | HQ_NEISO | NEISO | Internal | Shoulder | B11 | 25 | 99999 | 2919.99 | 61.58 | 61.59 | 0.01 | 0
2020 | HQ_NEISO_2_NEISO | HQ_NEISO | NEISO | Internal | Shoulder | B12 | 200 | 99999 | 2920.01 | 61.58 | 61.59 | 0.01 | 0
2020 | HQ_NEISO_2_NEISO | HQ_NEISO | NEISO | Internal | Shoulder | B13 | 600 | 99999 | 2920.01 | 61.58 | 61.59 | 0.01 | 0
2020 | HQ_NEISO_2_NEISO | HQ_NEISO | NEISO | Internal | Shoulder | B14 | 900 | 99999 | 2920.01 | 61.58 | 61.59 | 0.01 | 0
2020 | HQ_NEISO_2_NEISO | HQ_NEISO | NEISO | Internal | Shoulder | B15 | 1203 | 99999 | 1143.24 | 61.58 | 61.59 | 0.01 | 0
2020 | HQ_NEISO_2_NEISO | HQ_NEISO | NEISO | Internal | Summer | B1 | 10 | 99999 | 2920.04 | 99.86 | 99.87 | 0.01 | 0
2020 | HQ_NEISO_2_NEISO | HQ_NEISO | NEISO | Internal | Summer | B2 | 25 | 99999 | 2920 | 95.07 | 95.09 | 0.01 | 0
2020 | HQ_NEISO_2_NEISO | HQ_NEISO | NEISO | Internal | Summer | B3 | 75 | 99999 | 2920.06 | 86.35 | 86.36 | 0.01 | 0
2020 | HQ_NEISO_2_NEISO | HQ_NEISO | NEISO | Internal | Summer | B4 | 100 | 99999 | 2920.03 | 80.41 | 80.43 | 0.01 | 0
2020 | HQ_NEISO_2_NEISO | HQ_NEISO | NEISO | Internal | Summer | B5 | 200 | 99999 | 2920.02 | 74.94 | 74.96 | 0.01 | 0
2020 | HQ_NEISO_2_NEISO | HQ_NEISO | NEISO | Internal | Summer | B6 | 300 | 99999 | 2920.01 | 60.89 | 60.9 | 0.01 | 0
2020 | HQ_NEISO_2_NEISO | HQ_NEISO | NEISO | Internal | Summer | B7 | 400 | 99999 | 2920.01 | 58.69 | 58.71 | 0.01 | 0
2020 | HQ_NEISO_2_NEISO | HQ_NEISO | NEISO | Internal | Summer | B8 | 500 | 99999 | 2920.01 | 58.69 | 58.71 | 0.01 | 0
2020 | HQ_NEISO_2_NEISO | HQ_NEISO | NEISO | Internal | Summer | B9 | 800 | 99999 | 2920.01 | 58.69 | 58.71 | 0.01 | 0
2020 | HQ_NEISO_2_NEISO | HQ_NEISO | NEISO | Internal | Summer | B10 | 1262 | 99999 | 795.94 | 58.69 | 58.71 | 0.01 | 0
2020 | HQ_NEISO_2_NEISO | HQ_NEISO | NEISO | Internal | Winter | B16 | 25 | 99999 | 2919.99 | 70.5 | 70.52 | 0.01 | 0
2020 | HQ_NEISO_2_NEISO | HQ_NEISO | NEISO | Internal | Winter | B17 | 100 | 99999 | 2920.02 | 70.5 | 70.51 | 0.01 | 0
2020 | HQ_NEISO_2_NEISO | HQ_NEISO | NEISO | Internal | Winter | B18 | 400 | 99999 | 2920.02 | 69.48 | 69.49 | 0.01 | 0
2020 | HQ_NEISO_2_NEISO | HQ_NEISO | NEISO | Internal | Winter | B19 | 700 | 99999 | 2920.02 | 69.48 | 69.49 | 0.01 | 0
2020 | HQ_NEISO_2_NEISO | HQ_NEISO | NEISO | Internal | Winter | B20 | 935 | 99999 | 1233.6 | 69.48 | 69.49 | 0.01 | 0
2020 | HQ_NY_2_NYISO_A-F | HQ_NY | NYISO_A-F | Internal | Shoulder | B11 | 25 | 99999 | 999.99 | 65.11 | 65.12 | 0.01 | 0
2020 | HQ_NY_2_NYISO_A-F | HQ_NY | NYISO_A-F | Internal | Shoulder | B12 | 200 | 99999 | 1000.01 | 64.09 | 64.1 | 0.01 | 0
2020 | HQ_NY_2_NYISO_A-F | HQ_NY | NYISO_A-F | Internal | Shoulder | B13 | 600 | 99999 | 1000.02 | 64.09 | 64.1 | 0.01 | 0
2020 | HQ_NY_2_NYISO_A-F | HQ_NY | NYISO_A-F | Internal | Shoulder | B14 | 900 | 99999 | 1000.02 | 62.69 | 62.7 | 0.01 | 0
2020 | HQ_NY_2_NYISO_A-F | HQ_NY | NYISO_A-F | Internal | Shoulder | B15 | 1203 | 99999 | 188.7 | 62.69 | 62.7 | 0.01 | 0
2020 | HQ_NY_2_NYISO_A-F | HQ_NY | NYISO_A-F | Internal | Summer | B1 | 10 | 99999 | 1000.03 | 96.87 | 96.88 | 0.01 | 0
2020 | HQ_NY_2_NYISO_A-F | HQ_NY | NYISO_A-F | Internal | Summer | B2 | 25 | 99999 | 1000 | 94.27 | 94.28 | 0.01 | 0
2020 | HQ_NY_2_NYISO_A-F | HQ_NY | NYISO_A-F | Internal | Summer | B3 | 75 | 99999 | 1000.07 | 89.35 | 89.36 | 0.01 | 0
2020 | HQ_NY_2_NYISO_A-F | HQ_NY | NYISO_A-F | Internal | Summer | B4 | 100 | 99999 | 1000.05 | 84.06 | 84.07 | 0.01 | 0
2020 | HQ_NY_2_NYISO_A-F | HQ_NY | NYISO_A-F | Internal | Summer | B5 | 200 | 99999 | 1000.02 | 78.59 | 78.6 | 0.01 | 0
2020 | HQ_NY_2_NYISO_A-F | HQ_NY | NYISO_A-F | Internal | Summer | B6 | 300 | 99999 | 1000.02 | 64.54 | 64.55 | 0.01 | 0
2020 | HQ_NY_2_NYISO_A-F | HQ_NY | NYISO_A-F | Internal | Summer | B7 | 400 | 99999 | 1000.02 | 61.69 | 61.71 | 0.01 | 0
2020 | HQ_NY_2_NYISO_A-F | HQ_NY | NYISO_A-F | Internal | Summer | B8 | 500 | 99999 | 1000.02 | 61.67 | 61.68 | 0.01 | 0
2020 | HQ_NY_2_NYISO_A-F | HQ_NY | NYISO_A-F | Internal | Summer | B9 | 800 | 99999 | 1000.02 | 61.67 | 61.68 | 0.01 | 0
2020 | HQ_NY_2_NYISO_A-F | HQ_NY | NYISO_A-F | Internal | Summer | B10 | 1262 | 99999 | 30.11 | 61.67 | 61.68 | 0.01 | 0
2020 | HQ_NY_2_NYISO_A-F | HQ_NY | NYISO_A-F | Internal | Winter | B16 | 25 | 99999 | 1000 | 73.02 | 73.03 | 0.01 | 0
2020 | HQ_NY_2_NYISO_A-F | HQ_NY | NYISO_A-F | Internal | Winter | B17 | 100 | 99999 | 1000.02 | 68.37 | 68.38 | 0.01 | 0
2020 | HQ_NY_2_NYISO_A-F | HQ_NY | NYISO_A-F | Internal | Winter | B18 | 400 | 99999 | 1000.02 | 68.37 | 68.38 | 0.01 | 0
2020 | HQ_NY_2_NYISO_A-F | HQ_NY | NYISO_A-F | Internal | Winter | B19 | 700 | 99999 | 1000.02 | 66.48 | 66.49 | 0.01 | 0
2020 | HQ_NY_2_NYISO_A-F | HQ_NY | NYISO_A-F | Internal | Winter | B20 | 935 | 99999 | 229.96 | 66.48 | 66.49 | 0.01 | 0
2020 | HQ_IESO_2_IESO | HQ_IESO | IESO | Internal | Shoulder | B11 | 25 | 99999 | 399.98 | 41.35 | 41.37 | 0.01 | 0
2020 | HQ_IESO_2_IESO | HQ_IESO | IESO | Internal | Shoulder | B12 | 200 | 99999 | 400.01 | 35.78 | 35.79 | 0.01 | 0
2020 | HQ_IESO_2_IESO | HQ_IESO | IESO | Internal | Shoulder | B13 | 600 | 99999 | 400.01 | 35.78 | 35.79 | 0.01 | 0
2020 | HQ_IESO_2_IESO | HQ_IESO | IESO | Internal | Shoulder | B14 | 900 | 99999 | 400.01 | 35.78 | 35.79 | 0.01 | 0
2020 | HQ_IESO_2_IESO | HQ_IESO | IESO | Internal | Shoulder | B15 | 1203 | 99999 | 75.48 | 35.78 | 35.79 | 0.01 | 0
2020 | HQ_IESO_2_IESO | HQ_IESO | IESO | Internal | Summer | B1 | 10 | 99999 | 400.03 | 89.87 | 89.88 | 0.01 | 0
2020 | HQ_IESO_2_IESO | HQ_IESO | IESO | Internal | Summer | B2 | 25 | 99999 | 400 | 87.27 | 87.28 | 0.01 | 0
2020 | HQ_IESO_2_IESO | HQ_IESO | IESO | Internal | Summer | B3 | 75 | 99999 | 400.02 | 71.53 | 71.54 | 0.01 | 0
2020 | HQ_IESO_2_IESO | HQ_IESO | IESO | Internal | Summer | B4 | 100 | 99999 | 400.01 | 64.39 | 64.4 | 0.01 | 0
2020 | HQ_IESO_2_IESO | HQ_IESO | IESO | Internal | Summer | B5 | 200 | 99999 | 400.01 | 57.04 | 57.05 | 0.01 | 0
2020 | HQ_IESO_2_IESO | HQ_IESO | IESO | Internal | Summer | B6 | 300 | 99999 | 400.01 | 41.84 | 41.86 | 0.01 | 0
2020 | HQ_IESO_2_IESO | HQ_IESO | IESO | Internal | Summer | B7 | 400 | 99999 | 400.01 | 34.54 | 34.55 | 0.01 | 0
2020 | HQ_IESO_2_IESO | HQ_IESO | IESO | Internal | Summer | B8 | 500 | 99999 | 400.01 | 30.79 | 30.8 | 0.01 | 0
2020 | HQ_IESO_2_IESO | HQ_IESO | IESO | Internal | Summer | B9 | 800 | 99999 | 400.01 | 30.79 | 30.8 | 0.01 | 0
2020 | HQ_IESO_2_IESO | HQ_IESO | IESO | Internal | Summer | B10 | 1262 | 99999 | 12.04 | 30.79 | 30.8 | 0.01 | 0
2020 | HQ_IESO_2_IESO | HQ_IESO | IESO | Internal | Winter | B16 | 25 | 99999 | 399.99 | 54.45 | 54.46 | 0.01 | 0
2020 | HQ_IESO_2_IESO | HQ_IESO | IESO | Internal | Winter | B17 | 100 | 99999 | 400.01 | 54.45 | 54.46 | 0.01 | 0
2020 | HQ_IESO_2_IESO | HQ_IESO | IESO | Internal | Winter | B18 | 400 | 99999 | 400.01 | 54.45 | 54.46 | 0.01 | 0
2020 | HQ_IESO_2_IESO | HQ_IESO | IESO | Internal | Winter | B19 | 700 | 99999 | 400.01 | 54.45 | 54.46 | 0.01 | 0
2020 | HQ_IESO_2_IESO | HQ_IESO | IESO | Internal | Winter | B20 | 935 | 99999 | 91.99 | 54.45 | 54.46 | 0.01 | 0
2020 | IESO_2_MAPP_CA | IESO | MAPP_CA | Internal | Shoulder | B11 | 25 | 262 | 263.16 | 41.37 | 74.92 | 7 | 26.56
2020 | IESO_2_MAPP_CA | IESO | MAPP_CA | Internal | Shoulder | B12 | 200 | 262 | 262.14 | 35.79 | 69.34 | 7 | 26.55
2020 | IESO_2_MAPP_CA | IESO | MAPP_CA | Internal | Shoulder | B13 | 600 | 262 | 262.01 | 35.79 | 66.37 | 7 | 23.59
2020 | IESO_2_MAPP_CA | IESO | MAPP_CA | Internal | Shoulder | B14 | 900 | 262 | 262 | 35.79 | 63.75 | 7 | 20.96
2020 | IESO_2_MAPP_CA | IESO | MAPP_CA | Internal | Shoulder | B15 | 1203 | 262 | 262 | 35.79 | 61.74 | 7 | 18.95
2020 | IESO_2_MAPP_CA | IESO | MAPP_CA | Internal | Summer | B1 | 10 | 262 | 261.6 | 89.88 | 101.99 | 7 | 5.13
2020 | IESO_2_MAPP_CA | IESO | MAPP_CA | Internal | Summer | B2 | 25 | 262 | 261.93 | 87.28 | 101.99 | 7 | 7.72
2020 | IESO_2_MAPP_CA | IESO | MAPP_CA | Internal | Summer | B3 | 75 | 262 | 262.08 | 71.54 | 101.61 | 7 | 23.07
2020 | IESO_2_MAPP_CA | IESO | MAPP_CA | Internal | Summer | B4 | 100 | 262 | 262.3 | 64.4 | 97.95 | 7 | 26.55
2020 | IESO_2_MAPP_CA | IESO | MAPP_CA | Internal | Summer | B5 | 200 | 262 | 262.14 | 57.05 | 90.6 | 7 | 26.55
2020 | IESO_2_MAPP_CA | IESO | MAPP_CA | Internal | Summer | B6 | 300 | 262 | 262.1 | 41.86 | 75.41 | 7 | 26.55
2020 | IESO_2_MAPP_CA | IESO | MAPP_CA | Internal | Summer | B7 | 400 | 262 | 262.08 | 34.55 | 68.1 | 7 | 26.55
2020 | IESO_2_MAPP_CA | IESO | MAPP_CA | Internal | Summer | B8 | 500 | 262 | 262.06 | 30.8 | 64.36 | 7 | 26.55
2020 | IESO_2_MAPP_CA | IESO | MAPP_CA | Internal | Summer | B9 | 800 | 262 | 262.02 | 30.8 | 63.2 | 7 | 25.4
2020 | IESO_2_MAPP_CA | IESO | MAPP_CA | Internal | Summer | B10 | 1262 | 262 | 262.01 | 30.8 | 63.2 | 7 | 25.4
2020 | IESO_2_MAPP_CA | IESO | MAPP_CA | Internal | Winter | B16 | 25 | 262 | 262.07 | 54.46 | 78.73 | 7 | 17.28
2020 | IESO_2_MAPP_CA | IESO | MAPP_CA | Internal | Winter | B17 | 100 | 262 | 261.99 | 54.46 | 72.14 | 7 | 10.68
2020 | IESO_2_MAPP_CA | IESO | MAPP_CA | Internal | Winter | B18 | 400 | 262 | 261.99 | 54.46 | 69.06 | 7 | 7.6
2020 | IESO_2_MAPP_CA | IESO | MAPP_CA | Internal | Winter | B19 | 700 | 262 | 261.99 | 54.46 | 66.81 | 7 | 5.35
2020 | IESO_2_MAPP_CA | IESO | MAPP_CA | Internal | Winter | B20 | 935 | 262 | 261.99 | 54.46 | 63.5 | 7 | 2.04
2020 | IESO_2_MISO_MI | IESO | MISO_MI | Internal | Shoulder | B11 | 25 | 1840 | 1840.75 | 41.37 | 74.94 | 7 | 26.58
2020 | IESO_2_MISO_MI | IESO | MISO_MI | Internal | Shoulder | B12 | 200 | 1840 | 1840.1 | 35.79 | 69.36 | 7 | 26.58
2020 | IESO_2_MISO_MI | IESO | MISO_MI | Internal | Shoulder | B13 | 600 | 1840 | 1840.01 | 35.79 | 66.4 | 7 | 23.61
2020 | IESO_2_MISO_MI | IESO | MISO_MI | Internal | Shoulder | B14 | 900 | 1840 | 1840 | 35.79 | 63.75 | 7 | 20.96
2020 | IESO_2_MISO_MI | IESO | MISO_MI | Internal | Shoulder | B15 | 1203 | 1840 | 1840 | 35.79 | 59.7 | 7 | 16.91
2020 | IESO_2_MISO_MI | IESO | MISO_MI | Internal | Summer | B1 | 10 | 1840 | 1839.34 | 89.88 | 101.86 | 7 | 4.99
2020 | IESO_2_MISO_MI | IESO | MISO_MI | Internal | Summer | B2 | 25 | 1840 | 1839.91 | 87.28 | 101.75 | 7 | 7.47
2020 | IESO_2_MISO_MI | IESO | MISO_MI | Internal | Summer | B3 | 75 | 1840 | 1840.05 | 71.54 | 100 | 7 | 21.46
2020 | IESO_2_MISO_MI | IESO | MISO_MI | Internal | Summer | B4 | 100 | 1840 | 1840.08 | 64.4 | 95.85 | 7 | 24.45
2020 | IESO_2_MISO_MI | IESO | MISO_MI | Internal | Summer | B5 | 200 | 1840 | 1840.04 | 57.05 | 88.48 | 7 | 24.43
2020 | IESO_2_MISO_MI | IESO | MISO_MI | Internal | Summer | B6 | 300 | 1840 | 1840.04 | 41.86 | 74.43 | 7 | 25.57
2020 | IESO_2_MISO_MI | IESO | MISO_MI | Internal | Summer | B7 | 400 | 1840 | 1840.02 | 34.55 | 65.98 | 7 | 24.43
2020 | IESO_2_MISO_MI | IESO | MISO_MI | Internal | Summer | B8 | 500 | 1840 | 1840.02 | 30.8 | 62.24 | 7 | 24.43
2020 | IESO_2_MISO_MI | IESO | MISO_MI | Internal | Summer | B9 | 800 | 1840 | 1840.01 | 30.8 | 61.28 | 7 | 23.48
2020 | IESO_2_MISO_MI | IESO | MISO_MI | Internal | Summer | B10 | 1262 | 1840 | 1840 | 30.8 | 60.21 | 7 | 22.4
2020 | IESO_2_MISO_MI | IESO | MISO_MI | Internal | Winter | B16 | 25 | 1840 | 1840.06 | 54.46 | 78.78 | 7 | 17.32
2020 | IESO_2_MISO_MI | IESO | MISO_MI | Internal | Winter | B17 | 100 | 1840 | 1839.99 | 54.46 | 72.19 | 7 | 10.73
2020 | IESO_2_MISO_MI | IESO | MISO_MI | Internal | Winter | B18 | 400 | 1840 | 1839.99 | 54.46 | 69.08 | 7 | 7.62
2020 | IESO_2_MISO_MI | IESO | MISO_MI | Internal | Winter | B19 | 700 | 1840 | 1839.99 | 54.46 | 66.54 | 7 | 5.08
2020 | IESO_2_MISO_MI | IESO | MISO_MI | Internal | Winter | B20 | 935 | 1840 | 1436.22 | 54.46 | 61.46 | 7 | 0
2020 | IESO_2_MISO_W | IESO | MISO_W | Internal | Shoulder | B11 | 25 | 140 | 1784.96 | 41.37 | 74.93 | 7 | 26.57
2020 | IESO_2_MISO_W | IESO | MISO_W | Internal | Shoulder | B12 | 200 | 140 | 1050.62 | 35.79 | 69.35 | 7 | 26.57
2020 | IESO_2_MISO_W | IESO | MISO_W | Internal | Shoulder | B13 | 600 | 140 | 140.01 | 35.79 | 66.39 | 7 | 23.6
2020 | IESO_2_MISO_W | IESO | MISO_W | Internal | Shoulder | B14 | 900 | 140 | 140 | 35.79 | 63.76 | 7 | 20.97
2020 | IESO_2_MISO_W | IESO | MISO_W | Internal | Shoulder | B15 | 1203 | 140 | 140 | 35.79 | 59.86 | 7 | 17.08
2020 | IESO_2_MISO_W | IESO | MISO_W | Internal | Summer | B1 | 10 | 140 | 139.67 | 89.88 | 102 | 7 | 5.15
2020 | IESO_2_MISO_W | IESO | MISO_W | Internal | Summer | B2 | 25 | 140 | 139.94 | 87.28 | 102 | 7 | 7.73
2020 | IESO_2_MISO_W | IESO | MISO_W | Internal | Summer | B3 | 75 | 140 | 140.1 | 71.54 | 101.62 | 7 | 23.08
2020 | IESO_2_MISO_W | IESO | MISO_W | Internal | Summer | B4 | 100 | 140 | 834.46 | 64.4 | 97.96 | 7 | 26.57
2020 | IESO_2_MISO_W | IESO | MISO_W | Internal | Summer | B5 | 200 | 140 | 249.89 | 57.05 | 90.61 | 7 | 26.57
2020 | IESO_2_MISO_W | IESO | MISO_W | Internal | Summer | B6 | 300 | 140 | 583.47 | 41.86 | 75.42 | 7 | 26.57
2020 | IESO_2_MISO_W | IESO | MISO_W | Internal | Summer | B7 | 400 | 140 | 1235.93 | 34.55 | 68.11 | 7 | 26.57
2020 | IESO_2_MISO_W | IESO | MISO_W | Internal | Summer | B8 | 500 | 140 | 302.77 | 30.8 | 64.37 | 7 | 26.57
2020 | IESO_2_MISO_W | IESO | MISO_W | Internal | Summer | B9 | 800 | 140 | 140.03 | 30.8 | 63.19 | 7 | 25.39
2020 | IESO_2_MISO_W | IESO | MISO_W | Internal | Summer | B10 | 1262 | 140 | 140.01 | 30.8 | 61.38 | 7 | 23.58
2020 | IESO_2_MISO_W | IESO | MISO_W | Internal | Winter | B16 | 25 | 140 | 140.08 | 54.46 | 78.74 | 7 | 17.29
2020 | IESO_2_MISO_W | IESO | MISO_W | Internal | Winter | B17 | 100 | 140 | 140 | 54.46 | 72.15 | 7 | 10.69
2020 | IESO_2_MISO_W | IESO | MISO_W | Internal | Winter | B18 | 400 | 140 | 140 | 54.46 | 69.07 | 7 | 7.61
2020 | IESO_2_MISO_W | IESO | MISO_W | Internal | Winter | B19 | 700 | 140 | 139.99 | 54.46 | 66.82 | 7 | 5.36
2020 | IESO_2_MISO_W | IESO | MISO_W | Internal | Winter | B20 | 935 | 140 | 139.82 | 54.46 | 61.62 | 7 | 0.16
2020 | IESO_2_NYISO_A-F | IESO | NYISO_A-F | Internal | Shoulder | B11 | 25 | 1725 | 1725.08 | 41.37 | 65.12 | 7 | 16.75
2020 | IESO_2_NYISO_A-F | IESO | NYISO_A-F | Internal | Shoulder | B12 | 200 | 1725 | 1725.04 | 35.79 | 64.1 | 7 | 21.31
2020 | IESO_2_NYISO_A-F | IESO | NYISO_A-F | Internal | Shoulder | B13 | 600 | 1725 | 1725.01 | 35.79 | 64.1 | 7 | 21.31
2020 | IESO_2_NYISO_A-F | IESO | NYISO_A-F | Internal | Shoulder | B14 | 900 | 1725 | 1725 | 35.79 | 62.7 | 7 | 19.91
2020 | IESO_2_NYISO_A-F | IESO | NYISO_A-F | Internal | Shoulder | B15 | 1203 | 1725 | 1725 | 35.79 | 62.7 | 7 | 19.91
2020 | IESO_2_NYISO_A-F | IESO | NYISO_A-F | Internal | Summer | B1 | 10 | 1725 | 583.65 | 89.88 | 96.88 | 7 | 0
2020 | IESO_2_NYISO_A-F | IESO | NYISO_A-F | Internal | Summer | B2 | 25 | 1725 | 911.32 | 87.28 | 94.28 | 7 | 0
2020 | IESO_2_NYISO_A-F | IESO | NYISO_A-F | Internal | Summer | B3 | 75 | 1725 | 1725 | 71.54 | 89.36 | 7 | 10.82
2020 | IESO_2_NYISO_A-F | IESO | NYISO_A-F | Internal | Summer | B4 | 100 | 1725 | 1725.01 | 64.4 | 84.07 | 7 | 12.67
2020 | IESO_2_NYISO_A-F | IESO | NYISO_A-F | Internal | Summer | B5 | 200 | 1725 | 1725.01 | 57.05 | 78.6 | 7 | 14.55
2020 | IESO_2_NYISO_A-F | IESO | NYISO_A-F | Internal | Summer | B6 | 300 | 1725 | 1725.01 | 41.86 | 64.55 | 7 | 15.69
2020 | IESO_2_NYISO_A-F | IESO | NYISO_A-F | Internal | Summer | B7 | 400 | 1725 | 1725.01 | 34.55 | 61.71 | 7 | 20.16
2020 | IESO_2_NYISO_A-F | IESO | NYISO_A-F | Internal | Summer | B8 | 500 | 1725 | 1725.07 | 30.8 | 61.68 | 7 | 23.88
2020 | IESO_2_NYISO_A-F | IESO | NYISO_A-F | Internal | Summer | B9 | 800 | 1725 | 1725.04 | 30.8 | 61.68 | 7 | 23.88
2020 | IESO_2_NYISO_A-F | IESO | NYISO_A-F | Internal | Summer | B10 | 1262 | 1725 | 1725.03 | 30.8 | 61.68 | 7 | 23.88
2020 | IESO_2_NYISO_A-F | IESO | NYISO_A-F | Internal | Winter | B16 | 25 | 1725 | 1725 | 54.46 | 73.03 | 7 | 11.57
2020 | IESO_2_NYISO_A-F | IESO | NYISO_A-F | Internal | Winter | B17 | 100 | 1725 | 1724.98 | 54.46 | 68.38 | 7 | 6.92
2020 | IESO_2_NYISO_A-F | IESO | NYISO_A-F | Internal | Winter | B18 | 400 | 1725 | 1724.99 | 54.46 | 68.38 | 7 | 6.92
2020 | IESO_2_NYISO_A-F | IESO | NYISO_A-F | Internal | Winter | B19 | 700 | 1725 | 1724.99 | 54.46 | 66.49 | 7 | 5.03
2020 | IESO_2_NYISO_A-F | IESO | NYISO_A-F | Internal | Winter | B20 | 935 | 1725 | 1724.99 | 54.46 | 66.49 | 7 | 5.03
2020 | MAPP_CA_2_IESO | MAPP_CA | IESO | Internal | Shoulder | B11 | 25 | 330 | 0.06 | 74.92 | 41.37 | 8 | 0
2020 | MAPP_CA_2_IESO | MAPP_CA | IESO | Internal | Shoulder | B12 | 200 | 330 | 0 | 69.34 | 35.79 | 8 | 0
2020 | MAPP_CA_2_IESO | MAPP_CA | IESO | Internal | Shoulder | B13 | 600 | 330 | 0 | 66.37 | 35.79 | 8 | 0
2020 | MAPP_CA_2_IESO | MAPP_CA | IESO | Internal | Shoulder | B14 | 900 | 330 | 0 | 63.75 | 35.79 | 8 | 0
2020 | MAPP_CA_2_IESO | MAPP_CA | IESO | Internal | Shoulder | B15 | 1203 | 330 | 0 | 61.74 | 35.79 | 8 | 0
2020 | MAPP_CA_2_IESO | MAPP_CA | IESO | Internal | Summer | B1 | 10 | 330 | 0.3 | 101.99 | 89.88 | 8 | 0.01
2020 | MAPP_CA_2_IESO | MAPP_CA | IESO | Internal | Summer | B2 | 25 | 330 | 0.11 | 101.99 | 87.28 | 8 | 0
2020 | MAPP_CA_2_IESO | MAPP_CA | IESO | Internal | Summer | B3 | 75 | 330 | 0.02 | 101.61 | 71.54 | 8 | 0
2020 | MAPP_CA_2_IESO | MAPP_CA | IESO | Internal | Summer | B4 | 100 | 330 | 0.02 | 97.95 | 64.4 | 8 | 0
2020 | MAPP_CA_2_IESO | MAPP_CA | IESO | Internal | Summer | B5 | 200 | 330 | 0 | 90.6 | 57.05 | 8 | 0
2020 | MAPP_CA_2_IESO | MAPP_CA | IESO | Internal | Summer | B6 | 300 | 330 | 0 | 75.41 | 41.86 | 8 | 0
2020 | MAPP_CA_2_IESO | MAPP_CA | IESO | Internal | Summer | B7 | 400 | 330 | 0 | 68.1 | 34.55 | 8 | 0
2020 | MAPP_CA_2_IESO | MAPP_CA | IESO | Internal | Summer | B8 | 500 | 330 | 0 | 64.36 | 30.8 | 8 | 0
2020 | MAPP_CA_2_IESO | MAPP_CA | IESO | Internal | Summer | B9 | 800 | 330 | 0 | 63.2 | 30.8 | 8 | 0
2020 | MAPP_CA_2_IESO | MAPP_CA | IESO | Internal | Summer | B10 | 1262 | 330 | 0 | 63.2 | 30.8 | 8 | 0
2020 | MAPP_CA_2_IESO | MAPP_CA | IESO | Internal | Winter | B16 | 25 | 330 | 0.08 | 78.73 | 54.46 | 8 | 0
2020 | MAPP_CA_2_IESO | MAPP_CA | IESO | Internal | Winter | B17 | 100 | 330 | 0.02 | 72.14 | 54.46 | 8 | 0
2020 | MAPP_CA_2_IESO | MAPP_CA | IESO | Internal | Winter | B18 | 400 | 330 | 0 | 69.06 | 54.46 | 8 | 0
2020 | MAPP_CA_2_IESO | MAPP_CA | IESO | Internal | Winter | B19 | 700 | 330 | 0 | 66.81 | 54.46 | 8 | 0
2020 | MAPP_CA_2_IESO | MAPP_CA | IESO | Internal | Winter | B20 | 935 | 330 | 0 | 63.5 | 54.46 | 8 | 0
2020 | MAPP_CA_2_MAPP_US | MAPP_CA | MAPP_US | Internal | Shoulder | B11 | 25 | 372 | 0.17 | 74.92 | 67.93 | 7 | 0
2020 | MAPP_CA_2_MAPP_US | MAPP_CA | MAPP_US | Internal | Shoulder | B12 | 200 | 372 | 0.02 | 69.34 | 62.35 | 7 | 0
2020 | MAPP_CA_2_MAPP_US | MAPP_CA | MAPP_US | Internal | Shoulder | B13 | 600 | 372 | 0 | 66.37 | 59.39 | 7 | 0
2020 | MAPP_CA_2_MAPP_US | MAPP_CA | MAPP_US | Internal | Shoulder | B14 | 900 | 372 | 0 | 63.75 | 58.71 | 7 | 0
2020 | MAPP_CA_2_MAPP_US | MAPP_CA | MAPP_US | Internal | Shoulder | B15 | 1203 | 372 | 0 | 61.74 | 55.45 | 7 | 0
2020 | MAPP_CA_2_MAPP_US | MAPP_CA | MAPP_US | Internal | Summer | B1 | 10 | 372 | 0.43 | 101.99 | 95.01 | 7 | 0.01
2020 | MAPP_CA_2_MAPP_US | MAPP_CA | MAPP_US | Internal | Summer | B2 | 25 | 372 | 0.17 | 101.99 | 95 | 7 | 0
2020 | MAPP_CA_2_MAPP_US | MAPP_CA | MAPP_US | Internal | Summer | B3 | 75 | 372 | 0.06 | 101.61 | 94.62 | 7 | 0
2020 | MAPP_CA_2_MAPP_US | MAPP_CA | MAPP_US | Internal | Summer | B4 | 100 | 372 | 0.04 | 97.95 | 90.96 | 7 | 0
2020 | MAPP_CA_2_MAPP_US | MAPP_CA | MAPP_US | Internal | Summer | B5 | 200 | 372 | 0.02 | 90.6 | 83.61 | 7 | 0
2020 | MAPP_CA_2_MAPP_US | MAPP_CA | MAPP_US | Internal | Summer | B6 | 300 | 372 | 0.02 | 75.41 | 68.42 | 7 | 0
2020 | MAPP_CA_2_MAPP_US | MAPP_CA | MAPP_US | Internal | Summer | B7 | 400 | 372 | 0.01 | 68.1 | 61.11 | 7 | 0
2020 | MAPP_CA_2_MAPP_US | MAPP_CA | MAPP_US | Internal | Summer | B8 | 500 | 372 | 0 | 64.36 | 57.37 | 7 | 0
2020 | MAPP_CA_2_MAPP_US | MAPP_CA | MAPP_US | Internal | Summer | B9 | 800 | 372 | 0 | 63.2 | 56.19 | 7 | 0
2020 | MAPP_CA_2_MAPP_US | MAPP_CA | MAPP_US | Internal | Summer | B10 | 1262 | 372 | 0 | 63.2 | 55.45 | 7 | 0
2020 | MAPP_CA_2_MAPP_US | MAPP_CA | MAPP_US | Internal | Winter | B16 | 25 | 372 | 0.16 | 78.73 | 70.41 | 7 | 0
2020 | MAPP_CA_2_MAPP_US | MAPP_CA | MAPP_US | Internal | Winter | B17 | 100 | 372 | 0.04 | 72.14 | 65.15 | 7 | 0
2020 | MAPP_CA_2_MAPP_US | MAPP_CA | MAPP_US | Internal | Winter | B18 | 400 | 372 | 0.01 | 69.06 | 62.07 | 7 | 0
2020 | MAPP_CA_2_MAPP_US | MAPP_CA | MAPP_US | Internal | Winter | B19 | 700 | 372 | 0 | 66.81 | 62.07 | 7 | 0
2020 | MAPP_CA_2_MAPP_US | MAPP_CA | MAPP_US | Internal | Winter | B20 | 935 | 372 | 0 | 63.5 | 55.45 | 7 | 0
2020 | MAPP_CA_2_MISO_W | MAPP_CA | MISO_W | Internal | Shoulder | B11 | 25 | 1970 | 1582.85 | 74.92 | 74.93 | 0.01 | 0
2020 | MAPP_CA_2_MISO_W | MAPP_CA | MISO_W | Internal | Shoulder | B12 | 200 | 1970 | 902.45 | 69.34 | 69.35 | 0.01 | 0
2020 | MAPP_CA_2_MISO_W | MAPP_CA | MISO_W | Internal | Shoulder | B13 | 600 | 1970 | 970.19 | 66.37 | 66.39 | 0.01 | 0
2020 | MAPP_CA_2_MISO_W | MAPP_CA | MISO_W | Internal | Shoulder | B14 | 900 | 1970 | 1167.05 | 63.75 | 63.76 | 0.01 | 0
2020 | MAPP_CA_2_MISO_W | MAPP_CA | MISO_W | Internal | Shoulder | B15 | 1203 | 1970 | 0.03 | 61.74 | 59.86 | 0.01 | 0
2020 | MAPP_CA_2_MISO_W | MAPP_CA | MISO_W | Internal | Summer | B1 | 10 | 1970 | 1825.27 | 101.99 | 102 | 0.01 | 0
2020 | MAPP_CA_2_MISO_W | MAPP_CA | MISO_W | Internal | Summer | B2 | 25 | 1970 | 1671.08 | 101.99 | 102 | 0.01 | 0
2020 | MAPP_CA_2_MISO_W | MAPP_CA | MISO_W | Internal | Summer | B3 | 75 | 1970 | 1554.07 | 101.61 | 101.62 | 0.01 | 0
2020 | MAPP_CA_2_MISO_W | MAPP_CA | MISO_W | Internal | Summer | B4 | 100 | 1970 | 1598.87 | 97.95 | 97.96 | 0.01 | 0
2020 | MAPP_CA_2_MISO_W | MAPP_CA | MISO_W | Internal | Summer | B5 | 200 | 1970 | 1626.49 | 90.6 | 90.61 | 0.01 | 0
2020 | MAPP_CA_2_MISO_W | MAPP_CA | MISO_W | Internal | Summer | B6 | 300 | 1970 | 1696.5 | 75.41 | 75.42 | 0.01 | 0
2020 | MAPP_CA_2_MISO_W | MAPP_CA | MISO_W | Internal | Summer | B7 | 400 | 1970 | 1105.11 | 68.1 | 68.11 | 0.01 | 0
2020 | MAPP_CA_2_MISO_W | MAPP_CA | MISO_W | Internal | Summer | B8 | 500 | 1970 | 1235.29 | 64.36 | 64.37 | 0.01 | 0
2020 | MAPP_CA_2_MISO_W | MAPP_CA | MISO_W | Internal | Summer | B9 | 800 | 1970 | 2.31 | 63.2 | 63.19 | 0.01 | 0
2020 | MAPP_CA_2_MISO_W | MAPP_CA | MISO_W | Internal | Summer | B10 | 1262 | 1970 | 0.03 | 63.2 | 61.38 | 0.01 | 0
2020 | MAPP_CA_2_MISO_W | MAPP_CA | MISO_W | Internal | Winter | B16 | 25 | 1970 | 919.75 | 78.73 | 78.74 | 0.01 | 0
2020 | MAPP_CA_2_MISO_W | MAPP_CA | MISO_W | Internal | Winter | B17 | 100 | 1970 | 208.8 | 72.14 | 72.15 | 0.01 | 0
2020 | MAPP_CA_2_MISO_W | MAPP_CA | MISO_W | Internal | Winter | B18 | 400 | 1970 | 278.45 | 69.06 | 69.07 | 0.01 | 0
2020 | MAPP_CA_2_MISO_W | MAPP_CA | MISO_W | Internal | Winter | B19 | 700 | 1970 | 418.97 | 66.81 | 66.82 | 0.01 | 0
2020 | MAPP_CA_2_MISO_W | MAPP_CA | MISO_W | Internal | Winter | B20 | 935 | 1970 | 0.04 | 63.5 | 61.62 | 0.01 | 0
2020 | MAPP_US_2_MAPP_CA | MAPP_US | MAPP_CA | Internal | Shoulder | B11 | 25 | 165 | 40.09 | 67.93 | 74.92 | 7 | 0.01
2020 | MAPP_US_2_MAPP_CA | MAPP_US | MAPP_CA | Internal | Shoulder | B12 | 200 | 165 | 7.12 | 62.35 | 69.34 | 7 | 0
2020 | MAPP_US_2_MAPP_CA | MAPP_US | MAPP_CA | Internal | Shoulder | B13 | 600 | 165 | 2.69 | 59.39 | 66.37 | 7 | 0
2020 | MAPP_US_2_MAPP_CA | MAPP_US | MAPP_CA | Internal | Shoulder | B14 | 900 | 165 | 0.03 | 58.71 | 63.75 | 7 | 0
2020 | MAPP_US_2_MAPP_CA | MAPP_US | MAPP_CA | Internal | Shoulder | B15 | 1203 | 165 | 0.06 | 55.45 | 61.74 | 7 | 0
2020 | MAPP_US_2_MAPP_CA | MAPP_US | MAPP_CA | Internal | Summer | B1 | 10 | 165 | 60.51 | 95.01 | 101.99 | 7 | 0.03
2020 | MAPP_US_2_MAPP_CA | MAPP_US | MAPP_CA | Internal | Summer | B2 | 25 | 165 | 39.44 | 95 | 101.99 | 7 | 0.01
2020 | MAPP_US_2_MAPP_CA | MAPP_US | MAPP_CA | Internal | Summer | B3 | 75 | 165 | 16.69 | 94.62 | 101.61 | 7 | 0
2020 | MAPP_US_2_MAPP_CA | MAPP_US | MAPP_CA | Internal | Summer | B4 | 100 | 165 | 12.99 | 90.96 | 97.95 | 7 | 0
2020 | MAPP_US_2_MAPP_CA | MAPP_US | MAPP_CA | Internal | Summer | B5 | 200 | 165 | 6.97 | 83.61 | 90.6 | 7 | 0
2020 | MAPP_US_2_MAPP_CA | MAPP_US | MAPP_CA | Internal | Summer | B6 | 300 | 165 | 4.86 | 68.42 | 75.41 | 7 | 0
2020 | MAPP_US_2_MAPP_CA | MAPP_US | MAPP_CA | Internal | Summer | B7 | 400 | 165 | 3.82 | 61.11 | 68.1 | 7 | 0
2020 | MAPP_US_2_MAPP_CA | MAPP_US | MAPP_CA | Internal | Summer | B8 | 500 | 165 | 3.15 | 57.37 | 64.36 | 7 | 0
2020 | MAPP_US_2_MAPP_CA | MAPP_US | MAPP_CA | Internal | Summer | B9 | 800 | 165 | 162.95 | 56.19 | 63.2 | 7 | 0.01
2020 | MAPP_US_2_MAPP_CA | MAPP_US | MAPP_CA | Internal | Summer | B10 | 1262 | 165 | 165.02 | 55.45 | 63.2 | 7 | 0.75
2020 | MAPP_US_2_MAPP_CA | MAPP_US | MAPP_CA | Internal | Winter | B16 | 25 | 165 | 279.52 | 70.41 | 78.73 | 7 | 1.33
2020 | MAPP_US_2_MAPP_CA | MAPP_US | MAPP_CA | Internal | Winter | B17 | 100 | 165 | 15.12 | 65.15 | 72.14 | 7 | 0
2020 | MAPP_US_2_MAPP_CA | MAPP_US | MAPP_CA | Internal | Winter | B18 | 400 | 165 | 4.09 | 62.07 | 69.06 | 7 | 0
2020 | MAPP_US_2_MAPP_CA | MAPP_US | MAPP_CA | Internal | Winter | B19 | 700 | 165 | 0.03 | 62.07 | 66.81 | 7 | 0
2020 | MAPP_US_2_MAPP_CA | MAPP_US | MAPP_CA | Internal | Winter | B20 | 935 | 165 | 165.06 | 55.45 | 63.5 | 7 | 1.05
2020 | MAPP_US_2_MISO_W | MAPP_US | MISO_W | Internal | Shoulder | B11 | 25 | 2635 | 1473.91 | 67.93 | 74.93 | 7 | 0
2020 | MAPP_US_2_MISO_W | MAPP_US | MISO_W | Internal | Shoulder | B12 | 200 | 2635 | 868.48 | 62.35 | 69.35 | 7 | 0
2020 | MAPP_US_2_MISO_W | MAPP_US | MISO_W | Internal | Shoulder | B13 | 600 | 2635 | 1113.57 | 59.39 | 66.39 | 7 | 0
2020 | MAPP_US_2_MISO_W | MAPP_US | MISO_W | Internal | Shoulder | B14 | 900 | 2635 | 0.02 | 58.71 | 63.76 | 7 | 0
2020 | MAPP_US_2_MISO_W | MAPP_US | MISO_W | Internal | Shoulder | B15 | 1203 | 2635 | 0.01 | 55.45 | 59.86 | 7 | 0
2020 | MAPP_US_2_MISO_W | MAPP_US | MISO_W | Internal | Summer | B1 | 10 | 2635 | 759 | 95.01 | 102 | 7 | 0
2020 | MAPP_US_2_MISO_W | MAPP_US | MISO_W | Internal | Summer | B2 | 25 | 2635 | 1218.34 | 95 | 102 | 7 | 0
2020 | MAPP_US_2_MISO_W | MAPP_US | MISO_W | Internal | Summer | B3 | 75 | 2635 | 1169.2 | 94.62 | 101.62 | 7 | 0
2020 | MAPP_US_2_MISO_W | MAPP_US | MISO_W | Internal | Summer | B4 | 100 | 2635 | 1237.85 | 90.96 | 97.96 | 7 | 0
2020 | MAPP_US_2_MISO_W | MAPP_US | MISO_W | Internal | Summer | B5 | 200 | 2635 | 1043.65 | 83.61 | 90.61 | 7 | 0
2020 | MAPP_US_2_MISO_W | MAPP_US | MISO_W | Internal | Summer | B6 | 300 | 2635 | 1124.09 | 68.42 | 75.42 | 7 | 0
2020 | MAPP_US_2_MISO_W | MAPP_US | MISO_W | Internal | Summer | B7 | 400 | 2635 | 876.5 | 61.11 | 68.11 | 7 | 0
2020 | MAPP_US_2_MISO_W | MAPP_US | MISO_W | Internal | Summer | B8 | 500 | 2635 | 1138.89 | 57.37 | 64.37 | 7 | 0
2020 | MAPP_US_2_MISO_W | MAPP_US | MISO_W | Internal | Summer | B9 | 800 | 2635 | 308.86 | 56.19 | 63.19 | 7 | 0
2020 | MAPP_US_2_MISO_W | MAPP_US | MISO_W | Internal | Summer | B10 | 1262 | 2635 | 0.03 | 55.45 | 61.38 | 7 | 0
2020 | MAPP_US_2_MISO_W | MAPP_US | MISO_W | Internal | Winter | B16 | 25 | 2635 | 2633.96 | 70.41 | 78.74 | 7 | 1.33
2020 | MAPP_US_2_MISO_W | MAPP_US | MISO_W | Internal | Winter | B17 | 100 | 2635 | 1254.51 | 65.15 | 72.15 | 7 | 0
2020 | MAPP_US_2_MISO_W | MAPP_US | MISO_W | Internal | Winter | B18 | 400 | 2635 | 1244.57 | 62.07 | 69.07 | 7 | 0
2020 | MAPP_US_2_MISO_W | MAPP_US | MISO_W | Internal | Winter | B19 | 700 | 2635 | 0.03 | 62.07 | 66.82 | 7 | 0
2020 | MAPP_US_2_MISO_W | MAPP_US | MISO_W | Internal | Winter | B20 | 935 | 2635 | 0.04 | 55.45 | 61.62 | 7 | 0
2020 | MAPP_US_2_NE | MAPP_US | NE | Internal | Shoulder | B11 | 25 | 2000 | 0.38 | 67.93 | 68.95 | 7 | 0
2020 | MAPP_US_2_NE | MAPP_US | NE | Internal | Shoulder | B12 | 200 | 2000 | 0.04 | 62.35 | 61.63 | 7 | 0
2020 | MAPP_US_2_NE | MAPP_US | NE | Internal | Shoulder | B13 | 600 | 2000 | 0.02 | 59.39 | 58.74 | 7 | 0
2020 | MAPP_US_2_NE | MAPP_US | NE | Internal | Shoulder | B14 | 900 | 2000 | 0 | 58.71 | 56.04 | 7 | 0
2020 | MAPP_US_2_NE | MAPP_US | NE | Internal | Shoulder | B15 | 1203 | 2000 | 0 | 55.45 | 52.14 | 7 | 0
2020 | MAPP_US_2_NE | MAPP_US | NE | Internal | Summer | B1 | 10 | 2000 | 0.74 | 95.01 | 94.3 | 7 | 0
2020 | MAPP_US_2_NE | MAPP_US | NE | Internal | Summer | B2 | 25 | 2000 | 0.31 | 95 | 94.29 | 7 | 0
2020 | MAPP_US_2_NE | MAPP_US | NE | Internal | Summer | B3 | 75 | 2000 | 0.16 | 94.62 | 96.61 | 7 | 0
2020 | MAPP_US_2_NE | MAPP_US | NE | Internal | Summer | B4 | 100 | 2000 | 0.13 | 90.96 | 92.96 | 7 | 0
2020 | MAPP_US_2_NE | MAPP_US | NE | Internal | Summer | B5 | 200 | 2000 | 0.07 | 83.61 | 85.61 | 7 | 0
2020 | MAPP_US_2_NE | MAPP_US | NE | Internal | Summer | B6 | 300 | 2000 | 0.05 | 68.42 | 70.42 | 7 | 0
2020 | MAPP_US_2_NE | MAPP_US | NE | Internal | Summer | B7 | 400 | 2000 | 0.04 | 61.11 | 63.11 | 7 | 0
2020 | MAPP_US_2_NE | MAPP_US | NE | Internal | Summer | B8 | 500 | 2000 | 0.05 | 57.37 | 61.67 | 7 | 0
2020 | MAPP_US_2_NE | MAPP_US | NE | Internal | Summer | B9 | 800 | 2000 | 0.02 | 56.19 | 59.33 | 7 | 0
2020 | MAPP_US_2_NE | MAPP_US | NE | Internal | Summer | B10 | 1262 | 2000 | 0 | 55.45 | 53.88 | 7 | 0
2020 | MAPP_US_2_NE | MAPP_US | NE | Internal | Winter | B16 | 25 | 2000 | 0.35 | 70.41 | 71.02 | 7 | 0
2020 | MAPP_US_2_NE | MAPP_US | NE | Internal | Winter | B17 | 100 | 2000 | 0.08 | 65.15 | 64.43 | 7 | 0
2020 | MAPP_US_2_NE | MAPP_US | NE | Internal | Winter | B18 | 400 | 2000 | 0.02 | 62.07 | 61.35 | 7 | 0
2020 | MAPP_US_2_NE | MAPP_US | NE | Internal | Winter | B19 | 700 | 2000 | 0.01 | 62.07 | 59.1 | 7 | 0
2020 | MAPP_US_2_NE | MAPP_US | NE | Internal | Winter | B20 | 935 | 2000 | 0 | 55.45 | 53.9 | 7 | 0
2020 | MARITIMES_2_NEISO | MARITIMES | NEISO | Internal | Shoulder | B11 | 25 | 99999 | 1399.99 | 61.58 | 61.59 | 0.01 | 0
2020 | MARITIMES_2_NEISO | MARITIMES | NEISO | Internal | Shoulder | B12 | 200 | 99999 | 1400.01 | 61.58 | 61.59 | 0.01 | 0
2020 | MARITIMES_2_NEISO | MARITIMES | NEISO | Internal | Shoulder | B13 | 600 | 99999 | 1400.02 | 61.58 | 61.59 | 0.01 | 0
2020 | MARITIMES_2_NEISO | MARITIMES | NEISO | Internal | Shoulder | B14 | 900 | 99999 | 1400.02 | 61.58 | 61.59 | 0.01 | 0
2020 | MARITIMES_2_NEISO | MARITIMES | NEISO | Internal | Shoulder | B15 | 1203 | 99999 | 426.44 | 61.58 | 61.59 | 0.01 | 0
2020 | MARITIMES_2_NEISO | MARITIMES | NEISO | Internal | Summer | B1 | 10 | 99999 | 1400.04 | 99.86 | 99.87 | 0.01 | 0
2020 | MARITIMES_2_NEISO | MARITIMES | NEISO | Internal | Summer | B2 | 25 | 99999 | 1400 | 95.07 | 95.09 | 0.01 | 0
2020 | MARITIMES_2_NEISO | MARITIMES | NEISO | Internal | Summer | B3 | 75 | 99999 | 1400.06 | 86.35 | 86.36 | 0.01 | 0
2020 | MARITIMES_2_NEISO | MARITIMES | NEISO | Internal | Summer | B4 | 100 | 99999 | 1400.03 | 80.41 | 80.43 | 0.01 | 0
2020 | MARITIMES_2_NEISO | MARITIMES | NEISO | Internal | Summer | B5 | 200 | 99999 | 1400.02 | 74.94 | 74.96 | 0.01 | 0
2020 | MARITIMES_2_NEISO | MARITIMES | NEISO | Internal | Summer | B6 | 300 | 99999 | 1400.02 | 60.89 | 60.9 | 0.01 | 0
2020 | MARITIMES_2_NEISO | MARITIMES | NEISO | Internal | Summer | B7 | 400 | 99999 | 1400.02 | 58.69 | 58.71 | 0.01 | 0
2020 | MARITIMES_2_NEISO | MARITIMES | NEISO | Internal | Summer | B8 | 500 | 99999 | 1400.02 | 58.69 | 58.71 | 0.01 | 0
2020 | MARITIMES_2_NEISO | MARITIMES | NEISO | Internal | Summer | B9 | 800 | 99999 | 1400.02 | 58.69 | 58.71 | 0.01 | 0
2020 | MARITIMES_2_NEISO | MARITIMES | NEISO | Internal | Summer | B10 | 1262 | 99999 | 236.14 | 58.69 | 58.71 | 0.01 | 0
2020 | MARITIMES_2_NEISO | MARITIMES | NEISO | Internal | Winter | B16 | 25 | 99999 | 1400 | 70.5 | 70.52 | 0.01 | 0
2020 | MARITIMES_2_NEISO | MARITIMES | NEISO | Internal | Winter | B17 | 100 | 99999 | 1400.02 | 70.5 | 70.51 | 0.01 | 0
2020 | MARITIMES_2_NEISO | MARITIMES | NEISO | Internal | Winter | B18 | 400 | 99999 | 1400.02 | 69.48 | 69.49 | 0.01 | 0
2020 | MARITIMES_2_NEISO | MARITIMES | NEISO | Internal | Winter | B19 | 700 | 99999 | 1400.02 | 69.48 | 69.49 | 0.01 | 0
2020 | MARITIMES_2_NEISO | MARITIMES | NEISO | Internal | Winter | B20 | 935 | 99999 | 475.95 | 69.48 | 69.49 | 0.01 | 0
2020 | MISO_IN_2_MISO_MI | MISO_IN | MISO_MI | Internal | Shoulder | B11 | 25 | 5000 | 3752.6 | 74.93 | 74.94 | 0.01 | 0
2020 | MISO_IN_2_MISO_MI | MISO_IN | MISO_MI | Internal | Shoulder | B12 | 200 | 5000 | 3996.05 | 69.35 | 69.36 | 0.01 | 0
2020 | MISO_IN_2_MISO_MI | MISO_IN | MISO_MI | Internal | Shoulder | B13 | 600 | 5000 | 4031.67 | 66.39 | 66.4 | 0.01 | 0
2020 | MISO_IN_2_MISO_MI | MISO_IN | MISO_MI | Internal | Shoulder | B14 | 900 | 5000 | 3700.45 | 63.74 | 63.75 | 0.01 | 0
2020 | MISO_IN_2_MISO_MI | MISO_IN | MISO_MI | Internal | Shoulder | B15 | 1203 | 5000 | 3775.73 | 59.69 | 59.7 | 0.01 | 0
2020 | MISO_IN_2_MISO_MI | MISO_IN | MISO_MI | Internal | Summer | B1 | 10 | 5000 | 5191.11 | 101.85 | 101.86 | 0.01 | 0
2020 | MISO_IN_2_MISO_MI | MISO_IN | MISO_MI | Internal | Summer | B2 | 25 | 5000 | 3230.82 | 101.73 | 101.75 | 0.01 | 0
2020 | MISO_IN_2_MISO_MI | MISO_IN | MISO_MI | Internal | Summer | B3 | 75 | 5000 | 2876.1 | 99.99 | 100 | 0.01 | 0
2020 | MISO_IN_2_MISO_MI | MISO_IN | MISO_MI | Internal | Summer | B4 | 100 | 5000 | 2655.77 | 95.83 | 95.85 | 0.01 | 0
2020 | MISO_IN_2_MISO_MI | MISO_IN | MISO_MI | Internal | Summer | B5 | 200 | 5000 | 2011.57 | 88.47 | 88.48 | 0.01 | 0
2020 | MISO_IN_2_MISO_MI | MISO_IN | MISO_MI | Internal | Summer | B6 | 300 | 5000 | 4261.66 | 74.42 | 74.43 | 0.01 | 0
2020 | MISO_IN_2_MISO_MI | MISO_IN | MISO_MI | Internal | Summer | B7 | 400 | 5000 | 3726.39 | 65.97 | 65.98 | 0.01 | 0
2020 | MISO_IN_2_MISO_MI | MISO_IN | MISO_MI | Internal | Summer | B8 | 500 | 5000 | 4086.85 | 62.22 | 62.24 | 0.01 | 0
2020 | MISO_IN_2_MISO_MI | MISO_IN | MISO_MI | Internal | Summer | B9 | 800 | 5000 | 4059.95 | 61.27 | 61.28 | 0.01 | 0
2020 | MISO_IN_2_MISO_MI | MISO_IN | MISO_MI | Internal | Summer | B10 | 1262 | 5000 | 4149.44 | 60.2 | 60.21 | 0.01 | 0
2020 | MISO_IN_2_MISO_MI | MISO_IN | MISO_MI | Internal | Winter | B16 | 25 | 5000 | 4903.49 | 78.77 | 78.78 | 0.01 | 0
2020 | MISO_IN_2_MISO_MI | MISO_IN | MISO_MI | Internal | Winter | B17 | 100 | 5000 | 4190.39 | 72.18 | 72.19 | 0.01 | 0
2020 | MISO_IN_2_MISO_MI | MISO_IN | MISO_MI | Internal | Winter | B18 | 400 | 5000 | 3980.88 | 69.07 | 69.08 | 0.01 | 0
2020 | MISO_IN_2_MISO_MI | MISO_IN | MISO_MI | Internal | Winter | B19 | 700 | 5000 | 4493.24 | 66.53 | 66.54 | 0.01 | 0
2020 | MISO_IN_2_MISO_MI | MISO_IN | MISO_MI | Internal | Winter | B20 | 935 | 5000 | 4087.87 | 61.45 | 61.46 | 0.01 | 0
2020 | MISO_IN_2_MISO_MO-IL | MISO_IN | MISO_MO-IL | Internal | Shoulder | B11 | 25 | 5000 | 2995.85 | 74.93 | 74.94 | 0.01 | 0
2020 | MISO_IN_2_MISO_MO-IL | MISO_IN | MISO_MO-IL | Internal | Shoulder | B12 | 200 | 5000 | 2698.03 | 69.35 | 69.36 | 0.01 | 0
2020 | MISO_IN_2_MISO_MO-IL | MISO_IN | MISO_MO-IL | Internal | Shoulder | B13 | 600 | 5000 | 3443.87 | 66.39 | 66.4 | 0.01 | 0
2020 | MISO_IN_2_MISO_MO-IL | MISO_IN | MISO_MO-IL | Internal | Shoulder | B14 | 900 | 5000 | 3770.14 | 63.74 | 63.75 | 0.01 | 0
2020 | MISO_IN_2_MISO_MO-IL | MISO_IN | MISO_MO-IL | Internal | Shoulder | B15 | 1203 | 5000 | 1329.11 | 59.69 | 59.7 | 0.01 | 0
2020 | MISO_IN_2_MISO_MO-IL | MISO_IN | MISO_MO-IL | Internal | Summer | B1 | 10 | 5000 | 112.74 | 101.85 | 101.84 | 0.01 | 0
2020 | MISO_IN_2_MISO_MO-IL | MISO_IN | MISO_MO-IL | Internal | Summer | B2 | 25 | 5000 | 4290.76 | 101.73 | 101.75 | 0.01 | 0
2020 | MISO_IN_2_MISO_MO-IL | MISO_IN | MISO_MO-IL | Internal | Summer | B3 | 75 | 5000 | 4999.92 | 99.99 | 100.89 | 0.01 | 0.89
2020 | MISO_IN_2_MISO_MO-IL | MISO_IN | MISO_MO-IL | Internal | Summer | B4 | 100 | 5000 | 6112.7 | 95.83 | 97.97 | 0.01 | 2.12
2020 | MISO_IN_2_MISO_MO-IL | MISO_IN | MISO_MO-IL | Internal | Summer | B5 | 200 | 5000 | 6574.12 | 88.47 | 90.6 | 0.01 | 2.12
2020 | MISO_IN_2_MISO_MO-IL | MISO_IN | MISO_MO-IL | Internal | Summer | B6 | 300 | 5000 | 4999.97 | 74.42 | 75.43 | 0.01 | 1
2020 | MISO_IN_2_MISO_MO-IL | MISO_IN | MISO_MO-IL | Internal | Summer | B7 | 400 | 5000 | 6473.47 | 65.97 | 68.1 | 0.01 | 2.12
2020 | MISO_IN_2_MISO_MO-IL | MISO_IN | MISO_MO-IL | Internal | Summer | B8 | 500 | 5000 | 5743.23 | 62.22 | 64.36 | 0.01 | 2.12
2020 | MISO_IN_2_MISO_MO-IL | MISO_IN | MISO_MO-IL | Internal | Summer | B9 | 800 | 5000 | 5000.35 | 61.27 | 63.18 | 0.01 | 1.9
2020 | MISO_IN_2_MISO_MO-IL | MISO_IN | MISO_MO-IL | Internal | Summer | B10 | 1262 | 5000 | 4999.93 | 60.2 | 61.03 | 0.01 | 0.83
2020 | MISO_IN_2_MISO_MO-IL | MISO_IN | MISO_MO-IL | Internal | Winter | B16 | 25 | 5000 | 35.77 | 78.77 | 78.76 | 0.01 | 0
2020 | MISO_IN_2_MISO_MO-IL | MISO_IN | MISO_MO-IL | Internal | Winter | B17 | 100 | 5000 | 10.52 | 72.18 | 72.16 | 0.01 | 0
2020 | MISO_IN_2_MISO_MO-IL | MISO_IN | MISO_MO-IL | Internal | Winter | B18 | 400 | 5000 | 1501.8 | 69.07 | 69.08 | 0.01 | 0
2020 | MISO_IN_2_MISO_MO-IL | MISO_IN | MISO_MO-IL | Internal | Winter | B19 | 700 | 5000 | 4948.09 | 66.53 | 66.55 | 0.01 | 0
2020 | MISO_IN_2_MISO_MO-IL | MISO_IN | MISO_MO-IL | Internal | Winter | B20 | 935 | 5000 | 3881.24 | 61.45 | 61.46 | 0.01 | 0
2020 | MISO_IN_2_NonRTO_Midwest | MISO_IN | NonRTO_Midwest | Internal | Shoulder | B11 | 25 | 4800 | 977.01 | 74.93 | 82.93 | 8 | 0
2020 | MISO_IN_2_NonRTO_Midwest | MISO_IN | NonRTO_Midwest | Internal | Shoulder | B12 | 200 | 4800 | 451.17 | 69.35 | 77.35 | 8 | 0
2020 | MISO_IN_2_NonRTO_Midwest | MISO_IN | NonRTO_Midwest | Internal | Shoulder | B13 | 600 | 4800 | 0.05 | 66.39 | 69.62 | 8 | 0
2020 | MISO_IN_2_NonRTO_Midwest | MISO_IN | NonRTO_Midwest | Internal | Shoulder | B14 | 900 | 4800 | 0.01 | 63.74 | 66.35 | 8 | 0
2020 | MISO_IN_2_NonRTO_Midwest | MISO_IN | NonRTO_Midwest | Internal | Shoulder | B15 | 1203 | 4800 | 0.01 | 59.69 | 63.25 | 8 | 0
2020 | MISO_IN_2_NonRTO_Midwest | MISO_IN | NonRTO_Midwest | Internal | Summer | B1 | 10 | 4800 | 3.89 | 101.85 | 108.59 | 8 | 0
2020 | MISO_IN_2_NonRTO_Midwest | MISO_IN | NonRTO_Midwest | Internal | Summer | B2 | 25 | 4800 | 1.77 | 101.73 | 108.58 | 8 | 0
2020 | MISO_IN_2_NonRTO_Midwest | MISO_IN | NonRTO_Midwest | Internal | Summer | B3 | 75 | 4800 | 1300.93 | 99.99 | 107.99 | 8 | 0
2020 | MISO_IN_2_NonRTO_Midwest | MISO_IN | NonRTO_Midwest | Internal | Summer | B4 | 100 | 4800 | 893.62 | 95.83 | 103.83 | 8 | 0
2020 | MISO_IN_2_NonRTO_Midwest | MISO_IN | NonRTO_Midwest | Internal | Summer | B5 | 200 | 4800 | 584.27 | 88.47 | 96.47 | 8 | 0
2020 | MISO_IN_2_NonRTO_Midwest | MISO_IN | NonRTO_Midwest | Internal | Summer | B6 | 300 | 4800 | 104.12 | 74.42 | 82.41 | 8 | 0
2020 | MISO_IN_2_NonRTO_Midwest | MISO_IN | NonRTO_Midwest | Internal | Summer | B7 | 400 | 4800 | 0.02 | 65.97 | 66.35 | 8 | 0
2020 | MISO_IN_2_NonRTO_Midwest | MISO_IN | NonRTO_Midwest | Internal | Summer | B8 | 500 | 4800 | 0.03 | 62.22 | 65.81 | 8 | 0
2020 | MISO_IN_2_NonRTO_Midwest | MISO_IN | NonRTO_Midwest | Internal | Summer | B9 | 800 | 4800 | 0.01 | 61.27 | 63.42 | 8 | 0
2020 | MISO_IN_2_NonRTO_Midwest | MISO_IN | NonRTO_Midwest | Internal | Summer | B10 | 1262 | 4800 | 0 | 60.2 | 62.43 | 8 | 0
2020 | MISO_IN_2_NonRTO_Midwest | MISO_IN | NonRTO_Midwest | Internal | Winter | B16 | 25 | 4800 | 2387.3 | 78.77 | 86.77 | 8 | 0
2020 | MISO_IN_2_NonRTO_Midwest | MISO_IN | NonRTO_Midwest | Internal | Winter | B17 | 100 | 4800 | 1276.95 | 72.18 | 80.18 | 8 | 0
2020 | MISO_IN_2_NonRTO_Midwest | MISO_IN | NonRTO_Midwest | Internal | Winter | B18 | 400 | 4800 | 519.77 | 69.07 | 77.07 | 8 | 0
2020 | MISO_IN_2_NonRTO_Midwest | MISO_IN | NonRTO_Midwest | Internal | Winter | B19 | 700 | 4800 | 0.01 | 66.53 | 66.36 | 8 | 0
2020 | MISO_IN_2_NonRTO_Midwest | MISO_IN | NonRTO_Midwest | Internal | Winter | B20 | 935 | 4800 | 0.02 | 61.45 | 65.81 | 8 | 0
2020 | MISO_IN_2_PJM_ROR | MISO_IN | PJM_ROR | Internal | Shoulder | B11 | 25 | 992 | 54.92 | 74.93 | 76.92 | 2 | 0
2020 | MISO_IN_2_PJM_ROR | MISO_IN | PJM_ROR | Internal | Shoulder | B12 | 200 | 992 | 549.8 | 69.35 | 71.35 | 2 | 0
2020 | MISO_IN_2_PJM_ROR | MISO_IN | PJM_ROR | Internal | Shoulder | B13 | 600 | 992 | 310.87 | 66.39 | 68.39 | 2 | 0
2020 | MISO_IN_2_PJM_ROR | MISO_IN | PJM_ROR | Internal | Shoulder | B14 | 900 | 992 | 283.53 | 63.74 | 65.74 | 2 | 0
2020 | MISO_IN_2_PJM_ROR | MISO_IN | PJM_ROR | Internal | Shoulder | B15 | 1203 | 992 | 990.27 | 59.69 | 61.7 | 2 | 0.01
2020 | MISO_IN_2_PJM_ROR | MISO_IN | PJM_ROR | Internal | Summer | B1 | 10 | 992 | 3607.95 | 101.85 | 104.14 | 2 | 0.3
2020 | MISO_IN_2_PJM_ROR | MISO_IN | PJM_ROR | Internal | Summer | B2 | 25 | 992 | 945.08 | 101.73 | 103.75 | 2 | 0.01
2020 | MISO_IN_2_PJM_ROR | MISO_IN | PJM_ROR | Internal | Summer | B3 | 75 | 992 | 0.88 | 99.99 | 101.27 | 2 | 0
2020 | MISO_IN_2_PJM_ROR | MISO_IN | PJM_ROR | Internal | Summer | B4 | 100 | 992 | 0.32 | 95.83 | 95.97 | 2 | 0
2020 | MISO_IN_2_PJM_ROR | MISO_IN | PJM_ROR | Internal | Summer | B5 | 200 | 992 | 982.57 | 88.47 | 90.48 | 2 | 0.01
2020 | MISO_IN_2_PJM_ROR | MISO_IN | PJM_ROR | Internal | Summer | B6 | 300 | 992 | 986.54 | 74.42 | 76.43 | 2 | 0.01
2020 | MISO_IN_2_PJM_ROR | MISO_IN | PJM_ROR | Internal | Summer | B7 | 400 | 992 | 953.36 | 65.97 | 67.97 | 2 | 0
2020 | MISO_IN_2_PJM_ROR | MISO_IN | PJM_ROR | Internal | Summer | B8 | 500 | 992 | 741.24 | 62.22 | 64.22 | 2 | 0
2020 | MISO_IN_2_PJM_ROR | MISO_IN | PJM_ROR | Internal | Summer | B9 | 800 | 992 | 0.06 | 61.27 | 62.22 | 2 | 0
2020 | MISO_IN_2_PJM_ROR | MISO_IN | PJM_ROR | Internal | Summer | B10 | 1262 | 992 | 0.04 | 60.2 | 61.08 | 2 | 0
2020 | MISO_IN_2_PJM_ROR | MISO_IN | PJM_ROR | Internal | Winter | B16 | 25 | 992 | 14844.82 | 78.77 | 81.07 | 2 | 0.3
2020 | MISO_IN_2_PJM_ROR | MISO_IN | PJM_ROR | Internal | Winter | B17 | 100 | 992 | 9937.14 | 72.18 | 74.47 | 2 | 0.3
2020 | MISO_IN_2_PJM_ROR | MISO_IN | PJM_ROR | Internal | Winter | B18 | 400 | 992 | 4179.73 | 69.07 | 71.37 | 2 | 0.3
2020 | MISO_IN_2_PJM_ROR | MISO_IN | PJM_ROR | Internal | Winter | B19 | 700 | 992 | 1343.6 | 66.53 | 68.83 | 2 | 0.3
2020 | MISO_IN_2_PJM_ROR | MISO_IN | PJM_ROR | Internal | Winter | B20 | 935 | 992 | 990.15 | 61.45 | 63.46 | 2 | 0.01
2020 | MISO_MI_2_IESO | MISO_MI | IESO | Internal | Shoulder | B11 | 25 | 1580 | 0.06 | 74.94 | 41.37 | 8 | 0
2020 | MISO_MI_2_IESO | MISO_MI | IESO | Internal | Shoulder | B12 | 200 | 1580 | 0 | 69.36 | 35.79 | 8 | 0
2020 | MISO_MI_2_IESO | MISO_MI | IESO | Internal | Shoulder | B13 | 600 | 1580 | 0 | 66.4 | 35.79 | 8 | 0
2020 | MISO_MI_2_IESO | MISO_MI | IESO | Internal | Shoulder | B14 | 900 | 1580 | 0 | 63.75 | 35.79 | 8 | 0
2020 | MISO_MI_2_IESO | MISO_MI | IESO | Internal | Shoulder | B15 | 1203 | 1580 | 0 | 59.7 | 35.79 | 8 | 0
2020 | MISO_MI_2_IESO | MISO_MI | IESO | Internal | Summer | B1 | 10 | 1580 | 0.31 | 101.86 | 89.88 | 8 | 0
2020 | MISO_MI_2_IESO | MISO_MI | IESO | Internal | Summer | B2 | 25 | 1580 | 0.11 | 101.75 | 87.28 | 8 | 0
2020 | MISO_MI_2_IESO | MISO_MI | IESO | Internal | Summer | B3 | 75 | 1580 | 0.02 | 100 | 71.54 | 8 | 0
2020 | MISO_MI_2_IESO | MISO_MI | IESO | Internal | Summer | B4 | 100 | 1580 | 0.02 | 95.85 | 64.4 | 8 | 0
2020 | MISO_MI_2_IESO | MISO_MI | IESO | Internal | Summer | B5 | 200 | 1580 | 0 | 88.48 | 57.05 | 8 | 0
2020 | MISO_MI_2_IESO | MISO_MI | IESO | Internal | Summer | B6 | 300 | 1580 | 0 | 74.43 | 41.86 | 8 | 0
2020 | MISO_MI_2_IESO | MISO_MI | IESO | Internal | Summer | B7 | 400 | 1580 | 0 | 65.98 | 34.55 | 8 | 0
2020 | MISO_MI_2_IESO | MISO_MI | IESO | Internal | Summer | B8 | 500 | 1580 | 0 | 62.24 | 30.8 | 8 | 0
2020 | MISO_MI_2_IESO | MISO_MI | IESO | Internal | Summer | B9 | 800 | 1580 | 0 | 61.28 | 30.8 | 8 | 0
2020 | MISO_MI_2_IESO | MISO_MI | IESO | Internal | Summer | B10 | 1262 | 1580 | 0 | 60.21 | 30.8 | 8 | 0
2020 | MISO_MI_2_IESO | MISO_MI | IESO | Internal | Winter | B16 | 25 | 1580 | 0.08 | 78.78 | 54.46 | 8 | 0
2020 | MISO_MI_2_IESO | MISO_MI | IESO | Internal | Winter | B17 | 100 | 1580 | 0.02 | 72.19 | 54.46 | 8 | 0
2020 | MISO_MI_2_IESO | MISO_MI | IESO | Internal | Winter | B18 | 400 | 1580 | 0 | 69.08 | 54.46 | 8 | 0
2020 | MISO_MI_2_IESO | MISO_MI | IESO | Internal | Winter | B19 | 700 | 1580 | 0 | 66.54 | 54.46 | 8 | 0
2020 | MISO_MI_2_IESO | MISO_MI | IESO | Internal | Winter | B20 | 935 | 1580 | 0 | 61.46 | 54.46 | 8 | 0
2020 | MISO_MI_2_MISO_IN | MISO_MI | MISO_IN | Internal | Shoulder | B11 | 25 | 2045 | 87.03 | 74.94 | 74.93 | 0.01 | 0
2020 | MISO_MI_2_MISO_IN | MISO_MI | MISO_IN | Internal | Shoulder | B12 | 200 | 2045 | 12.05 | 69.36 | 69.35 | 0.01 | 0
2020 | MISO_MI_2_MISO_IN | MISO_MI | MISO_IN | Internal | Shoulder | B13 | 600 | 2045 | 4.23 | 66.4 | 66.39 | 0.01 | 0
2020 | MISO_MI_2_MISO_IN | MISO_MI | MISO_IN | Internal | Shoulder | B14 | 900 | 2045 | 2.87 | 63.75 | 63.74 | 0.01 | 0
2020 | MISO_MI_2_MISO_IN | MISO_MI | MISO_IN | Internal | Shoulder | B15 | 1203 | 2045 | 2.19 | 59.7 | 59.69 | 0.01 | 0
2020 | MISO_MI_2_MISO_IN | MISO_MI | MISO_IN | Internal | Summer | B1 | 10 | 2045 | 197.78 | 101.86 | 101.85 | 0.01 | 0
2020 | MISO_MI_2_MISO_IN | MISO_MI | MISO_IN | Internal | Summer | B2 | 25 | 2045 | 87.72 | 101.75 | 101.73 | 0.01 | 0
2020 | MISO_MI_2_MISO_IN | MISO_MI | MISO_IN | Internal | Summer | B3 | 75 | 2045 | 31.79 | 100 | 99.99 | 0.01 | 0
2020 | MISO_MI_2_MISO_IN | MISO_MI | MISO_IN | Internal | Summer | B4 | 100 | 2045 | 24.33 | 95.85 | 95.83 | 0.01 | 0
2020 | MISO_MI_2_MISO_IN | MISO_MI | MISO_IN | Internal | Summer | B5 | 200 | 2045 | 12.57 | 88.48 | 88.47 | 0.01 | 0
2020 | MISO_MI_2_MISO_IN | MISO_MI | MISO_IN | Internal | Summer | B6 | 300 | 2045 | 8.21 | 74.43 | 74.42 | 0.01 | 0
2020 | MISO_MI_2_MISO_IN | MISO_MI | MISO_IN | Internal | Summer | B7 | 400 | 2045 | 6.25 | 65.98 | 65.97 | 0.01 | 0
2020 | MISO_MI_2_MISO_IN | MISO_MI | MISO_IN | Internal | Summer | B8 | 500 | 2045 | 5.04 | 62.24 | 62.22 | 0.01 | 0
2020 | MISO_MI_2_MISO_IN | MISO_MI | MISO_IN | Internal | Summer | B9 | 800 | 2045 | 3.23 | 61.28 | 61.27 | 0.01 | 0
2020 | MISO_MI_2_MISO_IN | MISO_MI | MISO_IN | Internal | Summer | B10 | 1262 | 2045 | 2.1 | 60.21 | 60.2 | 0.01 | 0
2020 | MISO_MI_2_MISO_IN | MISO_MI | MISO_IN | Internal | Winter | B16 | 25 | 2045 | 85.48 | 78.78 | 78.77 | 0.01 | 0
2020 | MISO_MI_2_MISO_IN | MISO_MI | MISO_IN | Internal | Winter | B17 | 100 | 2045 | 23.41 | 72.19 | 72.18 | 0.01 | 0
2020 | MISO_MI_2_MISO_IN | MISO_MI | MISO_IN | Internal | Winter | B18 | 400 | 2045 | 6.25 | 69.08 | 69.07 | 0.01 | 0
2020 | MISO_MI_2_MISO_IN | MISO_MI | MISO_IN | Internal | Winter | B19 | 700 | 2045 | 3.66 | 66.54 | 66.53 | 0.01 | 0
2020 | MISO_MI_2_MISO_IN | MISO_MI | MISO_IN | Internal | Winter | B20 | 935 | 2045 | 2.79 | 61.46 | 61.45 | 0.01 | 0
2020 | MISO_MI_2_MISO_WUMS | MISO_MI | MISO_WUMS | Internal | Shoulder | B11 | 25 | 117 | 1.35 | 74.94 | 73.64 | 0.01 | 0.01
2020 | MISO_MI_2_MISO_WUMS | MISO_MI | MISO_WUMS | Internal | Shoulder | B12 | 200 | 117 | 2.64 | 69.36 | 69.34 | 0.01 | 0
2020 | MISO_MI_2_MISO_WUMS | MISO_MI | MISO_WUMS | Internal | Shoulder | B13 | 600 | 117 | 1.07 | 66.4 | 66.37 | 0.01 | 0
2020 | MISO_MI_2_MISO_WUMS | MISO_MI | MISO_WUMS | Internal | Shoulder | B14 | 900 | 117 | 0.98 | 63.75 | 63.74 | 0.01 | 0
2020 | MISO_MI_2_MISO_WUMS | MISO_MI | MISO_WUMS | Internal | Shoulder | B15 | 1203 | 117 | 1.51 | 59.7 | 59.7 | 0.01 | 0
2020 | MISO_MI_2_MISO_WUMS | MISO_MI | MISO_WUMS | Internal | Summer | B1 | 10 | 117 | 108.23 | 101.86 | 101.99 | 0.01 | 0.15
2020 | MISO_MI_2_MISO_WUMS | MISO_MI | MISO_WUMS | Internal | Summer | B2 | 25 | 117 | 34.38 | 101.75 | 101.75 | 0.01 | 0.02
2020 | MISO_MI_2_MISO_WUMS | MISO_MI | MISO_WUMS | Internal | Summer | B3 | 75 | 117 | 0.76 | 100 | 99.32 | 0.01 | 0
2020 | MISO_MI_2_MISO_WUMS | MISO_MI | MISO_WUMS | Internal | Summer | B4 | 100 | 117 | 1.37 | 95.85 | 95.66 | 0.01 | 0
2020 | MISO_MI_2_MISO_WUMS | MISO_MI | MISO_WUMS | Internal | Summer | B5 | 200 | 117 | 0.78 | 88.48 | 88.31 | 0.01 | 0
2020 | MISO_MI_2_MISO_WUMS | MISO_MI | MISO_WUMS | Internal | Summer | B6 | 300 | 117 | 0.12 | 74.43 | 73.12 | 0.01 | 0
2020 | MISO_MI_2_MISO_WUMS | MISO_MI | MISO_WUMS | Internal | Summer | B7 | 400 | 117 | 2 | 65.98 | 65.97 | 0.01 | 0
2020 | MISO_MI_2_MISO_WUMS | MISO_MI | MISO_WUMS | Internal | Summer | B8 | 500 | 117 | 0.34 | 62.24 | 62.07 | 0.01 | 0
2020 | MISO_MI_2_MISO_WUMS | MISO_MI | MISO_WUMS | Internal | Summer | B9 | 800 | 117 | 0.13 | 61.28 | 60.89 | 0.01 | 0
2020 | MISO_MI_2_MISO_WUMS | MISO_MI | MISO_WUMS | Internal | Summer | B10 | 1262 | 117 | 0.03 | 60.21 | 59.08 | 0.01 | 0
2020 | MISO_MI_2_MISO_WUMS | MISO_MI | MISO_WUMS | Internal | Winter | B16 | 25 | 117 | 1.3 | 78.78 | 77.48 | 0.01 | 0.01
2020 | MISO_MI_2_MISO_WUMS | MISO_MI | MISO_WUMS | Internal | Winter | B17 | 100 | 117 | 0.35 | 72.19 | 70.88 | 0.01 | 0
2020 | MISO_MI_2_MISO_WUMS | MISO_MI | MISO_WUMS | Internal | Winter | B18 | 400 | 117 | 1.35 | 69.08 | 69.06 | 0.01 | 0
2020 | MISO_MI_2_MISO_WUMS | MISO_MI | MISO_WUMS | Internal | Winter | B19 | 700 | 117 | 116.83 | 66.54 | 66.7 | 0.01 | 0.14
2020 | MISO_MI_2_MISO_WUMS | MISO_MI | MISO_WUMS | Internal | Winter | B20 | 935 | 117 | 1.84 | 61.46 | 61.46 | 0.01 | 0
2020 | MISO_MI_2_PJM_ROR | MISO_MI | PJM_ROR | Internal | Shoulder | B11 | 25 | 1424 | 23.42 | 74.94 | 76.92 | 2 | 0
2020 | MISO_MI_2_PJM_ROR | MISO_MI | PJM_ROR | Internal | Shoulder | B12 | 200 | 1424 | 9.27 | 69.36 | 71.35 | 2 | 0
2020 | MISO_MI_2_PJM_ROR | MISO_MI | PJM_ROR | Internal | Shoulder | B13 | 600 | 1424 | 3.84 | 66.4 | 68.39 | 2 | 0
2020 | MISO_MI_2_PJM_ROR | MISO_MI | PJM_ROR | Internal | Shoulder | B14 | 900 | 1424 | 2.53 | 63.75 | 65.74 | 2 | 0
2020 | MISO_MI_2_PJM_ROR | MISO_MI | PJM_ROR | Internal | Shoulder | B15 | 1203 | 1424 | 420.6 | 59.7 | 61.7 | 2 | 0
2020 | MISO_MI_2_PJM_ROR | MISO_MI | PJM_ROR | Internal | Summer | B1 | 10 | 1424 | 1419.29 | 101.86 | 104.14 | 2 | 0.29
2020 | MISO_MI_2_PJM_ROR | MISO_MI | PJM_ROR | Internal | Summer | B2 | 25 | 1424 | 711.57 | 101.75 | 103.75 | 2 | 0
2020 | MISO_MI_2_PJM_ROR | MISO_MI | PJM_ROR | Internal | Summer | B3 | 75 | 1424 | 0.7 | 100 | 101.27 | 2 | 0
2020 | MISO_MI_2_PJM_ROR | MISO_MI | PJM_ROR | Internal | Summer | B4 | 100 | 1424 | 0.27 | 95.85 | 95.97 | 2 | 0
2020 | MISO_MI_2_PJM_ROR | MISO_MI | PJM_ROR | Internal | Summer | B5 | 200 | 1424 | 172.82 | 88.48 | 90.48 | 2 | 0
2020 | MISO_MI_2_PJM_ROR | MISO_MI | PJM_ROR | Internal | Summer | B6 | 300 | 1424 | 613.8 | 74.43 | 76.43 | 2 | 0
2020 | MISO_MI_2_PJM_ROR | MISO_MI | PJM_ROR | Internal | Summer | B7 | 400 | 1424 | 10.5 | 65.98 | 67.97 | 2 | 0
2020 | MISO_MI_2_PJM_ROR | MISO_MI | PJM_ROR | Internal | Summer | B8 | 500 | 1424 | 6.2 | 62.24 | 64.22 | 2 | 0
2020 | MISO_MI_2_PJM_ROR | MISO_MI | PJM_ROR | Internal | Summer | B9 | 800 | 1424 | 0.05 | 61.28 | 62.22 | 2 | 0
2020 | MISO_MI_2_PJM_ROR | MISO_MI | PJM_ROR | Internal | Summer | B10 | 1262 | 1424 | 0.03 | 60.21 | 61.08 | 2 | 0
2020 | MISO_MI_2_PJM_ROR | MISO_MI | PJM_ROR | Internal | Winter | B16 | 25 | 1424 | 1421.92 | 78.78 | 81.07 | 2 | 0.28
2020 | MISO_MI_2_PJM_ROR | MISO_MI | PJM_ROR | Internal | Winter | B17 | 100 | 1424 | 1423.39 | 72.19 | 74.47 | 2 | 0.28
2020 | MISO_MI_2_PJM_ROR | MISO_MI | PJM_ROR | Internal | Winter | B18 | 400 | 1424 | 1423.81 | 69.08 | 71.37 | 2 | 0.28
2020 | MISO_MI_2_PJM_ROR | MISO_MI | PJM_ROR | Internal | Winter | B19 | 700 | 1424 | 1423.85 | 66.54 | 68.83 | 2 | 0.28
2020 | MISO_MI_2_PJM_ROR | MISO_MI | PJM_ROR | Internal | Winter | B20 | 935 | 1424 | 1081.04 | 61.46 | 63.46 | 2 | 0
2020 | MISO_MO-IL_2_ENT | MISO_MO-IL | ENT | Internal | Shoulder | B11 | 25 | 2540 | 0.42 | 74.94 | 77.73 | 8 | 0
2020 | MISO_MO-IL_2_ENT | MISO_MO-IL | ENT | Internal | Shoulder | B12 | 200 | 2540 | 0.04 | 69.36 | 68.34 | 8 | 0
2020 | MISO_MO-IL_2_ENT | MISO_MO-IL | ENT | Internal | Shoulder | B13 | 600 | 2540 | 0.02 | 66.4 | 67.57 | 8 | 0
2020 | MISO_MO-IL_2_ENT | MISO_MO-IL | ENT | Internal | Shoulder | B14 | 900 | 2540 | 0.01 | 63.75 | 65.32 | 8 | 0
2020 | MISO_MO-IL_2_ENT | MISO_MO-IL | ENT | Internal | Shoulder | B15 | 1203 | 2540 | 0 | 59.7 | 60.92 | 8 | 0
2020 | MISO_MO-IL_2_ENT | MISO_MO-IL | ENT | Internal | Summer | B1 | 10 | 2540 | 0.62 | 101.84 | 100.21 | 8 | 0
2020 | MISO_MO-IL_2_ENT | MISO_MO-IL | ENT | Internal | Summer | B2 | 25 | 2540 | 0.29 | 101.75 | 101.74 | 8 | 0
2020 | MISO_MO-IL_2_ENT | MISO_MO-IL | ENT | Internal | Summer | B3 | 75 | 2540 | 0.11 | 100.89 | 101.62 | 8 | 0
2020 | MISO_MO-IL_2_ENT | MISO_MO-IL | ENT | Internal | Summer | B4 | 100 | 2540 | 0.09 | 97.97 | 98.52 | 8 | 0
2020 | MISO_MO-IL_2_ENT | MISO_MO-IL | ENT | Internal | Summer | B5 | 200 | 2540 | 0.05 | 90.6 | 92.43 | 8 | 0
2020 | MISO_MO-IL_2_ENT | MISO_MO-IL | ENT | Internal | Summer | B6 | 300 | 2540 | 0.04 | 75.43 | 77.71 | 8 | 0
2020 | MISO_MO-IL_2_ENT | MISO_MO-IL | ENT | Internal | Summer | B7 | 400 | 2540 | 0.03 | 68.1 | 70.1 | 8 | 0
2020 | MISO_MO-IL_2_ENT | MISO_MO-IL | ENT | Internal | Summer | B8 | 500 | 2540 | 0.03 | 64.36 | 68.25 | 8 | 0
2020 | MISO_MO-IL_2_ENT | MISO_MO-IL | ENT | Internal | Summer | B9 | 800 | 2540 | 0.02 | 63.18 | 66.48 | 8 | 0
2020 | MISO_MO-IL_2_ENT | MISO_MO-IL | ENT | Internal | Summer | B10 | 1262 | 2540 | 0.01 | 61.03 | 64.27 | 8 | 0
2020 | MISO_MO-IL_2_ENT | MISO_MO-IL | ENT | Internal | Winter | B16 | 25 | 2540 | 0.25 | 78.76 | 77.12 | 8 | 0
2020 | MISO_MO-IL_2_ENT | MISO_MO-IL | ENT | Internal | Winter | B17 | 100 | 2540 | 0.07 | 72.16 | 71.07 | 8 | 0
2020 | MISO_MO-IL_2_ENT | MISO_MO-IL | ENT | Internal | Winter | B18 | 400 | 2540 | 0.02 | 69.08 | 70.55 | 8 | 0
2020 | MISO_MO-IL_2_ENT | MISO_MO-IL | ENT | Internal | Winter | B19 | 700 | 2540 | 0.01 | 66.55 | 68.27 | 8 | 0
2020 | MISO_MO-IL_2_ENT | MISO_MO-IL | ENT | Internal | Winter | B20 | 935 | 2540 | 0.01 | 61.46 | 62.68 | 8 | 0
2020 | MISO_MO-IL_2_MISO_IN | MISO_MO-IL | MISO_IN | Internal | Shoulder | B11 | 25 | 2100 | 57.8 | 74.94 | 74.93 | 0.01 | 0
2020 | MISO_MO-IL_2_MISO_IN | MISO_MO-IL | MISO_IN | Internal | Shoulder | B12 | 200 | 2100 | 9.52 | 69.36 | 69.35 | 0.01 | 0
2020 | MISO_MO-IL_2_MISO_IN | MISO_MO-IL | MISO_IN | Internal | Shoulder | B13 | 600 | 2100 | 3.47 | 66.4 | 66.39 | 0.01 | 0
2020 | MISO_MO-IL_2_MISO_IN | MISO_MO-IL | MISO_IN | Internal | Shoulder | B14 | 900 | 2100 | 2.42 | 63.75 | 63.74 | 0.01 | 0
2020 | MISO_MO-IL_2_MISO_IN | MISO_MO-IL | MISO_IN | Internal | Shoulder | B15 | 1203 | 2100 | 1.94 | 59.7 | 59.69 | 0.01 | 0
2020 | MISO_MO-IL_2_MISO_IN | MISO_MO-IL | MISO_IN | Internal | Summer | B1 | 10 | 2100 | 630.35 | 101.84 | 101.85 | 0.01 | 0
2020 | MISO_MO-IL_2_MISO_IN | MISO_MO-IL | MISO_IN | Internal | Summer | B2 | 25 | 2100 | 47.51 | 101.75 | 101.73 | 0.01 | 0
2020 | MISO_MO-IL_2_MISO_IN | MISO_MO-IL | MISO_IN | Internal | Summer | B3 | 75 | 2100 | 0.87 | 100.89 | 99.99 | 0.01 | 0
2020 | MISO_MO-IL_2_MISO_IN | MISO_MO-IL | MISO_IN | Internal | Summer | B4 | 100 | 2100 | 0.34 | 97.97 | 95.83 | 0.01 | 0
2020 | MISO_MO-IL_2_MISO_IN | MISO_MO-IL | MISO_IN | Internal | Summer | B5 | 200 | 2100 | 0.18 | 90.6 | 88.47 | 0.01 | 0
2020 | MISO_MO-IL_2_MISO_IN | MISO_MO-IL | MISO_IN | Internal | Summer | B6 | 300 | 2100 | 0.23 | 75.43 | 74.42 | 0.01 | 0
2020 | MISO_MO-IL_2_MISO_IN | MISO_MO-IL | MISO_IN | Internal | Summer | B7 | 400 | 2100 | 0.11 | 68.1 | 65.97 | 0.01 | 0
2020 | MISO_MO-IL_2_MISO_IN | MISO_MO-IL | MISO_IN | Internal | Summer | B8 | 500 | 2100 | 0.11 | 64.36 | 62.22 | 0.01 | 0
2020 | MISO_MO-IL_2_MISO_IN | MISO_MO-IL | MISO_IN | Internal | Summer | B9 | 800 | 2100 | 0.09 | 63.18 | 61.27 | 0.01 | 0
2020 | MISO_MO-IL_2_MISO_IN | MISO_MO-IL | MISO_IN | Internal | Summer | B10 | 1262 | 2100 | 0.15 | 61.03 | 60.2 | 0.01 | 0
2020 | MISO_MO-IL_2_MISO_IN | MISO_MO-IL | MISO_IN | Internal | Winter | B16 | 25 | 2100 | 12452.97 | 78.76 | 78.77 | 0.01 | 0
2020 | MISO_MO-IL_2_MISO_IN | MISO_MO-IL | MISO_IN | Internal | Winter | B17 | 100 | 2100 | 5662.57 | 72.16 | 72.18 | 0.01 | 0
2020 | MISO_MO-IL_2_MISO_IN | MISO_MO-IL | MISO_IN | Internal | Winter | B18 | 400 | 2100 | 5.47 | 69.08 | 69.07 | 0.01 | 0
2020 | MISO_MO-IL_2_MISO_IN | MISO_MO-IL | MISO_IN | Internal | Winter | B19 | 700 | 2100 | 2.4 | 66.55 | 66.53 | 0.01 | 0
2020 | MISO_MO-IL_2_MISO_IN | MISO_MO-IL | MISO_IN | Internal | Winter | B20 | 935 | 2100 | 2.29 | 61.46 | 61.45 | 0.01 | 0
2020 | MISO_MO-IL_2_MISO_W | MISO_MO-IL | MISO_W | Internal | Shoulder | B11 | 25 | 960 | 31.44 | 74.94 | 74.93 | 0.01 | 0
2020 | MISO_MO-IL_2_MISO_W | MISO_MO-IL | MISO_W | Internal | Shoulder | B12 | 200 | 960 | 5.73 | 69.36 | 69.35 | 0.01 | 0
2020 | MISO_MO-IL_2_MISO_W | MISO_MO-IL | MISO_W | Internal | Shoulder | B13 | 600 | 960 | 2.19 | 66.4 | 66.39 | 0.01 | 0
2020 | MISO_MO-IL_2_MISO_W | MISO_MO-IL | MISO_W | Internal | Shoulder | B14 | 900 | 960 | 684.24 | 63.75 | 63.76 | 0.01 | 0
2020 | MISO_MO-IL_2_MISO_W | MISO_MO-IL | MISO_W | Internal | Shoulder | B15 | 1203 | 960 | 959.87 | 59.7 | 59.86 | 0.01 | 0.15
2020 | MISO_MO-IL_2_MISO_W | MISO_MO-IL | MISO_W | Internal | Summer | B1 | 10 | 960 | 949.82 | 101.84 | 102 | 0.01 | 0.16
2020 | MISO_MO-IL_2_MISO_W | MISO_MO-IL | MISO_W | Internal | Summer | B2 | 25 | 960 | 957.44 | 101.75 | 102 | 0.01 | 0.25
2020 | MISO_MO-IL_2_MISO_W | MISO_MO-IL | MISO_W | Internal | Summer | B3 | 75 | 960 | 960.45 | 100.89 | 101.62 | 0.01 | 0.72
2020 | MISO_MO-IL_2_MISO_W | MISO_MO-IL | MISO_W | Internal | Summer | B4 | 100 | 960 | 14.35 | 97.97 | 97.96 | 0.01 | 0
2020 | MISO_MO-IL_2_MISO_W | MISO_MO-IL | MISO_W | Internal | Summer | B5 | 200 | 960 | 642.59 | 90.6 | 90.61 | 0.01 | 0
2020 | MISO_MO-IL_2_MISO_W | MISO_MO-IL | MISO_W | Internal | Summer | B6 | 300 | 960 | 4.17 | 75.43 | 75.42 | 0.01 | 0
2020 | MISO_MO-IL_2_MISO_W | MISO_MO-IL | MISO_W | Internal | Summer | B7 | 400 | 960 | 691.53 | 68.1 | 68.11 | 0.01 | 0
2020 | MISO_MO-IL_2_MISO_W | MISO_MO-IL | MISO_W | Internal | Summer | B8 | 500 | 960 | 51.04 | 64.36 | 64.37 | 0.01 | 0
2020 | MISO_MO-IL_2_MISO_W | MISO_MO-IL | MISO_W | Internal | Summer | B9 | 800 | 960 | 370.73 | 63.18 | 63.19 | 0.01 | 0
2020 | MISO_MO-IL_2_MISO_W | MISO_MO-IL | MISO_W | Internal | Summer | B10 | 1262 | 960 | 959.97 | 61.03 | 61.38 | 0.01 | 0.34
2020 | MISO_MO-IL_2_MISO_W | MISO_MO-IL | MISO_W | Internal | Winter | B16 | 25 | 960 | 29.22 | 78.76 | 78.74 | 0.01 | 0
2020 | MISO_MO-IL_2_MISO_W | MISO_MO-IL | MISO_W | Internal | Winter | B17 | 100 | 960 | 8.78 | 72.16 | 72.15 | 0.01 | 0
2020 | MISO_MO-IL_2_MISO_W | MISO_MO-IL | MISO_W | Internal | Winter | B18 | 400 | 960 | 2.67 | 69.08 | 69.07 | 0.01 | 0
2020 | MISO_MO-IL_2_MISO_W | MISO_MO-IL | MISO_W | Internal | Winter | B19 | 700 | 960 | 959.85 | 66.55 | 66.82 | 0.01 | 0.27
2020 | MISO_MO-IL_2_MISO_W | MISO_MO-IL | MISO_W | Internal | Winter | B20 | 935 | 960 | 959.82 | 61.46 | 61.62 | 0.01 | 0.15
2020 | MISO_MO-IL_2_PJM_ROR | MISO_MO-IL | PJM_ROR | Internal | Shoulder | B11 | 25 | 1212 | 24.25 | 74.94 | 76.92 | 2 | 0
2020 | MISO_MO-IL_2_PJM_ROR | MISO_MO-IL | PJM_ROR | Internal | Shoulder | B12 | 200 | 1212 | 8.91 | 69.36 | 71.35 | 2 | 0
2020 | MISO_MO-IL_2_PJM_ROR | MISO_MO-IL | PJM_ROR | Internal | Shoulder | B13 | 600 | 1212 | 3.49 | 66.4 | 68.39 | 2 | 0
2020 | MISO_MO-IL_2_PJM_ROR | MISO_MO-IL | PJM_ROR | Internal | Shoulder | B14 | 900 | 1212 | 2.36 | 63.75 | 65.74 | 2 | 0
2020 | MISO_MO-IL_2_PJM_ROR | MISO_MO-IL | PJM_ROR | Internal | Shoulder | B15 | 1203 | 1212 | 417.96 | 59.7 | 61.7 | 2 | 0
2020 | MISO_MO-IL_2_PJM_ROR | MISO_MO-IL | PJM_ROR | Internal | Summer | B1 | 10 | 1212 | 1210.22 | 101.84 | 104.14 | 2 | 0.31
2020 | MISO_MO-IL_2_PJM_ROR | MISO_MO-IL | PJM_ROR | Internal | Summer | B2 | 25 | 1212 | 403.1 | 101.75 | 103.75 | 2 | 0
2020 | MISO_MO-IL_2_PJM_ROR | MISO_MO-IL | PJM_ROR | Internal | Summer | B3 | 75 | 1212 | 0.39 | 100.89 | 101.27 | 2 | 0
2020 | MISO_MO-IL_2_PJM_ROR | MISO_MO-IL | PJM_ROR | Internal | Summer | B4 | 100 | 1212 | 0.15 | 97.97 | 95.97 | 2 | 0
2020 | MISO_MO-IL_2_PJM_ROR | MISO_MO-IL | PJM_ROR | Internal | Summer | B5 | 200 | 1212 | 0.13 | 90.6 | 90.48 | 2 | 0
2020 | MISO_MO-IL_2_PJM_ROR | MISO_MO-IL | PJM_ROR | Internal | Summer | B6 | 300 | 1212 | 0.15 | 75.43 | 76.43 | 2 | 0
2020 | MISO_MO-IL_2_PJM_ROR | MISO_MO-IL | PJM_ROR | Internal | Summer | B7 | 400 | 1212 | 0.06 | 68.1 | 67.97 | 2 | 0
2020 | MISO_MO-IL_2_PJM_ROR | MISO_MO-IL | PJM_ROR | Internal | Summer | B8 | 500 | 1212 | 0.05 | 64.36 | 64.22 | 2 | 0
2020 | MISO_MO-IL_2_PJM_ROR | MISO_MO-IL | PJM_ROR | Internal | Summer | B9 | 800 | 1212 | 0.02 | 63.18 | 62.22 | 2 | 0
2020 | MISO_MO-IL_2_PJM_ROR | MISO_MO-IL | PJM_ROR | Internal | Summer | B10 | 1262 | 1212 | 0.02 | 61.03 | 61.08 | 2 | 0
2020 | MISO_MO-IL_2_PJM_ROR | MISO_MO-IL | PJM_ROR | Internal | Winter | B16 | 25 | 1212 | 1211.41 | 78.76 | 81.07 | 2 | 0.31
2020 | MISO_MO-IL_2_PJM_ROR | MISO_MO-IL | PJM_ROR | Internal | Winter | B17 | 100 | 1212 | 1211.78 | 72.16 | 74.47 | 2 | 0.31
2020 | MISO_MO-IL_2_PJM_ROR | MISO_MO-IL | PJM_ROR | Internal | Winter | B18 | 400 | 1212 | 1211.88 | 69.08 | 71.37 | 2 | 0.28
2020 | MISO_MO-IL_2_PJM_ROR | MISO_MO-IL | PJM_ROR | Internal | Winter | B19 | 700 | 1212 | 1211.87 | 66.55 | 68.83 | 2 | 0.28
2020 | MISO_MO-IL_2_PJM_ROR | MISO_MO-IL | PJM_ROR | Internal | Winter | B20 | 935 | 1212 | 919.02 | 61.46 | 63.46 | 2 | 0
2020 | MISO_MO-IL_2_SPP_N | MISO_MO-IL | SPP_N | Internal | Shoulder | B11 | 25 | 2000 | 0.18 | 74.94 | 68.96 | 8 | 0
2020 | MISO_MO-IL_2_SPP_N | MISO_MO-IL | SPP_N | Internal | Shoulder | B12 | 200 | 2000 | 0.02 | 69.36 | 63.34 | 8 | 0
2020 | MISO_MO-IL_2_SPP_N | MISO_MO-IL | SPP_N | Internal | Shoulder | B13 | 600 | 2000 | 0 | 66.4 | 60.89 | 8 | 0
2020 | MISO_MO-IL_2_SPP_N | MISO_MO-IL | SPP_N | Internal | Shoulder | B14 | 900 | 2000 | 0 | 63.75 | 56.55 | 8 | 0
2020 | MISO_MO-IL_2_SPP_N | MISO_MO-IL | SPP_N | Internal | Shoulder | B15 | 1203 | 2000 | 0 | 59.7 | 52.15 | 8 | 0
2020 | MISO_MO-IL_2_SPP_N | MISO_MO-IL | SPP_N | Internal | Summer | B1 | 10 | 2000 | 0.4 | 101.84 | 94.29 | 8 | 0
2020 | MISO_MO-IL_2_SPP_N | MISO_MO-IL | SPP_N | Internal | Summer | B2 | 25 | 2000 | 0.17 | 101.75 | 94.3 | 8 | 0
2020 | MISO_MO-IL_2_SPP_N | MISO_MO-IL | SPP_N | Internal | Summer | B3 | 75 | 2000 | 0.07 | 100.89 | 96.62 | 8 | 0
2020 | MISO_MO-IL_2_SPP_N | MISO_MO-IL | SPP_N | Internal | Summer | B4 | 100 | 2000 | 0.05 | 97.97 | 92.97 | 8 | 0
2020 | MISO_MO-IL_2_SPP_N | MISO_MO-IL | SPP_N | Internal | Summer | B5 | 200 | 2000 | 0.03 | 90.6 | 85.62 | 8 | 0
2020 | MISO_MO-IL_2_SPP_N | MISO_MO-IL | SPP_N | Internal | Summer | B6 | 300 | 2000 | 0.02 | 75.43 | 70.43 | 8 | 0
2020 | MISO_MO-IL_2_SPP_N | MISO_MO-IL | SPP_N | Internal | Summer | B7 | 400 | 2000 | 0.02 | 68.1 | 65.09 | 8 | 0
2020 | MISO_MO-IL_2_SPP_N | MISO_MO-IL | SPP_N | Internal | Summer | B8 | 500 | 2000 | 0.02 | 64.36 | 63.82 | 8 | 0
2020 | MISO_MO-IL_2_SPP_N | MISO_MO-IL | SPP_N | Internal | Summer | B9 | 800 | 2000 | 0 | 63.18 | 61.48 | 8 | 0
2020 | MISO_MO-IL_2_SPP_N | MISO_MO-IL | SPP_N | Internal | Summer | B10 | 1262 | 2000 | 0 | 61.03 | 56.03 | 8 | 0
2020 | MISO_MO-IL_2_SPP_N | MISO_MO-IL | SPP_N | Internal | Winter | B16 | 25 | 2000 | 0.16 | 78.76 | 71.21 | 8 | 0
2020 | MISO_MO-IL_2_SPP_N | MISO_MO-IL | SPP_N | Internal | Winter | B17 | 100 | 2000 | 0.04 | 72.16 | 64.62 | 8 | 0
2020 | MISO_MO-IL_2_SPP_N | MISO_MO-IL | SPP_N | Internal | Winter | B18 | 400 | 2000 | 0.01 | 69.08 | 62.71 | 8 | 0
2020 | MISO_MO-IL_2_SPP_N | MISO_MO-IL | SPP_N | Internal | Winter | B19 | 700 | 2000 | 0 | 66.55 | 59.5 | 8 | 0
2020 | MISO_MO-IL_2_SPP_N | MISO_MO-IL | SPP_N | Internal | Winter | B20 | 935 | 2000 | 0 | 61.46 | 53.91 | 8 | 0
2020 | MISO_MO-IL_2_TVA_Transmission | MISO_MO-IL | TVA_Transmission | Internal | Shoulder | B11 | 25 | 4000 | 1.37 | 74.94 | 81.55 | 8 | 0
2020 | MISO_MO-IL_2_TVA_Transmission | MISO_MO-IL | TVA_Transmission | Internal | Shoulder | B12 | 200 | 4000 | 0.07 | 69.36 | 72.52 | 8 | 0
2020 | MISO_MO-IL_2_TVA_Transmission | MISO_MO-IL | TVA_Transmission | Internal | Shoulder | B13 | 600 | 4000 | 0.02 | 66.4 | 69.9 | 8 | 0
2020 | MISO_MO-IL_2_TVA_Transmission | MISO_MO-IL | TVA_Transmission | Internal | Shoulder | B14 | 900 | 4000 | 0.02 | 63.75 | 68.65 | 8 | 0
2020 | MISO_MO-IL_2_TVA_Transmission | MISO_MO-IL | TVA_Transmission | Internal | Shoulder | B15 | 1203 | 4000 | 0.08 | 59.7 | 67.26 | 8 | 0
2020 | MISO_MO-IL_2_TVA_Transmission | MISO_MO-IL | TVA_Transmission | Internal | Summer | B1 | 10 | 4000 | 1039.78 | 101.84 | 109.84 | 8 | 0
2020 | MISO_MO-IL_2_TVA_Transmission | MISO_MO-IL | TVA_Transmission | Internal | Summer | B2 | 25 | 4000 | 412.95 | 101.75 | 109.74 | 8 | 0
2020 | MISO_MO-IL_2_TVA_Transmission | MISO_MO-IL | TVA_Transmission | Internal | Summer | B3 | 75 | 4000 | 0.45 | 100.89 | 107.26 | 8 | 0
2020 | MISO_MO-IL_2_TVA_Transmission | MISO_MO-IL | TVA_Transmission | Internal | Summer | B4 | 100 | 4000 | 0.16 | 97.97 | 101.97 | 8 | 0
2020 | MISO_MO-IL_2_TVA_Transmission | MISO_MO-IL | TVA_Transmission | Internal | Summer | B5 | 200 | 4000 | 0.11 | 90.6 | 95.69 | 8 | 0
2020 | MISO_MO-IL_2_TVA_Transmission | MISO_MO-IL | TVA_Transmission | Internal | Summer | B6 | 300 | 4000 | 0.09 | 75.43 | 81.17 | 8 | 0
2020 | MISO_MO-IL_2_TVA_Transmission | MISO_MO-IL | TVA_Transmission | Internal | Summer | B7 | 400 | 4000 | 0.04 | 68.1 | 71.44 | 8 | 0
2020 | MISO_MO-IL_2_TVA_Transmission | MISO_MO-IL | TVA_Transmission | Internal | Summer | B8 | 500 | 4000 | 0.03 | 64.36 | 68.75 | 8 | 0
2020 | MISO_MO-IL_2_TVA_Transmission | MISO_MO-IL | TVA_Transmission | Internal | Summer | B9 | 800 | 4000 | 0.02 | 63.18 | 66.86 | 8 | 0
2020 | MISO_MO-IL_2_TVA_Transmission | MISO_MO-IL | TVA_Transmission | Internal | Summer | B10 | 1262 | 4000 | 0.01 | 61.03 | 64.53 | 8 | 0
2020 | MISO_MO-IL_2_TVA_Transmission | MISO_MO-IL | TVA_Transmission | Internal | Winter | B16 | 25 | 4000 | 0.78 | 78.76 | 83.44 | 8 | 0
2020 | MISO_MO-IL_2_TVA_Transmission | MISO_MO-IL | TVA_Transmission | Internal | Winter | B17 | 100 | 4000 | 0.15 | 72.16 | 75.83 | 8 | 0
2020 | MISO_MO-IL_2_TVA_Transmission | MISO_MO-IL | TVA_Transmission | Internal | Winter | B18 | 400 | 4000 | 0.04 | 69.08 | 72.97 | 8 | 0
2020 | MISO_MO-IL_2_TVA_Transmission | MISO_MO-IL | TVA_Transmission | Internal | Winter | B19 | 700 | 4000 | 0.03 | 66.55 | 70.93 | 8 | 0
2020 | MISO_MO-IL_2_TVA_Transmission | MISO_MO-IL | TVA_Transmission | Internal | Winter | B20 | 935 | 4000 | 0.31 | 61.46 | 69.33 | 8 | 0
2020 | MISO_W_2_IESO | MISO_W | IESO | Internal | Shoulder | B11 | 25 | 90 | 0.06 | 74.93 | 41.37 | 8 | 0.01
2020 | MISO_W_2_IESO | MISO_W | IESO | Internal | Shoulder | B12 | 200 | 90 | 0 | 69.35 | 35.79 | 8 | 0
2020 | MISO_W_2_IESO | MISO_W | IESO | Internal | Shoulder | B13 | 600 | 90 | 0 | 66.39 | 35.79 | 8 | 0
2020 | MISO_W_2_IESO | MISO_W | IESO | Internal | Shoulder | B14 | 900 | 90 | 0 | 63.76 | 35.79 | 8 | 0
2020 | MISO_W_2_IESO | MISO_W | IESO | Internal | Shoulder | B15 | 1203 | 90 | 0 | 59.86 | 35.79 | 8 | 0
2020 | MISO_W_2_IESO | MISO_W | IESO | Internal | Summer | B1 | 10 | 90 | 0.29 | 102 | 89.88 | 8 | 0.04
2020 | MISO_W_2_IESO | MISO_W | IESO | Internal | Summer | B2 | 25 | 90 | 0.1 | 102 | 87.28 | 8 | 0.01
2020 | MISO_W_2_IESO | MISO_W | IESO | Internal | Summer | B3 | 75 | 90 | 0.02 | 101.62 | 71.54 | 8 | 0
2020 | MISO_W_2_IESO | MISO_W | IESO | Internal | Summer | B4 | 100 | 90 | 0.02 | 97.96 | 64.4 | 8 | 0
2020 | MISO_W_2_IESO | MISO_W | IESO | Internal | Summer | B5 | 200 | 90 | 0 | 90.61 | 57.05 | 8 | 0
2020 | MISO_W_2_IESO | MISO_W | IESO | Internal | Summer | B6 | 300 | 90 | 0 | 75.42 | 41.86 | 8 | 0
2020 | MISO_W_2_IESO | MISO_W | IESO | Internal | Summer | B7 | 400 | 90 | 0 | 68.11 | 34.55 | 8 | 0
2020 | MISO_W_2_IESO | MISO_W | IESO | Internal | Summer | B8 | 500 | 90 | 0 | 64.37 | 30.8 | 8 | 0
2020 | MISO_W_2_IESO | MISO_W | IESO | Internal | Summer | B9 | 800 | 90 | 0 | 63.19 | 30.8 | 8 | 0
2020 | MISO_W_2_IESO | MISO_W | IESO | Internal | Summer | B10 | 1262 | 90 | 0 | 61.38 | 30.8 | 8 | 0
2020 | MISO_W_2_IESO | MISO_W | IESO | Internal | Winter | B16 | 25 | 90 | 0.07 | 78.74 | 54.46 | 8 | 0.01
2020 | MISO_W_2_IESO | MISO_W | IESO | Internal | Winter | B17 | 100 | 90 | 0.02 | 72.15 | 54.46 | 8 | 0
2020 | MISO_W_2_IESO | MISO_W | IESO | Internal | Winter | B18 | 400 | 90 | 0 | 69.07 | 54.46 | 8 | 0
2020 | MISO_W_2_IESO | MISO_W | IESO | Internal | Winter | B19 | 700 | 90 | 0 | 66.82 | 54.46 | 8 | 0
2020 | MISO_W_2_IESO | MISO_W | IESO | Internal | Winter | B20 | 935 | 90 | 0 | 61.62 | 54.46 | 8 | 0
2020 | MISO_W_2_MAPP_CA | MISO_W | MAPP_CA | Internal | Shoulder | B11 | 25 | 700 | 29.78 | 74.93 | 74.92 | 0.01 | 0
2020 | MISO_W_2_MAPP_CA | MISO_W | MAPP_CA | Internal | Shoulder | B12 | 200 | 700 | 4.98 | 69.35 | 69.34 | 0.01 | 0
2020 | MISO_W_2_MAPP_CA | MISO_W | MAPP_CA | Internal | Shoulder | B13 | 600 | 700 | 1.81 | 66.39 | 66.37 | 0.01 | 0
2020 | MISO_W_2_MAPP_CA | MISO_W | MAPP_CA | Internal | Shoulder | B14 | 900 | 700 | 1.23 | 63.76 | 63.75 | 0.01 | 0
2020 | MISO_W_2_MAPP_CA | MISO_W | MAPP_CA | Internal | Shoulder | B15 | 1203 | 700 | 2122.64 | 59.86 | 61.74 | 0.01 | 1.87
2020 | MISO_W_2_MAPP_CA | MISO_W | MAPP_CA | Internal | Summer | B1 | 10 | 700 | 67.53 | 102 | 101.99 | 0.01 | 0.01
2020 | MISO_W_2_MAPP_CA | MISO_W | MAPP_CA | Internal | Summer | B2 | 25 | 700 | 29.68 | 102 | 101.99 | 0.01 | 0
2020 | MISO_W_2_MAPP_CA | MISO_W | MAPP_CA | Internal | Summer | B3 | 75 | 700 | 11.33 | 101.62 | 101.61 | 0.01 | 0
2020 | MISO_W_2_MAPP_CA | MISO_W | MAPP_CA | Internal | Summer | B4 | 100 | 700 | 8.79 | 97.96 | 97.95 | 0.01 | 0
2020 | MISO_W_2_MAPP_CA | MISO_W | MAPP_CA | Internal | Summer | B5 | 200 | 700 | 4.75 | 90.61 | 90.6 | 0.01 | 0
2020 | MISO_W_2_MAPP_CA | MISO_W | MAPP_CA | Internal | Summer | B6 | 300 | 700 | 3.29 | 75.42 | 75.41 | 0.01 | 0
2020 | MISO_W_2_MAPP_CA | MISO_W | MAPP_CA | Internal | Summer | B7 | 400 | 700 | 2.6 | 68.11 | 68.1 | 0.01 | 0
2020 | MISO_W_2_MAPP_CA | MISO_W | MAPP_CA | Internal | Summer | B8 | 500 | 700 | 2.11 | 64.37 | 64.36 | 0.01 | 0
2020 | MISO_W_2_MAPP_CA | MISO_W | MAPP_CA | Internal | Summer | B9 | 800 | 700 | 452.34 | 63.19 | 63.2 | 0.01 | 0
2020 | MISO_W_2_MAPP_CA | MISO_W | MAPP_CA | Internal | Summer | B10 | 1262 | 700 | 700.53 | 61.38 | 63.2 | 0.01 | 1.81
2020 | MISO_W_2_MAPP_CA | MISO_W | MAPP_CA | Internal | Winter | B16 | 25 | 700 | 32.06 | 78.74 | 78.73 | 0.01 | 0
2020 | MISO_W_2_MAPP_CA | MISO_W | MAPP_CA | Internal | Winter | B17 | 100 | 700 | 11.11 | 72.15 | 72.14 | 0.01 | 0
2020 | MISO_W_2_MAPP_CA | MISO_W | MAPP_CA | Internal | Winter | B18 | 400 | 700 | 3 | 69.07 | 69.06 | 0.01 | 0
2020 | MISO_W_2_MAPP_CA | MISO_W | MAPP_CA | Internal | Winter | B19 | 700 | 700 | 1.72 | 66.82 | 66.81 | 0.01 | 0
2020 | MISO_W_2_MAPP_CA | MISO_W | MAPP_CA | Internal | Winter | B20 | 935 | 700 | 1980.58 | 61.62 | 63.5 | 0.01 | 1.87
2020 | MISO_W_2_MAPP_US | MISO_W | MAPP_US | Internal | Shoulder | B11 | 25 | 2300 | 0.18 | 74.93 | 67.93 | 7 | 0
2020 | MISO_W_2_MAPP_US | MISO_W | MAPP_US | Internal | Shoulder | B12 | 200 | 2300 | 0.02 | 69.35 | 62.35 | 7 | 0
2020 | MISO_W_2_MAPP_US | MISO_W | MAPP_US | Internal | Shoulder | B13 | 600 | 2300 | 0 | 66.39 | 59.39 | 7 | 0
2020 | MISO_W_2_MAPP_US | MISO_W | MAPP_US | Internal | Shoulder | B14 | 900 | 2300 | 0 | 63.76 | 58.71 | 7 | 0
2020 | MISO_W_2_MAPP_US | MISO_W | MAPP_US | Internal | Shoulder | B15 | 1203 | 2300 | 0 | 59.86 | 55.45 | 7 | 0
2020 | MISO_W_2_MAPP_US | MISO_W | MAPP_US | Internal | Summer | B1 | 10 | 2300 | 0.45 | 102 | 95.01 | 7 | 0
2020 | MISO_W_2_MAPP_US | MISO_W | MAPP_US | Internal | Summer | B2 | 25 | 2300 | 0.18 | 102 | 95 | 7 | 0
2020 | MISO_W_2_MAPP_US | MISO_W | MAPP_US | Internal | Summer | B3 | 75 | 2300 | 0.06 | 101.62 | 94.62 | 7 | 0
2020 | MISO_W_2_MAPP_US | MISO_W | MAPP_US | Internal | Summer | B4 | 100 | 2300 | 0.05 | 97.96 | 90.96 | 7 | 0
2020 | MISO_W_2_MAPP_US | MISO_W | MAPP_US | Internal | Summer | B5 | 200 | 2300 | 0.02 | 90.61 | 83.61 | 7 | 0
2020 | MISO_W_2_MAPP_US | MISO_W | MAPP_US | Internal | Summer | B6 | 300 | 2300 | 0.02 | 75.42 | 68.42 | 7 | 0
2020 | MISO_W_2_MAPP_US | MISO_W | MAPP_US | Internal | Summer | B7 | 400 | 2300 | 0.01 | 68.11 | 61.11 | 7 | 0
2020 | MISO_W_2_MAPP_US | MISO_W | MAPP_US | Internal | Summer | B8 | 500 | 2300 | 0 | 64.37 | 57.37 | 7 | 0
2020 | MISO_W_2_MAPP_US | MISO_W | MAPP_US | Internal | Summer | B9 | 800 | 2300 | 0 | 63.19 | 56.19 | 7 | 0
2020 | MISO_W_2_MAPP_US | MISO_W | MAPP_US | Internal | Summer | B10 | 1262 | 2300 | 0 | 61.38 | 55.45 | 7 | 0
2020 | MISO_W_2_MAPP_US | MISO_W | MAPP_US | Internal | Winter | B16 | 25 | 2300 | 0.17 | 78.74 | 70.41 | 7 | 0
2020 | MISO_W_2_MAPP_US | MISO_W | MAPP_US | Internal | Winter | B17 | 100 | 2300 | 0.05 | 72.15 | 65.15 | 7 | 0
2020 | MISO_W_2_MAPP_US | MISO_W | MAPP_US | Internal | Winter | B18 | 400 | 2300 | 0.01 | 69.07 | 62.07 | 7 | 0
2020 | MISO_W_2_MAPP_US | MISO_W | MAPP_US | Internal | Winter | B19 | 700 | 2300 | 0 | 66.82 | 62.07 | 7 | 0
2020 | MISO_W_2_MAPP_US | MISO_W | MAPP_US | Internal | Winter | B20 | 935 | 2300 | 0 | 61.62 | 55.45 | 7 | 0
2020 | MISO_W_2_MISO_MO-IL | MISO_W | MISO_MO-IL | Internal | Shoulder | B11 | 25 | 3800 | 2510.47 | 74.93 | 74.94 | 0.01 | 0
2020 | MISO_W_2_MISO_MO-IL | MISO_W | MISO_MO-IL | Internal | Shoulder | B12 | 200 | 3800 | 702.86 | 69.35 | 69.36 | 0.01 | 0
2020 | MISO_W_2_MISO_MO-IL | MISO_W | MISO_MO-IL | Internal | Shoulder | B13 | 600 | 3800 | 228.22 | 66.39 | 66.4 | 0.01 | 0
2020 | MISO_W_2_MISO_MO-IL | MISO_W | MISO_MO-IL | Internal | Shoulder | B14 | 900 | 3800 | 2.19 | 63.76 | 63.75 | 0.01 | 0
2020 | MISO_W_2_MISO_MO-IL | MISO_W | MISO_MO-IL | Internal | Shoulder | B15 | 1203 | 3800 | 0.3 | 59.86 | 59.7 | 0.01 | 0
2020 | MISO_W_2_MISO_MO-IL | MISO_W | MISO_MO-IL | Internal | Summer | B1 | 10 | 3800 | 32.87 | 102 | 101.84 | 0.01 | 0
2020 | MISO_W_2_MISO_MO-IL | MISO_W | MISO_MO-IL | Internal | Summer | B2 | 25 | 3800 | 8.46 | 102 | 101.75 | 0.01 | 0
2020 | MISO_W_2_MISO_MO-IL | MISO_W | MISO_MO-IL | Internal | Summer | B3 | 75 | 3800 | 1.07 | 101.62 | 100.89 | 0.01 | 0
2020 | MISO_W_2_MISO_MO-IL | MISO_W | MISO_MO-IL | Internal | Summer | B4 | 100 | 3800 | 51.56 | 97.96 | 97.97 | 0.01 | 0
2020 | MISO_W_2_MISO_MO-IL | MISO_W | MISO_MO-IL | Internal | Summer | B5 | 200 | 3800 | 8.75 | 90.61 | 90.6 | 0.01 | 0
2020 | MISO_W_2_MISO_MO-IL | MISO_W | MISO_MO-IL | Internal | Summer | B6 | 300 | 3800 | 211.76 | 75.42 | 75.43 | 0.01 | 0
2020 | MISO_W_2_MISO_MO-IL | MISO_W | MISO_MO-IL | Internal | Summer | B7 | 400 | 3800 | 4.55 | 68.11 | 68.1 | 0.01 | 0
2020 | MISO_W_2_MISO_MO-IL | MISO_W | MISO_MO-IL | Internal | Summer | B8 | 500 | 3800 | 5.72 | 64.37 | 64.36 | 0.01 | 0
2020 | MISO_W_2_MISO_MO-IL | MISO_W | MISO_MO-IL | Internal | Summer | B9 | 800 | 3800 | 2.57 | 63.19 | 63.18 | 0.01 | 0
2020 | MISO_W_2_MISO_MO-IL | MISO_W | MISO_MO-IL | Internal | Summer | B10 | 1262 | 3800 | 0.14 | 61.38 | 61.03 | 0.01 | 0
2020 | MISO_W_2_MISO_MO-IL | MISO_W | MISO_MO-IL | Internal | Winter | B16 | 25 | 3800 | 7351.94 | 78.74 | 78.76 | 0.01 | 0
2020 | MISO_W_2_MISO_MO-IL | MISO_W | MISO_MO-IL | Internal | Winter | B17 | 100 | 3800 | 4475.12 | 72.15 | 72.16 | 0.01 | 0
2020 | MISO_W_2_MISO_MO-IL | MISO_W | MISO_MO-IL | Internal | Winter | B18 | 400 | 3800 | 2199.62 | 69.07 | 69.08 | 0.01 | 0
2020 | MISO_W_2_MISO_MO-IL | MISO_W | MISO_MO-IL | Internal | Winter | B19 | 700 | 3800 | 0.39 | 66.82 | 66.55 | 0.01 | 0
2020 | MISO_W_2_MISO_MO-IL | MISO_W | MISO_MO-IL | Internal | Winter | B20 | 935 | 3800 | 0.38 | 61.62 | 61.46 | 0.01 | 0
2020 | MISO_W_2_MISO_WUMS | MISO_W | MISO_WUMS | Internal | Shoulder | B11 | 25 | 1629 | 1.75 | 74.93 | 73.64 | 0.01 | 0
2020 | MISO_W_2_MISO_WUMS | MISO_W | MISO_WUMS | Internal | Shoulder | B12 | 200 | 1629 | 7.61 | 69.35 | 69.34 | 0.01 | 0
2020 | MISO_W_2_MISO_WUMS | MISO_W | MISO_WUMS | Internal | Shoulder | B13 | 600 | 1629 | 3.27 | 66.39 | 66.37 | 0.01 | 0
2020 | MISO_W_2_MISO_WUMS | MISO_W | MISO_WUMS | Internal | Shoulder | B14 | 900 | 1629 | 1.42 | 63.76 | 63.74 | 0.01 | 0
2020 | MISO_W_2_MISO_WUMS | MISO_W | MISO_WUMS | Internal | Shoulder | B15 | 1203 | 1629 | 0.4 | 59.86 | 59.7 | 0.01 | 0
2020 | MISO_W_2_MISO_WUMS | MISO_W | MISO_WUMS | Internal | Summer | B1 | 10 | 1629 | 116.93 | 102 | 101.99 | 0.01 | 0
2020 | MISO_W_2_MISO_WUMS | MISO_W | MISO_WUMS | Internal | Summer | B2 | 25 | 1629 | 6.42 | 102 | 101.75 | 0.01 | 0
2020 | MISO_W_2_MISO_WUMS | MISO_W | MISO_WUMS | Internal | Summer | B3 | 75 | 1629 | 0.37 | 101.62 | 99.32 | 0.01 | 0
2020 | MISO_W_2_MISO_WUMS | MISO_W | MISO_WUMS | Internal | Summer | B4 | 100 | 1629 | 0.28 | 97.96 | 95.66 | 0.01 | 0
2020 | MISO_W_2_MISO_WUMS | MISO_W | MISO_WUMS | Internal | Summer | B5 | 200 | 1629 | 0.14 | 90.61 | 88.31 | 0.01 | 0
2020 | MISO_W_2_MISO_WUMS | MISO_W | MISO_WUMS | Internal | Summer | B6 | 300 | 1629 | 0.1 | 75.42 | 73.12 | 0.01 | 0
2020 | MISO_W_2_MISO_WUMS | MISO_W | MISO_WUMS | Internal | Summer | B7 | 400 | 1629 | 0.08 | 68.11 | 65.97 | 0.01 | 0
2020 | MISO_W_2_MISO_WUMS | MISO_W | MISO_WUMS | Internal | Summer | B8 | 500 | 1629 | 0.07 | 64.37 | 62.07 | 0.01 | 0
2020 | MISO_W_2_MISO_WUMS | MISO_W | MISO_WUMS | Internal | Summer | B9 | 800 | 1629 | 0.04 | 63.19 | 60.89 | 0.01 | 0
2020 | MISO_W_2_MISO_WUMS | MISO_W | MISO_WUMS | Internal | Summer | B10 | 1262 | 1629 | 0.03 | 61.38 | 59.08 | 0.01 | 0
2020 | MISO_W_2_MISO_WUMS | MISO_W | MISO_WUMS | Internal | Winter | B16 | 25 | 1629 | 1.89 | 78.74 | 77.48 | 0.01 | 0
2020 | MISO_W_2_MISO_WUMS | MISO_W | MISO_WUMS | Internal | Winter | B17 | 100 | 1629 | 0.5 | 72.15 | 70.88 | 0.01 | 0
2020 | MISO_W_2_MISO_WUMS | MISO_W | MISO_WUMS | Internal | Winter | B18 | 400 | 1629 | 4.02 | 69.07 | 69.06 | 0.01 | 0
2020 | MISO_W_2_MISO_WUMS | MISO_W | MISO_WUMS | Internal | Winter | B19 | 700 | 1629 | 1.3 | 66.82 | 66.7 | 0.01 | 0
2020 | MISO_W_2_MISO_WUMS | MISO_W | MISO_WUMS | Internal | Winter | B20 | 935 | 1629 | 0.47 | 61.62 | 61.46 | 0.01 | 0
2020 | MISO_W_2_NE | MISO_W | NE | Internal | Shoulder | B11 | 25 | 2800 | 0.19 | 74.93 | 68.95 | 7 | 0
2020 | MISO_W_2_NE | MISO_W | NE | Internal | Shoulder | B12 | 200 | 2800 | 0.02 | 69.35 | 61.63 | 7 | 0
2020 | MISO_W_2_NE | MISO_W | NE | Internal | Shoulder | B13 | 600 | 2800 | 0 | 66.39 | 58.74 | 7 | 0
2020 | MISO_W_2_NE | MISO_W | NE | Internal | Shoulder | B14 | 900 | 2800 | 0 | 63.76 | 56.04 | 7 | 0
2020 | MISO_W_2_NE | MISO_W | NE | Internal | Shoulder | B15 | 1203 | 2800 | 0 | 59.86 | 52.14 | 7 | 0
2020 | MISO_W_2_NE | MISO_W | NE | Internal | Summer | B1 | 10 | 2800 | 0.42 | 102 | 94.3 | 7 | 0
2020 | MISO_W_2_NE | MISO_W | NE | Internal | Summer | B2 | 25 | 2800 | 0.17 | 102 | 94.29 | 7 | 0
2020 | MISO_W_2_NE | MISO_W | NE | Internal | Summer | B3 | 75 | 2800 | 0.07 | 101.62 | 96.61 | 7 | 0
2020 | MISO_W_2_NE | MISO_W | NE | Internal | Summer | B4 | 100 | 2800 | 0.05 | 97.96 | 92.96 | 7 | 0
2020 | MISO_W_2_NE | MISO_W | NE | Internal | Summer | B5 | 200 | 2800 | 0.03 | 90.61 | 85.61 | 7 | 0
2020 | MISO_W_2_NE | MISO_W | NE | Internal | Summer | B6 | 300 | 2800 | 0.02 | 75.42 | 70.42 | 7 | 0
2020 | MISO_W_2_NE | MISO_W | NE | Internal | Summer | B7 | 400 | 2800 | 0.01 | 68.11 | 63.11 | 7 | 0
2020 | MISO_W_2_NE | MISO_W | NE | Internal | Summer | B8 | 500 | 2800 | 0.01 | 64.37 | 61.67 | 7 | 0
2020 | MISO_W_2_NE | MISO_W | NE | Internal | Summer | B9 | 800 | 2800 | 0 | 63.19 | 59.33 | 7 | 0
2020 | MISO_W_2_NE | MISO_W | NE | Internal | Summer | B10 | 1262 | 2800 | 0 | 61.38 | 53.88 | 7 | 0
2020 | MISO_W_2_NE | MISO_W | NE | Internal | Winter | B16 | 25 | 2800 | 0.17 | 78.74 | 71.02 | 7 | 0
2020 | MISO_W_2_NE | MISO_W | NE | Internal | Winter | B17 | 100 | 2800 | 0.04 | 72.15 | 64.43 | 7 | 0
2020 | MISO_W_2_NE | MISO_W | NE | Internal | Winter | B18 | 400 | 2800 | 0.01 | 69.07 | 61.35 | 7 | 0
2020 | MISO_W_2_NE | MISO_W | NE | Internal | Winter | B19 | 700 | 2800 | 0 | 66.82 | 59.1 | 7 | 0
2020 | MISO_W_2_NE | MISO_W | NE | Internal | Winter | B20 | 935 | 2800 | 0 | 61.62 | 53.9 | 7 | 0
2020 | MISO_W_2_PJM_ROR | MISO_W | PJM_ROR | Internal | Shoulder | B11 | 25 | 773 | 53.35 | 74.93 | 76.92 | 2 | 0
2020 | MISO_W_2_PJM_ROR | MISO_W | PJM_ROR | Internal | Shoulder | B12 | 200 | 773 | 323.16 | 69.35 | 71.35 | 2 | 0
2020 | MISO_W_2_PJM_ROR | MISO_W | PJM_ROR | Internal | Shoulder | B13 | 600 | 773 | 126.66 | 66.39 | 68.39 | 2 | 0
2020 | MISO_W_2_PJM_ROR | MISO_W | PJM_ROR | Internal | Shoulder | B14 | 900 | 773 | 1.05 | 63.76 | 65.74 | 2 | 0
2020 | MISO_W_2_PJM_ROR | MISO_W | PJM_ROR | Internal | Shoulder | B15 | 1203 | 773 | 0.15 | 59.86 | 61.7 | 2 | 0
2020 | MISO_W_2_PJM_ROR | MISO_W | PJM_ROR | Internal | Summer | B1 | 10 | 773 | 761.42 | 102 | 104.14 | 2 | 0.15
2020 | MISO_W_2_PJM_ROR | MISO_W | PJM_ROR | Internal | Summer | B2 | 25 | 773 | 3.87 | 102 | 103.75 | 2 | 0
2020 | MISO_W_2_PJM_ROR | MISO_W | PJM_ROR | Internal | Summer | B3 | 75 | 773 | 0.25 | 101.62 | 101.27 | 2 | 0
2020 | MISO_W_2_PJM_ROR | MISO_W | PJM_ROR | Internal | Summer | B4 | 100 | 773 | 0.13 | 97.96 | 95.97 | 2 | 0
2020 | MISO_W_2_PJM_ROR | MISO_W | PJM_ROR | Internal | Summer | B5 | 200 | 773 | 0.1 | 90.61 | 90.48 | 2 | 0
2020 | MISO_W_2_PJM_ROR | MISO_W | PJM_ROR | Internal | Summer | B6 | 300 | 773 | 0.12 | 75.42 | 76.43 | 2 | 0
2020 | MISO_W_2_PJM_ROR | MISO_W | PJM_ROR | Internal | Summer | B7 | 400 | 773 | 0.05 | 68.11 | 67.97 | 2 | 0
2020 | MISO_W_2_PJM_ROR | MISO_W | PJM_ROR | Internal | Summer | B8 | 500 | 773 | 0.04 | 64.37 | 64.22 | 2 | 0
2020 | MISO_W_2_PJM_ROR | MISO_W | PJM_ROR | Internal | Summer | B9 | 800 | 773 | 0.02 | 63.19 | 62.22 | 2 | 0
2020 | MISO_W_2_PJM_ROR | MISO_W | PJM_ROR | Internal | Summer | B10 | 1262 | 773 | 0.02 | 61.38 | 61.08 | 2 | 0
2020 | MISO_W_2_PJM_ROR | MISO_W | PJM_ROR | Internal | Winter | B16 | 25 | 773 | 770.8 | 78.74 | 81.07 | 2 | 0.32
2020 | MISO_W_2_PJM_ROR | MISO_W | PJM_ROR | Internal | Winter | B17 | 100 | 773 | 772.35 | 72.15 | 74.47 | 2 | 0.32
2020 | MISO_W_2_PJM_ROR | MISO_W | PJM_ROR | Internal | Winter | B18 | 400 | 773 | 772.79 | 69.07 | 71.37 | 2 | 0.3
2020 | MISO_W_2_PJM_ROR | MISO_W | PJM_ROR | Internal | Winter | B19 | 700 | 773 | 750.98 | 66.82 | 68.83 | 2 | 0
2020 | MISO_W_2_PJM_ROR | MISO_W | PJM_ROR | Internal | Winter | B20 | 935 | 773 | 0.23 | 61.62 | 63.46 | 2 | 0
2020 | MISO_W_2_SPP_N | MISO_W | SPP_N | Internal | Shoulder | B11 | 25 | 3200 | 0.19 | 74.93 | 68.96 | 7 | 0
2020 | MISO_W_2_SPP_N | MISO_W | SPP_N | Internal | Shoulder | B12 | 200 | 3200 | 0.03 | 69.35 | 63.34 | 7 | 0
2020 | MISO_W_2_SPP_N | MISO_W | SPP_N | Internal | Shoulder | B13 | 600 | 3200 | 0 | 66.39 | 60.89 | 7 | 0
2020 | MISO_W_2_SPP_N | MISO_W | SPP_N | Internal | Shoulder | B14 | 900 | 3200 | 0 | 63.76 | 56.55 | 7 | 0
2020 | MISO_W_2_SPP_N | MISO_W | SPP_N | Internal | Shoulder | B15 | 1203 | 3200 | 0 | 59.86 | 52.15 | 7 | 0
2020 | MISO_W_2_SPP_N | MISO_W | SPP_N | Internal | Summer | B1 | 10 | 3200 | 0.43 | 102 | 94.29 | 7 | 0
2020 | MISO_W_2_SPP_N | MISO_W | SPP_N | Internal | Summer | B2 | 25 | 3200 | 0.18 | 102 | 94.3 | 7 | 0
2020 | MISO_W_2_SPP_N | MISO_W | SPP_N | Internal | Summer | B3 | 75 | 3200 | 0.07 | 101.62 | 96.62 | 7 | 0
2020 | MISO_W_2_SPP_N | MISO_W | SPP_N | Internal | Summer | B4 | 100 | 3200 | 0.06 | 97.96 | 92.97 | 7 | 0
2020 | MISO_W_2_SPP_N | MISO_W | SPP_N | Internal | Summer | B5 | 200 | 3200 | 0.03 | 90.61 | 85.62 | 7 | 0
2020 | MISO_W_2_SPP_N | MISO_W | SPP_N | Internal | Summer | B6 | 300 | 3200 | 0.02 | 75.42 | 70.43 | 7 | 0
2020 | MISO_W_2_SPP_N | MISO_W | SPP_N | Internal | Summer | B7 | 400 | 3200 | 0.02 | 68.11 | 65.09 | 7 | 0
2020 | MISO_W_2_SPP_N | MISO_W | SPP_N | Internal | Summer | B8 | 500 | 3200 | 0.02 | 64.37 | 63.82 | 7 | 0
2020 | MISO_W_2_SPP_N | MISO_W | SPP_N | Internal | Summer | B9 | 800 | 3200 | 0 | 63.19 | 61.48 | 7 | 0
2020 | MISO_W_2_SPP_N | MISO_W | SPP_N | Internal | Summer | B10 | 1262 | 3200 | 0 | 61.38 | 56.03 | 7 | 0
2020 | MISO_W_2_SPP_N | MISO_W | SPP_N | Internal | Winter | B16 | 25 | 3200 | 0.18 | 78.74 | 71.21 | 7 | 0
2020 | MISO_W_2_SPP_N | MISO_W | SPP_N | Internal | Winter | B17 | 100 | 3200 | 0.05 | 72.15 | 64.62 | 7 | 0
2020 | MISO_W_2_SPP_N | MISO_W | SPP_N | Internal | Winter | B18 | 400 | 3200 | 0.01 | 69.07 | 62.71 | 7 | 0
2020 | MISO_W_2_SPP_N | MISO_W | SPP_N | Internal | Winter | B19 | 700 | 3200 | 0 | 66.82 | 59.5 | 7 | 0
2020 | MISO_W_2_SPP_N | MISO_W | SPP_N | Internal | Winter | B20 | 935 | 3200 | 0 | 61.62 | 53.91 | 7 | 0
2020 | MISO_WUMS_2_MISO_MI | MISO_WUMS | MISO_MI | Internal | Shoulder | B11 | 25 | 99 | 438.5 | 73.64 | 74.94 | 0.01 | 1.31
2020 | MISO_WUMS_2_MISO_MI | MISO_WUMS | MISO_MI | Internal | Shoulder | B12 | 200 | 99 | 92.56 | 69.34 | 69.36 | 0.01 | 0.01
2020 | MISO_WUMS_2_MISO_MI | MISO_WUMS | MISO_MI | Internal | Shoulder | B13 | 600 | 99 | 96.37 | 66.37 | 66.4 | 0.01 | 0.01
2020 | MISO_WUMS_2_MISO_MI | MISO_WUMS | MISO_MI | Internal | Shoulder | B14 | 900 | 99 | 56.73 | 63.74 | 63.75 | 0.01 | 0
2020 | MISO_WUMS_2_MISO_MI | MISO_WUMS | MISO_MI | Internal | Shoulder | B15 | 1203 | 99 | 1.35 | 59.7 | 59.7 | 0.01 | 0
2020 | MISO_WUMS_2_MISO_MI | MISO_WUMS | MISO_MI | Internal | Summer | B1 | 10 | 99 | 12.85 | 101.99 | 101.86 | 0.01 | 0.05
2020 | MISO_WUMS_2_MISO_MI | MISO_WUMS | MISO_MI | Internal | Summer | B2 | 25 | 99 | 32.44 | 101.75 | 101.75 | 0.01 | 0.02
2020 | MISO_WUMS_2_MISO_MI | MISO_WUMS | MISO_MI | Internal | Summer | B3 | 75 | 99 | 99.12 | 99.32 | 100 | 0.01 | 0.67
2020 | MISO_WUMS_2_MISO_MI | MISO_WUMS | MISO_MI | Internal | Summer | B4 | 100 | 99 | 98.14 | 95.66 | 95.85 | 0.01 | 0.18
2020 | MISO_WUMS_2_MISO_MI | MISO_WUMS | MISO_MI | Internal | Summer | B5 | 200 | 99 | 98.46 | 88.31 | 88.48 | 0.01 | 0.15
2020 | MISO_WUMS_2_MISO_MI | MISO_WUMS | MISO_MI | Internal | Summer | B6 | 300 | 99 | 921.39 | 73.12 | 74.43 | 0.01 | 1.3
2020 | MISO_WUMS_2_MISO_MI | MISO_WUMS | MISO_MI | Internal | Summer | B7 | 400 | 99 | 37.19 | 65.97 | 65.98 | 0.01 | 0
2020 | MISO_WUMS_2_MISO_MI | MISO_WUMS | MISO_MI | Internal | Summer | B8 | 500 | 99 | 98.75 | 62.07 | 62.24 | 0.01 | 0.15
2020 | MISO_WUMS_2_MISO_MI | MISO_WUMS | MISO_MI | Internal | Summer | B9 | 800 | 99 | 98.95 | 60.89 | 61.28 | 0.01 | 0.38
2020 | MISO_WUMS_2_MISO_MI | MISO_WUMS | MISO_MI | Internal | Summer | B10 | 1262 | 99 | 99.15 | 59.08 | 60.21 | 0.01 | 1.11
2020 | MISO_WUMS_2_MISO_MI | MISO_WUMS | MISO_MI | Internal | Winter | B16 | 25 | 99 | 593.4 | 77.48 | 78.78 | 0.01 | 1.31
2020 | MISO_WUMS_2_MISO_MI | MISO_WUMS | MISO_MI | Internal | Winter | B17 | 100 | 99 | 562.27 | 70.88 | 72.19 | 0.01 | 1.3
2020 | MISO_WUMS_2_MISO_MI | MISO_WUMS | MISO_MI | Internal | Winter | B18 | 400 | 99 | 95.76 | 69.06 | 69.08 | 0.01 | 0.01
2020 | MISO_WUMS_2_MISO_MI | MISO_WUMS | MISO_MI | Internal | Winter | B19 | 700 | 99 | 0.24 | 66.7 | 66.54 | 0.01 | 0
2020 | MISO_WUMS_2_MISO_MI | MISO_WUMS | MISO_MI | Internal | Winter | B20 | 935 | 99 | 1.68 | 61.46 | 61.46 | 0.01 | 0
2020 | MISO_WUMS_2_MISO_W | MISO_WUMS | MISO_W | Internal | Shoulder | B11 | 25 | 1137 | 1137.43 | 73.64 | 74.93 | 0.01 | 1.28
2020 | MISO_WUMS_2_MISO_W | MISO_WUMS | MISO_W | Internal | Shoulder | B12 | 200 | 1137 | 646.38 | 69.34 | 69.35 | 0.01 | 0
2020 | MISO_WUMS_2_MISO_W | MISO_WUMS | MISO_W | Internal | Shoulder | B13 | 600 | 1137 | 283.28 | 66.37 | 66.39 | 0.01 | 0
2020 | MISO_WUMS_2_MISO_W | MISO_WUMS | MISO_W | Internal | Shoulder | B14 | 900 | 1137 | 1135.16 | 63.74 | 63.76 | 0.01 | 0.01
2020 | MISO_WUMS_2_MISO_W | MISO_WUMS | MISO_W | Internal | Shoulder | B15 | 1203 | 1137 | 1136.79 | 59.7 | 59.86 | 0.01 | 0.15
2020 | MISO_WUMS_2_MISO_W | MISO_WUMS | MISO_W | Internal | Summer | B1 | 10 | 1137 | 617.23 | 101.99 | 102 | 0.01 | 0.01
2020 | MISO_WUMS_2_MISO_W | MISO_WUMS | MISO_W | Internal | Summer | B2 | 25 | 1137 | 1134.43 | 101.75 | 102 | 0.01 | 0.25
2020 | MISO_WUMS_2_MISO_W | MISO_WUMS | MISO_W | Internal | Summer | B3 | 75 | 1137 | 2509.94 | 99.32 | 101.62 | 0.01 | 2.29
2020 | MISO_WUMS_2_MISO_W | MISO_WUMS | MISO_W | Internal | Summer | B4 | 100 | 1137 | 3236.63 | 95.66 | 97.96 | 0.01 | 2.29
2020 | MISO_WUMS_2_MISO_W | MISO_WUMS | MISO_W | Internal | Summer | B5 | 200 | 1137 | 2175.51 | 88.31 | 90.61 | 0.01 | 2.29
2020 | MISO_WUMS_2_MISO_W | MISO_WUMS | MISO_W | Internal | Summer | B6 | 300 | 1137 | 1754.48 | 73.12 | 75.42 | 0.01 | 2.29
2020 | MISO_WUMS_2_MISO_W | MISO_WUMS | MISO_W | Internal | Summer | B7 | 400 | 1137 | 1137.4 | 65.97 | 68.11 | 0.01 | 2.13
2020 | MISO_WUMS_2_MISO_W | MISO_WUMS | MISO_W | Internal | Summer | B8 | 500 | 1137 | 1292.1 | 62.07 | 64.37 | 0.01 | 2.29
2020 | MISO_WUMS_2_MISO_W | MISO_WUMS | MISO_W | Internal | Summer | B9 | 800 | 1137 | 2733.31 | 60.89 | 63.19 | 0.01 | 2.29
2020 | MISO_WUMS_2_MISO_W | MISO_WUMS | MISO_W | Internal | Summer | B10 | 1262 | 1137 | 2092.33 | 59.08 | 61.38 | 0.01 | 2.29
2020 | MISO_WUMS_2_MISO_W | MISO_WUMS | MISO_W | Internal | Winter | B16 | 25 | 1137 | 1137.28 | 77.48 | 78.74 | 0.01 | 1.26
2020 | MISO_WUMS_2_MISO_W | MISO_WUMS | MISO_W | Internal | Winter | B17 | 100 | 1137 | 1137.06 | 70.88 | 72.15 | 0.01 | 1.26
2020 | MISO_WUMS_2_MISO_W | MISO_WUMS | MISO_W | Internal | Winter | B18 | 400 | 1137 | 643.6 | 69.06 | 69.07 | 0.01 | 0
2020 | MISO_WUMS_2_MISO_W | MISO_WUMS | MISO_W | Internal | Winter | B19 | 700 | 1137 | 1135.62 | 66.7 | 66.82 | 0.01 | 0.12
2020 | MISO_WUMS_2_MISO_W | MISO_WUMS | MISO_W | Internal | Winter | B20 | 935 | 1137 | 1136.74 | 61.46 | 61.62 | 0.01 | 0.15
2020 | MISO_WUMS_2_PJM_ROR | MISO_WUMS | PJM_ROR | Internal | Shoulder | B11 | 25 | 1600 | 1599.17 | 73.64 | 76.92 | 2 | 1.28
2020 | MISO_WUMS_2_PJM_ROR | MISO_WUMS | PJM_ROR | Internal | Shoulder | B12 | 200 | 1600 | 1592.12 | 69.34 | 71.35 | 2 | 0.01
2020 | MISO_WUMS_2_PJM_ROR | MISO_WUMS | PJM_ROR | Internal | Shoulder | B13 | 600 | 1600 | 1594.83 | 66.37 | 68.39 | 2 | 0.01
2020 | MISO_WUMS_2_PJM_ROR | MISO_WUMS | PJM_ROR | Internal | Shoulder | B14 | 900 | 1600 | 1255.6 | 63.74 | 65.74 | 2 | 0
2020 | MISO_WUMS_2_PJM_ROR | MISO_WUMS | PJM_ROR | Internal | Shoulder | B15 | 1203 | 1600 | 258.78 | 59.7 | 61.7 | 2 | 0
2020 | MISO_WUMS_2_PJM_ROR | MISO_WUMS | PJM_ROR | Internal | Summer | B1 | 10 | 1600 | 1590.89 | 101.99 | 104.14 | 2 | 0.16
2020 | MISO_WUMS_2_PJM_ROR | MISO_WUMS | PJM_ROR | Internal | Summer | B2 | 25 | 1600 | 925.11 | 101.75 | 103.75 | 2 | 0
2020 | MISO_WUMS_2_PJM_ROR | MISO_WUMS | PJM_ROR | Internal | Summer | B3 | 75 | 1600 | 4.74 | 99.32 | 101.27 | 2 | 0
2020 | MISO_WUMS_2_PJM_ROR | MISO_WUMS | PJM_ROR | Internal | Summer | B4 | 100 | 1600 | 0.24 | 95.66 | 95.97 | 2 | 0
2020 | MISO_WUMS_2_PJM_ROR | MISO_WUMS | PJM_ROR | Internal | Summer | B5 | 200 | 1600 | 1599.18 | 88.31 | 90.48 | 2 | 0.16
2020 | MISO_WUMS_2_PJM_ROR | MISO_WUMS | PJM_ROR | Internal | Summer | B6 | 300 | 1600 | 1599.93 | 73.12 | 76.43 | 2 | 1.31
2020 | MISO_WUMS_2_PJM_ROR | MISO_WUMS | PJM_ROR | Internal | Summer | B7 | 400 | 1600 | 1450.08 | 65.97 | 67.97 | 2 | 0
2020 | MISO_WUMS_2_PJM_ROR | MISO_WUMS | PJM_ROR | Internal | Summer | B8 | 500 | 1600 | 1599.22 | 62.07 | 64.22 | 2 | 0.15
2020 | MISO_WUMS_2_PJM_ROR | MISO_WUMS | PJM_ROR | Internal | Summer | B9 | 800 | 1600 | 0.06 | 60.89 | 62.22 | 2 | 0
2020 | MISO_WUMS_2_PJM_ROR | MISO_WUMS | PJM_ROR | Internal | Summer | B10 | 1262 | 1600 | 177.34 | 59.08 | 61.08 | 2 | 0
2020 | MISO_WUMS_2_PJM_ROR | MISO_WUMS | PJM_ROR | Internal | Winter | B16 | 25 | 1600 | 1599.92 | 77.48 | 81.07 | 2 | 1.59
2020 | MISO_WUMS_2_PJM_ROR | MISO_WUMS | PJM_ROR | Internal | Winter | B17 | 100 | 1600 | 1599.97 | 70.88 | 74.47 | 2 | 1.59
2020 | MISO_WUMS_2_PJM_ROR | MISO_WUMS | PJM_ROR | Internal | Winter | B18 | 400 | 1600 | 1599.78 | 69.06 | 71.37 | 2 | 0.31
2020 | MISO_WUMS_2_PJM_ROR | MISO_WUMS | PJM_ROR | Internal | Winter | B19 | 700 | 1600 | 1599.5 | 66.7 | 68.83 | 2 | 0.13
2020 | MISO_WUMS_2_PJM_ROR | MISO_WUMS | PJM_ROR | Internal | Winter | B20 | 935 | 1600 | 649.35 | 61.46 | 63.46 | 2 | 0
2020 | NE_2_MAPP_US | NE | MAPP_US | Internal | Shoulder | B11 | 25 | 1600 | 0.39 | 68.95 | 67.93 | 5 | 0
2020 | NE_2_MAPP_US | NE | MAPP_US | Internal | Shoulder | B12 | 200 | 1600 | 0.06 | 61.63 | 62.35 | 5 | 0
2020 | NE_2_MAPP_US | NE | MAPP_US | Internal | Shoulder | B13 | 600 | 1600 | 0.02 | 58.74 | 59.39 | 5 | 0
2020 | NE_2_MAPP_US | NE | MAPP_US | Internal | Shoulder | B14 | 900 | 1600 | 0.03 | 56.04 | 58.71 | 5 | 0
2020 | NE_2_MAPP_US | NE | MAPP_US | Internal | Shoulder | B15 | 1203 | 1600 | 0.03 | 52.14 | 55.45 | 5 | 0
2020 | NE_2_MAPP_US | NE | MAPP_US | Internal | Summer | B1 | 10 | 1600 | 1.3 | 94.3 | 95.01 | 5 | 0
2020 | NE_2_MAPP_US | NE | MAPP_US | Internal | Summer | B2 | 25 | 1600 | 0.5 | 94.29 | 95 | 5 | 0
2020 | NE_2_MAPP_US | NE | MAPP_US | Internal | Summer | B3 | 75 | 1600 | 0.11 | 96.61 | 94.62 | 5 | 0
2020 | NE_2_MAPP_US | NE | MAPP_US | Internal | Summer | B4 | 100 | 1600 | 0.08 | 92.96 | 90.96 | 5 | 0
2020 | NE_2_MAPP_US | NE | MAPP_US | Internal | Summer | B5 | 200 | 1600 | 0.04 | 85.61 | 83.61 | 5 | 0
2020 | NE_2_MAPP_US | NE | MAPP_US | Internal | Summer | B6 | 300 | 1600 | 0.03 | 70.42 | 68.42 | 5 | 0
2020 | NE_2_MAPP_US | NE | MAPP_US | Internal | Summer | B7 | 400 | 1600 | 0.02 | 63.11 | 61.11 | 5 | 0
2020 | NE_2_MAPP_US | NE | MAPP_US | Internal | Summer | B8 | 500 | 1600 | 0.01 | 61.67 | 57.37 | 5 | 0
2020 | NE_2_MAPP_US | NE | MAPP_US | Internal | Summer | B9 | 800 | 1600 | 0 | 59.33 | 56.19 | 5 | 0
2020 | NE_2_MAPP_US | NE | MAPP_US | Internal | Summer | B10 | 1262 | 1600 | 0.01 | 53.88 | 55.45 | 5 | 0
2020 | NE_2_MAPP_US | NE | MAPP_US | Internal | Winter | B16 | 25 | 1600 | 0.42 | 71.02 | 70.41 | 5 | 0
2020 | NE_2_MAPP_US | NE | MAPP_US | Internal | Winter | B17 | 100 | 1600 | 0.13 | 64.43 | 65.15 | 5 | 0
2020 | NE_2_MAPP_US | NE | MAPP_US | Internal | Winter | B18 | 400 | 1600 | 0.03 | 61.35 | 62.07 | 5 | 0
2020 | NE_2_MAPP_US | NE | MAPP_US | Internal | Winter | B19 | 700 | 1600 | 0.04 | 59.1 | 62.07 | 5 | 0
2020 | NE_2_MAPP_US | NE | MAPP_US | Internal | Winter | B20 | 935 | 1600 | 0.02 | 53.9 | 55.45 | 5 | 0
2020 | NE_2_MISO_W | NE | MISO_W | Internal | Shoulder | B11 | 25 | 1600 | 1600.01 | 68.95 | 74.93 | 5 | 0.98
2020 | NE_2_MISO_W | NE | MISO_W | Internal | Shoulder | B12 | 200 | 1600 | 1852.94 | 61.63 | 69.35 | 5 | 2.72
2020 | NE_2_MISO_W | NE | MISO_W | Internal | Shoulder | B13 | 600 | 1600 | 1600.56 | 58.74 | 66.39 | 5 | 2.65
2020 | NE_2_MISO_W | NE | MISO_W | Internal | Shoulder | B14 | 900 | 1600 | 2722.4 | 56.04 | 63.76 | 5 | 2.72
2020 | NE_2_MISO_W | NE | MISO_W | Internal | Shoulder | B15 | 1203 | 1600 | 5424.67 | 52.14 | 59.86 | 5 | 2.72
2020 | NE_2_MISO_W | NE | MISO_W | Internal | Summer | B1 | 10 | 1600 | 1687.16 | 94.3 | 102 | 5 | 2.7
2020 | NE_2_MISO_W | NE | MISO_W | Internal | Summer | B2 | 25 | 1600 | 1897.34 | 94.29 | 102 | 5 | 2.72
2020 | NE_2_MISO_W | NE | MISO_W | Internal | Summer | B3 | 75 | 1600 | 1584.92 | 96.61 | 101.62 | 5 | 0.01
2020 | NE_2_MISO_W | NE | MISO_W | Internal | Summer | B4 | 100 | 1600 | 567.04 | 92.96 | 97.96 | 5 | 0
2020 | NE_2_MISO_W | NE | MISO_W | Internal | Summer | B5 | 200 | 1600 | 964.41 | 85.61 | 90.61 | 5 | 0
2020 | NE_2_MISO_W | NE | MISO_W | Internal | Summer | B6 | 300 | 1600 | 880.86 | 70.42 | 75.42 | 5 | 0
2020 | NE_2_MISO_W | NE | MISO_W | Internal | Summer | B7 | 400 | 1600 | 262.37 | 63.11 | 68.11 | 5 | 0
2020 | NE_2_MISO_W | NE | MISO_W | Internal | Summer | B8 | 500 | 1600 | 0.06 | 61.67 | 64.37 | 5 | 0
2020 | NE_2_MISO_W | NE | MISO_W | Internal | Summer | B9 | 800 | 1600 | 0.05 | 59.33 | 63.19 | 5 | 0
2020 | NE_2_MISO_W | NE | MISO_W | Internal | Summer | B10 | 1262 | 1600 | 1600.46 | 53.88 | 61.38 | 5 | 2.5
2020 | NE_2_MISO_W | NE | MISO_W | Internal | Winter | B16 | 25 | 1600 | 6087.44 | 71.02 | 78.74 | 5 | 2.72
2020 | NE_2_MISO_W | NE | MISO_W | Internal | Winter | B17 | 100 | 1600 | 4892.08 | 64.43 | 72.15 | 5 | 2.72
2020 | NE_2_MISO_W | NE | MISO_W | Internal | Winter | B18 | 400 | 1600 | 4154.26 | 61.35 | 69.07 | 5 | 2.72
2020 | NE_2_MISO_W | NE | MISO_W | Internal | Winter | B19 | 700 | 1600 | 3054.57 | 59.1 | 66.82 | 5 | 2.72
2020 | NE_2_MISO_W | NE | MISO_W | Internal | Winter | B20 | 935 | 1600 | 4278.08 | 53.9 | 61.62 | 5 | 2.72
2020 | NE_2_SPP_N | NE | SPP_N | Internal | Shoulder | B11 | 25 | 1800 | 511.4 | 68.95 | 68.96 | 0.01 | 0
2020 | NE_2_SPP_N | NE | SPP_N | Internal | Shoulder | B12 | 200 | 1800 | 1800.17 | 61.63 | 63.34 | 0.01 | 1.69
2020 | NE_2_SPP_N | NE | SPP_N | Internal | Shoulder | B13 | 600 | 1800 | 2368.84 | 58.74 | 60.89 | 0.01 | 2.14
2020 | NE_2_SPP_N | NE | SPP_N | Internal | Shoulder | B14 | 900 | 1800 | 1799.94 | 56.04 | 56.55 | 0.01 | 0.5
2020 | NE_2_SPP_N | NE | SPP_N | Internal | Shoulder | B15 | 1203 | 1800 | 8.02 | 52.14 | 52.15 | 0.01 | 0
2020 | NE_2_SPP_N | NE | SPP_N | Internal | Summer | B1 | 10 | 1800 | 78.32 | 94.3 | 94.29 | 0.01 | 0
2020 | NE_2_SPP_N | NE | SPP_N | Internal | Summer | B2 | 25 | 1800 | 1043.96 | 94.29 | 94.3 | 0.01 | 0
2020 | NE_2_SPP_N | NE | SPP_N | Internal | Summer | B3 | 75 | 1800 | 241.8 | 96.61 | 96.62 | 0.01 | 0
2020 | NE_2_SPP_N | NE | SPP_N | Internal | Summer | B4 | 100 | 1800 | 587.89 | 92.96 | 92.97 | 0.01 | 0
2020 | NE_2_SPP_N | NE | SPP_N | Internal | Summer | B5 | 200 | 1800 | 583.45 | 85.61 | 85.62 | 0.01 | 0
2020 | NE_2_SPP_N | NE | SPP_N | Internal | Summer | B6 | 300 | 1800 | 940.83 | 70.42 | 70.43 | 0.01 | 0
2020 | NE_2_SPP_N | NE | SPP_N | Internal | Summer | B7 | 400 | 1800 | 1800.39 | 63.11 | 65.09 | 0.01 | 1.97
2020 | NE_2_SPP_N | NE | SPP_N | Internal | Summer | B8 | 500 | 1800 | 3450.85 | 61.67 | 63.82 | 0.01 | 2.14
2020 | NE_2_SPP_N | NE | SPP_N | Internal | Summer | B9 | 800 | 1800 | 2925.46 | 59.33 | 61.48 | 0.01 | 2.14
2020 | NE_2_SPP_N | NE | SPP_N | Internal | Summer | B10 | 1262 | 1800 | 2602.35 | 53.88 | 56.03 | 0.01 | 2.14
2020 | NE_2_SPP_N | NE | SPP_N | Internal | Winter | B16 | 25 | 1800 | 1795.19 | 71.02 | 71.21 | 0.01 | 0.17
2020 | NE_2_SPP_N | NE | SPP_N | Internal | Winter | B17 | 100 | 1800 | 1798.66 | 64.43 | 64.62 | 0.01 | 0.17
2020 | NE_2_SPP_N | NE | SPP_N | Internal | Winter | B18 | 400 | 1800 | 1800.08 | 61.35 | 62.71 | 0.01 | 1.34
2020 | NE_2_SPP_N | NE | SPP_N | Internal | Winter | B19 | 700 | 1800 | 1799.95 | 59.1 | 59.5 | 0.01 | 0.38
2020 | NE_2_SPP_N | NE | SPP_N | Internal | Winter | B20 | 935 | 1800 | 1513.3 | 53.9 | 53.91 | 0.01 | 0
2020 | NEISO_2_NYISO_A-F | NEISO | NYISO_A-F | Internal | Shoulder | B11 | 25 | 600 | 598.81 | 61.59 | 65.12 | 3 | 0.53
2020 | NEISO_2_NYISO_A-F | NEISO | NYISO_A-F | Internal | Shoulder | B12 | 200 | 600 | 0.33 | 61.59 | 64.1 | 3 | 0
2020 | NEISO_2_NYISO_A-F | NEISO | NYISO_A-F | Internal | Shoulder | B13 | 600 | 600 | 0.11 | 61.59 | 64.1 | 3 | 0
2020 | NEISO_2_NYISO_A-F | NEISO | NYISO_A-F | Internal | Shoulder | B14 | 900 | 600 | 0.02 | 61.59 | 62.7 | 3 | 0
2020 | NEISO_2_NYISO_A-F | NEISO | NYISO_A-F | Internal | Shoulder | B15 | 1203 | 600 | 0.02 | 61.59 | 62.7 | 3 | 0
2020 | NEISO_2_NYISO_A-F | NEISO | NYISO_A-F | Internal | Summer | B1 | 10 | 600 | 0.79 | 99.87 | 96.88 | 3 | 0.01
2020 | NEISO_2_NYISO_A-F | NEISO | NYISO_A-F | Internal | Summer | B2 | 25 | 600 | 0.46 | 95.09 | 94.28 | 3 | 0
2020 | NEISO_2_NYISO_A-F | NEISO | NYISO_A-F | Internal | Summer | B3 | 75 | 600 | 416.19 | 86.36 | 89.36 | 3 | 0
2020 | NEISO_2_NYISO_A-F | NEISO | NYISO_A-F | Internal | Summer | B4 | 100 | 600 | 599.72 | 80.43 | 84.07 | 3 | 0.64
2020 | NEISO_2_NYISO_A-F | NEISO | NYISO_A-F | Internal | Summer | B5 | 200 | 600 | 599.86 | 74.96 | 78.6 | 3 | 0.65
2020 | NEISO_2_NYISO_A-F | NEISO | NYISO_A-F | Internal | Summer | B6 | 300 | 600 | 599.91 | 60.9 | 64.55 | 3 | 0.65
2020 | NEISO_2_NYISO_A-F | NEISO | NYISO_A-F | Internal | Summer | B7 | 400 | 600 | 353.1 | 58.71 | 61.71 | 3 | 0
2020 | NEISO_2_NYISO_A-F | NEISO | NYISO_A-F | Internal | Summer | B8 | 500 | 600 | 1.88 | 58.71 | 61.68 | 3 | 0
2020 | NEISO_2_NYISO_A-F | NEISO | NYISO_A-F | Internal | Summer | B9 | 800 | 600 | 0.97 | 58.71 | 61.68 | 3 | 0
2020 | NEISO_2_NYISO_A-F | NEISO | NYISO_A-F | Internal | Summer | B10 | 1262 | 600 | 0.61 | 58.71 | 61.68 | 3 | 0
2020 | NEISO_2_NYISO_A-F | NEISO | NYISO_A-F | Internal | Winter | B16 | 25 | 600 | 1.85 | 70.52 | 73.03 | 3 | 0
2020 | NEISO_2_NYISO_A-F | NEISO | NYISO_A-F | Internal | Winter | B17 | 100 | 600 | 0.1 | 70.51 | 68.38 | 3 | 0
2020 | NEISO_2_NYISO_A-F | NEISO | NYISO_A-F | Internal | Winter | B18 | 400 | 600 | 0.03 | 69.49 | 68.38 | 3 | 0
2020 | NEISO_2_NYISO_A-F | NEISO | NYISO_A-F | Internal | Winter | B19 | 700 | 600 | 0.01 | 69.49 | 66.49 | 3 | 0
2020 | NEISO_2_NYISO_A-F | NEISO | NYISO_A-F | Internal | Winter | B20 | 935 | 600 | 0 | 69.49 | 66.49 | 3 | 0
2020 | NEISO_2_NYISO_G-I | NEISO | NYISO_G-I | Internal | Shoulder | B11 | 25 | 600 | 600.01 | 61.59 | 68.92 | 3 | 4.33
2020 | NEISO_2_NYISO_G-I | NEISO | NYISO_G-I | Internal | Shoulder | B12 | 200 | 600 | 599.87 | 61.59 | 65.71 | 3 | 1.12
2020 | NEISO_2_NYISO_G-I | NEISO | NYISO_G-I | Internal | Shoulder | B13 | 600 | 600 | 212.05 | 61.59 | 64.59 | 3 | 0
2020 | NEISO_2_NYISO_G-I | NEISO | NYISO_G-I | Internal | Shoulder | B14 | 900 | 600 | 0.02 | 61.59 | 62.71 | 3 | 0
2020 | NEISO_2_NYISO_G-I | NEISO | NYISO_G-I | Internal | Shoulder | B15 | 1203 | 600 | 0.02 | 61.59 | 62.71 | 3 | 0
2020 | NEISO_2_NYISO_G-I | NEISO | NYISO_G-I | Internal | Summer | B1 | 10 | 600 | 1.35 | 99.87 | 100.68 | 3 | 0.01
2020 | NEISO_2_NYISO_G-I | NEISO | NYISO_G-I | Internal | Summer | B2 | 25 | 600 | 109.45 | 95.09 | 98.08 | 3 | 0
2020 | NEISO_2_NYISO_G-I | NEISO | NYISO_G-I | Internal | Summer | B3 | 75 | 600 | 599.98 | 86.36 | 93.16 | 3 | 3.8
2020 | NEISO_2_NYISO_G-I | NEISO | NYISO_G-I | Internal | Summer | B4 | 100 | 600 | 600 | 80.43 | 87.87 | 3 | 4.44
2020 | NEISO_2_NYISO_G-I | NEISO | NYISO_G-I | Internal | Summer | B5 | 200 | 600 | 600 | 74.96 | 82.4 | 3 | 4.44
2020 | NEISO_2_NYISO_G-I | NEISO | NYISO_G-I | Internal | Summer | B6 | 300 | 600 | 600 | 60.9 | 68.35 | 3 | 4.44
2020 | NEISO_2_NYISO_G-I | NEISO | NYISO_G-I | Internal | Summer | B7 | 400 | 600 | 599.93 | 58.71 | 62.58 | 3 | 0.87
2020 | NEISO_2_NYISO_G-I | NEISO | NYISO_G-I | Internal | Summer | B8 | 500 | 600 | 599.94 | 58.71 | 62.58 | 3 | 0.87
2020 | NEISO_2_NYISO_G-I | NEISO | NYISO_G-I | Internal | Summer | B9 | 800 | 600 | 2.15 | 58.71 | 61.69 | 3 | 0
2020 | NEISO_2_NYISO_G-I | NEISO | NYISO_G-I | Internal | Summer | B10 | 1262 | 600 | 1.24 | 58.71 | 61.69 | 3 | 0
2020 | NEISO_2_NYISO_G-I | NEISO | NYISO_G-I | Internal | Winter | B16 | 25 | 600 | 599.86 | 70.52 | 76.83 | 3 | 3.32
2020 | NEISO_2_NYISO_G-I | NEISO | NYISO_G-I | Internal | Winter | B17 | 100 | 600 | 0.26 | 70.51 | 72.18 | 3 | 0
2020 | NEISO_2_NYISO_G-I | NEISO | NYISO_G-I | Internal | Winter | B18 | 400 | 600 | 0.24 | 69.49 | 72.18 | 3 | 0
2020 | NEISO_2_NYISO_G-I | NEISO | NYISO_G-I | Internal | Winter | B19 | 700 | 600 | 0.03 | 69.49 | 70.29 | 3 | 0
2020 | NEISO_2_NYISO_G-I | NEISO | NYISO_G-I | Internal | Winter | B20 | 935 | 600 | 0.02 | 69.49 | 69.87 | 3 | 0
2020 | NEISO_2_NYISO_J-K | NEISO | NYISO_J-K | Internal | Shoulder | B11 | 25 | 430 | 438.47 | 61.59 | 68.93 | 3 | 4.34
2020 | NEISO_2_NYISO_J-K | NEISO | NYISO_J-K | Internal | Shoulder | B12 | 200 | 430 | 429.9 | 61.59 | 65.72 | 3 | 1.13
2020 | NEISO_2_NYISO_J-K | NEISO | NYISO_J-K | Internal | Shoulder | B13 | 600 | 430 | 427.01 | 61.59 | 64.6 | 3 | 0.01
2020 | NEISO_2_NYISO_J-K | NEISO | NYISO_J-K | Internal | Shoulder | B14 | 900 | 430 | 0.02 | 61.59 | 62.72 | 3 | 0
2020 | NEISO_2_NYISO_J-K | NEISO | NYISO_J-K | Internal | Shoulder | B15 | 1203 | 430 | 0.02 | 61.59 | 62.72 | 3 | 0
2020 | NEISO_2_NYISO_J-K | NEISO | NYISO_J-K | Internal | Summer | B1 | 10 | 430 | 1.52 | 99.87 | 100.69 | 3 | 0.01
2020 | NEISO_2_NYISO_J-K | NEISO | NYISO_J-K | Internal | Summer | B2 | 25 | 430 | 354.87 | 95.09 | 98.09 | 3 | 0.01
2020 | NEISO_2_NYISO_J-K | NEISO | NYISO_J-K | Internal | Summer | B3 | 75 | 430 | 430.44 | 86.36 | 93.17 | 3 | 3.81
2020 | NEISO_2_NYISO_J-K | NEISO | NYISO_J-K | Internal | Summer | B4 | 100 | 430 | 488.42 | 80.43 | 87.88 | 3 | 4.45
2020 | NEISO_2_NYISO_J-K | NEISO | NYISO_J-K | Internal | Summer | B5 | 200 | 430 | 1674.16 | 74.96 | 82.41 | 3 | 4.46
2020 | NEISO_2_NYISO_J-K | NEISO | NYISO_J-K | Internal | Summer | B6 | 300 | 430 | 2520.44 | 60.9 | 68.36 | 3 | 4.46
2020 | NEISO_2_NYISO_J-K | NEISO | NYISO_J-K | Internal | Summer | B7 | 400 | 430 | 429.95 | 58.71 | 62.59 | 3 | 0.88
2020 | NEISO_2_NYISO_J-K | NEISO | NYISO_J-K | Internal | Summer | B8 | 500 | 430 | 429.95 | 58.71 | 62.59 | 3 | 0.88
2020 | NEISO_2_NYISO_J-K | NEISO | NYISO_J-K | Internal | Summer | B9 | 800 | 430 | 250.73 | 58.71 | 61.71 | 3 | 0
2020 | NEISO_2_NYISO_J-K | NEISO | NYISO_J-K | Internal | Summer | B10 | 1262 | 430 | 64.25 | 58.71 | 61.71 | 3 | 0
2020 | NEISO_2_NYISO_J-K | NEISO | NYISO_J-K | Internal | Winter | B16 | 25 | 430 | 430.51 | 70.52 | 76.84 | 3 | 3.33
2020 | NEISO_2_NYISO_J-K | NEISO | NYISO_J-K | Internal | Winter | B17 | 100 | 430 | 0.28 | 70.51 | 72.2 | 3 | 0
2020 | NEISO_2_NYISO_J-K | NEISO | NYISO_J-K | Internal | Winter | B18 | 400 | 430 | 0.25 | 69.49 | 72.2 | 3 | 0
2020 | NEISO_2_NYISO_J-K | NEISO | NYISO_J-K | Internal | Winter | B19 | 700 | 430 | 0.03 | 69.49 | 70.3 | 3 | 0
2020 | NEISO_2_NYISO_J-K | NEISO | NYISO_J-K | Internal | Winter | B20 | 935 | 430 | 0.02 | 69.49 | 69.88 | 3 | 0
2020 | NonRTO_Midwest_2_MISO_IN | NonRTO_Midwest | MISO_IN | Internal | Shoulder | B11 | 25 | 4450 | 0.16 | 82.93 | 74.93 | 8 | 0
2020 | NonRTO_Midwest_2_MISO_IN | NonRTO_Midwest | MISO_IN | Internal | Shoulder | B12 | 200 | 4450 | 0.02 | 77.35 | 69.35 | 8 | 0
2020 | NonRTO_Midwest_2_MISO_IN | NonRTO_Midwest | MISO_IN | Internal | Shoulder | B13 | 600 | 4450 | 0 | 69.62 | 66.39 | 8 | 0
2020 | NonRTO_Midwest_2_MISO_IN | NonRTO_Midwest | MISO_IN | Internal | Shoulder | B14 | 900 | 4450 | 0 | 66.35 | 63.74 | 8 | 0
2020 | NonRTO_Midwest_2_MISO_IN | NonRTO_Midwest | MISO_IN | Internal | Shoulder | B15 | 1203 | 4450 | 0 | 63.25 | 59.69 | 8 | 0
2020 | NonRTO_Midwest_2_MISO_IN | NonRTO_Midwest | MISO_IN | Internal | Summer | B1 | 10 | 4450 | 0.44 | 108.59 | 101.85 | 8 | 0
2020 | NonRTO_Midwest_2_MISO_IN | NonRTO_Midwest | MISO_IN | Internal | Summer | B2 | 25 | 4450 | 0.18 | 108.58 | 101.73 | 8 | 0
2020 | NonRTO_Midwest_2_MISO_IN | NonRTO_Midwest | MISO_IN | Internal | Summer | B3 | 75 | 4450 | 0.06 | 107.99 | 99.99 | 8 | 0
2020 | NonRTO_Midwest_2_MISO_IN | NonRTO_Midwest | MISO_IN | Internal | Summer | B4 | 100 | 4450 | 0.04 | 103.83 | 95.83 | 8 | 0
2020 | NonRTO_Midwest_2_MISO_IN | NonRTO_Midwest | MISO_IN | Internal | Summer | B5 | 200 | 4450 | 0.02 | 96.47 | 88.47 | 8 | 0
2020 | NonRTO_Midwest_2_MISO_IN | NonRTO_Midwest | MISO_IN | Internal | Summer | B6 | 300 | 4450 | 0.01 | 82.41 | 74.42 | 8 | 0
2020 | NonRTO_Midwest_2_MISO_IN | NonRTO_Midwest | MISO_IN | Internal | Summer | B7 | 400 | 4450 | 0.02 | 66.35 | 65.97 | 8 | 0
2020 | NonRTO_Midwest_2_MISO_IN | NonRTO_Midwest | MISO_IN | Internal | Summer | B8 | 500 | 4450 | 0.01 | 65.81 | 62.22 | 8 | 0
2020 | NonRTO_Midwest_2_MISO_IN | NonRTO_Midwest | MISO_IN | Internal | Summer | B9 | 800 | 4450 | 0 | 63.42 | 61.27 | 8 | 0
2020 | NonRTO_Midwest_2_MISO_IN | NonRTO_Midwest | MISO_IN | Internal | Summer | B10 | 1262 | 4450 | 0 | 62.43 | 60.2 | 8 | 0
2020 | NonRTO_Midwest_2_MISO_IN | NonRTO_Midwest | MISO_IN | Internal | Winter | B16 | 25 | 4450 | 0.16 | 86.77 | 78.77 | 8 | 0
2020 | NonRTO_Midwest_2_MISO_IN | NonRTO_Midwest | MISO_IN | Internal | Winter | B17 | 100 | 4450 | 0.04 | 80.18 | 72.18 | 8 | 0
2020 | NonRTO_Midwest_2_MISO_IN | NonRTO_Midwest | MISO_IN | Internal | Winter | B18 | 400 | 4450 | 0.01 | 77.07 | 69.07 | 8 | 0
2020 | NonRTO_Midwest_2_MISO_IN | NonRTO_Midwest | MISO_IN | Internal | Winter | B19 | 700 | 4450 | 0.01 | 66.36 | 66.53 | 8 | 0
2020 | NonRTO_Midwest_2_MISO_IN | NonRTO_Midwest | MISO_IN | Internal | Winter | B20 | 935 | 4450 | 0 | 65.81 | 61.45 | 8 | 0
2020 | NonRTO_Midwest_2_TVA_Transmission | NonRTO_Midwest | TVA_Transmission | Internal | Shoulder | B11 | 25 | 2400 | 0.27 | 82.93 | 81.55 | 8 | 0
2020 | NonRTO_Midwest_2_TVA_Transmission | NonRTO_Midwest | TVA_Transmission | Internal | Shoulder | B12 | 200 | 2400 | 0.03 | 77.35 | 72.52 | 8 | 0
2020 | NonRTO_Midwest_2_TVA_Transmission | NonRTO_Midwest | TVA_Transmission | Internal | Shoulder | B13 | 600 | 2400 | 0.01 | 69.62 | 69.9 | 8 | 0
2020 | NonRTO_Midwest_2_TVA_Transmission | NonRTO_Midwest | TVA_Transmission | Internal | Shoulder | B14 | 900 | 2400 | 0.01 | 66.35 | 68.65 | 8 | 0
2020 | NonRTO_Midwest_2_TVA_Transmission | NonRTO_Midwest | TVA_Transmission | Internal | Shoulder | B15 | 1203 | 2400 | 0.01 | 63.25 | 67.26 | 8 | 0
2020 | NonRTO_Midwest_2_TVA_Transmission | NonRTO_Midwest | TVA_Transmission | Internal | Summer | B1 | 10 | 2400 | 0.9 | 108.59 | 109.84 | 8 | 0
2020 | NonRTO_Midwest_2_TVA_Transmission | NonRTO_Midwest | TVA_Transmission | Internal | Summer | B2 | 25 | 2400 | 0.36 | 108.58 | 109.74 | 8 | 0
2020 | NonRTO_Midwest_2_TVA_Transmission | NonRTO_Midwest | TVA_Transmission | Internal | Summer | B3 | 75 | 2400 | 0.1 | 107.99 | 107.26 | 8 | 0
2020 | NonRTO_Midwest_2_TVA_Transmission | NonRTO_Midwest | TVA_Transmission | Internal | Summer | B4 | 100 | 2400 | 0.07 | 103.83 | 101.97 | 8 | 0
2020 | NonRTO_Midwest_2_TVA_Transmission | NonRTO_Midwest | TVA_Transmission | Internal | Summer | B5 | 200 | 2400 | 0.04 | 96.47 | 95.69 | 8 | 0
2020 | NonRTO_Midwest_2_TVA_Transmission | NonRTO_Midwest | TVA_Transmission | Internal | Summer | B6 | 300 | 2400 | 0.03 | 82.41 | 81.17 | 8 | 0
2020 | NonRTO_Midwest_2_TVA_Transmission | NonRTO_Midwest | TVA_Transmission | Internal | Summer | B7 | 400 | 2400 | 0.05 | 66.35 | 71.44 | 8 | 0
2020 | NonRTO_Midwest_2_TVA_Transmission | NonRTO_Midwest | TVA_Transmission | Internal | Summer | B8 | 500 | 2400 | 0.03 | 65.81 | 68.75 | 8 | 0
2020 | NonRTO_Midwest_2_TVA_Transmission | NonRTO_Midwest | TVA_Transmission | Internal | Summer | B9 | 800 | 2400 | 0.02 | 63.42 | 66.86 | 8 | 0
2020 | NonRTO_Midwest_2_TVA_Transmission | NonRTO_Midwest | TVA_Transmission | Internal | Summer | B10 | 1262 | 2400 | 0.01 | 62.43 | 64.53 | 8 | 0
2020 | NonRTO_Midwest_2_TVA_Transmission | NonRTO_Midwest | TVA_Transmission | Internal | Winter | B16 | 25 | 2400 | 0.23 | 86.77 | 83.44 | 8 | 0
2020 | NonRTO_Midwest_2_TVA_Transmission | NonRTO_Midwest | TVA_Transmission | Internal | Winter | B17 | 100 | 2400 | 0.06 | 80.18 | 75.83 | 8 | 0
2020 | NonRTO_Midwest_2_TVA_Transmission | NonRTO_Midwest | TVA_Transmission | Internal | Winter | B18 | 400 | 2400 | 0.02 | 77.07 | 72.97 | 8 | 0
2020 | NonRTO_Midwest_2_TVA_Transmission | NonRTO_Midwest | TVA_Transmission | Internal | Winter | B19 | 700 | 2400 | 0.02 | 66.36 | 70.93 | 8 | 0
2020 | NonRTO_Midwest_2_TVA_Transmission | NonRTO_Midwest | TVA_Transmission | Internal | Winter | B20 | 935 | 2400 | 0.02 | 65.81 | 69.33 | 8 | 0
2020 | NYISO_A-F_2_IESO | NYISO_A-F | IESO | Internal | Shoulder | B11 | 25 | 1600 | 0.08 | 65.12 | 41.37 | 7 | 0
2020 | NYISO_A-F_2_IESO | NYISO_A-F | IESO | Internal | Shoulder | B12 | 200 | 1600 | 0 | 64.1 | 35.79 | 7 | 0
2020 | NYISO_A-F_2_IESO | NYISO_A-F | IESO | Internal | Shoulder | B13 | 600 | 1600 | 0 | 64.1 | 35.79 | 7 | 0
2020 | NYISO_A-F_2_IESO | NYISO_A-F | IESO | Internal | Shoulder | B14 | 900 | 1600 | 0 | 62.7 | 35.79 | 7 | 0
2020 | NYISO_A-F_2_IESO | NYISO_A-F | IESO | Internal | Shoulder | B15 | 1203 | 1600 | 0 | 62.7 | 35.79 | 7 | 0
2020 | NYISO_A-F_2_IESO | NYISO_A-F | IESO | Internal | Summer | B1 | 10 | 1600 | 0.4 | 96.88 | 89.88 | 7 | 0
2020 | NYISO_A-F_2_IESO | NYISO_A-F | IESO | Internal | Summer | B2 | 25 | 1600 | 0.16 | 94.28 | 87.28 | 7 | 0
2020 | NYISO_A-F_2_IESO | NYISO_A-F | IESO | Internal | Summer | B3 | 75 | 1600 | 0.03 | 89.36 | 71.54 | 7 | 0
2020 | NYISO_A-F_2_IESO | NYISO_A-F | IESO | Internal | Summer | B4 | 100 | 1600 | 0.02 | 84.07 | 64.4 | 7 | 0
2020 | NYISO_A-F_2_IESO | NYISO_A-F | IESO | Internal | Summer | B5 | 200 | 1600 | 0.01 | 78.6 | 57.05 | 7 | 0
2020 | NYISO_A-F_2_IESO | NYISO_A-F | IESO | Internal | Summer | B6 | 300 | 1600 | 0 | 64.55 | 41.86 | 7 | 0
2020 | NYISO_A-F_2_IESO | NYISO_A-F | IESO | Internal | Summer | B7 | 400 | 1600 | 0 | 61.71 | 34.55 | 7 | 0
2020 | NYISO_A-F_2_IESO | NYISO_A-F | IESO | Internal | Summer | B8 | 500 | 1600 | 0 | 61.68 | 30.8 | 7 | 0
2020 | NYISO_A-F_2_IESO | NYISO_A-F | IESO | Internal | Summer | B9 | 800 | 1600 | 0 | 61.68 | 30.8 | 7 | 0
2020 | NYISO_A-F_2_IESO | NYISO_A-F | IESO | Internal | Summer | B10 | 1262 | 1600 | 0 | 61.68 | 30.8 | 7 | 0
2020 | NYISO_A-F_2_IESO | NYISO_A-F | IESO | Internal | Winter | B16 | 25 | 1600 | 0.1 | 73.03 | 54.46 | 7 | 0
2020 | NYISO_A-F_2_IESO | NYISO_A-F | IESO | Internal | Winter | B17 | 100 | 1600 | 0.03 | 68.38 | 54.46 | 7 | 0
2020 | NYISO_A-F_2_IESO | NYISO_A-F | IESO | Internal | Winter | B18 | 400 | 1600 | 0 | 68.38 | 54.46 | 7 | 0
2020 | NYISO_A-F_2_IESO | NYISO_A-F | IESO | Internal | Winter | B19 | 700 | 1600 | 0 | 66.49 | 54.46 | 7 | 0
2020 | NYISO_A-F_2_IESO | NYISO_A-F | IESO | Internal | Winter | B20 | 935 | 1600 | 0 | 66.49 | 54.46 | 7 | 0
2020 | NYISO_A-F_2_NEISO | NYISO_A-F | NEISO | Internal | Shoulder | B11 | 25 | 600 | 0.29 | 65.12 | 61.59 | 3 | 0
2020 | NYISO_A-F_2_NEISO | NYISO_A-F | NEISO | Internal | Shoulder | B12 | 200 | 600 | 0.05 | 64.1 | 61.59 | 3 | 0
2020 | NYISO_A-F_2_NEISO | NYISO_A-F | NEISO | Internal | Shoulder | B13 | 600 | 600 | 0.02 | 64.1 | 61.59 | 3 | 0
2020 | NYISO_A-F_2_NEISO | NYISO_A-F | NEISO | Internal | Shoulder | B14 | 900 | 600 | 0.01 | 62.7 | 61.59 | 3 | 0
2020 | NYISO_A-F_2_NEISO | NYISO_A-F | NEISO | Internal | Shoulder | B15 | 1203 | 600 | 0.01 | 62.7 | 61.59 | 3 | 0
2020 | NYISO_A-F_2_NEISO | NYISO_A-F | NEISO | Internal | Summer | B1 | 10 | 600 | 99.93 | 96.88 | 99.87 | 3 | 0.01
2020 | NYISO_A-F_2_NEISO | NYISO_A-F | NEISO | Internal | Summer | B2 | 25 | 600 | 0.74 | 94.28 | 95.09 | 3 | 0
2020 | NYISO_A-F_2_NEISO | NYISO_A-F | NEISO | Internal | Summer | B3 | 75 | 600 | 0.11 | 89.36 | 86.36 | 3 | 0
2020 | NYISO_A-F_2_NEISO | NYISO_A-F | NEISO | Internal | Summer | B4 | 100 | 600 | 0.08 | 84.07 | 80.43 | 3 | 0
2020 | NYISO_A-F_2_NEISO | NYISO_A-F | NEISO | Internal | Summer | B5 | 200 | 600 | 0.04 | 78.6 | 74.96 | 3 | 0
2020 | NYISO_A-F_2_NEISO | NYISO_A-F | NEISO | Internal | Summer | B6 | 300 | 600 | 0.03 | 64.55 | 60.9 | 3 | 0
2020 | NYISO_A-F_2_NEISO | NYISO_A-F | NEISO | Internal | Summer | B7 | 400 | 600 | 0.02 | 61.71 | 58.71 | 3 | 0
2020 | NYISO_A-F_2_NEISO | NYISO_A-F | NEISO | Internal | Summer | B8 | 500 | 600 | 0.02 | 61.68 | 58.71 | 3 | 0
2020 | NYISO_A-F_2_NEISO | NYISO_A-F | NEISO | Internal | Summer | B9 | 800 | 600 | 0.01 | 61.68 | 58.71 | 3 | 0
2020 | NYISO_A-F_2_NEISO | NYISO_A-F | NEISO | Internal | Summer | B10 | 1262 | 600 | 0 | 61.68 | 58.71 | 3 | 0
2020 | NYISO_A-F_2_NEISO | NYISO_A-F | NEISO | Internal | Winter | B16 | 25 | 600 | 0.35 | 73.03 | 70.52 | 3 | 0
2020 | NYISO_A-F_2_NEISO | NYISO_A-F | NEISO | Internal | Winter | B17 | 100 | 600 | 0.34 | 68.38 | 70.51 | 3 | 0
2020 | NYISO_A-F_2_NEISO | NYISO_A-F | NEISO | Internal | Winter | B18 | 400 | 600 | 0.05 | 68.38 | 69.49 | 3 | 0
2020 | NYISO_A-F_2_NEISO | NYISO_A-F | NEISO | Internal | Winter | B19 | 700 | 600 | 43.52 | 66.49 | 69.49 | 3 | 0
2020 | NYISO_A-F_2_NEISO | NYISO_A-F | NEISO | Internal | Winter | B20 | 935 | 600 | 38.83 | 66.49 | 69.49 | 3 | 0
2020 | NYISO_A-F_2_NYISO_G-I | NYISO_A-F | NYISO_G-I | Internal | Shoulder | B11 | 25 | 4250 | 4674.6 | 65.12 | 68.92 | 0.01 | 3.78
2020 | NYISO_A-F_2_NYISO_G-I | NYISO_A-F | NYISO_G-I | Internal | Shoulder | B12 | 200 | 4250 | 4249.98 | 64.1 | 65.71 | 0.01 | 1.6
2020 | NYISO_A-F_2_NYISO_G-I | NYISO_A-F | NYISO_G-I | Internal | Shoulder | B13 | 600 | 4250 | 4249.92 | 64.1 | 64.59 | 0.01 | 0.48
2020 | NYISO_A-F_2_NYISO_G-I | NYISO_A-F | NYISO_G-I | Internal | Shoulder | B14 | 900 | 4250 | 4120.92 | 62.7 | 62.71 | 0.01 | 0
2020 | NYISO_A-F_2_NYISO_G-I | NYISO_A-F | NYISO_G-I | Internal | Shoulder | B15 | 1203 | 4250 | 2531.6 | 62.7 | 62.71 | 0.01 | 0
2020 | NYISO_A-F_2_NYISO_G-I | NYISO_A-F | NYISO_G-I | Internal | Summer | B1 | 10 | 4250 | 6677.47 | 96.88 | 100.68 | 0.01 | 3.79
2020 | NYISO_A-F_2_NYISO_G-I | NYISO_A-F | NYISO_G-I | Internal | Summer | B2 | 25 | 4250 | 5620.07 | 94.28 | 98.08 | 0.01 | 3.79
2020 | NYISO_A-F_2_NYISO_G-I | NYISO_A-F | NYISO_G-I | Internal | Summer | B3 | 75 | 4250 | 6790.57 | 89.36 | 93.16 | 0.01 | 3.79
2020 | NYISO_A-F_2_NYISO_G-I | NYISO_A-F | NYISO_G-I | Internal | Summer | B4 | 100 | 4250 | 5930.33 | 84.07 | 87.87 | 0.01 | 3.79
2020 | NYISO_A-F_2_NYISO_G-I | NYISO_A-F | NYISO_G-I | Internal | Summer | B5 | 200 | 4250 | 6224.13 | 78.6 | 82.4 | 0.01 | 3.79
2020 | NYISO_A-F_2_NYISO_G-I | NYISO_A-F | NYISO_G-I | Internal | Summer | B6 | 300 | 4250 | 4792.64 | 64.55 | 68.35 | 0.01 | 3.79
2020 | NYISO_A-F_2_NYISO_G-I | NYISO_A-F | NYISO_G-I | Internal | Summer | B7 | 400 | 4250 | 4249.95 | 61.71 | 62.58 | 0.01 | 0.86
2020 | NYISO_A-F_2_NYISO_G-I | NYISO_A-F | NYISO_G-I | Internal | Summer | B8 | 500 | 4250 | 4249.97 | 61.68 | 62.58 | 0.01 | 0.88
2020 | NYISO_A-F_2_NYISO_G-I | NYISO_A-F | NYISO_G-I | Internal | Summer | B9 | 800 | 4250 | 4107.45 | 61.68 | 61.69 | 0.01 | 0
2020 | NYISO_A-F_2_NYISO_G-I | NYISO_A-F | NYISO_G-I | Internal | Summer | B10 | 1262 | 4250 | 2106.16 | 61.68 | 61.69 | 0.01 | 0
2020 | NYISO_A-F_2_NYISO_G-I | NYISO_A-F | NYISO_G-I | Internal | Winter | B16 | 25 | 4250 | 5001.14 | 73.03 | 76.83 | 0.01 | 3.79
2020 | NYISO_A-F_2_NYISO_G-I | NYISO_A-F | NYISO_G-I | Internal | Winter | B17 | 100 | 4250 | 6097.02 | 68.38 | 72.18 | 0.01 | 3.79
2020 | NYISO_A-F_2_NYISO_G-I | NYISO_A-F | NYISO_G-I | Internal | Winter | B18 | 400 | 4250 | 6364.4 | 68.38 | 72.18 | 0.01 | 3.79
2020 | NYISO_A-F_2_NYISO_G-I | NYISO_A-F | NYISO_G-I | Internal | Winter | B19 | 700 | 4250 | 6320.98 | 66.49 | 70.29 | 0.01 | 3.79
2020 | NYISO_A-F_2_NYISO_G-I | NYISO_A-F | NYISO_G-I | Internal | Winter | B20 | 935 | 4250 | 4250.07 | 66.49 | 69.87 | 0.01 | 3.36
2020 | NYISO_A-F_2_PJM_ROM | NYISO_A-F | PJM_ROM | Internal | Shoulder | B11 | 25 | 1000 | 999.99 | 65.12 | 76.93 | 8 | 3.81
2020 | NYISO_A-F_2_PJM_ROM | NYISO_A-F | PJM_ROM | Internal | Shoulder | B12 | 200 | 1000 | 0.2 | 64.1 | 71.36 | 8 | 0
2020 | NYISO_A-F_2_PJM_ROM | NYISO_A-F | PJM_ROM | Internal | Shoulder | B13 | 600 | 1000 | 0.02 | 64.1 | 68.4 | 8 | 0
2020 | NYISO_A-F_2_PJM_ROM | NYISO_A-F | PJM_ROM | Internal | Shoulder | B14 | 900 | 1000 | 0.01 | 62.7 | 65.75 | 8 | 0
2020 | NYISO_A-F_2_PJM_ROM | NYISO_A-F | PJM_ROM | Internal | Shoulder | B15 | 1203 | 1000 | 0 | 62.7 | 61.71 | 8 | 0
2020 | NYISO_A-F_2_PJM_ROM | NYISO_A-F | PJM_ROM | Internal | Summer | B1 | 10 | 1000 | 2.76 | 96.88 | 104.16 | 8 | 0
2020 | NYISO_A-F_2_PJM_ROM | NYISO_A-F | PJM_ROM | Internal | Summer | B2 | 25 | 1000 | 999.02 | 94.28 | 103.76 | 8 | 1.48
2020 | NYISO_A-F_2_PJM_ROM | NYISO_A-F | PJM_ROM | Internal | Summer | B3 | 75 | 1000 | 1000 | 89.36 | 101.25 | 8 | 3.89
2020 | NYISO_A-F_2_PJM_ROM | NYISO_A-F | PJM_ROM | Internal | Summer | B4 | 100 | 1000 | 1000 | 84.07 | 95.96 | 8 | 3.89
2020 | NYISO_A-F_2_PJM_ROM | NYISO_A-F | PJM_ROM | Internal | Summer | B5 | 200 | 1000 | 1000 | 78.6 | 90.49 | 8 | 3.89
2020 | NYISO_A-F_2_PJM_ROM | NYISO_A-F | PJM_ROM | Internal | Summer | B6 | 300 | 1000 | 1000 | 64.55 | 76.44 | 8 | 3.89
2020 | NYISO_A-F_2_PJM_ROM | NYISO_A-F | PJM_ROM | Internal | Summer | B7 | 400 | 1000 | 0.06 | 61.71 | 67.98 | 8 | 0
2020 | NYISO_A-F_2_PJM_ROM | NYISO_A-F | PJM_ROM | Internal | Summer | B8 | 500 | 1000 | 0.02 | 61.68 | 64.23 | 8 | 0
2020 | NYISO_A-F_2_PJM_ROM | NYISO_A-F | PJM_ROM | Internal | Summer | B9 | 800 | 1000 | 0 | 61.68 | 62.23 | 8 | 0
2020 | NYISO_A-F_2_PJM_ROM | NYISO_A-F | PJM_ROM | Internal | Summer | B10 | 1262 | 1000 | 0 | 61.68 | 61.09 | 8 | 0
2020 | NYISO_A-F_2_PJM_ROM | NYISO_A-F | PJM_ROM | Internal | Winter | B16 | 25 | 1000 | 987.34 | 73.03 | 81.08 | 8 | 0.05
2020 | NYISO_A-F_2_PJM_ROM | NYISO_A-F | PJM_ROM | Internal | Winter | B17 | 100 | 1000 | 0.26 | 68.38 | 75.35 | 8 | 0
2020 | NYISO_A-F_2_PJM_ROM | NYISO_A-F | PJM_ROM | Internal | Winter | B18 | 400 | 1000 | 0.02 | 68.38 | 72.25 | 8 | 0
2020 | NYISO_A-F_2_PJM_ROM | NYISO_A-F | PJM_ROM | Internal | Winter | B19 | 700 | 1000 | 0.01 | 66.49 | 69.64 | 8 | 0
2020 | NYISO_A-F_2_PJM_ROM | NYISO_A-F | PJM_ROM | Internal | Winter | B20 | 935 | 1000 | 0 | 66.49 | 63.86 | 8 | 0
2020 | NYISO_G-I_2_NEISO | NYISO_G-I | NEISO | Internal | Shoulder | B11 | 25 | 600 | 0.24 | 68.92 | 61.59 | 3 | 0
2020 | NYISO_G-I_2_NEISO | NYISO_G-I | NEISO | Internal | Shoulder | B12 | 200 | 600 | 0.04 | 65.71 | 61.59 | 3 | 0
2020 | NYISO_G-I_2_NEISO | NYISO_G-I | NEISO | Internal | Shoulder | B13 | 600 | 600 | 0.02 | 64.59 | 61.59 | 3 | 0
2020 | NYISO_G-I_2_NEISO | NYISO_G-I | NEISO | Internal | Shoulder | B14 | 900 | 600 | 0.02 | 62.71 | 61.59 | 3 | 0
2020 | NYISO_G-I_2_NEISO | NYISO_G-I | NEISO | Internal | Shoulder | B15 | 1203 | 600 | 0.01 | 62.71 | 61.59 | 3 | 0
2020 | NYISO_G-I_2_NEISO | NYISO_G-I | NEISO | Internal | Summer | B1 | 10 | 600 | 1.52 | 100.68 | 99.87 | 3 | 0.01
2020 | NYISO_G-I_2_NEISO | NYISO_G-I | NEISO | Internal | Summer | B2 | 25 | 600 | 0.42 | 98.08 | 95.09 | 3 | 0
2020 | NYISO_G-I_2_NEISO | NYISO_G-I | NEISO | Internal | Summer | B3 | 75 | 600 | 0.09 | 93.16 | 86.36 | 3 | 0
2020 | NYISO_G-I_2_NEISO | NYISO_G-I | NEISO | Internal | Summer | B4 | 100 | 600 | 0.06 | 87.87 | 80.43 | 3 | 0
2020 | NYISO_G-I_2_NEISO | NYISO_G-I | NEISO | Internal | Summer | B5 | 200 | 600 | 0.03 | 82.4 | 74.96 | 3 | 0
2020 | NYISO_G-I_2_NEISO | NYISO_G-I | NEISO | Internal | Summer | B6 | 300 | 600 | 0.02 | 68.35 | 60.9 | 3 | 0
2020 | NYISO_G-I_2_NEISO | NYISO_G-I | NEISO | Internal | Summer | B7 | 400 | 600 | 0.02 | 62.58 | 58.71 | 3 | 0
2020 | NYISO_G-I_2_NEISO | NYISO_G-I | NEISO | Internal | Summer | B8 | 500 | 600 | 0.02 | 62.58 | 58.71 | 3 | 0
2020 | NYISO_G-I_2_NEISO | NYISO_G-I | NEISO | Internal | Summer | B9 | 800 | 600 | 0.01 | 61.69 | 58.71 | 3 | 0
2020 | NYISO_G-I_2_NEISO | NYISO_G-I | NEISO | Internal | Summer | B10 | 1262 | 600 | 0 | 61.69 | 58.71 | 3 | 0
2020 | NYISO_G-I_2_NEISO | NYISO_G-I | NEISO | Internal | Winter | B16 | 25 | 600 | 0.27 | 76.83 | 70.52 | 3 | 0
2020 | NYISO_G-I_2_NEISO | NYISO_G-I | NEISO | Internal | Winter | B17 | 100 | 600 | 0.12 | 72.18 | 70.51 | 3 | 0
2020 | NYISO_G-I_2_NEISO | NYISO_G-I | NEISO | Internal | Winter | B18 | 400 | 600 | 0.03 | 72.18 | 69.49 | 3 | 0
2020 | NYISO_G-I_2_NEISO | NYISO_G-I | NEISO | Internal | Winter | B19 | 700 | 600 | 0.02 | 70.29 | 69.49 | 3 | 0
2020 | NYISO_G-I_2_NEISO | NYISO_G-I | NEISO | Internal | Winter | B20 | 935 | 600 | 0.02 | 69.87 | 69.49 | 3 | 0
2020 | NYISO_G-I_2_NYISO_A-F | NYISO_G-I | NYISO_A-F | Internal | Shoulder | B11 | 25 | 1999 | 0.67 | 68.92 | 65.12 | 0.01 | 0
2020 | NYISO_G-I_2_NYISO_A-F | NYISO_G-I | NYISO_A-F | Internal | Shoulder | B12 | 200 | 1999 | 0.2 | 65.71 | 64.1 | 0.01 | 0
2020 | NYISO_G-I_2_NYISO_A-F | NYISO_G-I | NYISO_A-F | Internal | Shoulder | B13 | 600 | 1999 | 0.18 | 64.59 | 64.1 | 0.01 | 0
2020 | NYISO_G-I_2_NYISO_A-F | NYISO_G-I | NYISO_A-F | Internal | Shoulder | B14 | 900 | 1999 | 1.88 | 62.71 | 62.7 | 0.01 | 0
2020 | NYISO_G-I_2_NYISO_A-F | NYISO_G-I | NYISO_A-F | Internal | Shoulder | B15 | 1203 | 1999 | 1.84 | 62.71 | 62.7 | 0.01 | 0
2020 | NYISO_G-I_2_NYISO_A-F | NYISO_G-I | NYISO_A-F | Internal | Summer | B1 | 10 | 1999 | 1.58 | 100.68 | 96.88 | 0.01 | 0
2020 | NYISO_G-I_2_NYISO_A-F | NYISO_G-I | NYISO_A-F | Internal | Summer | B2 | 25 | 1999 | 0.65 | 98.08 | 94.28 | 0.01 | 0
2020 | NYISO_G-I_2_NYISO_A-F | NYISO_G-I | NYISO_A-F | Internal | Summer | B3 | 75 | 1999 | 0.22 | 93.16 | 89.36 | 0.01 | 0
2020 | NYISO_G-I_2_NYISO_A-F | NYISO_G-I | NYISO_A-F | Internal | Summer | B4 | 100 | 1999 | 0.17 | 87.87 | 84.07 | 0.01 | 0
2020 | NYISO_G-I_2_NYISO_A-F | NYISO_G-I | NYISO_A-F | Internal | Summer | B5 | 200 | 1999 | 0.08 | 82.4 | 78.6 | 0.01 | 0
2020 | NYISO_G-I_2_NYISO_A-F | NYISO_G-I | NYISO_A-F | Internal | Summer | B6 | 300 | 1999 | 0.06 | 68.35 | 64.55 | 0.01 | 0
2020 | NYISO_G-I_2_NYISO_A-F | NYISO_G-I | NYISO_A-F | Internal | Summer | B7 | 400 | 1999 | 0.16 | 62.58 | 61.71 | 0.01 | 0
2020 | NYISO_G-I_2_NYISO_A-F | NYISO_G-I | NYISO_A-F | Internal | Summer | B8 | 500 | 1999 | 0.12 | 62.58 | 61.68 | 0.01 | 0
2020 | NYISO_G-I_2_NYISO_A-F | NYISO_G-I | NYISO_A-F | Internal | Summer | B9 | 800 | 1999 | 1.85 | 61.69 | 61.68 | 0.01 | 0
2020 | NYISO_G-I_2_NYISO_A-F | NYISO_G-I | NYISO_A-F | Internal | Summer | B10 | 1262 | 1999 | 1.79 | 61.69 | 61.68 | 0.01 | 0
2020 | NYISO_G-I_2_NYISO_A-F | NYISO_G-I | NYISO_A-F | Internal | Winter | B16 | 25 | 1999 | 0.65 | 76.83 | 73.03 | 0.01 | 0
2020 | NYISO_G-I_2_NYISO_A-F | NYISO_G-I | NYISO_A-F | Internal | Winter | B17 | 100 | 1999 | 0.17 | 72.18 | 68.38 | 0.01 | 0
2020 | NYISO_G-I_2_NYISO_A-F | NYISO_G-I | NYISO_A-F | Internal | Winter | B18 | 400 | 1999 | 0.04 | 72.18 | 68.38 | 0.01 | 0
2020 | NYISO_G-I_2_NYISO_A-F | NYISO_G-I | NYISO_A-F | Internal | Winter | B19 | 700 | 1999 | 0.02 | 70.29 | 66.49 | 0.01 | 0
2020 | NYISO_G-I_2_NYISO_A-F | NYISO_G-I | NYISO_A-F | Internal | Winter | B20 | 935 | 1999 | 0.02 | 69.87 | 66.49 | 0.01 | 0
2020 | NYISO_G-I_2_NYISO_J-K | NYISO_G-I | NYISO_J-K | Internal | Shoulder | B11 | 25 | 6130 | 4436.81 | 68.92 | 68.93 | 0.01 | 0
2020 | NYISO_G-I_2_NYISO_J-K | NYISO_G-I | NYISO_J-K | Internal | Shoulder | B12 | 200 | 6130 | 4993.11 | 65.71 | 65.72 | 0.01 | 0
2020 | NYISO_G-I_2_NYISO_J-K | NYISO_G-I | NYISO_J-K | Internal | Shoulder | B13 | 600 | 6130 | 4717.79 | 64.59 | 64.6 | 0.01 | 0
2020 | NYISO_G-I_2_NYISO_J-K | NYISO_G-I | NYISO_J-K | Internal | Shoulder | B14 | 900 | 6130 | 4432.81 | 62.71 | 62.72 | 0.01 | 0
2020 | NYISO_G-I_2_NYISO_J-K | NYISO_G-I | NYISO_J-K | Internal | Shoulder | B15 | 1203 | 6130 | 2791.76 | 62.71 | 62.72 | 0.01 | 0
2020 | NYISO_G-I_2_NYISO_J-K | NYISO_G-I | NYISO_J-K | Internal | Summer | B1 | 10 | 6130 | 6188.55 | 100.68 | 100.69 | 0.01 | 0
2020 | NYISO_G-I_2_NYISO_J-K | NYISO_G-I | NYISO_J-K | Internal | Summer | B2 | 25 | 6130 | 5283.51 | 98.08 | 98.09 | 0.01 | 0
2020 | NYISO_G-I_2_NYISO_J-K | NYISO_G-I | NYISO_J-K | Internal | Summer | B3 | 75 | 6130 | 5787.48 | 93.16 | 93.17 | 0.01 | 0
2020 | NYISO_G-I_2_NYISO_J-K | NYISO_G-I | NYISO_J-K | Internal | Summer | B4 | 100 | 6130 | 5175.24 | 87.87 | 87.88 | 0.01 | 0
2020 | NYISO_G-I_2_NYISO_J-K | NYISO_G-I | NYISO_J-K | Internal | Summer | B5 | 200 | 6130 | 5589.13 | 82.4 | 82.41 | 0.01 | 0
2020 | NYISO_G-I_2_NYISO_J-K | NYISO_G-I | NYISO_J-K | Internal | Summer | B6 | 300 | 6130 | 4341.37 | 68.35 | 68.36 | 0.01 | 0
2020 | NYISO_G-I_2_NYISO_J-K | NYISO_G-I | NYISO_J-K | Internal | Summer | B7 | 400 | 6130 | 5459.6 | 62.58 | 62.59 | 0.01 | 0
2020 | NYISO_G-I_2_NYISO_J-K | NYISO_G-I | NYISO_J-K | Internal | Summer | B8 | 500 | 6130 | 5606.59 | 62.58 | 62.59 | 0.01 | 0
2020 | NYISO_G-I_2_NYISO_J-K | NYISO_G-I | NYISO_J-K | Internal | Summer | B9 | 800 | 6130 | 5065.35 | 61.69 | 61.71 | 0.01 | 0
2020 | NYISO_G-I_2_NYISO_J-K | NYISO_G-I | NYISO_J-K | Internal | Summer | B10 | 1262 | 6130 | 3501.03 | 61.69 | 61.71 | 0.01 | 0
2020 | NYISO_G-I_2_NYISO_J-K | NYISO_G-I | NYISO_J-K | Internal | Winter | B16 | 25 | 6130 | 6283.64 | 76.83 | 76.84 | 0.01 | 0
2020 | NYISO_G-I_2_NYISO_J-K | NYISO_G-I | NYISO_J-K | Internal | Winter | B17 | 100 | 6130 | 6829.33 | 72.18 | 72.2 | 0.01 | 0
2020 | NYISO_G-I_2_NYISO_J-K | NYISO_G-I | NYISO_J-K | Internal | Winter | B18 | 400 | 6130 | 7146.78 | 72.18 | 72.2 | 0.01 | 0
2020 | NYISO_G-I_2_NYISO_J-K | NYISO_G-I | NYISO_J-K | Internal | Winter | B19 | 700 | 6130 | 7268.23 | 70.29 | 70.3 | 0.01 | 0
2020 | NYISO_G-I_2_NYISO_J-K | NYISO_G-I | NYISO_J-K | Internal | Winter | B20 | 935 | 6130 | 5290.38 | 69.87 | 69.88 | 0.01 | 0
2020 | NYISO_G-I_2_PJM_E | NYISO_G-I | PJM_E | Internal | Shoulder | B11 | 25 | 1500 | 1007.13 | 68.92 | 76.92 | 8 | 0
2020 | NYISO_G-I_2_PJM_E | NYISO_G-I | PJM_E | Internal | Shoulder | B12 | 200 | 1500 | 0.09 | 65.71 | 71.35 | 8 | 0
2020 | NYISO_G-I_2_PJM_E | NYISO_G-I | PJM_E | Internal | Shoulder | B13 | 600 | 1500 | 0.02 | 64.59 | 68.39 | 8 | 0
2020 | NYISO_G-I_2_PJM_E | NYISO_G-I | PJM_E | Internal | Shoulder | B14 | 900 | 1500 | 0.01 | 62.71 | 65.74 | 8 | 0
2020 | NYISO_G-I_2_PJM_E | NYISO_G-I | PJM_E | Internal | Shoulder | B15 | 1203 | 1500 | 0 | 62.71 | 61.7 | 8 | 0
2020 | NYISO_G-I_2_PJM_E | NYISO_G-I | PJM_E | Internal | Summer | B1 | 10 | 1500 | 0.84 | 100.68 | 104.17 | 8 | 0
2020 | NYISO_G-I_2_PJM_E | NYISO_G-I | PJM_E | Internal | Summer | B2 | 25 | 1500 | 0.6 | 98.08 | 103.75 | 8 | 0
2020 | NYISO_G-I_2_PJM_E | NYISO_G-I | PJM_E | Internal | Summer | B3 | 75 | 1500 | 1495.89 | 93.16 | 101.24 | 8 | 0.08
2020 | NYISO_G-I_2_PJM_E | NYISO_G-I | PJM_E | Internal | Summer | B4 | 100 | 1500 | 1496.94 | 87.87 | 95.95 | 8 | 0.08
2020 | NYISO_G-I_2_PJM_E | NYISO_G-I | PJM_E | Internal | Summer | B5 | 200 | 1500 | 1497.8 | 82.4 | 90.48 | 8 | 0.08
2020 | NYISO_G-I_2_PJM_E | NYISO_G-I | PJM_E | Internal | Summer | B6 | 300 | 1500 | 1498.69 | 68.35 | 76.43 | 8 | 0.08
2020 | NYISO_G-I_2_PJM_E | NYISO_G-I | PJM_E | Internal | Summer | B7 | 400 | 1500 | 0.04 | 62.58 | 67.97 | 8 | 0
2020 | NYISO_G-I_2_PJM_E | NYISO_G-I | PJM_E | Internal | Summer | B8 | 500 | 1500 | 0.02 | 62.58 | 64.22 | 8 | 0
2020 | NYISO_G-I_2_PJM_E | NYISO_G-I | PJM_E | Internal | Summer | B9 | 800 | 1500 | 0.01 | 61.69 | 62.22 | 8 | 0
2020 | NYISO_G-I_2_PJM_E | NYISO_G-I | PJM_E | Internal | Summer | B10 | 1262 | 1500 | 0 | 61.69 | 61.08 | 8 | 0
2020 | NYISO_G-I_2_PJM_E | NYISO_G-I | PJM_E | Internal | Winter | B16 | 25 | 1500 | 0.62 | 76.83 | 81.07 | 8 | 0
2020 | NYISO_G-I_2_PJM_E | NYISO_G-I | PJM_E | Internal | Winter | B17 | 100 | 1500 | 0.1 | 72.18 | 75.34 | 8 | 0
2020 | NYISO_G-I_2_PJM_E | NYISO_G-I | PJM_E | Internal | Winter | B18 | 400 | 1500 | 0.02 | 72.18 | 72.26 | 8 | 0
2020 | NYISO_G-I_2_PJM_E | NYISO_G-I | PJM_E | Internal | Winter | B19 | 700 | 1500 | 0 | 70.29 | 69.65 | 8 | 0
2020 | NYISO_G-I_2_PJM_E | NYISO_G-I | PJM_E | Internal | Winter | B20 | 935 | 1500 | 0 | 69.87 | 63.87 | 8 | 0
2020 | NYISO_J-K_2_NEISO_OL | NYISO_J-K | NEISO | Internal | Shoulder | B11 | 25 | 99999 | 0.13 | 68.93 | 61.59 | 3.02 | 0
2020 | NYISO_J-K_2_NEISO_OL | NYISO_J-K | NEISO | Internal | Shoulder | B12 | 200 | 99999 | 0.02 | 65.72 | 61.59 | 3.02 | 0
2020 | NYISO_J-K_2_NEISO_OL | NYISO_J-K | NEISO | Internal | Shoulder | B13 | 600 | 99999 | 0 | 64.6 | 61.59 | 3.02 | 0
2020 | NYISO_J-K_2_NEISO_OL | NYISO_J-K | NEISO | Internal | Shoulder | B14 | 900 | 99999 | 0 | 62.72 | 61.59 | 3.02 | 0
2020 | NYISO_J-K_2_NEISO_OL | NYISO_J-K | NEISO | Internal | Shoulder | B15 | 1203 | 99999 | 0 | 62.72 | 61.59 | 3.02 | 0
2020 | NYISO_J-K_2_NEISO_OL | NYISO_J-K | NEISO | Internal | Summer | B1 | 10 | 99999 | 0.84 | 100.69 | 99.87 | 3.02 | 0
2020 | NYISO_J-K_2_NEISO_OL | NYISO_J-K | NEISO | Internal | Summer | B2 | 25 | 99999 | 0.23 | 98.09 | 95.09 | 3.02 | 0
2020 | NYISO_J-K_2_NEISO_OL | NYISO_J-K | NEISO | Internal | Summer | B3 | 75 | 99999 | 0.05 | 93.17 | 86.36 | 3.02 | 0
2020 | NYISO_J-K_2_NEISO_OL | NYISO_J-K | NEISO | Internal | Summer | B4 | 100 | 99999 | 0.03 | 87.88 | 80.43 | 3.02 | 0
2020 | NYISO_J-K_2_NEISO_OL | NYISO_J-K | NEISO | Internal | Summer | B5 | 200 | 99999 | 0.02 | 82.41 | 74.96 | 3.02 | 0
2020 | NYISO_J-K_2_NEISO_OL | NYISO_J-K | NEISO | Internal | Summer | B6 | 300 | 99999 | 0.01 | 68.36 | 60.9 | 3.02 | 0
2020 | NYISO_J-K_2_NEISO_OL | NYISO_J-K | NEISO | Internal | Summer | B7 | 400 | 99999 | 0.01 | 62.59 | 58.71 | 3.02 | 0
2020 | NYISO_J-K_2_NEISO_OL | NYISO_J-K | NEISO | Internal | Summer | B8 | 500 | 99999 | 0 | 62.59 | 58.71 | 3.02 | 0
2020 | NYISO_J-K_2_NEISO_OL | NYISO_J-K | NEISO | Internal | Summer | B9 | 800 | 99999 | 0 | 61.71 | 58.71 | 3.02 | 0
2020 | NYISO_J-K_2_NEISO_OL | NYISO_J-K | NEISO | Internal | Summer | B10 | 1262 | 99999 | 0 | 61.71 | 58.71 | 3.02 | 0
2020 | NYISO_J-K_2_NEISO_OL | NYISO_J-K | NEISO | Internal | Winter | B16 | 25 | 99999 | 0.15 | 76.84 | 70.52 | 3.02 | 0
2020 | NYISO_J-K_2_NEISO_OL | NYISO_J-K | NEISO | Internal | Winter | B17 | 100 | 99999 | 0.06 | 72.2 | 70.51 | 3.02 | 0
2020 | NYISO_J-K_2_NEISO_OL | NYISO_J-K | NEISO | Internal | Winter | B18 | 400 | 99999 | 0.01 | 72.2 | 69.49 | 3.02 | 0
2020 | NYISO_J-K_2_NEISO_OL | NYISO_J-K | NEISO | Internal | Winter | B19 | 700 | 99999 | 0.01 | 70.3 | 69.49 | 3.02 | 0
2020 | NYISO_J-K_2_NEISO_OL | NYISO_J-K | NEISO | Internal | Winter | B20 | 935 | 99999 | 0 | 69.88 | 69.49 | 3.02 | 0
2020 | NYISO_J-K_2_NYISO_G-I | NYISO_J-K | NYISO_G-I | Internal | Shoulder | B11 | 25 | 1999 | 85.7 | 68.93 | 68.92 | 0.01 | 0
2020 | NYISO_J-K_2_NYISO_G-I | NYISO_J-K | NYISO_G-I | Internal | Shoulder | B12 | 200 | 1999 | 11.87 | 65.72 | 65.71 | 0.01 | 0
2020 | NYISO_J-K_2_NYISO_G-I | NYISO_J-K | NYISO_G-I | Internal | Shoulder | B13 | 600 | 1999 | 4.13 | 64.6 | 64.59 | 0.01 | 0
2020 | NYISO_J-K_2_NYISO_G-I | NYISO_J-K | NYISO_G-I | Internal | Shoulder | B14 | 900 | 1999 | 2.81 | 62.72 | 62.71 | 0.01 | 0
2020 | NYISO_J-K_2_NYISO_G-I | NYISO_J-K | NYISO_G-I | Internal | Shoulder | B15 | 1203 | 1999 | 2.16 | 62.72 | 62.71 | 0.01 | 0
2020 | NYISO_J-K_2_NYISO_G-I | NYISO_J-K | NYISO_G-I | Internal | Summer | B1 | 10 | 1999 | 194.57 | 100.69 | 100.68 | 0.01 | 0
2020 | NYISO_J-K_2_NYISO_G-I | NYISO_J-K | NYISO_G-I | Internal | Summer | B2 | 25 | 1999 | 83.96 | 98.09 | 98.08 | 0.01 | 0
2020 | NYISO_J-K_2_NYISO_G-I | NYISO_J-K | NYISO_G-I | Internal | Summer | B3 | 75 | 1999 | 29.65 | 93.17 | 93.16 | 0.01 | 0
2020 | NYISO_J-K_2_NYISO_G-I | NYISO_J-K | NYISO_G-I | Internal | Summer | B4 | 100 | 1999 | 22.69 | 87.88 | 87.87 | 0.01 | 0
2020 | NYISO_J-K_2_NYISO_G-I | NYISO_J-K | NYISO_G-I | Internal | Summer | B5 | 200 | 1999 | 11.7 | 82.41 | 82.4 | 0.01 | 0
2020 | NYISO_J-K_2_NYISO_G-I | NYISO_J-K | NYISO_G-I | Internal | Summer | B6 | 300 | 1999 | 8.05 | 68.36 | 68.35 | 0.01 | 0
2020 | NYISO_J-K_2_NYISO_G-I | NYISO_J-K | NYISO_G-I | Internal | Summer | B7 | 400 | 1999 | 6.07 | 62.59 | 62.58 | 0.01 | 0
2020 | NYISO_J-K_2_NYISO_G-I | NYISO_J-K | NYISO_G-I | Internal | Summer | B8 | 500 | 1999 | 4.89 | 62.59 | 62.58 | 0.01 | 0
2020 | NYISO_J-K_2_NYISO_G-I | NYISO_J-K | NYISO_G-I | Internal | Summer | B9 | 800 | 1999 | 3.12 | 61.71 | 61.69 | 0.01 | 0
2020 | NYISO_J-K_2_NYISO_G-I | NYISO_J-K | NYISO_G-I | Internal | Summer | B10 | 1262 | 1999 | 2.05 | 61.71 | 61.69 | 0.01 | 0
2020 | NYISO_J-K_2_NYISO_G-I | NYISO_J-K | NYISO_G-I | Internal | Winter | B16 | 25 | 1999 | 82.41 | 76.84 | 76.83 | 0.01 | 0
2020 | NYISO_J-K_2_NYISO_G-I | NYISO_J-K | NYISO_G-I | Internal | Winter | B17 | 100 | 1999 | 22.07 | 72.2 | 72.18 | 0.01 | 0
2020 | NYISO_J-K_2_NYISO_G-I | NYISO_J-K | NYISO_G-I | Internal | Winter | B18 | 400 | 1999 | 5.85 | 72.2 | 72.18 | 0.01 | 0
2020 | NYISO_J-K_2_NYISO_G-I | NYISO_J-K | NYISO_G-I | Internal | Winter | B19 | 700 | 1999 | 3.41 | 70.3 | 70.29 | 0.01 | 0
2020 | NYISO_J-K_2_NYISO_G-I | NYISO_J-K | NYISO_G-I | Internal | Winter | B20 | 935 | 1999 | 2.68 | 69.88 | 69.87 | 0.01 | 0
2020 | NYISO_J-K_2_PJM_E_OL | NYISO_J-K | PJM_E | Internal | Shoulder | B11 | 25 | 99999 | 11.94 | 68.93 | 76.92 | 8.07 | 0
2020 | NYISO_J-K_2_PJM_E_OL | NYISO_J-K | PJM_E | Internal | Shoulder | B12 | 200 | 99999 | 0.06 | 65.72 | 71.35 | 8.07 | 0
2020 | NYISO_J-K_2_PJM_E_OL | NYISO_J-K | PJM_E | Internal | Shoulder | B13 | 600 | 99999 | 0.01 | 64.6 | 68.39 | 8.07 | 0
2020 | NYISO_J-K_2_PJM_E_OL | NYISO_J-K | PJM_E | Internal | Shoulder | B14 | 900 | 99999 | 0 | 62.72 | 65.74 | 8.07 | 0
2020 | NYISO_J-K_2_PJM_E_OL | NYISO_J-K | PJM_E | Internal | Shoulder | B15 | 1203 | 99999 | 0 | 62.72 | 61.7 | 8.07 | 0
2020 | NYISO_J-K_2_PJM_E_OL | NYISO_J-K | PJM_E | Internal | Summer | B1 | 10 | 99999 | 0.53 | 100.69 | 104.17 | 8.07 | 0
2020 | NYISO_J-K_2_PJM_E_OL | NYISO_J-K | PJM_E | Internal | Summer | B2 | 25 | 99999 | 0.41 | 98.09 | 103.75 | 8.07 | 0
2020 | NYISO_J-K_2_PJM_E_OL | NYISO_J-K | PJM_E | Internal | Summer | B3 | 75 | 99999 | 1968.92 | 93.17 | 101.24 | 8.07 | 0
2020 | NYISO_J-K_2_PJM_E_OL | NYISO_J-K | PJM_E | Internal | Summer | B4 | 100 | 99999 | 2515.73 | 87.88 | 95.95 | 8.07 | 0
2020 | NYISO_J-K_2_PJM_E_OL | NYISO_J-K | PJM_E | Internal | Summer | B5 | 200 | 99999 | 44.63 | 82.41 | 90.48 | 8.07 | 0
2020 | NYISO_J-K_2_PJM_E_OL | NYISO_J-K | PJM_E | Internal | Summer | B6 | 300 | 99999 | 472.77 | 68.36 | 76.43 | 8.07 | 0
2020 | NYISO_J-K_2_PJM_E_OL | NYISO_J-K | PJM_E | Internal | Summer | B7 | 400 | 99999 | 0.03 | 62.59 | 67.97 | 8.07 | 0
2020 | NYISO_J-K_2_PJM_E_OL | NYISO_J-K | PJM_E | Internal | Summer | B8 | 500 | 99999 | 0.01 | 62.59 | 64.22 | 8.07 | 0
2020 | NYISO_J-K_2_PJM_E_OL | NYISO_J-K | PJM_E | Internal | Summer | B9 | 800 | 99999 | 0 | 61.71 | 62.22 | 8.07 | 0
2020 | NYISO_J-K_2_PJM_E_OL | NYISO_J-K | PJM_E | Internal | Summer | B10 | 1262 | 99999 | 0 | 61.71 | 61.08 | 8.07 | 0
2020 | NYISO_J-K_2_PJM_E_OL | NYISO_J-K | PJM_E | Internal | Winter | B16 | 25 | 99999 | 0.46 | 76.84 | 81.07 | 8.07 | 0
2020 | NYISO_J-K_2_PJM_E_OL | NYISO_J-K | PJM_E | Internal | Winter | B17 | 100 | 99999 | 0.06 | 72.2 | 75.34 | 8.07 | 0
2020 | NYISO_J-K_2_PJM_E_OL | NYISO_J-K | PJM_E | Internal | Winter | B18 | 400 | 99999 | 0.01 | 72.2 | 72.26 | 8.07 | 0
2020 | NYISO_J-K_2_PJM_E_OL | NYISO_J-K | PJM_E | Internal | Winter | B19 | 700 | 99999 | 0 | 70.3 | 69.65 | 8.07 | 0
2020 | NYISO_J-K_2_PJM_E_OL | NYISO_J-K | PJM_E | Internal | Winter | B20 | 935 | 99999 | 0 | 69.88 | 63.87 | 8.07 | 0
2020 | PJM_E_2_NYISO_G-I | PJM_E | NYISO_G-I | Internal | Shoulder | B11 | 25 | 500 | 0.13 | 76.92 | 68.92 | 6 | 0
2020 | PJM_E_2_NYISO_G-I | PJM_E | NYISO_G-I | Internal | Shoulder | B12 | 200 | 500 | 0.02 | 71.35 | 65.71 | 6 | 0
2020 | PJM_E_2_NYISO_G-I | PJM_E | NYISO_G-I | Internal | Shoulder | B13 | 600 | 500 | 0 | 68.39 | 64.59 | 6 | 0
2020 | PJM_E_2_NYISO_G-I | PJM_E | NYISO_G-I | Internal | Shoulder | B14 | 900 | 500 | 0 | 65.74 | 62.71 | 6 | 0
2020 | PJM_E_2_NYISO_G-I | PJM_E | NYISO_G-I | Internal | Shoulder | B15 | 1203 | 500 | 0 | 61.7 | 62.71 | 6 | 0
2020 | PJM_E_2_NYISO_G-I | PJM_E | NYISO_G-I | Internal | Summer | B1 | 10 | 500 | 0.49 | 104.17 | 100.68 | 6 | 0.01
2020 | PJM_E_2_NYISO_G-I | PJM_E | NYISO_G-I | Internal | Summer | B2 | 25 | 500 | 0.16 | 103.75 | 98.08 | 6 | 0
2020 | PJM_E_2_NYISO_G-I | PJM_E | NYISO_G-I | Internal | Summer | B3 | 75 | 500 | 0.04 | 101.24 | 93.16 | 6 | 0
2020 | PJM_E_2_NYISO_G-I | PJM_E | NYISO_G-I | Internal | Summer | B4 | 100 | 500 | 0.03 | 95.95 | 87.87 | 6 | 0
2020 | PJM_E_2_NYISO_G-I | PJM_E | NYISO_G-I | Internal | Summer | B5 | 200 | 500 | 0.02 | 90.48 | 82.4 | 6 | 0
2020 | PJM_E_2_NYISO_G-I | PJM_E | NYISO_G-I | Internal | Summer | B6 | 300 | 500 | 0.01 | 76.43 | 68.35 | 6 | 0
2020 | PJM_E_2_NYISO_G-I | PJM_E | NYISO_G-I | Internal | Summer | B7 | 400 | 500 | 0.01 | 67.97 | 62.58 | 6 | 0
2020 | PJM_E_2_NYISO_G-I | PJM_E | NYISO_G-I | Internal | Summer | B8 | 500 | 500 | 0.01 | 64.22 | 62.58 | 6 | 0
2020 | PJM_E_2_NYISO_G-I | PJM_E | NYISO_G-I | Internal | Summer | B9 | 800 | 500 | 0 | 62.22 | 61.69 | 6 | 0
2020 | PJM_E_2_NYISO_G-I | PJM_E | NYISO_G-I | Internal | Summer | B10 | 1262 | 500 | 0 | 61.08 | 61.69 | 6 | 0
2020 | PJM_E_2_NYISO_G-I | PJM_E | NYISO_G-I | Internal | Winter | B16 | 25 | 500 | 0.16 | 81.07 | 76.83 | 6 | 0
2020 | PJM_E_2_NYISO_G-I | PJM_E | NYISO_G-I | Internal | Winter | B17 | 100 | 500 | 0.05 | 75.34 | 72.18 | 6 | 0
2020 | PJM_E_2_NYISO_G-I | PJM_E | NYISO_G-I | Internal | Winter | B18 | 400 | 500 | 0.02 | 72.26 | 72.18 | 6 | 0
2020 | PJM_E_2_NYISO_G-I | PJM_E | NYISO_G-I | Internal | Winter | B19 | 700 | 500 | 0.01 | 69.65 | 70.29 | 6 | 0
2020 | PJM_E_2_NYISO_G-I | PJM_E | NYISO_G-I | Internal | Winter | B20 | 935 | 500 | 327.9 | 63.87 | 69.87 | 6 | 0
2020 | PJM_E_2_NYISO_J-K | PJM_E | NYISO_J-K | Internal | Shoulder | B11 | 25 | 330 | 0.17 | 76.92 | 68.93 | 6 | 0
2020 | PJM_E_2_NYISO_J-K | PJM_E | NYISO_J-K | Internal | Shoulder | B12 | 200 | 330 | 0.03 | 71.35 | 65.72 | 6 | 0
2020 | PJM_E_2_NYISO_J-K | PJM_E | NYISO_J-K | Internal | Shoulder | B13 | 600 | 330 | 0.01 | 68.39 | 64.6 | 6 | 0
2020 | PJM_E_2_NYISO_J-K | PJM_E | NYISO_J-K | Internal | Shoulder | B14 | 900 | 330 | 0 | 65.74 | 62.72 | 6 | 0
2020 | PJM_E_2_NYISO_J-K | PJM_E | NYISO_J-K | Internal | Shoulder | B15 | 1203 | 330 | 0 | 61.7 | 62.72 | 6 | 0
2020 | PJM_E_2_NYISO_J-K | PJM_E | NYISO_J-K | Internal | Summer | B1 | 10 | 330 | 0.84 | 104.17 | 100.69 | 6 | 0.01
2020 | PJM_E_2_NYISO_J-K | PJM_E | NYISO_J-K | Internal | Summer | B2 | 25 | 330 | 0.24 | 103.75 | 98.09 | 6 | 0
2020 | PJM_E_2_NYISO_J-K | PJM_E | NYISO_J-K | Internal | Summer | B3 | 75 | 330 | 0.06 | 101.24 | 93.17 | 6 | 0
2020 | PJM_E_2_NYISO_J-K | PJM_E | NYISO_J-K | Internal | Summer | B4 | 100 | 330 | 0.04 | 95.95 | 87.88 | 6 | 0
2020 | PJM_E_2_NYISO_J-K | PJM_E | NYISO_J-K | Internal | Summer | B5 | 200 | 330 | 0.02 | 90.48 | 82.41 | 6 | 0
2020 | PJM_E_2_NYISO_J-K | PJM_E | NYISO_J-K | Internal | Summer | B6 | 300 | 330 | 0.02 | 76.43 | 68.36 | 6 | 0
2020 | PJM_E_2_NYISO_J-K | PJM_E | NYISO_J-K | Internal | Summer | B7 | 400 | 330 | 0.01 | 67.97 | 62.59 | 6 | 0
2020 | PJM_E_2_NYISO_J-K | PJM_E | NYISO_J-K | Internal | Summer | B8 | 500 | 330 | 0.02 | 64.22 | 62.59 | 6 | 0
2020 | PJM_E_2_NYISO_J-K | PJM_E | NYISO_J-K | Internal | Summer | B9 | 800 | 330 | 0.01 | 62.22 | 61.71 | 6 | 0
2020 | PJM_E_2_NYISO_J-K | PJM_E | NYISO_J-K | Internal | Summer | B10 | 1262 | 330 | 0 | 61.08 | 61.71 | 6 | 0
2020 | PJM_E_2_NYISO_J-K | PJM_E | NYISO_J-K | Internal | Winter | B16 | 25 | 330 | 0.22 | 81.07 | 76.84 | 6 | 0
2020 | PJM_E_2_NYISO_J-K | PJM_E | NYISO_J-K | Internal | Winter | B17 | 100 | 330 | 0.07 | 75.34 | 72.2 | 6 | 0
2020 | PJM_E_2_NYISO_J-K | PJM_E | NYISO_J-K | Internal | Winter | B18 | 400 | 330 | 0.03 | 72.26 | 72.2 | 6 | 0
2020 | PJM_E_2_NYISO_J-K | PJM_E | NYISO_J-K | Internal | Winter | B19 | 700 | 330 | 0.02 | 69.65 | 70.3 | 6 | 0
2020 | PJM_E_2_NYISO_J-K | PJM_E | NYISO_J-K | Internal | Winter | B20 | 935 | 330 | 328.37 | 63.87 | 69.88 | 6 | 0.01
2020 | PJM_E_2_PJM_ROM | PJM_E | PJM_ROM | Internal | Shoulder | B11 | 25 | 8000 | 3934.5 | 76.92 | 76.93 | 0.01 | 0
2020 | PJM_E_2_PJM_ROM | PJM_E | PJM_ROM | Internal | Shoulder | B12 | 200 | 8000 | 3246.56 | 71.35 | 71.36 | 0.01 | 0
2020 | PJM_E_2_PJM_ROM | PJM_E | PJM_ROM | Internal | Shoulder | B13 | 600 | 8000 | 1086.83 | 68.39 | 68.4 | 0.01 | 0
2020 | PJM_E_2_PJM_ROM | PJM_E | PJM_ROM | Internal | Shoulder | B14 | 900 | 8000 | 2063.12 | 65.74 | 65.75 | 0.01 | 0
2020 | PJM_E_2_PJM_ROM | PJM_E | PJM_ROM | Internal | Shoulder | B15 | 1203 | 8000 | 310.61 | 61.7 | 61.71 | 0.01 | 0
2020 | PJM_E_2_PJM_ROM | PJM_E | PJM_ROM | Internal | Summer | B1 | 10 | 8000 | 255.8 | 104.17 | 104.16 | 0.01 | 0
2020 | PJM_E_2_PJM_ROM | PJM_E | PJM_ROM | Internal | Summer | B2 | 25 | 8000 | 369.34 | 103.75 | 103.76 | 0.01 | 0
2020 | PJM_E_2_PJM_ROM | PJM_E | PJM_ROM | Internal | Summer | B3 | 75 | 8000 | 6431.29 | 101.24 | 101.25 | 0.01 | 0
2020 | PJM_E_2_PJM_ROM | PJM_E | PJM_ROM | Internal | Summer | B4 | 100 | 8000 | 6461.97 | 95.95 | 95.96 | 0.01 | 0
2020 | PJM_E_2_PJM_ROM | PJM_E | PJM_ROM | Internal | Summer | B5 | 200 | 8000 | 2503.37 | 90.48 | 90.49 | 0.01 | 0
2020 | PJM_E_2_PJM_ROM | PJM_E | PJM_ROM | Internal | Summer | B6 | 300 | 8000 | 3260.35 | 76.43 | 76.44 | 0.01 | 0
2020 | PJM_E_2_PJM_ROM | PJM_E | PJM_ROM | Internal | Summer | B7 | 400 | 8000 | 2706.21 | 67.97 | 67.98 | 0.01 | 0
2020 | PJM_E_2_PJM_ROM | PJM_E | PJM_ROM | Internal | Summer | B8 | 500 | 8000 | 1306.5 | 64.22 | 64.23 | 0.01 | 0
2020 | PJM_E_2_PJM_ROM | PJM_E | PJM_ROM | Internal | Summer | B9 | 800 | 8000 | 2082.04 | 62.22 | 62.23 | 0.01 | 0
2020 | PJM_E_2_PJM_ROM | PJM_E | PJM_ROM | Internal | Summer | B10 | 1262 | 8000 | 874.58 | 61.08 | 61.09 | 0.01 | 0
2020 | PJM_E_2_PJM_ROM | PJM_E | PJM_ROM | Internal | Winter | B16 | 25 | 8000 | 353.12 | 81.07 | 81.08 | 0.01 | 0
2020 | PJM_E_2_PJM_ROM | PJM_E | PJM_ROM | Internal | Winter | B17 | 100 | 8000 | 839.12 | 75.34 | 75.35 | 0.01 | 0
2020 | PJM_E_2_PJM_ROM | PJM_E | PJM_ROM | Internal | Winter | B18 | 400 | 8000 | 7.56 | 72.26 | 72.25 | 0.01 | 0
2020 | PJM_E_2_PJM_ROM | PJM_E | PJM_ROM | Internal | Winter | B19 | 700 | 8000 | 4.08 | 69.65 | 69.64 | 0.01 | 0
2020 | PJM_E_2_PJM_ROM | PJM_E | PJM_ROM | Internal | Winter | B20 | 935 | 8000 | 3.31 | 63.87 | 63.86 | 0.01 | 0
2020 | PJM_ROR_2_MISO_IN | PJM_ROR | MISO_IN | Internal | Shoulder | B11 | 25 | 909 | 0.65 | 76.92 | 74.93 | 2 | 0
2020 | PJM_ROR_2_MISO_IN | PJM_ROR | MISO_IN | Internal | Shoulder | B12 | 200 | 909 | 0.08 | 71.35 | 69.35 | 2 | 0
2020 | PJM_ROR_2_MISO_IN | PJM_ROR | MISO_IN | Internal | Shoulder | B13 | 600 | 909 | 0.03 | 68.39 | 66.39 | 2 | 0
2020 | PJM_ROR_2_MISO_IN | PJM_ROR | MISO_IN | Internal | Shoulder | B14 | 900 | 909 | 0.02 | 65.74 | 63.74 | 2 | 0
2020 | PJM_ROR_2_MISO_IN | PJM_ROR | MISO_IN | Internal | Shoulder | B15 | 1203 | 909 | 0.01 | 61.7 | 59.69 | 2 | 0
2020 | PJM_ROR_2_MISO_IN | PJM_ROR | MISO_IN | Internal | Summer | B1 | 10 | 909 | 1.36 | 104.14 | 101.85 | 2 | 0
2020 | PJM_ROR_2_MISO_IN | PJM_ROR | MISO_IN | Internal | Summer | B2 | 25 | 909 | 0.59 | 103.75 | 101.73 | 2 | 0
2020 | PJM_ROR_2_MISO_IN | PJM_ROR | MISO_IN | Internal | Summer | B3 | 75 | 909 | 0.25 | 101.27 | 99.99 | 2 | 0
2020 | PJM_ROR_2_MISO_IN | PJM_ROR | MISO_IN | Internal | Summer | B4 | 100 | 909 | 0.27 | 95.97 | 95.83 | 2 | 0
2020 | PJM_ROR_2_MISO_IN | PJM_ROR | MISO_IN | Internal | Summer | B5 | 200 | 909 | 0.08 | 90.48 | 88.47 | 2 | 0
2020 | PJM_ROR_2_MISO_IN | PJM_ROR | MISO_IN | Internal | Summer | B6 | 300 | 909 | 0.06 | 76.43 | 74.42 | 2 | 0
2020 | PJM_ROR_2_MISO_IN | PJM_ROR | MISO_IN | Internal | Summer | B7 | 400 | 909 | 0.04 | 67.97 | 65.97 | 2 | 0
2020 | PJM_ROR_2_MISO_IN | PJM_ROR | MISO_IN | Internal | Summer | B8 | 500 | 909 | 0.04 | 64.22 | 62.22 | 2 | 0
2020 | PJM_ROR_2_MISO_IN | PJM_ROR | MISO_IN | Internal | Summer | B9 | 800 | 909 | 0.03 | 62.22 | 61.27 | 2 | 0
2020 | PJM_ROR_2_MISO_IN | PJM_ROR | MISO_IN | Internal | Summer | B10 | 1262 | 909 | 0.02 | 61.08 | 60.2 | 2 | 0
2020 | PJM_ROR_2_MISO_IN | PJM_ROR | MISO_IN | Internal | Winter | B16 | 25 | 909 | 0.56 | 81.07 | 78.77 | 2 | 0
2020 | PJM_ROR_2_MISO_IN | PJM_ROR | MISO_IN | Internal | Winter | B17 | 100 | 909 | 0.14 | 74.47 | 72.18 | 2 | 0
2020 | PJM_ROR_2_MISO_IN | PJM_ROR | MISO_IN | Internal | Winter | B18 | 400 | 909 | 0.04 | 71.37 | 69.07 | 2 | 0
2020 | PJM_ROR_2_MISO_IN | PJM_ROR | MISO_IN | Internal | Winter | B19 | 700 | 909 | 0.02 | 68.83 | 66.53 | 2 | 0
2020 | PJM_ROR_2_MISO_IN | PJM_ROR | MISO_IN | Internal | Winter | B20 | 935 | 909 | 0.02 | 63.46 | 61.45 | 2 | 0
2020 | PJM_ROR_2_MISO_MI | PJM_ROR | MISO_MI | Internal | Shoulder | B11 | 25 | 1305 | 0.66 | 76.92 | 74.94 | 2 | 0
2020 | PJM_ROR_2_MISO_MI | PJM_ROR | MISO_MI | Internal | Shoulder | B12 | 200 | 1305 | 0.08 | 71.35 | 69.36 | 2 | 0
2020 | PJM_ROR_2_MISO_MI | PJM_ROR | MISO_MI | Internal | Shoulder | B13 | 600 | 1305 | 0.03 | 68.39 | 66.4 | 2 | 0
2020 | PJM_ROR_2_MISO_MI | PJM_ROR | MISO_MI | Internal | Shoulder | B14 | 900 | 1305 | 0.02 | 65.74 | 63.75 | 2 | 0
2020 | PJM_ROR_2_MISO_MI | PJM_ROR | MISO_MI | Internal | Shoulder | B15 | 1203 | 1305 | 0.01 | 61.7 | 59.7 | 2 | 0
2020 | PJM_ROR_2_MISO_MI | PJM_ROR | MISO_MI | Internal | Summer | B1 | 10 | 1305 | 1.37 | 104.14 | 101.86 | 2 | 0
2020 | PJM_ROR_2_MISO_MI | PJM_ROR | MISO_MI | Internal | Summer | B2 | 25 | 1305 | 0.6 | 103.75 | 101.75 | 2 | 0
2020 | PJM_ROR_2_MISO_MI | PJM_ROR | MISO_MI | Internal | Summer | B3 | 75 | 1305 | 0.26 | 101.27 | 100 | 2 | 0
2020 | PJM_ROR_2_MISO_MI | PJM_ROR | MISO_MI | Internal | Summer | B4 | 100 | 1305 | 0.27 | 95.97 | 95.85 | 2 | 0
2020 | PJM_ROR_2_MISO_MI | PJM_ROR | MISO_MI | Internal | Summer | B5 | 200 | 1305 | 0.08 | 90.48 | 88.48 | 2 | 0
2020 | PJM_ROR_2_MISO_MI | PJM_ROR | MISO_MI | Internal | Summer | B6 | 300 | 1305 | 0.06 | 76.43 | 74.43 | 2 | 0
2020 | PJM_ROR_2_MISO_MI | PJM_ROR | MISO_MI | Internal | Summer | B7 | 400 | 1305 | 0.04 | 67.97 | 65.98 | 2 | 0
2020 | PJM_ROR_2_MISO_MI | PJM_ROR | MISO_MI | Internal | Summer | B8 | 500 | 1305 | 0.04 | 64.22 | 62.24 | 2 | 0
2020 | PJM_ROR_2_MISO_MI | PJM_ROR | MISO_MI | Internal | Summer | B9 | 800 | 1305 | 0.03 | 62.22 | 61.28 | 2 | 0
2020 | PJM_ROR_2_MISO_MI | PJM_ROR | MISO_MI | Internal | Summer | B10 | 1262 | 1305 | 0.02 | 61.08 | 60.21 | 2 | 0
2020 | PJM_ROR_2_MISO_MI | PJM_ROR | MISO_MI | Internal | Winter | B16 | 25 | 1305 | 0.56 | 81.07 | 78.78 | 2 | 0
2020 | PJM_ROR_2_MISO_MI | PJM_ROR | MISO_MI | Internal | Winter | B17 | 100 | 1305 | 0.15 | 74.47 | 72.19 | 2 | 0
2020 | PJM_ROR_2_MISO_MI | PJM_ROR | MISO_MI | Internal | Winter | B18 | 400 | 1305 | 0.04 | 71.37 | 69.08 | 2 | 0
2020 | PJM_ROR_2_MISO_MI | PJM_ROR | MISO_MI | Internal | Winter | B19 | 700 | 1305 | 0.02 | 68.83 | 66.54 | 2 | 0
2020 | PJM_ROR_2_MISO_MI | PJM_ROR | MISO_MI | Internal | Winter | B20 | 935 | 1305 | 0.02 | 63.46 | 61.46 | 2 | 0
2020 | PJM_ROR_2_MISO_MO-IL | PJM_ROR | MISO_MO-IL | Internal | Shoulder | B11 | 25 | 1111 | 0.58 | 76.92 | 74.94 | 2 | 0
2020 | PJM_ROR_2_MISO_MO-IL | PJM_ROR | MISO_MO-IL | Internal | Shoulder | B12 | 200 | 1111 | 0.07 | 71.35 | 69.36 | 2 | 0
2020 | PJM_ROR_2_MISO_MO-IL | PJM_ROR | MISO_MO-IL | Internal | Shoulder | B13 | 600 | 1111 | 0.02 | 68.39 | 66.4 | 2 | 0
2020 | PJM_ROR_2_MISO_MO-IL | PJM_ROR | MISO_MO-IL | Internal | Shoulder | B14 | 900 | 1111 | 0.02 | 65.74 | 63.75 | 2 | 0
2020 | PJM_ROR_2_MISO_MO-IL | PJM_ROR | MISO_MO-IL | Internal | Shoulder | B15 | 1203 | 1111 | 0.01 | 61.7 | 59.7 | 2 | 0
2020 | PJM_ROR_2_MISO_MO-IL | PJM_ROR | MISO_MO-IL | Internal | Summer | B1 | 10 | 1111 | 1.2 | 104.14 | 101.84 | 2 | 0
2020 | PJM_ROR_2_MISO_MO-IL | PJM_ROR | MISO_MO-IL | Internal | Summer | B2 | 25 | 1111 | 0.53 | 103.75 | 101.75 | 2 | 0
2020 | PJM_ROR_2_MISO_MO-IL | PJM_ROR | MISO_MO-IL | Internal | Summer | B3 | 75 | 1111 | 0.28 | 101.27 | 100.89 | 2 | 0
2020 | PJM_ROR_2_MISO_MO-IL | PJM_ROR | MISO_MO-IL | Internal | Summer | B4 | 100 | 1111 | 192 | 95.97 | 97.97 | 2 | 0
2020 | PJM_ROR_2_MISO_MO-IL | PJM_ROR | MISO_MO-IL | Internal | Summer | B5 | 200 | 1111 | 0.13 | 90.48 | 90.6 | 2 | 0
2020 | PJM_ROR_2_MISO_MO-IL | PJM_ROR | MISO_MO-IL | Internal | Summer | B6 | 300 | 1111 | 0.06 | 76.43 | 75.43 | 2 | 0
2020 | PJM_ROR_2_MISO_MO-IL | PJM_ROR | MISO_MO-IL | Internal | Summer | B7 | 400 | 1111 | 0.07 | 67.97 | 68.1 | 2 | 0
2020 | PJM_ROR_2_MISO_MO-IL | PJM_ROR | MISO_MO-IL | Internal | Summer | B8 | 500 | 1111 | 0.05 | 64.22 | 64.36 | 2 | 0
2020 | PJM_ROR_2_MISO_MO-IL | PJM_ROR | MISO_MO-IL | Internal | Summer | B9 | 800 | 1111 | 0.06 | 62.22 | 63.18 | 2 | 0
2020 | PJM_ROR_2_MISO_MO-IL | PJM_ROR | MISO_MO-IL | Internal | Summer | B10 | 1262 | 1111 | 0.02 | 61.08 | 61.03 | 2 | 0
2020 | PJM_ROR_2_MISO_MO-IL | PJM_ROR | MISO_MO-IL | Internal | Winter | B16 | 25 | 1111 | 0.49 | 81.07 | 78.76 | 2 | 0
2020 | PJM_ROR_2_MISO_MO-IL | PJM_ROR | MISO_MO-IL | Internal | Winter | B17 | 100 | 1111 | 0.13 | 74.47 | 72.16 | 2 | 0
2020 | PJM_ROR_2_MISO_MO-IL | PJM_ROR | MISO_MO-IL | Internal | Winter | B18 | 400 | 1111 | 0.03 | 71.37 | 69.08 | 2 | 0
2020 | PJM_ROR_2_MISO_MO-IL | PJM_ROR | MISO_MO-IL | Internal | Winter | B19 | 700 | 1111 | 0.02 | 68.83 | 66.55 | 2 | 0
2020 | PJM_ROR_2_MISO_MO-IL | PJM_ROR | MISO_MO-IL | Internal | Winter | B20 | 935 | 1111 | 0.02 | 63.46 | 61.46 | 2 | 0
2020 | PJM_ROR_2_MISO_W | PJM_ROR | MISO_W | Internal | Shoulder | B11 | 25 | 709 | 0.57 | 76.92 | 74.93 | 2 | 0
2020 | PJM_ROR_2_MISO_W | PJM_ROR | MISO_W | Internal | Shoulder | B12 | 200 | 709 | 0.07 | 71.35 | 69.35 | 2 | 0
2020 | PJM_ROR_2_MISO_W | PJM_ROR | MISO_W | Internal | Shoulder | B13 | 600 | 709 | 0.02 | 68.39 | 66.39 | 2 | 0
2020 | PJM_ROR_2_MISO_W | PJM_ROR | MISO_W | Internal | Shoulder | B14 | 900 | 709 | 0.02 | 65.74 | 63.76 | 2 | 0
2020 | PJM_ROR_2_MISO_W | PJM_ROR | MISO_W | Internal | Shoulder | B15 | 1203 | 709 | 0.01 | 61.7 | 59.86 | 2 | 0
2020 | PJM_ROR_2_MISO_W | PJM_ROR | MISO_W | Internal | Summer | B1 | 10 | 709 | 1.18 | 104.14 | 102 | 2 | 0.01
2020 | PJM_ROR_2_MISO_W | PJM_ROR | MISO_W | Internal | Summer | B2 | 25 | 709 | 0.54 | 103.75 | 102 | 2 | 0
2020 | PJM_ROR_2_MISO_W | PJM_ROR | MISO_W | Internal | Summer | B3 | 75 | 709 | 0.36 | 101.27 | 101.62 | 2 | 0
2020 | PJM_ROR_2_MISO_W | PJM_ROR | MISO_W | Internal | Summer | B4 | 100 | 709 | 21.59 | 95.97 | 97.96 | 2 | 0
2020 | PJM_ROR_2_MISO_W | PJM_ROR | MISO_W | Internal | Summer | B5 | 200 | 709 | 0.12 | 90.48 | 90.61 | 2 | 0
2020 | PJM_ROR_2_MISO_W | PJM_ROR | MISO_W | Internal | Summer | B6 | 300 | 709 | 0.06 | 76.43 | 75.42 | 2 | 0
2020 | PJM_ROR_2_MISO_W | PJM_ROR | MISO_W | Internal | Summer | B7 | 400 | 709 | 0.06 | 67.97 | 68.11 | 2 | 0
2020 | PJM_ROR_2_MISO_W | PJM_ROR | MISO_W | Internal | Summer | B8 | 500 | 709 | 0.05 | 64.22 | 64.37 | 2 | 0
2020 | PJM_ROR_2_MISO_W | PJM_ROR | MISO_W | Internal | Summer | B9 | 800 | 709 | 0.06 | 62.22 | 63.19 | 2 | 0
2020 | PJM_ROR_2_MISO_W | PJM_ROR | MISO_W | Internal | Summer | B10 | 1262 | 709 | 0.03 | 61.08 | 61.38 | 2 | 0
2020 | PJM_ROR_2_MISO_W | PJM_ROR | MISO_W | Internal | Winter | B16 | 25 | 709 | 0.47 | 81.07 | 78.74 | 2 | 0
2020 | PJM_ROR_2_MISO_W | PJM_ROR | MISO_W | Internal | Winter | B17 | 100 | 709 | 0.12 | 74.47 | 72.15 | 2 | 0
2020 | PJM_ROR_2_MISO_W | PJM_ROR | MISO_W | Internal | Winter | B18 | 400 | 709 | 0.03 | 71.37 | 69.07 | 2 | 0
2020 | PJM_ROR_2_MISO_W | PJM_ROR | MISO_W | Internal | Winter | B19 | 700 | 709 | 0.02 | 68.83 | 66.82 | 2 | 0
2020 | PJM_ROR_2_MISO_W | PJM_ROR | MISO_W | Internal | Winter | B20 | 935 | 709 | 0.02 | 63.46 | 61.62 | 2 | 0
2020 | PJM_ROR_2_MISO_WUMS | PJM_ROR | MISO_WUMS | Internal | Shoulder | B11 | 25 | 1467 | 0.52 | 76.92 | 73.64 | 2 | 0
2020 | PJM_ROR_2_MISO_WUMS | PJM_ROR | MISO_WUMS | Internal | Shoulder | B12 | 200 | 1467 | 0.08 | 71.35 | 69.34 | 2 | 0
2020 | PJM_ROR_2_MISO_WUMS | PJM_ROR | MISO_WUMS | Internal | Shoulder | B13 | 600 | 1467 | 0.03 | 68.39 | 66.37 | 2 | 0
2020 | PJM_ROR_2_MISO_WUMS | PJM_ROR | MISO_WUMS | Internal | Shoulder | B14 | 900 | 1467 | 0.02 | 65.74 | 63.74 | 2 | 0
2020 | PJM_ROR_2_MISO_WUMS | PJM_ROR | MISO_WUMS | Internal | Shoulder | B15 | 1203 | 1467 | 0.01 | 61.7 | 59.7 | 2 | 0
2020 | PJM_ROR_2_MISO_WUMS | PJM_ROR | MISO_WUMS | Internal | Summer | B1 | 10 | 1467 | 1.34 | 104.14 | 101.99 | 2 | 0
2020 | PJM_ROR_2_MISO_WUMS | PJM_ROR | MISO_WUMS | Internal | Summer | B2 | 25 | 1467 | 0.59 | 103.75 | 101.75 | 2 | 0
2020 | PJM_ROR_2_MISO_WUMS | PJM_ROR | MISO_WUMS | Internal | Summer | B3 | 75 | 1467 | 0.22 | 101.27 | 99.32 | 2 | 0
2020 | PJM_ROR_2_MISO_WUMS | PJM_ROR | MISO_WUMS | Internal | Summer | B4 | 100 | 1467 | 0.25 | 95.97 | 95.66 | 2 | 0
2020 | PJM_ROR_2_MISO_WUMS | PJM_ROR | MISO_WUMS | Internal | Summer | B5 | 200 | 1467 | 0.08 | 90.48 | 88.31 | 2 | 0
2020 | PJM_ROR_2_MISO_WUMS | PJM_ROR | MISO_WUMS | Internal | Summer | B6 | 300 | 1467 | 0.04 | 76.43 | 73.12 | 2 | 0
2020 | PJM_ROR_2_MISO_WUMS | PJM_ROR | MISO_WUMS | Internal | Summer | B7 | 400 | 1467 | 0.04 | 67.97 | 65.97 | 2 | 0
2020 | PJM_ROR_2_MISO_WUMS | PJM_ROR | MISO_WUMS | Internal | Summer | B8 | 500 | 1467 | 0.03 | 64.22 | 62.07 | 2 | 0
2020 | PJM_ROR_2_MISO_WUMS | PJM_ROR | MISO_WUMS | Internal | Summer | B9 | 800 | 1467 | 0.03 | 62.22 | 60.89 | 2 | 0
2020 | PJM_ROR_2_MISO_WUMS | PJM_ROR | MISO_WUMS | Internal | Summer | B10 | 1262 | 1467 | 0.02 | 61.08 | 59.08 | 2 | 0
2020 | PJM_ROR_2_MISO_WUMS | PJM_ROR | MISO_WUMS | Internal | Winter | B16 | 25 | 1467 | 0.45 | 81.07 | 77.48 | 2 | 0
2020 | PJM_ROR_2_MISO_WUMS | PJM_ROR | MISO_WUMS | Internal | Winter | B17 | 100 | 1467 | 0.12 | 74.47 | 70.88 | 2 | 0
2020 | PJM_ROR_2_MISO_WUMS | PJM_ROR | MISO_WUMS | Internal | Winter | B18 | 400 | 1467 | 0.04 | 71.37 | 69.06 | 2 | 0
2020 | PJM_ROR_2_MISO_WUMS | PJM_ROR | MISO_WUMS | Internal | Winter | B19 | 700 | 1467 | 0.02 | 68.83 | 66.7 | 2 | 0
2020 | PJM_ROR_2_MISO_WUMS | PJM_ROR | MISO_WUMS | Internal | Winter | B20 | 935 | 1467 | 0.02 | 63.46 | 61.46 | 2 | 0
2020 | PJM_ROR_2_PJM_ROM | PJM_ROR | PJM_ROM | Internal | Shoulder | B11 | 25 | 8000 | 1900.95 | 76.92 | 76.93 | 0.01 | 0
2020 | PJM_ROR_2_PJM_ROM | PJM_ROR | PJM_ROM | Internal | Shoulder | B12 | 200 | 8000 | 3413.97 | 71.35 | 71.36 | 0.01 | 0
2020 | PJM_ROR_2_PJM_ROM | PJM_ROR | PJM_ROM | Internal | Shoulder | B13 | 600 | 8000 | 5750.94 | 68.39 | 68.4 | 0.01 | 0
2020 | PJM_ROR_2_PJM_ROM | PJM_ROR | PJM_ROM | Internal | Shoulder | B14 | 900 | 8000 | 4906.2 | 65.74 | 65.75 | 0.01 | 0
2020 | PJM_ROR_2_PJM_ROM | PJM_ROR | PJM_ROM | Internal | Shoulder | B15 | 1203 | 8000 | 6687.63 | 61.7 | 61.71 | 0.01 | 0
2020 | PJM_ROR_2_PJM_ROM | PJM_ROR | PJM_ROM | Internal | Summer | B1 | 10 | 8000 | 6714.93 | 104.14 | 104.16 | 0.01 | 0
2020 | PJM_ROR_2_PJM_ROM | PJM_ROR | PJM_ROM | Internal | Summer | B2 | 25 | 8000 | 4350.81 | 103.75 | 103.76 | 0.01 | 0
2020 | PJM_ROR_2_PJM_ROM | PJM_ROR | PJM_ROM | Internal | Summer | B3 | 75 | 8000 | 17.94 | 101.27 | 101.25 | 0.01 | 0
2020 | PJM_ROR_2_PJM_ROM | PJM_ROR | PJM_ROM | Internal | Summer | B4 | 100 | 8000 | 12.46 | 95.97 | 95.96 | 0.01 | 0
2020 | PJM_ROR_2_PJM_ROM | PJM_ROR | PJM_ROM | Internal | Summer | B5 | 200 | 8000 | 2855.98 | 90.48 | 90.49 | 0.01 | 0
2020 | PJM_ROR_2_PJM_ROM | PJM_ROR | PJM_ROM | Internal | Summer | B6 | 300 | 8000 | 3162.24 | 76.43 | 76.44 | 0.01 | 0
2020 | PJM_ROR_2_PJM_ROM | PJM_ROR | PJM_ROM | Internal | Summer | B7 | 400 | 8000 | 4988.9 | 67.97 | 67.98 | 0.01 | 0
2020 | PJM_ROR_2_PJM_ROM | PJM_ROR | PJM_ROM | Internal | Summer | B8 | 500 | 8000 | 6633.46 | 64.22 | 64.23 | 0.01 | 0
2020 | PJM_ROR_2_PJM_ROM | PJM_ROR | PJM_ROM | Internal | Summer | B9 | 800 | 8000 | 5994.21 | 62.22 | 62.23 | 0.01 | 0
2020 | PJM_ROR_2_PJM_ROM | PJM_ROR | PJM_ROM | Internal | Summer | B10 | 1262 | 8000 | 5967.4 | 61.08 | 61.09 | 0.01 | 0
2020 | PJM_ROR_2_PJM_ROM | PJM_ROR | PJM_ROM | Internal | Winter | B16 | 25 | 8000 | 7775.65 | 81.07 | 81.08 | 0.01 | 0.01
2020 | PJM_ROR_2_PJM_ROM | PJM_ROR | PJM_ROM | Internal | Winter | B17 | 100 | 8000 | 8204.84 | 74.47 | 75.35 | 0.01 | 0.87
2020 | PJM_ROR_2_PJM_ROM | PJM_ROR | PJM_ROM | Internal | Winter | B18 | 400 | 8000 | 8350.07 | 71.37 | 72.25 | 0.01 | 0.87
2020 | PJM_ROR_2_PJM_ROM | PJM_ROR | PJM_ROM | Internal | Winter | B19 | 700 | 8000 | 8000.42 | 68.83 | 69.64 | 0.01 | 0.8
2020 | PJM_ROR_2_PJM_ROM | PJM_ROR | PJM_ROM | Internal | Winter | B20 | 935 | 8000 | 7999.43 | 63.46 | 63.86 | 0.01 | 0.38
2020 | PJM_ROR_2_TVA_Transmission | PJM_ROR | TVA_Transmission | Internal | Shoulder | B11 | 25 | 2500 | 1.71 | 76.92 | 81.55 | 6 | 0
2020 | PJM_ROR_2_TVA_Transmission | PJM_ROR | TVA_Transmission | Internal | Shoulder | B12 | 200 | 2500 | 0.07 | 71.35 | 72.52 | 6 | 0
2020 | PJM_ROR_2_TVA_Transmission | PJM_ROR | TVA_Transmission | Internal | Shoulder | B13 | 600 | 2500 | 0.03 | 68.39 | 69.9 | 6 | 0
2020 | PJM_ROR_2_TVA_Transmission | PJM_ROR | TVA_Transmission | Internal | Shoulder | B14 | 900 | 2500 | 0.02 | 65.74 | 68.65 | 6 | 0
2020 | PJM_ROR_2_TVA_Transmission | PJM_ROR | TVA_Transmission | Internal | Shoulder | B15 | 1203 | 2500 | 0.09 | 61.7 | 67.26 | 6 | 0
2020 | PJM_ROR_2_TVA_Transmission | PJM_ROR | TVA_Transmission | Internal | Summer | B1 | 10 | 2500 | 12.95 | 104.14 | 109.84 | 6 | 0
2020 | PJM_ROR_2_TVA_Transmission | PJM_ROR | TVA_Transmission | Internal | Summer | B2 | 25 | 2500 | 550.22 | 103.75 | 109.74 | 6 | 0
2020 | PJM_ROR_2_TVA_Transmission | PJM_ROR | TVA_Transmission | Internal | Summer | B3 | 75 | 2500 | 847.57 | 101.27 | 107.26 | 6 | 0
2020 | PJM_ROR_2_TVA_Transmission | PJM_ROR | TVA_Transmission | Internal | Summer | B4 | 100 | 2500 | 144.31 | 95.97 | 101.97 | 6 | 0
2020 | PJM_ROR_2_TVA_Transmission | PJM_ROR | TVA_Transmission | Internal | Summer | B5 | 200 | 2500 | 0.42 | 90.48 | 95.69 | 6 | 0
2020 | PJM_ROR_2_TVA_Transmission | PJM_ROR | TVA_Transmission | Internal | Summer | B6 | 300 | 2500 | 0.15 | 76.43 | 81.17 | 6 | 0
2020 | PJM_ROR_2_TVA_Transmission | PJM_ROR | TVA_Transmission | Internal | Summer | B7 | 400 | 2500 | 0.07 | 67.97 | 71.44 | 6 | 0
2020 | PJM_ROR_2_TVA_Transmission | PJM_ROR | TVA_Transmission | Internal | Summer | B8 | 500 | 2500 | 0.08 | 64.22 | 68.75 | 6 | 0
2020 | PJM_ROR_2_TVA_Transmission | PJM_ROR | TVA_Transmission | Internal | Summer | B9 | 800 | 2500 | 0.05 | 62.22 | 66.86 | 6 | 0
2020 | PJM_ROR_2_TVA_Transmission | PJM_ROR | TVA_Transmission | Internal | Summer | B10 | 1262 | 2500 | 0.02 | 61.08 | 64.53 | 6 | 0
2020 | PJM_ROR_2_TVA_Transmission | PJM_ROR | TVA_Transmission | Internal | Winter | B16 | 25 | 2500 | 0.73 | 81.07 | 83.44 | 6 | 0
2020 | PJM_ROR_2_TVA_Transmission | PJM_ROR | TVA_Transmission | Internal | Winter | B17 | 100 | 2500 | 0.14 | 74.47 | 75.83 | 6 | 0
2020 | PJM_ROR_2_TVA_Transmission | PJM_ROR | TVA_Transmission | Internal | Winter | B18 | 400 | 2500 | 0.04 | 71.37 | 72.97 | 6 | 0
2020 | PJM_ROR_2_TVA_Transmission | PJM_ROR | TVA_Transmission | Internal | Winter | B19 | 700 | 2500 | 0.03 | 68.83 | 70.93 | 6 | 0
2020 | PJM_ROR_2_TVA_Transmission | PJM_ROR | TVA_Transmission | Internal | Winter | B20 | 935 | 2500 | 0.31 | 63.46 | 69.33 | 6 | 0
2020 | PJM_ROR_2_VACAR | PJM_ROR | VACAR | Internal | Shoulder | B11 | 25 | 3000 | 1040.84 | 76.92 | 82.92 | 6 | 0
2020 | PJM_ROR_2_VACAR | PJM_ROR | VACAR | Internal | Shoulder | B12 | 200 | 3000 | 0.15 | 71.35 | 76.09 | 6 | 0
2020 | PJM_ROR_2_VACAR | PJM_ROR | VACAR | Internal | Shoulder | B13 | 600 | 3000 | 0.03 | 68.39 | 71.68 | 6 | 0
2020 | PJM_ROR_2_VACAR | PJM_ROR | VACAR | Internal | Shoulder | B14 | 900 | 3000 | 0.07 | 65.74 | 70.86 | 6 | 0
2020 | PJM_ROR_2_VACAR | PJM_ROR | VACAR | Internal | Shoulder | B15 | 1203 | 3000 | 0.01 | 61.7 | 61.68 | 6 | 0
2020 | PJM_ROR_2_VACAR | PJM_ROR | VACAR | Internal | Summer | B1 | 10 | 3000 | 7283.34 | 104.14 | 112.24 | 6 | 2.1
2020 | PJM_ROR_2_VACAR | PJM_ROR | VACAR | Internal | Summer | B2 | 25 | 3000 | 6203.86 | 103.75 | 111.85 | 6 | 2.1
2020 | PJM_ROR_2_VACAR | PJM_ROR | VACAR | Internal | Summer | B3 | 75 | 3000 | 4736.63 | 101.27 | 109.37 | 6 | 2.1
2020 | PJM_ROR_2_VACAR | PJM_ROR | VACAR | Internal | Summer | B4 | 100 | 3000 | 3000.03 | 95.97 | 103.03 | 6 | 1.06
2020 | PJM_ROR_2_VACAR | PJM_ROR | VACAR | Internal | Summer | B5 | 200 | 3000 | 2999.82 | 90.48 | 96.94 | 6 | 0.46
2020 | PJM_ROR_2_VACAR | PJM_ROR | VACAR | Internal | Summer | B6 | 300 | 3000 | 1780.2 | 76.43 | 82.43 | 6 | 0
2020 | PJM_ROR_2_VACAR | PJM_ROR | VACAR | Internal | Summer | B7 | 400 | 3000 | 2119.32 | 67.97 | 73.97 | 6 | 0
2020 | PJM_ROR_2_VACAR | PJM_ROR | VACAR | Internal | Summer | B8 | 500 | 3000 | 2992.34 | 64.22 | 70.23 | 6 | 0
2020 | PJM_ROR_2_VACAR | PJM_ROR | VACAR | Internal | Summer | B9 | 800 | 3000 | 2034.21 | 62.22 | 68.22 | 6 | 0
2020 | PJM_ROR_2_VACAR | PJM_ROR | VACAR | Internal | Summer | B10 | 1262 | 3000 | 0 | 61.08 | 60.04 | 6 | 0
2020 | PJM_ROR_2_VACAR | PJM_ROR | VACAR | Internal | Winter | B16 | 25 | 3000 | 5613.07 | 81.07 | 89.17 | 6 | 2.1
2020 | PJM_ROR_2_VACAR | PJM_ROR | VACAR | Internal | Winter | B17 | 100 | 3000 | 1528.42 | 74.47 | 80.47 | 6 | 0
2020 | PJM_ROR_2_VACAR | PJM_ROR | VACAR | Internal | Winter | B18 | 400 | 3000 | 0.06 | 71.37 | 75.21 | 6 | 0
2020 | PJM_ROR_2_VACAR | PJM_ROR | VACAR | Internal | Winter | B19 | 700 | 3000 | 0.17 | 68.83 | 74.51 | 6 | 0
2020 | PJM_ROR_2_VACAR | PJM_ROR | VACAR | Internal | Winter | B20 | 935 | 3000 | 0.03 | 63.46 | 66.02 | 6 | 0
2020 | PJM_ROM_2_NYISO_A-F | PJM_ROM | NYISO_A-F | Internal | Shoulder | B11 | 25 | 2000 | 0.14 | 76.93 | 65.12 | 6 | 0
2020 | PJM_ROM_2_NYISO_A-F | PJM_ROM | NYISO_A-F | Internal | Shoulder | B12 | 200 | 2000 | 0.02 | 71.36 | 64.1 | 6 | 0
2020 | PJM_ROM_2_NYISO_A-F | PJM_ROM | NYISO_A-F | Internal | Shoulder | B13 | 600 | 2000 | 0.01 | 68.4 | 64.1 | 6 | 0
2020 | PJM_ROM_2_NYISO_A-F | PJM_ROM | NYISO_A-F | Internal | Shoulder | B14 | 900 | 2000 | 0 | 65.75 | 62.7 | 6 | 0
2020 | PJM_ROM_2_NYISO_A-F | PJM_ROM | NYISO_A-F | Internal | Shoulder | B15 | 1203 | 2000 | 0 | 61.71 | 62.7 | 6 | 0
2020 | PJM_ROM_2_NYISO_A-F | PJM_ROM | NYISO_A-F | Internal | Summer | B1 | 10 | 2000 | 0.58 | 104.16 | 96.88 | 6 | 0
2020 | PJM_ROM_2_NYISO_A-F | PJM_ROM | NYISO_A-F | Internal | Summer | B2 | 25 | 2000 | 0.19 | 103.76 | 94.28 | 6 | 0
2020 | PJM_ROM_2_NYISO_A-F | PJM_ROM | NYISO_A-F | Internal | Summer | B3 | 75 | 2000 | 0.05 | 101.25 | 89.36 | 6 | 0
2020 | PJM_ROM_2_NYISO_A-F | PJM_ROM | NYISO_A-F | Internal | Summer | B4 | 100 | 2000 | 0.04 | 95.96 | 84.07 | 6 | 0
2020 | PJM_ROM_2_NYISO_A-F | PJM_ROM | NYISO_A-F | Internal | Summer | B5 | 200 | 2000 | 0.02 | 90.49 | 78.6 | 6 | 0
2020 | PJM_ROM_2_NYISO_A-F | PJM_ROM | NYISO_A-F | Internal | Summer | B6 | 300 | 2000 | 0.01 | 76.44 | 64.55 | 6 | 0
2020 | PJM_ROM_2_NYISO_A-F | PJM_ROM | NYISO_A-F | Internal | Summer | B7 | 400 | 2000 | 0.01 | 67.98 | 61.71 | 6 | 0
2020 | PJM_ROM_2_NYISO_A-F | PJM_ROM | NYISO_A-F | Internal | Summer | B8 | 500 | 2000 | 0.01 | 64.23 | 61.68 | 6 | 0
2020 | PJM_ROM_2_NYISO_A-F | PJM_ROM | NYISO_A-F | Internal | Summer | B9 | 800 | 2000 | 0.01 | 62.23 | 61.68 | 6 | 0
2020 | PJM_ROM_2_NYISO_A-F | PJM_ROM | NYISO_A-F | Internal | Summer | B10 | 1262 | 2000 | 0 | 61.09 | 61.68 | 6 | 0
2020 | PJM_ROM_2_NYISO_A-F | PJM_ROM | NYISO_A-F | Internal | Winter | B16 | 25 | 2000 | 0.17 | 81.08 | 73.03 | 6 | 0
2020 | PJM_ROM_2_NYISO_A-F | PJM_ROM | NYISO_A-F | Internal | Winter | B17 | 100 | 2000 | 0.05 | 75.35 | 68.38 | 6 | 0
2020 | PJM_ROM_2_NYISO_A-F | PJM_ROM | NYISO_A-F | Internal | Winter | B18 | 400 | 2000 | 0.02 | 72.25 | 68.38 | 6 | 0
2020 | PJM_ROM_2_NYISO_A-F | PJM_ROM | NYISO_A-F | Internal | Winter | B19 | 700 | 2000 | 0 | 69.64 | 66.49 | 6 | 0
2020 | PJM_ROM_2_NYISO_A-F | PJM_ROM | NYISO_A-F | Internal | Winter | B20 | 935 | 2000 | 0.02 | 63.86 | 66.49 | 6 | 0
2020 | PJM_ROM_2_PJM_E | PJM_ROM | PJM_E | Internal | Shoulder | B11 | 25 | 8000 | 93.79 | 76.93 | 76.92 | 0.01 | 0
2020 | PJM_ROM_2_PJM_E | PJM_ROM | PJM_E | Internal | Shoulder | B12 | 200 | 8000 | 12.9 | 71.36 | 71.35 | 0.01 | 0
2020 | PJM_ROM_2_PJM_E | PJM_ROM | PJM_E | Internal | Shoulder | B13 | 600 | 8000 | 4.65 | 68.4 | 68.39 | 0.01 | 0
2020 | PJM_ROM_2_PJM_E | PJM_ROM | PJM_E | Internal | Shoulder | B14 | 900 | 8000 | 3.04 | 65.75 | 65.74 | 0.01 | 0
2020 | PJM_ROM_2_PJM_E | PJM_ROM | PJM_E | Internal | Shoulder | B15 | 1203 | 8000 | 2.52 | 61.71 | 61.7 | 0.01 | 0
2020 | PJM_ROM_2_PJM_E | PJM_ROM | PJM_E | Internal | Summer | B1 | 10 | 8000 | 838.25 | 104.16 | 104.17 | 0.01 | 0
2020 | PJM_ROM_2_PJM_E | PJM_ROM | PJM_E | Internal | Summer | B2 | 25 | 8000 | 114.58 | 103.76 | 103.75 | 0.01 | 0
2020 | PJM_ROM_2_PJM_E | PJM_ROM | PJM_E | Internal | Summer | B3 | 75 | 8000 | 31.99 | 101.25 | 101.24 | 0.01 | 0
2020 | PJM_ROM_2_PJM_E | PJM_ROM | PJM_E | Internal | Summer | B4 | 100 | 8000 | 23.99 | 95.96 | 95.95 | 0.01 | 0
2020 | PJM_ROM_2_PJM_E | PJM_ROM | PJM_E | Internal | Summer | B5 | 200 | 8000 | 13.2 | 90.49 | 90.48 | 0.01 | 0
2020 | PJM_ROM_2_PJM_E | PJM_ROM | PJM_E | Internal | Summer | B6 | 300 | 8000 | 8.74 | 76.44 | 76.43 | 0.01 | 0
2020 | PJM_ROM_2_PJM_E | PJM_ROM | PJM_E | Internal | Summer | B7 | 400 | 8000 | 6.64 | 67.98 | 67.97 | 0.01 | 0
2020 | PJM_ROM_2_PJM_E | PJM_ROM | PJM_E | Internal | Summer | B8 | 500 | 8000 | 5.56 | 64.23 | 64.22 | 0.01 | 0
2020 | PJM_ROM_2_PJM_E | PJM_ROM | PJM_E | Internal | Summer | B9 | 800 | 8000 | 3.4 | 62.23 | 62.22 | 0.01 | 0
2020 | PJM_ROM_2_PJM_E | PJM_ROM | PJM_E | Internal | Summer | B10 | 1262 | 8000 | 2.24 | 61.09 | 61.08 | 0.01 | 0
2020 | PJM_ROM_2_PJM_E | PJM_ROM | PJM_E | Internal | Winter | B16 | 25 | 8000 | 114.64 | 81.08 | 81.07 | 0.01 | 0
2020 | PJM_ROM_2_PJM_E | PJM_ROM | PJM_E | Internal | Winter | B17 | 100 | 8000 | 28.29 | 75.35 | 75.34 | 0.01 | 0
2020 | PJM_ROM_2_PJM_E | PJM_ROM | PJM_E | Internal | Winter | B18 | 400 | 8000 | 473.44 | 72.25 | 72.26 | 0.01 | 0
2020 | PJM_ROM_2_PJM_E | PJM_ROM | PJM_E | Internal | Winter | B19 | 700 | 8000 | 660.64 | 69.64 | 69.65 | 0.01 | 0
2020 | PJM_ROM_2_PJM_E | PJM_ROM | PJM_E | Internal | Winter | B20 | 935 | 8000 | 627.1 | 63.86 | 63.87 | 0.01 | 0
2020 | PJM_ROM_2_PJM_ROR | PJM_ROM | PJM_ROR | Internal | Shoulder | B11 | 25 | 8000 | 73.5 | 76.93 | 76.92 | 0.01 | 0
2020 | PJM_ROM_2_PJM_ROR | PJM_ROM | PJM_ROR | Internal | Shoulder | B12 | 200 | 8000 | 10.66 | 71.36 | 71.35 | 0.01 | 0
2020 | PJM_ROM_2_PJM_ROR | PJM_ROM | PJM_ROR | Internal | Shoulder | B13 | 600 | 8000 | 3.72 | 68.4 | 68.39 | 0.01 | 0
2020 | PJM_ROM_2_PJM_ROR | PJM_ROM | PJM_ROR | Internal | Shoulder | B14 | 900 | 8000 | 2.55 | 65.75 | 65.74 | 0.01 | 0
2020 | PJM_ROM_2_PJM_ROR | PJM_ROM | PJM_ROR | Internal | Shoulder | B15 | 1203 | 8000 | 1.88 | 61.71 | 61.7 | 0.01 | 0
2020 | PJM_ROM_2_PJM_ROR | PJM_ROM | PJM_ROR | Internal | Summer | B1 | 10 | 8000 | 115.12 | 104.16 | 104.14 | 0.01 | 0
2020 | PJM_ROM_2_PJM_ROR | PJM_ROM | PJM_ROR | Internal | Summer | B2 | 25 | 8000 | 64.89 | 103.76 | 103.75 | 0.01 | 0
2020 | PJM_ROM_2_PJM_ROR | PJM_ROM | PJM_ROR | Internal | Summer | B3 | 75 | 8000 | 2046.56 | 101.25 | 101.27 | 0.01 | 0
2020 | PJM_ROM_2_PJM_ROR | PJM_ROM | PJM_ROR | Internal | Summer | B4 | 100 | 8000 | 3181.74 | 95.96 | 95.97 | 0.01 | 0
2020 | PJM_ROM_2_PJM_ROR | PJM_ROM | PJM_ROR | Internal | Summer | B5 | 200 | 8000 | 10.71 | 90.49 | 90.48 | 0.01 | 0
2020 | PJM_ROM_2_PJM_ROR | PJM_ROM | PJM_ROR | Internal | Summer | B6 | 300 | 8000 | 7.39 | 76.44 | 76.43 | 0.01 | 0
2020 | PJM_ROM_2_PJM_ROR | PJM_ROM | PJM_ROR | Internal | Summer | B7 | 400 | 8000 | 5.48 | 67.98 | 67.97 | 0.01 | 0
2020 | PJM_ROM_2_PJM_ROR | PJM_ROM | PJM_ROR | Internal | Summer | B8 | 500 | 8000 | 4.2 | 64.23 | 64.22 | 0.01 | 0
2020 | PJM_ROM_2_PJM_ROR | PJM_ROM | PJM_ROR | Internal | Summer | B9 | 800 | 8000 | 2.85 | 62.23 | 62.22 | 0.01 | 0
2020 | PJM_ROM_2_PJM_ROR | PJM_ROM | PJM_ROR | Internal | Summer | B10 | 1262 | 8000 | 1.88 | 61.09 | 61.08 | 0.01 | 0
2020 | PJM_ROM_2_PJM_ROR | PJM_ROM | PJM_ROR | Internal | Winter | B16 | 25 | 8000 | 39.75 | 81.08 | 81.07 | 0.01 | 0
2020 | PJM_ROM_2_PJM_ROR | PJM_ROM | PJM_ROR | Internal | Winter | B17 | 100 | 8000 | 1.09 | 75.35 | 74.47 | 0.01 | 0
2020 | PJM_ROM_2_PJM_ROR | PJM_ROM | PJM_ROR | Internal | Winter | B18 | 400 | 8000 | 0.38 | 72.25 | 71.37 | 0.01 | 0
2020 | PJM_ROM_2_PJM_ROR | PJM_ROM | PJM_ROR | Internal | Winter | B19 | 700 | 8000 | 0.19 | 69.64 | 68.83 | 0.01 | 0
2020 | PJM_ROM_2_PJM_ROR | PJM_ROM | PJM_ROR | Internal | Winter | B20 | 935 | 8000 | 0.58 | 63.86 | 63.46 | 0.01 | 0
2020 | SOCO_2_ENT | SOCO | ENT | Internal | Shoulder | B11 | 25 | 2400 | 0.12 | 89.24 | 77.73 | 10 | 0
2020 | SOCO_2_ENT | SOCO | ENT | Internal | Shoulder | B12 | 200 | 2400 | 0.03 | 69.9 | 68.34 | 10 | 0
2020 | SOCO_2_ENT | SOCO | ENT | Internal | Shoulder | B13 | 600 | 2400 | 0 | 68.5 | 67.57 | 10 | 0
2020 | SOCO_2_ENT | SOCO | ENT | Internal | Shoulder | B14 | 900 | 2400 | 0 | 68.5 | 65.32 | 10 | 0
2020 | SOCO_2_ENT | SOCO | ENT | Internal | Shoulder | B15 | 1203 | 2400 | 0 | 67.45 | 60.92 | 10 | 0
2020 | SOCO_2_ENT | SOCO | ENT | Internal | Summer | B1 | 10 | 2400 | 0.3 | 111.71 | 100.21 | 10 | 0
2020 | SOCO_2_ENT | SOCO | ENT | Internal | Summer | B2 | 25 | 2400 | 0.14 | 110.04 | 101.74 | 10 | 0
2020 | SOCO_2_ENT | SOCO | ENT | Internal | Summer | B3 | 75 | 2400 | 0.05 | 110.03 | 101.62 | 10 | 0
2020 | SOCO_2_ENT | SOCO | ENT | Internal | Summer | B4 | 100 | 2400 | 0.03 | 110.03 | 98.52 | 10 | 0
2020 | SOCO_2_ENT | SOCO | ENT | Internal | Summer | B5 | 200 | 2400 | 0.02 | 103.94 | 92.43 | 10 | 0
2020 | SOCO_2_ENT | SOCO | ENT | Internal | Summer | B6 | 300 | 2400 | 0.01 | 89.23 | 77.71 | 10 | 0
2020 | SOCO_2_ENT | SOCO | ENT | Internal | Summer | B7 | 400 | 2400 | 0 | 78.86 | 70.1 | 10 | 0
2020 | SOCO_2_ENT | SOCO | ENT | Internal | Summer | B8 | 500 | 2400 | 0 | 76.25 | 68.25 | 10 | 0
2020 | SOCO_2_ENT | SOCO | ENT | Internal | Summer | B9 | 800 | 2400 | 0 | 68.59 | 66.48 | 10 | 0
2020 | SOCO_2_ENT | SOCO | ENT | Internal | Summer | B10 | 1262 | 2400 | 0 | 66.18 | 64.27 | 10 | 0
2020 | SOCO_2_ENT | SOCO | ENT | Internal | Winter | B16 | 25 | 2400 | 0.12 | 88.63 | 77.12 | 10 | 0
2020 | SOCO_2_ENT | SOCO | ENT | Internal | Winter | B17 | 100 | 2400 | 0.04 | 76.25 | 71.07 | 10 | 0
2020 | SOCO_2_ENT | SOCO | ENT | Internal | Winter | B18 | 400 | 2400 | 0.02 | 70.06 | 70.55 | 10 | 0
2020 | SOCO_2_ENT | SOCO | ENT | Internal | Winter | B19 | 700 | 2400 | 0 | 70.06 | 68.27 | 10 | 0
2020 | SOCO_2_ENT | SOCO | ENT | Internal | Winter | B20 | 935 | 2400 | 0 | 70.06 | 62.68 | 10 | 0
2020 | SOCO_2_FRCC | SOCO | FRCC | Internal | Shoulder | B11 | 25 | 3700 | 3697.5 | 89.24 | 99.51 | 10 | 0.27
2020 | SOCO_2_FRCC | SOCO | FRCC | Internal | Shoulder | B12 | 200 | 3700 | 0.06 | 69.9 | 75.53 | 10 | 0
2020 | SOCO_2_FRCC | SOCO | FRCC | Internal | Shoulder | B13 | 600 | 3700 | 0.02 | 68.5 | 74.36 | 10 | 0
2020 | SOCO_2_FRCC | SOCO | FRCC | Internal | Shoulder | B14 | 900 | 3700 | 0.01 | 68.5 | 72.38 | 10 | 0
2020 | SOCO_2_FRCC | SOCO | FRCC | Internal | Shoulder | B15 | 1203 | 3700 | 0 | 67.45 | 72.38 | 10 | 0
2020 | SOCO_2_FRCC | SOCO | FRCC | Internal | Summer | B1 | 10 | 3700 | 562.86 | 111.71 | 121.71 | 10 | 0
2020 | SOCO_2_FRCC | SOCO | FRCC | Internal | Summer | B2 | 25 | 3700 | 0.45 | 110.04 | 116.68 | 10 | 0
2020 | SOCO_2_FRCC | SOCO | FRCC | Internal | Summer | B3 | 75 | 3700 | 0.16 | 110.03 | 116.68 | 10 | 0
2020 | SOCO_2_FRCC | SOCO | FRCC | Internal | Summer | B4 | 100 | 3700 | 0.13 | 110.03 | 116.68 | 10 | 0
2020 | SOCO_2_FRCC | SOCO | FRCC | Internal | Summer | B5 | 200 | 3700 | 2014.77 | 103.94 | 113.94 | 10 | 0
2020 | SOCO_2_FRCC | SOCO | FRCC | Internal | Summer | B6 | 300 | 3700 | 1278.02 | 89.23 | 99.23 | 10 | 0
2020 | SOCO_2_FRCC | SOCO | FRCC | Internal | Summer | B7 | 400 | 3700 | 0.03 | 78.86 | 85.3 | 10 | 0
2020 | SOCO_2_FRCC | SOCO | FRCC | Internal | Summer | B8 | 500 | 3700 | 0.01 | 76.25 | 74.77 | 10 | 0
2020 | SOCO_2_FRCC | SOCO | FRCC | Internal | Summer | B9 | 800 | 3700 | 0.01 | 68.59 | 71.65 | 10 | 0
2020 | SOCO_2_FRCC | SOCO | FRCC | Internal | Summer | B10 | 1262 | 3700 | 0 | 66.18 | 71.65 | 10 | 0
2020 | SOCO_2_FRCC | SOCO | FRCC | Internal | Winter | B16 | 25 | 3700 | 959.81 | 88.63 | 98.63 | 10 | 0
2020 | SOCO_2_FRCC | SOCO | FRCC | Internal | Winter | B17 | 100 | 3700 | 0.06 | 76.25 | 77.87 | 10 | 0
2020 | SOCO_2_FRCC | SOCO | FRCC | Internal | Winter | B18 | 400 | 3700 | 0.03 | 70.06 | 75.1 | 10 | 0
2020 | SOCO_2_FRCC | SOCO | FRCC | Internal | Winter | B19 | 700 | 3700 | 0.01 | 70.06 | 74.61 | 10 | 0
2020 | SOCO_2_FRCC | SOCO | FRCC | Internal | Winter | B20 | 935 | 3700 | 0.01 | 70.06 | 74.61 | 10 | 0
2020 | SOCO_2_TVA_Transmission | SOCO | TVA_Transmission | Internal | Shoulder | B11 | 25 | 2600 | 0.15 | 89.24 | 81.55 | 10 | 0
2020 | SOCO_2_TVA_Transmission | SOCO | TVA_Transmission | Internal | Shoulder | B12 | 200 | 2600 | 0.04 | 69.9 | 72.52 | 10 | 0
2020 | SOCO_2_TVA_Transmission | SOCO | TVA_Transmission | Internal | Shoulder | B13 | 600 | 2600 | 0.01 | 68.5 | 69.9 | 10 | 0
2020 | SOCO_2_TVA_Transmission | SOCO | TVA_Transmission | Internal | Shoulder | B14 | 900 | 2600 | 0 | 68.5 | 68.65 | 10 | 0
2020 | SOCO_2_TVA_Transmission | SOCO | TVA_Transmission | Internal | Shoulder | B15 | 1203 | 2600 | 0 | 67.45 | 67.26 | 10 | 0
2020 | SOCO_2_TVA_Transmission | SOCO | TVA_Transmission | Internal | Summer | B1 | 10 | 2600 | 0.51 | 111.71 | 109.84 | 10 | 0
2020 | SOCO_2_TVA_Transmission | SOCO | TVA_Transmission | Internal | Summer | B2 | 25 | 2600 | 0.24 | 110.04 | 109.74 | 10 | 0
2020 | SOCO_2_TVA_Transmission | SOCO | TVA_Transmission | Internal | Summer | B3 | 75 | 2600 | 0.07 | 110.03 | 107.26 | 10 | 0
2020 | SOCO_2_TVA_Transmission | SOCO | TVA_Transmission | Internal | Summer | B4 | 100 | 2600 | 0.04 | 110.03 | 101.97 | 10 | 0
2020 | SOCO_2_TVA_Transmission | SOCO | TVA_Transmission | Internal | Summer | B5 | 200 | 2600 | 0.02 | 103.94 | 95.69 | 10 | 0
2020 | SOCO_2_TVA_Transmission | SOCO | TVA_Transmission | Internal | Summer | B6 | 300 | 2600 | 0.01 | 89.23 | 81.17 | 10 | 0
2020 | SOCO_2_TVA_Transmission | SOCO | TVA_Transmission | Internal | Summer | B7 | 400 | 2600 | 0 | 78.86 | 71.44 | 10 | 0
2020 | SOCO_2_TVA_Transmission | SOCO | TVA_Transmission | Internal | Summer | B8 | 500 | 2600 | 0 | 76.25 | 68.75 | 10 | 0
2020 | SOCO_2_TVA_Transmission | SOCO | TVA_Transmission | Internal | Summer | B9 | 800 | 2600 | 0 | 68.59 | 66.86 | 10 | 0
2020 | SOCO_2_TVA_Transmission | SOCO | TVA_Transmission | Internal | Summer | B10 | 1262 | 2600 | 0 | 66.18 | 64.53 | 10 | 0
2020 | SOCO_2_TVA_Transmission | SOCO | TVA_Transmission | Internal | Winter | B16 | 25 | 2600 | 0.17 | 88.63 | 83.44 | 10 | 0
2020 | SOCO_2_TVA_Transmission | SOCO | TVA_Transmission | Internal | Winter | B17 | 100 | 2600 | 0.06 | 76.25 | 75.83 | 10 | 0
2020 | SOCO_2_TVA_Transmission | SOCO | TVA_Transmission | Internal | Winter | B18 | 400 | 2600 | 0.02 | 70.06 | 72.97 | 10 | 0
2020 | SOCO_2_TVA_Transmission | SOCO | TVA_Transmission | Internal | Winter | B19 | 700 | 2600 | 0.01 | 70.06 | 70.93 | 10 | 0
2020 | SOCO_2_TVA_Transmission | SOCO | TVA_Transmission | Internal | Winter | B20 | 935 | 2600 | 0 | 70.06 | 69.33 | 10 | 0
2020 | SOCO_2_VACAR | SOCO | VACAR | Internal | Shoulder | B11 | 25 | 2000 | 0.16 | 89.24 | 82.92 | 10 | 0
2020 | SOCO_2_VACAR | SOCO | VACAR | Internal | Shoulder | B12 | 200 | 2000 | 0.07 | 69.9 | 76.09 | 10 | 0
2020 | SOCO_2_VACAR | SOCO | VACAR | Internal | Shoulder | B13 | 600 | 2000 | 0.02 | 68.5 | 71.68 | 10 | 0
2020 | SOCO_2_VACAR | SOCO | VACAR | Internal | Shoulder | B14 | 900 | 2000 | 0 | 68.5 | 70.86 | 10 | 0
2020 | SOCO_2_VACAR | SOCO | VACAR | Internal | Shoulder | B15 | 1203 | 2000 | 0 | 67.45 | 61.68 | 10 | 0
2020 | SOCO_2_VACAR | SOCO | VACAR | Internal | Summer | B1 | 10 | 2000 | 0.63 | 111.71 | 112.24 | 10 | 0
2020 | SOCO_2_VACAR | SOCO | VACAR | Internal | Summer | B2 | 25 | 2000 | 0.3 | 110.04 | 111.85 | 10 | 0
2020 | SOCO_2_VACAR | SOCO | VACAR | Internal | Summer | B3 | 75 | 2000 | 0.08 | 110.03 | 109.37 | 10 | 0
2020 | SOCO_2_VACAR | SOCO | VACAR | Internal | Summer | B4 | 100 | 2000 | 0.04 | 110.03 | 103.03 | 10 | 0
2020 | SOCO_2_VACAR | SOCO | VACAR | Internal | Summer | B5 | 200 | 2000 | 0.02 | 103.94 | 96.94 | 10 | 0
2020 | SOCO_2_VACAR | SOCO | VACAR | Internal | Summer | B6 | 300 | 2000 | 0.01 | 89.23 | 82.43 | 10 | 0
2020 | SOCO_2_VACAR | SOCO | VACAR | Internal | Summer | B7 | 400 | 2000 | 0.01 | 78.86 | 73.97 | 10 | 0
2020 | SOCO_2_VACAR | SOCO | VACAR | Internal | Summer | B8 | 500 | 2000 | 0 | 76.25 | 70.23 | 10 | 0
2020 | SOCO_2_VACAR | SOCO | VACAR | Internal | Summer | B9 | 800 | 2000 | 0 | 68.59 | 68.22 | 10 | 0
2020 | SOCO_2_VACAR | SOCO | VACAR | Internal | Summer | B10 | 1262 | 2000 | 0 | 66.18 | 60.04 | 10 | 0
2020 | SOCO_2_VACAR | SOCO | VACAR | Internal | Winter | B16 | 25 | 2000 | 0.26 | 88.63 | 89.17 | 10 | 0
2020 | SOCO_2_VACAR | SOCO | VACAR | Internal | Winter | B17 | 100 | 2000 | 0.11 | 76.25 | 80.47 | 10 | 0
2020 | SOCO_2_VACAR | SOCO | VACAR | Internal | Winter | B18 | 400 | 2000 | 0.03 | 70.06 | 75.21 | 10 | 0
2020 | SOCO_2_VACAR | SOCO | VACAR | Internal | Winter | B19 | 700 | 2000 | 0.02 | 70.06 | 74.51 | 10 | 0
2020 | SOCO_2_VACAR | SOCO | VACAR | Internal | Winter | B20 | 935 | 2000 | 0 | 70.06 | 66.02 | 10 | 0
2020 | SPP_N_2_ENT | SPP_N | ENT | Internal | Shoulder | B11 | 25 | 1800 | 1807.8 | 68.96 | 77.73 | 5 | 3.77
2020 | SPP_N_2_ENT | SPP_N | ENT | Internal | Shoulder | B12 | 200 | 1800 | 1406.46 | 63.34 | 68.34 | 5 | 0
2020 | SPP_N_2_ENT | SPP_N | ENT | Internal | Shoulder | B13 | 600 | 1800 | 1799.98 | 60.89 | 67.57 | 5 | 1.68
2020 | SPP_N_2_ENT | SPP_N | ENT | Internal | Shoulder | B14 | 900 | 1800 | 1800.33 | 56.55 | 65.32 | 5 | 3.77
2020 | SPP_N_2_ENT | SPP_N | ENT | Internal | Shoulder | B15 | 1203 | 1800 | 1800.22 | 52.15 | 60.92 | 5 | 3.77
2020 | SPP_N_2_ENT | SPP_N | ENT | Internal | Summer | B1 | 10 | 1800 | 1798.28 | 94.29 | 100.21 | 5 | 0.91
2020 | SPP_N_2_ENT | SPP_N | ENT | Internal | Summer | B2 | 25 | 1800 | 1800.09 | 94.3 | 101.74 | 5 | 2.45
2020 | SPP_N_2_ENT | SPP_N | ENT | Internal | Summer | B3 | 75 | 1800 | 460.04 | 96.62 | 101.62 | 5 | 0
2020 | SPP_N_2_ENT | SPP_N | ENT | Internal | Summer | B4 | 100 | 1800 | 1799.59 | 92.97 | 98.52 | 5 | 0.55
2020 | SPP_N_2_ENT | SPP_N | ENT | Internal | Summer | B5 | 200 | 1800 | 1799.99 | 85.62 | 92.43 | 5 | 1.8
2020 | SPP_N_2_ENT | SPP_N | ENT | Internal | Summer | B6 | 300 | 1800 | 1799.98 | 70.43 | 77.71 | 5 | 2.28
2020 | SPP_N_2_ENT | SPP_N | ENT | Internal | Summer | B7 | 400 | 1800 | 1794.57 | 65.09 | 70.1 | 5 | 0.01
2020 | SPP_N_2_ENT | SPP_N | ENT | Internal | Summer | B8 | 500 | 1800 | 0.11 | 63.82 | 68.25 | 5 | 0
2020 | SPP_N_2_ENT | SPP_N | ENT | Internal | Summer | B9 | 800 | 1800 | 387.43 | 61.48 | 66.48 | 5 | 0
2020 | SPP_N_2_ENT | SPP_N | ENT | Internal | Summer | B10 | 1262 | 1800 | 1800.01 | 56.03 | 64.27 | 5 | 3.23
2020 | SPP_N_2_ENT | SPP_N | ENT | Internal | Winter | B16 | 25 | 1800 | 1799.23 | 71.21 | 77.12 | 5 | 0.91
2020 | SPP_N_2_ENT | SPP_N | ENT | Internal | Winter | B17 | 100 | 1800 | 1799.86 | 64.62 | 71.07 | 5 | 1.45
2020 | SPP_N_2_ENT | SPP_N | ENT | Internal | Winter | B18 | 400 | 1800 | 1800.02 | 62.71 | 70.55 | 5 | 2.84
2020 | SPP_N_2_ENT | SPP_N | ENT | Internal | Winter | B19 | 700 | 1800 | 1800.33 | 59.5 | 68.27 | 5 | 3.77
2020 | SPP_N_2_ENT | SPP_N | ENT | Internal | Winter | B20 | 935 | 1800 | 1800.33 | 53.91 | 62.68 | 5 | 3.77
2020 | SPP_N_2_MISO_MO-IL | SPP_N | MISO_MO-IL | Internal | Shoulder | B11 | 25 | 2000 | 1999.9 | 68.96 | 74.94 | 5 | 0.98
2020 | SPP_N_2_MISO_MO-IL | SPP_N | MISO_MO-IL | Internal | Shoulder | B12 | 200 | 2000 | 1999.98 | 63.34 | 69.36 | 5 | 1.03
2020 | SPP_N_2_MISO_MO-IL | SPP_N | MISO_MO-IL | Internal | Shoulder | B13 | 600 | 2000 | 1999.92 | 60.89 | 66.4 | 5 | 0.51
2020 | SPP_N_2_MISO_MO-IL | SPP_N | MISO_MO-IL | Internal | Shoulder | B14 | 900 | 2000 | 2000.13 | 56.55 | 63.75 | 5 | 2.2
2020 | SPP_N_2_MISO_MO-IL | SPP_N | MISO_MO-IL | Internal | Shoulder | B15 | 1203 | 2000 | 5546.3 | 52.15 | 59.7 | 5 | 2.55
2020 | SPP_N_2_MISO_MO-IL | SPP_N | MISO_MO-IL | Internal | Summer | B1 | 10 | 2000 | 8771.88 | 94.29 | 101.84 | 5 | 2.55
2020 | SPP_N_2_MISO_MO-IL | SPP_N | MISO_MO-IL | Internal | Summer | B2 | 25 | 2000 | 2006.56 | 94.3 | 101.75 | 5 | 2.45
2020 | SPP_N_2_MISO_MO-IL | SPP_N | MISO_MO-IL | Internal | Summer | B3 | 75 | 2000 | 0.76 | 96.62 | 100.89 | 5 | 0
2020 | SPP_N_2_MISO_MO-IL | SPP_N | MISO_MO-IL | Internal | Summer | B4 | 100 | 2000 | 28.23 | 92.97 | 97.97 | 5 | 0
2020 | SPP_N_2_MISO_MO-IL | SPP_N | MISO_MO-IL | Internal | Summer | B5 | 200 | 2000 | 4.53 | 85.62 | 90.6 | 5 | 0
2020 | SPP_N_2_MISO_MO-IL | SPP_N | MISO_MO-IL | Internal | Summer | B6 | 300 | 2000 | 182.93 | 70.43 | 75.43 | 5 | 0
2020 | SPP_N_2_MISO_MO-IL | SPP_N | MISO_MO-IL | Internal | Summer | B7 | 400 | 2000 | 0.05 | 65.09 | 68.1 | 5 | 0
2020 | SPP_N_2_MISO_MO-IL | SPP_N | MISO_MO-IL | Internal | Summer | B8 | 500 | 2000 | 0.02 | 63.82 | 64.36 | 5 | 0
2020 | SPP_N_2_MISO_MO-IL | SPP_N | MISO_MO-IL | Internal | Summer | B9 | 800 | 2000 | 0.02 | 61.48 | 63.18 | 5 | 0
2020 | SPP_N_2_MISO_MO-IL | SPP_N | MISO_MO-IL | Internal | Summer | B10 | 1262 | 2000 | 988.24 | 56.03 | 61.03 | 5 | 0
2020 | SPP_N_2_MISO_MO-IL | SPP_N | MISO_MO-IL | Internal | Winter | B16 | 25 | 2000 | 11325.15 | 71.21 | 78.76 | 5 | 2.55
2020 | SPP_N_2_MISO_MO-IL | SPP_N | MISO_MO-IL | Internal | Winter | B17 | 100 | 2000 | 6950.32 | 64.62 | 72.16 | 5 | 2.55
2020 | SPP_N_2_MISO_MO-IL | SPP_N | MISO_MO-IL | Internal | Winter | B18 | 400 | 2000 | 1999.99 | 62.71 | 69.08 | 5 | 1.38
2020 | SPP_N_2_MISO_MO-IL | SPP_N | MISO_MO-IL | Internal | Winter | B19 | 700 | 2000 | 2000.05 | 59.5 | 66.55 | 5 | 2.05
2020 | SPP_N_2_MISO_MO-IL | SPP_N | MISO_MO-IL | Internal | Winter | B20 | 935 | 2000 | 3282.44 | 53.91 | 61.46 | 5 | 2.55
2020 | SPP_N_2_MISO_W | SPP_N | MISO_W | Internal | Shoulder | B11 | 25 | 750 | 749.9 | 68.96 | 74.93 | 5 | 0.97
2020 | SPP_N_2_MISO_W | SPP_N | MISO_W | Internal | Shoulder | B12 | 200 | 750 | 749.98 | 63.34 | 69.35 | 5 | 1.02
2020 | SPP_N_2_MISO_W | SPP_N | MISO_W | Internal | Shoulder | B13 | 600 | 750 | 749.92 | 60.89 | 66.39 | 5 | 0.5
2020 | SPP_N_2_MISO_W | SPP_N | MISO_W | Internal | Shoulder | B14 | 900 | 750 | 750.07 | 56.55 | 63.76 | 5 | 2.21
2020 | SPP_N_2_MISO_W | SPP_N | MISO_W | Internal | Shoulder | B15 | 1203 | 750 | 832.16 | 52.15 | 59.86 | 5 | 2.71
2020 | SPP_N_2_MISO_W | SPP_N | MISO_W | Internal | Summer | B1 | 10 | 750 | 2911.08 | 94.29 | 102 | 5 | 2.72
2020 | SPP_N_2_MISO_W | SPP_N | MISO_W | Internal | Summer | B2 | 25 | 750 | 835.17 | 94.3 | 102 | 5 | 2.71
2020 | SPP_N_2_MISO_W | SPP_N | MISO_W | Internal | Summer | B3 | 75 | 750 | 641.97 | 96.62 | 101.62 | 5 | 0
2020 | SPP_N_2_MISO_W | SPP_N | MISO_W | Internal | Summer | B4 | 100 | 750 | 13.87 | 92.97 | 97.96 | 5 | 0
2020 | SPP_N_2_MISO_W | SPP_N | MISO_W | Internal | Summer | B5 | 200 | 750 | 8.65 | 85.62 | 90.61 | 5 | 0
2020 | SPP_N_2_MISO_W | SPP_N | MISO_W | Internal | Summer | B6 | 300 | 750 | 5.76 | 70.43 | 75.42 | 5 | 0
2020 | SPP_N_2_MISO_W | SPP_N | MISO_W | Internal | Summer | B7 | 400 | 750 | 0.05 | 65.09 | 68.11 | 5 | 0
2020 | SPP_N_2_MISO_W | SPP_N | MISO_W | Internal | Summer | B8 | 500 | 750 | 0.02 | 63.82 | 64.37 | 5 | 0
2020 | SPP_N_2_MISO_W | SPP_N | MISO_W | Internal | Summer | B9 | 800 | 750 | 0.02 | 61.48 | 63.19 | 5 | 0
2020 | SPP_N_2_MISO_W | SPP_N | MISO_W | Internal | Summer | B10 | 1262 | 750 | 749.95 | 56.03 | 61.38 | 5 | 0.35
2020 | SPP_N_2_MISO_W | SPP_N | MISO_W | Internal | Winter | B16 | 25 | 750 | 755.61 | 71.21 | 78.74 | 5 | 2.54
2020 | SPP_N_2_MISO_W | SPP_N | MISO_W | Internal | Winter | B17 | 100 | 750 | 751.45 | 64.62 | 72.15 | 5 | 2.54
2020 | SPP_N_2_MISO_W | SPP_N | MISO_W | Internal | Winter | B18 | 400 | 750 | 749.99 | 62.71 | 69.07 | 5 | 1.36
2020 | SPP_N_2_MISO_W | SPP_N | MISO_W | Internal | Winter | B19 | 700 | 750 | 750.07 | 59.5 | 66.82 | 5 | 2.33
2020 | SPP_N_2_MISO_W | SPP_N | MISO_W | Internal | Winter | B20 | 935 | 750 | 754.59 | 53.91 | 61.62 | 5 | 2.71
2020 | SPP_N_2_NE | SPP_N | NE | Internal | Shoulder | B11 | 25 | 330 | 56.94 | 68.96 | 68.95 | 0.01 | 0.01
2020 | SPP_N_2_NE | SPP_N | NE | Internal | Shoulder | B12 | 200 | 330 | 0.2 | 63.34 | 61.63 | 0.01 | 0
2020 | SPP_N_2_NE | SPP_N | NE | Internal | Shoulder | B13 | 600 | 330 | 0.05 | 60.89 | 58.74 | 0.01 | 0
2020 | SPP_N_2_NE | SPP_N | NE | Internal | Shoulder | B14 | 900 | 330 | 0.15 | 56.55 | 56.04 | 0.01 | 0
2020 | SPP_N_2_NE | SPP_N | NE | Internal | Shoulder | B15 | 1203 | 330 | 2 | 52.15 | 52.14 | 0.01 | 0
2020 | SPP_N_2_NE | SPP_N | NE | Internal | Summer | B1 | 10 | 330 | 896.56 | 94.29 | 94.3 | 0.01 | 0.02
2020 | SPP_N_2_NE | SPP_N | NE | Internal | Summer | B2 | 25 | 330 | 49.06 | 94.3 | 94.29 | 0.01 | 0.01
2020 | SPP_N_2_NE | SPP_N | NE | Internal | Summer | B3 | 75 | 330 | 22.86 | 96.62 | 96.61 | 0.01 | 0
2020 | SPP_N_2_NE | SPP_N | NE | Internal | Summer | B4 | 100 | 330 | 15.61 | 92.97 | 92.96 | 0.01 | 0
2020 | SPP_N_2_NE | SPP_N | NE | Internal | Summer | B5 | 200 | 330 | 8.8 | 85.62 | 85.61 | 0.01 | 0
2020 | SPP_N_2_NE | SPP_N | NE | Internal | Summer | B6 | 300 | 330 | 5.84 | 70.43 | 70.42 | 0.01 | 0
2020 | SPP_N_2_NE | SPP_N | NE | Internal | Summer | B7 | 400 | 330 | 0.08 | 65.09 | 63.11 | 0.01 | 0
2020 | SPP_N_2_NE | SPP_N | NE | Internal | Summer | B8 | 500 | 330 | 0.06 | 63.82 | 61.67 | 0.01 | 0
2020 | SPP_N_2_NE | SPP_N | NE | Internal | Summer | B9 | 800 | 330 | 0.04 | 61.48 | 59.33 | 0.01 | 0
2020 | SPP_N_2_NE | SPP_N | NE | Internal | Summer | B10 | 1262 | 330 | 0.02 | 56.03 | 53.88 | 0.01 | 0
2020 | SPP_N_2_NE | SPP_N | NE | Internal | Winter | B16 | 25 | 330 | 9.71 | 71.21 | 71.02 | 0.01 | 0.01
2020 | SPP_N_2_NE | SPP_N | NE | Internal | Winter | B17 | 100 | 330 | 2.61 | 64.62 | 64.43 | 0.01 | 0
2020 | SPP_N_2_NE | SPP_N | NE | Internal | Winter | B18 | 400 | 330 | 0.1 | 62.71 | 61.35 | 0.01 | 0
2020 | SPP_N_2_NE | SPP_N | NE | Internal | Winter | B19 | 700 | 330 | 0.18 | 59.5 | 59.1 | 0.01 | 0
2020 | SPP_N_2_NE | SPP_N | NE | Internal | Winter | B20 | 935 | 330 | 1.79 | 53.91 | 53.9 | 0.01 | 0
2020 | SPP_N_2_SPP_S | SPP_N | SPP_S | Internal | Shoulder | B11 | 25 | 4000 | 1274.35 | 68.96 | 68.97 | 0.01 | 0
2020 | SPP_N_2_SPP_S | SPP_N | SPP_S | Internal | Shoulder | B12 | 200 | 4000 | 2226.02 | 63.34 | 63.35 | 0.01 | 0
2020 | SPP_N_2_SPP_S | SPP_N | SPP_S | Internal | Shoulder | B13 | 600 | 4000 | 2010.33 | 60.89 | 60.9 | 0.01 | 0
2020 | SPP_N_2_SPP_S | SPP_N | SPP_S | Internal | Shoulder | B14 | 900 | 4000 | 3814.61 | 56.55 | 56.57 | 0.01 | 0
2020 | SPP_N_2_SPP_S | SPP_N | SPP_S | Internal | Shoulder | B15 | 1203 | 4000 | 97.82 | 52.15 | 52.16 | 0.01 | 0
2020 | SPP_N_2_SPP_S | SPP_N | SPP_S | Internal | Summer | B1 | 10 | 4000 | 2.1 | 94.29 | 91.45 | 0.01 | 0
2020 | SPP_N_2_SPP_S | SPP_N | SPP_S | Internal | Summer | B2 | 25 | 4000 | 1.5 | 94.3 | 92.99 | 0.01 | 0
2020 | SPP_N_2_SPP_S | SPP_N | SPP_S | Internal | Summer | B3 | 75 | 4000 | 0.32 | 96.62 | 93.77 | 0.01 | 0
2020 | SPP_N_2_SPP_S | SPP_N | SPP_S | Internal | Summer | B4 | 100 | 4000 | 517.78 | 92.97 | 92.99 | 0.01 | 0
2020 | SPP_N_2_SPP_S | SPP_N | SPP_S | Internal | Summer | B5 | 200 | 4000 | 950.27 | 85.62 | 85.64 | 0.01 | 0
2020 | SPP_N_2_SPP_S | SPP_N | SPP_S | Internal | Summer | B6 | 300 | 4000 | 1781.61 | 70.43 | 70.44 | 0.01 | 0
2020 | SPP_N_2_SPP_S | SPP_N | SPP_S | Internal | Summer | B7 | 400 | 4000 | 2962.17 | 65.09 | 65.11 | 0.01 | 0
2020 | SPP_N_2_SPP_S | SPP_N | SPP_S | Internal | Summer | B8 | 500 | 4000 | 7156.16 | 63.82 | 63.84 | 0.01 | 0
2020 | SPP_N_2_SPP_S | SPP_N | SPP_S | Internal | Summer | B9 | 800 | 4000 | 6021.65 | 61.48 | 61.5 | 0.01 | 0
2020 | SPP_N_2_SPP_S | SPP_N | SPP_S | Internal | Summer | B10 | 1262 | 4000 | 4077.98 | 56.03 | 56.05 | 0.01 | 0
2020 | SPP_N_2_SPP_S | SPP_N | SPP_S | Internal | Winter | B16 | 25 | 4000 | 0.87 | 71.21 | 68.36 | 0.01 | 0
2020 | SPP_N_2_SPP_S | SPP_N | SPP_S | Internal | Winter | B17 | 100 | 4000 | 499.97 | 64.62 | 64.63 | 0.01 | 0
2020 | SPP_N_2_SPP_S | SPP_N | SPP_S | Internal | Winter | B18 | 400 | 4000 | 2251.58 | 62.71 | 62.72 | 0.01 | 0
2020 | SPP_N_2_SPP_S | SPP_N | SPP_S | Internal | Winter | B19 | 700 | 4000 | 2290.18 | 59.5 | 59.51 | 0.01 | 0
2020 | SPP_N_2_SPP_S | SPP_N | SPP_S | Internal | Winter | B20 | 935 | 4000 | 2844.76 | 53.91 | 53.92 | 0.01 | 0
2020 | SPP_S_2_ENT | SPP_S | ENT | Internal | Shoulder | B11 | 25 | 850 | 4800.94 | 68.97 | 77.73 | 5 | 3.76
2020 | SPP_S_2_ENT | SPP_S | ENT | Internal | Shoulder | B12 | 200 | 850 | 9.86 | 63.35 | 68.34 | 5 | 0
2020 | SPP_S_2_ENT | SPP_S | ENT | Internal | Shoulder | B13 | 600 | 850 | 849.99 | 60.9 | 67.57 | 5 | 1.67
2020 | SPP_S_2_ENT | SPP_S | ENT | Internal | Shoulder | B14 | 900 | 850 | 6225.8 | 56.57 | 65.32 | 5 | 3.76
2020 | SPP_S_2_ENT | SPP_S | ENT | Internal | Shoulder | B15 | 1203 | 850 | 4369.31 | 52.16 | 60.92 | 5 | 3.76
2020 | SPP_S_2_ENT | SPP_S | ENT | Internal | Summer | B1 | 10 | 850 | 3758.65 | 91.45 | 100.21 | 5 | 3.76
2020 | SPP_S_2_ENT | SPP_S | ENT | Internal | Summer | B2 | 25 | 850 | 1783.4 | 92.99 | 101.74 | 5 | 3.76
2020 | SPP_S_2_ENT | SPP_S | ENT | Internal | Summer | B3 | 75 | 850 | 850.23 | 93.77 | 101.62 | 5 | 2.84
2020 | SPP_S_2_ENT | SPP_S | ENT | Internal | Summer | B4 | 100 | 850 | 849.66 | 92.99 | 98.52 | 5 | 0.54
2020 | SPP_S_2_ENT | SPP_S | ENT | Internal | Summer | B5 | 200 | 850 | 850.09 | 85.64 | 92.43 | 5 | 1.79
2020 | SPP_S_2_ENT | SPP_S | ENT | Internal | Summer | B6 | 300 | 850 | 850.01 | 70.44 | 77.71 | 5 | 2.27
2020 | SPP_S_2_ENT | SPP_S | ENT | Internal | Summer | B7 | 400 | 850 | 107.01 | 65.11 | 70.1 | 5 | 0
2020 | SPP_S_2_ENT | SPP_S | ENT | Internal | Summer | B8 | 500 | 850 | 0.11 | 63.84 | 68.25 | 5 | 0
2020 | SPP_S_2_ENT | SPP_S | ENT | Internal | Summer | B9 | 800 | 850 | 2.49 | 61.5 | 66.48 | 5 | 0
2020 | SPP_S_2_ENT | SPP_S | ENT | Internal | Summer | B10 | 1262 | 850 | 850.02 | 56.05 | 64.27 | 5 | 3.22
2020 | SPP_S_2_ENT | SPP_S | ENT | Internal | Winter | B16 | 25 | 850 | 2591.8 | 68.36 | 77.12 | 5 | 3.76
2020 | SPP_S_2_ENT | SPP_S | ENT | Internal | Winter | B17 | 100 | 850 | 849.92 | 64.63 | 71.07 | 5 | 1.44
2020 | SPP_S_2_ENT | SPP_S | ENT | Internal | Winter | B18 | 400 | 850 | 850.04 | 62.72 | 70.55 | 5 | 2.83
2020 | SPP_S_2_ENT | SPP_S | ENT | Internal | Winter | B19 | 700 | 850 | 952.07 | 59.51 | 68.27 | 5 | 3.76
2020 | SPP_S_2_ENT | SPP_S | ENT | Internal | Winter | B20 | 935 | 850 | 4063.63 | 53.92 | 62.68 | 5 | 3.76
2020 | SPP_S_2_SPP_N | SPP_S | SPP_N | Internal | Shoulder | B11 | 25 | 640 | 31 | 68.97 | 68.96 | 0.01 | 0
2020 | SPP_S_2_SPP_N | SPP_S | SPP_N | Internal | Shoulder | B12 | 200 | 640 | 4.65 | 63.35 | 63.34 | 0.01 | 0
2020 | SPP_S_2_SPP_N | SPP_S | SPP_N | Internal | Shoulder | B13 | 600 | 640 | 1.72 | 60.9 | 60.89 | 0.01 | 0
2020 | SPP_S_2_SPP_N | SPP_S | SPP_N | Internal | Shoulder | B14 | 900 | 640 | 1.19 | 56.57 | 56.55 | 0.01 | 0
2020 | SPP_S_2_SPP_N | SPP_S | SPP_N | Internal | Shoulder | B15 | 1203 | 640 | 1.27 | 52.16 | 52.15 | 0.01 | 0
2020 | SPP_S_2_SPP_N | SPP_S | SPP_N | Internal | Summer | B1 | 10 | 640 | 5674.83 | 91.45 | 94.29 | 0.01 | 2.84
2020 | SPP_S_2_SPP_N | SPP_S | SPP_N | Internal | Summer | B2 | 25 | 640 | 641 | 92.99 | 94.3 | 0.01 | 1.3
2020 | SPP_S_2_SPP_N | SPP_S | SPP_N | Internal | Summer | B3 | 75 | 640 | 777.87 | 93.77 | 96.62 | 0.01 | 2.83
2020 | SPP_S_2_SPP_N | SPP_S | SPP_N | Internal | Summer | B4 | 100 | 640 | 10.5 | 92.99 | 92.97 | 0.01 | 0
2020 | SPP_S_2_SPP_N | SPP_S | SPP_N | Internal | Summer | B5 | 200 | 640 | 5.36 | 85.64 | 85.62 | 0.01 | 0
2020 | SPP_S_2_SPP_N | SPP_S | SPP_N | Internal | Summer | B6 | 300 | 640 | 3.29 | 70.44 | 70.43 | 0.01 | 0
2020 | SPP_S_2_SPP_N | SPP_S | SPP_N | Internal | Summer | B7 | 400 | 640 | 2.46 | 65.11 | 65.09 | 0.01 | 0
2020 | SPP_S_2_SPP_N | SPP_S | SPP_N | Internal | Summer | B8 | 500 | 640 | 1.92 | 63.84 | 63.82 | 0.01 | 0
2020 | SPP_S_2_SPP_N | SPP_S | SPP_N | Internal | Summer | B9 | 800 | 640 | 1.26 | 61.5 | 61.48 | 0.01 | 0
2020 | SPP_S_2_SPP_N | SPP_S | SPP_N | Internal | Summer | B10 | 1262 | 640 | 0.83 | 56.05 | 56.03 | 0.01 | 0
2020 | SPP_S_2_SPP_N | SPP_S | SPP_N | Internal | Winter | B16 | 25 | 640 | 2613.86 | 68.36 | 71.21 | 0.01 | 2.84
2020 | SPP_S_2_SPP_N | SPP_S | SPP_N | Internal | Winter | B17 | 100 | 640 | 10.16 | 64.63 | 64.62 | 0.01 | 0
2020 | SPP_S_2_SPP_N | SPP_S | SPP_N | Internal | Winter | B18 | 400 | 640 | 2.5 | 62.72 | 62.71 | 0.01 | 0
2020 | SPP_S_2_SPP_N | SPP_S | SPP_N | Internal | Winter | B19 | 700 | 640 | 1.5 | 59.51 | 59.5 | 0.01 | 0
2020 | SPP_S_2_SPP_N | SPP_S | SPP_N | Internal | Winter | B20 | 935 | 640 | 1.14 | 53.92 | 53.91 | 0.01 | 0
2020 | TVA_2_ENT | TVA | ENT | Internal | Shoulder | B11 | 25 | 500 | 0.21 | 80.08 | 77.73 | 9 | 0
2020 | TVA_2_ENT | TVA | ENT | Internal | Shoulder | B12 | 200 | 500 | 0.04 | 67.1 | 68.34 | 9 | 0
2020 | TVA_2_ENT | TVA | ENT | Internal | Shoulder | B13 | 600 | 500 | 0.01 | 67.09 | 67.57 | 9 | 0
2020 | TVA_2_ENT | TVA | ENT | Internal | Shoulder | B14 | 900 | 500 | 0 | 67.09 | 65.32 | 9 | 0
2020 | TVA_2_ENT | TVA | ENT | Internal | Shoulder | B15 | 1203 | 500 | 0 | 67.09 | 60.92 | 9 | 0
2020 | TVA_2_ENT | TVA | ENT | Internal | Summer | B1 | 10 | 500 | 0.34 | 109.85 | 100.21 | 9 | 0.01
2020 | TVA_2_ENT | TVA | ENT | Internal | Summer | B2 | 25 | 500 | 0.15 | 109.76 | 101.74 | 9 | 0
2020 | TVA_2_ENT | TVA | ENT | Internal | Summer | B3 | 75 | 500 | 0.06 | 107.28 | 101.62 | 9 | 0
2020 | TVA_2_ENT | TVA | ENT | Internal | Summer | B4 | 100 | 500 | 0.05 | 101.98 | 98.52 | 9 | 0
2020 | TVA_2_ENT | TVA | ENT | Internal | Summer | B5 | 200 | 500 | 0.04 | 90.85 | 92.43 | 9 | 0
2020 | TVA_2_ENT | TVA | ENT | Internal | Summer | B6 | 300 | 500 | 0.03 | 76.14 | 77.71 | 9 | 0
2020 | TVA_2_ENT | TVA | ENT | Internal | Summer | B7 | 400 | 500 | 0.03 | 65.77 | 70.1 | 9 | 0
2020 | TVA_2_ENT | TVA | ENT | Internal | Summer | B8 | 500 | 500 | 0.02 | 65.77 | 68.25 | 9 | 0
2020 | TVA_2_ENT | TVA | ENT | Internal | Summer | B9 | 800 | 500 | 0 | 65.77 | 66.48 | 9 | 0
2020 | TVA_2_ENT | TVA | ENT | Internal | Summer | B10 | 1262 | 500 | 0 | 63.37 | 64.27 | 9 | 0
2020 | TVA_2_ENT | TVA | ENT | Internal | Winter | B16 | 25 | 500 | 0.19 | 80.19 | 77.12 | 9 | 0
2020 | TVA_2_ENT | TVA | ENT | Internal | Winter | B17 | 100 | 500 | 0.07 | 69.87 | 71.07 | 9 | 0
2020 | TVA_2_ENT | TVA | ENT | Internal | Winter | B18 | 400 | 500 | 0.02 | 69.29 | 70.55 | 9 | 0
2020 | TVA_2_ENT | TVA | ENT | Internal | Winter | B19 | 700 | 500 | 0 | 69.29 | 68.27 | 9 | 0
2020 | TVA_2_ENT | TVA | ENT | Internal | Winter | B20 | 935 | 500 | 0 | 69.29 | 62.68 | 9 | 0
2020 | TVA_2_MISO_MO-IL | TVA | MISO_MO-IL | Internal | Shoulder | B11 | 25 | 50 | 0.17 | 80.08 | 74.94 | 9 | 0.03
2020 | TVA_2_MISO_MO-IL | TVA | MISO_MO-IL | Internal | Shoulder | B12 | 200 | 50 | 0.04 | 67.1 | 69.36 | 9 | 0
2020 | TVA_2_MISO_MO-IL | TVA | MISO_MO-IL | Internal | Shoulder | B13 | 600 | 50 | 0.01 | 67.09 | 66.4 | 9 | 0
2020 | TVA_2_MISO_MO-IL | TVA | MISO_MO-IL | Internal | Shoulder | B14 | 900 | 50 | 0 | 67.09 | 63.75 | 9 | 0
2020 | TVA_2_MISO_MO-IL | TVA | MISO_MO-IL | Internal | Shoulder | B15 | 1203 | 50 | 0 | 67.09 | 59.7 | 9 | 0
2020 | TVA_2_MISO_MO-IL | TVA | MISO_MO-IL | Internal | Summer | B1 | 10 | 50 | 0.34 | 109.85 | 101.84 | 9 | 0.07
2020 | TVA_2_MISO_MO-IL | TVA | MISO_MO-IL | Internal | Summer | B2 | 25 | 50 | 0.14 | 109.76 | 101.75 | 9 | 0.03
2020 | TVA_2_MISO_MO-IL | TVA | MISO_MO-IL | Internal | Summer | B3 | 75 | 50 | 0.05 | 107.28 | 100.89 | 9 | 0.01
2020 | TVA_2_MISO_MO-IL | TVA | MISO_MO-IL | Internal | Summer | B4 | 100 | 50 | 0.05 | 101.98 | 97.97 | 9 | 0.01
2020 | TVA_2_MISO_MO-IL | TVA | MISO_MO-IL | Internal | Summer | B5 | 200 | 50 | 0.03 | 90.85 | 90.6 | 9 | 0
2020 | TVA_2_MISO_MO-IL | TVA | MISO_MO-IL | Internal | Summer | B6 | 300 | 50 | 0.02 | 76.14 | 75.43 | 9 | 0
2020 | TVA_2_MISO_MO-IL | TVA | MISO_MO-IL | Internal | Summer | B7 | 400 | 50 | 0.02 | 65.77 | 68.1 | 9 | 0
2020 | TVA_2_MISO_MO-IL | TVA | MISO_MO-IL | Internal | Summer | B8 | 500 | 50 | 0.01 | 65.77 | 64.36 | 9 | 0
2020 | TVA_2_MISO_MO-IL | TVA | MISO_MO-IL | Internal | Summer | B9 | 800 | 50 | 0 | 65.77 | 63.18 | 9 | 0
2020 | TVA_2_MISO_MO-IL | TVA | MISO_MO-IL | Internal | Summer | B10 | 1262 | 50 | 0 | 63.37 | 61.03 | 9 | 0
2020 | TVA_2_MISO_MO-IL | TVA | MISO_MO-IL | Internal | Winter | B16 | 25 | 50 | 0.21 | 80.19 | 78.76 | 9 | 0.03
2020 | TVA_2_MISO_MO-IL | TVA | MISO_MO-IL | Internal | Winter | B17 | 100 | 50 | 0.08 | 69.87 | 72.16 | 9 | 0.01
2020 | TVA_2_MISO_MO-IL | TVA | MISO_MO-IL | Internal | Winter | B18 | 400 | 50 | 0.02 | 69.29 | 69.08 | 9 | 0
2020 | TVA_2_MISO_MO-IL | TVA | MISO_MO-IL | Internal | Winter | B19 | 700 | 50 | 0 | 69.29 | 66.55 | 9 | 0
2020 | TVA_2_MISO_MO-IL | TVA | MISO_MO-IL | Internal | Winter | B20 | 935 | 50 | 0 | 69.29 | 61.46 | 9 | 0
2020 | TVA_2_NonRTO_Midwest | TVA | NonRTO_Midwest | Internal | Shoulder | B11 | 25 | 100 | 0.31 | 80.08 | 82.93 | 9 | 0.01
2020 | TVA_2_NonRTO_Midwest | TVA | NonRTO_Midwest | Internal | Shoulder | B12 | 200 | 100 | 99.98 | 67.1 | 77.35 | 9 | 1.25
2020 | TVA_2_NonRTO_Midwest | TVA | NonRTO_Midwest | Internal | Shoulder | B13 | 600 | 100 | 0.02 | 67.09 | 69.62 | 9 | 0
2020 | TVA_2_NonRTO_Midwest | TVA | NonRTO_Midwest | Internal | Shoulder | B14 | 900 | 100 | 0 | 67.09 | 66.35 | 9 | 0
2020 | TVA_2_NonRTO_Midwest | TVA | NonRTO_Midwest | Internal | Shoulder | B15 | 1203 | 100 | 0 | 67.09 | 63.25 | 9 | 0
2020 | TVA_2_NonRTO_Midwest | TVA | NonRTO_Midwest | Internal | Summer | B1 | 10 | 100 | 0.48 | 109.85 | 108.59 | 9 | 0.03
2020 | TVA_2_NonRTO_Midwest | TVA | NonRTO_Midwest | Internal | Summer | B2 | 25 | 100 | 0.2 | 109.76 | 108.58 | 9 | 0.01
2020 | TVA_2_NonRTO_Midwest | TVA | NonRTO_Midwest | Internal | Summer | B3 | 75 | 100 | 0.08 | 107.28 | 107.99 | 9 | 0
2020 | TVA_2_NonRTO_Midwest | TVA | NonRTO_Midwest | Internal | Summer | B4 | 100 | 100 | 0.07 | 101.98 | 103.83 | 9 | 0
2020 | TVA_2_NonRTO_Midwest | TVA | NonRTO_Midwest | Internal | Summer | B5 | 200 | 100 | 0.06 | 90.85 | 96.47 | 9 | 0
2020 | TVA_2_NonRTO_Midwest | TVA | NonRTO_Midwest | Internal | Summer | B6 | 300 | 100 | 0.06 | 76.14 | 82.41 | 9 | 0
2020 | TVA_2_NonRTO_Midwest | TVA | NonRTO_Midwest | Internal | Summer | B7 | 400 | 100 | 0.02 | 65.77 | 66.35 | 9 | 0
2020 | TVA_2_NonRTO_Midwest | TVA | NonRTO_Midwest | Internal | Summer | B8 | 500 | 100 | 0.01 | 65.77 | 65.81 | 9 | 0
2020 | TVA_2_NonRTO_Midwest | TVA | NonRTO_Midwest | Internal | Summer | B9 | 800 | 100 | 0 | 65.77 | 63.42 | 9 | 0
2020 | TVA_2_NonRTO_Midwest | TVA | NonRTO_Midwest | Internal | Summer | B10 | 1262 | 100 | 0 | 63.37 | 62.43 | 9 | 0
2020 | TVA_2_NonRTO_Midwest | TVA | NonRTO_Midwest | Internal | Winter | B16 | 25 | 100 | 0.58 | 80.19 | 86.77 | 9 | 0.01
2020 | TVA_2_NonRTO_Midwest | TVA | NonRTO_Midwest | Internal | Winter | B17 | 100 | 100 | 99.95 | 69.87 | 80.18 | 9 | 1.31
2020 | TVA_2_NonRTO_Midwest | TVA | NonRTO_Midwest | Internal | Winter | B18 | 400 | 100 | 0.07 | 69.29 | 77.07 | 9 | 0
2020 | TVA_2_NonRTO_Midwest | TVA | NonRTO_Midwest | Internal | Winter | B19 | 700 | 100 | 0 | 69.29 | 66.36 | 9 | 0
2020 | TVA_2_NonRTO_Midwest | TVA | NonRTO_Midwest | Internal | Winter | B20 | 935 | 100 | 0 | 69.29 | 65.81 | 9 | 0
2020 | TVA_2_PJM_ROR | TVA | PJM_ROR | Internal | Shoulder | B11 | 25 | 500 | 0.2 | 80.08 | 76.92 | 9 | 0
2020 | TVA_2_PJM_ROR | TVA | PJM_ROR | Internal | Shoulder | B12 | 200 | 500 | 0.06 | 67.1 | 71.35 | 9 | 0
2020 | TVA_2_PJM_ROR | TVA | PJM_ROR | Internal | Shoulder | B13 | 600 | 500 | 0.01 | 67.09 | 68.39 | 9 | 0
2020 | TVA_2_PJM_ROR | TVA | PJM_ROR | Internal | Shoulder | B14 | 900 | 500 | 0 | 67.09 | 65.74 | 9 | 0
2020 | TVA_2_PJM_ROR | TVA | PJM_ROR | Internal | Shoulder | B15 | 1203 | 500 | 0 | 67.09 | 61.7 | 9 | 0
2020 | TVA_2_PJM_ROR | TVA | PJM_ROR | Internal | Summer | B1 | 10 | 500 | 0.42 | 109.85 | 104.14 | 9 | 0.01
2020 | TVA_2_PJM_ROR | TVA | PJM_ROR | Internal | Summer | B2 | 25 | 500 | 0.17 | 109.76 | 103.75 | 9 | 0
2020 | TVA_2_PJM_ROR | TVA | PJM_ROR | Internal | Summer | B3 | 75 | 500 | 0.06 | 107.28 | 101.27 | 9 | 0
2020 | TVA_2_PJM_ROR | TVA | PJM_ROR | Internal | Summer | B4 | 100 | 500 | 0.04 | 101.98 | 95.97 | 9 | 0
2020 | TVA_2_PJM_ROR | TVA | PJM_ROR | Internal | Summer | B5 | 200 | 500 | 0.03 | 90.85 | 90.48 | 9 | 0
2020 | TVA_2_PJM_ROR | TVA | PJM_ROR | Internal | Summer | B6 | 300 | 500 | 0.02 | 76.14 | 76.43 | 9 | 0
2020 | TVA_2_PJM_ROR | TVA | PJM_ROR | Internal | Summer | B7 | 400 | 500 | 0.02 | 65.77 | 67.97 | 9 | 0
2020 | TVA_2_PJM_ROR | TVA | PJM_ROR | Internal | Summer | B8 | 500 | 500 | 0.01 | 65.77 | 64.22 | 9 | 0
2020 | TVA_2_PJM_ROR | TVA | PJM_ROR | Internal | Summer | B9 | 800 | 500 | 0 | 65.77 | 62.22 | 9 | 0
2020 | TVA_2_PJM_ROR | TVA | PJM_ROR | Internal | Summer | B10 | 1262 | 500 | 0 | 63.37 | 61.08 | 9 | 0
2020 | TVA_2_PJM_ROR | TVA | PJM_ROR | Internal | Winter | B16 | 25 | 500 | 0.27 | 80.19 | 81.07 | 9 | 0
2020 | TVA_2_PJM_ROR | TVA | PJM_ROR | Internal | Winter | B17 | 100 | 500 | 0.12 | 69.87 | 74.47 | 9 | 0
2020 | TVA_2_PJM_ROR | TVA | PJM_ROR | Internal | Winter | B18 | 400 | 500 | 0.02 | 69.29 | 71.37 | 9 | 0
2020 | TVA_2_PJM_ROR | TVA | PJM_ROR | Internal | Winter | B19 | 700 | 500 | 0 | 69.29 | 68.83 | 9 | 0
2020 | TVA_2_PJM_ROR | TVA | PJM_ROR | Internal | Winter | B20 | 935 | 500 | 0 | 69.29 | 63.46 | 9 | 0
2020 | TVA_2_SOCO | TVA | SOCO | Internal | Shoulder | B11 | 25 | 500 | 494.5 | 80.08 | 89.24 | 9 | 0.17
2020 | TVA_2_SOCO | TVA | SOCO | Internal | Shoulder | B12 | 200 | 500 | 0.04 | 67.1 | 69.9 | 9 | 0
2020 | TVA_2_SOCO | TVA | SOCO | Internal | Shoulder | B13 | 600 | 500 | 0.01 | 67.09 | 68.5 | 9 | 0
2020 | TVA_2_SOCO | TVA | SOCO | Internal | Shoulder | B14 | 900 | 500 | 0 | 67.09 | 68.5 | 9 | 0
2020 | TVA_2_SOCO | TVA | SOCO | Internal | Shoulder | B15 | 1203 | 500 | 0 | 67.09 | 67.45 | 9 | 0
2020 | TVA_2_SOCO | TVA | SOCO | Internal | Summer | B1 | 10 | 500 | 0.65 | 109.85 | 111.71 | 9 | 0.01
2020 | TVA_2_SOCO | TVA | SOCO | Internal | Summer | B2 | 25 | 500 | 0.23 | 109.76 | 110.04 | 9 | 0
2020 | TVA_2_SOCO | TVA | SOCO | Internal | Summer | B3 | 75 | 500 | 0.11 | 107.28 | 110.03 | 9 | 0
2020 | TVA_2_SOCO | TVA | SOCO | Internal | Summer | B4 | 100 | 500 | 0.38 | 101.98 | 110.03 | 9 | 0
2020 | TVA_2_SOCO | TVA | SOCO | Internal | Summer | B5 | 200 | 500 | 1471.72 | 90.85 | 103.94 | 9 | 4.09
2020 | TVA_2_SOCO | TVA | SOCO | Internal | Summer | B6 | 300 | 500 | 2009.27 | 76.14 | 89.23 | 9 | 4.09
2020 | TVA_2_SOCO | TVA | SOCO | Internal | Summer | B7 | 400 | 500 | 1053.65 | 65.77 | 78.86 | 9 | 4.09
2020 | TVA_2_SOCO | TVA | SOCO | Internal | Summer | B8 | 500 | 500 | 499.97 | 65.77 | 76.25 | 9 | 1.48
2020 | TVA_2_SOCO | TVA | SOCO | Internal | Summer | B9 | 800 | 500 | 0.01 | 65.77 | 68.59 | 9 | 0
2020 | TVA_2_SOCO | TVA | SOCO | Internal | Summer | B10 | 1262 | 500 | 0 | 63.37 | 66.18 | 9 | 0
2020 | TVA_2_SOCO | TVA | SOCO | Internal | Winter | B16 | 25 | 500 | 1.81 | 80.19 | 88.63 | 9 | 0
2020 | TVA_2_SOCO | TVA | SOCO | Internal | Winter | B17 | 100 | 500 | 0.14 | 69.87 | 76.25 | 9 | 0
2020 | TVA_2_SOCO | TVA | SOCO | Internal | Winter | B18 | 400 | 500 | 0.02 | 69.29 | 70.06 | 9 | 0
2020 | TVA_2_SOCO | TVA | SOCO | Internal | Winter | B19 | 700 | 500 | 0 | 69.29 | 70.06 | 9 | 0
2020 | TVA_2_SOCO | TVA | SOCO | Internal | Winter | B20 | 935 | 500 | 0 | 69.29 | 70.06 | 9 | 0
2020 | TVA_2_VACAR | TVA | VACAR | Internal | Shoulder | B11 | 25 | 150 | 0.3 | 80.08 | 82.92 | 9 | 0.01
2020 | TVA_2_VACAR | TVA | VACAR | Internal | Shoulder | B12 | 200 | 150 | 11.25 | 67.1 | 76.09 | 9 | 0
2020 | TVA_2_VACAR | TVA | VACAR | Internal | Shoulder | B13 | 600 | 150 | 0.02 | 67.09 | 71.68 | 9 | 0
2020 | TVA_2_VACAR | TVA | VACAR | Internal | Shoulder | B14 | 900 | 150 | 0.01 | 67.09 | 70.86 | 9 | 0
2020 | TVA_2_VACAR | TVA | VACAR | Internal | Shoulder | B15 | 1203 | 150 | 0 | 67.09 | 61.68 | 9 | 0
2020 | TVA_2_VACAR | TVA | VACAR | Internal | Summer | B1 | 10 | 150 | 0.69 | 109.85 | 112.24 | 9 | 0.02
2020 | TVA_2_VACAR | TVA | VACAR | Internal | Summer | B2 | 25 | 150 | 0.28 | 109.76 | 111.85 | 9 | 0.01
2020 | TVA_2_VACAR | TVA | VACAR | Internal | Summer | B3 | 75 | 150 | 0.1 | 107.28 | 109.37 | 9 | 0
2020 | TVA_2_VACAR | TVA | VACAR | Internal | Summer | B4 | 100 | 150 | 0.07 | 101.98 | 103.03 | 9 | 0
2020 | TVA_2_VACAR | TVA | VACAR | Internal | Summer | B5 | 200 | 150 | 0.07 | 90.85 | 96.94 | 9 | 0
2020 | TVA_2_VACAR | TVA | VACAR | Internal | Summer | B6 | 300 | 150 | 0.06 | 76.14 | 82.43 | 9 | 0
2020 | TVA_2_VACAR | TVA | VACAR | Internal | Summer | B7 | 400 | 150 | 0.1 | 65.77 | 73.97 | 9 | 0
2020 | TVA_2_VACAR | TVA | VACAR | Internal | Summer | B8 | 500 | 150 | 0.02 | 65.77 | 70.23 | 9 | 0
2020 | TVA_2_VACAR | TVA | VACAR | Internal | Summer | B9 | 800 | 150 | 0.01 | 65.77 | 68.22 | 9 | 0
2020 | TVA_2_VACAR | TVA | VACAR | Internal | Summer | B10 | 1262 | 150 | 0 | 63.37 | 60.04 | 9 | 0
2020 | TVA_2_VACAR | TVA | VACAR | Internal | Winter | B16 | 25 | 150 | 25.44 | 80.19 | 89.17 | 9 | 0.01
2020 | TVA_2_VACAR | TVA | VACAR | Internal | Winter | B17 | 100 | 150 | 149.95 | 69.87 | 80.47 | 9 | 1.6
2020 | TVA_2_VACAR | TVA | VACAR | Internal | Winter | B18 | 400 | 150 | 0.04 | 69.29 | 75.21 | 9 | 0
2020 | TVA_2_VACAR | TVA | VACAR | Internal | Winter | B19 | 700 | 150 | 0.02 | 69.29 | 74.51 | 9 | 0
2020 | TVA_2_VACAR | TVA | VACAR | Internal | Winter | B20 | 935 | 150 | 0 | 69.29 | 66.02 | 9 | 0
2020 | TVA_Transmission_2_ENT | TVA_Transmission | ENT | Internal | Shoulder | B11 | 25 | 3000 | 0.19 | 81.55 | 77.73 | 9 | 0
2020 | TVA_Transmission_2_ENT | TVA_Transmission | ENT | Internal | Shoulder | B12 | 200 | 3000 | 0.02 | 72.52 | 68.34 | 9 | 0
2020 | TVA_Transmission_2_ENT | TVA_Transmission | ENT | Internal | Shoulder | B13 | 600 | 3000 | 0 | 69.9 | 67.57 | 9 | 0
2020 | TVA_Transmission_2_ENT | TVA_Transmission | ENT | Internal | Shoulder | B14 | 900 | 3000 | 0 | 68.65 | 65.32 | 9 | 0
2020 | TVA_Transmission_2_ENT | TVA_Transmission | ENT | Internal | Shoulder | B15 | 1203 | 3000 | 0 | 67.26 | 60.92 | 9 | 0
2020 | TVA_Transmission_2_ENT | TVA_Transmission | ENT | Internal | Summer | B1 | 10 | 3000 | 0.34 | 109.84 | 100.21 | 9 | 0
2020 | TVA_Transmission_2_ENT | TVA_Transmission | ENT | Internal | Summer | B2 | 25 | 3000 | 0.15 | 109.74 | 101.74 | 9 | 0
2020 | TVA_Transmission_2_ENT | TVA_Transmission | ENT | Internal | Summer | B3 | 75 | 3000 | 0.06 | 107.26 | 101.62 | 9 | 0
2020 | TVA_Transmission_2_ENT | TVA_Transmission | ENT | Internal | Summer | B4 | 100 | 3000 | 0.05 | 101.97 | 98.52 | 9 | 0
2020 | TVA_Transmission_2_ENT | TVA_Transmission | ENT | Internal | Summer | B5 | 200 | 3000 | 0.03 | 95.69 | 92.43 | 9 | 0
2020 | TVA_Transmission_2_ENT | TVA_Transmission | ENT | Internal | Summer | B6 | 300 | 3000 | 0.02 | 81.17 | 77.71 | 9 | 0
2020 | TVA_Transmission_2_ENT | TVA_Transmission | ENT | Internal | Summer | B7 | 400 | 3000 | 0.02 | 71.44 | 70.1 | 9 | 0
2020 | TVA_Transmission_2_ENT | TVA_Transmission | ENT | Internal | Summer | B8 | 500 | 3000 | 0.01 | 68.75 | 68.25 | 9 | 0
2020 | TVA_Transmission_2_ENT | TVA_Transmission | ENT | Internal | Summer | B9 | 800 | 3000 | 0 | 66.86 | 66.48 | 9 | 0
2020 | TVA_Transmission_2_ENT | TVA_Transmission | ENT | Internal | Summer | B10 | 1262 | 3000 | 0 | 64.53 | 64.27 | 9 | 0
2020 | TVA_Transmission_2_ENT | TVA_Transmission | ENT | Internal | Winter | B16 | 25 | 3000 | 0.16 | 83.44 | 77.12 | 9 | 0
2020 | TVA_Transmission_2_ENT | TVA_Transmission | ENT | Internal | Winter | B17 | 100 | 3000 | 0.04 | 75.83 | 71.07 | 9 | 0
2020 | TVA_Transmission_2_ENT | TVA_Transmission | ENT | Internal | Winter | B18 | 400 | 3000 | 0.01 | 72.97 | 70.55 | 9 | 0
2020 | TVA_Transmission_2_ENT | TVA_Transmission | ENT | Internal | Winter | B19 | 700 | 3000 | 0 | 70.93 | 68.27 | 9 | 0
2020 | TVA_Transmission_2_ENT | TVA_Transmission | ENT | Internal | Winter | B20 | 935 | 3000 | 0 | 69.33 | 62.68 | 9 | 0
2020 | TVA_Transmission_2_MISO_MO-IL | TVA_Transmission | MISO_MO-IL | Internal | Shoulder | B11 | 25 | 4000 | 0.17 | 81.55 | 74.94 | 9 | 0
2020 | TVA_Transmission_2_MISO_MO-IL | TVA_Transmission | MISO_MO-IL | Internal | Shoulder | B12 | 200 | 4000 | 0.03 | 72.52 | 69.36 | 9 | 0
2020 | TVA_Transmission_2_MISO_MO-IL | TVA_Transmission | MISO_MO-IL | Internal | Shoulder | B13 | 600 | 4000 | 0 | 69.9 | 66.4 | 9 | 0
2020 | TVA_Transmission_2_MISO_MO-IL | TVA_Transmission | MISO_MO-IL | Internal | Shoulder | B14 | 900 | 4000 | 0 | 68.65 | 63.75 | 9 | 0
2020 | TVA_Transmission_2_MISO_MO-IL | TVA_Transmission | MISO_MO-IL | Internal | Shoulder | B15 | 1203 | 4000 | 0 | 67.26 | 59.7 | 9 | 0
2020 | TVA_Transmission_2_MISO_MO-IL | TVA_Transmission | MISO_MO-IL | Internal | Summer | B1 | 10 | 4000 | 0.38 | 109.84 | 101.84 | 9 | 0
2020 | TVA_Transmission_2_MISO_MO-IL | TVA_Transmission | MISO_MO-IL | Internal | Summer | B2 | 25 | 4000 | 0.15 | 109.74 | 101.75 | 9 | 0
2020 | TVA_Transmission_2_MISO_MO-IL | TVA_Transmission | MISO_MO-IL | Internal | Summer | B3 | 75 | 4000 | 0.06 | 107.26 | 100.89 | 9 | 0
2020 | TVA_Transmission_2_MISO_MO-IL | TVA_Transmission | MISO_MO-IL | Internal | Summer | B4 | 100 | 4000 | 0.05 | 101.97 | 97.97 | 9 | 0
2020 | TVA_Transmission_2_MISO_MO-IL | TVA_Transmission | MISO_MO-IL | Internal | Summer | B5 | 200 | 4000 | 0.02 | 95.69 | 90.6 | 9 | 0
2020 | TVA_Transmission_2_MISO_MO-IL | TVA_Transmission | MISO_MO-IL | Internal | Summer | B6 | 300 | 4000 | 0.01 | 81.17 | 75.43 | 9 | 0
2020 | TVA_Transmission_2_MISO_MO-IL | TVA_Transmission | MISO_MO-IL | Internal | Summer | B7 | 400 | 4000 | 0.01 | 71.44 | 68.1 | 9 | 0
2020 | TVA_Transmission_2_MISO_MO-IL | TVA_Transmission | MISO_MO-IL | Internal | Summer | B8 | 500 | 4000 | 0 | 68.75 | 64.36 | 9 | 0
2020 | TVA_Transmission_2_MISO_MO-IL | TVA_Transmission | MISO_MO-IL | Internal | Summer | B9 | 800 | 4000 | 0 | 66.86 | 63.18 | 9 | 0
2020 | TVA_Transmission_2_MISO_MO-IL | TVA_Transmission | MISO_MO-IL | Internal | Summer | B10 | 1262 | 4000 | 0 | 64.53 | 61.03 | 9 | 0
2020 | TVA_Transmission_2_MISO_MO-IL | TVA_Transmission | MISO_MO-IL | Internal | Winter | B16 | 25 | 4000 | 0.18 | 83.44 | 78.76 | 9 | 0
2020 | TVA_Transmission_2_MISO_MO-IL | TVA_Transmission | MISO_MO-IL | Internal | Winter | B17 | 100 | 4000 | 0.05 | 75.83 | 72.16 | 9 | 0
2020 | TVA_Transmission_2_MISO_MO-IL | TVA_Transmission | MISO_MO-IL | Internal | Winter | B18 | 400 | 4000 | 0.01 | 72.97 | 69.08 | 9 | 0
2020 | TVA_Transmission_2_MISO_MO-IL | TVA_Transmission | MISO_MO-IL | Internal | Winter | B19 | 700 | 4000 | 0 | 70.93 | 66.55 | 9 | 0
2020 | TVA_Transmission_2_MISO_MO-IL | TVA_Transmission | MISO_MO-IL | Internal | Winter | B20 | 935 | 4000 | 0 | 69.33 | 61.46 | 9 | 0
2020 | TVA_Transmission_2_NonRTO_Midwest | TVA_Transmission | NonRTO_Midwest | Internal | Shoulder | B11 | 25 | 700 | 0.31 | 81.55 | 82.93 | 9 | 0
2020 | TVA_Transmission_2_NonRTO_Midwest | TVA_Transmission | NonRTO_Midwest | Internal | Shoulder | B12 | 200 | 700 | 0.07 | 72.52 | 77.35 | 9 | 0
2020 | TVA_Transmission_2_NonRTO_Midwest | TVA_Transmission | NonRTO_Midwest | Internal | Shoulder | B13 | 600 | 700 | 0.01 | 69.9 | 69.62 | 9 | 0
2020 | TVA_Transmission_2_NonRTO_Midwest | TVA_Transmission | NonRTO_Midwest | Internal | Shoulder | B14 | 900 | 700 | 0 | 68.65 | 66.35 | 9 | 0
2020 | TVA_Transmission_2_NonRTO_Midwest | TVA_Transmission | NonRTO_Midwest | Internal | Shoulder | B15 | 1203 | 700 | 0 | 67.26 | 63.25 | 9 | 0
2020 | TVA_Transmission_2_NonRTO_Midwest | TVA_Transmission | NonRTO_Midwest | Internal | Summer | B1 | 10 | 700 | 0.56 | 109.84 | 108.59 | 9 | 0
2020 | TVA_Transmission_2_NonRTO_Midwest | TVA_Transmission | NonRTO_Midwest | Internal | Summer | B2 | 25 | 700 | 0.23 | 109.74 | 108.58 | 9 | 0
2020 | TVA_Transmission_2_NonRTO_Midwest | TVA_Transmission | NonRTO_Midwest | Internal | Summer | B3 | 75 | 700 | 0.1 | 107.26 | 107.99 | 9 | 0
2020 | TVA_Transmission_2_NonRTO_Midwest | TVA_Transmission | NonRTO_Midwest | Internal | Summer | B4 | 100 | 700 | 0.08 | 101.97 | 103.83 | 9 | 0
2020 | TVA_Transmission_2_NonRTO_Midwest | TVA_Transmission | NonRTO_Midwest | Internal | Summer | B5 | 200 | 700 | 0.04 | 95.69 | 96.47 | 9 | 0
2020 | TVA_Transmission_2_NonRTO_Midwest | TVA_Transmission | NonRTO_Midwest | Internal | Summer | B6 | 300 | 700 | 0.03 | 81.17 | 82.41 | 9 | 0
2020 | TVA_Transmission_2_NonRTO_Midwest | TVA_Transmission | NonRTO_Midwest | Internal | Summer | B7 | 400 | 700 | 0.01 | 71.44 | 66.35 | 9 | 0
2020 | TVA_Transmission_2_NonRTO_Midwest | TVA_Transmission | NonRTO_Midwest | Internal | Summer | B8 | 500 | 700 | 0.01 | 68.75 | 65.81 | 9 | 0
2020 | TVA_Transmission_2_NonRTO_Midwest | TVA_Transmission | NonRTO_Midwest | Internal | Summer | B9 | 800 | 700 | 0 | 66.86 | 63.42 | 9 | 0
2020 | TVA_Transmission_2_NonRTO_Midwest | TVA_Transmission | NonRTO_Midwest | Internal | Summer | B10 | 1262 | 700 | 0 | 64.53 | 62.43 | 9 | 0
2020 | TVA_Transmission_2_NonRTO_Midwest | TVA_Transmission | NonRTO_Midwest | Internal | Winter | B16 | 25 | 700 | 0.39 | 83.44 | 86.77 | 9 | 0
2020 | TVA_Transmission_2_NonRTO_Midwest | TVA_Transmission | NonRTO_Midwest | Internal | Winter | B17 | 100 | 700 | 0.12 | 75.83 | 80.18 | 9 | 0
2020 | TVA_Transmission_2_NonRTO_Midwest | TVA_Transmission | NonRTO_Midwest | Internal | Winter | B18 | 400 | 700 | 0.03 | 72.97 | 77.07 | 9 | 0
2020 | TVA_Transmission_2_NonRTO_Midwest | TVA_Transmission | NonRTO_Midwest | Internal | Winter | B19 | 700 | 700 | 0 | 70.93 | 66.36 | 9 | 0
2020 | TVA_Transmission_2_NonRTO_Midwest | TVA_Transmission | NonRTO_Midwest | Internal | Winter | B20 | 935 | 700 | 0 | 69.33 | 65.81 | 9 | 0
2020 | TVA_Transmission_2_PJM_ROR | TVA_Transmission | PJM_ROR | Internal | Shoulder | B11 | 25 | 2000 | 0.18 | 81.55 | 76.92 | 9 | 0
2020 | TVA_Transmission_2_PJM_ROR | TVA_Transmission | PJM_ROR | Internal | Shoulder | B12 | 200 | 2000 | 0.03 | 72.52 | 71.35 | 9 | 0
2020 | TVA_Transmission_2_PJM_ROR | TVA_Transmission | PJM_ROR | Internal | Shoulder | B13 | 600 | 2000 | 0 | 69.9 | 68.39 | 9 | 0
2020 | TVA_Transmission_2_PJM_ROR | TVA_Transmission | PJM_ROR | Internal | Shoulder | B14 | 900 | 2000 | 0 | 68.65 | 65.74 | 9 | 0
2020 | TVA_Transmission_2_PJM_ROR | TVA_Transmission | PJM_ROR | Internal | Shoulder | B15 | 1203 | 2000 | 0 | 67.26 | 61.7 | 9 | 0
2020 | TVA_Transmission_2_PJM_ROR | TVA_Transmission | PJM_ROR | Internal | Summer | B1 | 10 | 2000 | 0.42 | 109.84 | 104.14 | 9 | 0
2020 | TVA_Transmission_2_PJM_ROR | TVA_Transmission | PJM_ROR | Internal | Summer | B2 | 25 | 2000 | 0.17 | 109.74 | 103.75 | 9 | 0
2020 | TVA_Transmission_2_PJM_ROR | TVA_Transmission | PJM_ROR | Internal | Summer | B3 | 75 | 2000 | 0.06 | 107.26 | 101.27 | 9 | 0
2020 | TVA_Transmission_2_PJM_ROR | TVA_Transmission | PJM_ROR | Internal | Summer | B4 | 100 | 2000 | 0.04 | 101.97 | 95.97 | 9 | 0
2020 | TVA_Transmission_2_PJM_ROR | TVA_Transmission | PJM_ROR | Internal | Summer | B5 | 200 | 2000 | 0.02 | 95.69 | 90.48 | 9 | 0
2020 | TVA_Transmission_2_PJM_ROR | TVA_Transmission | PJM_ROR | Internal | Summer | B6 | 300 | 2000 | 0.02 | 81.17 | 76.43 | 9 | 0
2020 | TVA_Transmission_2_PJM_ROR | TVA_Transmission | PJM_ROR | Internal | Summer | B7 | 400 | 2000 | 0.01 | 71.44 | 67.97 | 9 | 0
2020 | TVA_Transmission_2_PJM_ROR | TVA_Transmission | PJM_ROR | Internal | Summer | B8 | 500 | 2000 | 0 | 68.75 | 64.22 | 9 | 0
2020 | TVA_Transmission_2_PJM_ROR | TVA_Transmission | PJM_ROR | Internal | Summer | B9 | 800 | 2000 | 0 | 66.86 | 62.22 | 9 | 0
2020 | TVA_Transmission_2_PJM_ROR | TVA_Transmission | PJM_ROR | Internal | Summer | B10 | 1262 | 2000 | 0 | 64.53 | 61.08 | 9 | 0
2020 | TVA_Transmission_2_PJM_ROR | TVA_Transmission | PJM_ROR | Internal | Winter | B16 | 25 | 2000 | 0.21 | 83.44 | 81.07 | 9 | 0
2020 | TVA_Transmission_2_PJM_ROR | TVA_Transmission | PJM_ROR | Internal | Winter | B17 | 100 | 2000 | 0.06 | 75.83 | 74.47 | 9 | 0
2020 | TVA_Transmission_2_PJM_ROR | TVA_Transmission | PJM_ROR | Internal | Winter | B18 | 400 | 2000 | 0.01 | 72.97 | 71.37 | 9 | 0
2020 | TVA_Transmission_2_PJM_ROR | TVA_Transmission | PJM_ROR | Internal | Winter | B19 | 700 | 2000 | 0 | 70.93 | 68.83 | 9 | 0
2020 | TVA_Transmission_2_PJM_ROR | TVA_Transmission | PJM_ROR | Internal | Winter | B20 | 935 | 2000 | 0 | 69.33 | 63.46 | 9 | 0
2020 | TVA_Transmission_2_SOCO | TVA_Transmission | SOCO | Internal | Shoulder | B11 | 25 | 3200 | 1.59 | 81.55 | 89.24 | 9 | 0
2020 | TVA_Transmission_2_SOCO | TVA_Transmission | SOCO | Internal | Shoulder | B12 | 200 | 3200 | 0.03 | 72.52 | 69.9 | 9 | 0
2020 | TVA_Transmission_2_SOCO | TVA_Transmission | SOCO | Internal | Shoulder | B13 | 600 | 3200 | 0.01 | 69.9 | 68.5 | 9 | 0
2020 | TVA_Transmission_2_SOCO | TVA_Transmission | SOCO | Internal | Shoulder | B14 | 900 | 3200 | 0 | 68.65 | 68.5 | 9 | 0
2020 | TVA_Transmission_2_SOCO | TVA_Transmission | SOCO | Internal | Shoulder | B15 | 1203 | 3200 | 0 | 67.26 | 67.45 | 9 | 0
2020 | TVA_Transmission_2_SOCO | TVA_Transmission | SOCO | Internal | Summer | B1 | 10 | 3200 | 0.83 | 109.84 | 111.71 | 9 | 0
2020 | TVA_Transmission_2_SOCO | TVA_Transmission | SOCO | Internal | Summer | B2 | 25 | 3200 | 0.28 | 109.74 | 110.04 | 9 | 0
2020 | TVA_Transmission_2_SOCO | TVA_Transmission | SOCO | Internal | Summer | B3 | 75 | 3200 | 0.13 | 107.26 | 110.03 | 9 | 0
2020 | TVA_Transmission_2_SOCO | TVA_Transmission | SOCO | Internal | Summer | B4 | 100 | 3200 | 0.61 | 101.97 | 110.03 | 9 | 0
2020 | TVA_Transmission_2_SOCO | TVA_Transmission | SOCO | Internal | Summer | B5 | 200 | 3200 | 0.45 | 95.69 | 103.94 | 9 | 0
2020 | TVA_Transmission_2_SOCO | TVA_Transmission | SOCO | Internal | Summer | B6 | 300 | 3200 | 0.19 | 81.17 | 89.23 | 9 | 0
2020 | TVA_Transmission_2_SOCO | TVA_Transmission | SOCO | Internal | Summer | B7 | 400 | 3200 | 0.09 | 71.44 | 78.86 | 9 | 0
2020 | TVA_Transmission_2_SOCO | TVA_Transmission | SOCO | Internal | Summer | B8 | 500 | 3200 | 0.07 | 68.75 | 76.25 | 9 | 0
2020 | TVA_Transmission_2_SOCO | TVA_Transmission | SOCO | Internal | Summer | B9 | 800 | 3200 | 0.01 | 66.86 | 68.59 | 9 | 0
2020 | TVA_Transmission_2_SOCO | TVA_Transmission | SOCO | Internal | Summer | B10 | 1262 | 3200 | 0 | 64.53 | 66.18 | 9 | 0
2020 | TVA_Transmission_2_SOCO | TVA_Transmission | SOCO | Internal | Winter | B16 | 25 | 3200 | 0.57 | 83.44 | 88.63 | 9 | 0
2020 | TVA_Transmission_2_SOCO | TVA_Transmission | SOCO | Internal | Winter | B17 | 100 | 3200 | 0.07 | 75.83 | 76.25 | 9 | 0
2020 | TVA_Transmission_2_SOCO | TVA_Transmission | SOCO | Internal | Winter | B18 | 400 | 3200 | 0.01 | 72.97 | 70.06 | 9 | 0
2020 | TVA_Transmission_2_SOCO | TVA_Transmission | SOCO | Internal | Winter | B19 | 700 | 3200 | 0 | 70.93 | 70.06 | 9 | 0
2020 | TVA_Transmission_2_SOCO | TVA_Transmission | SOCO | Internal | Winter | B20 | 935 | 3200 | 0 | 69.33 | 70.06 | 9 | 0
2020 | TVA_Transmission_2_TVA | TVA_Transmission | TVA | Internal | Shoulder | B11 | 25 | 99999 | 1.52 | 81.55 | 80.08 | 0.01 | 0
2020 | TVA_Transmission_2_TVA | TVA_Transmission | TVA | Internal | Shoulder | B12 | 200 | 99999 | 0.07 | 72.52 | 67.1 | 0.01 | 0
2020 | TVA_Transmission_2_TVA | TVA_Transmission | TVA | Internal | Shoulder | B13 | 600 | 99999 | 0.04 | 69.9 | 67.09 | 0.01 | 0
2020 | TVA_Transmission_2_TVA | TVA_Transmission | TVA | Internal | Shoulder | B14 | 900 | 99999 | 0.05 | 68.65 | 67.09 | 0.01 | 0
2020 | TVA_Transmission_2_TVA | TVA_Transmission | TVA | Internal | Shoulder | B15 | 1203 | 99999 | 0.22 | 67.26 | 67.09 | 0.01 | 0
2020 | TVA_Transmission_2_TVA | TVA_Transmission | TVA | Internal | Summer | B1 | 10 | 99999 | 3151.36 | 109.84 | 109.85 | 0.01 | 0
2020 | TVA_Transmission_2_TVA | TVA_Transmission | TVA | Internal | Summer | B2 | 25 | 99999 | 2373.13 | 109.74 | 109.76 | 0.01 | 0
2020 | TVA_Transmission_2_TVA | TVA_Transmission | TVA | Internal | Summer | B3 | 75 | 99999 | 847.99 | 107.26 | 107.28 | 0.01 | 0
2020 | TVA_Transmission_2_TVA | TVA_Transmission | TVA | Internal | Summer | B4 | 100 | 99999 | 143.86 | 101.97 | 101.98 | 0.01 | 0
2020 | TVA_Transmission_2_TVA | TVA_Transmission | TVA | Internal | Summer | B5 | 200 | 99999 | 0.08 | 95.69 | 90.85 | 0.01 | 0
2020 | TVA_Transmission_2_TVA | TVA_Transmission | TVA | Internal | Summer | B6 | 300 | 99999 | 0.05 | 81.17 | 76.14 | 0.01 | 0
2020 | TVA_Transmission_2_TVA | TVA_Transmission | TVA | Internal | Summer | B7 | 400 | 99999 | 0.03 | 71.44 | 65.77 | 0.01 | 0
2020 | TVA_Transmission_2_TVA | TVA_Transmission | TVA | Internal | Summer | B8 | 500 | 99999 | 0.05 | 68.75 | 65.77 | 0.01 | 0
2020 | TVA_Transmission_2_TVA | TVA_Transmission | TVA | Internal | Summer | B9 | 800 | 99999 | 0.07 | 66.86 | 65.77 | 0.01 | 0
2020 | TVA_Transmission_2_TVA | TVA_Transmission | TVA | Internal | Summer | B10 | 1262 | 99999 | 0.05 | 64.53 | 63.37 | 0.01 | 0
2020 | TVA_Transmission_2_TVA | TVA_Transmission | TVA | Internal | Winter | B16 | 25 | 99999 | 1 | 83.44 | 80.19 | 0.01 | 0
2020 | TVA_Transmission_2_TVA | TVA_Transmission | TVA | Internal | Winter | B17 | 100 | 99999 | 0.14 | 75.83 | 69.87 | 0.01 | 0
2020 | TVA_Transmission_2_TVA | TVA_Transmission | TVA | Internal | Winter | B18 | 400 | 99999 | 0.05 | 72.97 | 69.29 | 0.01 | 0
2020 | TVA_Transmission_2_TVA | TVA_Transmission | TVA | Internal | Winter | B19 | 700 | 99999 | 0.05 | 70.93 | 69.29 | 0.01 | 0
2020 | TVA_Transmission_2_TVA | TVA_Transmission | TVA | Internal | Winter | B20 | 935 | 99999 | 0.65 | 69.33 | 69.29 | 0.01 | 0
2020 | TVA_Transmission_2_VACAR | TVA_Transmission | VACAR | Internal | Shoulder | B11 | 25 | 900 | 0.31 | 81.55 | 82.92 | 9 | 0
2020 | TVA_Transmission_2_VACAR | TVA_Transmission | VACAR | Internal | Shoulder | B12 | 200 | 900 | 0.05 | 72.52 | 76.09 | 9 | 0
2020 | TVA_Transmission_2_VACAR | TVA_Transmission | VACAR | Internal | Shoulder | B13 | 600 | 900 | 0.01 | 69.9 | 71.68 | 9 | 0
2020 | TVA_Transmission_2_VACAR | TVA_Transmission | VACAR | Internal | Shoulder | B14 | 900 | 900 | 0.01 | 68.65 | 70.86 | 9 | 0
2020 | TVA_Transmission_2_VACAR | TVA_Transmission | VACAR | Internal | Shoulder | B15 | 1203 | 900 | 0 | 67.26 | 61.68 | 9 | 0
2020 | TVA_Transmission_2_VACAR | TVA_Transmission | VACAR | Internal | Summer | B1 | 10 | 900 | 0.87 | 109.84 | 112.24 | 9 | 0
2020 | TVA_Transmission_2_VACAR | TVA_Transmission | VACAR | Internal | Summer | B2 | 25 | 900 | 0.34 | 109.74 | 111.85 | 9 | 0
2020 | TVA_Transmission_2_VACAR | TVA_Transmission | VACAR | Internal | Summer | B3 | 75 | 900 | 0.12 | 107.26 | 109.37 | 9 | 0
2020 | TVA_Transmission_2_VACAR | TVA_Transmission | VACAR | Internal | Summer | B4 | 100 | 900 | 0.08 | 101.97 | 103.03 | 9 | 0
2020 | TVA_Transmission_2_VACAR | TVA_Transmission | VACAR | Internal | Summer | B5 | 200 | 900 | 0.04 | 95.69 | 96.94 | 9 | 0
2020 | TVA_Transmission_2_VACAR | TVA_Transmission | VACAR | Internal | Summer | B6 | 300 | 900 | 0.03 | 81.17 | 82.43 | 9 | 0
2020 | TVA_Transmission_2_VACAR | TVA_Transmission | VACAR | Internal | Summer | B7 | 400 | 900 | 0.02 | 71.44 | 73.97 | 9 | 0
2020 | TVA_Transmission_2_VACAR | TVA_Transmission | VACAR | Internal | Summer | B8 | 500 | 900 | 0.02 | 68.75 | 70.23 | 9 | 0
2020 | TVA_Transmission_2_VACAR | TVA_Transmission | VACAR | Internal | Summer | B9 | 800 | 900 | 0.01 | 66.86 | 68.22 | 9 | 0
2020 | TVA_Transmission_2_VACAR | TVA_Transmission | VACAR | Internal | Summer | B10 | 1262 | 900 | 0 | 64.53 | 60.04 | 9 | 0
2020 | TVA_Transmission_2_VACAR | TVA_Transmission | VACAR | Internal | Winter | B16 | 25 | 900 | 0.65 | 83.44 | 89.17 | 9 | 0
2020 | TVA_Transmission_2_VACAR | TVA_Transmission | VACAR | Internal | Winter | B17 | 100 | 900 | 0.13 | 75.83 | 80.47 | 9 | 0
2020 | TVA_Transmission_2_VACAR | TVA_Transmission | VACAR | Internal | Winter | B18 | 400 | 900 | 0.02 | 72.97 | 75.21 | 9 | 0
2020 | TVA_Transmission_2_VACAR | TVA_Transmission | VACAR | Internal | Winter | B19 | 700 | 900 | 0.02 | 70.93 | 74.51 | 9 | 0
2020 | TVA_Transmission_2_VACAR | TVA_Transmission | VACAR | Internal | Winter | B20 | 935 | 900 | 0 | 69.33 | 66.02 | 9 | 0
2020 | VACAR_2_PJM_ROR | VACAR | PJM_ROR | Internal | Shoulder | B11 | 25 | 2000 | 0.19 | 82.92 | 76.92 | 7 | 0
2020 | VACAR_2_PJM_ROR | VACAR | PJM_ROR | Internal | Shoulder | B12 | 200 | 2000 | 0.03 | 76.09 | 71.35 | 7 | 0
2020 | VACAR_2_PJM_ROR | VACAR | PJM_ROR | Internal | Shoulder | B13 | 600 | 2000 | 0.01 | 71.68 | 68.39 | 7 | 0
2020 | VACAR_2_PJM_ROR | VACAR | PJM_ROR | Internal | Shoulder | B14 | 900 | 2000 | 0 | 70.86 | 65.74 | 7 | 0
2020 | VACAR_2_PJM_ROR | VACAR | PJM_ROR | Internal | Shoulder | B15 | 1203 | 2000 | 0 | 61.68 | 61.7 | 7 | 0
2020 | VACAR_2_PJM_ROR | VACAR | PJM_ROR | Internal | Summer | B1 | 10 | 2000 | 0.42 | 112.24 | 104.14 | 7 | 0
2020 | VACAR_2_PJM_ROR | VACAR | PJM_ROR | Internal | Summer | B2 | 25 | 2000 | 0.17 | 111.85 | 103.75 | 7 | 0
2020 | VACAR_2_PJM_ROR | VACAR | PJM_ROR | Internal | Summer | B3 | 75 | 2000 | 0.06 | 109.37 | 101.27 | 7 | 0
2020 | VACAR_2_PJM_ROR | VACAR | PJM_ROR | Internal | Summer | B4 | 100 | 2000 | 0.04 | 103.03 | 95.97 | 7 | 0
2020 | VACAR_2_PJM_ROR | VACAR | PJM_ROR | Internal | Summer | B5 | 200 | 2000 | 0.02 | 96.94 | 90.48 | 7 | 0
2020 | VACAR_2_PJM_ROR | VACAR | PJM_ROR | Internal | Summer | B6 | 300 | 2000 | 0.02 | 82.43 | 76.43 | 7 | 0
2020 | VACAR_2_PJM_ROR | VACAR | PJM_ROR | Internal | Summer | B7 | 400 | 2000 | 0.01 | 73.97 | 67.97 | 7 | 0
2020 | VACAR_2_PJM_ROR | VACAR | PJM_ROR | Internal | Summer | B8 | 500 | 2000 | 0 | 70.23 | 64.22 | 7 | 0
2020 | VACAR_2_PJM_ROR | VACAR | PJM_ROR | Internal | Summer | B9 | 800 | 2000 | 0 | 68.22 | 62.22 | 7 | 0
2020 | VACAR_2_PJM_ROR | VACAR | PJM_ROR | Internal | Summer | B10 | 1262 | 2000 | 0 | 60.04 | 61.08 | 7 | 0
2020 | VACAR_2_PJM_ROR | VACAR | PJM_ROR | Internal | Winter | B16 | 25 | 2000 | 0.17 | 89.17 | 81.07 | 7 | 0
2020 | VACAR_2_PJM_ROR | VACAR | PJM_ROR | Internal | Winter | B17 | 100 | 2000 | 0.05 | 80.47 | 74.47 | 7 | 0
2020 | VACAR_2_PJM_ROR | VACAR | PJM_ROR | Internal | Winter | B18 | 400 | 2000 | 0.01 | 75.21 | 71.37 | 7 | 0
2020 | VACAR_2_PJM_ROR | VACAR | PJM_ROR | Internal | Winter | B19 | 700 | 2000 | 0 | 74.51 | 68.83 | 7 | 0
2020 | VACAR_2_PJM_ROR | VACAR | PJM_ROR | Internal | Winter | B20 | 935 | 2000 | 0 | 66.02 | 63.46 | 7 | 0
2020 | VACAR_2_SOCO | VACAR | SOCO | Internal | Shoulder | B11 | 25 | 3000 | 2.48 | 82.92 | 89.24 | 7 | 0
2020 | VACAR_2_SOCO | VACAR | SOCO | Internal | Shoulder | B12 | 200 | 3000 | 0.03 | 76.09 | 69.9 | 7 | 0
2020 | VACAR_2_SOCO | VACAR | SOCO | Internal | Shoulder | B13 | 600 | 3000 | 0.01 | 71.68 | 68.5 | 7 | 0
2020 | VACAR_2_SOCO | VACAR | SOCO | Internal | Shoulder | B14 | 900 | 3000 | 0 | 70.86 | 68.5 | 7 | 0
2020 | VACAR_2_SOCO | VACAR | SOCO | Internal | Shoulder | B15 | 1203 | 3000 | 0.03 | 61.68 | 67.45 | 7 | 0
2020 | VACAR_2_SOCO | VACAR | SOCO | Internal | Summer | B1 | 10 | 3000 | 0.77 | 112.24 | 111.71 | 7 | 0
2020 | VACAR_2_SOCO | VACAR | SOCO | Internal | Summer | B2 | 25 | 3000 | 0.27 | 111.85 | 110.04 | 7 | 0
2020 | VACAR_2_SOCO | VACAR | SOCO | Internal | Summer | B3 | 75 | 3000 | 0.13 | 109.37 | 110.03 | 7 | 0
2020 | VACAR_2_SOCO | VACAR | SOCO | Internal | Summer | B4 | 100 | 3000 | 463.62 | 103.03 | 110.03 | 7 | 0
2020 | VACAR_2_SOCO | VACAR | SOCO | Internal | Summer | B5 | 200 | 3000 | 2058.8 | 96.94 | 103.94 | 7 | 0
2020 | VACAR_2_SOCO | VACAR | SOCO | Internal | Summer | B6 | 300 | 3000 | 0.51 | 82.43 | 89.23 | 7 | 0
2020 | VACAR_2_SOCO | VACAR | SOCO | Internal | Summer | B7 | 400 | 3000 | 0.07 | 73.97 | 78.86 | 7 | 0
2020 | VACAR_2_SOCO | VACAR | SOCO | Internal | Summer | B8 | 500 | 3000 | 0.09 | 70.23 | 76.25 | 7 | 0
2020 | VACAR_2_SOCO | VACAR | SOCO | Internal | Summer | B9 | 800 | 3000 | 0.01 | 68.22 | 68.59 | 7 | 0
2020 | VACAR_2_SOCO | VACAR | SOCO | Internal | Summer | B10 | 1262 | 3000 | 0.04 | 60.04 | 66.18 | 7 | 0
2020 | VACAR_2_SOCO | VACAR | SOCO | Internal | Winter | B16 | 25 | 3000 | 0.31 | 89.17 | 88.63 | 7 | 0
2020 | VACAR_2_SOCO | VACAR | SOCO | Internal | Winter | B17 | 100 | 3000 | 0.06 | 80.47 | 76.25 | 7 | 0
2020 | VACAR_2_SOCO | VACAR | SOCO | Internal | Winter | B18 | 400 | 3000 | 0.01 | 75.21 | 70.06 | 7 | 0
2020 | VACAR_2_SOCO | VACAR | SOCO | Internal | Winter | B19 | 700 | 3000 | 0 | 74.51 | 70.06 | 7 | 0
2020 | VACAR_2_SOCO | VACAR | SOCO | Internal | Winter | B20 | 935 | 3000 | 0.02 | 66.02 | 70.06 | 7 | 0
2020 | VACAR_2_TVA_Transmission | VACAR | TVA_Transmission | Internal | Shoulder | B11 | 25 | 900 | 0.29 | 82.92 | 81.55 | 7 | 0
2020 | VACAR_2_TVA_Transmission | VACAR | TVA_Transmission | Internal | Shoulder | B12 | 200 | 900 | 0.03 | 76.09 | 72.52 | 7 | 0
2020 | VACAR_2_TVA_Transmission | VACAR | TVA_Transmission | Internal | Shoulder | B13 | 600 | 900 | 0.01 | 71.68 | 69.9 | 7 | 0
2020 | VACAR_2_TVA_Transmission | VACAR | TVA_Transmission | Internal | Shoulder | B14 | 900 | 900 | 0 | 70.86 | 68.65 | 7 | 0
2020 | VACAR_2_TVA_Transmission | VACAR | TVA_Transmission | Internal | Shoulder | B15 | 1203 | 900 | 0.03 | 61.68 | 67.26 | 7 | 0
2020 | VACAR_2_TVA_Transmission | VACAR | TVA_Transmission | Internal | Summer | B1 | 10 | 900 | 0.63 | 112.24 | 109.84 | 7 | 0
2020 | VACAR_2_TVA_Transmission | VACAR | TVA_Transmission | Internal | Summer | B2 | 25 | 900 | 0.27 | 111.85 | 109.74 | 7 | 0
2020 | VACAR_2_TVA_Transmission | VACAR | TVA_Transmission | Internal | Summer | B3 | 75 | 900 | 0.09 | 109.37 | 107.26 | 7 | 0
2020 | VACAR_2_TVA_Transmission | VACAR | TVA_Transmission | Internal | Summer | B4 | 100 | 900 | 0.08 | 103.03 | 101.97 | 7 | 0
2020 | VACAR_2_TVA_Transmission | VACAR | TVA_Transmission | Internal | Summer | B5 | 200 | 900 | 0.04 | 96.94 | 95.69 | 7 | 0
2020 | VACAR_2_TVA_Transmission | VACAR | TVA_Transmission | Internal | Summer | B6 | 300 | 900 | 0.02 | 82.43 | 81.17 | 7 | 0
2020 | VACAR_2_TVA_Transmission | VACAR | TVA_Transmission | Internal | Summer | B7 | 400 | 900 | 0.02 | 73.97 | 71.44 | 7 | 0
2020 | VACAR_2_TVA_Transmission | VACAR | TVA_Transmission | Internal | Summer | B8 | 500 | 900 | 0.01 | 70.23 | 68.75 | 7 | 0
2020 | VACAR_2_TVA_Transmission | VACAR | TVA_Transmission | Internal | Summer | B9 | 800 | 900 | 0 | 68.22 | 66.86 | 7 | 0
2020 | VACAR_2_TVA_Transmission | VACAR | TVA_Transmission | Internal | Summer | B10 | 1262 | 900 | 0.02 | 60.04 | 64.53 | 7 | 0
2020 | VACAR_2_TVA_Transmission | VACAR | TVA_Transmission | Internal | Winter | B16 | 25 | 900 | 0.2 | 89.17 | 83.44 | 7 | 0
2020 | VACAR_2_TVA_Transmission | VACAR | TVA_Transmission | Internal | Winter | B17 | 100 | 900 | 0.05 | 80.47 | 75.83 | 7 | 0
2020 | VACAR_2_TVA_Transmission | VACAR | TVA_Transmission | Internal | Winter | B18 | 400 | 900 | 0.02 | 75.21 | 72.97 | 7 | 0
2020 | VACAR_2_TVA_Transmission | VACAR | TVA_Transmission | Internal | Winter | B19 | 700 | 900 | 0 | 74.51 | 70.93 | 7 | 0
2020 | VACAR_2_TVA_Transmission | VACAR | TVA_Transmission | Internal | Winter | B20 | 935 | 900 | 0.02 | 66.02 | 69.33 | 7 | 0
2025 | ENT_2_MISO_MO-IL | ENT | MISO_MO-IL | Internal | Shoulder | B11 | 25 | 2260 | 0.22 | 88.99 | 81.01 | 8 | 0
2025 | ENT_2_MISO_MO-IL | ENT | MISO_MO-IL | Internal | Shoulder | B12 | 200 | 2260 | 0.06 | 73.13 | 74.41 | 8 | 0
2025 | ENT_2_MISO_MO-IL | ENT | MISO_MO-IL | Internal | Shoulder | B13 | 600 | 2260 | 0.02 | 70.68 | 71.43 | 8 | 0
2025 | ENT_2_MISO_MO-IL | ENT | MISO_MO-IL | Internal | Shoulder | B14 | 900 | 2260 | 0.01 | 66.42 | 67.16 | 8 | 0
2025 | ENT_2_MISO_MO-IL | ENT | MISO_MO-IL | Internal | Shoulder | B15 | 1203 | 2260 | 0 | 59.73 | 59.83 | 8 | 0
2025 | ENT_2_MISO_MO-IL | ENT | MISO_MO-IL | Internal | Summer | B1 | 10 | 2260 | 1.13 | 107.01 | 107.76 | 8 | 0
2025 | ENT_2_MISO_MO-IL | ENT | MISO_MO-IL | Internal | Summer | B2 | 25 | 2260 | 0.38 | 109.52 | 109.52 | 8 | 0
2025 | ENT_2_MISO_MO-IL | ENT | MISO_MO-IL | Internal | Summer | B3 | 75 | 2260 | 0.11 | 109.35 | 108.42 | 8 | 0
2025 | ENT_2_MISO_MO-IL | ENT | MISO_MO-IL | Internal | Summer | B4 | 100 | 2260 | 0.05 | 109.34 | 101.35 | 8 | 0
2025 | ENT_2_MISO_MO-IL | ENT | MISO_MO-IL | Internal | Summer | B5 | 200 | 2260 | 0.03 | 102.38 | 95.13 | 8 | 0
2025 | ENT_2_MISO_MO-IL | ENT | MISO_MO-IL | Internal | Summer | B6 | 300 | 2260 | 0.02 | 85.08 | 81.92 | 8 | 0
2025 | ENT_2_MISO_MO-IL | ENT | MISO_MO-IL | Internal | Summer | B7 | 400 | 2260 | 0.02 | 77.42 | 77.01 | 8 | 0
2025 | ENT_2_MISO_MO-IL | ENT | MISO_MO-IL | Internal | Summer | B8 | 500 | 2260 | 0.02 | 72.16 | 71.89 | 8 | 0
2025 | ENT_2_MISO_MO-IL | ENT | MISO_MO-IL | Internal | Summer | B9 | 800 | 2260 | 0 | 71.63 | 67.54 | 8 | 0
2025 | ENT_2_MISO_MO-IL | ENT | MISO_MO-IL | Internal | Summer | B10 | 1262 | 2260 | 0 | 60.29 | 57.81 | 8 | 0
2025 | ENT_2_MISO_MO-IL | ENT | MISO_MO-IL | Internal | Winter | B16 | 25 | 2260 | 0.42 | 79.7 | 80.43 | 8 | 0
2025 | ENT_2_MISO_MO-IL | ENT | MISO_MO-IL | Internal | Winter | B17 | 100 | 2260 | 0.11 | 73.55 | 74.29 | 8 | 0
2025 | ENT_2_MISO_MO-IL | ENT | MISO_MO-IL | Internal | Winter | B18 | 400 | 2260 | 0.03 | 73.55 | 74.29 | 8 | 0
2025 | ENT_2_MISO_MO-IL | ENT | MISO_MO-IL | Internal | Winter | B19 | 700 | 2260 | 0.02 | 71.89 | 72.63 | 8 | 0
2025 | ENT_2_MISO_MO-IL | ENT | MISO_MO-IL | Internal | Winter | B20 | 935 | 2260 | 0.01 | 62.61 | 62.27 | 8 | 0
2025 | ENT_2_SOCO | ENT | SOCO | Internal | Shoulder | B11 | 25 | 2000 | 1999.37 | 88.99 | 98 | 8 | 1.01
2025 | ENT_2_SOCO | ENT | SOCO | Internal | Shoulder | B12 | 200 | 2000 | 0.07 | 73.13 | 75.28 | 8 | 0
2025 | ENT_2_SOCO | ENT | SOCO | Internal | Shoulder | B13 | 600 | 2000 | 0.02 | 70.68 | 74.41 | 8 | 0
2025 | ENT_2_SOCO | ENT | SOCO | Internal | Shoulder | B14 | 900 | 2000 | 58.26 | 66.42 | 74.41 | 8 | 0
2025 | ENT_2_SOCO | ENT | SOCO | Internal | Shoulder | B15 | 1203 | 2000 | 8301.73 | 59.73 | 72.61 | 8 | 4.88
2025 | ENT_2_SOCO | ENT | SOCO | Internal | Summer | B1 | 10 | 2000 | 4675.12 | 107.01 | 119.9 | 8 | 4.88
2025 | ENT_2_SOCO | ENT | SOCO | Internal | Summer | B2 | 25 | 2000 | 2000.09 | 109.52 | 120.43 | 8 | 2.91
2025 | ENT_2_SOCO | ENT | SOCO | Internal | Summer | B3 | 75 | 2000 | 1999.49 | 109.35 | 118.07 | 8 | 0.72
2025 | ENT_2_SOCO | ENT | SOCO | Internal | Summer | B4 | 100 | 2000 | 1999.58 | 109.34 | 118.05 | 8 | 0.71
2025 | ENT_2_SOCO | ENT | SOCO | Internal | Summer | B5 | 200 | 2000 | 1999.96 | 102.38 | 112.13 | 8 | 1.75
2025 | ENT_2_SOCO | ENT | SOCO | Internal | Summer | B6 | 300 | 2000 | 2320.89 | 85.08 | 97.97 | 8 | 4.88
2025 | ENT_2_SOCO | ENT | SOCO | Internal | Summer | B7 | 400 | 2000 | 2432.51 | 77.42 | 90.3 | 8 | 4.88
2025 | ENT_2_SOCO | ENT | SOCO | Internal | Summer | B8 | 500 | 2000 | 2001.73 | 72.16 | 83.92 | 8 | 3.76
2025 | ENT_2_SOCO | ENT | SOCO | Internal | Summer | B9 | 800 | 2000 | 0.13 | 71.63 | 76.11 | 8 | 0
2025 | ENT_2_SOCO | ENT | SOCO | Internal | Summer | B10 | 1262 | 2000 | 1999.85 | 60.29 | 71.21 | 8 | 2.92
2025 | ENT_2_SOCO | ENT | SOCO | Internal | Winter | B16 | 25 | 2000 | 7521.41 | 79.7 | 92.58 | 8 | 4.88
2025 | ENT_2_SOCO | ENT | SOCO | Internal | Winter | B17 | 100 | 2000 | 1180.66 | 73.55 | 81.55 | 8 | 0
2025 | ENT_2_SOCO | ENT | SOCO | Internal | Winter | B18 | 400 | 2000 | 0.03 | 73.55 | 76.31 | 8 | 0
2025 | ENT_2_SOCO | ENT | SOCO | Internal | Winter | B19 | 700 | 2000 | 0.02 | 71.89 | 76.31 | 8 | 0
2025 | ENT_2_SOCO | ENT | SOCO | Internal | Winter | B20 | 935 | 2000 | 6329.36 | 62.61 | 75.5 | 8 | 4.88
2025 | ENT_2_SPP_N | ENT | SPP_N | Internal | Shoulder | B11 | 25 | 1300 | 0.12 | 88.99 | 70.16 | 8 | 0
2025 | ENT_2_SPP_N | ENT | SPP_N | Internal | Shoulder | B12 | 200 | 1300 | 0.02 | 73.13 | 54.61 | 8 | 0
2025 | ENT_2_SPP_N | ENT | SPP_N | Internal | Shoulder | B13 | 600 | 1300 | 0 | 70.68 | 51.62 | 8 | 0
2025 | ENT_2_SPP_N | ENT | SPP_N | Internal | Shoulder | B14 | 900 | 1300 | 0 | 66.42 | 47.36 | 8 | 0
2025 | ENT_2_SPP_N | ENT | SPP_N | Internal | Shoulder | B15 | 1203 | 1300 | 0 | 59.73 | 40.67 | 8 | 0
2025 | ENT_2_SPP_N | ENT | SPP_N | Internal | Summer | B1 | 10 | 1300 | 0.3 | 107.01 | 87.96 | 8 | 0
2025 | ENT_2_SPP_N | ENT | SPP_N | Internal | Summer | B2 | 25 | 1300 | 0.12 | 109.52 | 90.46 | 8 | 0
2025 | ENT_2_SPP_N | ENT | SPP_N | Internal | Summer | B3 | 75 | 1300 | 0.06 | 109.35 | 101.06 | 8 | 0
2025 | ENT_2_SPP_N | ENT | SPP_N | Internal | Summer | B4 | 100 | 1300 | 0.04 | 109.34 | 98.27 | 8 | 0
2025 | ENT_2_SPP_N | ENT | SPP_N | Internal | Summer | B5 | 200 | 1300 | 0.02 | 102.38 | 90.13 | 8 | 0
2025 | ENT_2_SPP_N | ENT | SPP_N | Internal | Summer | B6 | 300 | 1300 | 0.02 | 85.08 | 76.92 | 8 | 0
2025 | ENT_2_SPP_N | ENT | SPP_N | Internal | Summer | B7 | 400 | 1300 | 0.01 | 77.42 | 71.97 | 8 | 0
2025 | ENT_2_SPP_N | ENT | SPP_N | Internal | Summer | B8 | 500 | 1300 | 0.01 | 72.16 | 66.89 | 8 | 0
2025 | ENT_2_SPP_N | ENT | SPP_N | Internal | Summer | B9 | 800 | 1300 | 0 | 71.63 | 62.19 | 8 | 0
2025 | ENT_2_SPP_N | ENT | SPP_N | Internal | Summer | B10 | 1262 | 1300 | 0 | 60.29 | 41.23 | 8 | 0
2025 | ENT_2_SPP_N | ENT | SPP_N | Internal | Winter | B16 | 25 | 1300 | 0.12 | 79.7 | 60.64 | 8 | 0
2025 | ENT_2_SPP_N | ENT | SPP_N | Internal | Winter | B17 | 100 | 1300 | 0.03 | 73.55 | 54.49 | 8 | 0
2025 | ENT_2_SPP_N | ENT | SPP_N | Internal | Winter | B18 | 400 | 1300 | 0 | 73.55 | 54.49 | 8 | 0
2025 | ENT_2_SPP_N | ENT | SPP_N | Internal | Winter | B19 | 700 | 1300 | 0 | 71.89 | 52.83 | 8 | 0
2025 | ENT_2_SPP_N | ENT | SPP_N | Internal | Winter | B20 | 935 | 1300 | 0 | 62.61 | 43.55 | 8 | 0
2025 | ENT_2_SPP_S | ENT | SPP_S | Internal | Shoulder | B11 | 25 | 1300 | 0.12 | 88.99 | 70.49 | 8 | 0
2025 | ENT_2_SPP_S | ENT | SPP_S | Internal | Shoulder | B12 | 200 | 1300 | 0.02 | 73.13 | 54.93 | 8 | 0
2025 | ENT_2_SPP_S | ENT | SPP_S | Internal | Shoulder | B13 | 600 | 1300 | 0 | 70.68 | 51.64 | 8 | 0
2025 | ENT_2_SPP_S | ENT | SPP_S | Internal | Shoulder | B14 | 900 | 1300 | 0 | 66.42 | 47.15 | 8 | 0
2025 | ENT_2_SPP_S | ENT | SPP_S | Internal | Shoulder | B15 | 1203 | 1300 | 0 | 59.73 | 40.47 | 8 | 0
2025 | ENT_2_SPP_S | ENT | SPP_S | Internal | Summer | B1 | 10 | 1300 | 0.29 | 107.01 | 87.75 | 8 | 0
2025 | ENT_2_SPP_S | ENT | SPP_S | Internal | Summer | B2 | 25 | 1300 | 0.12 | 109.52 | 90.48 | 8 | 0
2025 | ENT_2_SPP_S | ENT | SPP_S | Internal | Summer | B3 | 75 | 1300 | 0.06 | 109.35 | 101.07 | 8 | 0
2025 | ENT_2_SPP_S | ENT | SPP_S | Internal | Summer | B4 | 100 | 1300 | 0.04 | 109.34 | 98.61 | 8 | 0
2025 | ENT_2_SPP_S | ENT | SPP_S | Internal | Summer | B5 | 200 | 1300 | 0.02 | 102.38 | 90.14 | 8 | 0
2025 | ENT_2_SPP_S | ENT | SPP_S | Internal | Summer | B6 | 300 | 1300 | 0.02 | 85.08 | 77.25 | 8 | 0
2025 | ENT_2_SPP_S | ENT | SPP_S | Internal | Summer | B7 | 400 | 1300 | 0.01 | 77.42 | 72.31 | 8 | 0
2025 | ENT_2_SPP_S | ENT | SPP_S | Internal | Summer | B8 | 500 | 1300 | 0.01 | 72.16 | 67.23 | 8 | 0
2025 | ENT_2_SPP_S | ENT | SPP_S | Internal | Summer | B9 | 800 | 1300 | 0 | 71.63 | 62.52 | 8 | 0
2025 | ENT_2_SPP_S | ENT | SPP_S | Internal | Summer | B10 | 1262 | 1300 | 0 | 60.29 | 41.57 | 8 | 0
2025 | ENT_2_SPP_S | ENT | SPP_S | Internal | Winter | B16 | 25 | 1300 | 0.12 | 79.7 | 60.65 | 8 | 0
2025 | ENT_2_SPP_S | ENT | SPP_S | Internal | Winter | B17 | 100 | 1300 | 0.03 | 73.55 | 54.5 | 8 | 0
2025 | ENT_2_SPP_S | ENT | SPP_S | Internal | Winter | B18 | 400 | 1300 | 0 | 73.55 | 54.5 | 8 | 0
2025 | ENT_2_SPP_S | ENT | SPP_S | Internal | Winter | B19 | 700 | 1300 | 0 | 71.89 | 52.84 | 8 | 0
2025 | ENT_2_SPP_S | ENT | SPP_S | Internal | Winter | B20 | 935 | 1300 | 0 | 62.61 | 43.54 | 8 | 0
2025 | ENT_2_TVA_Transmission | ENT | TVA_Transmission | Internal | Shoulder | B11 | 25 | 2100 | 0.35 | 88.99 | 89 | 8 | 0
2025 | ENT_2_TVA_Transmission | ENT | TVA_Transmission | Internal | Shoulder | B12 | 200 | 2100 | 0.1 | 73.13 | 78.42 | 8 | 0
2025 | ENT_2_TVA_Transmission | ENT | TVA_Transmission | Internal | Shoulder | B13 | 600 | 2100 | 0.03 | 70.68 | 75.71 | 8 | 0
2025 | ENT_2_TVA_Transmission | ENT | TVA_Transmission | Internal | Shoulder | B14 | 900 | 2100 | 0.07 | 66.42 | 73.78 | 8 | 0
2025 | ENT_2_TVA_Transmission | ENT | TVA_Transmission | Internal | Shoulder | B15 | 1203 | 2100 | 2099.8 | 59.73 | 67.83 | 8 | 0.1
2025 | ENT_2_TVA_Transmission | ENT | TVA_Transmission | Internal | Summer | B1 | 10 | 2100 | 2097.38 | 107.01 | 115.76 | 8 | 0.75
2025 | ENT_2_TVA_Transmission | ENT | TVA_Transmission | Internal | Summer | B2 | 25 | 2100 | 339.68 | 109.52 | 117.52 | 8 | 0
2025 | ENT_2_TVA_Transmission | ENT | TVA_Transmission | Internal | Summer | B3 | 75 | 2100 | 0.28 | 109.35 | 115.26 | 8 | 0
2025 | ENT_2_TVA_Transmission | ENT | TVA_Transmission | Internal | Summer | B4 | 100 | 2100 | 0.09 | 109.34 | 109.34 | 8 | 0
2025 | ENT_2_TVA_Transmission | ENT | TVA_Transmission | Internal | Summer | B5 | 200 | 2100 | 0.05 | 102.38 | 103.13 | 8 | 0
2025 | ENT_2_TVA_Transmission | ENT | TVA_Transmission | Internal | Summer | B6 | 300 | 2100 | 0.05 | 85.08 | 89.1 | 8 | 0
2025 | ENT_2_TVA_Transmission | ENT | TVA_Transmission | Internal | Summer | B7 | 400 | 2100 | 0.05 | 77.42 | 82.71 | 8 | 0
2025 | ENT_2_TVA_Transmission | ENT | TVA_Transmission | Internal | Summer | B8 | 500 | 2100 | 0.04 | 72.16 | 77.26 | 8 | 0
2025 | ENT_2_TVA_Transmission | ENT | TVA_Transmission | Internal | Summer | B9 | 800 | 2100 | 0.01 | 71.63 | 73.25 | 8 | 0
2025 | ENT_2_TVA_Transmission | ENT | TVA_Transmission | Internal | Summer | B10 | 1262 | 2100 | 0.01 | 60.29 | 64.02 | 8 | 0
2025 | ENT_2_TVA_Transmission | ENT | TVA_Transmission | Internal | Winter | B16 | 25 | 2100 | 2095.86 | 79.7 | 88.37 | 8 | 0.68
2025 | ENT_2_TVA_Transmission | ENT | TVA_Transmission | Internal | Winter | B17 | 100 | 2100 | 0.28 | 73.55 | 79.76 | 8 | 0
2025 | ENT_2_TVA_Transmission | ENT | TVA_Transmission | Internal | Winter | B18 | 400 | 2100 | 0.05 | 73.55 | 78.55 | 8 | 0
2025 | ENT_2_TVA_Transmission | ENT | TVA_Transmission | Internal | Winter | B19 | 700 | 2100 | 0.03 | 71.89 | 77.64 | 8 | 0
2025 | ENT_2_TVA_Transmission | ENT | TVA_Transmission | Internal | Winter | B20 | 935 | 2100 | 2.28 | 62.61 | 70.27 | 8 | 0
2025 | FRCC_2_SOCO | FRCC | SOCO | Internal | Shoulder | B11 | 25 | 900 | 0.17 | 108 | 98 | 8 | 0
2025 | FRCC_2_SOCO | FRCC | SOCO | Internal | Shoulder | B12 | 200 | 900 | 0.03 | 81.24 | 75.28 | 8 | 0
2025 | FRCC_2_SOCO | FRCC | SOCO | Internal | Shoulder | B13 | 600 | 900 | 0 | 81.24 | 74.41 | 8 | 0
2025 | FRCC_2_SOCO | FRCC | SOCO | Internal | Shoulder | B14 | 900 | 900 | 0 | 77.84 | 74.41 | 8 | 0
2025 | FRCC_2_SOCO | FRCC | SOCO | Internal | Shoulder | B15 | 1203 | 900 | 0 | 77.84 | 72.61 | 8 | 0
2025 | FRCC_2_SOCO | FRCC | SOCO | Internal | Summer | B1 | 10 | 900 | 0.44 | 129.89 | 119.9 | 8 | 0
2025 | FRCC_2_SOCO | FRCC | SOCO | Internal | Summer | B2 | 25 | 900 | 0.25 | 125.1 | 120.43 | 8 | 0
2025 | FRCC_2_SOCO | FRCC | SOCO | Internal | Summer | B3 | 75 | 900 | 0.07 | 125.1 | 118.07 | 8 | 0
2025 | FRCC_2_SOCO | FRCC | SOCO | Internal | Summer | B4 | 100 | 900 | 0.05 | 125.1 | 118.05 | 8 | 0
2025 | FRCC_2_SOCO | FRCC | SOCO | Internal | Summer | B5 | 200 | 900 | 0.02 | 122.13 | 112.13 | 8 | 0
2025 | FRCC_2_SOCO | FRCC | SOCO | Internal | Summer | B6 | 300 | 900 | 0.02 | 107.97 | 97.97 | 8 | 0
2025 | FRCC_2_SOCO | FRCC | SOCO | Internal | Summer | B7 | 400 | 900 | 0.02 | 95.6 | 90.3 | 8 | 0
2025 | FRCC_2_SOCO | FRCC | SOCO | Internal | Summer | B8 | 500 | 900 | 0.04 | 80.39 | 83.92 | 8 | 0
2025 | FRCC_2_SOCO | FRCC | SOCO | Internal | Summer | B9 | 800 | 900 | 0.01 | 77.03 | 76.11 | 8 | 0
2025 | FRCC_2_SOCO | FRCC | SOCO | Internal | Summer | B10 | 1262 | 900 | 0 | 77.03 | 71.21 | 8 | 0
2025 | FRCC_2_SOCO | FRCC | SOCO | Internal | Winter | B16 | 25 | 900 | 0.18 | 102.58 | 92.58 | 8 | 0
2025 | FRCC_2_SOCO | FRCC | SOCO | Internal | Winter | B17 | 100 | 900 | 0.08 | 83.8 | 81.55 | 8 | 0
2025 | FRCC_2_SOCO | FRCC | SOCO | Internal | Winter | B18 | 400 | 900 | 0.01 | 82.45 | 76.31 | 8 | 0
2025 | FRCC_2_SOCO | FRCC | SOCO | Internal | Winter | B19 | 700 | 900 | 0 | 80.29 | 76.31 | 8 | 0
2025 | FRCC_2_SOCO | FRCC | SOCO | Internal | Winter | B20 | 935 | 900 | 0 | 80.29 | 75.5 | 8 | 0
2025 | HQ_NEISO_2_NEISO | HQ_NEISO | NEISO | Internal | Shoulder | B11 | 25 | 99999 | 2919.99 | 68.43 | 68.44 | 0.01 | 0
2025 | HQ_NEISO_2_NEISO | HQ_NEISO | NEISO | Internal | Shoulder | B12 | 200 | 99999 | 2920.01 | 65.75 | 65.76 | 0.01 | 0
2025 | HQ_NEISO_2_NEISO | HQ_NEISO | NEISO | Internal | Shoulder | B13 | 600 | 99999 | 2920.02 | 65.75 | 65.76 | 0.01 | 0
2025 | HQ_NEISO_2_NEISO | HQ_NEISO | NEISO | Internal | Shoulder | B14 | 900 | 99999 | 2920.02 | 65.75 | 65.76 | 0.01 | 0
2025 | HQ_NEISO_2_NEISO | HQ_NEISO | NEISO | Internal | Shoulder | B15 | 1203 | 99999 | 1143.25 | 65.75 | 65.76 | 0.01 | 0
2025 | HQ_NEISO_2_NEISO | HQ_NEISO | NEISO | Internal | Summer | B1 | 10 | 99999 | 2920.03 | 99.7 | 99.71 | 0.01 | 0
2025 | HQ_NEISO_2_NEISO | HQ_NEISO | NEISO | Internal | Summer | B2 | 25 | 99999 | 2920 | 100.41 | 100.43 | 0.01 | 0
2025 | HQ_NEISO_2_NEISO | HQ_NEISO | NEISO | Internal | Summer | B3 | 75 | 99999 | 2920.07 | 94.68 | 94.7 | 0.01 | 0
2025 | HQ_NEISO_2_NEISO | HQ_NEISO | NEISO | Internal | Summer | B4 | 100 | 99999 | 2920.05 | 88.76 | 88.77 | 0.01 | 0
2025 | HQ_NEISO_2_NEISO | HQ_NEISO | NEISO | Internal | Summer | B5 | 200 | 99999 | 2920.02 | 82.56 | 82.57 | 0.01 | 0
2025 | HQ_NEISO_2_NEISO | HQ_NEISO | NEISO | Internal | Summer | B6 | 300 | 99999 | 2920.02 | 68.7 | 68.71 | 0.01 | 0
2025 | HQ_NEISO_2_NEISO | HQ_NEISO | NEISO | Internal | Summer | B7 | 400 | 99999 | 2920.02 | 64.43 | 64.44 | 0.01 | 0
2025 | HQ_NEISO_2_NEISO | HQ_NEISO | NEISO | Internal | Summer | B8 | 500 | 99999 | 2920.02 | 62.58 | 62.59 | 0.01 | 0
2025 | HQ_NEISO_2_NEISO | HQ_NEISO | NEISO | Internal | Summer | B9 | 800 | 99999 | 2920.02 | 62.58 | 62.59 | 0.01 | 0
2025 | HQ_NEISO_2_NEISO | HQ_NEISO | NEISO | Internal | Summer | B10 | 1262 | 99999 | 795.95 | 62.58 | 62.59 | 0.01 | 0
2025 | HQ_NEISO_2_NEISO | HQ_NEISO | NEISO | Internal | Winter | B16 | 25 | 99999 | 2919.99 | 75.54 | 75.55 | 0.01 | 0
2025 | HQ_NEISO_2_NEISO | HQ_NEISO | NEISO | Internal | Winter | B17 | 100 | 99999 | 2920.02 | 74.74 | 74.75 | 0.01 | 0
2025 | HQ_NEISO_2_NEISO | HQ_NEISO | NEISO | Internal | Winter | B18 | 400 | 99999 | 2920.02 | 73.49 | 73.5 | 0.01 | 0
2025 | HQ_NEISO_2_NEISO | HQ_NEISO | NEISO | Internal | Winter | B19 | 700 | 99999 | 2920.02 | 73.48 | 73.5 | 0.01 | 0
2025 | HQ_NEISO_2_NEISO | HQ_NEISO | NEISO | Internal | Winter | B20 | 935 | 99999 | 1233.6 | 73.48 | 73.5 | 0.01 | 0
2025 | HQ_NY_2_NYISO_A-F | HQ_NY | NYISO_A-F | Internal | Shoulder | B11 | 25 | 99999 | 999.99 | 71.42 | 71.43 | 0.01 | 0
2025 | HQ_NY_2_NYISO_A-F | HQ_NY | NYISO_A-F | Internal | Shoulder | B12 | 200 | 99999 | 1000.02 | 68.72 | 68.73 | 0.01 | 0
2025 | HQ_NY_2_NYISO_A-F | HQ_NY | NYISO_A-F | Internal | Shoulder | B13 | 600 | 99999 | 1000.02 | 68.72 | 68.73 | 0.01 | 0
2025 | HQ_NY_2_NYISO_A-F | HQ_NY | NYISO_A-F | Internal | Shoulder | B14 | 900 | 99999 | 1000.02 | 67.22 | 67.23 | 0.01 | 0
2025 | HQ_NY_2_NYISO_A-F | HQ_NY | NYISO_A-F | Internal | Shoulder | B15 | 1203 | 99999 | 188.7 | 67.22 | 67.23 | 0.01 | 0
2025 | HQ_NY_2_NYISO_A-F | HQ_NY | NYISO_A-F | Internal | Summer | B1 | 10 | 99999 | 1000.03 | 97.6 | 97.61 | 0.01 | 0
2025 | HQ_NY_2_NYISO_A-F | HQ_NY | NYISO_A-F | Internal | Summer | B2 | 25 | 99999 | 1000 | 98.44 | 98.45 | 0.01 | 0
2025 | HQ_NY_2_NYISO_A-F | HQ_NY | NYISO_A-F | Internal | Summer | B3 | 75 | 99999 | 1000.08 | 95.95 | 95.96 | 0.01 | 0
2025 | HQ_NY_2_NYISO_A-F | HQ_NY | NYISO_A-F | Internal | Summer | B4 | 100 | 99999 | 1000.06 | 90.02 | 90.03 | 0.01 | 0
2025 | HQ_NY_2_NYISO_A-F | HQ_NY | NYISO_A-F | Internal | Summer | B5 | 200 | 99999 | 1000.03 | 83.83 | 83.84 | 0.01 | 0
2025 | HQ_NY_2_NYISO_A-F | HQ_NY | NYISO_A-F | Internal | Summer | B6 | 300 | 99999 | 1000.02 | 71.7 | 71.71 | 0.01 | 0
2025 | HQ_NY_2_NYISO_A-F | HQ_NY | NYISO_A-F | Internal | Summer | B7 | 400 | 99999 | 1000.02 | 67.43 | 67.44 | 0.01 | 0
2025 | HQ_NY_2_NYISO_A-F | HQ_NY | NYISO_A-F | Internal | Summer | B8 | 500 | 99999 | 1000.02 | 65.87 | 65.88 | 0.01 | 0
2025 | HQ_NY_2_NYISO_A-F | HQ_NY | NYISO_A-F | Internal | Summer | B9 | 800 | 99999 | 1000.02 | 65.55 | 65.57 | 0.01 | 0
2025 | HQ_NY_2_NYISO_A-F | HQ_NY | NYISO_A-F | Internal | Summer | B10 | 1262 | 99999 | 30.12 | 65.56 | 65.57 | 0.01 | 0
2025 | HQ_NY_2_NYISO_A-F | HQ_NY | NYISO_A-F | Internal | Winter | B16 | 25 | 99999 | 1000 | 75.94 | 75.96 | 0.01 | 0
2025 | HQ_NY_2_NYISO_A-F | HQ_NY | NYISO_A-F | Internal | Winter | B17 | 100 | 99999 | 1000.02 | 71.96 | 71.97 | 0.01 | 0
2025 | HQ_NY_2_NYISO_A-F | HQ_NY | NYISO_A-F | Internal | Winter | B18 | 400 | 99999 | 1000.02 | 71.4 | 71.41 | 0.01 | 0
2025 | HQ_NY_2_NYISO_A-F | HQ_NY | NYISO_A-F | Internal | Winter | B19 | 700 | 99999 | 1000.02 | 71.27 | 71.28 | 0.01 | 0
2025 | HQ_NY_2_NYISO_A-F | HQ_NY | NYISO_A-F | Internal | Winter | B20 | 935 | 99999 | 229.97 | 71.27 | 71.28 | 0.01 | 0
2025 | HQ_IESO_2_IESO | HQ_IESO | IESO | Internal | Shoulder | B11 | 25 | 99999 | 399.97 | 36.74 | 36.75 | 0.01 | 0
2025 | HQ_IESO_2_IESO | HQ_IESO | IESO | Internal | Shoulder | B12 | 200 | 99999 | 400.01 | 33.12 | 33.14 | 0.01 | 0
2025 | HQ_IESO_2_IESO | HQ_IESO | IESO | Internal | Shoulder | B13 | 600 | 99999 | 400.01 | 33.12 | 33.14 | 0.01 | 0
2025 | HQ_IESO_2_IESO | HQ_IESO | IESO | Internal | Shoulder | B14 | 900 | 99999 | 400.01 | 33.12 | 33.14 | 0.01 | 0
2025 | HQ_IESO_2_IESO | HQ_IESO | IESO | Internal | Shoulder | B15 | 1203 | 99999 | 75.48 | 33.12 | 33.14 | 0.01 | 0
2025 | HQ_IESO_2_IESO | HQ_IESO | IESO | Internal | Summer | B1 | 10 | 99999 | 400.02 | 90.58 | 90.59 | 0.01 | 0
2025 | HQ_IESO_2_IESO | HQ_IESO | IESO | Internal | Summer | B2 | 25 | 99999 | 400 | 89.85 | 89.86 | 0.01 | 0
2025 | HQ_IESO_2_IESO | HQ_IESO | IESO | Internal | Summer | B3 | 75 | 99999 | 400.02 | 78.26 | 78.27 | 0.01 | 0
2025 | HQ_IESO_2_IESO | HQ_IESO | IESO | Internal | Summer | B4 | 100 | 99999 | 400.02 | 71.53 | 71.54 | 0.01 | 0
2025 | HQ_IESO_2_IESO | HQ_IESO | IESO | Internal | Summer | B5 | 200 | 99999 | 400.01 | 50.86 | 50.87 | 0.01 | 0
2025 | HQ_IESO_2_IESO | HQ_IESO | IESO | Internal | Summer | B6 | 300 | 99999 | 400.01 | 38.6 | 38.61 | 0.01 | 0
2025 | HQ_IESO_2_IESO | HQ_IESO | IESO | Internal | Summer | B7 | 400 | 99999 | 400.01 | 32.74 | 32.75 | 0.01 | 0
2025 | HQ_IESO_2_IESO | HQ_IESO | IESO | Internal | Summer | B8 | 500 | 99999 | 400.01 | 27.6 | 27.62 | 0.01 | 0
2025 | HQ_IESO_2_IESO | HQ_IESO | IESO | Internal | Summer | B9 | 800 | 99999 | 400.01 | 27.6 | 27.62 | 0.01 | 0
2025 | HQ_IESO_2_IESO | HQ_IESO | IESO | Internal | Summer | B10 | 1262 | 99999 | 12.04 | 27.61 | 27.62 | 0.01 | 0
2025 | HQ_IESO_2_IESO | HQ_IESO | IESO | Internal | Winter | B16 | 25 | 99999 | 399.97 | 36.22 | 36.24 | 0.01 | 0
2025 | HQ_IESO_2_IESO | HQ_IESO | IESO | Internal | Winter | B17 | 100 | 99999 | 400.01 | 33.12 | 33.14 | 0.01 | 0
2025 | HQ_IESO_2_IESO | HQ_IESO | IESO | Internal | Winter | B18 | 400 | 99999 | 400.01 | 33.12 | 33.14 | 0.01 | 0
2025 | HQ_IESO_2_IESO | HQ_IESO | IESO | Internal | Winter | B19 | 700 | 99999 | 400.01 | 33.12 | 33.14 | 0.01 | 0
2025 | HQ_IESO_2_IESO | HQ_IESO | IESO | Internal | Winter | B20 | 935 | 99999 | 91.99 | 33.12 | 33.14 | 0.01 | 0
2025 | IESO_2_MAPP_CA | IESO | MAPP_CA | Internal | Shoulder | B11 | 25 | 262 | 262.1 | 36.75 | 68.06 | 7 | 24.31
2025 | IESO_2_MAPP_CA | IESO | MAPP_CA | Internal | Shoulder | B12 | 200 | 262 | 262 | 33.14 | 56.98 | 7 | 16.85
2025 | IESO_2_MAPP_CA | IESO | MAPP_CA | Internal | Shoulder | B13 | 600 | 262 | 262 | 33.14 | 56.98 | 7 | 16.84
2025 | IESO_2_MAPP_CA | IESO | MAPP_CA | Internal | Shoulder | B14 | 900 | 262 | 262 | 33.14 | 56.98 | 7 | 16.84
2025 | IESO_2_MAPP_CA | IESO | MAPP_CA | Internal | Shoulder | B15 | 1203 | 262 | 262 | 33.14 | 56.98 | 7 | 16.84
2025 | IESO_2_MAPP_CA | IESO | MAPP_CA | Internal | Summer | B1 | 10 | 262 | 0.54 | 90.59 | 90.52 | 7 | 0.02
2025 | IESO_2_MAPP_CA | IESO | MAPP_CA | Internal | Summer | B2 | 25 | 262 | 0.33 | 89.86 | 91.49 | 7 | 0.01
2025 | IESO_2_MAPP_CA | IESO | MAPP_CA | Internal | Summer | B3 | 75 | 262 | 261.99 | 78.27 | 98.1 | 7 | 12.83
2025 | IESO_2_MAPP_CA | IESO | MAPP_CA | Internal | Summer | B4 | 100 | 262 | 262 | 71.54 | 91.03 | 7 | 12.49
2025 | IESO_2_MAPP_CA | IESO | MAPP_CA | Internal | Summer | B5 | 200 | 262 | 262.02 | 50.87 | 84.81 | 7 | 26.93
2025 | IESO_2_MAPP_CA | IESO | MAPP_CA | Internal | Summer | B6 | 300 | 262 | 262.02 | 38.61 | 74.17 | 7 | 28.57
2025 | IESO_2_MAPP_CA | IESO | MAPP_CA | Internal | Summer | B7 | 400 | 262 | 262.01 | 32.75 | 66.65 | 7 | 26.9
2025 | IESO_2_MAPP_CA | IESO | MAPP_CA | Internal | Summer | B8 | 500 | 262 | 262 | 27.62 | 54.13 | 7 | 19.51
2025 | IESO_2_MAPP_CA | IESO | MAPP_CA | Internal | Summer | B9 | 800 | 262 | 262 | 27.62 | 54.13 | 7 | 19.51
2025 | IESO_2_MAPP_CA | IESO | MAPP_CA | Internal | Summer | B10 | 1262 | 262 | 262 | 27.62 | 54.13 | 7 | 19.51
2025 | IESO_2_MAPP_CA | IESO | MAPP_CA | Internal | Winter | B16 | 25 | 262 | 262.14 | 36.24 | 69.47 | 7 | 26.24
2025 | IESO_2_MAPP_CA | IESO | MAPP_CA | Internal | Winter | B17 | 100 | 262 | 262.02 | 33.14 | 63.34 | 7 | 23.2
2025 | IESO_2_MAPP_CA | IESO | MAPP_CA | Internal | Winter | B18 | 400 | 262 | 262.01 | 33.14 | 63.33 | 7 | 23.2
2025 | IESO_2_MAPP_CA | IESO | MAPP_CA | Internal | Winter | B19 | 700 | 262 | 262 | 33.14 | 61.81 | 7 | 21.67
2025 | IESO_2_MAPP_CA | IESO | MAPP_CA | Internal | Winter | B20 | 935 | 262 | 262 | 33.14 | 61.81 | 7 | 21.67
2025 | IESO_2_MISO_MI | IESO | MISO_MI | Internal | Shoulder | B11 | 25 | 1840 | 3444.25 | 36.75 | 81.01 | 7 | 37.25
2025 | IESO_2_MISO_MI | IESO | MISO_MI | Internal | Shoulder | B12 | 200 | 1840 | 1840.07 | 33.14 | 75.38 | 7 | 35.24
2025 | IESO_2_MISO_MI | IESO | MISO_MI | Internal | Shoulder | B13 | 600 | 1840 | 1840.01 | 33.14 | 72.39 | 7 | 32.26
2025 | IESO_2_MISO_MI | IESO | MISO_MI | Internal | Shoulder | B14 | 900 | 1840 | 1840 | 33.14 | 68.13 | 7 | 27.99
2025 | IESO_2_MISO_MI | IESO | MISO_MI | Internal | Shoulder | B15 | 1203 | 1840 | 1840 | 33.14 | 60.28 | 7 | 20.14
2025 | IESO_2_MISO_MI | IESO | MISO_MI | Internal | Summer | B1 | 10 | 1840 | 1839.83 | 90.59 | 108.48 | 7 | 10.9
2025 | IESO_2_MISO_MI | IESO | MISO_MI | Internal | Summer | B2 | 25 | 1840 | 1839.97 | 89.86 | 109.52 | 7 | 12.66
2025 | IESO_2_MISO_MI | IESO | MISO_MI | Internal | Summer | B3 | 75 | 1840 | 1840.02 | 78.27 | 108.42 | 7 | 23.15
2025 | IESO_2_MISO_MI | IESO | MISO_MI | Internal | Summer | B4 | 100 | 1840 | 1840.02 | 71.54 | 101.35 | 7 | 22.81
2025 | IESO_2_MISO_MI | IESO | MISO_MI | Internal | Summer | B5 | 200 | 1840 | 2361.51 | 50.87 | 95.13 | 7 | 37.25
2025 | IESO_2_MISO_MI | IESO | MISO_MI | Internal | Summer | B6 | 300 | 1840 | 1840.2 | 38.61 | 81.92 | 7 | 36.31
2025 | IESO_2_MISO_MI | IESO | MISO_MI | Internal | Summer | B7 | 400 | 1840 | 3333.26 | 32.75 | 77.01 | 7 | 37.25
2025 | IESO_2_MISO_MI | IESO | MISO_MI | Internal | Summer | B8 | 500 | 1840 | 3891.13 | 27.62 | 71.87 | 7 | 37.25
2025 | IESO_2_MISO_MI | IESO | MISO_MI | Internal | Summer | B9 | 800 | 1840 | 1840.02 | 27.62 | 67.55 | 7 | 32.94
2025 | IESO_2_MISO_MI | IESO | MISO_MI | Internal | Summer | B10 | 1262 | 1840 | 1840 | 27.62 | 57.88 | 7 | 23.26
2025 | IESO_2_MISO_MI | IESO | MISO_MI | Internal | Winter | B16 | 25 | 1840 | 2759.58 | 36.24 | 80.49 | 7 | 37.25
2025 | IESO_2_MISO_MI | IESO | MISO_MI | Internal | Winter | B17 | 100 | 1840 | 1840.13 | 33.14 | 75.26 | 7 | 35.13
2025 | IESO_2_MISO_MI | IESO | MISO_MI | Internal | Winter | B18 | 400 | 1840 | 1840.02 | 33.14 | 74.36 | 7 | 34.22
2025 | IESO_2_MISO_MI | IESO | MISO_MI | Internal | Winter | B19 | 700 | 1840 | 1840.01 | 33.14 | 73.39 | 7 | 33.25
2025 | IESO_2_MISO_MI | IESO | MISO_MI | Internal | Winter | B20 | 935 | 1840 | 1840 | 33.14 | 62.32 | 7 | 22.19
2025 | IESO_2_MISO_W | IESO | MISO_W | Internal | Shoulder | B11 | 25 | 140 | 140.25 | 36.75 | 75.14 | 7 | 31.4
2025 | IESO_2_MISO_W | IESO | MISO_W | Internal | Shoulder | B12 | 200 | 140 | 140.01 | 33.14 | 63.46 | 7 | 23.33
2025 | IESO_2_MISO_W | IESO | MISO_W | Internal | Shoulder | B13 | 600 | 140 | 140 | 33.14 | 60.52 | 7 | 20.38
2025 | IESO_2_MISO_W | IESO | MISO_W | Internal | Shoulder | B14 | 900 | 140 | 140 | 33.14 | 56.99 | 7 | 16.85
2025 | IESO_2_MISO_W | IESO | MISO_W | Internal | Shoulder | B15 | 1203 | 140 | 140 | 33.14 | 48.88 | 7 | 8.75
2025 | IESO_2_MISO_W | IESO | MISO_W | Internal | Summer | B1 | 10 | 140 | 77.79 | 90.59 | 97.59 | 7 | 0.06
2025 | IESO_2_MISO_W | IESO | MISO_W | Internal | Summer | B2 | 25 | 140 | 139.47 | 89.86 | 98.57 | 7 | 1.73
2025 | IESO_2_MISO_W | IESO | MISO_W | Internal | Summer | B3 | 75 | 140 | 140.01 | 78.27 | 105.18 | 7 | 19.92
2025 | IESO_2_MISO_W | IESO | MISO_W | Internal | Summer | B4 | 100 | 140 | 140.01 | 71.54 | 98.11 | 7 | 19.57
2025 | IESO_2_MISO_W | IESO | MISO_W | Internal | Summer | B5 | 200 | 140 | 140.1 | 50.87 | 91.89 | 7 | 34.02
2025 | IESO_2_MISO_W | IESO | MISO_W | Internal | Summer | B6 | 300 | 140 | 988.81 | 38.61 | 81.26 | 7 | 35.65
2025 | IESO_2_MISO_W | IESO | MISO_W | Internal | Summer | B7 | 400 | 140 | 140.04 | 32.75 | 73.73 | 7 | 33.98
2025 | IESO_2_MISO_W | IESO | MISO_W | Internal | Summer | B8 | 500 | 140 | 140.01 | 27.62 | 61.21 | 7 | 26.6
2025 | IESO_2_MISO_W | IESO | MISO_W | Internal | Summer | B9 | 800 | 140 | 140 | 27.62 | 56.6 | 7 | 21.98
2025 | IESO_2_MISO_W | IESO | MISO_W | Internal | Summer | B10 | 1262 | 140 | 140 | 27.62 | 46.86 | 7 | 12.25
2025 | IESO_2_MISO_W | IESO | MISO_W | Internal | Winter | B16 | 25 | 140 | 140.11 | 36.24 | 69.48 | 7 | 26.26
2025 | IESO_2_MISO_W | IESO | MISO_W | Internal | Winter | B17 | 100 | 140 | 140.02 | 33.14 | 63.35 | 7 | 23.22
2025 | IESO_2_MISO_W | IESO | MISO_W | Internal | Winter | B18 | 400 | 140 | 140 | 33.14 | 63.35 | 7 | 23.21
2025 | IESO_2_MISO_W | IESO | MISO_W | Internal | Winter | B19 | 700 | 140 | 140 | 33.14 | 61.82 | 7 | 21.68
2025 | IESO_2_MISO_W | IESO | MISO_W | Internal | Winter | B20 | 935 | 140 | 140 | 33.14 | 51.32 | 7 | 11.19
2025 | IESO_2_NYISO_A-F | IESO | NYISO_A-F | Internal | Shoulder | B11 | 25 | 1725 | 1725.15 | 36.75 | 71.43 | 7 | 27.68
2025 | IESO_2_NYISO_A-F | IESO | NYISO_A-F | Internal | Shoulder | B12 | 200 | 1725 | 1725.02 | 33.14 | 68.73 | 7 | 28.6
2025 | IESO_2_NYISO_A-F | IESO | NYISO_A-F | Internal | Shoulder | B13 | 600 | 1725 | 1725.01 | 33.14 | 68.73 | 7 | 28.6
2025 | IESO_2_NYISO_A-F | IESO | NYISO_A-F | Internal | Shoulder | B14 | 900 | 1725 | 1725 | 33.14 | 67.23 | 7 | 27.09
2025 | IESO_2_NYISO_A-F | IESO | NYISO_A-F | Internal | Shoulder | B15 | 1203 | 1725 | 1725 | 33.14 | 67.23 | 7 | 27.09
2025 | IESO_2_NYISO_A-F | IESO | NYISO_A-F | Internal | Summer | B1 | 10 | 1725 | 1559.57 | 90.59 | 97.61 | 7 | 0.03
2025 | IESO_2_NYISO_A-F | IESO | NYISO_A-F | Internal | Summer | B2 | 25 | 1725 | 1724.43 | 89.86 | 98.45 | 7 | 1.59
2025 | IESO_2_NYISO_A-F | IESO | NYISO_A-F | Internal | Summer | B3 | 75 | 1725 | 1724.98 | 78.27 | 95.96 | 7 | 10.69
2025 | IESO_2_NYISO_A-F | IESO | NYISO_A-F | Internal | Summer | B4 | 100 | 1725 | 1724.99 | 71.54 | 90.03 | 7 | 11.49
2025 | IESO_2_NYISO_A-F | IESO | NYISO_A-F | Internal | Summer | B5 | 200 | 1725 | 1725.01 | 50.87 | 83.84 | 7 | 25.96
2025 | IESO_2_NYISO_A-F | IESO | NYISO_A-F | Internal | Summer | B6 | 300 | 1725 | 1725.01 | 38.61 | 71.71 | 7 | 26.1
2025 | IESO_2_NYISO_A-F | IESO | NYISO_A-F | Internal | Summer | B7 | 400 | 1725 | 1725.01 | 32.75 | 67.44 | 7 | 27.69
2025 | IESO_2_NYISO_A-F | IESO | NYISO_A-F | Internal | Summer | B8 | 500 | 1725 | 1725.02 | 27.62 | 65.88 | 7 | 31.27
2025 | IESO_2_NYISO_A-F | IESO | NYISO_A-F | Internal | Summer | B9 | 800 | 1725 | 1725.01 | 27.62 | 65.57 | 7 | 30.95
2025 | IESO_2_NYISO_A-F | IESO | NYISO_A-F | Internal | Summer | B10 | 1262 | 1725 | 1725.01 | 27.62 | 65.57 | 7 | 30.95
2025 | IESO_2_NYISO_A-F | IESO | NYISO_A-F | Internal | Winter | B16 | 25 | 1725 | 1725.56 | 36.24 | 75.96 | 7 | 32.72
2025 | IESO_2_NYISO_A-F | IESO | NYISO_A-F | Internal | Winter | B17 | 100 | 1725 | 1725.09 | 33.14 | 71.97 | 7 | 31.84
2025 | IESO_2_NYISO_A-F | IESO | NYISO_A-F | Internal | Winter | B18 | 400 | 1725 | 1725.02 | 33.14 | 71.41 | 7 | 31.28
2025 | IESO_2_NYISO_A-F | IESO | NYISO_A-F | Internal | Winter | B19 | 700 | 1725 | 1725.01 | 33.14 | 71.28 | 7 | 31.15
2025 | IESO_2_NYISO_A-F | IESO | NYISO_A-F | Internal | Winter | B20 | 935 | 1725 | 1725.01 | 33.14 | 71.28 | 7 | 31.15
2025 | MAPP_CA_2_IESO | MAPP_CA | IESO | Internal | Shoulder | B11 | 25 | 330 | 0.08 | 68.06 | 36.75 | 8 | 0.01
2025 | MAPP_CA_2_IESO | MAPP_CA | IESO | Internal | Shoulder | B12 | 200 | 330 | 0.01 | 56.98 | 33.14 | 8 | 0
2025 | MAPP_CA_2_IESO | MAPP_CA | IESO | Internal | Shoulder | B13 | 600 | 330 | 0 | 56.98 | 33.14 | 8 | 0
2025 | MAPP_CA_2_IESO | MAPP_CA | IESO | Internal | Shoulder | B14 | 900 | 330 | 0 | 56.98 | 33.14 | 8 | 0
2025 | MAPP_CA_2_IESO | MAPP_CA | IESO | Internal | Shoulder | B15 | 1203 | 330 | 0 | 56.98 | 33.14 | 8 | 0
2025 | MAPP_CA_2_IESO | MAPP_CA | IESO | Internal | Summer | B1 | 10 | 330 | 0.87 | 90.52 | 90.59 | 8 | 0.01
2025 | MAPP_CA_2_IESO | MAPP_CA | IESO | Internal | Summer | B2 | 25 | 330 | 0.27 | 91.49 | 89.86 | 8 | 0.01
2025 | MAPP_CA_2_IESO | MAPP_CA | IESO | Internal | Summer | B3 | 75 | 330 | 0.04 | 98.1 | 78.27 | 8 | 0
2025 | MAPP_CA_2_IESO | MAPP_CA | IESO | Internal | Summer | B4 | 100 | 330 | 0.03 | 91.03 | 71.54 | 8 | 0
2025 | MAPP_CA_2_IESO | MAPP_CA | IESO | Internal | Summer | B5 | 200 | 330 | 0 | 84.81 | 50.87 | 8 | 0
2025 | MAPP_CA_2_IESO | MAPP_CA | IESO | Internal | Summer | B6 | 300 | 330 | 0 | 74.17 | 38.61 | 8 | 0
2025 | MAPP_CA_2_IESO | MAPP_CA | IESO | Internal | Summer | B7 | 400 | 330 | 0 | 66.65 | 32.75 | 8 | 0
2025 | MAPP_CA_2_IESO | MAPP_CA | IESO | Internal | Summer | B8 | 500 | 330 | 0 | 54.13 | 27.62 | 8 | 0
2025 | MAPP_CA_2_IESO | MAPP_CA | IESO | Internal | Summer | B9 | 800 | 330 | 0 | 54.13 | 27.62 | 8 | 0
2025 | MAPP_CA_2_IESO | MAPP_CA | IESO | Internal | Summer | B10 | 1262 | 330 | 0 | 54.13 | 27.62 | 8 | 0
2025 | MAPP_CA_2_IESO | MAPP_CA | IESO | Internal | Winter | B16 | 25 | 330 | 0.08 | 69.47 | 36.24 | 8 | 0.01
2025 | MAPP_CA_2_IESO | MAPP_CA | IESO | Internal | Winter | B17 | 100 | 330 | 0.02 | 63.34 | 33.14 | 8 | 0
2025 | MAPP_CA_2_IESO | MAPP_CA | IESO | Internal | Winter | B18 | 400 | 330 | 0 | 63.33 | 33.14 | 8 | 0
2025 | MAPP_CA_2_IESO | MAPP_CA | IESO | Internal | Winter | B19 | 700 | 330 | 0 | 61.81 | 33.14 | 8 | 0
2025 | MAPP_CA_2_IESO | MAPP_CA | IESO | Internal | Winter | B20 | 935 | 330 | 0 | 61.81 | 33.14 | 8 | 0
2025 | MAPP_CA_2_MAPP_US | MAPP_CA | MAPP_US | Internal | Shoulder | B11 | 25 | 372 | 0.32 | 68.06 | 68.14 | 7 | 0
2025 | MAPP_CA_2_MAPP_US | MAPP_CA | MAPP_US | Internal | Shoulder | B12 | 200 | 372 | 0.04 | 56.98 | 56.46 | 7 | 0
2025 | MAPP_CA_2_MAPP_US | MAPP_CA | MAPP_US | Internal | Shoulder | B13 | 600 | 372 | 0.01 | 56.98 | 53.52 | 7 | 0
2025 | MAPP_CA_2_MAPP_US | MAPP_CA | MAPP_US | Internal | Shoulder | B14 | 900 | 372 | 0 | 56.98 | 49.99 | 7 | 0
2025 | MAPP_CA_2_MAPP_US | MAPP_CA | MAPP_US | Internal | Shoulder | B15 | 1203 | 372 | 0 | 56.98 | 41.88 | 7 | 0
2025 | MAPP_CA_2_MAPP_US | MAPP_CA | MAPP_US | Internal | Summer | B1 | 10 | 372 | 27.78 | 90.52 | 97.41 | 7 | 0.01
2025 | MAPP_CA_2_MAPP_US | MAPP_CA | MAPP_US | Internal | Summer | B2 | 25 | 372 | 0.32 | 91.49 | 91.58 | 7 | 0
2025 | MAPP_CA_2_MAPP_US | MAPP_CA | MAPP_US | Internal | Summer | B3 | 75 | 372 | 0.11 | 98.1 | 98.18 | 7 | 0
2025 | MAPP_CA_2_MAPP_US | MAPP_CA | MAPP_US | Internal | Summer | B4 | 100 | 372 | 0.09 | 91.03 | 91.26 | 7 | 0
2025 | MAPP_CA_2_MAPP_US | MAPP_CA | MAPP_US | Internal | Summer | B5 | 200 | 372 | 0.04 | 84.81 | 84.89 | 7 | 0
2025 | MAPP_CA_2_MAPP_US | MAPP_CA | MAPP_US | Internal | Summer | B6 | 300 | 372 | 0.03 | 74.17 | 74.26 | 7 | 0
2025 | MAPP_CA_2_MAPP_US | MAPP_CA | MAPP_US | Internal | Summer | B7 | 400 | 372 | 0.02 | 66.65 | 66.73 | 7 | 0
2025 | MAPP_CA_2_MAPP_US | MAPP_CA | MAPP_US | Internal | Summer | B8 | 500 | 372 | 0.03 | 54.13 | 57.4 | 7 | 0
2025 | MAPP_CA_2_MAPP_US | MAPP_CA | MAPP_US | Internal | Summer | B9 | 800 | 372 | 0 | 54.13 | 52.69 | 7 | 0
2025 | MAPP_CA_2_MAPP_US | MAPP_CA | MAPP_US | Internal | Summer | B10 | 1262 | 372 | 0 | 54.13 | 39.86 | 7 | 0
2025 | MAPP_CA_2_MAPP_US | MAPP_CA | MAPP_US | Internal | Winter | B16 | 25 | 372 | 0.19 | 69.47 | 62.49 | 7 | 0
2025 | MAPP_CA_2_MAPP_US | MAPP_CA | MAPP_US | Internal | Winter | B17 | 100 | 372 | 0.05 | 63.34 | 56.35 | 7 | 0
2025 | MAPP_CA_2_MAPP_US | MAPP_CA | MAPP_US | Internal | Winter | B18 | 400 | 372 | 0.01 | 63.33 | 56.35 | 7 | 0
2025 | MAPP_CA_2_MAPP_US | MAPP_CA | MAPP_US | Internal | Winter | B19 | 700 | 372 | 0 | 61.81 | 56.35 | 7 | 0
2025 | MAPP_CA_2_MAPP_US | MAPP_CA | MAPP_US | Internal | Winter | B20 | 935 | 372 | 0 | 61.81 | 44.33 | 7 | 0
2025 | MAPP_CA_2_MISO_W | MAPP_CA | MISO_W | Internal | Shoulder | B11 | 25 | 1970 | 2468.27 | 68.06 | 75.14 | 0.01 | 7.07
2025 | MAPP_CA_2_MISO_W | MAPP_CA | MISO_W | Internal | Shoulder | B12 | 200 | 1970 | 1970.16 | 56.98 | 63.46 | 0.01 | 6.47
2025 | MAPP_CA_2_MISO_W | MAPP_CA | MISO_W | Internal | Shoulder | B13 | 600 | 1970 | 1970 | 56.98 | 60.52 | 0.01 | 3.53
2025 | MAPP_CA_2_MISO_W | MAPP_CA | MISO_W | Internal | Shoulder | B14 | 900 | 1970 | 1762.48 | 56.98 | 56.99 | 0.01 | 0
2025 | MAPP_CA_2_MISO_W | MAPP_CA | MISO_W | Internal | Shoulder | B15 | 1203 | 1970 | 0 | 56.98 | 48.88 | 0.01 | 0
2025 | MAPP_CA_2_MISO_W | MAPP_CA | MISO_W | Internal | Summer | B1 | 10 | 1970 | 2239.8 | 90.52 | 97.59 | 0.01 | 7.06
2025 | MAPP_CA_2_MISO_W | MAPP_CA | MISO_W | Internal | Summer | B2 | 25 | 1970 | 2197.57 | 91.49 | 98.57 | 0.01 | 7.07
2025 | MAPP_CA_2_MISO_W | MAPP_CA | MISO_W | Internal | Summer | B3 | 75 | 1970 | 2347.84 | 98.1 | 105.18 | 0.01 | 7.07
2025 | MAPP_CA_2_MISO_W | MAPP_CA | MISO_W | Internal | Summer | B4 | 100 | 1970 | 2328.3 | 91.03 | 98.11 | 0.01 | 7.07
2025 | MAPP_CA_2_MISO_W | MAPP_CA | MISO_W | Internal | Summer | B5 | 200 | 1970 | 2304.93 | 84.81 | 91.89 | 0.01 | 7.07
2025 | MAPP_CA_2_MISO_W | MAPP_CA | MISO_W | Internal | Summer | B6 | 300 | 1970 | 2295.77 | 74.17 | 81.26 | 0.01 | 7.07
2025 | MAPP_CA_2_MISO_W | MAPP_CA | MISO_W | Internal | Summer | B7 | 400 | 1970 | 2331.77 | 66.65 | 73.73 | 0.01 | 7.07
2025 | MAPP_CA_2_MISO_W | MAPP_CA | MISO_W | Internal | Summer | B8 | 500 | 1970 | 2120.02 | 54.13 | 61.21 | 0.01 | 7.07
2025 | MAPP_CA_2_MISO_W | MAPP_CA | MISO_W | Internal | Summer | B9 | 800 | 1970 | 1969.99 | 54.13 | 56.6 | 0.01 | 2.46
2025 | MAPP_CA_2_MISO_W | MAPP_CA | MISO_W | Internal | Summer | B10 | 1262 | 1970 | 0.01 | 54.13 | 46.86 | 0.01 | 0
2025 | MAPP_CA_2_MISO_W | MAPP_CA | MISO_W | Internal | Winter | B16 | 25 | 1970 | 1681.65 | 69.47 | 69.48 | 0.01 | 0.01
2025 | MAPP_CA_2_MISO_W | MAPP_CA | MISO_W | Internal | Winter | B17 | 100 | 1970 | 1417.87 | 63.34 | 63.35 | 0.01 | 0
2025 | MAPP_CA_2_MISO_W | MAPP_CA | MISO_W | Internal | Winter | B18 | 400 | 1970 | 1460.75 | 63.33 | 63.35 | 0.01 | 0
2025 | MAPP_CA_2_MISO_W | MAPP_CA | MISO_W | Internal | Winter | B19 | 700 | 1970 | 1076.72 | 61.81 | 61.82 | 0.01 | 0
2025 | MAPP_CA_2_MISO_W | MAPP_CA | MISO_W | Internal | Winter | B20 | 935 | 1970 | 0 | 61.81 | 51.32 | 0.01 | 0
2025 | MAPP_US_2_MAPP_CA | MAPP_US | MAPP_CA | Internal | Shoulder | B11 | 25 | 165 | 0.25 | 68.14 | 68.06 | 7 | 0.01
2025 | MAPP_US_2_MAPP_CA | MAPP_US | MAPP_CA | Internal | Shoulder | B12 | 200 | 165 | 0.04 | 56.46 | 56.98 | 7 | 0
2025 | MAPP_US_2_MAPP_CA | MAPP_US | MAPP_CA | Internal | Shoulder | B13 | 600 | 165 | 0.02 | 53.52 | 56.98 | 7 | 0
2025 | MAPP_US_2_MAPP_CA | MAPP_US | MAPP_CA | Internal | Shoulder | B14 | 900 | 165 | 1.93 | 49.99 | 56.98 | 7 | 0
2025 | MAPP_US_2_MAPP_CA | MAPP_US | MAPP_CA | Internal | Shoulder | B15 | 1203 | 165 | 165 | 41.88 | 56.98 | 7 | 8.09
2025 | MAPP_US_2_MAPP_CA | MAPP_US | MAPP_CA | Internal | Summer | B1 | 10 | 165 | 0.41 | 97.41 | 90.52 | 7 | 0.03
2025 | MAPP_US_2_MAPP_CA | MAPP_US | MAPP_CA | Internal | Summer | B2 | 25 | 165 | 0.25 | 91.58 | 91.49 | 7 | 0.01
2025 | MAPP_US_2_MAPP_CA | MAPP_US | MAPP_CA | Internal | Summer | B3 | 75 | 165 | 0.09 | 98.18 | 98.1 | 7 | 0
2025 | MAPP_US_2_MAPP_CA | MAPP_US | MAPP_CA | Internal | Summer | B4 | 100 | 165 | 0.07 | 91.26 | 91.03 | 7 | 0
2025 | MAPP_US_2_MAPP_CA | MAPP_US | MAPP_CA | Internal | Summer | B5 | 200 | 165 | 0.03 | 84.89 | 84.81 | 7 | 0
2025 | MAPP_US_2_MAPP_CA | MAPP_US | MAPP_CA | Internal | Summer | B6 | 300 | 165 | 0.02 | 74.26 | 74.17 | 7 | 0
2025 | MAPP_US_2_MAPP_CA | MAPP_US | MAPP_CA | Internal | Summer | B7 | 400 | 165 | 0.02 | 66.73 | 66.65 | 7 | 0
2025 | MAPP_US_2_MAPP_CA | MAPP_US | MAPP_CA | Internal | Summer | B8 | 500 | 165 | 0.01 | 57.4 | 54.13 | 7 | 0
2025 | MAPP_US_2_MAPP_CA | MAPP_US | MAPP_CA | Internal | Summer | B9 | 800 | 165 | 0.01 | 52.69 | 54.13 | 7 | 0
2025 | MAPP_US_2_MAPP_CA | MAPP_US | MAPP_CA | Internal | Summer | B10 | 1262 | 165 | 165 | 39.86 | 54.13 | 7 | 7.26
2025 | MAPP_US_2_MAPP_CA | MAPP_US | MAPP_CA | Internal | Winter | B16 | 25 | 165 | 39.8 | 62.49 | 69.47 | 7 | 0.01
2025 | MAPP_US_2_MAPP_CA | MAPP_US | MAPP_CA | Internal | Winter | B17 | 100 | 165 | 15.34 | 56.35 | 63.34 | 7 | 0
2025 | MAPP_US_2_MAPP_CA | MAPP_US | MAPP_CA | Internal | Winter | B18 | 400 | 165 | 4.47 | 56.35 | 63.33 | 7 | 0
2025 | MAPP_US_2_MAPP_CA | MAPP_US | MAPP_CA | Internal | Winter | B19 | 700 | 165 | 0.04 | 56.35 | 61.81 | 7 | 0
2025 | MAPP_US_2_MAPP_CA | MAPP_US | MAPP_CA | Internal | Winter | B20 | 935 | 165 | 165 | 44.33 | 61.81 | 7 | 10.48
2025 | MAPP_US_2_MISO_W | MAPP_US | MISO_W | Internal | Shoulder | B11 | 25 | 2635 | 786.29 | 68.14 | 75.14 | 7 | 0
2025 | MAPP_US_2_MISO_W | MAPP_US | MISO_W | Internal | Shoulder | B12 | 200 | 2635 | 1028.91 | 56.46 | 63.46 | 7 | 0
2025 | MAPP_US_2_MISO_W | MAPP_US | MISO_W | Internal | Shoulder | B13 | 600 | 2635 | 1222.69 | 53.52 | 60.52 | 7 | 0
2025 | MAPP_US_2_MISO_W | MAPP_US | MISO_W | Internal | Shoulder | B14 | 900 | 2635 | 176.42 | 49.99 | 56.99 | 7 | 0
2025 | MAPP_US_2_MISO_W | MAPP_US | MISO_W | Internal | Shoulder | B15 | 1203 | 2635 | 219.28 | 41.88 | 48.88 | 7 | 0
2025 | MAPP_US_2_MISO_W | MAPP_US | MISO_W | Internal | Summer | B1 | 10 | 2635 | 1.55 | 97.41 | 97.59 | 7 | 0
2025 | MAPP_US_2_MISO_W | MAPP_US | MISO_W | Internal | Summer | B2 | 25 | 2635 | 383.32 | 91.58 | 98.57 | 7 | 0
2025 | MAPP_US_2_MISO_W | MAPP_US | MISO_W | Internal | Summer | B3 | 75 | 2635 | 832.54 | 98.18 | 105.18 | 7 | 0
2025 | MAPP_US_2_MISO_W | MAPP_US | MISO_W | Internal | Summer | B4 | 100 | 2635 | 6.2 | 91.26 | 98.11 | 7 | 0
2025 | MAPP_US_2_MISO_W | MAPP_US | MISO_W | Internal | Summer | B5 | 200 | 2635 | 306.56 | 84.89 | 91.89 | 7 | 0
2025 | MAPP_US_2_MISO_W | MAPP_US | MISO_W | Internal | Summer | B6 | 300 | 2635 | 434.89 | 74.26 | 81.26 | 7 | 0
2025 | MAPP_US_2_MISO_W | MAPP_US | MISO_W | Internal | Summer | B7 | 400 | 2635 | 601.91 | 66.73 | 73.73 | 7 | 0
2025 | MAPP_US_2_MISO_W | MAPP_US | MISO_W | Internal | Summer | B8 | 500 | 2635 | 0.06 | 57.4 | 61.21 | 7 | 0
2025 | MAPP_US_2_MISO_W | MAPP_US | MISO_W | Internal | Summer | B9 | 800 | 2635 | 0.04 | 52.69 | 56.6 | 7 | 0
2025 | MAPP_US_2_MISO_W | MAPP_US | MISO_W | Internal | Summer | B10 | 1262 | 2635 | 306.37 | 39.86 | 46.86 | 7 | 0
2025 | MAPP_US_2_MISO_W | MAPP_US | MISO_W | Internal | Winter | B16 | 25 | 2635 | 2200.28 | 62.49 | 69.48 | 7 | 0
2025 | MAPP_US_2_MISO_W | MAPP_US | MISO_W | Internal | Winter | B17 | 100 | 2635 | 1335.5 | 56.35 | 63.35 | 7 | 0
2025 | MAPP_US_2_MISO_W | MAPP_US | MISO_W | Internal | Winter | B18 | 400 | 2635 | 1022.65 | 56.35 | 63.35 | 7 | 0
2025 | MAPP_US_2_MISO_W | MAPP_US | MISO_W | Internal | Winter | B19 | 700 | 2635 | 0.08 | 56.35 | 61.82 | 7 | 0
2025 | MAPP_US_2_MISO_W | MAPP_US | MISO_W | Internal | Winter | B20 | 935 | 2635 | 12.26 | 44.33 | 51.32 | 7 | 0
2025 | MAPP_US_2_NE | MAPP_US | NE | Internal | Shoulder | B11 | 25 | 2000 | 0.61 | 68.14 | 70.14 | 7 | 0
2025 | MAPP_US_2_NE | MAPP_US | NE | Internal | Shoulder | B12 | 200 | 2000 | 0.04 | 56.46 | 53.88 | 7 | 0
2025 | MAPP_US_2_NE | MAPP_US | NE | Internal | Shoulder | B13 | 600 | 2000 | 0.02 | 53.52 | 50.93 | 7 | 0
2025 | MAPP_US_2_NE | MAPP_US | NE | Internal | Shoulder | B14 | 900 | 2000 | 0.01 | 49.99 | 47.41 | 7 | 0
2025 | MAPP_US_2_NE | MAPP_US | NE | Internal | Shoulder | B15 | 1203 | 2000 | 0 | 41.88 | 39.3 | 7 | 0
2025 | MAPP_US_2_NE | MAPP_US | NE | Internal | Summer | B1 | 10 | 2000 | 0.77 | 97.41 | 92.57 | 7 | 0
2025 | MAPP_US_2_NE | MAPP_US | NE | Internal | Summer | B2 | 25 | 2000 | 0.38 | 91.58 | 90.45 | 7 | 0
2025 | MAPP_US_2_NE | MAPP_US | NE | Internal | Summer | B3 | 75 | 2000 | 0.22 | 98.18 | 100.18 | 7 | 0
2025 | MAPP_US_2_NE | MAPP_US | NE | Internal | Summer | B4 | 100 | 2000 | 330.73 | 91.26 | 98.25 | 7 | 0
2025 | MAPP_US_2_NE | MAPP_US | NE | Internal | Summer | B5 | 200 | 2000 | 0.16 | 84.89 | 90.08 | 7 | 0
2025 | MAPP_US_2_NE | MAPP_US | NE | Internal | Summer | B6 | 300 | 2000 | 0.06 | 74.26 | 76.44 | 7 | 0
2025 | MAPP_US_2_NE | MAPP_US | NE | Internal | Summer | B7 | 400 | 2000 | 0.38 | 66.73 | 71.95 | 7 | 0
2025 | MAPP_US_2_NE | MAPP_US | NE | Internal | Summer | B8 | 500 | 2000 | 1098.13 | 57.4 | 64.4 | 7 | 0
2025 | MAPP_US_2_NE | MAPP_US | NE | Internal | Summer | B9 | 800 | 2000 | 449.69 | 52.69 | 59.69 | 7 | 0
2025 | MAPP_US_2_NE | MAPP_US | NE | Internal | Summer | B10 | 1262 | 2000 | 0 | 39.86 | 38.74 | 7 | 0
2025 | MAPP_US_2_NE | MAPP_US | NE | Internal | Winter | B16 | 25 | 2000 | 0.33 | 62.49 | 59.9 | 7 | 0
2025 | MAPP_US_2_NE | MAPP_US | NE | Internal | Winter | B17 | 100 | 2000 | 0.08 | 56.35 | 53.77 | 7 | 0
2025 | MAPP_US_2_NE | MAPP_US | NE | Internal | Winter | B18 | 400 | 2000 | 0.02 | 56.35 | 53.76 | 7 | 0
2025 | MAPP_US_2_NE | MAPP_US | NE | Internal | Winter | B19 | 700 | 2000 | 0.01 | 56.35 | 52.24 | 7 | 0
2025 | MAPP_US_2_NE | MAPP_US | NE | Internal | Winter | B20 | 935 | 2000 | 0 | 44.33 | 41.74 | 7 | 0
2025 | MARITIMES_2_NEISO | MARITIMES | NEISO | Internal | Shoulder | B11 | 25 | 99999 | 1399.99 | 68.43 | 68.44 | 0.01 | 0
2025 | MARITIMES_2_NEISO | MARITIMES | NEISO | Internal | Shoulder | B12 | 200 | 99999 | 1400.02 | 65.75 | 65.76 | 0.01 | 0
2025 | MARITIMES_2_NEISO | MARITIMES | NEISO | Internal | Shoulder | B13 | 600 | 99999 | 1400.02 | 65.75 | 65.76 | 0.01 | 0
2025 | MARITIMES_2_NEISO | MARITIMES | NEISO | Internal | Shoulder | B14 | 900 | 99999 | 1400.02 | 65.75 | 65.76 | 0.01 | 0
2025 | MARITIMES_2_NEISO | MARITIMES | NEISO | Internal | Shoulder | B15 | 1203 | 99999 | 426.44 | 65.75 | 65.76 | 0.01 | 0
2025 | MARITIMES_2_NEISO | MARITIMES | NEISO | Internal | Summer | B1 | 10 | 99999 | 1400.03 | 99.7 | 99.71 | 0.01 | 0
2025 | MARITIMES_2_NEISO | MARITIMES | NEISO | Internal | Summer | B2 | 25 | 99999 | 1400 | 100.41 | 100.43 | 0.01 | 0
2025 | MARITIMES_2_NEISO | MARITIMES | NEISO | Internal | Summer | B3 | 75 | 99999 | 1400.07 | 94.68 | 94.7 | 0.01 | 0
2025 | MARITIMES_2_NEISO | MARITIMES | NEISO | Internal | Summer | B4 | 100 | 99999 | 1400.05 | 88.76 | 88.77 | 0.01 | 0
2025 | MARITIMES_2_NEISO | MARITIMES | NEISO | Internal | Summer | B5 | 200 | 99999 | 1400.02 | 82.56 | 82.57 | 0.01 | 0
2025 | MARITIMES_2_NEISO | MARITIMES | NEISO | Internal | Summer | B6 | 300 | 99999 | 1400.02 | 68.7 | 68.71 | 0.01 | 0
2025 | MARITIMES_2_NEISO | MARITIMES | NEISO | Internal | Summer | B7 | 400 | 99999 | 1400.02 | 64.43 | 64.44 | 0.01 | 0
2025 | MARITIMES_2_NEISO | MARITIMES | NEISO | Internal | Summer | B8 | 500 | 99999 | 1400.02 | 62.58 | 62.59 | 0.01 | 0
2025 | MARITIMES_2_NEISO | MARITIMES | NEISO | Internal | Summer | B9 | 800 | 99999 | 1400.02 | 62.58 | 62.59 | 0.01 | 0
2025 | MARITIMES_2_NEISO | MARITIMES | NEISO | Internal | Summer | B10 | 1262 | 99999 | 236.14 | 62.58 | 62.59 | 0.01 | 0
2025 | MARITIMES_2_NEISO | MARITIMES | NEISO | Internal | Winter | B16 | 25 | 99999 | 1399.99 | 75.54 | 75.55 | 0.01 | 0
2025 | MARITIMES_2_NEISO | MARITIMES | NEISO | Internal | Winter | B17 | 100 | 99999 | 1400.02 | 74.74 | 74.75 | 0.01 | 0
2025 | MARITIMES_2_NEISO | MARITIMES | NEISO | Internal | Winter | B18 | 400 | 99999 | 1400.02 | 73.49 | 73.5 | 0.01 | 0
2025 | MARITIMES_2_NEISO | MARITIMES | NEISO | Internal | Winter | B19 | 700 | 99999 | 1400.02 | 73.48 | 73.5 | 0.01 | 0
2025 | MARITIMES_2_NEISO | MARITIMES | NEISO | Internal | Winter | B20 | 935 | 99999 | 475.95 | 73.48 | 73.5 | 0.01 | 0
2025 | MISO_IN_2_MISO_MI | MISO_IN | MISO_MI | Internal | Shoulder | B11 | 25 | 5000 | 1090.15 | 80.99 | 81.01 | 0.01 | 0
2025 | MISO_IN_2_MISO_MI | MISO_IN | MISO_MI | Internal | Shoulder | B12 | 200 | 5000 | 2313.7 | 75.36 | 75.38 | 0.01 | 0
2025 | MISO_IN_2_MISO_MI | MISO_IN | MISO_MI | Internal | Shoulder | B13 | 600 | 5000 | 2189.63 | 72.38 | 72.39 | 0.01 | 0
2025 | MISO_IN_2_MISO_MI | MISO_IN | MISO_MI | Internal | Shoulder | B14 | 900 | 5000 | 4294.5 | 68.11 | 68.13 | 0.01 | 0
2025 | MISO_IN_2_MISO_MI | MISO_IN | MISO_MI | Internal | Shoulder | B15 | 1203 | 5000 | 3686.97 | 60.27 | 60.28 | 0.01 | 0
2025 | MISO_IN_2_MISO_MI | MISO_IN | MISO_MI | Internal | Summer | B1 | 10 | 5000 | 4863.76 | 108.47 | 108.48 | 0.01 | 0
2025 | MISO_IN_2_MISO_MI | MISO_IN | MISO_MI | Internal | Summer | B2 | 25 | 5000 | 2786.19 | 109.51 | 109.52 | 0.01 | 0
2025 | MISO_IN_2_MISO_MI | MISO_IN | MISO_MI | Internal | Summer | B3 | 75 | 5000 | 4333.05 | 108.41 | 108.42 | 0.01 | 0
2025 | MISO_IN_2_MISO_MI | MISO_IN | MISO_MI | Internal | Summer | B4 | 100 | 5000 | 2412.98 | 101.34 | 101.35 | 0.01 | 0
2025 | MISO_IN_2_MISO_MI | MISO_IN | MISO_MI | Internal | Summer | B5 | 200 | 5000 | 2170.5 | 95.12 | 95.13 | 0.01 | 0
2025 | MISO_IN_2_MISO_MI | MISO_IN | MISO_MI | Internal | Summer | B6 | 300 | 5000 | 3219.33 | 81.9 | 81.92 | 0.01 | 0
2025 | MISO_IN_2_MISO_MI | MISO_IN | MISO_MI | Internal | Summer | B7 | 400 | 5000 | 706.48 | 76.99 | 77.01 | 0.01 | 0
2025 | MISO_IN_2_MISO_MI | MISO_IN | MISO_MI | Internal | Summer | B8 | 500 | 5000 | 7.36 | 71.88 | 71.87 | 0.01 | 0
2025 | MISO_IN_2_MISO_MI | MISO_IN | MISO_MI | Internal | Summer | B9 | 800 | 5000 | 3003.03 | 67.54 | 67.55 | 0.01 | 0
2025 | MISO_IN_2_MISO_MI | MISO_IN | MISO_MI | Internal | Summer | B10 | 1262 | 5000 | 6348.3 | 57.86 | 57.88 | 0.01 | 0
2025 | MISO_IN_2_MISO_MI | MISO_IN | MISO_MI | Internal | Winter | B16 | 25 | 5000 | 3204.66 | 80.48 | 80.49 | 0.01 | 0
2025 | MISO_IN_2_MISO_MI | MISO_IN | MISO_MI | Internal | Winter | B17 | 100 | 5000 | 2697.81 | 75.25 | 75.26 | 0.01 | 0
2025 | MISO_IN_2_MISO_MI | MISO_IN | MISO_MI | Internal | Winter | B18 | 400 | 5000 | 2624.3 | 74.35 | 74.36 | 0.01 | 0
2025 | MISO_IN_2_MISO_MI | MISO_IN | MISO_MI | Internal | Winter | B19 | 700 | 5000 | 3348.05 | 73.38 | 73.39 | 0.01 | 0
2025 | MISO_IN_2_MISO_MI | MISO_IN | MISO_MI | Internal | Winter | B20 | 935 | 5000 | 3718.78 | 62.31 | 62.32 | 0.01 | 0
2025 | MISO_IN_2_MISO_MO-IL | MISO_IN | MISO_MO-IL | Internal | Shoulder | B11 | 25 | 5000 | 1943.48 | 80.99 | 81.01 | 0.01 | 0
2025 | MISO_IN_2_MISO_MO-IL | MISO_IN | MISO_MO-IL | Internal | Shoulder | B12 | 200 | 5000 | 0.43 | 75.36 | 74.41 | 0.01 | 0
2025 | MISO_IN_2_MISO_MO-IL | MISO_IN | MISO_MO-IL | Internal | Shoulder | B13 | 600 | 5000 | 0.14 | 72.38 | 71.43 | 0.01 | 0
2025 | MISO_IN_2_MISO_MO-IL | MISO_IN | MISO_MO-IL | Internal | Shoulder | B14 | 900 | 5000 | 0.1 | 68.11 | 67.16 | 0.01 | 0
2025 | MISO_IN_2_MISO_MO-IL | MISO_IN | MISO_MO-IL | Internal | Shoulder | B15 | 1203 | 5000 | 0.13 | 60.27 | 59.83 | 0.01 | 0
2025 | MISO_IN_2_MISO_MO-IL | MISO_IN | MISO_MO-IL | Internal | Summer | B1 | 10 | 5000 | 9.85 | 108.47 | 107.76 | 0.01 | 0
2025 | MISO_IN_2_MISO_MO-IL | MISO_IN | MISO_MO-IL | Internal | Summer | B2 | 25 | 5000 | 2777.24 | 109.51 | 109.52 | 0.01 | 0
2025 | MISO_IN_2_MISO_MO-IL | MISO_IN | MISO_MO-IL | Internal | Summer | B3 | 75 | 5000 | 1764.85 | 108.41 | 108.42 | 0.01 | 0
2025 | MISO_IN_2_MISO_MO-IL | MISO_IN | MISO_MO-IL | Internal | Summer | B4 | 100 | 5000 | 3142.81 | 101.34 | 101.35 | 0.01 | 0
2025 | MISO_IN_2_MISO_MO-IL | MISO_IN | MISO_MO-IL | Internal | Summer | B5 | 200 | 5000 | 3969.37 | 95.12 | 95.13 | 0.01 | 0
2025 | MISO_IN_2_MISO_MO-IL | MISO_IN | MISO_MO-IL | Internal | Summer | B6 | 300 | 5000 | 2609.66 | 81.9 | 81.92 | 0.01 | 0
2025 | MISO_IN_2_MISO_MO-IL | MISO_IN | MISO_MO-IL | Internal | Summer | B7 | 400 | 5000 | 1283.75 | 76.99 | 77.01 | 0.01 | 0
2025 | MISO_IN_2_MISO_MO-IL | MISO_IN | MISO_MO-IL | Internal | Summer | B8 | 500 | 5000 | 2582.5 | 71.88 | 71.89 | 0.01 | 0
2025 | MISO_IN_2_MISO_MO-IL | MISO_IN | MISO_MO-IL | Internal | Summer | B9 | 800 | 5000 | 8.11 | 67.54 | 67.54 | 0.01 | 0
2025 | MISO_IN_2_MISO_MO-IL | MISO_IN | MISO_MO-IL | Internal | Summer | B10 | 1262 | 5000 | 0.95 | 57.86 | 57.81 | 0.01 | 0
2025 | MISO_IN_2_MISO_MO-IL | MISO_IN | MISO_MO-IL | Internal | Winter | B16 | 25 | 5000 | 30.13 | 80.48 | 80.43 | 0.01 | 0
2025 | MISO_IN_2_MISO_MO-IL | MISO_IN | MISO_MO-IL | Internal | Winter | B17 | 100 | 5000 | 0.84 | 75.25 | 74.29 | 0.01 | 0
2025 | MISO_IN_2_MISO_MO-IL | MISO_IN | MISO_MO-IL | Internal | Winter | B18 | 400 | 5000 | 1.9 | 74.35 | 74.29 | 0.01 | 0
2025 | MISO_IN_2_MISO_MO-IL | MISO_IN | MISO_MO-IL | Internal | Winter | B19 | 700 | 5000 | 0.16 | 73.38 | 72.63 | 0.01 | 0
2025 | MISO_IN_2_MISO_MO-IL | MISO_IN | MISO_MO-IL | Internal | Winter | B20 | 935 | 5000 | 1.31 | 62.31 | 62.27 | 0.01 | 0
2025 | MISO_IN_2_NonRTO_Midwest | MISO_IN | NonRTO_Midwest | Internal | Shoulder | B11 | 25 | 4800 | 973.64 | 80.99 | 88.99 | 8 | 0
2025 | MISO_IN_2_NonRTO_Midwest | MISO_IN | NonRTO_Midwest | Internal | Shoulder | B12 | 200 | 4800 | 1049.3 | 75.36 | 83.36 | 8 | 0
2025 | MISO_IN_2_NonRTO_Midwest | MISO_IN | NonRTO_Midwest | Internal | Shoulder | B13 | 600 | 4800 | 2140.4 | 72.38 | 80.38 | 8 | 0
2025 | MISO_IN_2_NonRTO_Midwest | MISO_IN | NonRTO_Midwest | Internal | Shoulder | B14 | 900 | 4800 | 1695.68 | 68.11 | 76.11 | 8 | 0
2025 | MISO_IN_2_NonRTO_Midwest | MISO_IN | NonRTO_Midwest | Internal | Shoulder | B15 | 1203 | 4800 | 794.97 | 60.27 | 68.27 | 8 | 0
2025 | MISO_IN_2_NonRTO_Midwest | MISO_IN | NonRTO_Midwest | Internal | Summer | B1 | 10 | 4800 | 101.03 | 108.47 | 116.42 | 8 | 0
2025 | MISO_IN_2_NonRTO_Midwest | MISO_IN | NonRTO_Midwest | Internal | Summer | B2 | 25 | 4800 | 2.45 | 109.51 | 116.41 | 8 | 0
2025 | MISO_IN_2_NonRTO_Midwest | MISO_IN | NonRTO_Midwest | Internal | Summer | B3 | 75 | 4800 | 1212.6 | 108.41 | 116.41 | 8 | 0
2025 | MISO_IN_2_NonRTO_Midwest | MISO_IN | NonRTO_Midwest | Internal | Summer | B4 | 100 | 4800 | 1584.73 | 101.34 | 109.34 | 8 | 0
2025 | MISO_IN_2_NonRTO_Midwest | MISO_IN | NonRTO_Midwest | Internal | Summer | B5 | 200 | 4800 | 1257.31 | 95.12 | 103.12 | 8 | 0
2025 | MISO_IN_2_NonRTO_Midwest | MISO_IN | NonRTO_Midwest | Internal | Summer | B6 | 300 | 4800 | 759.12 | 81.9 | 89.9 | 8 | 0
2025 | MISO_IN_2_NonRTO_Midwest | MISO_IN | NonRTO_Midwest | Internal | Summer | B7 | 400 | 4800 | 1071.49 | 76.99 | 84.99 | 8 | 0
2025 | MISO_IN_2_NonRTO_Midwest | MISO_IN | NonRTO_Midwest | Internal | Summer | B8 | 500 | 4800 | 2571.68 | 71.88 | 79.88 | 8 | 0
2025 | MISO_IN_2_NonRTO_Midwest | MISO_IN | NonRTO_Midwest | Internal | Summer | B9 | 800 | 4800 | 1892.52 | 67.54 | 75.54 | 8 | 0
2025 | MISO_IN_2_NonRTO_Midwest | MISO_IN | NonRTO_Midwest | Internal | Summer | B10 | 1262 | 4800 | 760.57 | 57.86 | 65.86 | 8 | 0
2025 | MISO_IN_2_NonRTO_Midwest | MISO_IN | NonRTO_Midwest | Internal | Winter | B16 | 25 | 4800 | 3425.27 | 80.48 | 88.48 | 8 | 0
2025 | MISO_IN_2_NonRTO_Midwest | MISO_IN | NonRTO_Midwest | Internal | Winter | B17 | 100 | 4800 | 3486.57 | 75.25 | 83.25 | 8 | 0
2025 | MISO_IN_2_NonRTO_Midwest | MISO_IN | NonRTO_Midwest | Internal | Winter | B18 | 400 | 4800 | 3150.75 | 74.35 | 82.35 | 8 | 0
2025 | MISO_IN_2_NonRTO_Midwest | MISO_IN | NonRTO_Midwest | Internal | Winter | B19 | 700 | 4800 | 3378.14 | 73.38 | 81.38 | 8 | 0
2025 | MISO_IN_2_NonRTO_Midwest | MISO_IN | NonRTO_Midwest | Internal | Winter | B20 | 935 | 4800 | 2480.91 | 62.31 | 70.31 | 8 | 0
2025 | MISO_IN_2_PJM_ROR | MISO_IN | PJM_ROR | Internal | Shoulder | B11 | 25 | 992 | 901.85 | 80.99 | 83 | 2 | 0.01
2025 | MISO_IN_2_PJM_ROR | MISO_IN | PJM_ROR | Internal | Shoulder | B12 | 200 | 992 | 0.41 | 75.36 | 76.46 | 2 | 0
2025 | MISO_IN_2_PJM_ROR | MISO_IN | PJM_ROR | Internal | Shoulder | B13 | 600 | 992 | 0.14 | 72.38 | 73.52 | 2 | 0
2025 | MISO_IN_2_PJM_ROR | MISO_IN | PJM_ROR | Internal | Shoulder | B14 | 900 | 992 | 0.41 | 68.11 | 69.99 | 2 | 0
2025 | MISO_IN_2_PJM_ROR | MISO_IN | PJM_ROR | Internal | Shoulder | B15 | 1203 | 992 | 0.13 | 60.27 | 61.88 | 2 | 0
2025 | MISO_IN_2_PJM_ROR | MISO_IN | PJM_ROR | Internal | Summer | B1 | 10 | 992 | 3481.03 | 108.47 | 110.59 | 2 | 0.12
2025 | MISO_IN_2_PJM_ROR | MISO_IN | PJM_ROR | Internal | Summer | B2 | 25 | 992 | 961.86 | 109.51 | 111.52 | 2 | 0.02
2025 | MISO_IN_2_PJM_ROR | MISO_IN | PJM_ROR | Internal | Summer | B3 | 75 | 992 | 0.79 | 108.41 | 109.26 | 2 | 0
2025 | MISO_IN_2_PJM_ROR | MISO_IN | PJM_ROR | Internal | Summer | B4 | 100 | 992 | 719.75 | 101.34 | 103.34 | 2 | 0
2025 | MISO_IN_2_PJM_ROR | MISO_IN | PJM_ROR | Internal | Summer | B5 | 200 | 992 | 984.23 | 95.12 | 97.13 | 2 | 0.01
2025 | MISO_IN_2_PJM_ROR | MISO_IN | PJM_ROR | Internal | Summer | B6 | 300 | 992 | 0.65 | 81.9 | 83.25 | 2 | 0
2025 | MISO_IN_2_PJM_ROR | MISO_IN | PJM_ROR | Internal | Summer | B7 | 400 | 992 | 984.34 | 76.99 | 79.01 | 2 | 0.01
2025 | MISO_IN_2_PJM_ROR | MISO_IN | PJM_ROR | Internal | Summer | B8 | 500 | 992 | 6.28 | 71.88 | 73.87 | 2 | 0
2025 | MISO_IN_2_PJM_ROR | MISO_IN | PJM_ROR | Internal | Summer | B9 | 800 | 992 | 423.92 | 67.54 | 69.54 | 2 | 0
2025 | MISO_IN_2_PJM_ROR | MISO_IN | PJM_ROR | Internal | Summer | B10 | 1262 | 992 | 538.9 | 57.86 | 59.86 | 2 | 0
2025 | MISO_IN_2_PJM_ROR | MISO_IN | PJM_ROR | Internal | Winter | B16 | 25 | 992 | 924.3 | 80.48 | 82.49 | 2 | 0.01
2025 | MISO_IN_2_PJM_ROR | MISO_IN | PJM_ROR | Internal | Winter | B17 | 100 | 992 | 0.83 | 75.25 | 76.35 | 2 | 0
2025 | MISO_IN_2_PJM_ROR | MISO_IN | PJM_ROR | Internal | Winter | B18 | 400 | 992 | 118.63 | 74.35 | 76.35 | 2 | 0
2025 | MISO_IN_2_PJM_ROR | MISO_IN | PJM_ROR | Internal | Winter | B19 | 700 | 992 | 0.17 | 73.38 | 74.82 | 2 | 0
2025 | MISO_IN_2_PJM_ROR | MISO_IN | PJM_ROR | Internal | Winter | B20 | 935 | 992 | 988.56 | 62.31 | 64.32 | 2 | 0.01
2025 | MISO_MI_2_IESO | MISO_MI | IESO | Internal | Shoulder | B11 | 25 | 1580 | 0.06 | 81.01 | 36.75 | 8 | 0
2025 | MISO_MI_2_IESO | MISO_MI | IESO | Internal | Shoulder | B12 | 200 | 1580 | 0 | 75.38 | 33.14 | 8 | 0
2025 | MISO_MI_2_IESO | MISO_MI | IESO | Internal | Shoulder | B13 | 600 | 1580 | 0 | 72.39 | 33.14 | 8 | 0
2025 | MISO_MI_2_IESO | MISO_MI | IESO | Internal | Shoulder | B14 | 900 | 1580 | 0 | 68.13 | 33.14 | 8 | 0
2025 | MISO_MI_2_IESO | MISO_MI | IESO | Internal | Shoulder | B15 | 1203 | 1580 | 0 | 60.28 | 33.14 | 8 | 0
2025 | MISO_MI_2_IESO | MISO_MI | IESO | Internal | Summer | B1 | 10 | 1580 | 0.3 | 108.48 | 90.59 | 8 | 0
2025 | MISO_MI_2_IESO | MISO_MI | IESO | Internal | Summer | B2 | 25 | 1580 | 0.11 | 109.52 | 89.86 | 8 | 0
2025 | MISO_MI_2_IESO | MISO_MI | IESO | Internal | Summer | B3 | 75 | 1580 | 0.03 | 108.42 | 78.27 | 8 | 0
2025 | MISO_MI_2_IESO | MISO_MI | IESO | Internal | Summer | B4 | 100 | 1580 | 0.02 | 101.35 | 71.54 | 8 | 0
2025 | MISO_MI_2_IESO | MISO_MI | IESO | Internal | Summer | B5 | 200 | 1580 | 0 | 95.13 | 50.87 | 8 | 0
2025 | MISO_MI_2_IESO | MISO_MI | IESO | Internal | Summer | B6 | 300 | 1580 | 0 | 81.92 | 38.61 | 8 | 0
2025 | MISO_MI_2_IESO | MISO_MI | IESO | Internal | Summer | B7 | 400 | 1580 | 0 | 77.01 | 32.75 | 8 | 0
2025 | MISO_MI_2_IESO | MISO_MI | IESO | Internal | Summer | B8 | 500 | 1580 | 0 | 71.87 | 27.62 | 8 | 0
2025 | MISO_MI_2_IESO | MISO_MI | IESO | Internal | Summer | B9 | 800 | 1580 | 0 | 67.55 | 27.62 | 8 | 0
2025 | MISO_MI_2_IESO | MISO_MI | IESO | Internal | Summer | B10 | 1262 | 1580 | 0 | 57.88 | 27.62 | 8 | 0
2025 | MISO_MI_2_IESO | MISO_MI | IESO | Internal | Winter | B16 | 25 | 1580 | 0.06 | 80.49 | 36.24 | 8 | 0
2025 | MISO_MI_2_IESO | MISO_MI | IESO | Internal | Winter | B17 | 100 | 1580 | 0.02 | 75.26 | 33.14 | 8 | 0
2025 | MISO_MI_2_IESO | MISO_MI | IESO | Internal | Winter | B18 | 400 | 1580 | 0 | 74.36 | 33.14 | 8 | 0
2025 | MISO_MI_2_IESO | MISO_MI | IESO | Internal | Winter | B19 | 700 | 1580 | 0 | 73.39 | 33.14 | 8 | 0
2025 | MISO_MI_2_IESO | MISO_MI | IESO | Internal | Winter | B20 | 935 | 1580 | 0 | 62.32 | 33.14 | 8 | 0
2025 | MISO_MI_2_MISO_IN | MISO_MI | MISO_IN | Internal | Shoulder | B11 | 25 | 2045 | 122.58 | 81.01 | 80.99 | 0.01 | 0
2025 | MISO_MI_2_MISO_IN | MISO_MI | MISO_IN | Internal | Shoulder | B12 | 200 | 2045 | 15.84 | 75.38 | 75.36 | 0.01 | 0
2025 | MISO_MI_2_MISO_IN | MISO_MI | MISO_IN | Internal | Shoulder | B13 | 600 | 2045 | 5.46 | 72.39 | 72.38 | 0.01 | 0
2025 | MISO_MI_2_MISO_IN | MISO_MI | MISO_IN | Internal | Shoulder | B14 | 900 | 2045 | 3.59 | 68.13 | 68.11 | 0.01 | 0
2025 | MISO_MI_2_MISO_IN | MISO_MI | MISO_IN | Internal | Shoulder | B15 | 1203 | 2045 | 2.73 | 60.28 | 60.27 | 0.01 | 0
2025 | MISO_MI_2_MISO_IN | MISO_MI | MISO_IN | Internal | Summer | B1 | 10 | 2045 | 251.41 | 108.48 | 108.47 | 0.01 | 0
2025 | MISO_MI_2_MISO_IN | MISO_MI | MISO_IN | Internal | Summer | B2 | 25 | 2045 | 113.11 | 109.52 | 109.51 | 0.01 | 0
2025 | MISO_MI_2_MISO_IN | MISO_MI | MISO_IN | Internal | Summer | B3 | 75 | 2045 | 39.32 | 108.42 | 108.41 | 0.01 | 0
2025 | MISO_MI_2_MISO_IN | MISO_MI | MISO_IN | Internal | Summer | B4 | 100 | 2045 | 31.45 | 101.35 | 101.34 | 0.01 | 0
2025 | MISO_MI_2_MISO_IN | MISO_MI | MISO_IN | Internal | Summer | B5 | 200 | 2045 | 16.34 | 95.13 | 95.12 | 0.01 | 0
2025 | MISO_MI_2_MISO_IN | MISO_MI | MISO_IN | Internal | Summer | B6 | 300 | 2045 | 10.77 | 81.92 | 81.9 | 0.01 | 0
2025 | MISO_MI_2_MISO_IN | MISO_MI | MISO_IN | Internal | Summer | B7 | 400 | 2045 | 8.71 | 77.01 | 76.99 | 0.01 | 0
2025 | MISO_MI_2_MISO_IN | MISO_MI | MISO_IN | Internal | Summer | B8 | 500 | 2045 | 616.38 | 71.87 | 71.88 | 0.01 | 0
2025 | MISO_MI_2_MISO_IN | MISO_MI | MISO_IN | Internal | Summer | B9 | 800 | 2045 | 4.12 | 67.55 | 67.54 | 0.01 | 0
2025 | MISO_MI_2_MISO_IN | MISO_MI | MISO_IN | Internal | Summer | B10 | 1262 | 2045 | 2.52 | 57.88 | 57.86 | 0.01 | 0
2025 | MISO_MI_2_MISO_IN | MISO_MI | MISO_IN | Internal | Winter | B16 | 25 | 2045 | 111.01 | 80.49 | 80.48 | 0.01 | 0
2025 | MISO_MI_2_MISO_IN | MISO_MI | MISO_IN | Internal | Winter | B17 | 100 | 2045 | 30.24 | 75.26 | 75.25 | 0.01 | 0
2025 | MISO_MI_2_MISO_IN | MISO_MI | MISO_IN | Internal | Winter | B18 | 400 | 2045 | 8.04 | 74.36 | 74.35 | 0.01 | 0
2025 | MISO_MI_2_MISO_IN | MISO_MI | MISO_IN | Internal | Winter | B19 | 700 | 2045 | 4.67 | 73.39 | 73.38 | 0.01 | 0
2025 | MISO_MI_2_MISO_IN | MISO_MI | MISO_IN | Internal | Winter | B20 | 935 | 2045 | 3.52 | 62.32 | 62.31 | 0.01 | 0
2025 | MISO_MI_2_MISO_WUMS | MISO_MI | MISO_WUMS | Internal | Shoulder | B11 | 25 | 117 | 0.9 | 81.01 | 77.76 | 0.01 | 0.02
2025 | MISO_MI_2_MISO_WUMS | MISO_MI | MISO_WUMS | Internal | Shoulder | B12 | 200 | 117 | 0.12 | 75.38 | 72.13 | 0.01 | 0
2025 | MISO_MI_2_MISO_WUMS | MISO_MI | MISO_WUMS | Internal | Shoulder | B13 | 600 | 117 | 0.04 | 72.39 | 69.14 | 0.01 | 0
2025 | MISO_MI_2_MISO_WUMS | MISO_MI | MISO_WUMS | Internal | Shoulder | B14 | 900 | 117 | 0.05 | 68.13 | 66.12 | 0.01 | 0
2025 | MISO_MI_2_MISO_WUMS | MISO_MI | MISO_WUMS | Internal | Shoulder | B15 | 1203 | 117 | 0.04 | 60.28 | 58.73 | 0.01 | 0
2025 | MISO_MI_2_MISO_WUMS | MISO_MI | MISO_WUMS | Internal | Summer | B1 | 10 | 117 | 2.19 | 108.48 | 105.24 | 0.01 | 0.04
2025 | MISO_MI_2_MISO_WUMS | MISO_MI | MISO_WUMS | Internal | Summer | B2 | 25 | 117 | 0.91 | 109.52 | 106.27 | 0.01 | 0.02
2025 | MISO_MI_2_MISO_WUMS | MISO_MI | MISO_WUMS | Internal | Summer | B3 | 75 | 117 | 0.31 | 108.42 | 105.17 | 0.01 | 0.01
2025 | MISO_MI_2_MISO_WUMS | MISO_MI | MISO_WUMS | Internal | Summer | B4 | 100 | 117 | 0.24 | 101.35 | 98.1 | 0.01 | 0
2025 | MISO_MI_2_MISO_WUMS | MISO_MI | MISO_WUMS | Internal | Summer | B5 | 200 | 117 | 0.12 | 95.13 | 91.88 | 0.01 | 0
2025 | MISO_MI_2_MISO_WUMS | MISO_MI | MISO_WUMS | Internal | Summer | B6 | 300 | 117 | 0.52 | 81.92 | 81.25 | 0.01 | 0
2025 | MISO_MI_2_MISO_WUMS | MISO_MI | MISO_WUMS | Internal | Summer | B7 | 400 | 117 | 0.06 | 77.01 | 73.76 | 0.01 | 0
2025 | MISO_MI_2_MISO_WUMS | MISO_MI | MISO_WUMS | Internal | Summer | B8 | 500 | 117 | 0.05 | 71.87 | 68.62 | 0.01 | 0
2025 | MISO_MI_2_MISO_WUMS | MISO_MI | MISO_WUMS | Internal | Summer | B9 | 800 | 117 | 0.03 | 67.55 | 64.3 | 0.01 | 0
2025 | MISO_MI_2_MISO_WUMS | MISO_MI | MISO_WUMS | Internal | Summer | B10 | 1262 | 117 | 0.13 | 57.88 | 57.51 | 0.01 | 0
2025 | MISO_MI_2_MISO_WUMS | MISO_MI | MISO_WUMS | Internal | Winter | B16 | 25 | 117 | 0.92 | 80.49 | 77.24 | 0.01 | 0.02
2025 | MISO_MI_2_MISO_WUMS | MISO_MI | MISO_WUMS | Internal | Winter | B17 | 100 | 117 | 0.24 | 75.26 | 72.01 | 0.01 | 0
2025 | MISO_MI_2_MISO_WUMS | MISO_MI | MISO_WUMS | Internal | Winter | B18 | 400 | 117 | 0.06 | 74.36 | 71.11 | 0.01 | 0
2025 | MISO_MI_2_MISO_WUMS | MISO_MI | MISO_WUMS | Internal | Winter | B19 | 700 | 117 | 0.04 | 73.39 | 70.14 | 0.01 | 0
2025 | MISO_MI_2_MISO_WUMS | MISO_MI | MISO_WUMS | Internal | Winter | B20 | 935 | 117 | 0.06 | 62.32 | 61.08 | 0.01 | 0
2025 | MISO_MI_2_PJM_ROR | MISO_MI | PJM_ROR | Internal | Shoulder | B11 | 25 | 1424 | 370.19 | 81.01 | 83 | 2 | 0
2025 | MISO_MI_2_PJM_ROR | MISO_MI | PJM_ROR | Internal | Shoulder | B12 | 200 | 1424 | 0.27 | 75.38 | 76.46 | 2 | 0
2025 | MISO_MI_2_PJM_ROR | MISO_MI | PJM_ROR | Internal | Shoulder | B13 | 600 | 1424 | 0.09 | 72.39 | 73.52 | 2 | 0
2025 | MISO_MI_2_PJM_ROR | MISO_MI | PJM_ROR | Internal | Shoulder | B14 | 900 | 1424 | 0.26 | 68.13 | 69.99 | 2 | 0
2025 | MISO_MI_2_PJM_ROR | MISO_MI | PJM_ROR | Internal | Shoulder | B15 | 1203 | 1424 | 0.08 | 60.28 | 61.88 | 2 | 0
2025 | MISO_MI_2_PJM_ROR | MISO_MI | PJM_ROR | Internal | Summer | B1 | 10 | 1424 | 1402.5 | 108.48 | 110.59 | 2 | 0.11
2025 | MISO_MI_2_PJM_ROR | MISO_MI | PJM_ROR | Internal | Summer | B2 | 25 | 1424 | 1251.96 | 109.52 | 111.52 | 2 | 0.01
2025 | MISO_MI_2_PJM_ROR | MISO_MI | PJM_ROR | Internal | Summer | B3 | 75 | 1424 | 0.54 | 108.42 | 109.26 | 2 | 0
2025 | MISO_MI_2_PJM_ROR | MISO_MI | PJM_ROR | Internal | Summer | B4 | 100 | 1424 | 19.44 | 101.35 | 103.34 | 2 | 0
2025 | MISO_MI_2_PJM_ROR | MISO_MI | PJM_ROR | Internal | Summer | B5 | 200 | 1424 | 1129.41 | 95.13 | 97.13 | 2 | 0
2025 | MISO_MI_2_PJM_ROR | MISO_MI | PJM_ROR | Internal | Summer | B6 | 300 | 1424 | 0.41 | 81.92 | 83.25 | 2 | 0
2025 | MISO_MI_2_PJM_ROR | MISO_MI | PJM_ROR | Internal | Summer | B7 | 400 | 1424 | 156.29 | 77.01 | 79.01 | 2 | 0
2025 | MISO_MI_2_PJM_ROR | MISO_MI | PJM_ROR | Internal | Summer | B8 | 500 | 1424 | 584.01 | 71.87 | 73.87 | 2 | 0
2025 | MISO_MI_2_PJM_ROR | MISO_MI | PJM_ROR | Internal | Summer | B9 | 800 | 1424 | 3.85 | 67.55 | 69.54 | 2 | 0
2025 | MISO_MI_2_PJM_ROR | MISO_MI | PJM_ROR | Internal | Summer | B10 | 1262 | 1424 | 3.79 | 57.88 | 59.86 | 2 | 0
2025 | MISO_MI_2_PJM_ROR | MISO_MI | PJM_ROR | Internal | Winter | B16 | 25 | 1424 | 547.7 | 80.49 | 82.49 | 2 | 0
2025 | MISO_MI_2_PJM_ROR | MISO_MI | PJM_ROR | Internal | Winter | B17 | 100 | 1424 | 0.54 | 75.26 | 76.35 | 2 | 0
2025 | MISO_MI_2_PJM_ROR | MISO_MI | PJM_ROR | Internal | Winter | B18 | 400 | 1424 | 4.42 | 74.36 | 76.35 | 2 | 0
2025 | MISO_MI_2_PJM_ROR | MISO_MI | PJM_ROR | Internal | Winter | B19 | 700 | 1424 | 0.11 | 73.39 | 74.82 | 2 | 0
2025 | MISO_MI_2_PJM_ROR | MISO_MI | PJM_ROR | Internal | Winter | B20 | 935 | 1424 | 632.66 | 62.32 | 64.32 | 2 | 0
2025 | MISO_MO-IL_2_ENT | MISO_MO-IL | ENT | Internal | Shoulder | B11 | 25 | 2540 | 161.7 | 81.01 | 88.99 | 8 | 0
2025 | MISO_MO-IL_2_ENT | MISO_MO-IL | ENT | Internal | Shoulder | B12 | 200 | 2540 | 0.05 | 74.41 | 73.13 | 8 | 0
2025 | MISO_MO-IL_2_ENT | MISO_MO-IL | ENT | Internal | Shoulder | B13 | 600 | 2540 | 0.02 | 71.43 | 70.68 | 8 | 0
2025 | MISO_MO-IL_2_ENT | MISO_MO-IL | ENT | Internal | Shoulder | B14 | 900 | 2540 | 0.01 | 67.16 | 66.42 | 8 | 0
2025 | MISO_MO-IL_2_ENT | MISO_MO-IL | ENT | Internal | Shoulder | B15 | 1203 | 2540 | 0 | 59.83 | 59.73 | 8 | 0
2025 | MISO_MO-IL_2_ENT | MISO_MO-IL | ENT | Internal | Summer | B1 | 10 | 2540 | 0.82 | 107.76 | 107.01 | 8 | 0
2025 | MISO_MO-IL_2_ENT | MISO_MO-IL | ENT | Internal | Summer | B2 | 25 | 2540 | 0.4 | 109.52 | 109.52 | 8 | 0
2025 | MISO_MO-IL_2_ENT | MISO_MO-IL | ENT | Internal | Summer | B3 | 75 | 2540 | 0.17 | 108.42 | 109.35 | 8 | 0
2025 | MISO_MO-IL_2_ENT | MISO_MO-IL | ENT | Internal | Summer | B4 | 100 | 2540 | 84.3 | 101.35 | 109.34 | 8 | 0
2025 | MISO_MO-IL_2_ENT | MISO_MO-IL | ENT | Internal | Summer | B5 | 200 | 2540 | 0.45 | 95.13 | 102.38 | 8 | 0
2025 | MISO_MO-IL_2_ENT | MISO_MO-IL | ENT | Internal | Summer | B6 | 300 | 2540 | 0.06 | 81.92 | 85.08 | 8 | 0
2025 | MISO_MO-IL_2_ENT | MISO_MO-IL | ENT | Internal | Summer | B7 | 400 | 2540 | 0.03 | 77.01 | 77.42 | 8 | 0
2025 | MISO_MO-IL_2_ENT | MISO_MO-IL | ENT | Internal | Summer | B8 | 500 | 2540 | 0.02 | 71.89 | 72.16 | 8 | 0
2025 | MISO_MO-IL_2_ENT | MISO_MO-IL | ENT | Internal | Summer | B9 | 800 | 2540 | 0.02 | 67.54 | 71.63 | 8 | 0
2025 | MISO_MO-IL_2_ENT | MISO_MO-IL | ENT | Internal | Summer | B10 | 1262 | 2540 | 0.01 | 57.81 | 60.29 | 8 | 0
2025 | MISO_MO-IL_2_ENT | MISO_MO-IL | ENT | Internal | Winter | B16 | 25 | 2540 | 0.36 | 80.43 | 79.7 | 8 | 0
2025 | MISO_MO-IL_2_ENT | MISO_MO-IL | ENT | Internal | Winter | B17 | 100 | 2540 | 0.09 | 74.29 | 73.55 | 8 | 0
2025 | MISO_MO-IL_2_ENT | MISO_MO-IL | ENT | Internal | Winter | B18 | 400 | 2540 | 0.02 | 74.29 | 73.55 | 8 | 0
2025 | MISO_MO-IL_2_ENT | MISO_MO-IL | ENT | Internal | Winter | B19 | 700 | 2540 | 0.01 | 72.63 | 71.89 | 8 | 0
2025 | MISO_MO-IL_2_ENT | MISO_MO-IL | ENT | Internal | Winter | B20 | 935 | 2540 | 0.01 | 62.27 | 62.61 | 8 | 0
2025 | MISO_MO-IL_2_MISO_IN | MISO_MO-IL | MISO_IN | Internal | Shoulder | B11 | 25 | 2100 | 47.25 | 81.01 | 80.99 | 0.01 | 0
2025 | MISO_MO-IL_2_MISO_IN | MISO_MO-IL | MISO_IN | Internal | Shoulder | B12 | 200 | 2100 | 2393.3 | 74.41 | 75.36 | 0.01 | 0.94
2025 | MISO_MO-IL_2_MISO_IN | MISO_MO-IL | MISO_IN | Internal | Shoulder | B13 | 600 | 2100 | 2916.51 | 71.43 | 72.38 | 0.01 | 0.95
2025 | MISO_MO-IL_2_MISO_IN | MISO_MO-IL | MISO_IN | Internal | Shoulder | B14 | 900 | 2100 | 4160.34 | 67.16 | 68.11 | 0.01 | 0.95
2025 | MISO_MO-IL_2_MISO_IN | MISO_MO-IL | MISO_IN | Internal | Shoulder | B15 | 1203 | 2100 | 2100.9 | 59.83 | 60.27 | 0.01 | 0.43
2025 | MISO_MO-IL_2_MISO_IN | MISO_MO-IL | MISO_IN | Internal | Summer | B1 | 10 | 2100 | 2110.02 | 107.76 | 108.47 | 0.01 | 0.7
2025 | MISO_MO-IL_2_MISO_IN | MISO_MO-IL | MISO_IN | Internal | Summer | B2 | 25 | 2100 | 46.08 | 109.52 | 109.51 | 0.01 | 0
2025 | MISO_MO-IL_2_MISO_IN | MISO_MO-IL | MISO_IN | Internal | Summer | B3 | 75 | 2100 | 17.79 | 108.42 | 108.41 | 0.01 | 0
2025 | MISO_MO-IL_2_MISO_IN | MISO_MO-IL | MISO_IN | Internal | Summer | B4 | 100 | 2100 | 12.9 | 101.35 | 101.34 | 0.01 | 0
2025 | MISO_MO-IL_2_MISO_IN | MISO_MO-IL | MISO_IN | Internal | Summer | B5 | 200 | 2100 | 6.84 | 95.13 | 95.12 | 0.01 | 0
2025 | MISO_MO-IL_2_MISO_IN | MISO_MO-IL | MISO_IN | Internal | Summer | B6 | 300 | 2100 | 4.84 | 81.92 | 81.9 | 0.01 | 0
2025 | MISO_MO-IL_2_MISO_IN | MISO_MO-IL | MISO_IN | Internal | Summer | B7 | 400 | 2100 | 4.08 | 77.01 | 76.99 | 0.01 | 0
2025 | MISO_MO-IL_2_MISO_IN | MISO_MO-IL | MISO_IN | Internal | Summer | B8 | 500 | 2100 | 3.31 | 71.89 | 71.88 | 0.01 | 0
2025 | MISO_MO-IL_2_MISO_IN | MISO_MO-IL | MISO_IN | Internal | Summer | B9 | 800 | 2100 | 5.57 | 67.54 | 67.54 | 0.01 | 0
2025 | MISO_MO-IL_2_MISO_IN | MISO_MO-IL | MISO_IN | Internal | Summer | B10 | 1262 | 2100 | 2099.5 | 57.81 | 57.86 | 0.01 | 0.04
2025 | MISO_MO-IL_2_MISO_IN | MISO_MO-IL | MISO_IN | Internal | Winter | B16 | 25 | 2100 | 2078.38 | 80.43 | 80.48 | 0.01 | 0.03
2025 | MISO_MO-IL_2_MISO_IN | MISO_MO-IL | MISO_IN | Internal | Winter | B17 | 100 | 2100 | 2941.02 | 74.29 | 75.25 | 0.01 | 0.94
2025 | MISO_MO-IL_2_MISO_IN | MISO_MO-IL | MISO_IN | Internal | Winter | B18 | 400 | 2100 | 2098.94 | 74.29 | 74.35 | 0.01 | 0.04
2025 | MISO_MO-IL_2_MISO_IN | MISO_MO-IL | MISO_IN | Internal | Winter | B19 | 700 | 2100 | 2100.36 | 72.63 | 73.38 | 0.01 | 0.74
2025 | MISO_MO-IL_2_MISO_IN | MISO_MO-IL | MISO_IN | Internal | Winter | B20 | 935 | 2100 | 2099.18 | 62.27 | 62.31 | 0.01 | 0.03
2025 | MISO_MO-IL_2_MISO_W | MISO_MO-IL | MISO_W | Internal | Shoulder | B11 | 25 | 960 | 0.45 | 81.01 | 75.14 | 0.01 | 0
2025 | MISO_MO-IL_2_MISO_W | MISO_MO-IL | MISO_W | Internal | Shoulder | B12 | 200 | 960 | 0.04 | 74.41 | 63.46 | 0.01 | 0
2025 | MISO_MO-IL_2_MISO_W | MISO_MO-IL | MISO_W | Internal | Shoulder | B13 | 600 | 960 | 0.01 | 71.43 | 60.52 | 0.01 | 0
2025 | MISO_MO-IL_2_MISO_W | MISO_MO-IL | MISO_W | Internal | Shoulder | B14 | 900 | 960 | 0 | 67.16 | 56.99 | 0.01 | 0
2025 | MISO_MO-IL_2_MISO_W | MISO_MO-IL | MISO_W | Internal | Shoulder | B15 | 1203 | 960 | 0 | 59.83 | 48.88 | 0.01 | 0
2025 | MISO_MO-IL_2_MISO_W | MISO_MO-IL | MISO_W | Internal | Summer | B1 | 10 | 960 | 0.74 | 107.76 | 97.59 | 0.01 | 0
2025 | MISO_MO-IL_2_MISO_W | MISO_MO-IL | MISO_W | Internal | Summer | B2 | 25 | 960 | 0.29 | 109.52 | 98.57 | 0.01 | 0
2025 | MISO_MO-IL_2_MISO_W | MISO_MO-IL | MISO_W | Internal | Summer | B3 | 75 | 960 | 0.3 | 108.42 | 105.18 | 0.01 | 0
2025 | MISO_MO-IL_2_MISO_W | MISO_MO-IL | MISO_W | Internal | Summer | B4 | 100 | 960 | 0.22 | 101.35 | 98.11 | 0.01 | 0
2025 | MISO_MO-IL_2_MISO_W | MISO_MO-IL | MISO_W | Internal | Summer | B5 | 200 | 960 | 0.12 | 95.13 | 91.89 | 0.01 | 0
2025 | MISO_MO-IL_2_MISO_W | MISO_MO-IL | MISO_W | Internal | Summer | B6 | 300 | 960 | 0.57 | 81.92 | 81.26 | 0.01 | 0
2025 | MISO_MO-IL_2_MISO_W | MISO_MO-IL | MISO_W | Internal | Summer | B7 | 400 | 960 | 0.05 | 77.01 | 73.73 | 0.01 | 0
2025 | MISO_MO-IL_2_MISO_W | MISO_MO-IL | MISO_W | Internal | Summer | B8 | 500 | 960 | 0.02 | 71.89 | 61.21 | 0.01 | 0
2025 | MISO_MO-IL_2_MISO_W | MISO_MO-IL | MISO_W | Internal | Summer | B9 | 800 | 960 | 0.01 | 67.54 | 56.6 | 0.01 | 0
2025 | MISO_MO-IL_2_MISO_W | MISO_MO-IL | MISO_W | Internal | Summer | B10 | 1262 | 960 | 0 | 57.81 | 46.86 | 0.01 | 0
2025 | MISO_MO-IL_2_MISO_W | MISO_MO-IL | MISO_W | Internal | Winter | B16 | 25 | 960 | 0.28 | 80.43 | 69.48 | 0.01 | 0
2025 | MISO_MO-IL_2_MISO_W | MISO_MO-IL | MISO_W | Internal | Winter | B17 | 100 | 960 | 0.07 | 74.29 | 63.35 | 0.01 | 0
2025 | MISO_MO-IL_2_MISO_W | MISO_MO-IL | MISO_W | Internal | Winter | B18 | 400 | 960 | 0.02 | 74.29 | 63.35 | 0.01 | 0
2025 | MISO_MO-IL_2_MISO_W | MISO_MO-IL | MISO_W | Internal | Winter | B19 | 700 | 960 | 0.01 | 72.63 | 61.82 | 0.01 | 0
2025 | MISO_MO-IL_2_MISO_W | MISO_MO-IL | MISO_W | Internal | Winter | B20 | 935 | 960 | 0 | 62.27 | 51.32 | 0.01 | 0
2025 | MISO_MO-IL_2_PJM_ROR | MISO_MO-IL | PJM_ROR | Internal | Shoulder | B11 | 25 | 1212 | 278.68 | 81.01 | 83 | 2 | 0
2025 | MISO_MO-IL_2_PJM_ROR | MISO_MO-IL | PJM_ROR | Internal | Shoulder | B12 | 200 | 1212 | 1209.73 | 74.41 | 76.46 | 2 | 0.06
2025 | MISO_MO-IL_2_PJM_ROR | MISO_MO-IL | PJM_ROR | Internal | Shoulder | B13 | 600 | 1212 | 1211.41 | 71.43 | 73.52 | 2 | 0.09
2025 | MISO_MO-IL_2_PJM_ROR | MISO_MO-IL | PJM_ROR | Internal | Shoulder | B14 | 900 | 1212 | 1212.2 | 67.16 | 69.99 | 2 | 0.83
2025 | MISO_MO-IL_2_PJM_ROR | MISO_MO-IL | PJM_ROR | Internal | Shoulder | B15 | 1203 | 1212 | 1211.53 | 59.83 | 61.88 | 2 | 0.06
2025 | MISO_MO-IL_2_PJM_ROR | MISO_MO-IL | PJM_ROR | Internal | Summer | B1 | 10 | 1212 | 1229.74 | 107.76 | 110.59 | 2 | 0.84
2025 | MISO_MO-IL_2_PJM_ROR | MISO_MO-IL | PJM_ROR | Internal | Summer | B2 | 25 | 1212 | 1048.73 | 109.52 | 111.52 | 2 | 0.01
2025 | MISO_MO-IL_2_PJM_ROR | MISO_MO-IL | PJM_ROR | Internal | Summer | B3 | 75 | 1212 | 0.65 | 108.42 | 109.26 | 2 | 0
2025 | MISO_MO-IL_2_PJM_ROR | MISO_MO-IL | PJM_ROR | Internal | Summer | B4 | 100 | 1212 | 19.03 | 101.35 | 103.34 | 2 | 0
2025 | MISO_MO-IL_2_PJM_ROR | MISO_MO-IL | PJM_ROR | Internal | Summer | B5 | 200 | 1212 | 855.89 | 95.13 | 97.13 | 2 | 0
2025 | MISO_MO-IL_2_PJM_ROR | MISO_MO-IL | PJM_ROR | Internal | Summer | B6 | 300 | 1212 | 0.46 | 81.92 | 83.25 | 2 | 0
2025 | MISO_MO-IL_2_PJM_ROR | MISO_MO-IL | PJM_ROR | Internal | Summer | B7 | 400 | 1212 | 131.79 | 77.01 | 79.01 | 2 | 0
2025 | MISO_MO-IL_2_PJM_ROR | MISO_MO-IL | PJM_ROR | Internal | Summer | B8 | 500 | 1212 | 3.29 | 71.89 | 73.87 | 2 | 0
2025 | MISO_MO-IL_2_PJM_ROR | MISO_MO-IL | PJM_ROR | Internal | Summer | B9 | 800 | 1212 | 133.74 | 67.54 | 69.54 | 2 | 0
2025 | MISO_MO-IL_2_PJM_ROR | MISO_MO-IL | PJM_ROR | Internal | Summer | B10 | 1262 | 1212 | 1211.53 | 57.81 | 59.86 | 2 | 0.06
2025 | MISO_MO-IL_2_PJM_ROR | MISO_MO-IL | PJM_ROR | Internal | Winter | B16 | 25 | 1212 | 1197.25 | 80.43 | 82.49 | 2 | 0.06
2025 | MISO_MO-IL_2_PJM_ROR | MISO_MO-IL | PJM_ROR | Internal | Winter | B17 | 100 | 1212 | 1208.29 | 74.29 | 76.35 | 2 | 0.06
2025 | MISO_MO-IL_2_PJM_ROR | MISO_MO-IL | PJM_ROR | Internal | Winter | B18 | 400 | 1212 | 1210.73 | 74.29 | 76.35 | 2 | 0.06
2025 | MISO_MO-IL_2_PJM_ROR | MISO_MO-IL | PJM_ROR | Internal | Winter | B19 | 700 | 1212 | 1211.62 | 72.63 | 74.82 | 2 | 0.19
2025 | MISO_MO-IL_2_PJM_ROR | MISO_MO-IL | PJM_ROR | Internal | Winter | B20 | 935 | 1212 | 1211.4 | 62.27 | 64.32 | 2 | 0.06
2025 | MISO_MO-IL_2_SPP_N | MISO_MO-IL | SPP_N | Internal | Shoulder | B11 | 25 | 2000 | 0.16 | 81.01 | 70.16 | 8 | 0
2025 | MISO_MO-IL_2_SPP_N | MISO_MO-IL | SPP_N | Internal | Shoulder | B12 | 200 | 2000 | 0.02 | 74.41 | 54.61 | 8 | 0
2025 | MISO_MO-IL_2_SPP_N | MISO_MO-IL | SPP_N | Internal | Shoulder | B13 | 600 | 2000 | 0 | 71.43 | 51.62 | 8 | 0
2025 | MISO_MO-IL_2_SPP_N | MISO_MO-IL | SPP_N | Internal | Shoulder | B14 | 900 | 2000 | 0 | 67.16 | 47.36 | 8 | 0
2025 | MISO_MO-IL_2_SPP_N | MISO_MO-IL | SPP_N | Internal | Shoulder | B15 | 1203 | 2000 | 0 | 59.83 | 40.67 | 8 | 0
2025 | MISO_MO-IL_2_SPP_N | MISO_MO-IL | SPP_N | Internal | Summer | B1 | 10 | 2000 | 0.28 | 107.76 | 87.96 | 8 | 0
2025 | MISO_MO-IL_2_SPP_N | MISO_MO-IL | SPP_N | Internal | Summer | B2 | 25 | 2000 | 0.12 | 109.52 | 90.46 | 8 | 0
2025 | MISO_MO-IL_2_SPP_N | MISO_MO-IL | SPP_N | Internal | Summer | B3 | 75 | 2000 | 0.07 | 108.42 | 101.06 | 8 | 0
2025 | MISO_MO-IL_2_SPP_N | MISO_MO-IL | SPP_N | Internal | Summer | B4 | 100 | 2000 | 0.07 | 101.35 | 98.27 | 8 | 0
2025 | MISO_MO-IL_2_SPP_N | MISO_MO-IL | SPP_N | Internal | Summer | B5 | 200 | 2000 | 0.03 | 95.13 | 90.13 | 8 | 0
2025 | MISO_MO-IL_2_SPP_N | MISO_MO-IL | SPP_N | Internal | Summer | B6 | 300 | 2000 | 0.02 | 81.92 | 76.92 | 8 | 0
2025 | MISO_MO-IL_2_SPP_N | MISO_MO-IL | SPP_N | Internal | Summer | B7 | 400 | 2000 | 0.02 | 77.01 | 71.97 | 8 | 0
2025 | MISO_MO-IL_2_SPP_N | MISO_MO-IL | SPP_N | Internal | Summer | B8 | 500 | 2000 | 0.01 | 71.89 | 66.89 | 8 | 0
2025 | MISO_MO-IL_2_SPP_N | MISO_MO-IL | SPP_N | Internal | Summer | B9 | 800 | 2000 | 0 | 67.54 | 62.19 | 8 | 0
2025 | MISO_MO-IL_2_SPP_N | MISO_MO-IL | SPP_N | Internal | Summer | B10 | 1262 | 2000 | 0 | 57.81 | 41.23 | 8 | 0
2025 | MISO_MO-IL_2_SPP_N | MISO_MO-IL | SPP_N | Internal | Winter | B16 | 25 | 2000 | 0.12 | 80.43 | 60.64 | 8 | 0
2025 | MISO_MO-IL_2_SPP_N | MISO_MO-IL | SPP_N | Internal | Winter | B17 | 100 | 2000 | 0.03 | 74.29 | 54.49 | 8 | 0
2025 | MISO_MO-IL_2_SPP_N | MISO_MO-IL | SPP_N | Internal | Winter | B18 | 400 | 2000 | 0 | 74.29 | 54.49 | 8 | 0
2025 | MISO_MO-IL_2_SPP_N | MISO_MO-IL | SPP_N | Internal | Winter | B19 | 700 | 2000 | 0 | 72.63 | 52.83 | 8 | 0
2025 | MISO_MO-IL_2_SPP_N | MISO_MO-IL | SPP_N | Internal | Winter | B20 | 935 | 2000 | 0 | 62.27 | 43.55 | 8 | 0
2025 | MISO_MO-IL_2_TVA_Transmission | MISO_MO-IL | TVA_Transmission | Internal | Shoulder | B11 | 25 | 4000 | 490.44 | 81.01 | 89 | 8 | 0
2025 | MISO_MO-IL_2_TVA_Transmission | MISO_MO-IL | TVA_Transmission | Internal | Shoulder | B12 | 200 | 4000 | 0.11 | 74.41 | 78.42 | 8 | 0
2025 | MISO_MO-IL_2_TVA_Transmission | MISO_MO-IL | TVA_Transmission | Internal | Shoulder | B13 | 600 | 4000 | 0.04 | 71.43 | 75.71 | 8 | 0
2025 | MISO_MO-IL_2_TVA_Transmission | MISO_MO-IL | TVA_Transmission | Internal | Shoulder | B14 | 900 | 4000 | 0.06 | 67.16 | 73.78 | 8 | 0
2025 | MISO_MO-IL_2_TVA_Transmission | MISO_MO-IL | TVA_Transmission | Internal | Shoulder | B15 | 1203 | 4000 | 291.28 | 59.83 | 67.83 | 8 | 0
2025 | MISO_MO-IL_2_TVA_Transmission | MISO_MO-IL | TVA_Transmission | Internal | Summer | B1 | 10 | 4000 | 1915.62 | 107.76 | 115.76 | 8 | 0
2025 | MISO_MO-IL_2_TVA_Transmission | MISO_MO-IL | TVA_Transmission | Internal | Summer | B2 | 25 | 4000 | 2598.68 | 109.52 | 117.52 | 8 | 0
2025 | MISO_MO-IL_2_TVA_Transmission | MISO_MO-IL | TVA_Transmission | Internal | Summer | B3 | 75 | 4000 | 0.82 | 108.42 | 115.26 | 8 | 0
2025 | MISO_MO-IL_2_TVA_Transmission | MISO_MO-IL | TVA_Transmission | Internal | Summer | B4 | 100 | 4000 | 33.99 | 101.35 | 109.34 | 8 | 0
2025 | MISO_MO-IL_2_TVA_Transmission | MISO_MO-IL | TVA_Transmission | Internal | Summer | B5 | 200 | 4000 | 1169.2 | 95.13 | 103.13 | 8 | 0
2025 | MISO_MO-IL_2_TVA_Transmission | MISO_MO-IL | TVA_Transmission | Internal | Summer | B6 | 300 | 4000 | 0.45 | 81.92 | 89.1 | 8 | 0
2025 | MISO_MO-IL_2_TVA_Transmission | MISO_MO-IL | TVA_Transmission | Internal | Summer | B7 | 400 | 4000 | 0.1 | 77.01 | 82.71 | 8 | 0
2025 | MISO_MO-IL_2_TVA_Transmission | MISO_MO-IL | TVA_Transmission | Internal | Summer | B8 | 500 | 4000 | 0.06 | 71.89 | 77.26 | 8 | 0
2025 | MISO_MO-IL_2_TVA_Transmission | MISO_MO-IL | TVA_Transmission | Internal | Summer | B9 | 800 | 4000 | 0.04 | 67.54 | 73.25 | 8 | 0
2025 | MISO_MO-IL_2_TVA_Transmission | MISO_MO-IL | TVA_Transmission | Internal | Summer | B10 | 1262 | 4000 | 0.05 | 57.81 | 64.02 | 8 | 0
2025 | MISO_MO-IL_2_TVA_Transmission | MISO_MO-IL | TVA_Transmission | Internal | Winter | B16 | 25 | 4000 | 24.68 | 80.43 | 88.37 | 8 | 0
2025 | MISO_MO-IL_2_TVA_Transmission | MISO_MO-IL | TVA_Transmission | Internal | Winter | B17 | 100 | 4000 | 0.33 | 74.29 | 79.76 | 8 | 0
2025 | MISO_MO-IL_2_TVA_Transmission | MISO_MO-IL | TVA_Transmission | Internal | Winter | B18 | 400 | 4000 | 0.06 | 74.29 | 78.55 | 8 | 0
2025 | MISO_MO-IL_2_TVA_Transmission | MISO_MO-IL | TVA_Transmission | Internal | Winter | B19 | 700 | 4000 | 0.04 | 72.63 | 77.64 | 8 | 0
2025 | MISO_MO-IL_2_TVA_Transmission | MISO_MO-IL | TVA_Transmission | Internal | Winter | B20 | 935 | 4000 | 1947 | 62.27 | 70.27 | 8 | 0
2025 | MISO_W_2_IESO | MISO_W | IESO | Internal | Shoulder | B11 | 25 | 90 | 0.07 | 75.14 | 36.75 | 8 | 0.02
2025 | MISO_W_2_IESO | MISO_W | IESO | Internal | Shoulder | B12 | 200 | 90 | 0.01 | 63.46 | 33.14 | 8 | 0
2025 | MISO_W_2_IESO | MISO_W | IESO | Internal | Shoulder | B13 | 600 | 90 | 0 | 60.52 | 33.14 | 8 | 0
2025 | MISO_W_2_IESO | MISO_W | IESO | Internal | Shoulder | B14 | 900 | 90 | 0 | 56.99 | 33.14 | 8 | 0
2025 | MISO_W_2_IESO | MISO_W | IESO | Internal | Shoulder | B15 | 1203 | 90 | 0 | 48.88 | 33.14 | 8 | 0
2025 | MISO_W_2_IESO | MISO_W | IESO | Internal | Summer | B1 | 10 | 90 | 0.47 | 97.59 | 90.59 | 8 | 0.05
2025 | MISO_W_2_IESO | MISO_W | IESO | Internal | Summer | B2 | 25 | 90 | 0.17 | 98.57 | 89.86 | 8 | 0.02
2025 | MISO_W_2_IESO | MISO_W | IESO | Internal | Summer | B3 | 75 | 90 | 0.03 | 105.18 | 78.27 | 8 | 0.01
2025 | MISO_W_2_IESO | MISO_W | IESO | Internal | Summer | B4 | 100 | 90 | 0.02 | 98.11 | 71.54 | 8 | 0
2025 | MISO_W_2_IESO | MISO_W | IESO | Internal | Summer | B5 | 200 | 90 | 0 | 91.89 | 50.87 | 8 | 0
2025 | MISO_W_2_IESO | MISO_W | IESO | Internal | Summer | B6 | 300 | 90 | 0 | 81.26 | 38.61 | 8 | 0
2025 | MISO_W_2_IESO | MISO_W | IESO | Internal | Summer | B7 | 400 | 90 | 0 | 73.73 | 32.75 | 8 | 0
2025 | MISO_W_2_IESO | MISO_W | IESO | Internal | Summer | B8 | 500 | 90 | 0 | 61.21 | 27.62 | 8 | 0
2025 | MISO_W_2_IESO | MISO_W | IESO | Internal | Summer | B9 | 800 | 90 | 0 | 56.6 | 27.62 | 8 | 0
2025 | MISO_W_2_IESO | MISO_W | IESO | Internal | Summer | B10 | 1262 | 90 | 0 | 46.86 | 27.62 | 8 | 0
2025 | MISO_W_2_IESO | MISO_W | IESO | Internal | Winter | B16 | 25 | 90 | 0.08 | 69.48 | 36.24 | 8 | 0.02
2025 | MISO_W_2_IESO | MISO_W | IESO | Internal | Winter | B17 | 100 | 90 | 0.02 | 63.35 | 33.14 | 8 | 0
2025 | MISO_W_2_IESO | MISO_W | IESO | Internal | Winter | B18 | 400 | 90 | 0 | 63.35 | 33.14 | 8 | 0
2025 | MISO_W_2_IESO | MISO_W | IESO | Internal | Winter | B19 | 700 | 90 | 0 | 61.82 | 33.14 | 8 | 0
2025 | MISO_W_2_IESO | MISO_W | IESO | Internal | Winter | B20 | 935 | 90 | 0 | 51.32 | 33.14 | 8 | 0
2025 | MISO_W_2_MAPP_CA | MISO_W | MAPP_CA | Internal | Shoulder | B11 | 25 | 700 | 0.26 | 75.14 | 68.06 | 0.01 | 0
2025 | MISO_W_2_MAPP_CA | MISO_W | MAPP_CA | Internal | Shoulder | B12 | 200 | 700 | 0.04 | 63.46 | 56.98 | 0.01 | 0
2025 | MISO_W_2_MAPP_CA | MISO_W | MAPP_CA | Internal | Shoulder | B13 | 600 | 700 | 0.02 | 60.52 | 56.98 | 0.01 | 0
2025 | MISO_W_2_MAPP_CA | MISO_W | MAPP_CA | Internal | Shoulder | B14 | 900 | 700 | 1.23 | 56.99 | 56.98 | 0.01 | 0
2025 | MISO_W_2_MAPP_CA | MISO_W | MAPP_CA | Internal | Shoulder | B15 | 1203 | 700 | 700 | 48.88 | 56.98 | 0.01 | 8.08
2025 | MISO_W_2_MAPP_CA | MISO_W | MAPP_CA | Internal | Summer | B1 | 10 | 700 | 0.63 | 97.59 | 90.52 | 0.01 | 0.01
2025 | MISO_W_2_MAPP_CA | MISO_W | MAPP_CA | Internal | Summer | B2 | 25 | 700 | 0.26 | 98.57 | 91.49 | 0.01 | 0
2025 | MISO_W_2_MAPP_CA | MISO_W | MAPP_CA | Internal | Summer | B3 | 75 | 700 | 0.09 | 105.18 | 98.1 | 0.01 | 0
2025 | MISO_W_2_MAPP_CA | MISO_W | MAPP_CA | Internal | Summer | B4 | 100 | 700 | 0.07 | 98.11 | 91.03 | 0.01 | 0
2025 | MISO_W_2_MAPP_CA | MISO_W | MAPP_CA | Internal | Summer | B5 | 200 | 700 | 0.03 | 91.89 | 84.81 | 0.01 | 0
2025 | MISO_W_2_MAPP_CA | MISO_W | MAPP_CA | Internal | Summer | B6 | 300 | 700 | 0.02 | 81.26 | 74.17 | 0.01 | 0
2025 | MISO_W_2_MAPP_CA | MISO_W | MAPP_CA | Internal | Summer | B7 | 400 | 700 | 0.02 | 73.73 | 66.65 | 0.01 | 0
2025 | MISO_W_2_MAPP_CA | MISO_W | MAPP_CA | Internal | Summer | B8 | 500 | 700 | 0.01 | 61.21 | 54.13 | 0.01 | 0
2025 | MISO_W_2_MAPP_CA | MISO_W | MAPP_CA | Internal | Summer | B9 | 800 | 700 | 0.02 | 56.6 | 54.13 | 0.01 | 0
2025 | MISO_W_2_MAPP_CA | MISO_W | MAPP_CA | Internal | Summer | B10 | 1262 | 700 | 700 | 46.86 | 54.13 | 0.01 | 7.25
2025 | MISO_W_2_MAPP_CA | MISO_W | MAPP_CA | Internal | Winter | B16 | 25 | 700 | 27.01 | 69.48 | 69.47 | 0.01 | 0
2025 | MISO_W_2_MAPP_CA | MISO_W | MAPP_CA | Internal | Winter | B17 | 100 | 700 | 9.06 | 63.35 | 63.34 | 0.01 | 0
2025 | MISO_W_2_MAPP_CA | MISO_W | MAPP_CA | Internal | Winter | B18 | 400 | 700 | 2.74 | 63.35 | 63.33 | 0.01 | 0
2025 | MISO_W_2_MAPP_CA | MISO_W | MAPP_CA | Internal | Winter | B19 | 700 | 700 | 1.79 | 61.82 | 61.81 | 0.01 | 0
2025 | MISO_W_2_MAPP_CA | MISO_W | MAPP_CA | Internal | Winter | B20 | 935 | 700 | 700 | 51.32 | 61.81 | 0.01 | 10.47
2025 | MISO_W_2_MAPP_US | MISO_W | MAPP_US | Internal | Shoulder | B11 | 25 | 2300 | 0.23 | 75.14 | 68.14 | 7 | 0
2025 | MISO_W_2_MAPP_US | MISO_W | MAPP_US | Internal | Shoulder | B12 | 200 | 2300 | 0.03 | 63.46 | 56.46 | 7 | 0
2025 | MISO_W_2_MAPP_US | MISO_W | MAPP_US | Internal | Shoulder | B13 | 600 | 2300 | 0 | 60.52 | 53.52 | 7 | 0
2025 | MISO_W_2_MAPP_US | MISO_W | MAPP_US | Internal | Shoulder | B14 | 900 | 2300 | 0 | 56.99 | 49.99 | 7 | 0
2025 | MISO_W_2_MAPP_US | MISO_W | MAPP_US | Internal | Shoulder | B15 | 1203 | 2300 | 0 | 48.88 | 41.88 | 7 | 0
2025 | MISO_W_2_MAPP_US | MISO_W | MAPP_US | Internal | Summer | B1 | 10 | 2300 | 0.88 | 97.59 | 97.41 | 7 | 0
2025 | MISO_W_2_MAPP_US | MISO_W | MAPP_US | Internal | Summer | B2 | 25 | 2300 | 0.23 | 98.57 | 91.58 | 7 | 0
2025 | MISO_W_2_MAPP_US | MISO_W | MAPP_US | Internal | Summer | B3 | 75 | 2300 | 0.08 | 105.18 | 98.18 | 7 | 0
2025 | MISO_W_2_MAPP_US | MISO_W | MAPP_US | Internal | Summer | B4 | 100 | 2300 | 0.06 | 98.11 | 91.26 | 7 | 0
2025 | MISO_W_2_MAPP_US | MISO_W | MAPP_US | Internal | Summer | B5 | 200 | 2300 | 0.03 | 91.89 | 84.89 | 7 | 0
2025 | MISO_W_2_MAPP_US | MISO_W | MAPP_US | Internal | Summer | B6 | 300 | 2300 | 0.02 | 81.26 | 74.26 | 7 | 0
2025 | MISO_W_2_MAPP_US | MISO_W | MAPP_US | Internal | Summer | B7 | 400 | 2300 | 0.02 | 73.73 | 66.73 | 7 | 0
2025 | MISO_W_2_MAPP_US | MISO_W | MAPP_US | Internal | Summer | B8 | 500 | 2300 | 0.01 | 61.21 | 57.4 | 7 | 0
2025 | MISO_W_2_MAPP_US | MISO_W | MAPP_US | Internal | Summer | B9 | 800 | 2300 | 0 | 56.6 | 52.69 | 7 | 0
2025 | MISO_W_2_MAPP_US | MISO_W | MAPP_US | Internal | Summer | B10 | 1262 | 2300 | 0 | 46.86 | 39.86 | 7 | 0
2025 | MISO_W_2_MAPP_US | MISO_W | MAPP_US | Internal | Winter | B16 | 25 | 2300 | 0.23 | 69.48 | 62.49 | 7 | 0
2025 | MISO_W_2_MAPP_US | MISO_W | MAPP_US | Internal | Winter | B17 | 100 | 2300 | 0.06 | 63.35 | 56.35 | 7 | 0
2025 | MISO_W_2_MAPP_US | MISO_W | MAPP_US | Internal | Winter | B18 | 400 | 2300 | 0.01 | 63.35 | 56.35 | 7 | 0
2025 | MISO_W_2_MAPP_US | MISO_W | MAPP_US | Internal | Winter | B19 | 700 | 2300 | 0 | 61.82 | 56.35 | 7 | 0
2025 | MISO_W_2_MAPP_US | MISO_W | MAPP_US | Internal | Winter | B20 | 935 | 2300 | 0 | 51.32 | 44.33 | 7 | 0
2025 | MISO_W_2_MISO_MO-IL | MISO_W | MISO_MO-IL | Internal | Shoulder | B11 | 25 | 3800 | 3800.44 | 75.14 | 81.01 | 0.01 | 5.86
2025 | MISO_W_2_MISO_MO-IL | MISO_W | MISO_MO-IL | Internal | Shoulder | B12 | 200 | 3800 | 3893.05 | 63.46 | 74.41 | 0.01 | 10.93
2025 | MISO_W_2_MISO_MO-IL | MISO_W | MISO_MO-IL | Internal | Shoulder | B13 | 600 | 3800 | 3802.97 | 60.52 | 71.43 | 0.01 | 10.9
2025 | MISO_W_2_MISO_MO-IL | MISO_W | MISO_MO-IL | Internal | Shoulder | B14 | 900 | 3800 | 3800.19 | 56.99 | 67.16 | 0.01 | 10.16
2025 | MISO_W_2_MISO_MO-IL | MISO_W | MISO_MO-IL | Internal | Shoulder | B15 | 1203 | 3800 | 6331.76 | 48.88 | 59.83 | 0.01 | 10.93
2025 | MISO_W_2_MISO_MO-IL | MISO_W | MISO_MO-IL | Internal | Summer | B1 | 10 | 3800 | 3804.37 | 97.59 | 107.76 | 0.01 | 10.16
2025 | MISO_W_2_MISO_MO-IL | MISO_W | MISO_MO-IL | Internal | Summer | B2 | 25 | 3800 | 6864.96 | 98.57 | 109.52 | 0.01 | 10.93
2025 | MISO_W_2_MISO_MO-IL | MISO_W | MISO_MO-IL | Internal | Summer | B3 | 75 | 3800 | 3799.93 | 105.18 | 108.42 | 0.01 | 3.22
2025 | MISO_W_2_MISO_MO-IL | MISO_W | MISO_MO-IL | Internal | Summer | B4 | 100 | 3800 | 3799.96 | 98.11 | 101.35 | 0.01 | 3.23
2025 | MISO_W_2_MISO_MO-IL | MISO_W | MISO_MO-IL | Internal | Summer | B5 | 200 | 3800 | 3799.97 | 91.89 | 95.13 | 0.01 | 3.22
2025 | MISO_W_2_MISO_MO-IL | MISO_W | MISO_MO-IL | Internal | Summer | B6 | 300 | 3800 | 3799.71 | 81.26 | 81.92 | 0.01 | 0.65
2025 | MISO_W_2_MISO_MO-IL | MISO_W | MISO_MO-IL | Internal | Summer | B7 | 400 | 3800 | 3800.07 | 73.73 | 77.01 | 0.01 | 3.26
2025 | MISO_W_2_MISO_MO-IL | MISO_W | MISO_MO-IL | Internal | Summer | B8 | 500 | 3800 | 3802.03 | 61.21 | 71.89 | 0.01 | 10.67
2025 | MISO_W_2_MISO_MO-IL | MISO_W | MISO_MO-IL | Internal | Summer | B9 | 800 | 3800 | 4758.71 | 56.6 | 67.54 | 0.01 | 10.93
2025 | MISO_W_2_MISO_MO-IL | MISO_W | MISO_MO-IL | Internal | Summer | B10 | 1262 | 3800 | 7024.13 | 46.86 | 57.81 | 0.01 | 10.93
2025 | MISO_W_2_MISO_MO-IL | MISO_W | MISO_MO-IL | Internal | Winter | B16 | 25 | 3800 | 6298.33 | 69.48 | 80.43 | 0.01 | 10.93
2025 | MISO_W_2_MISO_MO-IL | MISO_W | MISO_MO-IL | Internal | Winter | B17 | 100 | 3800 | 4214.08 | 63.35 | 74.29 | 0.01 | 10.93
2025 | MISO_W_2_MISO_MO-IL | MISO_W | MISO_MO-IL | Internal | Winter | B18 | 400 | 3800 | 6459.81 | 63.35 | 74.29 | 0.01 | 10.93
2025 | MISO_W_2_MISO_MO-IL | MISO_W | MISO_MO-IL | Internal | Winter | B19 | 700 | 3800 | 3801.53 | 61.82 | 72.63 | 0.01 | 10.8
2025 | MISO_W_2_MISO_MO-IL | MISO_W | MISO_MO-IL | Internal | Winter | B20 | 935 | 3800 | 7992.38 | 51.32 | 62.27 | 0.01 | 10.93
2025 | MISO_W_2_MISO_WUMS | MISO_W | MISO_WUMS | Internal | Shoulder | B11 | 25 | 1629 | 1628.67 | 75.14 | 77.76 | 0.01 | 2.61
2025 | MISO_W_2_MISO_WUMS | MISO_W | MISO_WUMS | Internal | Shoulder | B12 | 200 | 1629 | 1628.99 | 63.46 | 72.13 | 0.01 | 8.65
2025 | MISO_W_2_MISO_WUMS | MISO_W | MISO_WUMS | Internal | Shoulder | B13 | 600 | 1629 | 1629 | 60.52 | 69.14 | 0.01 | 8.62
2025 | MISO_W_2_MISO_WUMS | MISO_W | MISO_WUMS | Internal | Shoulder | B14 | 900 | 1629 | 1629 | 56.99 | 66.12 | 0.01 | 9.12
2025 | MISO_W_2_MISO_WUMS | MISO_W | MISO_WUMS | Internal | Shoulder | B15 | 1203 | 1629 | 1629 | 48.88 | 58.73 | 0.01 | 9.83
2025 | MISO_W_2_MISO_WUMS | MISO_W | MISO_WUMS | Internal | Summer | B1 | 10 | 1629 | 1628.88 | 97.59 | 105.24 | 0.01 | 7.64
2025 | MISO_W_2_MISO_WUMS | MISO_W | MISO_WUMS | Internal | Summer | B2 | 25 | 1629 | 1628.94 | 98.57 | 106.27 | 0.01 | 7.69
2025 | MISO_W_2_MISO_WUMS | MISO_W | MISO_WUMS | Internal | Summer | B3 | 75 | 1629 | 13.12 | 105.18 | 105.17 | 0.01 | 0
2025 | MISO_W_2_MISO_WUMS | MISO_W | MISO_WUMS | Internal | Summer | B4 | 100 | 1629 | 12.51 | 98.11 | 98.1 | 0.01 | 0
2025 | MISO_W_2_MISO_WUMS | MISO_W | MISO_WUMS | Internal | Summer | B5 | 200 | 1629 | 4.15 | 91.89 | 91.88 | 0.01 | 0
2025 | MISO_W_2_MISO_WUMS | MISO_W | MISO_WUMS | Internal | Summer | B6 | 300 | 1629 | 3.94 | 81.26 | 81.25 | 0.01 | 0
2025 | MISO_W_2_MISO_WUMS | MISO_W | MISO_WUMS | Internal | Summer | B7 | 400 | 1629 | 1380.78 | 73.73 | 73.76 | 0.01 | 0.01
2025 | MISO_W_2_MISO_WUMS | MISO_W | MISO_WUMS | Internal | Summer | B8 | 500 | 1629 | 1629 | 61.21 | 68.62 | 0.01 | 7.4
2025 | MISO_W_2_MISO_WUMS | MISO_W | MISO_WUMS | Internal | Summer | B9 | 800 | 1629 | 1629 | 56.6 | 64.3 | 0.01 | 7.7
2025 | MISO_W_2_MISO_WUMS | MISO_W | MISO_WUMS | Internal | Summer | B10 | 1262 | 1629 | 1629 | 46.86 | 57.51 | 0.01 | 10.63
2025 | MISO_W_2_MISO_WUMS | MISO_W | MISO_WUMS | Internal | Winter | B16 | 25 | 1629 | 1628.95 | 69.48 | 77.24 | 0.01 | 7.74
2025 | MISO_W_2_MISO_WUMS | MISO_W | MISO_WUMS | Internal | Winter | B17 | 100 | 1629 | 1628.99 | 63.35 | 72.01 | 0.01 | 8.65
2025 | MISO_W_2_MISO_WUMS | MISO_W | MISO_WUMS | Internal | Winter | B18 | 400 | 1629 | 1629 | 63.35 | 71.11 | 0.01 | 7.75
2025 | MISO_W_2_MISO_WUMS | MISO_W | MISO_WUMS | Internal | Winter | B19 | 700 | 1629 | 1629 | 61.82 | 70.14 | 0.01 | 8.31
2025 | MISO_W_2_MISO_WUMS | MISO_W | MISO_WUMS | Internal | Winter | B20 | 935 | 1629 | 1629 | 51.32 | 61.08 | 0.01 | 9.75
2025 | MISO_W_2_NE | MISO_W | NE | Internal | Shoulder | B11 | 25 | 2800 | 0.27 | 75.14 | 70.14 | 7 | 0
2025 | MISO_W_2_NE | MISO_W | NE | Internal | Shoulder | B12 | 200 | 2800 | 0.03 | 63.46 | 53.88 | 7 | 0
2025 | MISO_W_2_NE | MISO_W | NE | Internal | Shoulder | B13 | 600 | 2800 | 0 | 60.52 | 50.93 | 7 | 0
2025 | MISO_W_2_NE | MISO_W | NE | Internal | Shoulder | B14 | 900 | 2800 | 0 | 56.99 | 47.41 | 7 | 0
2025 | MISO_W_2_NE | MISO_W | NE | Internal | Shoulder | B15 | 1203 | 2800 | 0 | 48.88 | 39.3 | 7 | 0
2025 | MISO_W_2_NE | MISO_W | NE | Internal | Summer | B1 | 10 | 2800 | 0.65 | 97.59 | 92.57 | 7 | 0
2025 | MISO_W_2_NE | MISO_W | NE | Internal | Summer | B2 | 25 | 2800 | 0.22 | 98.57 | 90.45 | 7 | 0
2025 | MISO_W_2_NE | MISO_W | NE | Internal | Summer | B3 | 75 | 2800 | 0.1 | 105.18 | 100.18 | 7 | 0
2025 | MISO_W_2_NE | MISO_W | NE | Internal | Summer | B4 | 100 | 2800 | 0.11 | 98.11 | 98.25 | 7 | 0
2025 | MISO_W_2_NE | MISO_W | NE | Internal | Summer | B5 | 200 | 2800 | 0.04 | 91.89 | 90.08 | 7 | 0
2025 | MISO_W_2_NE | MISO_W | NE | Internal | Summer | B6 | 300 | 2800 | 0.02 | 81.26 | 76.44 | 7 | 0
2025 | MISO_W_2_NE | MISO_W | NE | Internal | Summer | B7 | 400 | 2800 | 0.03 | 73.73 | 71.95 | 7 | 0
2025 | MISO_W_2_NE | MISO_W | NE | Internal | Summer | B8 | 500 | 2800 | 0.04 | 61.21 | 64.4 | 7 | 0
2025 | MISO_W_2_NE | MISO_W | NE | Internal | Summer | B9 | 800 | 2800 | 0.03 | 56.6 | 59.69 | 7 | 0
2025 | MISO_W_2_NE | MISO_W | NE | Internal | Summer | B10 | 1262 | 2800 | 0 | 46.86 | 38.74 | 7 | 0
2025 | MISO_W_2_NE | MISO_W | NE | Internal | Winter | B16 | 25 | 2800 | 0.2 | 69.48 | 59.9 | 7 | 0
2025 | MISO_W_2_NE | MISO_W | NE | Internal | Winter | B17 | 100 | 2800 | 0.05 | 63.35 | 53.77 | 7 | 0
2025 | MISO_W_2_NE | MISO_W | NE | Internal | Winter | B18 | 400 | 2800 | 0.01 | 63.35 | 53.76 | 7 | 0
2025 | MISO_W_2_NE | MISO_W | NE | Internal | Winter | B19 | 700 | 2800 | 0 | 61.82 | 52.24 | 7 | 0
2025 | MISO_W_2_NE | MISO_W | NE | Internal | Winter | B20 | 935 | 2800 | 0 | 51.32 | 41.74 | 7 | 0
2025 | MISO_W_2_PJM_ROR | MISO_W | PJM_ROR | Internal | Shoulder | B11 | 25 | 773 | 773.27 | 75.14 | 83 | 2 | 5.87
2025 | MISO_W_2_PJM_ROR | MISO_W | PJM_ROR | Internal | Shoulder | B12 | 200 | 773 | 4889.16 | 63.46 | 76.46 | 2 | 11
2025 | MISO_W_2_PJM_ROR | MISO_W | PJM_ROR | Internal | Shoulder | B13 | 600 | 773 | 6637.03 | 60.52 | 73.52 | 2 | 11
2025 | MISO_W_2_PJM_ROR | MISO_W | PJM_ROR | Internal | Shoulder | B14 | 900 | 773 | 10598.12 | 56.99 | 69.99 | 2 | 11
2025 | MISO_W_2_PJM_ROR | MISO_W | PJM_ROR | Internal | Shoulder | B15 | 1203 | 773 | 6690.08 | 48.88 | 61.88 | 2 | 11
2025 | MISO_W_2_PJM_ROR | MISO_W | PJM_ROR | Internal | Summer | B1 | 10 | 773 | 4108.57 | 97.59 | 110.59 | 2 | 11.01
2025 | MISO_W_2_PJM_ROR | MISO_W | PJM_ROR | Internal | Summer | B2 | 25 | 773 | 806.54 | 98.57 | 111.52 | 2 | 10.95
2025 | MISO_W_2_PJM_ROR | MISO_W | PJM_ROR | Internal | Summer | B3 | 75 | 773 | 772.85 | 105.18 | 109.26 | 2 | 2.08
2025 | MISO_W_2_PJM_ROR | MISO_W | PJM_ROR | Internal | Summer | B4 | 100 | 773 | 772.95 | 98.11 | 103.34 | 2 | 3.23
2025 | MISO_W_2_PJM_ROR | MISO_W | PJM_ROR | Internal | Summer | B5 | 200 | 773 | 772.97 | 91.89 | 97.13 | 2 | 3.24
2025 | MISO_W_2_PJM_ROR | MISO_W | PJM_ROR | Internal | Summer | B6 | 300 | 773 | 16.1 | 81.26 | 83.25 | 2 | 0
2025 | MISO_W_2_PJM_ROR | MISO_W | PJM_ROR | Internal | Summer | B7 | 400 | 773 | 773.01 | 73.73 | 79.01 | 2 | 3.27
2025 | MISO_W_2_PJM_ROR | MISO_W | PJM_ROR | Internal | Summer | B8 | 500 | 773 | 773.48 | 61.21 | 73.87 | 2 | 10.66
2025 | MISO_W_2_PJM_ROR | MISO_W | PJM_ROR | Internal | Summer | B9 | 800 | 773 | 773.69 | 56.6 | 69.54 | 2 | 10.95
2025 | MISO_W_2_PJM_ROR | MISO_W | PJM_ROR | Internal | Summer | B10 | 1262 | 773 | 3337.13 | 46.86 | 59.86 | 2 | 11
2025 | MISO_W_2_PJM_ROR | MISO_W | PJM_ROR | Internal | Winter | B16 | 25 | 773 | 16311.71 | 69.48 | 82.49 | 2 | 11
2025 | MISO_W_2_PJM_ROR | MISO_W | PJM_ROR | Internal | Winter | B17 | 100 | 773 | 14902.31 | 63.35 | 76.35 | 2 | 11
2025 | MISO_W_2_PJM_ROR | MISO_W | PJM_ROR | Internal | Winter | B18 | 400 | 773 | 7136.86 | 63.35 | 76.35 | 2 | 11
2025 | MISO_W_2_PJM_ROR | MISO_W | PJM_ROR | Internal | Winter | B19 | 700 | 773 | 5996.77 | 61.82 | 74.82 | 2 | 11
2025 | MISO_W_2_PJM_ROR | MISO_W | PJM_ROR | Internal | Winter | B20 | 935 | 773 | 5374.11 | 51.32 | 64.32 | 2 | 11
2025 | MISO_W_2_SPP_N | MISO_W | SPP_N | Internal | Shoulder | B11 | 25 | 3200 | 0.28 | 75.14 | 70.16 | 7 | 0
2025 | MISO_W_2_SPP_N | MISO_W | SPP_N | Internal | Shoulder | B12 | 200 | 3200 | 0.03 | 63.46 | 54.61 | 7 | 0
2025 | MISO_W_2_SPP_N | MISO_W | SPP_N | Internal | Shoulder | B13 | 600 | 3200 | 0 | 60.52 | 51.62 | 7 | 0
2025 | MISO_W_2_SPP_N | MISO_W | SPP_N | Internal | Shoulder | B14 | 900 | 3200 | 0 | 56.99 | 47.36 | 7 | 0
2025 | MISO_W_2_SPP_N | MISO_W | SPP_N | Internal | Shoulder | B15 | 1203 | 3200 | 0 | 48.88 | 40.67 | 7 | 0
2025 | MISO_W_2_SPP_N | MISO_W | SPP_N | Internal | Summer | B1 | 10 | 3200 | 0.47 | 97.59 | 87.96 | 7 | 0
2025 | MISO_W_2_SPP_N | MISO_W | SPP_N | Internal | Summer | B2 | 25 | 3200 | 0.22 | 98.57 | 90.46 | 7 | 0
2025 | MISO_W_2_SPP_N | MISO_W | SPP_N | Internal | Summer | B3 | 75 | 3200 | 0.1 | 105.18 | 101.06 | 7 | 0
2025 | MISO_W_2_SPP_N | MISO_W | SPP_N | Internal | Summer | B4 | 100 | 3200 | 0.11 | 98.11 | 98.27 | 7 | 0
2025 | MISO_W_2_SPP_N | MISO_W | SPP_N | Internal | Summer | B5 | 200 | 3200 | 0.05 | 91.89 | 90.13 | 7 | 0
2025 | MISO_W_2_SPP_N | MISO_W | SPP_N | Internal | Summer | B6 | 300 | 3200 | 0.03 | 81.26 | 76.92 | 7 | 0
2025 | MISO_W_2_SPP_N | MISO_W | SPP_N | Internal | Summer | B7 | 400 | 3200 | 0.03 | 73.73 | 71.97 | 7 | 0
2025 | MISO_W_2_SPP_N | MISO_W | SPP_N | Internal | Summer | B8 | 500 | 3200 | 0.11 | 61.21 | 66.89 | 7 | 0
2025 | MISO_W_2_SPP_N | MISO_W | SPP_N | Internal | Summer | B9 | 800 | 3200 | 0.07 | 56.6 | 62.19 | 7 | 0
2025 | MISO_W_2_SPP_N | MISO_W | SPP_N | Internal | Summer | B10 | 1262 | 3200 | 0 | 46.86 | 41.23 | 7 | 0
2025 | MISO_W_2_SPP_N | MISO_W | SPP_N | Internal | Winter | B16 | 25 | 3200 | 0.2 | 69.48 | 60.64 | 7 | 0
2025 | MISO_W_2_SPP_N | MISO_W | SPP_N | Internal | Winter | B17 | 100 | 3200 | 0.05 | 63.35 | 54.49 | 7 | 0
2025 | MISO_W_2_SPP_N | MISO_W | SPP_N | Internal | Winter | B18 | 400 | 3200 | 0.01 | 63.35 | 54.49 | 7 | 0
2025 | MISO_W_2_SPP_N | MISO_W | SPP_N | Internal | Winter | B19 | 700 | 3200 | 0 | 61.82 | 52.83 | 7 | 0
2025 | MISO_W_2_SPP_N | MISO_W | SPP_N | Internal | Winter | B20 | 935 | 3200 | 0 | 51.32 | 43.55 | 7 | 0
2025 | MISO_WUMS_2_MISO_MI | MISO_WUMS | MISO_MI | Internal | Shoulder | B11 | 25 | 99 | 2257.04 | 77.76 | 81.01 | 0.01 | 3.26
2025 | MISO_WUMS_2_MISO_MI | MISO_WUMS | MISO_MI | Internal | Shoulder | B12 | 200 | 99 | 2251.57 | 72.13 | 75.38 | 0.01 | 3.24
2025 | MISO_WUMS_2_MISO_MI | MISO_WUMS | MISO_MI | Internal | Shoulder | B13 | 600 | 99 | 2011.36 | 69.14 | 72.39 | 0.01 | 3.24
2025 | MISO_WUMS_2_MISO_MI | MISO_WUMS | MISO_MI | Internal | Shoulder | B14 | 900 | 99 | 99.01 | 66.12 | 68.13 | 0.01 | 1.99
2025 | MISO_WUMS_2_MISO_MI | MISO_WUMS | MISO_MI | Internal | Shoulder | B15 | 1203 | 99 | 99.01 | 58.73 | 60.28 | 0.01 | 1.54
2025 | MISO_WUMS_2_MISO_MI | MISO_WUMS | MISO_MI | Internal | Summer | B1 | 10 | 99 | 1936.44 | 105.24 | 108.48 | 0.01 | 3.29
2025 | MISO_WUMS_2_MISO_MI | MISO_WUMS | MISO_MI | Internal | Summer | B2 | 25 | 99 | 2000.49 | 106.27 | 109.52 | 0.01 | 3.26
2025 | MISO_WUMS_2_MISO_MI | MISO_WUMS | MISO_MI | Internal | Summer | B3 | 75 | 99 | 328.14 | 105.17 | 108.42 | 0.01 | 3.24
2025 | MISO_WUMS_2_MISO_MI | MISO_WUMS | MISO_MI | Internal | Summer | B4 | 100 | 99 | 1170.34 | 98.1 | 101.35 | 0.01 | 3.24
2025 | MISO_WUMS_2_MISO_MI | MISO_WUMS | MISO_MI | Internal | Summer | B5 | 200 | 99 | 1129.57 | 91.88 | 95.13 | 0.01 | 3.24
2025 | MISO_WUMS_2_MISO_MI | MISO_WUMS | MISO_MI | Internal | Summer | B6 | 300 | 99 | 98.83 | 81.25 | 81.92 | 0.01 | 0.66
2025 | MISO_WUMS_2_MISO_MI | MISO_WUMS | MISO_MI | Internal | Summer | B7 | 400 | 99 | 2508.12 | 73.76 | 77.01 | 0.01 | 3.24
2025 | MISO_WUMS_2_MISO_MI | MISO_WUMS | MISO_MI | Internal | Summer | B8 | 500 | 99 | 2990.14 | 68.62 | 71.87 | 0.01 | 3.24
2025 | MISO_WUMS_2_MISO_MI | MISO_WUMS | MISO_MI | Internal | Summer | B9 | 800 | 99 | 1026.82 | 64.3 | 67.55 | 0.01 | 3.24
2025 | MISO_WUMS_2_MISO_MI | MISO_WUMS | MISO_MI | Internal | Summer | B10 | 1262 | 99 | 99.01 | 57.51 | 57.88 | 0.01 | 0.36
2025 | MISO_WUMS_2_MISO_MI | MISO_WUMS | MISO_MI | Internal | Winter | B16 | 25 | 99 | 1591.25 | 77.24 | 80.49 | 0.01 | 3.26
2025 | MISO_WUMS_2_MISO_MI | MISO_WUMS | MISO_MI | Internal | Winter | B17 | 100 | 99 | 1758.39 | 72.01 | 75.26 | 0.01 | 3.24
2025 | MISO_WUMS_2_MISO_MI | MISO_WUMS | MISO_MI | Internal | Winter | B18 | 400 | 99 | 1870.15 | 71.11 | 74.36 | 0.01 | 3.24
2025 | MISO_WUMS_2_MISO_MI | MISO_WUMS | MISO_MI | Internal | Winter | B19 | 700 | 99 | 312.85 | 70.14 | 73.39 | 0.01 | 3.24
2025 | MISO_WUMS_2_MISO_MI | MISO_WUMS | MISO_MI | Internal | Winter | B20 | 935 | 99 | 99 | 61.08 | 62.32 | 0.01 | 1.23
2025 | MISO_WUMS_2_MISO_W | MISO_WUMS | MISO_W | Internal | Shoulder | B11 | 25 | 1137 | 0.73 | 77.76 | 75.14 | 0.01 | 0
2025 | MISO_WUMS_2_MISO_W | MISO_WUMS | MISO_W | Internal | Shoulder | B12 | 200 | 1137 | 0.04 | 72.13 | 63.46 | 0.01 | 0
2025 | MISO_WUMS_2_MISO_W | MISO_WUMS | MISO_W | Internal | Shoulder | B13 | 600 | 1137 | 0.02 | 69.14 | 60.52 | 0.01 | 0
2025 | MISO_WUMS_2_MISO_W | MISO_WUMS | MISO_W | Internal | Shoulder | B14 | 900 | 1137 | 0 | 66.12 | 56.99 | 0.01 | 0
2025 | MISO_WUMS_2_MISO_W | MISO_WUMS | MISO_W | Internal | Shoulder | B15 | 1203 | 1137 | 0 | 58.73 | 48.88 | 0.01 | 0
2025 | MISO_WUMS_2_MISO_W | MISO_WUMS | MISO_W | Internal | Summer | B1 | 10 | 1137 | 0.86 | 105.24 | 97.59 | 0.01 | 0
2025 | MISO_WUMS_2_MISO_W | MISO_WUMS | MISO_W | Internal | Summer | B2 | 25 | 1137 | 0.35 | 106.27 | 98.57 | 0.01 | 0
2025 | MISO_WUMS_2_MISO_W | MISO_WUMS | MISO_W | Internal | Summer | B3 | 75 | 1137 | 625.43 | 105.17 | 105.18 | 0.01 | 0
2025 | MISO_WUMS_2_MISO_W | MISO_WUMS | MISO_W | Internal | Summer | B4 | 100 | 1137 | 508.53 | 98.1 | 98.11 | 0.01 | 0
2025 | MISO_WUMS_2_MISO_W | MISO_WUMS | MISO_W | Internal | Summer | B5 | 200 | 1137 | 1084.46 | 91.88 | 91.89 | 0.01 | 0
2025 | MISO_WUMS_2_MISO_W | MISO_WUMS | MISO_W | Internal | Summer | B6 | 300 | 1137 | 594.14 | 81.25 | 81.26 | 0.01 | 0
2025 | MISO_WUMS_2_MISO_W | MISO_WUMS | MISO_W | Internal | Summer | B7 | 400 | 1137 | 22.56 | 73.76 | 73.73 | 0.01 | 0
2025 | MISO_WUMS_2_MISO_W | MISO_WUMS | MISO_W | Internal | Summer | B8 | 500 | 1137 | 0.02 | 68.62 | 61.21 | 0.01 | 0
2025 | MISO_WUMS_2_MISO_W | MISO_WUMS | MISO_W | Internal | Summer | B9 | 800 | 1137 | 0.01 | 64.3 | 56.6 | 0.01 | 0
2025 | MISO_WUMS_2_MISO_W | MISO_WUMS | MISO_W | Internal | Summer | B10 | 1262 | 1137 | 0 | 57.51 | 46.86 | 0.01 | 0
2025 | MISO_WUMS_2_MISO_W | MISO_WUMS | MISO_W | Internal | Winter | B16 | 25 | 1137 | 0.35 | 77.24 | 69.48 | 0.01 | 0
2025 | MISO_WUMS_2_MISO_W | MISO_WUMS | MISO_W | Internal | Winter | B17 | 100 | 1137 | 0.08 | 72.01 | 63.35 | 0.01 | 0
2025 | MISO_WUMS_2_MISO_W | MISO_WUMS | MISO_W | Internal | Winter | B18 | 400 | 1137 | 0.02 | 71.11 | 63.35 | 0.01 | 0
2025 | MISO_WUMS_2_MISO_W | MISO_WUMS | MISO_W | Internal | Winter | B19 | 700 | 1137 | 0.01 | 70.14 | 61.82 | 0.01 | 0
2025 | MISO_WUMS_2_MISO_W | MISO_WUMS | MISO_W | Internal | Winter | B20 | 935 | 1137 | 0 | 61.08 | 51.32 | 0.01 | 0
2025 | MISO_WUMS_2_PJM_ROR | MISO_WUMS | PJM_ROR | Internal | Shoulder | B11 | 25 | 1600 | 1603.94 | 77.76 | 83 | 2 | 3.25
2025 | MISO_WUMS_2_PJM_ROR | MISO_WUMS | PJM_ROR | Internal | Shoulder | B12 | 200 | 1600 | 1600.08 | 72.13 | 76.46 | 2 | 2.34
2025 | MISO_WUMS_2_PJM_ROR | MISO_WUMS | PJM_ROR | Internal | Shoulder | B13 | 600 | 1600 | 1600.02 | 69.14 | 73.52 | 2 | 2.37
2025 | MISO_WUMS_2_PJM_ROR | MISO_WUMS | PJM_ROR | Internal | Shoulder | B14 | 900 | 1600 | 1600 | 66.12 | 69.99 | 2 | 1.86
2025 | MISO_WUMS_2_PJM_ROR | MISO_WUMS | PJM_ROR | Internal | Shoulder | B15 | 1203 | 1600 | 1599.96 | 58.73 | 61.88 | 2 | 1.15
2025 | MISO_WUMS_2_PJM_ROR | MISO_WUMS | PJM_ROR | Internal | Summer | B1 | 10 | 1600 | 1615.97 | 105.24 | 110.59 | 2 | 3.36
2025 | MISO_WUMS_2_PJM_ROR | MISO_WUMS | PJM_ROR | Internal | Summer | B2 | 25 | 1600 | 1604.66 | 106.27 | 111.52 | 2 | 3.25
2025 | MISO_WUMS_2_PJM_ROR | MISO_WUMS | PJM_ROR | Internal | Summer | B3 | 75 | 1600 | 1600.09 | 105.17 | 109.26 | 2 | 2.09
2025 | MISO_WUMS_2_PJM_ROR | MISO_WUMS | PJM_ROR | Internal | Summer | B4 | 100 | 1600 | 1600.99 | 98.1 | 103.34 | 2 | 3.24
2025 | MISO_WUMS_2_PJM_ROR | MISO_WUMS | PJM_ROR | Internal | Summer | B5 | 200 | 1600 | 1600.64 | 91.88 | 97.13 | 2 | 3.25
2025 | MISO_WUMS_2_PJM_ROR | MISO_WUMS | PJM_ROR | Internal | Summer | B6 | 300 | 1600 | 1573.32 | 81.25 | 83.25 | 2 | 0
2025 | MISO_WUMS_2_PJM_ROR | MISO_WUMS | PJM_ROR | Internal | Summer | B7 | 400 | 1600 | 1600.3 | 73.76 | 79.01 | 2 | 3.25
2025 | MISO_WUMS_2_PJM_ROR | MISO_WUMS | PJM_ROR | Internal | Summer | B8 | 500 | 1600 | 1600.25 | 68.62 | 73.87 | 2 | 3.25
2025 | MISO_WUMS_2_PJM_ROR | MISO_WUMS | PJM_ROR | Internal | Summer | B9 | 800 | 1600 | 1600.13 | 64.3 | 69.54 | 2 | 3.24
2025 | MISO_WUMS_2_PJM_ROR | MISO_WUMS | PJM_ROR | Internal | Summer | B10 | 1262 | 1600 | 1599.93 | 57.51 | 59.86 | 2 | 0.36
2025 | MISO_WUMS_2_PJM_ROR | MISO_WUMS | PJM_ROR | Internal | Winter | B16 | 25 | 1600 | 1603.69 | 77.24 | 82.49 | 2 | 3.25
2025 | MISO_WUMS_2_PJM_ROR | MISO_WUMS | PJM_ROR | Internal | Winter | B17 | 100 | 1600 | 1600.17 | 72.01 | 76.35 | 2 | 2.34
2025 | MISO_WUMS_2_PJM_ROR | MISO_WUMS | PJM_ROR | Internal | Winter | B18 | 400 | 1600 | 1600.25 | 71.11 | 76.35 | 2 | 3.24
2025 | MISO_WUMS_2_PJM_ROR | MISO_WUMS | PJM_ROR | Internal | Winter | B19 | 700 | 1600 | 1600.04 | 70.14 | 74.82 | 2 | 2.68
2025 | MISO_WUMS_2_PJM_ROR | MISO_WUMS | PJM_ROR | Internal | Winter | B20 | 935 | 1600 | 1599.98 | 61.08 | 64.32 | 2 | 1.24
2025 | NE_2_MAPP_US | NE | MAPP_US | Internal | Shoulder | B11 | 25 | 1600 | 0.44 | 70.14 | 68.14 | 5 | 0
2025 | NE_2_MAPP_US | NE | MAPP_US | Internal | Shoulder | B12 | 200 | 1600 | 0.16 | 53.88 | 56.46 | 5 | 0
2025 | NE_2_MAPP_US | NE | MAPP_US | Internal | Shoulder | B13 | 600 | 1600 | 0.05 | 50.93 | 53.52 | 5 | 0
2025 | NE_2_MAPP_US | NE | MAPP_US | Internal | Shoulder | B14 | 900 | 1600 | 0.04 | 47.41 | 49.99 | 5 | 0
2025 | NE_2_MAPP_US | NE | MAPP_US | Internal | Shoulder | B15 | 1203 | 1600 | 0.03 | 39.3 | 41.88 | 5 | 0
2025 | NE_2_MAPP_US | NE | MAPP_US | Internal | Summer | B1 | 10 | 1600 | 26.01 | 92.57 | 97.41 | 5 | 0
2025 | NE_2_MAPP_US | NE | MAPP_US | Internal | Summer | B2 | 25 | 1600 | 0.79 | 90.45 | 91.58 | 5 | 0
2025 | NE_2_MAPP_US | NE | MAPP_US | Internal | Summer | B3 | 75 | 1600 | 0.15 | 100.18 | 98.18 | 5 | 0
2025 | NE_2_MAPP_US | NE | MAPP_US | Internal | Summer | B4 | 100 | 1600 | 0.07 | 98.25 | 91.26 | 5 | 0
2025 | NE_2_MAPP_US | NE | MAPP_US | Internal | Summer | B5 | 200 | 1600 | 0.04 | 90.08 | 84.89 | 5 | 0
2025 | NE_2_MAPP_US | NE | MAPP_US | Internal | Summer | B6 | 300 | 1600 | 0.04 | 76.44 | 74.26 | 5 | 0
2025 | NE_2_MAPP_US | NE | MAPP_US | Internal | Summer | B7 | 400 | 1600 | 0.02 | 71.95 | 66.73 | 5 | 0
2025 | NE_2_MAPP_US | NE | MAPP_US | Internal | Summer | B8 | 500 | 1600 | 0.01 | 64.4 | 57.4 | 5 | 0
2025 | NE_2_MAPP_US | NE | MAPP_US | Internal | Summer | B9 | 800 | 1600 | 0 | 59.69 | 52.69 | 5 | 0
2025 | NE_2_MAPP_US | NE | MAPP_US | Internal | Summer | B10 | 1262 | 1600 | 0.02 | 38.74 | 39.86 | 5 | 0
2025 | NE_2_MAPP_US | NE | MAPP_US | Internal | Winter | B16 | 25 | 1600 | 1.22 | 59.9 | 62.49 | 5 | 0
2025 | NE_2_MAPP_US | NE | MAPP_US | Internal | Winter | B17 | 100 | 1600 | 0.33 | 53.77 | 56.35 | 5 | 0
2025 | NE_2_MAPP_US | NE | MAPP_US | Internal | Winter | B18 | 400 | 1600 | 0.08 | 53.76 | 56.35 | 5 | 0
2025 | NE_2_MAPP_US | NE | MAPP_US | Internal | Winter | B19 | 700 | 1600 | 0.11 | 52.24 | 56.35 | 5 | 0
2025 | NE_2_MAPP_US | NE | MAPP_US | Internal | Winter | B20 | 935 | 1600 | 0.05 | 41.74 | 44.33 | 5 | 0
2025 | NE_2_MISO_W | NE | MISO_W | Internal | Shoulder | B11 | 25 | 1600 | 780.36 | 70.14 | 75.14 | 5 | 0
2025 | NE_2_MISO_W | NE | MISO_W | Internal | Shoulder | B12 | 200 | 1600 | 2051.85 | 53.88 | 63.46 | 5 | 4.58
2025 | NE_2_MISO_W | NE | MISO_W | Internal | Shoulder | B13 | 600 | 1600 | 2459.56 | 50.93 | 60.52 | 5 | 4.58
2025 | NE_2_MISO_W | NE | MISO_W | Internal | Shoulder | B14 | 900 | 1600 | 4937.23 | 47.41 | 56.99 | 5 | 4.58
2025 | NE_2_MISO_W | NE | MISO_W | Internal | Shoulder | B15 | 1203 | 1600 | 3682.1 | 39.3 | 48.88 | 5 | 4.58
2025 | NE_2_MISO_W | NE | MISO_W | Internal | Summer | B1 | 10 | 1600 | 1459.67 | 92.57 | 97.59 | 5 | 0.02
2025 | NE_2_MISO_W | NE | MISO_W | Internal | Summer | B2 | 25 | 1600 | 1600.44 | 90.45 | 98.57 | 5 | 3.13
2025 | NE_2_MISO_W | NE | MISO_W | Internal | Summer | B3 | 75 | 1600 | 238.28 | 100.18 | 105.18 | 5 | 0
2025 | NE_2_MISO_W | NE | MISO_W | Internal | Summer | B4 | 100 | 1600 | 0.13 | 98.25 | 98.11 | 5 | 0
2025 | NE_2_MISO_W | NE | MISO_W | Internal | Summer | B5 | 200 | 1600 | 0.14 | 90.08 | 91.89 | 5 | 0
2025 | NE_2_MISO_W | NE | MISO_W | Internal | Summer | B6 | 300 | 1600 | 2.82 | 76.44 | 81.26 | 5 | 0
2025 | NE_2_MISO_W | NE | MISO_W | Internal | Summer | B7 | 400 | 1600 | 0.04 | 71.95 | 73.73 | 5 | 0
2025 | NE_2_MISO_W | NE | MISO_W | Internal | Summer | B8 | 500 | 1600 | 0.02 | 64.4 | 61.21 | 5 | 0
2025 | NE_2_MISO_W | NE | MISO_W | Internal | Summer | B9 | 800 | 1600 | 0.01 | 59.69 | 56.6 | 5 | 0
2025 | NE_2_MISO_W | NE | MISO_W | Internal | Summer | B10 | 1262 | 1600 | 1600.02 | 38.74 | 46.86 | 5 | 3.13
2025 | NE_2_MISO_W | NE | MISO_W | Internal | Winter | B16 | 25 | 1600 | 5720.16 | 59.9 | 69.48 | 5 | 4.58
2025 | NE_2_MISO_W | NE | MISO_W | Internal | Winter | B17 | 100 | 1600 | 4796.02 | 53.77 | 63.35 | 5 | 4.58
2025 | NE_2_MISO_W | NE | MISO_W | Internal | Winter | B18 | 400 | 1600 | 4054.59 | 53.76 | 63.35 | 5 | 4.58
2025 | NE_2_MISO_W | NE | MISO_W | Internal | Winter | B19 | 700 | 1600 | 3100.09 | 52.24 | 61.82 | 5 | 4.58
2025 | NE_2_MISO_W | NE | MISO_W | Internal | Winter | B20 | 935 | 1600 | 4004.01 | 41.74 | 51.32 | 5 | 4.58
2025 | NE_2_SPP_N | NE | SPP_N | Internal | Shoulder | B11 | 25 | 1800 | 1225.65 | 70.14 | 70.16 | 0.01 | 0.01
2025 | NE_2_SPP_N | NE | SPP_N | Internal | Shoulder | B12 | 200 | 1800 | 1799.85 | 53.88 | 54.61 | 0.01 | 0.71
2025 | NE_2_SPP_N | NE | SPP_N | Internal | Shoulder | B13 | 600 | 1800 | 1799.95 | 50.93 | 51.62 | 0.01 | 0.68
2025 | NE_2_SPP_N | NE | SPP_N | Internal | Shoulder | B14 | 900 | 1800 | 1.84 | 47.41 | 47.36 | 0.01 | 0
2025 | NE_2_SPP_N | NE | SPP_N | Internal | Shoulder | B15 | 1203 | 1800 | 1799.99 | 39.3 | 40.67 | 0.01 | 1.35
2025 | NE_2_SPP_N | NE | SPP_N | Internal | Summer | B1 | 10 | 1800 | 1.35 | 92.57 | 87.96 | 0.01 | 0
2025 | NE_2_SPP_N | NE | SPP_N | Internal | Summer | B2 | 25 | 1800 | 1391.25 | 90.45 | 90.46 | 0.01 | 0
2025 | NE_2_SPP_N | NE | SPP_N | Internal | Summer | B3 | 75 | 1800 | 1799.88 | 100.18 | 101.06 | 0.01 | 0.86
2025 | NE_2_SPP_N | NE | SPP_N | Internal | Summer | B4 | 100 | 1800 | 1769.5 | 98.25 | 98.27 | 0.01 | 0.01
2025 | NE_2_SPP_N | NE | SPP_N | Internal | Summer | B5 | 200 | 1800 | 1778.26 | 90.08 | 90.13 | 0.01 | 0.04
2025 | NE_2_SPP_N | NE | SPP_N | Internal | Summer | B6 | 300 | 1800 | 1799.72 | 76.44 | 76.92 | 0.01 | 0.46
2025 | NE_2_SPP_N | NE | SPP_N | Internal | Summer | B7 | 400 | 1800 | 1778.86 | 71.95 | 71.97 | 0.01 | 0.01
2025 | NE_2_SPP_N | NE | SPP_N | Internal | Summer | B8 | 500 | 1800 | 4013.55 | 64.4 | 66.89 | 0.01 | 2.48
2025 | NE_2_SPP_N | NE | SPP_N | Internal | Summer | B9 | 800 | 1800 | 3436.86 | 59.69 | 62.19 | 0.01 | 2.48
2025 | NE_2_SPP_N | NE | SPP_N | Internal | Summer | B10 | 1262 | 1800 | 2622.32 | 38.74 | 41.23 | 0.01 | 2.48
2025 | NE_2_SPP_N | NE | SPP_N | Internal | Winter | B16 | 25 | 1800 | 1799.38 | 59.9 | 60.64 | 0.01 | 0.72
2025 | NE_2_SPP_N | NE | SPP_N | Internal | Winter | B17 | 100 | 1800 | 1799.7 | 53.77 | 54.49 | 0.01 | 0.71
2025 | NE_2_SPP_N | NE | SPP_N | Internal | Winter | B18 | 400 | 1800 | 1799.93 | 53.76 | 54.49 | 0.01 | 0.71
2025 | NE_2_SPP_N | NE | SPP_N | Internal | Winter | B19 | 700 | 1800 | 1799.95 | 52.24 | 52.83 | 0.01 | 0.58
2025 | NE_2_SPP_N | NE | SPP_N | Internal | Winter | B20 | 935 | 1800 | 1800.02 | 41.74 | 43.55 | 0.01 | 1.8
2025 | NEISO_2_NYISO_A-F | NEISO | NYISO_A-F | Internal | Shoulder | B11 | 25 | 600 | 176.82 | 68.44 | 71.43 | 3 | 0
2025 | NEISO_2_NYISO_A-F | NEISO | NYISO_A-F | Internal | Shoulder | B12 | 200 | 600 | 5.64 | 65.76 | 68.73 | 3 | 0
2025 | NEISO_2_NYISO_A-F | NEISO | NYISO_A-F | Internal | Shoulder | B13 | 600 | 600 | 1.95 | 65.76 | 68.73 | 3 | 0
2025 | NEISO_2_NYISO_A-F | NEISO | NYISO_A-F | Internal | Shoulder | B14 | 900 | 600 | 0.04 | 65.76 | 67.23 | 3 | 0
2025 | NEISO_2_NYISO_A-F | NEISO | NYISO_A-F | Internal | Shoulder | B15 | 1203 | 600 | 0.03 | 65.76 | 67.23 | 3 | 0
2025 | NEISO_2_NYISO_A-F | NEISO | NYISO_A-F | Internal | Summer | B1 | 10 | 600 | 1.13 | 99.71 | 97.61 | 3 | 0.01
2025 | NEISO_2_NYISO_A-F | NEISO | NYISO_A-F | Internal | Summer | B2 | 25 | 600 | 0.49 | 100.43 | 98.45 | 3 | 0
2025 | NEISO_2_NYISO_A-F | NEISO | NYISO_A-F | Internal | Summer | B3 | 75 | 600 | 0.37 | 94.7 | 95.96 | 3 | 0
2025 | NEISO_2_NYISO_A-F | NEISO | NYISO_A-F | Internal | Summer | B4 | 100 | 600 | 0.28 | 88.77 | 90.03 | 3 | 0
2025 | NEISO_2_NYISO_A-F | NEISO | NYISO_A-F | Internal | Summer | B5 | 200 | 600 | 0.15 | 82.57 | 83.84 | 3 | 0
2025 | NEISO_2_NYISO_A-F | NEISO | NYISO_A-F | Internal | Summer | B6 | 300 | 600 | 53.98 | 68.71 | 71.71 | 3 | 0
2025 | NEISO_2_NYISO_A-F | NEISO | NYISO_A-F | Internal | Summer | B7 | 400 | 600 | 280.84 | 64.44 | 67.44 | 3 | 0
2025 | NEISO_2_NYISO_A-F | NEISO | NYISO_A-F | Internal | Summer | B8 | 500 | 600 | 599.88 | 62.59 | 65.88 | 3 | 0.29
2025 | NEISO_2_NYISO_A-F | NEISO | NYISO_A-F | Internal | Summer | B9 | 800 | 600 | 1.47 | 62.59 | 65.57 | 3 | 0
2025 | NEISO_2_NYISO_A-F | NEISO | NYISO_A-F | Internal | Summer | B10 | 1262 | 600 | 0.91 | 62.59 | 65.57 | 3 | 0
2025 | NEISO_2_NYISO_A-F | NEISO | NYISO_A-F | Internal | Winter | B16 | 25 | 600 | 0.76 | 75.55 | 75.96 | 3 | 0
2025 | NEISO_2_NYISO_A-F | NEISO | NYISO_A-F | Internal | Winter | B17 | 100 | 600 | 0.12 | 74.75 | 71.97 | 3 | 0
2025 | NEISO_2_NYISO_A-F | NEISO | NYISO_A-F | Internal | Winter | B18 | 400 | 600 | 0.03 | 73.5 | 71.41 | 3 | 0
2025 | NEISO_2_NYISO_A-F | NEISO | NYISO_A-F | Internal | Winter | B19 | 700 | 600 | 0.02 | 73.5 | 71.28 | 3 | 0
2025 | NEISO_2_NYISO_A-F | NEISO | NYISO_A-F | Internal | Winter | B20 | 935 | 600 | 0.01 | 73.5 | 71.28 | 3 | 0
2025 | NEISO_2_NYISO_G-I | NEISO | NYISO_G-I | Internal | Shoulder | B11 | 25 | 600 | 600.45 | 68.44 | 74.79 | 3 | 3.35
2025 | NEISO_2_NYISO_G-I | NEISO | NYISO_G-I | Internal | Shoulder | B12 | 200 | 600 | 599.95 | 65.76 | 70.45 | 3 | 1.69
2025 | NEISO_2_NYISO_G-I | NEISO | NYISO_G-I | Internal | Shoulder | B13 | 600 | 600 | 336.73 | 65.76 | 68.76 | 3 | 0
2025 | NEISO_2_NYISO_G-I | NEISO | NYISO_G-I | Internal | Shoulder | B14 | 900 | 600 | 0.05 | 65.76 | 67.24 | 3 | 0
2025 | NEISO_2_NYISO_G-I | NEISO | NYISO_G-I | Internal | Shoulder | B15 | 1203 | 600 | 0.03 | 65.76 | 67.24 | 3 | 0
2025 | NEISO_2_NYISO_G-I | NEISO | NYISO_G-I | Internal | Summer | B1 | 10 | 600 | 105.83 | 99.71 | 102.7 | 3 | 0.01
2025 | NEISO_2_NYISO_G-I | NEISO | NYISO_G-I | Internal | Summer | B2 | 25 | 600 | 592.92 | 100.43 | 103.53 | 3 | 0.11
2025 | NEISO_2_NYISO_G-I | NEISO | NYISO_G-I | Internal | Summer | B3 | 75 | 600 | 600.13 | 94.7 | 101.04 | 3 | 3.35
2025 | NEISO_2_NYISO_G-I | NEISO | NYISO_G-I | Internal | Summer | B4 | 100 | 600 | 600.1 | 88.77 | 95.12 | 3 | 3.34
2025 | NEISO_2_NYISO_G-I | NEISO | NYISO_G-I | Internal | Summer | B5 | 200 | 600 | 600.06 | 82.57 | 88.92 | 3 | 3.35
2025 | NEISO_2_NYISO_G-I | NEISO | NYISO_G-I | Internal | Summer | B6 | 300 | 600 | 600.04 | 68.71 | 75.06 | 3 | 3.35
2025 | NEISO_2_NYISO_G-I | NEISO | NYISO_G-I | Internal | Summer | B7 | 400 | 600 | 600.03 | 64.44 | 70.79 | 3 | 3.35
2025 | NEISO_2_NYISO_G-I | NEISO | NYISO_G-I | Internal | Summer | B8 | 500 | 600 | 599.97 | 62.59 | 66.99 | 3 | 1.4
2025 | NEISO_2_NYISO_G-I | NEISO | NYISO_G-I | Internal | Summer | B9 | 800 | 600 | 3.62 | 62.59 | 65.58 | 3 | 0
2025 | NEISO_2_NYISO_G-I | NEISO | NYISO_G-I | Internal | Summer | B10 | 1262 | 600 | 1.86 | 62.59 | 65.58 | 3 | 0
2025 | NEISO_2_NYISO_G-I | NEISO | NYISO_G-I | Internal | Winter | B16 | 25 | 600 | 599.94 | 75.55 | 81.04 | 3 | 2.49
2025 | NEISO_2_NYISO_G-I | NEISO | NYISO_G-I | Internal | Winter | B17 | 100 | 600 | 0.64 | 74.75 | 77.06 | 3 | 0
2025 | NEISO_2_NYISO_G-I | NEISO | NYISO_G-I | Internal | Winter | B18 | 400 | 600 | 446.8 | 73.5 | 76.5 | 3 | 0
2025 | NEISO_2_NYISO_G-I | NEISO | NYISO_G-I | Internal | Winter | B19 | 700 | 600 | 0.64 | 73.5 | 76.37 | 3 | 0
2025 | NEISO_2_NYISO_G-I | NEISO | NYISO_G-I | Internal | Winter | B20 | 935 | 600 | 0.02 | 73.5 | 71.3 | 3 | 0
2025 | NEISO_2_NYISO_J-K | NEISO | NYISO_J-K | Internal | Shoulder | B11 | 25 | 430 | 5330.25 | 68.44 | 74.8 | 3 | 3.36
2025 | NEISO_2_NYISO_J-K | NEISO | NYISO_J-K | Internal | Shoulder | B12 | 200 | 430 | 430.01 | 65.76 | 70.46 | 3 | 1.7
2025 | NEISO_2_NYISO_J-K | NEISO | NYISO_J-K | Internal | Shoulder | B13 | 600 | 430 | 426.89 | 65.76 | 68.77 | 3 | 0.01
2025 | NEISO_2_NYISO_J-K | NEISO | NYISO_J-K | Internal | Shoulder | B14 | 900 | 430 | 0.05 | 65.76 | 67.25 | 3 | 0
2025 | NEISO_2_NYISO_J-K | NEISO | NYISO_J-K | Internal | Shoulder | B15 | 1203 | 430 | 0.03 | 65.76 | 67.25 | 3 | 0
2025 | NEISO_2_NYISO_J-K | NEISO | NYISO_J-K | Internal | Summer | B1 | 10 | 430 | 360.18 | 99.71 | 102.74 | 3 | 0.04
2025 | NEISO_2_NYISO_J-K | NEISO | NYISO_J-K | Internal | Summer | B2 | 25 | 430 | 424.28 | 100.43 | 103.55 | 3 | 0.13
2025 | NEISO_2_NYISO_J-K | NEISO | NYISO_J-K | Internal | Summer | B3 | 75 | 430 | 2323.38 | 94.7 | 101.06 | 3 | 3.36
2025 | NEISO_2_NYISO_J-K | NEISO | NYISO_J-K | Internal | Summer | B4 | 100 | 430 | 3320.58 | 88.77 | 95.13 | 3 | 3.36
2025 | NEISO_2_NYISO_J-K | NEISO | NYISO_J-K | Internal | Summer | B5 | 200 | 430 | 2497.79 | 82.57 | 88.93 | 3 | 3.36
2025 | NEISO_2_NYISO_J-K | NEISO | NYISO_J-K | Internal | Summer | B6 | 300 | 430 | 3451.65 | 68.71 | 75.07 | 3 | 3.36
2025 | NEISO_2_NYISO_J-K | NEISO | NYISO_J-K | Internal | Summer | B7 | 400 | 430 | 4381.27 | 64.44 | 70.8 | 3 | 3.36
2025 | NEISO_2_NYISO_J-K | NEISO | NYISO_J-K | Internal | Summer | B8 | 500 | 430 | 430 | 62.59 | 67 | 3 | 1.41
2025 | NEISO_2_NYISO_J-K | NEISO | NYISO_J-K | Internal | Summer | B9 | 800 | 430 | 369.08 | 62.59 | 65.59 | 3 | 0
2025 | NEISO_2_NYISO_J-K | NEISO | NYISO_J-K | Internal | Summer | B10 | 1262 | 430 | 276.42 | 62.59 | 65.59 | 3 | 0
2025 | NEISO_2_NYISO_J-K | NEISO | NYISO_J-K | Internal | Winter | B16 | 25 | 430 | 607.23 | 75.55 | 81.9 | 3 | 3.35
2025 | NEISO_2_NYISO_J-K | NEISO | NYISO_J-K | Internal | Winter | B17 | 100 | 430 | 359.38 | 74.75 | 77.75 | 3 | 0
2025 | NEISO_2_NYISO_J-K | NEISO | NYISO_J-K | Internal | Winter | B18 | 400 | 430 | 429.95 | 73.5 | 77.37 | 3 | 0.87
2025 | NEISO_2_NYISO_J-K | NEISO | NYISO_J-K | Internal | Winter | B19 | 700 | 430 | 429.96 | 73.5 | 77.24 | 3 | 0.74
2025 | NEISO_2_NYISO_J-K | NEISO | NYISO_J-K | Internal | Winter | B20 | 935 | 430 | 0.02 | 73.5 | 71.31 | 3 | 0
2025 | NonRTO_Midwest_2_MISO_IN | NonRTO_Midwest | MISO_IN | Internal | Shoulder | B11 | 25 | 4450 | 0.21 | 88.99 | 80.99 | 8 | 0
2025 | NonRTO_Midwest_2_MISO_IN | NonRTO_Midwest | MISO_IN | Internal | Shoulder | B12 | 200 | 4450 | 0.03 | 83.36 | 75.36 | 8 | 0
2025 | NonRTO_Midwest_2_MISO_IN | NonRTO_Midwest | MISO_IN | Internal | Shoulder | B13 | 600 | 4450 | 0 | 80.38 | 72.38 | 8 | 0
2025 | NonRTO_Midwest_2_MISO_IN | NonRTO_Midwest | MISO_IN | Internal | Shoulder | B14 | 900 | 4450 | 0 | 76.11 | 68.11 | 8 | 0
2025 | NonRTO_Midwest_2_MISO_IN | NonRTO_Midwest | MISO_IN | Internal | Shoulder | B15 | 1203 | 4450 | 0 | 68.27 | 60.27 | 8 | 0
2025 | NonRTO_Midwest_2_MISO_IN | NonRTO_Midwest | MISO_IN | Internal | Summer | B1 | 10 | 4450 | 0.53 | 116.42 | 108.47 | 8 | 0
2025 | NonRTO_Midwest_2_MISO_IN | NonRTO_Midwest | MISO_IN | Internal | Summer | B2 | 25 | 4450 | 0.22 | 116.41 | 109.51 | 8 | 0
2025 | NonRTO_Midwest_2_MISO_IN | NonRTO_Midwest | MISO_IN | Internal | Summer | B3 | 75 | 4450 | 0.07 | 116.41 | 108.41 | 8 | 0
2025 | NonRTO_Midwest_2_MISO_IN | NonRTO_Midwest | MISO_IN | Internal | Summer | B4 | 100 | 4450 | 0.05 | 109.34 | 101.34 | 8 | 0
2025 | NonRTO_Midwest_2_MISO_IN | NonRTO_Midwest | MISO_IN | Internal | Summer | B5 | 200 | 4450 | 0.03 | 103.12 | 95.12 | 8 | 0
2025 | NonRTO_Midwest_2_MISO_IN | NonRTO_Midwest | MISO_IN | Internal | Summer | B6 | 300 | 4450 | 0.02 | 89.9 | 81.9 | 8 | 0
2025 | NonRTO_Midwest_2_MISO_IN | NonRTO_Midwest | MISO_IN | Internal | Summer | B7 | 400 | 4450 | 0.01 | 84.99 | 76.99 | 8 | 0
2025 | NonRTO_Midwest_2_MISO_IN | NonRTO_Midwest | MISO_IN | Internal | Summer | B8 | 500 | 4450 | 0.01 | 79.88 | 71.88 | 8 | 0
2025 | NonRTO_Midwest_2_MISO_IN | NonRTO_Midwest | MISO_IN | Internal | Summer | B9 | 800 | 4450 | 0 | 75.54 | 67.54 | 8 | 0
2025 | NonRTO_Midwest_2_MISO_IN | NonRTO_Midwest | MISO_IN | Internal | Summer | B10 | 1262 | 4450 | 0 | 65.86 | 57.86 | 8 | 0
2025 | NonRTO_Midwest_2_MISO_IN | NonRTO_Midwest | MISO_IN | Internal | Winter | B16 | 25 | 4450 | 0.21 | 88.48 | 80.48 | 8 | 0
2025 | NonRTO_Midwest_2_MISO_IN | NonRTO_Midwest | MISO_IN | Internal | Winter | B17 | 100 | 4450 | 0.05 | 83.25 | 75.25 | 8 | 0
2025 | NonRTO_Midwest_2_MISO_IN | NonRTO_Midwest | MISO_IN | Internal | Winter | B18 | 400 | 4450 | 0.01 | 82.35 | 74.35 | 8 | 0
2025 | NonRTO_Midwest_2_MISO_IN | NonRTO_Midwest | MISO_IN | Internal | Winter | B19 | 700 | 4450 | 0 | 81.38 | 73.38 | 8 | 0
2025 | NonRTO_Midwest_2_MISO_IN | NonRTO_Midwest | MISO_IN | Internal | Winter | B20 | 935 | 4450 | 0 | 70.31 | 62.31 | 8 | 0
2025 | NonRTO_Midwest_2_TVA_Transmission | NonRTO_Midwest | TVA_Transmission | Internal | Shoulder | B11 | 25 | 2400 | 0.39 | 88.99 | 89 | 8 | 0
2025 | NonRTO_Midwest_2_TVA_Transmission | NonRTO_Midwest | TVA_Transmission | Internal | Shoulder | B12 | 200 | 2400 | 0.04 | 83.36 | 78.42 | 8 | 0
2025 | NonRTO_Midwest_2_TVA_Transmission | NonRTO_Midwest | TVA_Transmission | Internal | Shoulder | B13 | 600 | 2400 | 0.01 | 80.38 | 75.71 | 8 | 0
2025 | NonRTO_Midwest_2_TVA_Transmission | NonRTO_Midwest | TVA_Transmission | Internal | Shoulder | B14 | 900 | 2400 | 0.01 | 76.11 | 73.78 | 8 | 0
2025 | NonRTO_Midwest_2_TVA_Transmission | NonRTO_Midwest | TVA_Transmission | Internal | Shoulder | B15 | 1203 | 2400 | 0 | 68.27 | 67.83 | 8 | 0
2025 | NonRTO_Midwest_2_TVA_Transmission | NonRTO_Midwest | TVA_Transmission | Internal | Summer | B1 | 10 | 2400 | 0.94 | 116.42 | 115.76 | 8 | 0
2025 | NonRTO_Midwest_2_TVA_Transmission | NonRTO_Midwest | TVA_Transmission | Internal | Summer | B2 | 25 | 2400 | 0.45 | 116.41 | 117.52 | 8 | 0
2025 | NonRTO_Midwest_2_TVA_Transmission | NonRTO_Midwest | TVA_Transmission | Internal | Summer | B3 | 75 | 2400 | 0.12 | 116.41 | 115.26 | 8 | 0
2025 | NonRTO_Midwest_2_TVA_Transmission | NonRTO_Midwest | TVA_Transmission | Internal | Summer | B4 | 100 | 2400 | 0.1 | 109.34 | 109.34 | 8 | 0
2025 | NonRTO_Midwest_2_TVA_Transmission | NonRTO_Midwest | TVA_Transmission | Internal | Summer | B5 | 200 | 2400 | 0.05 | 103.12 | 103.13 | 8 | 0
2025 | NonRTO_Midwest_2_TVA_Transmission | NonRTO_Midwest | TVA_Transmission | Internal | Summer | B6 | 300 | 2400 | 0.03 | 89.9 | 89.1 | 8 | 0
2025 | NonRTO_Midwest_2_TVA_Transmission | NonRTO_Midwest | TVA_Transmission | Internal | Summer | B7 | 400 | 2400 | 0.02 | 84.99 | 82.71 | 8 | 0
2025 | NonRTO_Midwest_2_TVA_Transmission | NonRTO_Midwest | TVA_Transmission | Internal | Summer | B8 | 500 | 2400 | 0.02 | 79.88 | 77.26 | 8 | 0
2025 | NonRTO_Midwest_2_TVA_Transmission | NonRTO_Midwest | TVA_Transmission | Internal | Summer | B9 | 800 | 2400 | 0.01 | 75.54 | 73.25 | 8 | 0
2025 | NonRTO_Midwest_2_TVA_Transmission | NonRTO_Midwest | TVA_Transmission | Internal | Summer | B10 | 1262 | 2400 | 0 | 65.86 | 64.02 | 8 | 0
2025 | NonRTO_Midwest_2_TVA_Transmission | NonRTO_Midwest | TVA_Transmission | Internal | Winter | B16 | 25 | 2400 | 0.37 | 88.48 | 88.37 | 8 | 0
2025 | NonRTO_Midwest_2_TVA_Transmission | NonRTO_Midwest | TVA_Transmission | Internal | Winter | B17 | 100 | 2400 | 0.08 | 83.25 | 79.76 | 8 | 0
2025 | NonRTO_Midwest_2_TVA_Transmission | NonRTO_Midwest | TVA_Transmission | Internal | Winter | B18 | 400 | 2400 | 0.02 | 82.35 | 78.55 | 8 | 0
2025 | NonRTO_Midwest_2_TVA_Transmission | NonRTO_Midwest | TVA_Transmission | Internal | Winter | B19 | 700 | 2400 | 0.01 | 81.38 | 77.64 | 8 | 0
2025 | NonRTO_Midwest_2_TVA_Transmission | NonRTO_Midwest | TVA_Transmission | Internal | Winter | B20 | 935 | 2400 | 0.01 | 70.31 | 70.27 | 8 | 0
2025 | NYISO_A-F_2_IESO | NYISO_A-F | IESO | Internal | Shoulder | B11 | 25 | 1600 | 0.08 | 71.43 | 36.75 | 7 | 0
2025 | NYISO_A-F_2_IESO | NYISO_A-F | IESO | Internal | Shoulder | B12 | 200 | 1600 | 0.01 | 68.73 | 33.14 | 7 | 0
2025 | NYISO_A-F_2_IESO | NYISO_A-F | IESO | Internal | Shoulder | B13 | 600 | 1600 | 0 | 68.73 | 33.14 | 7 | 0
2025 | NYISO_A-F_2_IESO | NYISO_A-F | IESO | Internal | Shoulder | B14 | 900 | 1600 | 0 | 67.23 | 33.14 | 7 | 0
2025 | NYISO_A-F_2_IESO | NYISO_A-F | IESO | Internal | Shoulder | B15 | 1203 | 1600 | 0 | 67.23 | 33.14 | 7 | 0
2025 | NYISO_A-F_2_IESO | NYISO_A-F | IESO | Internal | Summer | B1 | 10 | 1600 | 0.46 | 97.61 | 90.59 | 7 | 0
2025 | NYISO_A-F_2_IESO | NYISO_A-F | IESO | Internal | Summer | B2 | 25 | 1600 | 0.17 | 98.45 | 89.86 | 7 | 0
2025 | NYISO_A-F_2_IESO | NYISO_A-F | IESO | Internal | Summer | B3 | 75 | 1600 | 0.04 | 95.96 | 78.27 | 7 | 0
2025 | NYISO_A-F_2_IESO | NYISO_A-F | IESO | Internal | Summer | B4 | 100 | 1600 | 0.03 | 90.03 | 71.54 | 7 | 0
2025 | NYISO_A-F_2_IESO | NYISO_A-F | IESO | Internal | Summer | B5 | 200 | 1600 | 0.01 | 83.84 | 50.87 | 7 | 0
2025 | NYISO_A-F_2_IESO | NYISO_A-F | IESO | Internal | Summer | B6 | 300 | 1600 | 0 | 71.71 | 38.61 | 7 | 0
2025 | NYISO_A-F_2_IESO | NYISO_A-F | IESO | Internal | Summer | B7 | 400 | 1600 | 0 | 67.44 | 32.75 | 7 | 0
2025 | NYISO_A-F_2_IESO | NYISO_A-F | IESO | Internal | Summer | B8 | 500 | 1600 | 0 | 65.88 | 27.62 | 7 | 0
2025 | NYISO_A-F_2_IESO | NYISO_A-F | IESO | Internal | Summer | B9 | 800 | 1600 | 0 | 65.57 | 27.62 | 7 | 0
2025 | NYISO_A-F_2_IESO | NYISO_A-F | IESO | Internal | Summer | B10 | 1262 | 1600 | 0 | 65.57 | 27.62 | 7 | 0
2025 | NYISO_A-F_2_IESO | NYISO_A-F | IESO | Internal | Winter | B16 | 25 | 1600 | 0.07 | 75.96 | 36.24 | 7 | 0
2025 | NYISO_A-F_2_IESO | NYISO_A-F | IESO | Internal | Winter | B17 | 100 | 1600 | 0.02 | 71.97 | 33.14 | 7 | 0
2025 | NYISO_A-F_2_IESO | NYISO_A-F | IESO | Internal | Winter | B18 | 400 | 1600 | 0 | 71.41 | 33.14 | 7 | 0
2025 | NYISO_A-F_2_IESO | NYISO_A-F | IESO | Internal | Winter | B19 | 700 | 1600 | 0 | 71.28 | 33.14 | 7 | 0
2025 | NYISO_A-F_2_IESO | NYISO_A-F | IESO | Internal | Winter | B20 | 935 | 1600 | 0 | 71.28 | 33.14 | 7 | 0
2025 | NYISO_A-F_2_NEISO | NYISO_A-F | NEISO | Internal | Shoulder | B11 | 25 | 600 | 0.33 | 71.43 | 68.44 | 3 | 0
2025 | NYISO_A-F_2_NEISO | NYISO_A-F | NEISO | Internal | Shoulder | B12 | 200 | 600 | 0.04 | 68.73 | 65.76 | 3 | 0
2025 | NYISO_A-F_2_NEISO | NYISO_A-F | NEISO | Internal | Shoulder | B13 | 600 | 600 | 0.02 | 68.73 | 65.76 | 3 | 0
2025 | NYISO_A-F_2_NEISO | NYISO_A-F | NEISO | Internal | Shoulder | B14 | 900 | 600 | 0.01 | 67.23 | 65.76 | 3 | 0
2025 | NYISO_A-F_2_NEISO | NYISO_A-F | NEISO | Internal | Shoulder | B15 | 1203 | 600 | 0 | 67.23 | 65.76 | 3 | 0
2025 | NYISO_A-F_2_NEISO | NYISO_A-F | NEISO | Internal | Summer | B1 | 10 | 600 | 3.32 | 97.61 | 99.71 | 3 | 0.01
2025 | NYISO_A-F_2_NEISO | NYISO_A-F | NEISO | Internal | Summer | B2 | 25 | 600 | 1.24 | 98.45 | 100.43 | 3 | 0
2025 | NYISO_A-F_2_NEISO | NYISO_A-F | NEISO | Internal | Summer | B3 | 75 | 600 | 0.15 | 95.96 | 94.7 | 3 | 0
2025 | NYISO_A-F_2_NEISO | NYISO_A-F | NEISO | Internal | Summer | B4 | 100 | 600 | 0.12 | 90.03 | 88.77 | 3 | 0
2025 | NYISO_A-F_2_NEISO | NYISO_A-F | NEISO | Internal | Summer | B5 | 200 | 600 | 0.06 | 83.84 | 82.57 | 3 | 0
2025 | NYISO_A-F_2_NEISO | NYISO_A-F | NEISO | Internal | Summer | B6 | 300 | 600 | 0.03 | 71.71 | 68.71 | 3 | 0
2025 | NYISO_A-F_2_NEISO | NYISO_A-F | NEISO | Internal | Summer | B7 | 400 | 600 | 0.02 | 67.44 | 64.44 | 3 | 0
2025 | NYISO_A-F_2_NEISO | NYISO_A-F | NEISO | Internal | Summer | B8 | 500 | 600 | 0.02 | 65.88 | 62.59 | 3 | 0
2025 | NYISO_A-F_2_NEISO | NYISO_A-F | NEISO | Internal | Summer | B9 | 800 | 600 | 0.01 | 65.57 | 62.59 | 3 | 0
2025 | NYISO_A-F_2_NEISO | NYISO_A-F | NEISO | Internal | Summer | B10 | 1262 | 600 | 0 | 65.57 | 62.59 | 3 | 0
2025 | NYISO_A-F_2_NEISO | NYISO_A-F | NEISO | Internal | Winter | B16 | 25 | 600 | 0.54 | 75.96 | 75.55 | 3 | 0
2025 | NYISO_A-F_2_NEISO | NYISO_A-F | NEISO | Internal | Winter | B17 | 100 | 600 | 1.22 | 71.97 | 74.75 | 3 | 0
2025 | NYISO_A-F_2_NEISO | NYISO_A-F | NEISO | Internal | Winter | B18 | 400 | 600 | 0.1 | 71.41 | 73.5 | 3 | 0
2025 | NYISO_A-F_2_NEISO | NYISO_A-F | NEISO | Internal | Winter | B19 | 700 | 600 | 0.07 | 71.28 | 73.5 | 3 | 0
2025 | NYISO_A-F_2_NEISO | NYISO_A-F | NEISO | Internal | Winter | B20 | 935 | 600 | 0.05 | 71.28 | 73.5 | 3 | 0
2025 | NYISO_A-F_2_NYISO_G-I | NYISO_A-F | NYISO_G-I | Internal | Shoulder | B11 | 25 | 4250 | 4250.54 | 71.43 | 74.79 | 0.01 | 3.34
2025 | NYISO_A-F_2_NYISO_G-I | NYISO_A-F | NYISO_G-I | Internal | Shoulder | B12 | 200 | 4250 | 4249.95 | 68.73 | 70.45 | 0.01 | 1.7
2025 | NYISO_A-F_2_NYISO_G-I | NYISO_A-F | NYISO_G-I | Internal | Shoulder | B13 | 600 | 4250 | 4246.67 | 68.73 | 68.76 | 0.01 | 0.01
2025 | NYISO_A-F_2_NYISO_G-I | NYISO_A-F | NYISO_G-I | Internal | Shoulder | B14 | 900 | 4250 | 4184.58 | 67.23 | 67.24 | 0.01 | 0
2025 | NYISO_A-F_2_NYISO_G-I | NYISO_A-F | NYISO_G-I | Internal | Shoulder | B15 | 1203 | 4250 | 2495.71 | 67.23 | 67.24 | 0.01 | 0
2025 | NYISO_A-F_2_NYISO_G-I | NYISO_A-F | NYISO_G-I | Internal | Summer | B1 | 10 | 4250 | 6553.64 | 97.61 | 102.7 | 0.01 | 5.07
2025 | NYISO_A-F_2_NYISO_G-I | NYISO_A-F | NYISO_G-I | Internal | Summer | B2 | 25 | 4250 | 6235.53 | 98.45 | 103.53 | 0.01 | 5.07
2025 | NYISO_A-F_2_NYISO_G-I | NYISO_A-F | NYISO_G-I | Internal | Summer | B3 | 75 | 4250 | 6367.68 | 95.96 | 101.04 | 0.01 | 5.07
2025 | NYISO_A-F_2_NYISO_G-I | NYISO_A-F | NYISO_G-I | Internal | Summer | B4 | 100 | 4250 | 6738.88 | 90.03 | 95.12 | 0.01 | 5.07
2025 | NYISO_A-F_2_NYISO_G-I | NYISO_A-F | NYISO_G-I | Internal | Summer | B5 | 200 | 4250 | 5625.89 | 83.84 | 88.92 | 0.01 | 5.07
2025 | NYISO_A-F_2_NYISO_G-I | NYISO_A-F | NYISO_G-I | Internal | Summer | B6 | 300 | 4250 | 4250.07 | 71.71 | 75.06 | 0.01 | 3.34
2025 | NYISO_A-F_2_NYISO_G-I | NYISO_A-F | NYISO_G-I | Internal | Summer | B7 | 400 | 4250 | 4250.04 | 67.44 | 70.79 | 0.01 | 3.34
2025 | NYISO_A-F_2_NYISO_G-I | NYISO_A-F | NYISO_G-I | Internal | Summer | B8 | 500 | 4250 | 4249.88 | 65.88 | 66.99 | 0.01 | 1.09
2025 | NYISO_A-F_2_NYISO_G-I | NYISO_A-F | NYISO_G-I | Internal | Summer | B9 | 800 | 4250 | 4100.95 | 65.57 | 65.58 | 0.01 | 0
2025 | NYISO_A-F_2_NYISO_G-I | NYISO_A-F | NYISO_G-I | Internal | Summer | B10 | 1262 | 4250 | 1959.58 | 65.57 | 65.58 | 0.01 | 0
2025 | NYISO_A-F_2_NYISO_G-I | NYISO_A-F | NYISO_G-I | Internal | Winter | B16 | 25 | 4250 | 5004.7 | 75.96 | 81.04 | 0.01 | 5.07
2025 | NYISO_A-F_2_NYISO_G-I | NYISO_A-F | NYISO_G-I | Internal | Winter | B17 | 100 | 4250 | 5371 | 71.97 | 77.06 | 0.01 | 5.07
2025 | NYISO_A-F_2_NYISO_G-I | NYISO_A-F | NYISO_G-I | Internal | Winter | B18 | 400 | 4250 | 6169.69 | 71.41 | 76.5 | 0.01 | 5.07
2025 | NYISO_A-F_2_NYISO_G-I | NYISO_A-F | NYISO_G-I | Internal | Winter | B19 | 700 | 4250 | 6007.24 | 71.28 | 76.37 | 0.01 | 5.07
2025 | NYISO_A-F_2_NYISO_G-I | NYISO_A-F | NYISO_G-I | Internal | Winter | B20 | 935 | 4250 | 4132.81 | 71.28 | 71.3 | 0.01 | 0
2025 | NYISO_A-F_2_PJM_ROM | NYISO_A-F | PJM_ROM | Internal | Shoulder | B11 | 25 | 1000 | 999.94 | 71.43 | 82.99 | 8 | 3.56
2025 | NYISO_A-F_2_PJM_ROM | NYISO_A-F | PJM_ROM | Internal | Shoulder | B12 | 200 | 1000 | 0.48 | 68.73 | 76.48 | 8 | 0
2025 | NYISO_A-F_2_PJM_ROM | NYISO_A-F | PJM_ROM | Internal | Shoulder | B13 | 600 | 1000 | 0.04 | 68.73 | 73.53 | 8 | 0
2025 | NYISO_A-F_2_PJM_ROM | NYISO_A-F | PJM_ROM | Internal | Shoulder | B14 | 900 | 1000 | 0.02 | 67.23 | 70 | 8 | 0
2025 | NYISO_A-F_2_PJM_ROM | NYISO_A-F | PJM_ROM | Internal | Shoulder | B15 | 1203 | 1000 | 0 | 67.23 | 61.9 | 8 | 0
2025 | NYISO_A-F_2_PJM_ROM | NYISO_A-F | PJM_ROM | Internal | Summer | B1 | 10 | 1000 | 999.88 | 97.61 | 110.64 | 8 | 5.03
2025 | NYISO_A-F_2_PJM_ROM | NYISO_A-F | PJM_ROM | Internal | Summer | B2 | 25 | 1000 | 1000.03 | 98.45 | 111.54 | 8 | 5.09
2025 | NYISO_A-F_2_PJM_ROM | NYISO_A-F | PJM_ROM | Internal | Summer | B3 | 75 | 1000 | 1000.06 | 95.96 | 109.25 | 8 | 5.29
2025 | NYISO_A-F_2_PJM_ROM | NYISO_A-F | PJM_ROM | Internal | Summer | B4 | 100 | 1000 | 1000.06 | 90.03 | 103.33 | 8 | 5.29
2025 | NYISO_A-F_2_PJM_ROM | NYISO_A-F | PJM_ROM | Internal | Summer | B5 | 200 | 1000 | 1000.02 | 83.84 | 97.12 | 8 | 5.29
2025 | NYISO_A-F_2_PJM_ROM | NYISO_A-F | PJM_ROM | Internal | Summer | B6 | 300 | 1000 | 999.99 | 71.71 | 83.26 | 8 | 3.55
2025 | NYISO_A-F_2_PJM_ROM | NYISO_A-F | PJM_ROM | Internal | Summer | B7 | 400 | 1000 | 1000 | 67.44 | 78.99 | 8 | 3.55
2025 | NYISO_A-F_2_PJM_ROM | NYISO_A-F | PJM_ROM | Internal | Summer | B8 | 500 | 1000 | 679.84 | 65.88 | 73.88 | 8 | 0
2025 | NYISO_A-F_2_PJM_ROM | NYISO_A-F | PJM_ROM | Internal | Summer | B9 | 800 | 1000 | 0.04 | 65.57 | 69.55 | 8 | 0
2025 | NYISO_A-F_2_PJM_ROM | NYISO_A-F | PJM_ROM | Internal | Summer | B10 | 1262 | 1000 | 0 | 65.57 | 59.88 | 8 | 0
2025 | NYISO_A-F_2_PJM_ROM | NYISO_A-F | PJM_ROM | Internal | Winter | B16 | 25 | 1000 | 906.95 | 75.96 | 83.96 | 8 | 0.01
2025 | NYISO_A-F_2_PJM_ROM | NYISO_A-F | PJM_ROM | Internal | Winter | B17 | 100 | 1000 | 725.55 | 71.97 | 79.97 | 8 | 0
2025 | NYISO_A-F_2_PJM_ROM | NYISO_A-F | PJM_ROM | Internal | Winter | B18 | 400 | 1000 | 196.14 | 71.41 | 79.41 | 8 | 0
2025 | NYISO_A-F_2_PJM_ROM | NYISO_A-F | PJM_ROM | Internal | Winter | B19 | 700 | 1000 | 0.02 | 71.28 | 74.83 | 8 | 0
2025 | NYISO_A-F_2_PJM_ROM | NYISO_A-F | PJM_ROM | Internal | Winter | B20 | 935 | 1000 | 0 | 71.28 | 65.29 | 8 | 0
2025 | NYISO_G-I_2_NEISO | NYISO_G-I | NEISO | Internal | Shoulder | B11 | 25 | 600 | 0.34 | 74.79 | 68.44 | 3 | 0
2025 | NYISO_G-I_2_NEISO | NYISO_G-I | NEISO | Internal | Shoulder | B12 | 200 | 600 | 0.05 | 70.45 | 65.76 | 3 | 0
2025 | NYISO_G-I_2_NEISO | NYISO_G-I | NEISO | Internal | Shoulder | B13 | 600 | 600 | 0.02 | 68.76 | 65.76 | 3 | 0
2025 | NYISO_G-I_2_NEISO | NYISO_G-I | NEISO | Internal | Shoulder | B14 | 900 | 600 | 0.02 | 67.24 | 65.76 | 3 | 0
2025 | NYISO_G-I_2_NEISO | NYISO_G-I | NEISO | Internal | Shoulder | B15 | 1203 | 600 | 0.01 | 67.24 | 65.76 | 3 | 0
2025 | NYISO_G-I_2_NEISO | NYISO_G-I | NEISO | Internal | Summer | B1 | 10 | 600 | 1.31 | 102.7 | 99.71 | 3 | 0.01
2025 | NYISO_G-I_2_NEISO | NYISO_G-I | NEISO | Internal | Summer | B2 | 25 | 600 | 0.52 | 103.53 | 100.43 | 3 | 0
2025 | NYISO_G-I_2_NEISO | NYISO_G-I | NEISO | Internal | Summer | B3 | 75 | 600 | 0.12 | 101.04 | 94.7 | 3 | 0
2025 | NYISO_G-I_2_NEISO | NYISO_G-I | NEISO | Internal | Summer | B4 | 100 | 600 | 0.09 | 95.12 | 88.77 | 3 | 0
2025 | NYISO_G-I_2_NEISO | NYISO_G-I | NEISO | Internal | Summer | B5 | 200 | 600 | 0.04 | 88.92 | 82.57 | 3 | 0
2025 | NYISO_G-I_2_NEISO | NYISO_G-I | NEISO | Internal | Summer | B6 | 300 | 600 | 0.03 | 75.06 | 68.71 | 3 | 0
2025 | NYISO_G-I_2_NEISO | NYISO_G-I | NEISO | Internal | Summer | B7 | 400 | 600 | 0.02 | 70.79 | 64.44 | 3 | 0
2025 | NYISO_G-I_2_NEISO | NYISO_G-I | NEISO | Internal | Summer | B8 | 500 | 600 | 0.02 | 66.99 | 62.59 | 3 | 0
2025 | NYISO_G-I_2_NEISO | NYISO_G-I | NEISO | Internal | Summer | B9 | 800 | 600 | 0.02 | 65.58 | 62.59 | 3 | 0
2025 | NYISO_G-I_2_NEISO | NYISO_G-I | NEISO | Internal | Summer | B10 | 1262 | 600 | 0.01 | 65.58 | 62.59 | 3 | 0
2025 | NYISO_G-I_2_NEISO | NYISO_G-I | NEISO | Internal | Winter | B16 | 25 | 600 | 0.39 | 81.04 | 75.55 | 3 | 0
2025 | NYISO_G-I_2_NEISO | NYISO_G-I | NEISO | Internal | Winter | B17 | 100 | 600 | 0.14 | 77.06 | 74.75 | 3 | 0
2025 | NYISO_G-I_2_NEISO | NYISO_G-I | NEISO | Internal | Winter | B18 | 400 | 600 | 0.03 | 76.5 | 73.5 | 3 | 0
2025 | NYISO_G-I_2_NEISO | NYISO_G-I | NEISO | Internal | Winter | B19 | 700 | 600 | 0.02 | 76.37 | 73.5 | 3 | 0
2025 | NYISO_G-I_2_NEISO | NYISO_G-I | NEISO | Internal | Winter | B20 | 935 | 600 | 0.09 | 71.3 | 73.5 | 3 | 0
2025 | NYISO_G-I_2_NYISO_A-F | NYISO_G-I | NYISO_A-F | Internal | Shoulder | B11 | 25 | 1999 | 0.87 | 74.79 | 71.43 | 0.01 | 0
2025 | NYISO_G-I_2_NYISO_A-F | NYISO_G-I | NYISO_A-F | Internal | Shoulder | B12 | 200 | 1999 | 0.23 | 70.45 | 68.73 | 0.01 | 0
2025 | NYISO_G-I_2_NYISO_A-F | NYISO_G-I | NYISO_A-F | Internal | Shoulder | B13 | 600 | 1999 | 2.32 | 68.76 | 68.73 | 0.01 | 0
2025 | NYISO_G-I_2_NYISO_A-F | NYISO_G-I | NYISO_A-F | Internal | Shoulder | B14 | 900 | 1999 | 2.09 | 67.24 | 67.23 | 0.01 | 0
2025 | NYISO_G-I_2_NYISO_A-F | NYISO_G-I | NYISO_A-F | Internal | Shoulder | B15 | 1203 | 1999 | 2.32 | 67.24 | 67.23 | 0.01 | 0
2025 | NYISO_G-I_2_NYISO_A-F | NYISO_G-I | NYISO_A-F | Internal | Summer | B1 | 10 | 1999 | 1.5 | 102.7 | 97.61 | 0.01 | 0
2025 | NYISO_G-I_2_NYISO_A-F | NYISO_G-I | NYISO_A-F | Internal | Summer | B2 | 25 | 1999 | 0.62 | 103.53 | 98.45 | 0.01 | 0
2025 | NYISO_G-I_2_NYISO_A-F | NYISO_G-I | NYISO_A-F | Internal | Summer | B3 | 75 | 1999 | 0.21 | 101.04 | 95.96 | 0.01 | 0
2025 | NYISO_G-I_2_NYISO_A-F | NYISO_G-I | NYISO_A-F | Internal | Summer | B4 | 100 | 1999 | 0.16 | 95.12 | 90.03 | 0.01 | 0
2025 | NYISO_G-I_2_NYISO_A-F | NYISO_G-I | NYISO_A-F | Internal | Summer | B5 | 200 | 1999 | 0.08 | 88.92 | 83.84 | 0.01 | 0
2025 | NYISO_G-I_2_NYISO_A-F | NYISO_G-I | NYISO_A-F | Internal | Summer | B6 | 300 | 1999 | 0.07 | 75.06 | 71.71 | 0.01 | 0
2025 | NYISO_G-I_2_NYISO_A-F | NYISO_G-I | NYISO_A-F | Internal | Summer | B7 | 400 | 1999 | 0.06 | 70.79 | 67.44 | 0.01 | 0
2025 | NYISO_G-I_2_NYISO_A-F | NYISO_G-I | NYISO_A-F | Internal | Summer | B8 | 500 | 1999 | 0.26 | 66.99 | 65.88 | 0.01 | 0
2025 | NYISO_G-I_2_NYISO_A-F | NYISO_G-I | NYISO_A-F | Internal | Summer | B9 | 800 | 1999 | 2.6 | 65.58 | 65.57 | 0.01 | 0
2025 | NYISO_G-I_2_NYISO_A-F | NYISO_G-I | NYISO_A-F | Internal | Summer | B10 | 1262 | 1999 | 2.26 | 65.58 | 65.57 | 0.01 | 0
2025 | NYISO_G-I_2_NYISO_A-F | NYISO_G-I | NYISO_A-F | Internal | Winter | B16 | 25 | 1999 | 0.63 | 81.04 | 75.96 | 0.01 | 0
2025 | NYISO_G-I_2_NYISO_A-F | NYISO_G-I | NYISO_A-F | Internal | Winter | B17 | 100 | 1999 | 0.16 | 77.06 | 71.97 | 0.01 | 0
2025 | NYISO_G-I_2_NYISO_A-F | NYISO_G-I | NYISO_A-F | Internal | Winter | B18 | 400 | 1999 | 0.04 | 76.5 | 71.41 | 0.01 | 0
2025 | NYISO_G-I_2_NYISO_A-F | NYISO_G-I | NYISO_A-F | Internal | Winter | B19 | 700 | 1999 | 0.02 | 76.37 | 71.28 | 0.01 | 0
2025 | NYISO_G-I_2_NYISO_A-F | NYISO_G-I | NYISO_A-F | Internal | Winter | B20 | 935 | 1999 | 2.08 | 71.3 | 71.28 | 0.01 | 0
2025 | NYISO_G-I_2_NYISO_J-K | NYISO_G-I | NYISO_J-K | Internal | Shoulder | B11 | 25 | 6130 | 3569.11 | 74.79 | 74.8 | 0.01 | 0
2025 | NYISO_G-I_2_NYISO_J-K | NYISO_G-I | NYISO_J-K | Internal | Shoulder | B12 | 200 | 6130 | 5046.95 | 70.45 | 70.46 | 0.01 | 0
2025 | NYISO_G-I_2_NYISO_J-K | NYISO_G-I | NYISO_J-K | Internal | Shoulder | B13 | 600 | 6130 | 4894.62 | 68.76 | 68.77 | 0.01 | 0
2025 | NYISO_G-I_2_NYISO_J-K | NYISO_G-I | NYISO_J-K | Internal | Shoulder | B14 | 900 | 6130 | 4594.68 | 67.24 | 67.25 | 0.01 | 0
2025 | NYISO_G-I_2_NYISO_J-K | NYISO_G-I | NYISO_J-K | Internal | Shoulder | B15 | 1203 | 6130 | 2919.22 | 67.24 | 67.25 | 0.01 | 0
2025 | NYISO_G-I_2_NYISO_J-K | NYISO_G-I | NYISO_J-K | Internal | Summer | B1 | 10 | 6130 | 6042.23 | 102.7 | 102.74 | 0.01 | 0.03
2025 | NYISO_G-I_2_NYISO_J-K | NYISO_G-I | NYISO_J-K | Internal | Summer | B2 | 25 | 6130 | 5504.55 | 103.53 | 103.55 | 0.01 | 0
2025 | NYISO_G-I_2_NYISO_J-K | NYISO_G-I | NYISO_J-K | Internal | Summer | B3 | 75 | 6130 | 5400.27 | 101.04 | 101.06 | 0.01 | 0
2025 | NYISO_G-I_2_NYISO_J-K | NYISO_G-I | NYISO_J-K | Internal | Summer | B4 | 100 | 6130 | 6022.29 | 95.12 | 95.13 | 0.01 | 0
2025 | NYISO_G-I_2_NYISO_J-K | NYISO_G-I | NYISO_J-K | Internal | Summer | B5 | 200 | 6130 | 5041.04 | 88.92 | 88.93 | 0.01 | 0
2025 | NYISO_G-I_2_NYISO_J-K | NYISO_G-I | NYISO_J-K | Internal | Summer | B6 | 300 | 6130 | 3854.92 | 75.06 | 75.07 | 0.01 | 0
2025 | NYISO_G-I_2_NYISO_J-K | NYISO_G-I | NYISO_J-K | Internal | Summer | B7 | 400 | 6130 | 4038.99 | 70.79 | 70.8 | 0.01 | 0
2025 | NYISO_G-I_2_NYISO_J-K | NYISO_G-I | NYISO_J-K | Internal | Summer | B8 | 500 | 6130 | 5669.57 | 66.99 | 67 | 0.01 | 0
2025 | NYISO_G-I_2_NYISO_J-K | NYISO_G-I | NYISO_J-K | Internal | Summer | B9 | 800 | 6130 | 5127.86 | 65.58 | 65.59 | 0.01 | 0
2025 | NYISO_G-I_2_NYISO_J-K | NYISO_G-I | NYISO_J-K | Internal | Summer | B10 | 1262 | 6130 | 3432.99 | 65.58 | 65.59 | 0.01 | 0
2025 | NYISO_G-I_2_NYISO_J-K | NYISO_G-I | NYISO_J-K | Internal | Winter | B16 | 25 | 6130 | 6240.78 | 81.04 | 81.9 | 0.01 | 0.85
2025 | NYISO_G-I_2_NYISO_J-K | NYISO_G-I | NYISO_J-K | Internal | Winter | B17 | 100 | 6130 | 6131.93 | 77.06 | 77.75 | 0.01 | 0.68
2025 | NYISO_G-I_2_NYISO_J-K | NYISO_G-I | NYISO_J-K | Internal | Winter | B18 | 400 | 6130 | 7443.8 | 76.5 | 77.37 | 0.01 | 0.86
2025 | NYISO_G-I_2_NYISO_J-K | NYISO_G-I | NYISO_J-K | Internal | Winter | B19 | 700 | 6130 | 7006.43 | 76.37 | 77.24 | 0.01 | 0.86
2025 | NYISO_G-I_2_NYISO_J-K | NYISO_G-I | NYISO_J-K | Internal | Winter | B20 | 935 | 6130 | 4492.43 | 71.3 | 71.31 | 0.01 | 0
2025 | NYISO_G-I_2_PJM_E | NYISO_G-I | PJM_E | Internal | Shoulder | B11 | 25 | 1500 | 1494.74 | 74.79 | 82.98 | 8 | 0.19
2025 | NYISO_G-I_2_PJM_E | NYISO_G-I | PJM_E | Internal | Shoulder | B12 | 200 | 1500 | 0.12 | 70.45 | 76.46 | 8 | 0
2025 | NYISO_G-I_2_PJM_E | NYISO_G-I | PJM_E | Internal | Shoulder | B13 | 600 | 1500 | 0.03 | 68.76 | 73.52 | 8 | 0
2025 | NYISO_G-I_2_PJM_E | NYISO_G-I | PJM_E | Internal | Shoulder | B14 | 900 | 1500 | 0.02 | 67.24 | 69.99 | 8 | 0
2025 | NYISO_G-I_2_PJM_E | NYISO_G-I | PJM_E | Internal | Shoulder | B15 | 1203 | 1500 | 0 | 67.24 | 61.88 | 8 | 0
2025 | NYISO_G-I_2_PJM_E | NYISO_G-I | PJM_E | Internal | Summer | B1 | 10 | 1500 | 45.51 | 102.7 | 110.65 | 8 | 0
2025 | NYISO_G-I_2_PJM_E | NYISO_G-I | PJM_E | Internal | Summer | B2 | 25 | 1500 | 888.67 | 103.53 | 111.53 | 8 | 0
2025 | NYISO_G-I_2_PJM_E | NYISO_G-I | PJM_E | Internal | Summer | B3 | 75 | 1500 | 1498.23 | 101.04 | 109.24 | 8 | 0.19
2025 | NYISO_G-I_2_PJM_E | NYISO_G-I | PJM_E | Internal | Summer | B4 | 100 | 1500 | 1498.89 | 95.12 | 103.31 | 8 | 0.2
2025 | NYISO_G-I_2_PJM_E | NYISO_G-I | PJM_E | Internal | Summer | B5 | 200 | 1500 | 1499.18 | 88.92 | 97.11 | 8 | 0.19
2025 | NYISO_G-I_2_PJM_E | NYISO_G-I | PJM_E | Internal | Summer | B6 | 300 | 1500 | 1499.4 | 75.06 | 83.25 | 8 | 0.19
2025 | NYISO_G-I_2_PJM_E | NYISO_G-I | PJM_E | Internal | Summer | B7 | 400 | 1500 | 1499.57 | 70.79 | 78.98 | 8 | 0.19
2025 | NYISO_G-I_2_PJM_E | NYISO_G-I | PJM_E | Internal | Summer | B8 | 500 | 1500 | 0.45 | 66.99 | 73.87 | 8 | 0
2025 | NYISO_G-I_2_PJM_E | NYISO_G-I | PJM_E | Internal | Summer | B9 | 800 | 1500 | 0.03 | 65.58 | 69.54 | 8 | 0
2025 | NYISO_G-I_2_PJM_E | NYISO_G-I | PJM_E | Internal | Summer | B10 | 1262 | 1500 | 0 | 65.58 | 59.86 | 8 | 0
2025 | NYISO_G-I_2_PJM_E | NYISO_G-I | PJM_E | Internal | Winter | B16 | 25 | 1500 | 0.47 | 81.04 | 83.95 | 8 | 0
2025 | NYISO_G-I_2_PJM_E | NYISO_G-I | PJM_E | Internal | Winter | B17 | 100 | 1500 | 0.12 | 77.06 | 79.96 | 8 | 0
2025 | NYISO_G-I_2_PJM_E | NYISO_G-I | PJM_E | Internal | Winter | B18 | 400 | 1500 | 0.03 | 76.5 | 79.4 | 8 | 0
2025 | NYISO_G-I_2_PJM_E | NYISO_G-I | PJM_E | Internal | Winter | B19 | 700 | 1500 | 0.01 | 76.37 | 74.82 | 8 | 0
2025 | NYISO_G-I_2_PJM_E | NYISO_G-I | PJM_E | Internal | Winter | B20 | 935 | 1500 | 0 | 71.3 | 65.3 | 8 | 0
2025 | NYISO_J-K_2_NEISO_OL | NYISO_J-K | NEISO | Internal | Shoulder | B11 | 25 | 99999 | 0.18 | 74.8 | 68.44 | 3.03 | 0
2025 | NYISO_J-K_2_NEISO_OL | NYISO_J-K | NEISO | Internal | Shoulder | B12 | 200 | 99999 | 0.03 | 70.46 | 65.76 | 3.03 | 0
2025 | NYISO_J-K_2_NEISO_OL | NYISO_J-K | NEISO | Internal | Shoulder | B13 | 600 | 99999 | 0.01 | 68.77 | 65.76 | 3.03 | 0
2025 | NYISO_J-K_2_NEISO_OL | NYISO_J-K | NEISO | Internal | Shoulder | B14 | 900 | 99999 | 0 | 67.25 | 65.76 | 3.03 | 0
2025 | NYISO_J-K_2_NEISO_OL | NYISO_J-K | NEISO | Internal | Shoulder | B15 | 1203 | 99999 | 0 | 67.25 | 65.76 | 3.03 | 0
2025 | NYISO_J-K_2_NEISO_OL | NYISO_J-K | NEISO | Internal | Summer | B1 | 10 | 99999 | 0.7 | 102.74 | 99.71 | 3.03 | 0
2025 | NYISO_J-K_2_NEISO_OL | NYISO_J-K | NEISO | Internal | Summer | B2 | 25 | 99999 | 0.27 | 103.55 | 100.43 | 3.03 | 0
2025 | NYISO_J-K_2_NEISO_OL | NYISO_J-K | NEISO | Internal | Summer | B3 | 75 | 99999 | 0.06 | 101.06 | 94.7 | 3.03 | 0
2025 | NYISO_J-K_2_NEISO_OL | NYISO_J-K | NEISO | Internal | Summer | B4 | 100 | 99999 | 0.05 | 95.13 | 88.77 | 3.03 | 0
2025 | NYISO_J-K_2_NEISO_OL | NYISO_J-K | NEISO | Internal | Summer | B5 | 200 | 99999 | 0.02 | 88.93 | 82.57 | 3.03 | 0
2025 | NYISO_J-K_2_NEISO_OL | NYISO_J-K | NEISO | Internal | Summer | B6 | 300 | 99999 | 0.02 | 75.07 | 68.71 | 3.03 | 0
2025 | NYISO_J-K_2_NEISO_OL | NYISO_J-K | NEISO | Internal | Summer | B7 | 400 | 99999 | 0.01 | 70.8 | 64.44 | 3.03 | 0
2025 | NYISO_J-K_2_NEISO_OL | NYISO_J-K | NEISO | Internal | Summer | B8 | 500 | 99999 | 0.01 | 67 | 62.59 | 3.03 | 0
2025 | NYISO_J-K_2_NEISO_OL | NYISO_J-K | NEISO | Internal | Summer | B9 | 800 | 99999 | 0 | 65.59 | 62.59 | 3.03 | 0
2025 | NYISO_J-K_2_NEISO_OL | NYISO_J-K | NEISO | Internal | Summer | B10 | 1262 | 99999 | 0 | 65.59 | 62.59 | 3.03 | 0
2025 | NYISO_J-K_2_NEISO_OL | NYISO_J-K | NEISO | Internal | Winter | B16 | 25 | 99999 | 0.19 | 81.9 | 75.55 | 3.03 | 0
2025 | NYISO_J-K_2_NEISO_OL | NYISO_J-K | NEISO | Internal | Winter | B17 | 100 | 99999 | 0.07 | 77.75 | 74.75 | 3.03 | 0
2025 | NYISO_J-K_2_NEISO_OL | NYISO_J-K | NEISO | Internal | Winter | B18 | 400 | 99999 | 0.01 | 77.37 | 73.5 | 3.03 | 0
2025 | NYISO_J-K_2_NEISO_OL | NYISO_J-K | NEISO | Internal | Winter | B19 | 700 | 99999 | 0 | 77.24 | 73.5 | 3.03 | 0
2025 | NYISO_J-K_2_NEISO_OL | NYISO_J-K | NEISO | Internal | Winter | B20 | 935 | 99999 | 0.04 | 71.31 | 73.5 | 3.03 | 0
2025 | NYISO_J-K_2_NYISO_G-I | NYISO_J-K | NYISO_G-I | Internal | Shoulder | B11 | 25 | 1999 | 73.42 | 74.8 | 74.79 | 0.01 | 0
2025 | NYISO_J-K_2_NYISO_G-I | NYISO_J-K | NYISO_G-I | Internal | Shoulder | B12 | 200 | 1999 | 10.79 | 70.46 | 70.45 | 0.01 | 0
2025 | NYISO_J-K_2_NYISO_G-I | NYISO_J-K | NYISO_G-I | Internal | Shoulder | B13 | 600 | 1999 | 4.12 | 68.77 | 68.76 | 0.01 | 0
2025 | NYISO_J-K_2_NYISO_G-I | NYISO_J-K | NYISO_G-I | Internal | Shoulder | B14 | 900 | 1999 | 2.93 | 67.25 | 67.24 | 0.01 | 0
2025 | NYISO_J-K_2_NYISO_G-I | NYISO_J-K | NYISO_G-I | Internal | Shoulder | B15 | 1203 | 1999 | 2.37 | 67.25 | 67.24 | 0.01 | 0
2025 | NYISO_J-K_2_NYISO_G-I | NYISO_J-K | NYISO_G-I | Internal | Summer | B1 | 10 | 1999 | 80.53 | 102.74 | 102.7 | 0.01 | 0
2025 | NYISO_J-K_2_NYISO_G-I | NYISO_J-K | NYISO_G-I | Internal | Summer | B2 | 25 | 1999 | 59.06 | 103.55 | 103.53 | 0.01 | 0
2025 | NYISO_J-K_2_NYISO_G-I | NYISO_J-K | NYISO_G-I | Internal | Summer | B3 | 75 | 1999 | 23.38 | 101.06 | 101.04 | 0.01 | 0
2025 | NYISO_J-K_2_NYISO_G-I | NYISO_J-K | NYISO_G-I | Internal | Summer | B4 | 100 | 1999 | 13.25 | 95.13 | 95.12 | 0.01 | 0
2025 | NYISO_J-K_2_NYISO_G-I | NYISO_J-K | NYISO_G-I | Internal | Summer | B5 | 200 | 1999 | 10.69 | 88.93 | 88.92 | 0.01 | 0
2025 | NYISO_J-K_2_NYISO_G-I | NYISO_J-K | NYISO_G-I | Internal | Summer | B6 | 300 | 1999 | 8.24 | 75.07 | 75.06 | 0.01 | 0
2025 | NYISO_J-K_2_NYISO_G-I | NYISO_J-K | NYISO_G-I | Internal | Summer | B7 | 400 | 1999 | 6.27 | 70.8 | 70.79 | 0.01 | 0
2025 | NYISO_J-K_2_NYISO_G-I | NYISO_J-K | NYISO_G-I | Internal | Summer | B8 | 500 | 1999 | 4.55 | 67 | 66.99 | 0.01 | 0
2025 | NYISO_J-K_2_NYISO_G-I | NYISO_J-K | NYISO_G-I | Internal | Summer | B9 | 800 | 1999 | 3.08 | 65.59 | 65.58 | 0.01 | 0
2025 | NYISO_J-K_2_NYISO_G-I | NYISO_J-K | NYISO_G-I | Internal | Summer | B10 | 1262 | 1999 | 2.22 | 65.59 | 65.58 | 0.01 | 0
2025 | NYISO_J-K_2_NYISO_G-I | NYISO_J-K | NYISO_G-I | Internal | Winter | B16 | 25 | 1999 | 3.7 | 81.9 | 81.04 | 0.01 | 0
2025 | NYISO_J-K_2_NYISO_G-I | NYISO_J-K | NYISO_G-I | Internal | Winter | B17 | 100 | 1999 | 1.06 | 77.75 | 77.06 | 0.01 | 0
2025 | NYISO_J-K_2_NYISO_G-I | NYISO_J-K | NYISO_G-I | Internal | Winter | B18 | 400 | 1999 | 0.23 | 77.37 | 76.5 | 0.01 | 0
2025 | NYISO_J-K_2_NYISO_G-I | NYISO_J-K | NYISO_G-I | Internal | Winter | B19 | 700 | 1999 | 0.13 | 77.24 | 76.37 | 0.01 | 0
2025 | NYISO_J-K_2_NYISO_G-I | NYISO_J-K | NYISO_G-I | Internal | Winter | B20 | 935 | 1999 | 2.76 | 71.31 | 71.3 | 0.01 | 0
2025 | NYISO_J-K_2_PJM_E_OL | NYISO_J-K | PJM_E | Internal | Shoulder | B11 | 25 | 99999 | 3850.71 | 74.8 | 82.98 | 8.18 | 0
2025 | NYISO_J-K_2_PJM_E_OL | NYISO_J-K | PJM_E | Internal | Shoulder | B12 | 200 | 99999 | 0.08 | 70.46 | 76.46 | 8.18 | 0
2025 | NYISO_J-K_2_PJM_E_OL | NYISO_J-K | PJM_E | Internal | Shoulder | B13 | 600 | 99999 | 0.02 | 68.77 | 73.52 | 8.18 | 0
2025 | NYISO_J-K_2_PJM_E_OL | NYISO_J-K | PJM_E | Internal | Shoulder | B14 | 900 | 99999 | 0.01 | 67.25 | 69.99 | 8.18 | 0
2025 | NYISO_J-K_2_PJM_E_OL | NYISO_J-K | PJM_E | Internal | Shoulder | B15 | 1203 | 99999 | 0 | 67.25 | 61.88 | 8.18 | 0
2025 | NYISO_J-K_2_PJM_E_OL | NYISO_J-K | PJM_E | Internal | Summer | B1 | 10 | 99999 | 6.5 | 102.74 | 110.65 | 8.18 | 0
2025 | NYISO_J-K_2_PJM_E_OL | NYISO_J-K | PJM_E | Internal | Summer | B2 | 25 | 99999 | 4.75 | 103.55 | 111.53 | 8.18 | 0
2025 | NYISO_J-K_2_PJM_E_OL | NYISO_J-K | PJM_E | Internal | Summer | B3 | 75 | 99999 | 3198.04 | 101.06 | 109.24 | 8.18 | 0
2025 | NYISO_J-K_2_PJM_E_OL | NYISO_J-K | PJM_E | Internal | Summer | B4 | 100 | 99999 | 5944.52 | 95.13 | 103.31 | 8.18 | 0
2025 | NYISO_J-K_2_PJM_E_OL | NYISO_J-K | PJM_E | Internal | Summer | B5 | 200 | 99999 | 72.44 | 88.93 | 97.11 | 8.18 | 0
2025 | NYISO_J-K_2_PJM_E_OL | NYISO_J-K | PJM_E | Internal | Summer | B6 | 300 | 99999 | 685.55 | 75.07 | 83.25 | 8.18 | 0
2025 | NYISO_J-K_2_PJM_E_OL | NYISO_J-K | PJM_E | Internal | Summer | B7 | 400 | 99999 | 2748.8 | 70.8 | 78.98 | 8.18 | 0
2025 | NYISO_J-K_2_PJM_E_OL | NYISO_J-K | PJM_E | Internal | Summer | B8 | 500 | 99999 | 0.13 | 67 | 73.87 | 8.18 | 0
2025 | NYISO_J-K_2_PJM_E_OL | NYISO_J-K | PJM_E | Internal | Summer | B9 | 800 | 99999 | 0.02 | 65.59 | 69.54 | 8.18 | 0
2025 | NYISO_J-K_2_PJM_E_OL | NYISO_J-K | PJM_E | Internal | Summer | B10 | 1262 | 99999 | 0 | 65.59 | 59.86 | 8.18 | 0
2025 | NYISO_J-K_2_PJM_E_OL | NYISO_J-K | PJM_E | Internal | Winter | B16 | 25 | 99999 | 0.27 | 81.9 | 83.95 | 8.18 | 0
2025 | NYISO_J-K_2_PJM_E_OL | NYISO_J-K | PJM_E | Internal | Winter | B17 | 100 | 99999 | 0.07 | 77.75 | 79.96 | 8.18 | 0
2025 | NYISO_J-K_2_PJM_E_OL | NYISO_J-K | PJM_E | Internal | Winter | B18 | 400 | 99999 | 0.02 | 77.37 | 79.4 | 8.18 | 0
2025 | NYISO_J-K_2_PJM_E_OL | NYISO_J-K | PJM_E | Internal | Winter | B19 | 700 | 99999 | 0 | 77.24 | 74.82 | 8.18 | 0
2025 | NYISO_J-K_2_PJM_E_OL | NYISO_J-K | PJM_E | Internal | Winter | B20 | 935 | 99999 | 0 | 71.31 | 65.3 | 8.18 | 0
2025 | PJM_E_2_NYISO_G-I | PJM_E | NYISO_G-I | Internal | Shoulder | B11 | 25 | 500 | 0.22 | 82.98 | 74.79 | 6 | 0
2025 | PJM_E_2_NYISO_G-I | PJM_E | NYISO_G-I | Internal | Shoulder | B12 | 200 | 500 | 0.03 | 76.46 | 70.45 | 6 | 0
2025 | PJM_E_2_NYISO_G-I | PJM_E | NYISO_G-I | Internal | Shoulder | B13 | 600 | 500 | 0.01 | 73.52 | 68.76 | 6 | 0
2025 | PJM_E_2_NYISO_G-I | PJM_E | NYISO_G-I | Internal | Shoulder | B14 | 900 | 500 | 0 | 69.99 | 67.24 | 6 | 0
2025 | PJM_E_2_NYISO_G-I | PJM_E | NYISO_G-I | Internal | Shoulder | B15 | 1203 | 500 | 0.07 | 61.88 | 67.24 | 6 | 0
2025 | PJM_E_2_NYISO_G-I | PJM_E | NYISO_G-I | Internal | Summer | B1 | 10 | 500 | 0.64 | 110.65 | 102.7 | 6 | 0.01
2025 | PJM_E_2_NYISO_G-I | PJM_E | NYISO_G-I | Internal | Summer | B2 | 25 | 500 | 0.25 | 111.53 | 103.53 | 6 | 0
2025 | PJM_E_2_NYISO_G-I | PJM_E | NYISO_G-I | Internal | Summer | B3 | 75 | 500 | 0.08 | 109.24 | 101.04 | 6 | 0
2025 | PJM_E_2_NYISO_G-I | PJM_E | NYISO_G-I | Internal | Summer | B4 | 100 | 500 | 0.06 | 103.31 | 95.12 | 6 | 0
2025 | PJM_E_2_NYISO_G-I | PJM_E | NYISO_G-I | Internal | Summer | B5 | 200 | 500 | 0.03 | 97.11 | 88.92 | 6 | 0
2025 | PJM_E_2_NYISO_G-I | PJM_E | NYISO_G-I | Internal | Summer | B6 | 300 | 500 | 0.02 | 83.25 | 75.06 | 6 | 0
2025 | PJM_E_2_NYISO_G-I | PJM_E | NYISO_G-I | Internal | Summer | B7 | 400 | 500 | 0.01 | 78.98 | 70.79 | 6 | 0
2025 | PJM_E_2_NYISO_G-I | PJM_E | NYISO_G-I | Internal | Summer | B8 | 500 | 500 | 0.01 | 73.87 | 66.99 | 6 | 0
2025 | PJM_E_2_NYISO_G-I | PJM_E | NYISO_G-I | Internal | Summer | B9 | 800 | 500 | 0 | 69.54 | 65.58 | 6 | 0
2025 | PJM_E_2_NYISO_G-I | PJM_E | NYISO_G-I | Internal | Summer | B10 | 1262 | 500 | 0.17 | 59.86 | 65.58 | 6 | 0
2025 | PJM_E_2_NYISO_G-I | PJM_E | NYISO_G-I | Internal | Winter | B16 | 25 | 500 | 0.33 | 83.95 | 81.04 | 6 | 0
2025 | PJM_E_2_NYISO_G-I | PJM_E | NYISO_G-I | Internal | Winter | B17 | 100 | 500 | 0.09 | 79.96 | 77.06 | 6 | 0
2025 | PJM_E_2_NYISO_G-I | PJM_E | NYISO_G-I | Internal | Winter | B18 | 400 | 500 | 0.02 | 79.4 | 76.5 | 6 | 0
2025 | PJM_E_2_NYISO_G-I | PJM_E | NYISO_G-I | Internal | Winter | B19 | 700 | 500 | 0.02 | 74.82 | 76.37 | 6 | 0
2025 | PJM_E_2_NYISO_G-I | PJM_E | NYISO_G-I | Internal | Winter | B20 | 935 | 500 | 18.71 | 65.3 | 71.3 | 6 | 0
2025 | PJM_E_2_NYISO_J-K | PJM_E | NYISO_J-K | Internal | Shoulder | B11 | 25 | 330 | 0.22 | 82.98 | 74.8 | 6 | 0.01
2025 | PJM_E_2_NYISO_J-K | PJM_E | NYISO_J-K | Internal | Shoulder | B12 | 200 | 330 | 0.03 | 76.46 | 70.46 | 6 | 0
2025 | PJM_E_2_NYISO_J-K | PJM_E | NYISO_J-K | Internal | Shoulder | B13 | 600 | 330 | 0.01 | 73.52 | 68.77 | 6 | 0
2025 | PJM_E_2_NYISO_J-K | PJM_E | NYISO_J-K | Internal | Shoulder | B14 | 900 | 330 | 0 | 69.99 | 67.25 | 6 | 0
2025 | PJM_E_2_NYISO_J-K | PJM_E | NYISO_J-K | Internal | Shoulder | B15 | 1203 | 330 | 0.08 | 61.88 | 67.25 | 6 | 0
2025 | PJM_E_2_NYISO_J-K | PJM_E | NYISO_J-K | Internal | Summer | B1 | 10 | 330 | 0.65 | 110.65 | 102.74 | 6 | 0.01
2025 | PJM_E_2_NYISO_J-K | PJM_E | NYISO_J-K | Internal | Summer | B2 | 25 | 330 | 0.26 | 111.53 | 103.55 | 6 | 0.01
2025 | PJM_E_2_NYISO_J-K | PJM_E | NYISO_J-K | Internal | Summer | B3 | 75 | 330 | 0.08 | 109.24 | 101.06 | 6 | 0
2025 | PJM_E_2_NYISO_J-K | PJM_E | NYISO_J-K | Internal | Summer | B4 | 100 | 330 | 0.06 | 103.31 | 95.13 | 6 | 0
2025 | PJM_E_2_NYISO_J-K | PJM_E | NYISO_J-K | Internal | Summer | B5 | 200 | 330 | 0.03 | 97.11 | 88.93 | 6 | 0
2025 | PJM_E_2_NYISO_J-K | PJM_E | NYISO_J-K | Internal | Summer | B6 | 300 | 330 | 0.02 | 83.25 | 75.07 | 6 | 0
2025 | PJM_E_2_NYISO_J-K | PJM_E | NYISO_J-K | Internal | Summer | B7 | 400 | 330 | 0.01 | 78.98 | 70.8 | 6 | 0
2025 | PJM_E_2_NYISO_J-K | PJM_E | NYISO_J-K | Internal | Summer | B8 | 500 | 330 | 0.01 | 73.87 | 67 | 6 | 0
2025 | PJM_E_2_NYISO_J-K | PJM_E | NYISO_J-K | Internal | Summer | B9 | 800 | 330 | 0 | 69.54 | 65.59 | 6 | 0
2025 | PJM_E_2_NYISO_J-K | PJM_E | NYISO_J-K | Internal | Summer | B10 | 1262 | 330 | 0.17 | 59.86 | 65.59 | 6 | 0
2025 | PJM_E_2_NYISO_J-K | PJM_E | NYISO_J-K | Internal | Winter | B16 | 25 | 330 | 0.36 | 83.95 | 81.9 | 6 | 0.01
2025 | PJM_E_2_NYISO_J-K | PJM_E | NYISO_J-K | Internal | Winter | B17 | 100 | 330 | 0.1 | 79.96 | 77.75 | 6 | 0
2025 | PJM_E_2_NYISO_J-K | PJM_E | NYISO_J-K | Internal | Winter | B18 | 400 | 330 | 0.03 | 79.4 | 77.37 | 6 | 0
2025 | PJM_E_2_NYISO_J-K | PJM_E | NYISO_J-K | Internal | Winter | B19 | 700 | 330 | 0.03 | 74.82 | 77.24 | 6 | 0
2025 | PJM_E_2_NYISO_J-K | PJM_E | NYISO_J-K | Internal | Winter | B20 | 935 | 330 | 1263.35 | 65.3 | 71.31 | 6 | 0.01
2025 | PJM_E_2_PJM_ROM | PJM_E | PJM_ROM | Internal | Shoulder | B11 | 25 | 8000 | 8798.42 | 82.98 | 82.99 | 0.01 | 0
2025 | PJM_E_2_PJM_ROM | PJM_E | PJM_ROM | Internal | Shoulder | B12 | 200 | 8000 | 3779.84 | 76.46 | 76.48 | 0.01 | 0
2025 | PJM_E_2_PJM_ROM | PJM_E | PJM_ROM | Internal | Shoulder | B13 | 600 | 8000 | 1657.2 | 73.52 | 73.53 | 0.01 | 0
2025 | PJM_E_2_PJM_ROM | PJM_E | PJM_ROM | Internal | Shoulder | B14 | 900 | 8000 | 2090.17 | 69.99 | 70 | 0.01 | 0
2025 | PJM_E_2_PJM_ROM | PJM_E | PJM_ROM | Internal | Shoulder | B15 | 1203 | 8000 | 840.78 | 61.88 | 61.9 | 0.01 | 0
2025 | PJM_E_2_PJM_ROM | PJM_E | PJM_ROM | Internal | Summer | B1 | 10 | 8000 | 299.32 | 110.65 | 110.64 | 0.01 | 0
2025 | PJM_E_2_PJM_ROM | PJM_E | PJM_ROM | Internal | Summer | B2 | 25 | 8000 | 223.59 | 111.53 | 111.54 | 0.01 | 0
2025 | PJM_E_2_PJM_ROM | PJM_E | PJM_ROM | Internal | Summer | B3 | 75 | 8000 | 6482.08 | 109.24 | 109.25 | 0.01 | 0
2025 | PJM_E_2_PJM_ROM | PJM_E | PJM_ROM | Internal | Summer | B4 | 100 | 8000 | 8706.29 | 103.31 | 103.33 | 0.01 | 0
2025 | PJM_E_2_PJM_ROM | PJM_E | PJM_ROM | Internal | Summer | B5 | 200 | 8000 | 3175.67 | 97.11 | 97.12 | 0.01 | 0
2025 | PJM_E_2_PJM_ROM | PJM_E | PJM_ROM | Internal | Summer | B6 | 300 | 8000 | 4502.14 | 83.25 | 83.26 | 0.01 | 0
2025 | PJM_E_2_PJM_ROM | PJM_E | PJM_ROM | Internal | Summer | B7 | 400 | 8000 | 7521.56 | 78.98 | 78.99 | 0.01 | 0
2025 | PJM_E_2_PJM_ROM | PJM_E | PJM_ROM | Internal | Summer | B8 | 500 | 8000 | 4611.56 | 73.87 | 73.88 | 0.01 | 0
2025 | PJM_E_2_PJM_ROM | PJM_E | PJM_ROM | Internal | Summer | B9 | 800 | 8000 | 3178.08 | 69.54 | 69.55 | 0.01 | 0
2025 | PJM_E_2_PJM_ROM | PJM_E | PJM_ROM | Internal | Summer | B10 | 1262 | 8000 | 1176.64 | 59.86 | 59.88 | 0.01 | 0
2025 | PJM_E_2_PJM_ROM | PJM_E | PJM_ROM | Internal | Winter | B16 | 25 | 8000 | 751.51 | 83.95 | 83.96 | 0.01 | 0
2025 | PJM_E_2_PJM_ROM | PJM_E | PJM_ROM | Internal | Winter | B17 | 100 | 8000 | 767.78 | 79.96 | 79.97 | 0.01 | 0
2025 | PJM_E_2_PJM_ROM | PJM_E | PJM_ROM | Internal | Winter | B18 | 400 | 8000 | 146.01 | 79.4 | 79.41 | 0.01 | 0
2025 | PJM_E_2_PJM_ROM | PJM_E | PJM_ROM | Internal | Winter | B19 | 700 | 8000 | 743.03 | 74.82 | 74.83 | 0.01 | 0
2025 | PJM_E_2_PJM_ROM | PJM_E | PJM_ROM | Internal | Winter | B20 | 935 | 8000 | 4.09 | 65.3 | 65.29 | 0.01 | 0
2025 | PJM_ROR_2_MISO_IN | PJM_ROR | MISO_IN | Internal | Shoulder | B11 | 25 | 909 | 0.8 | 83 | 80.99 | 2 | 0
2025 | PJM_ROR_2_MISO_IN | PJM_ROR | MISO_IN | Internal | Shoulder | B12 | 200 | 909 | 0.13 | 76.46 | 75.36 | 2 | 0
2025 | PJM_ROR_2_MISO_IN | PJM_ROR | MISO_IN | Internal | Shoulder | B13 | 600 | 909 | 0.04 | 73.52 | 72.38 | 2 | 0
2025 | PJM_ROR_2_MISO_IN | PJM_ROR | MISO_IN | Internal | Shoulder | B14 | 900 | 909 | 0.02 | 69.99 | 68.11 | 2 | 0
2025 | PJM_ROR_2_MISO_IN | PJM_ROR | MISO_IN | Internal | Shoulder | B15 | 1203 | 909 | 0.02 | 61.88 | 60.27 | 2 | 0
2025 | PJM_ROR_2_MISO_IN | PJM_ROR | MISO_IN | Internal | Summer | B1 | 10 | 909 | 1.82 | 110.59 | 108.47 | 2 | 0.01
2025 | PJM_ROR_2_MISO_IN | PJM_ROR | MISO_IN | Internal | Summer | B2 | 25 | 909 | 0.77 | 111.52 | 109.51 | 2 | 0
2025 | PJM_ROR_2_MISO_IN | PJM_ROR | MISO_IN | Internal | Summer | B3 | 75 | 909 | 0.37 | 109.26 | 108.41 | 2 | 0
2025 | PJM_ROR_2_MISO_IN | PJM_ROR | MISO_IN | Internal | Summer | B4 | 100 | 909 | 0.21 | 103.34 | 101.34 | 2 | 0
2025 | PJM_ROR_2_MISO_IN | PJM_ROR | MISO_IN | Internal | Summer | B5 | 200 | 909 | 0.1 | 97.13 | 95.12 | 2 | 0
2025 | PJM_ROR_2_MISO_IN | PJM_ROR | MISO_IN | Internal | Summer | B6 | 300 | 909 | 0.08 | 83.25 | 81.9 | 2 | 0
2025 | PJM_ROR_2_MISO_IN | PJM_ROR | MISO_IN | Internal | Summer | B7 | 400 | 909 | 0.06 | 79.01 | 76.99 | 2 | 0
2025 | PJM_ROR_2_MISO_IN | PJM_ROR | MISO_IN | Internal | Summer | B8 | 500 | 909 | 0.04 | 73.87 | 71.88 | 2 | 0
2025 | PJM_ROR_2_MISO_IN | PJM_ROR | MISO_IN | Internal | Summer | B9 | 800 | 909 | 0.03 | 69.54 | 67.54 | 2 | 0
2025 | PJM_ROR_2_MISO_IN | PJM_ROR | MISO_IN | Internal | Summer | B10 | 1262 | 909 | 0.02 | 59.86 | 57.86 | 2 | 0
2025 | PJM_ROR_2_MISO_IN | PJM_ROR | MISO_IN | Internal | Winter | B16 | 25 | 909 | 0.78 | 82.49 | 80.48 | 2 | 0
2025 | PJM_ROR_2_MISO_IN | PJM_ROR | MISO_IN | Internal | Winter | B17 | 100 | 909 | 0.24 | 76.35 | 75.25 | 2 | 0
2025 | PJM_ROR_2_MISO_IN | PJM_ROR | MISO_IN | Internal | Winter | B18 | 400 | 909 | 0.05 | 76.35 | 74.35 | 2 | 0
2025 | PJM_ROR_2_MISO_IN | PJM_ROR | MISO_IN | Internal | Winter | B19 | 700 | 909 | 0.03 | 74.82 | 73.38 | 2 | 0
2025 | PJM_ROR_2_MISO_IN | PJM_ROR | MISO_IN | Internal | Winter | B20 | 935 | 909 | 0.02 | 64.32 | 62.31 | 2 | 0
2025 | PJM_ROR_2_MISO_MI | PJM_ROR | MISO_MI | Internal | Shoulder | B11 | 25 | 1305 | 0.81 | 83 | 81.01 | 2 | 0
2025 | PJM_ROR_2_MISO_MI | PJM_ROR | MISO_MI | Internal | Shoulder | B12 | 200 | 1305 | 0.13 | 76.46 | 75.38 | 2 | 0
2025 | PJM_ROR_2_MISO_MI | PJM_ROR | MISO_MI | Internal | Shoulder | B13 | 600 | 1305 | 0.04 | 73.52 | 72.39 | 2 | 0
2025 | PJM_ROR_2_MISO_MI | PJM_ROR | MISO_MI | Internal | Shoulder | B14 | 900 | 1305 | 0.02 | 69.99 | 68.13 | 2 | 0
2025 | PJM_ROR_2_MISO_MI | PJM_ROR | MISO_MI | Internal | Shoulder | B15 | 1203 | 1305 | 0.02 | 61.88 | 60.28 | 2 | 0
2025 | PJM_ROR_2_MISO_MI | PJM_ROR | MISO_MI | Internal | Summer | B1 | 10 | 1305 | 1.84 | 110.59 | 108.48 | 2 | 0
2025 | PJM_ROR_2_MISO_MI | PJM_ROR | MISO_MI | Internal | Summer | B2 | 25 | 1305 | 0.78 | 111.52 | 109.52 | 2 | 0
2025 | PJM_ROR_2_MISO_MI | PJM_ROR | MISO_MI | Internal | Summer | B3 | 75 | 1305 | 0.37 | 109.26 | 108.42 | 2 | 0
2025 | PJM_ROR_2_MISO_MI | PJM_ROR | MISO_MI | Internal | Summer | B4 | 100 | 1305 | 0.21 | 103.34 | 101.35 | 2 | 0
2025 | PJM_ROR_2_MISO_MI | PJM_ROR | MISO_MI | Internal | Summer | B5 | 200 | 1305 | 0.1 | 97.13 | 95.13 | 2 | 0
2025 | PJM_ROR_2_MISO_MI | PJM_ROR | MISO_MI | Internal | Summer | B6 | 300 | 1305 | 0.08 | 83.25 | 81.92 | 2 | 0
2025 | PJM_ROR_2_MISO_MI | PJM_ROR | MISO_MI | Internal | Summer | B7 | 400 | 1305 | 0.06 | 79.01 | 77.01 | 2 | 0
2025 | PJM_ROR_2_MISO_MI | PJM_ROR | MISO_MI | Internal | Summer | B8 | 500 | 1305 | 0.04 | 73.87 | 71.87 | 2 | 0
2025 | PJM_ROR_2_MISO_MI | PJM_ROR | MISO_MI | Internal | Summer | B9 | 800 | 1305 | 0.03 | 69.54 | 67.55 | 2 | 0
2025 | PJM_ROR_2_MISO_MI | PJM_ROR | MISO_MI | Internal | Summer | B10 | 1262 | 1305 | 0.02 | 59.86 | 57.88 | 2 | 0
2025 | PJM_ROR_2_MISO_MI | PJM_ROR | MISO_MI | Internal | Winter | B16 | 25 | 1305 | 0.79 | 82.49 | 80.49 | 2 | 0
2025 | PJM_ROR_2_MISO_MI | PJM_ROR | MISO_MI | Internal | Winter | B17 | 100 | 1305 | 0.25 | 76.35 | 75.26 | 2 | 0
2025 | PJM_ROR_2_MISO_MI | PJM_ROR | MISO_MI | Internal | Winter | B18 | 400 | 1305 | 0.05 | 76.35 | 74.36 | 2 | 0
2025 | PJM_ROR_2_MISO_MI | PJM_ROR | MISO_MI | Internal | Winter | B19 | 700 | 1305 | 0.03 | 74.82 | 73.39 | 2 | 0
2025 | PJM_ROR_2_MISO_MI | PJM_ROR | MISO_MI | Internal | Winter | B20 | 935 | 1305 | 0.02 | 64.32 | 62.32 | 2 | 0
2025 | PJM_ROR_2_MISO_MO-IL | PJM_ROR | MISO_MO-IL | Internal | Shoulder | B11 | 25 | 1111 | 0.78 | 83 | 81.01 | 2 | 0
2025 | PJM_ROR_2_MISO_MO-IL | PJM_ROR | MISO_MO-IL | Internal | Shoulder | B12 | 200 | 1111 | 0.1 | 76.46 | 74.41 | 2 | 0
2025 | PJM_ROR_2_MISO_MO-IL | PJM_ROR | MISO_MO-IL | Internal | Shoulder | B13 | 600 | 1111 | 0.03 | 73.52 | 71.43 | 2 | 0
2025 | PJM_ROR_2_MISO_MO-IL | PJM_ROR | MISO_MO-IL | Internal | Shoulder | B14 | 900 | 1111 | 0.02 | 69.99 | 67.16 | 2 | 0
2025 | PJM_ROR_2_MISO_MO-IL | PJM_ROR | MISO_MO-IL | Internal | Shoulder | B15 | 1203 | 1111 | 0.02 | 61.88 | 59.83 | 2 | 0
2025 | PJM_ROR_2_MISO_MO-IL | PJM_ROR | MISO_MO-IL | Internal | Summer | B1 | 10 | 1111 | 1.56 | 110.59 | 107.76 | 2 | 0
2025 | PJM_ROR_2_MISO_MO-IL | PJM_ROR | MISO_MO-IL | Internal | Summer | B2 | 25 | 1111 | 0.75 | 111.52 | 109.52 | 2 | 0
2025 | PJM_ROR_2_MISO_MO-IL | PJM_ROR | MISO_MO-IL | Internal | Summer | B3 | 75 | 1111 | 0.36 | 109.26 | 108.42 | 2 | 0
2025 | PJM_ROR_2_MISO_MO-IL | PJM_ROR | MISO_MO-IL | Internal | Summer | B4 | 100 | 1111 | 0.21 | 103.34 | 101.35 | 2 | 0
2025 | PJM_ROR_2_MISO_MO-IL | PJM_ROR | MISO_MO-IL | Internal | Summer | B5 | 200 | 1111 | 0.1 | 97.13 | 95.13 | 2 | 0
2025 | PJM_ROR_2_MISO_MO-IL | PJM_ROR | MISO_MO-IL | Internal | Summer | B6 | 300 | 1111 | 0.08 | 83.25 | 81.92 | 2 | 0
2025 | PJM_ROR_2_MISO_MO-IL | PJM_ROR | MISO_MO-IL | Internal | Summer | B7 | 400 | 1111 | 0.05 | 79.01 | 77.01 | 2 | 0
2025 | PJM_ROR_2_MISO_MO-IL | PJM_ROR | MISO_MO-IL | Internal | Summer | B8 | 500 | 1111 | 0.04 | 73.87 | 71.89 | 2 | 0
2025 | PJM_ROR_2_MISO_MO-IL | PJM_ROR | MISO_MO-IL | Internal | Summer | B9 | 800 | 1111 | 0.03 | 69.54 | 67.54 | 2 | 0
2025 | PJM_ROR_2_MISO_MO-IL | PJM_ROR | MISO_MO-IL | Internal | Summer | B10 | 1262 | 1111 | 0.02 | 59.86 | 57.81 | 2 | 0
2025 | PJM_ROR_2_MISO_MO-IL | PJM_ROR | MISO_MO-IL | Internal | Winter | B16 | 25 | 1111 | 0.74 | 82.49 | 80.43 | 2 | 0
2025 | PJM_ROR_2_MISO_MO-IL | PJM_ROR | MISO_MO-IL | Internal | Winter | B17 | 100 | 1111 | 0.19 | 76.35 | 74.29 | 2 | 0
2025 | PJM_ROR_2_MISO_MO-IL | PJM_ROR | MISO_MO-IL | Internal | Winter | B18 | 400 | 1111 | 0.05 | 76.35 | 74.29 | 2 | 0
2025 | PJM_ROR_2_MISO_MO-IL | PJM_ROR | MISO_MO-IL | Internal | Winter | B19 | 700 | 1111 | 0.03 | 74.82 | 72.63 | 2 | 0
2025 | PJM_ROR_2_MISO_MO-IL | PJM_ROR | MISO_MO-IL | Internal | Winter | B20 | 935 | 1111 | 0.02 | 64.32 | 62.27 | 2 | 0
2025 | PJM_ROR_2_MISO_W | PJM_ROR | MISO_W | Internal | Shoulder | B11 | 25 | 709 | 0.29 | 83 | 75.14 | 2 | 0
2025 | PJM_ROR_2_MISO_W | PJM_ROR | MISO_W | Internal | Shoulder | B12 | 200 | 709 | 0.03 | 76.46 | 63.46 | 2 | 0
2025 | PJM_ROR_2_MISO_W | PJM_ROR | MISO_W | Internal | Shoulder | B13 | 600 | 709 | 0 | 73.52 | 60.52 | 2 | 0
2025 | PJM_ROR_2_MISO_W | PJM_ROR | MISO_W | Internal | Shoulder | B14 | 900 | 709 | 0 | 69.99 | 56.99 | 2 | 0
2025 | PJM_ROR_2_MISO_W | PJM_ROR | MISO_W | Internal | Shoulder | B15 | 1203 | 709 | 0 | 61.88 | 48.88 | 2 | 0
2025 | PJM_ROR_2_MISO_W | PJM_ROR | MISO_W | Internal | Summer | B1 | 10 | 709 | 0.51 | 110.59 | 97.59 | 2 | 0.01
2025 | PJM_ROR_2_MISO_W | PJM_ROR | MISO_W | Internal | Summer | B2 | 25 | 709 | 0.21 | 111.52 | 98.57 | 2 | 0
2025 | PJM_ROR_2_MISO_W | PJM_ROR | MISO_W | Internal | Summer | B3 | 75 | 709 | 0.16 | 109.26 | 105.18 | 2 | 0
2025 | PJM_ROR_2_MISO_W | PJM_ROR | MISO_W | Internal | Summer | B4 | 100 | 709 | 0.1 | 103.34 | 98.11 | 2 | 0
2025 | PJM_ROR_2_MISO_W | PJM_ROR | MISO_W | Internal | Summer | B5 | 200 | 709 | 0.05 | 97.13 | 91.89 | 2 | 0
2025 | PJM_ROR_2_MISO_W | PJM_ROR | MISO_W | Internal | Summer | B6 | 300 | 709 | 0.06 | 83.25 | 81.26 | 2 | 0
2025 | PJM_ROR_2_MISO_W | PJM_ROR | MISO_W | Internal | Summer | B7 | 400 | 709 | 0.02 | 79.01 | 73.73 | 2 | 0
2025 | PJM_ROR_2_MISO_W | PJM_ROR | MISO_W | Internal | Summer | B8 | 500 | 709 | 0.01 | 73.87 | 61.21 | 2 | 0
2025 | PJM_ROR_2_MISO_W | PJM_ROR | MISO_W | Internal | Summer | B9 | 800 | 709 | 0 | 69.54 | 56.6 | 2 | 0
2025 | PJM_ROR_2_MISO_W | PJM_ROR | MISO_W | Internal | Summer | B10 | 1262 | 709 | 0 | 59.86 | 46.86 | 2 | 0
2025 | PJM_ROR_2_MISO_W | PJM_ROR | MISO_W | Internal | Winter | B16 | 25 | 709 | 0.21 | 82.49 | 69.48 | 2 | 0
2025 | PJM_ROR_2_MISO_W | PJM_ROR | MISO_W | Internal | Winter | B17 | 100 | 709 | 0.05 | 76.35 | 63.35 | 2 | 0
2025 | PJM_ROR_2_MISO_W | PJM_ROR | MISO_W | Internal | Winter | B18 | 400 | 709 | 0.01 | 76.35 | 63.35 | 2 | 0
2025 | PJM_ROR_2_MISO_W | PJM_ROR | MISO_W | Internal | Winter | B19 | 700 | 709 | 0 | 74.82 | 61.82 | 2 | 0
2025 | PJM_ROR_2_MISO_W | PJM_ROR | MISO_W | Internal | Winter | B20 | 935 | 709 | 0 | 64.32 | 51.32 | 2 | 0
2025 | PJM_ROR_2_MISO_WUMS | PJM_ROR | MISO_WUMS | Internal | Shoulder | B11 | 25 | 1467 | 0.46 | 83 | 77.76 | 2 | 0
2025 | PJM_ROR_2_MISO_WUMS | PJM_ROR | MISO_WUMS | Internal | Shoulder | B12 | 200 | 1467 | 0.07 | 76.46 | 72.13 | 2 | 0
2025 | PJM_ROR_2_MISO_WUMS | PJM_ROR | MISO_WUMS | Internal | Shoulder | B13 | 600 | 1467 | 0.02 | 73.52 | 69.14 | 2 | 0
2025 | PJM_ROR_2_MISO_WUMS | PJM_ROR | MISO_WUMS | Internal | Shoulder | B14 | 900 | 1467 | 0.02 | 69.99 | 66.12 | 2 | 0
2025 | PJM_ROR_2_MISO_WUMS | PJM_ROR | MISO_WUMS | Internal | Shoulder | B15 | 1203 | 1467 | 0.01 | 61.88 | 58.73 | 2 | 0
2025 | PJM_ROR_2_MISO_WUMS | PJM_ROR | MISO_WUMS | Internal | Summer | B1 | 10 | 1467 | 1.09 | 110.59 | 105.24 | 2 | 0
2025 | PJM_ROR_2_MISO_WUMS | PJM_ROR | MISO_WUMS | Internal | Summer | B2 | 25 | 1467 | 0.45 | 111.52 | 106.27 | 2 | 0
2025 | PJM_ROR_2_MISO_WUMS | PJM_ROR | MISO_WUMS | Internal | Summer | B3 | 75 | 1467 | 0.18 | 109.26 | 105.17 | 2 | 0
2025 | PJM_ROR_2_MISO_WUMS | PJM_ROR | MISO_WUMS | Internal | Summer | B4 | 100 | 1467 | 0.12 | 103.34 | 98.1 | 2 | 0
2025 | PJM_ROR_2_MISO_WUMS | PJM_ROR | MISO_WUMS | Internal | Summer | B5 | 200 | 1467 | 0.06 | 97.13 | 91.88 | 2 | 0
2025 | PJM_ROR_2_MISO_WUMS | PJM_ROR | MISO_WUMS | Internal | Summer | B6 | 300 | 1467 | 0.06 | 83.25 | 81.25 | 2 | 0
2025 | PJM_ROR_2_MISO_WUMS | PJM_ROR | MISO_WUMS | Internal | Summer | B7 | 400 | 1467 | 0.03 | 79.01 | 73.76 | 2 | 0
2025 | PJM_ROR_2_MISO_WUMS | PJM_ROR | MISO_WUMS | Internal | Summer | B8 | 500 | 1467 | 0.02 | 73.87 | 68.62 | 2 | 0
2025 | PJM_ROR_2_MISO_WUMS | PJM_ROR | MISO_WUMS | Internal | Summer | B9 | 800 | 1467 | 0.02 | 69.54 | 64.3 | 2 | 0
2025 | PJM_ROR_2_MISO_WUMS | PJM_ROR | MISO_WUMS | Internal | Summer | B10 | 1262 | 1467 | 0.01 | 59.86 | 57.51 | 2 | 0
2025 | PJM_ROR_2_MISO_WUMS | PJM_ROR | MISO_WUMS | Internal | Winter | B16 | 25 | 1467 | 0.46 | 82.49 | 77.24 | 2 | 0
2025 | PJM_ROR_2_MISO_WUMS | PJM_ROR | MISO_WUMS | Internal | Winter | B17 | 100 | 1467 | 0.13 | 76.35 | 72.01 | 2 | 0
2025 | PJM_ROR_2_MISO_WUMS | PJM_ROR | MISO_WUMS | Internal | Winter | B18 | 400 | 1467 | 0.03 | 76.35 | 71.11 | 2 | 0
2025 | PJM_ROR_2_MISO_WUMS | PJM_ROR | MISO_WUMS | Internal | Winter | B19 | 700 | 1467 | 0.02 | 74.82 | 70.14 | 2 | 0
2025 | PJM_ROR_2_MISO_WUMS | PJM_ROR | MISO_WUMS | Internal | Winter | B20 | 935 | 1467 | 0.02 | 64.32 | 61.08 | 2 | 0
2025 | PJM_ROR_2_PJM_ROM | PJM_ROR | PJM_ROM | Internal | Shoulder | B11 | 25 | 8000 | 58.77 | 83 | 82.99 | 0.01 | 0
2025 | PJM_ROR_2_PJM_ROM | PJM_ROR | PJM_ROM | Internal | Shoulder | B12 | 200 | 8000 | 3165.5 | 76.46 | 76.48 | 0.01 | 0
2025 | PJM_ROR_2_PJM_ROM | PJM_ROR | PJM_ROM | Internal | Shoulder | B13 | 600 | 8000 | 5465.9 | 73.52 | 73.53 | 0.01 | 0
2025 | PJM_ROR_2_PJM_ROM | PJM_ROR | PJM_ROM | Internal | Shoulder | B14 | 900 | 8000 | 4835.29 | 69.99 | 70 | 0.01 | 0
2025 | PJM_ROR_2_PJM_ROM | PJM_ROR | PJM_ROM | Internal | Shoulder | B15 | 1203 | 8000 | 6100.71 | 61.88 | 61.9 | 0.01 | 0
2025 | PJM_ROR_2_PJM_ROM | PJM_ROR | PJM_ROM | Internal | Summer | B1 | 10 | 8000 | 7857.69 | 110.59 | 110.64 | 0.01 | 0.03
2025 | PJM_ROR_2_PJM_ROM | PJM_ROR | PJM_ROM | Internal | Summer | B2 | 25 | 8000 | 4622.63 | 111.52 | 111.54 | 0.01 | 0
2025 | PJM_ROR_2_PJM_ROM | PJM_ROR | PJM_ROM | Internal | Summer | B3 | 75 | 8000 | 22.55 | 109.26 | 109.25 | 0.01 | 0
2025 | PJM_ROR_2_PJM_ROM | PJM_ROR | PJM_ROM | Internal | Summer | B4 | 100 | 8000 | 14.76 | 103.34 | 103.33 | 0.01 | 0
2025 | PJM_ROR_2_PJM_ROM | PJM_ROR | PJM_ROM | Internal | Summer | B5 | 200 | 8000 | 12.02 | 97.13 | 97.12 | 0.01 | 0
2025 | PJM_ROR_2_PJM_ROM | PJM_ROR | PJM_ROM | Internal | Summer | B6 | 300 | 8000 | 433.37 | 83.25 | 83.26 | 0.01 | 0
2025 | PJM_ROR_2_PJM_ROM | PJM_ROR | PJM_ROM | Internal | Summer | B7 | 400 | 8000 | 4.27 | 79.01 | 78.99 | 0.01 | 0
2025 | PJM_ROR_2_PJM_ROM | PJM_ROR | PJM_ROM | Internal | Summer | B8 | 500 | 8000 | 1133.87 | 73.87 | 73.88 | 0.01 | 0
2025 | PJM_ROR_2_PJM_ROM | PJM_ROR | PJM_ROM | Internal | Summer | B9 | 800 | 8000 | 3013.24 | 69.54 | 69.55 | 0.01 | 0
2025 | PJM_ROR_2_PJM_ROM | PJM_ROR | PJM_ROM | Internal | Summer | B10 | 1262 | 8000 | 5712.88 | 59.86 | 59.88 | 0.01 | 0
2025 | PJM_ROR_2_PJM_ROM | PJM_ROR | PJM_ROM | Internal | Winter | B16 | 25 | 8000 | 7999.27 | 82.49 | 83.96 | 0.01 | 1.47
2025 | PJM_ROR_2_PJM_ROM | PJM_ROR | PJM_ROM | Internal | Winter | B17 | 100 | 8000 | 7999.9 | 76.35 | 79.97 | 0.01 | 3.61
2025 | PJM_ROR_2_PJM_ROM | PJM_ROR | PJM_ROM | Internal | Winter | B18 | 400 | 8000 | 7999.89 | 76.35 | 79.41 | 0.01 | 3.05
2025 | PJM_ROR_2_PJM_ROM | PJM_ROR | PJM_ROM | Internal | Winter | B19 | 700 | 8000 | 7063.81 | 74.82 | 74.83 | 0.01 | 0
2025 | PJM_ROR_2_PJM_ROM | PJM_ROR | PJM_ROM | Internal | Winter | B20 | 935 | 8000 | 7999.9 | 64.32 | 65.29 | 0.01 | 0.95
2025 | PJM_ROR_2_TVA_Transmission | PJM_ROR | TVA_Transmission | Internal | Shoulder | B11 | 25 | 2500 | 1393.19 | 83 | 89 | 6 | 0
2025 | PJM_ROR_2_TVA_Transmission | PJM_ROR | TVA_Transmission | Internal | Shoulder | B12 | 200 | 2500 | 0.11 | 76.46 | 78.42 | 6 | 0
2025 | PJM_ROR_2_TVA_Transmission | PJM_ROR | TVA_Transmission | Internal | Shoulder | B13 | 600 | 2500 | 0.04 | 73.52 | 75.71 | 6 | 0
2025 | PJM_ROR_2_TVA_Transmission | PJM_ROR | TVA_Transmission | Internal | Shoulder | B14 | 900 | 2500 | 0.04 | 69.99 | 73.78 | 6 | 0
2025 | PJM_ROR_2_TVA_Transmission | PJM_ROR | TVA_Transmission | Internal | Shoulder | B15 | 1203 | 2500 | 0.86 | 61.88 | 67.83 | 6 | 0
2025 | PJM_ROR_2_TVA_Transmission | PJM_ROR | TVA_Transmission | Internal | Summer | B1 | 10 | 2500 | 7.47 | 110.59 | 115.76 | 6 | 0
2025 | PJM_ROR_2_TVA_Transmission | PJM_ROR | TVA_Transmission | Internal | Summer | B2 | 25 | 2500 | 318.92 | 111.52 | 117.52 | 6 | 0
2025 | PJM_ROR_2_TVA_Transmission | PJM_ROR | TVA_Transmission | Internal | Summer | B3 | 75 | 2500 | 1766.25 | 109.26 | 115.26 | 6 | 0
2025 | PJM_ROR_2_TVA_Transmission | PJM_ROR | TVA_Transmission | Internal | Summer | B4 | 100 | 2500 | 1048.32 | 103.34 | 109.34 | 6 | 0
2025 | PJM_ROR_2_TVA_Transmission | PJM_ROR | TVA_Transmission | Internal | Summer | B5 | 200 | 2500 | 432.57 | 97.13 | 103.13 | 6 | 0
2025 | PJM_ROR_2_TVA_Transmission | PJM_ROR | TVA_Transmission | Internal | Summer | B6 | 300 | 2500 | 1.38 | 83.25 | 89.1 | 6 | 0
2025 | PJM_ROR_2_TVA_Transmission | PJM_ROR | TVA_Transmission | Internal | Summer | B7 | 400 | 2500 | 0.11 | 79.01 | 82.71 | 6 | 0
2025 | PJM_ROR_2_TVA_Transmission | PJM_ROR | TVA_Transmission | Internal | Summer | B8 | 500 | 2500 | 0.06 | 73.87 | 77.26 | 6 | 0
2025 | PJM_ROR_2_TVA_Transmission | PJM_ROR | TVA_Transmission | Internal | Summer | B9 | 800 | 2500 | 0.05 | 69.54 | 73.25 | 6 | 0
2025 | PJM_ROR_2_TVA_Transmission | PJM_ROR | TVA_Transmission | Internal | Summer | B10 | 1262 | 2500 | 0.04 | 59.86 | 64.02 | 6 | 0
2025 | PJM_ROR_2_TVA_Transmission | PJM_ROR | TVA_Transmission | Internal | Winter | B16 | 25 | 2500 | 13.97 | 82.49 | 88.37 | 6 | 0
2025 | PJM_ROR_2_TVA_Transmission | PJM_ROR | TVA_Transmission | Internal | Winter | B17 | 100 | 2500 | 0.32 | 76.35 | 79.76 | 6 | 0
2025 | PJM_ROR_2_TVA_Transmission | PJM_ROR | TVA_Transmission | Internal | Winter | B18 | 400 | 2500 | 0.06 | 76.35 | 78.55 | 6 | 0
2025 | PJM_ROR_2_TVA_Transmission | PJM_ROR | TVA_Transmission | Internal | Winter | B19 | 700 | 2500 | 0.04 | 74.82 | 77.64 | 6 | 0
2025 | PJM_ROR_2_TVA_Transmission | PJM_ROR | TVA_Transmission | Internal | Winter | B20 | 935 | 2500 | 1.19 | 64.32 | 70.27 | 6 | 0
2025 | PJM_ROR_2_VACAR | PJM_ROR | VACAR | Internal | Shoulder | B11 | 25 | 3000 | 3712.48 | 83 | 90.72 | 6 | 1.71
2025 | PJM_ROR_2_VACAR | PJM_ROR | VACAR | Internal | Shoulder | B12 | 200 | 3000 | 352.17 | 76.46 | 82.46 | 6 | 0
2025 | PJM_ROR_2_VACAR | PJM_ROR | VACAR | Internal | Shoulder | B13 | 600 | 3000 | 0.26 | 73.52 | 76.95 | 6 | 0
2025 | PJM_ROR_2_VACAR | PJM_ROR | VACAR | Internal | Shoulder | B14 | 900 | 3000 | 1444.36 | 69.99 | 75.99 | 6 | 0
2025 | PJM_ROR_2_VACAR | PJM_ROR | VACAR | Internal | Shoulder | B15 | 1203 | 3000 | 0.05 | 61.88 | 66.26 | 6 | 0
2025 | PJM_ROR_2_VACAR | PJM_ROR | VACAR | Internal | Summer | B1 | 10 | 3000 | 8730.15 | 110.59 | 118.31 | 6 | 1.72
2025 | PJM_ROR_2_VACAR | PJM_ROR | VACAR | Internal | Summer | B2 | 25 | 3000 | 7617.56 | 111.52 | 119.24 | 6 | 1.72
2025 | PJM_ROR_2_VACAR | PJM_ROR | VACAR | Internal | Summer | B3 | 75 | 3000 | 6111.27 | 109.26 | 116.97 | 6 | 1.72
2025 | PJM_ROR_2_VACAR | PJM_ROR | VACAR | Internal | Summer | B4 | 100 | 3000 | 5024.95 | 103.34 | 111.05 | 6 | 1.72
2025 | PJM_ROR_2_VACAR | PJM_ROR | VACAR | Internal | Summer | B5 | 200 | 3000 | 5230 | 97.13 | 104.84 | 6 | 1.72
2025 | PJM_ROR_2_VACAR | PJM_ROR | VACAR | Internal | Summer | B6 | 300 | 3000 | 3278.35 | 83.25 | 90.97 | 6 | 1.72
2025 | PJM_ROR_2_VACAR | PJM_ROR | VACAR | Internal | Summer | B7 | 400 | 3000 | 2627.99 | 79.01 | 85.01 | 6 | 0
2025 | PJM_ROR_2_VACAR | PJM_ROR | VACAR | Internal | Summer | B8 | 500 | 3000 | 507.42 | 73.87 | 79.87 | 6 | 0
2025 | PJM_ROR_2_VACAR | PJM_ROR | VACAR | Internal | Summer | B9 | 800 | 3000 | 0.09 | 69.54 | 71.51 | 6 | 0
2025 | PJM_ROR_2_VACAR | PJM_ROR | VACAR | Internal | Summer | B10 | 1262 | 3000 | 0.04 | 59.86 | 64.45 | 6 | 0
2025 | PJM_ROR_2_VACAR | PJM_ROR | VACAR | Internal | Winter | B16 | 25 | 3000 | 9161.29 | 82.49 | 90.2 | 6 | 1.72
2025 | PJM_ROR_2_VACAR | PJM_ROR | VACAR | Internal | Winter | B17 | 100 | 3000 | 5226.87 | 76.35 | 84.07 | 6 | 1.72
2025 | PJM_ROR_2_VACAR | PJM_ROR | VACAR | Internal | Winter | B18 | 400 | 3000 | 1541.83 | 76.35 | 82.35 | 6 | 0
2025 | PJM_ROR_2_VACAR | PJM_ROR | VACAR | Internal | Winter | B19 | 700 | 3000 | 2034.37 | 74.82 | 80.82 | 6 | 0
2025 | PJM_ROR_2_VACAR | PJM_ROR | VACAR | Internal | Winter | B20 | 935 | 3000 | 77.58 | 64.32 | 70.32 | 6 | 0
2025 | PJM_ROM_2_NYISO_A-F | PJM_ROM | NYISO_A-F | Internal | Shoulder | B11 | 25 | 2000 | 0.18 | 82.99 | 71.43 | 6 | 0
2025 | PJM_ROM_2_NYISO_A-F | PJM_ROM | NYISO_A-F | Internal | Shoulder | B12 | 200 | 2000 | 0.03 | 76.48 | 68.73 | 6 | 0
2025 | PJM_ROM_2_NYISO_A-F | PJM_ROM | NYISO_A-F | Internal | Shoulder | B13 | 600 | 2000 | 0.01 | 73.53 | 68.73 | 6 | 0
2025 | PJM_ROM_2_NYISO_A-F | PJM_ROM | NYISO_A-F | Internal | Shoulder | B14 | 900 | 2000 | 0 | 70 | 67.23 | 6 | 0
2025 | PJM_ROM_2_NYISO_A-F | PJM_ROM | NYISO_A-F | Internal | Shoulder | B15 | 1203 | 2000 | 0.07 | 61.9 | 67.23 | 6 | 0
2025 | PJM_ROM_2_NYISO_A-F | PJM_ROM | NYISO_A-F | Internal | Summer | B1 | 10 | 2000 | 0.47 | 110.64 | 97.61 | 6 | 0
2025 | PJM_ROM_2_NYISO_A-F | PJM_ROM | NYISO_A-F | Internal | Summer | B2 | 25 | 2000 | 0.19 | 111.54 | 98.45 | 6 | 0
2025 | PJM_ROM_2_NYISO_A-F | PJM_ROM | NYISO_A-F | Internal | Summer | B3 | 75 | 2000 | 0.06 | 109.25 | 95.96 | 6 | 0
2025 | PJM_ROM_2_NYISO_A-F | PJM_ROM | NYISO_A-F | Internal | Summer | B4 | 100 | 2000 | 0.04 | 103.33 | 90.03 | 6 | 0
2025 | PJM_ROM_2_NYISO_A-F | PJM_ROM | NYISO_A-F | Internal | Summer | B5 | 200 | 2000 | 0.02 | 97.12 | 83.84 | 6 | 0
2025 | PJM_ROM_2_NYISO_A-F | PJM_ROM | NYISO_A-F | Internal | Summer | B6 | 300 | 2000 | 0.02 | 83.26 | 71.71 | 6 | 0
2025 | PJM_ROM_2_NYISO_A-F | PJM_ROM | NYISO_A-F | Internal | Summer | B7 | 400 | 2000 | 0.01 | 78.99 | 67.44 | 6 | 0
2025 | PJM_ROM_2_NYISO_A-F | PJM_ROM | NYISO_A-F | Internal | Summer | B8 | 500 | 2000 | 0.01 | 73.88 | 65.88 | 6 | 0
2025 | PJM_ROM_2_NYISO_A-F | PJM_ROM | NYISO_A-F | Internal | Summer | B9 | 800 | 2000 | 0 | 69.55 | 65.57 | 6 | 0
2025 | PJM_ROM_2_NYISO_A-F | PJM_ROM | NYISO_A-F | Internal | Summer | B10 | 1262 | 2000 | 0.15 | 59.88 | 65.57 | 6 | 0
2025 | PJM_ROM_2_NYISO_A-F | PJM_ROM | NYISO_A-F | Internal | Winter | B16 | 25 | 2000 | 0.22 | 83.96 | 75.96 | 6 | 0
2025 | PJM_ROM_2_NYISO_A-F | PJM_ROM | NYISO_A-F | Internal | Winter | B17 | 100 | 2000 | 0.06 | 79.97 | 71.97 | 6 | 0
2025 | PJM_ROM_2_NYISO_A-F | PJM_ROM | NYISO_A-F | Internal | Winter | B18 | 400 | 2000 | 0.02 | 79.41 | 71.41 | 6 | 0
2025 | PJM_ROM_2_NYISO_A-F | PJM_ROM | NYISO_A-F | Internal | Winter | B19 | 700 | 2000 | 0.01 | 74.83 | 71.28 | 6 | 0
2025 | PJM_ROM_2_NYISO_A-F | PJM_ROM | NYISO_A-F | Internal | Winter | B20 | 935 | 2000 | 12.65 | 65.29 | 71.28 | 6 | 0
2025 | PJM_ROM_2_PJM_E | PJM_ROM | PJM_E | Internal | Shoulder | B11 | 25 | 8000 | 109.18 | 82.99 | 82.98 | 0.01 | 0
2025 | PJM_ROM_2_PJM_E | PJM_ROM | PJM_E | Internal | Shoulder | B12 | 200 | 8000 | 16.24 | 76.48 | 76.46 | 0.01 | 0
2025 | PJM_ROM_2_PJM_E | PJM_ROM | PJM_E | Internal | Shoulder | B13 | 600 | 8000 | 5.74 | 73.53 | 73.52 | 0.01 | 0
2025 | PJM_ROM_2_PJM_E | PJM_ROM | PJM_E | Internal | Shoulder | B14 | 900 | 8000 | 3.83 | 70 | 69.99 | 0.01 | 0
2025 | PJM_ROM_2_PJM_E | PJM_ROM | PJM_E | Internal | Shoulder | B15 | 1203 | 8000 | 3.06 | 61.9 | 61.88 | 0.01 | 0
2025 | PJM_ROM_2_PJM_E | PJM_ROM | PJM_E | Internal | Summer | B1 | 10 | 8000 | 1828.93 | 110.64 | 110.65 | 0.01 | 0
2025 | PJM_ROM_2_PJM_E | PJM_ROM | PJM_E | Internal | Summer | B2 | 25 | 8000 | 168.54 | 111.54 | 111.53 | 0.01 | 0
2025 | PJM_ROM_2_PJM_E | PJM_ROM | PJM_E | Internal | Summer | B3 | 75 | 8000 | 40.51 | 109.25 | 109.24 | 0.01 | 0
2025 | PJM_ROM_2_PJM_E | PJM_ROM | PJM_E | Internal | Summer | B4 | 100 | 8000 | 29.43 | 103.33 | 103.31 | 0.01 | 0
2025 | PJM_ROM_2_PJM_E | PJM_ROM | PJM_E | Internal | Summer | B5 | 200 | 8000 | 16.35 | 97.12 | 97.11 | 0.01 | 0
2025 | PJM_ROM_2_PJM_E | PJM_ROM | PJM_E | Internal | Summer | B6 | 300 | 8000 | 10.87 | 83.26 | 83.25 | 0.01 | 0
2025 | PJM_ROM_2_PJM_E | PJM_ROM | PJM_E | Internal | Summer | B7 | 400 | 8000 | 7.95 | 78.99 | 78.98 | 0.01 | 0
2025 | PJM_ROM_2_PJM_E | PJM_ROM | PJM_E | Internal | Summer | B8 | 500 | 8000 | 6.53 | 73.88 | 73.87 | 0.01 | 0
2025 | PJM_ROM_2_PJM_E | PJM_ROM | PJM_E | Internal | Summer | B9 | 800 | 8000 | 4.2 | 69.55 | 69.54 | 0.01 | 0
2025 | PJM_ROM_2_PJM_E | PJM_ROM | PJM_E | Internal | Summer | B10 | 1262 | 8000 | 2.83 | 59.88 | 59.86 | 0.01 | 0
2025 | PJM_ROM_2_PJM_E | PJM_ROM | PJM_E | Internal | Winter | B16 | 25 | 8000 | 136.33 | 83.96 | 83.95 | 0.01 | 0
2025 | PJM_ROM_2_PJM_E | PJM_ROM | PJM_E | Internal | Winter | B17 | 100 | 8000 | 36.43 | 79.97 | 79.96 | 0.01 | 0
2025 | PJM_ROM_2_PJM_E | PJM_ROM | PJM_E | Internal | Winter | B18 | 400 | 8000 | 10.3 | 79.41 | 79.4 | 0.01 | 0
2025 | PJM_ROM_2_PJM_E | PJM_ROM | PJM_E | Internal | Winter | B19 | 700 | 8000 | 5.19 | 74.83 | 74.82 | 0.01 | 0
2025 | PJM_ROM_2_PJM_E | PJM_ROM | PJM_E | Internal | Winter | B20 | 935 | 8000 | 663.43 | 65.29 | 65.3 | 0.01 | 0
2025 | PJM_ROM_2_PJM_ROR | PJM_ROM | PJM_ROR | Internal | Shoulder | B11 | 25 | 8000 | 2826.86 | 82.99 | 83 | 0.01 | 0
2025 | PJM_ROM_2_PJM_ROR | PJM_ROM | PJM_ROR | Internal | Shoulder | B12 | 200 | 8000 | 13.31 | 76.48 | 76.46 | 0.01 | 0
2025 | PJM_ROM_2_PJM_ROR | PJM_ROM | PJM_ROR | Internal | Shoulder | B13 | 600 | 8000 | 4.71 | 73.53 | 73.52 | 0.01 | 0
2025 | PJM_ROM_2_PJM_ROR | PJM_ROM | PJM_ROR | Internal | Shoulder | B14 | 900 | 8000 | 3.21 | 70 | 69.99 | 0.01 | 0
2025 | PJM_ROM_2_PJM_ROR | PJM_ROM | PJM_ROR | Internal | Shoulder | B15 | 1203 | 8000 | 2.34 | 61.9 | 61.88 | 0.01 | 0
2025 | PJM_ROM_2_PJM_ROR | PJM_ROM | PJM_ROR | Internal | Summer | B1 | 10 | 8000 | 148.86 | 110.64 | 110.59 | 0.01 | 0
2025 | PJM_ROM_2_PJM_ROR | PJM_ROM | PJM_ROR | Internal | Summer | B2 | 25 | 8000 | 139.45 | 111.54 | 111.52 | 0.01 | 0
2025 | PJM_ROM_2_PJM_ROR | PJM_ROM | PJM_ROR | Internal | Summer | B3 | 75 | 8000 | 2086.31 | 109.25 | 109.26 | 0.01 | 0
2025 | PJM_ROM_2_PJM_ROR | PJM_ROM | PJM_ROR | Internal | Summer | B4 | 100 | 8000 | 5410.4 | 103.33 | 103.34 | 0.01 | 0
2025 | PJM_ROM_2_PJM_ROR | PJM_ROM | PJM_ROR | Internal | Summer | B5 | 200 | 8000 | 34.66 | 97.12 | 97.13 | 0.01 | 0
2025 | PJM_ROM_2_PJM_ROR | PJM_ROM | PJM_ROR | Internal | Summer | B6 | 300 | 8000 | 10.35 | 83.26 | 83.25 | 0.01 | 0
2025 | PJM_ROM_2_PJM_ROR | PJM_ROM | PJM_ROR | Internal | Summer | B7 | 400 | 8000 | 1877.95 | 78.99 | 79.01 | 0.01 | 0
2025 | PJM_ROM_2_PJM_ROR | PJM_ROM | PJM_ROR | Internal | Summer | B8 | 500 | 8000 | 6.36 | 73.88 | 73.87 | 0.01 | 0
2025 | PJM_ROM_2_PJM_ROR | PJM_ROM | PJM_ROR | Internal | Summer | B9 | 800 | 8000 | 3.82 | 69.55 | 69.54 | 0.01 | 0
2025 | PJM_ROM_2_PJM_ROR | PJM_ROM | PJM_ROR | Internal | Summer | B10 | 1262 | 8000 | 2.36 | 59.88 | 59.86 | 0.01 | 0
2025 | PJM_ROM_2_PJM_ROR | PJM_ROM | PJM_ROR | Internal | Winter | B16 | 25 | 8000 | 1.62 | 83.96 | 82.49 | 0.01 | 0
2025 | PJM_ROM_2_PJM_ROR | PJM_ROM | PJM_ROR | Internal | Winter | B17 | 100 | 8000 | 0.25 | 79.97 | 76.35 | 0.01 | 0
2025 | PJM_ROM_2_PJM_ROR | PJM_ROM | PJM_ROR | Internal | Winter | B18 | 400 | 8000 | 0.21 | 79.41 | 76.35 | 0.01 | 0
2025 | PJM_ROM_2_PJM_ROR | PJM_ROM | PJM_ROR | Internal | Winter | B19 | 700 | 8000 | 3.71 | 74.83 | 74.82 | 0.01 | 0
2025 | PJM_ROM_2_PJM_ROR | PJM_ROM | PJM_ROR | Internal | Winter | B20 | 935 | 8000 | 0.2 | 65.29 | 64.32 | 0.01 | 0
2025 | SOCO_2_ENT | SOCO | ENT | Internal | Shoulder | B11 | 25 | 2400 | 0.16 | 98 | 88.99 | 10 | 0
2025 | SOCO_2_ENT | SOCO | ENT | Internal | Shoulder | B12 | 200 | 2400 | 0.03 | 75.28 | 73.13 | 10 | 0
2025 | SOCO_2_ENT | SOCO | ENT | Internal | Shoulder | B13 | 600 | 2400 | 0 | 74.41 | 70.68 | 10 | 0
2025 | SOCO_2_ENT | SOCO | ENT | Internal | Shoulder | B14 | 900 | 2400 | 0 | 74.41 | 66.42 | 10 | 0
2025 | SOCO_2_ENT | SOCO | ENT | Internal | Shoulder | B15 | 1203 | 2400 | 0 | 72.61 | 59.73 | 10 | 0
2025 | SOCO_2_ENT | SOCO | ENT | Internal | Summer | B1 | 10 | 2400 | 0.35 | 119.9 | 107.01 | 10 | 0
2025 | SOCO_2_ENT | SOCO | ENT | Internal | Summer | B2 | 25 | 2400 | 0.16 | 120.43 | 109.52 | 10 | 0
2025 | SOCO_2_ENT | SOCO | ENT | Internal | Summer | B3 | 75 | 2400 | 0.06 | 118.07 | 109.35 | 10 | 0
2025 | SOCO_2_ENT | SOCO | ENT | Internal | Summer | B4 | 100 | 2400 | 0.04 | 118.05 | 109.34 | 10 | 0
2025 | SOCO_2_ENT | SOCO | ENT | Internal | Summer | B5 | 200 | 2400 | 0.02 | 112.13 | 102.38 | 10 | 0
2025 | SOCO_2_ENT | SOCO | ENT | Internal | Summer | B6 | 300 | 2400 | 0.01 | 97.97 | 85.08 | 10 | 0
2025 | SOCO_2_ENT | SOCO | ENT | Internal | Summer | B7 | 400 | 2400 | 0 | 90.3 | 77.42 | 10 | 0
2025 | SOCO_2_ENT | SOCO | ENT | Internal | Summer | B8 | 500 | 2400 | 0 | 83.92 | 72.16 | 10 | 0
2025 | SOCO_2_ENT | SOCO | ENT | Internal | Summer | B9 | 800 | 2400 | 0 | 76.11 | 71.63 | 10 | 0
2025 | SOCO_2_ENT | SOCO | ENT | Internal | Summer | B10 | 1262 | 2400 | 0 | 71.21 | 60.29 | 10 | 0
2025 | SOCO_2_ENT | SOCO | ENT | Internal | Winter | B16 | 25 | 2400 | 0.14 | 92.58 | 79.7 | 10 | 0
2025 | SOCO_2_ENT | SOCO | ENT | Internal | Winter | B17 | 100 | 2400 | 0.04 | 81.55 | 73.55 | 10 | 0
2025 | SOCO_2_ENT | SOCO | ENT | Internal | Winter | B18 | 400 | 2400 | 0.02 | 76.31 | 73.55 | 10 | 0
2025 | SOCO_2_ENT | SOCO | ENT | Internal | Winter | B19 | 700 | 2400 | 0 | 76.31 | 71.89 | 10 | 0
2025 | SOCO_2_ENT | SOCO | ENT | Internal | Winter | B20 | 935 | 2400 | 0 | 75.5 | 62.61 | 10 | 0
2025 | SOCO_2_FRCC | SOCO | FRCC | Internal | Shoulder | B11 | 25 | 3700 | 2742.68 | 98 | 108 | 10 | 0
2025 | SOCO_2_FRCC | SOCO | FRCC | Internal | Shoulder | B12 | 200 | 3700 | 0.1 | 75.28 | 81.24 | 10 | 0
2025 | SOCO_2_FRCC | SOCO | FRCC | Internal | Shoulder | B13 | 600 | 3700 | 0.04 | 74.41 | 81.24 | 10 | 0
2025 | SOCO_2_FRCC | SOCO | FRCC | Internal | Shoulder | B14 | 900 | 3700 | 0.02 | 74.41 | 77.84 | 10 | 0
2025 | SOCO_2_FRCC | SOCO | FRCC | Internal | Shoulder | B15 | 1203 | 3700 | 0.02 | 72.61 | 77.84 | 10 | 0
2025 | SOCO_2_FRCC | SOCO | FRCC | Internal | Summer | B1 | 10 | 3700 | 766.63 | 119.9 | 129.89 | 10 | 0
2025 | SOCO_2_FRCC | SOCO | FRCC | Internal | Summer | B2 | 25 | 3700 | 0.56 | 120.43 | 125.1 | 10 | 0
2025 | SOCO_2_FRCC | SOCO | FRCC | Internal | Summer | B3 | 75 | 3700 | 0.29 | 118.07 | 125.1 | 10 | 0
2025 | SOCO_2_FRCC | SOCO | FRCC | Internal | Summer | B4 | 100 | 3700 | 0.27 | 118.05 | 125.1 | 10 | 0
2025 | SOCO_2_FRCC | SOCO | FRCC | Internal | Summer | B5 | 200 | 3700 | 905.16 | 112.13 | 122.13 | 10 | 0
2025 | SOCO_2_FRCC | SOCO | FRCC | Internal | Summer | B6 | 300 | 3700 | 998.28 | 97.97 | 107.97 | 10 | 0
2025 | SOCO_2_FRCC | SOCO | FRCC | Internal | Summer | B7 | 400 | 3700 | 0.06 | 90.3 | 95.6 | 10 | 0
2025 | SOCO_2_FRCC | SOCO | FRCC | Internal | Summer | B8 | 500 | 3700 | 0.02 | 83.92 | 80.39 | 10 | 0
2025 | SOCO_2_FRCC | SOCO | FRCC | Internal | Summer | B9 | 800 | 3700 | 0.01 | 76.11 | 77.03 | 10 | 0
2025 | SOCO_2_FRCC | SOCO | FRCC | Internal | Summer | B10 | 1262 | 3700 | 0.02 | 71.21 | 77.03 | 10 | 0
2025 | SOCO_2_FRCC | SOCO | FRCC | Internal | Winter | B16 | 25 | 3700 | 1940.65 | 92.58 | 102.58 | 10 | 0
2025 | SOCO_2_FRCC | SOCO | FRCC | Internal | Winter | B17 | 100 | 3700 | 0.11 | 81.55 | 83.8 | 10 | 0
2025 | SOCO_2_FRCC | SOCO | FRCC | Internal | Winter | B18 | 400 | 3700 | 0.05 | 76.31 | 82.45 | 10 | 0
2025 | SOCO_2_FRCC | SOCO | FRCC | Internal | Winter | B19 | 700 | 3700 | 0.02 | 76.31 | 80.29 | 10 | 0
2025 | SOCO_2_FRCC | SOCO | FRCC | Internal | Winter | B20 | 935 | 3700 | 0.02 | 75.5 | 80.29 | 10 | 0
2025 | SOCO_2_TVA_Transmission | SOCO | TVA_Transmission | Internal | Shoulder | B11 | 25 | 2600 | 0.17 | 98 | 89 | 10 | 0
2025 | SOCO_2_TVA_Transmission | SOCO | TVA_Transmission | Internal | Shoulder | B12 | 200 | 2600 | 0.05 | 75.28 | 78.42 | 10 | 0
2025 | SOCO_2_TVA_Transmission | SOCO | TVA_Transmission | Internal | Shoulder | B13 | 600 | 2600 | 0.02 | 74.41 | 75.71 | 10 | 0
2025 | SOCO_2_TVA_Transmission | SOCO | TVA_Transmission | Internal | Shoulder | B14 | 900 | 2600 | 0 | 74.41 | 73.78 | 10 | 0
2025 | SOCO_2_TVA_Transmission | SOCO | TVA_Transmission | Internal | Shoulder | B15 | 1203 | 2600 | 0 | 72.61 | 67.83 | 10 | 0
2025 | SOCO_2_TVA_Transmission | SOCO | TVA_Transmission | Internal | Summer | B1 | 10 | 2600 | 0.57 | 119.9 | 115.76 | 10 | 0
2025 | SOCO_2_TVA_Transmission | SOCO | TVA_Transmission | Internal | Summer | B2 | 25 | 2600 | 0.25 | 120.43 | 117.52 | 10 | 0
2025 | SOCO_2_TVA_Transmission | SOCO | TVA_Transmission | Internal | Summer | B3 | 75 | 2600 | 0.08 | 118.07 | 115.26 | 10 | 0
2025 | SOCO_2_TVA_Transmission | SOCO | TVA_Transmission | Internal | Summer | B4 | 100 | 2600 | 0.04 | 118.05 | 109.34 | 10 | 0
2025 | SOCO_2_TVA_Transmission | SOCO | TVA_Transmission | Internal | Summer | B5 | 200 | 2600 | 0.02 | 112.13 | 103.13 | 10 | 0
2025 | SOCO_2_TVA_Transmission | SOCO | TVA_Transmission | Internal | Summer | B6 | 300 | 2600 | 0.01 | 97.97 | 89.1 | 10 | 0
2025 | SOCO_2_TVA_Transmission | SOCO | TVA_Transmission | Internal | Summer | B7 | 400 | 2600 | 0.01 | 90.3 | 82.71 | 10 | 0
2025 | SOCO_2_TVA_Transmission | SOCO | TVA_Transmission | Internal | Summer | B8 | 500 | 2600 | 0 | 83.92 | 77.26 | 10 | 0
2025 | SOCO_2_TVA_Transmission | SOCO | TVA_Transmission | Internal | Summer | B9 | 800 | 2600 | 0 | 76.11 | 73.25 | 10 | 0
2025 | SOCO_2_TVA_Transmission | SOCO | TVA_Transmission | Internal | Summer | B10 | 1262 | 2600 | 0 | 71.21 | 64.02 | 10 | 0
2025 | SOCO_2_TVA_Transmission | SOCO | TVA_Transmission | Internal | Winter | B16 | 25 | 2600 | 0.22 | 92.58 | 88.37 | 10 | 0
2025 | SOCO_2_TVA_Transmission | SOCO | TVA_Transmission | Internal | Winter | B17 | 100 | 2600 | 0.07 | 81.55 | 79.76 | 10 | 0
2025 | SOCO_2_TVA_Transmission | SOCO | TVA_Transmission | Internal | Winter | B18 | 400 | 2600 | 0.02 | 76.31 | 78.55 | 10 | 0
2025 | SOCO_2_TVA_Transmission | SOCO | TVA_Transmission | Internal | Winter | B19 | 700 | 2600 | 0.01 | 76.31 | 77.64 | 10 | 0
2025 | SOCO_2_TVA_Transmission | SOCO | TVA_Transmission | Internal | Winter | B20 | 935 | 2600 | 0 | 75.5 | 70.27 | 10 | 0
2025 | SOCO_2_VACAR | SOCO | VACAR | Internal | Shoulder | B11 | 25 | 2000 | 0.19 | 98 | 90.72 | 10 | 0
2025 | SOCO_2_VACAR | SOCO | VACAR | Internal | Shoulder | B12 | 200 | 2000 | 0.1 | 75.28 | 82.46 | 10 | 0
2025 | SOCO_2_VACAR | SOCO | VACAR | Internal | Shoulder | B13 | 600 | 2000 | 0.02 | 74.41 | 76.95 | 10 | 0
2025 | SOCO_2_VACAR | SOCO | VACAR | Internal | Shoulder | B14 | 900 | 2000 | 0.01 | 74.41 | 75.99 | 10 | 0
2025 | SOCO_2_VACAR | SOCO | VACAR | Internal | Shoulder | B15 | 1203 | 2000 | 0 | 72.61 | 66.26 | 10 | 0
2025 | SOCO_2_VACAR | SOCO | VACAR | Internal | Summer | B1 | 10 | 2000 | 0.68 | 119.9 | 118.31 | 10 | 0
2025 | SOCO_2_VACAR | SOCO | VACAR | Internal | Summer | B2 | 25 | 2000 | 0.28 | 120.43 | 119.24 | 10 | 0
2025 | SOCO_2_VACAR | SOCO | VACAR | Internal | Summer | B3 | 75 | 2000 | 0.09 | 118.07 | 116.97 | 10 | 0
2025 | SOCO_2_VACAR | SOCO | VACAR | Internal | Summer | B4 | 100 | 2000 | 0.05 | 118.05 | 111.05 | 10 | 0
2025 | SOCO_2_VACAR | SOCO | VACAR | Internal | Summer | B5 | 200 | 2000 | 0.02 | 112.13 | 104.84 | 10 | 0
2025 | SOCO_2_VACAR | SOCO | VACAR | Internal | Summer | B6 | 300 | 2000 | 0.02 | 97.97 | 90.97 | 10 | 0
2025 | SOCO_2_VACAR | SOCO | VACAR | Internal | Summer | B7 | 400 | 2000 | 0.01 | 90.3 | 85.01 | 10 | 0
2025 | SOCO_2_VACAR | SOCO | VACAR | Internal | Summer | B8 | 500 | 2000 | 0.01 | 83.92 | 79.87 | 10 | 0
2025 | SOCO_2_VACAR | SOCO | VACAR | Internal | Summer | B9 | 800 | 2000 | 0 | 76.11 | 71.51 | 10 | 0
2025 | SOCO_2_VACAR | SOCO | VACAR | Internal | Summer | B10 | 1262 | 2000 | 0 | 71.21 | 64.45 | 10 | 0
2025 | SOCO_2_VACAR | SOCO | VACAR | Internal | Winter | B16 | 25 | 2000 | 0.25 | 92.58 | 90.2 | 10 | 0
2025 | SOCO_2_VACAR | SOCO | VACAR | Internal | Winter | B17 | 100 | 2000 | 0.1 | 81.55 | 84.07 | 10 | 0
2025 | SOCO_2_VACAR | SOCO | VACAR | Internal | Winter | B18 | 400 | 2000 | 0.05 | 76.31 | 82.35 | 10 | 0
2025 | SOCO_2_VACAR | SOCO | VACAR | Internal | Winter | B19 | 700 | 2000 | 0.02 | 76.31 | 80.82 | 10 | 0
2025 | SOCO_2_VACAR | SOCO | VACAR | Internal | Winter | B20 | 935 | 2000 | 0 | 75.5 | 70.32 | 10 | 0
2025 | SPP_N_2_ENT | SPP_N | ENT | Internal | Shoulder | B11 | 25 | 1800 | 1803.57 | 70.16 | 88.99 | 5 | 13.83
2025 | SPP_N_2_ENT | SPP_N | ENT | Internal | Shoulder | B12 | 200 | 1800 | 1802.5 | 54.61 | 73.13 | 5 | 13.53
2025 | SPP_N_2_ENT | SPP_N | ENT | Internal | Shoulder | B13 | 600 | 1800 | 2997.14 | 51.62 | 70.68 | 5 | 14.06
2025 | SPP_N_2_ENT | SPP_N | ENT | Internal | Shoulder | B14 | 900 | 1800 | 7080.69 | 47.36 | 66.42 | 5 | 14.06
2025 | SPP_N_2_ENT | SPP_N | ENT | Internal | Shoulder | B15 | 1203 | 1800 | 18011.01 | 40.67 | 59.73 | 5 | 14.06
2025 | SPP_N_2_ENT | SPP_N | ENT | Internal | Summer | B1 | 10 | 1800 | 3150.97 | 87.96 | 107.01 | 5 | 14.06
2025 | SPP_N_2_ENT | SPP_N | ENT | Internal | Summer | B2 | 25 | 1800 | 2906.4 | 90.46 | 109.52 | 5 | 14.06
2025 | SPP_N_2_ENT | SPP_N | ENT | Internal | Summer | B3 | 75 | 1800 | 1799.91 | 101.06 | 109.35 | 5 | 3.29
2025 | SPP_N_2_ENT | SPP_N | ENT | Internal | Summer | B4 | 100 | 1800 | 1799.99 | 98.27 | 109.34 | 5 | 6.07
2025 | SPP_N_2_ENT | SPP_N | ENT | Internal | Summer | B5 | 200 | 1800 | 1800 | 90.13 | 102.38 | 5 | 7.25
2025 | SPP_N_2_ENT | SPP_N | ENT | Internal | Summer | B6 | 300 | 1800 | 1799.97 | 76.92 | 85.08 | 5 | 3.17
2025 | SPP_N_2_ENT | SPP_N | ENT | Internal | Summer | B7 | 400 | 1800 | 1799.85 | 71.97 | 77.42 | 5 | 0.44
2025 | SPP_N_2_ENT | SPP_N | ENT | Internal | Summer | B8 | 500 | 1800 | 1797.18 | 66.89 | 72.16 | 5 | 0.27
2025 | SPP_N_2_ENT | SPP_N | ENT | Internal | Summer | B9 | 800 | 1800 | 1799.99 | 62.19 | 71.63 | 5 | 4.44
2025 | SPP_N_2_ENT | SPP_N | ENT | Internal | Summer | B10 | 1262 | 1800 | 8787.58 | 41.23 | 60.29 | 5 | 14.06
2025 | SPP_N_2_ENT | SPP_N | ENT | Internal | Winter | B16 | 25 | 1800 | 9584.14 | 60.64 | 79.7 | 5 | 14.06
2025 | SPP_N_2_ENT | SPP_N | ENT | Internal | Winter | B17 | 100 | 1800 | 5109.56 | 54.49 | 73.55 | 5 | 14.06
2025 | SPP_N_2_ENT | SPP_N | ENT | Internal | Winter | B18 | 400 | 1800 | 4987.58 | 54.49 | 73.55 | 5 | 14.06
2025 | SPP_N_2_ENT | SPP_N | ENT | Internal | Winter | B19 | 700 | 1800 | 6063.61 | 52.83 | 71.89 | 5 | 14.06
2025 | SPP_N_2_ENT | SPP_N | ENT | Internal | Winter | B20 | 935 | 1800 | 16338.98 | 43.55 | 62.61 | 5 | 14.06
2025 | SPP_N_2_MISO_MO-IL | SPP_N | MISO_MO-IL | Internal | Shoulder | B11 | 25 | 2000 | 1999.96 | 70.16 | 81.01 | 5 | 5.85
2025 | SPP_N_2_MISO_MO-IL | SPP_N | MISO_MO-IL | Internal | Shoulder | B12 | 200 | 2000 | 6464.63 | 54.61 | 74.41 | 5 | 14.8
2025 | SPP_N_2_MISO_MO-IL | SPP_N | MISO_MO-IL | Internal | Shoulder | B13 | 600 | 2000 | 6707.01 | 51.62 | 71.43 | 5 | 14.8
2025 | SPP_N_2_MISO_MO-IL | SPP_N | MISO_MO-IL | Internal | Shoulder | B14 | 900 | 2000 | 7864.84 | 47.36 | 67.16 | 5 | 14.8
2025 | SPP_N_2_MISO_MO-IL | SPP_N | MISO_MO-IL | Internal | Shoulder | B15 | 1203 | 2000 | 2000.88 | 40.67 | 59.83 | 5 | 14.16
2025 | SPP_N_2_MISO_MO-IL | SPP_N | MISO_MO-IL | Internal | Summer | B1 | 10 | 2000 | 9873.17 | 87.96 | 107.76 | 5 | 14.8
2025 | SPP_N_2_MISO_MO-IL | SPP_N | MISO_MO-IL | Internal | Summer | B2 | 25 | 2000 | 2001.4 | 90.46 | 109.52 | 5 | 14.06
2025 | SPP_N_2_MISO_MO-IL | SPP_N | MISO_MO-IL | Internal | Summer | B3 | 75 | 2000 | 1999.76 | 101.06 | 108.42 | 5 | 2.36
2025 | SPP_N_2_MISO_MO-IL | SPP_N | MISO_MO-IL | Internal | Summer | B4 | 100 | 2000 | 0.55 | 98.27 | 101.35 | 5 | 0
2025 | SPP_N_2_MISO_MO-IL | SPP_N | MISO_MO-IL | Internal | Summer | B5 | 200 | 2000 | 1096.24 | 90.13 | 95.13 | 5 | 0
2025 | SPP_N_2_MISO_MO-IL | SPP_N | MISO_MO-IL | Internal | Summer | B6 | 300 | 2000 | 822.34 | 76.92 | 81.92 | 5 | 0
2025 | SPP_N_2_MISO_MO-IL | SPP_N | MISO_MO-IL | Internal | Summer | B7 | 400 | 2000 | 1997.27 | 71.97 | 77.01 | 5 | 0.03
2025 | SPP_N_2_MISO_MO-IL | SPP_N | MISO_MO-IL | Internal | Summer | B8 | 500 | 2000 | 1496.32 | 66.89 | 71.89 | 5 | 0
2025 | SPP_N_2_MISO_MO-IL | SPP_N | MISO_MO-IL | Internal | Summer | B9 | 800 | 2000 | 1999.82 | 62.19 | 67.54 | 5 | 0.35
2025 | SPP_N_2_MISO_MO-IL | SPP_N | MISO_MO-IL | Internal | Summer | B10 | 1262 | 2000 | 2000.01 | 41.23 | 57.81 | 5 | 11.58
2025 | SPP_N_2_MISO_MO-IL | SPP_N | MISO_MO-IL | Internal | Winter | B16 | 25 | 2000 | 2188.85 | 60.64 | 80.43 | 5 | 14.79
2025 | SPP_N_2_MISO_MO-IL | SPP_N | MISO_MO-IL | Internal | Winter | B17 | 100 | 2000 | 7062.41 | 54.49 | 74.29 | 5 | 14.8
2025 | SPP_N_2_MISO_MO-IL | SPP_N | MISO_MO-IL | Internal | Winter | B18 | 400 | 2000 | 3384.97 | 54.49 | 74.29 | 5 | 14.8
2025 | SPP_N_2_MISO_MO-IL | SPP_N | MISO_MO-IL | Internal | Winter | B19 | 700 | 2000 | 5405.62 | 52.83 | 72.63 | 5 | 14.8
2025 | SPP_N_2_MISO_MO-IL | SPP_N | MISO_MO-IL | Internal | Winter | B20 | 935 | 2000 | 2000.22 | 43.55 | 62.27 | 5 | 13.71
2025 | SPP_N_2_MISO_W | SPP_N | MISO_W | Internal | Shoulder | B11 | 25 | 750 | 84.73 | 70.16 | 75.14 | 5 | 0
2025 | SPP_N_2_MISO_W | SPP_N | MISO_W | Internal | Shoulder | B12 | 200 | 750 | 750.18 | 54.61 | 63.46 | 5 | 3.86
2025 | SPP_N_2_MISO_W | SPP_N | MISO_W | Internal | Shoulder | B13 | 600 | 750 | 750.07 | 51.62 | 60.52 | 5 | 3.89
2025 | SPP_N_2_MISO_W | SPP_N | MISO_W | Internal | Shoulder | B14 | 900 | 750 | 1332.99 | 47.36 | 56.99 | 5 | 4.63
2025 | SPP_N_2_MISO_W | SPP_N | MISO_W | Internal | Shoulder | B15 | 1203 | 750 | 750.03 | 40.67 | 48.88 | 5 | 3.22
2025 | SPP_N_2_MISO_W | SPP_N | MISO_W | Internal | Summer | B1 | 10 | 750 | 4989.91 | 87.96 | 97.59 | 5 | 4.64
2025 | SPP_N_2_MISO_W | SPP_N | MISO_W | Internal | Summer | B2 | 25 | 750 | 750.37 | 90.46 | 98.57 | 5 | 3.11
2025 | SPP_N_2_MISO_W | SPP_N | MISO_W | Internal | Summer | B3 | 75 | 750 | 0.55 | 101.06 | 105.18 | 5 | 0
2025 | SPP_N_2_MISO_W | SPP_N | MISO_W | Internal | Summer | B4 | 100 | 750 | 0.12 | 98.27 | 98.11 | 5 | 0
2025 | SPP_N_2_MISO_W | SPP_N | MISO_W | Internal | Summer | B5 | 200 | 750 | 0.08 | 90.13 | 91.89 | 5 | 0
2025 | SPP_N_2_MISO_W | SPP_N | MISO_W | Internal | Summer | B6 | 300 | 750 | 0.3 | 76.92 | 81.26 | 5 | 0
2025 | SPP_N_2_MISO_W | SPP_N | MISO_W | Internal | Summer | B7 | 400 | 750 | 0.03 | 71.97 | 73.73 | 5 | 0
2025 | SPP_N_2_MISO_W | SPP_N | MISO_W | Internal | Summer | B8 | 500 | 750 | 0.01 | 66.89 | 61.21 | 5 | 0
2025 | SPP_N_2_MISO_W | SPP_N | MISO_W | Internal | Summer | B9 | 800 | 750 | 0 | 62.19 | 56.6 | 5 | 0
2025 | SPP_N_2_MISO_W | SPP_N | MISO_W | Internal | Summer | B10 | 1262 | 750 | 749.96 | 41.23 | 46.86 | 5 | 0.63
2025 | SPP_N_2_MISO_W | SPP_N | MISO_W | Internal | Winter | B16 | 25 | 750 | 751.19 | 60.64 | 69.48 | 5 | 3.85
2025 | SPP_N_2_MISO_W | SPP_N | MISO_W | Internal | Winter | B17 | 100 | 750 | 750.39 | 54.49 | 63.35 | 5 | 3.86
2025 | SPP_N_2_MISO_W | SPP_N | MISO_W | Internal | Winter | B18 | 400 | 750 | 750.09 | 54.49 | 63.35 | 5 | 3.86
2025 | SPP_N_2_MISO_W | SPP_N | MISO_W | Internal | Winter | B19 | 700 | 750 | 750.06 | 52.83 | 61.82 | 5 | 3.99
2025 | SPP_N_2_MISO_W | SPP_N | MISO_W | Internal | Winter | B20 | 935 | 750 | 750.02 | 43.55 | 51.32 | 5 | 2.77
2025 | SPP_N_2_NE | SPP_N | NE | Internal | Shoulder | B11 | 25 | 330 | 34.05 | 70.16 | 70.14 | 0.01 | 0.01
2025 | SPP_N_2_NE | SPP_N | NE | Internal | Shoulder | B12 | 200 | 330 | 0.24 | 54.61 | 53.88 | 0.01 | 0
2025 | SPP_N_2_NE | SPP_N | NE | Internal | Shoulder | B13 | 600 | 330 | 0.09 | 51.62 | 50.93 | 0.01 | 0
2025 | SPP_N_2_NE | SPP_N | NE | Internal | Shoulder | B14 | 900 | 330 | 328.89 | 47.36 | 47.41 | 0.01 | 0.04
2025 | SPP_N_2_NE | SPP_N | NE | Internal | Shoulder | B15 | 1203 | 330 | 0.03 | 40.67 | 39.3 | 0.01 | 0
2025 | SPP_N_2_NE | SPP_N | NE | Internal | Summer | B1 | 10 | 330 | 329.56 | 87.96 | 92.57 | 0.01 | 4.62
2025 | SPP_N_2_NE | SPP_N | NE | Internal | Summer | B2 | 25 | 330 | 28.61 | 90.46 | 90.45 | 0.01 | 0.01
2025 | SPP_N_2_NE | SPP_N | NE | Internal | Summer | B3 | 75 | 330 | 0.48 | 101.06 | 100.18 | 0.01 | 0
2025 | SPP_N_2_NE | SPP_N | NE | Internal | Summer | B4 | 100 | 330 | 5.69 | 98.27 | 98.25 | 0.01 | 0
2025 | SPP_N_2_NE | SPP_N | NE | Internal | Summer | B5 | 200 | 330 | 5.14 | 90.13 | 90.08 | 0.01 | 0
2025 | SPP_N_2_NE | SPP_N | NE | Internal | Summer | B6 | 300 | 330 | 0.32 | 76.92 | 76.44 | 0.01 | 0
2025 | SPP_N_2_NE | SPP_N | NE | Internal | Summer | B7 | 400 | 330 | 3.28 | 71.97 | 71.95 | 0.01 | 0
2025 | SPP_N_2_NE | SPP_N | NE | Internal | Summer | B8 | 500 | 330 | 0.03 | 66.89 | 64.4 | 0.01 | 0
2025 | SPP_N_2_NE | SPP_N | NE | Internal | Summer | B9 | 800 | 330 | 0.02 | 62.19 | 59.69 | 0.01 | 0
2025 | SPP_N_2_NE | SPP_N | NE | Internal | Summer | B10 | 1262 | 330 | 0.01 | 41.23 | 38.74 | 0.01 | 0
2025 | SPP_N_2_NE | SPP_N | NE | Internal | Winter | B16 | 25 | 330 | 1.42 | 60.64 | 59.9 | 0.01 | 0.01
2025 | SPP_N_2_NE | SPP_N | NE | Internal | Winter | B17 | 100 | 330 | 0.47 | 54.49 | 53.77 | 0.01 | 0
2025 | SPP_N_2_NE | SPP_N | NE | Internal | Winter | B18 | 400 | 330 | 0.12 | 54.49 | 53.76 | 0.01 | 0
2025 | SPP_N_2_NE | SPP_N | NE | Internal | Winter | B19 | 700 | 330 | 0.08 | 52.83 | 52.24 | 0.01 | 0
2025 | SPP_N_2_NE | SPP_N | NE | Internal | Winter | B20 | 935 | 330 | 0.03 | 43.55 | 41.74 | 0.01 | 0
2025 | SPP_N_2_SPP_S | SPP_N | SPP_S | Internal | Shoulder | B11 | 25 | 4000 | 6774.65 | 70.16 | 70.49 | 0.01 | 0.32
2025 | SPP_N_2_SPP_S | SPP_N | SPP_S | Internal | Shoulder | B12 | 200 | 4000 | 4014.59 | 54.61 | 54.93 | 0.01 | 0.32
2025 | SPP_N_2_SPP_S | SPP_N | SPP_S | Internal | Shoulder | B13 | 600 | 4000 | 3113.96 | 51.62 | 51.64 | 0.01 | 0
2025 | SPP_N_2_SPP_S | SPP_N | SPP_S | Internal | Shoulder | B14 | 900 | 4000 | 0.29 | 47.36 | 47.15 | 0.01 | 0
2025 | SPP_N_2_SPP_S | SPP_N | SPP_S | Internal | Shoulder | B15 | 1203 | 4000 | 0.21 | 40.67 | 40.47 | 0.01 | 0
2025 | SPP_N_2_SPP_S | SPP_N | SPP_S | Internal | Summer | B1 | 10 | 4000 | 15.86 | 87.96 | 87.75 | 0.01 | 0
2025 | SPP_N_2_SPP_S | SPP_N | SPP_S | Internal | Summer | B2 | 25 | 4000 | 3587.66 | 90.46 | 90.48 | 0.01 | 0
2025 | SPP_N_2_SPP_S | SPP_N | SPP_S | Internal | Summer | B3 | 75 | 4000 | 545.6 | 101.06 | 101.07 | 0.01 | 0
2025 | SPP_N_2_SPP_S | SPP_N | SPP_S | Internal | Summer | B4 | 100 | 4000 | 4678.31 | 98.27 | 98.61 | 0.01 | 0.32
2025 | SPP_N_2_SPP_S | SPP_N | SPP_S | Internal | Summer | B5 | 200 | 4000 | 3745.18 | 90.13 | 90.14 | 0.01 | 0
2025 | SPP_N_2_SPP_S | SPP_N | SPP_S | Internal | Summer | B6 | 300 | 4000 | 4153.17 | 76.92 | 77.25 | 0.01 | 0.32
2025 | SPP_N_2_SPP_S | SPP_N | SPP_S | Internal | Summer | B7 | 400 | 4000 | 4836.89 | 71.97 | 72.31 | 0.01 | 0.32
2025 | SPP_N_2_SPP_S | SPP_N | SPP_S | Internal | Summer | B8 | 500 | 4000 | 8796.56 | 66.89 | 67.23 | 0.01 | 0.32
2025 | SPP_N_2_SPP_S | SPP_N | SPP_S | Internal | Summer | B9 | 800 | 4000 | 8523.91 | 62.19 | 62.52 | 0.01 | 0.32
2025 | SPP_N_2_SPP_S | SPP_N | SPP_S | Internal | Summer | B10 | 1262 | 4000 | 4248.77 | 41.23 | 41.57 | 0.01 | 0.32
2025 | SPP_N_2_SPP_S | SPP_N | SPP_S | Internal | Winter | B16 | 25 | 4000 | 2996 | 60.64 | 60.65 | 0.01 | 0
2025 | SPP_N_2_SPP_S | SPP_N | SPP_S | Internal | Winter | B17 | 100 | 4000 | 2984.29 | 54.49 | 54.5 | 0.01 | 0
2025 | SPP_N_2_SPP_S | SPP_N | SPP_S | Internal | Winter | B18 | 400 | 4000 | 3613.29 | 54.49 | 54.5 | 0.01 | 0
2025 | SPP_N_2_SPP_S | SPP_N | SPP_S | Internal | Winter | B19 | 700 | 4000 | 2104.09 | 52.83 | 52.84 | 0.01 | 0
2025 | SPP_N_2_SPP_S | SPP_N | SPP_S | Internal | Winter | B20 | 935 | 4000 | 1.37 | 43.55 | 43.54 | 0.01 | 0
2025 | SPP_S_2_ENT | SPP_S | ENT | Internal | Shoulder | B11 | 25 | 850 | 851.3 | 70.49 | 88.99 | 5 | 13.5
2025 | SPP_S_2_ENT | SPP_S | ENT | Internal | Shoulder | B12 | 200 | 850 | 850.27 | 54.93 | 73.13 | 5 | 13.2
2025 | SPP_S_2_ENT | SPP_S | ENT | Internal | Shoulder | B13 | 600 | 850 | 850.26 | 51.64 | 70.68 | 5 | 14.05
2025 | SPP_S_2_ENT | SPP_S | ENT | Internal | Shoulder | B14 | 900 | 850 | 1853.82 | 47.15 | 66.42 | 5 | 14.26
2025 | SPP_S_2_ENT | SPP_S | ENT | Internal | Shoulder | B15 | 1203 | 850 | 3691.43 | 40.47 | 59.73 | 5 | 14.26
2025 | SPP_S_2_ENT | SPP_S | ENT | Internal | Summer | B1 | 10 | 850 | 6154.25 | 87.75 | 107.01 | 5 | 14.27
2025 | SPP_S_2_ENT | SPP_S | ENT | Internal | Summer | B2 | 25 | 850 | 854.63 | 90.48 | 109.52 | 5 | 14.05
2025 | SPP_S_2_ENT | SPP_S | ENT | Internal | Summer | B3 | 75 | 850 | 849.92 | 101.07 | 109.35 | 5 | 3.28
2025 | SPP_S_2_ENT | SPP_S | ENT | Internal | Summer | B4 | 100 | 850 | 849.99 | 98.61 | 109.34 | 5 | 5.74
2025 | SPP_S_2_ENT | SPP_S | ENT | Internal | Summer | B5 | 200 | 850 | 850 | 90.14 | 102.38 | 5 | 7.24
2025 | SPP_S_2_ENT | SPP_S | ENT | Internal | Summer | B6 | 300 | 850 | 849.97 | 77.25 | 85.08 | 5 | 2.83
2025 | SPP_S_2_ENT | SPP_S | ENT | Internal | Summer | B7 | 400 | 850 | 849.19 | 72.31 | 77.42 | 5 | 0.11
2025 | SPP_S_2_ENT | SPP_S | ENT | Internal | Summer | B8 | 500 | 850 | 0.67 | 67.23 | 72.16 | 5 | 0
2025 | SPP_S_2_ENT | SPP_S | ENT | Internal | Summer | B9 | 800 | 850 | 849.99 | 62.52 | 71.63 | 5 | 4.1
2025 | SPP_S_2_ENT | SPP_S | ENT | Internal | Summer | B10 | 1262 | 850 | 850.06 | 41.57 | 60.29 | 5 | 13.72
2025 | SPP_S_2_ENT | SPP_S | ENT | Internal | Winter | B16 | 25 | 850 | 855.51 | 60.65 | 79.7 | 5 | 14.05
2025 | SPP_S_2_ENT | SPP_S | ENT | Internal | Winter | B17 | 100 | 850 | 851.52 | 54.5 | 73.55 | 5 | 14.05
2025 | SPP_S_2_ENT | SPP_S | ENT | Internal | Winter | B18 | 400 | 850 | 850.37 | 54.5 | 73.55 | 5 | 14.05
2025 | SPP_S_2_ENT | SPP_S | ENT | Internal | Winter | B19 | 700 | 850 | 850.24 | 52.84 | 71.89 | 5 | 14.05
2025 | SPP_S_2_ENT | SPP_S | ENT | Internal | Winter | B20 | 935 | 850 | 850.26 | 43.54 | 62.61 | 5 | 14.07
2025 | SPP_S_2_SPP_N | SPP_S | SPP_N | Internal | Shoulder | B11 | 25 | 640 | 3.55 | 70.49 | 70.16 | 0.01 | 0
2025 | SPP_S_2_SPP_N | SPP_S | SPP_N | Internal | Shoulder | B12 | 200 | 640 | 0.63 | 54.93 | 54.61 | 0.01 | 0
2025 | SPP_S_2_SPP_N | SPP_S | SPP_N | Internal | Shoulder | B13 | 600 | 640 | 2 | 51.64 | 51.62 | 0.01 | 0
2025 | SPP_S_2_SPP_N | SPP_S | SPP_N | Internal | Shoulder | B14 | 900 | 640 | 639.8 | 47.15 | 47.36 | 0.01 | 0.19
2025 | SPP_S_2_SPP_N | SPP_S | SPP_N | Internal | Shoulder | B15 | 1203 | 640 | 639.85 | 40.47 | 40.67 | 0.01 | 0.19
2025 | SPP_S_2_SPP_N | SPP_S | SPP_N | Internal | Summer | B1 | 10 | 640 | 629.85 | 87.75 | 87.96 | 0.01 | 0.2
2025 | SPP_S_2_SPP_N | SPP_S | SPP_N | Internal | Summer | B2 | 25 | 640 | 28.21 | 90.48 | 90.46 | 0.01 | 0
2025 | SPP_S_2_SPP_N | SPP_S | SPP_N | Internal | Summer | B3 | 75 | 640 | 14.47 | 101.07 | 101.06 | 0.01 | 0
2025 | SPP_S_2_SPP_N | SPP_S | SPP_N | Internal | Summer | B4 | 100 | 640 | 1.05 | 98.61 | 98.27 | 0.01 | 0
2025 | SPP_S_2_SPP_N | SPP_S | SPP_N | Internal | Summer | B5 | 200 | 640 | 4.78 | 90.14 | 90.13 | 0.01 | 0
2025 | SPP_S_2_SPP_N | SPP_S | SPP_N | Internal | Summer | B6 | 300 | 640 | 0.39 | 77.25 | 76.92 | 0.01 | 0
2025 | SPP_S_2_SPP_N | SPP_S | SPP_N | Internal | Summer | B7 | 400 | 640 | 0.28 | 72.31 | 71.97 | 0.01 | 0
2025 | SPP_S_2_SPP_N | SPP_S | SPP_N | Internal | Summer | B8 | 500 | 640 | 0.22 | 67.23 | 66.89 | 0.01 | 0
2025 | SPP_S_2_SPP_N | SPP_S | SPP_N | Internal | Summer | B9 | 800 | 640 | 0.14 | 62.52 | 62.19 | 0.01 | 0
2025 | SPP_S_2_SPP_N | SPP_S | SPP_N | Internal | Summer | B10 | 1262 | 640 | 0.09 | 41.57 | 41.23 | 0.01 | 0
2025 | SPP_S_2_SPP_N | SPP_S | SPP_N | Internal | Winter | B16 | 25 | 640 | 31.95 | 60.65 | 60.64 | 0.01 | 0
2025 | SPP_S_2_SPP_N | SPP_S | SPP_N | Internal | Winter | B17 | 100 | 640 | 9.67 | 54.5 | 54.49 | 0.01 | 0
2025 | SPP_S_2_SPP_N | SPP_S | SPP_N | Internal | Winter | B18 | 400 | 640 | 2.67 | 54.5 | 54.49 | 0.01 | 0
2025 | SPP_S_2_SPP_N | SPP_S | SPP_N | Internal | Winter | B19 | 700 | 640 | 1.81 | 52.84 | 52.83 | 0.01 | 0
2025 | SPP_S_2_SPP_N | SPP_S | SPP_N | Internal | Winter | B20 | 935 | 640 | 431.98 | 43.54 | 43.55 | 0.01 | 0
2025 | TVA_2_ENT | TVA | ENT | Internal | Shoulder | B11 | 25 | 500 | 0.32 | 89 | 88.99 | 9 | 0
2025 | TVA_2_ENT | TVA | ENT | Internal | Shoulder | B12 | 200 | 500 | 0.04 | 75.3 | 73.13 | 9 | 0
2025 | TVA_2_ENT | TVA | ENT | Internal | Shoulder | B13 | 600 | 500 | 0.01 | 73.21 | 70.68 | 9 | 0
2025 | TVA_2_ENT | TVA | ENT | Internal | Shoulder | B14 | 900 | 500 | 0 | 73.21 | 66.42 | 9 | 0
2025 | TVA_2_ENT | TVA | ENT | Internal | Shoulder | B15 | 1203 | 500 | 0 | 67.84 | 59.73 | 9 | 0
2025 | TVA_2_ENT | TVA | ENT | Internal | Summer | B1 | 10 | 500 | 0.42 | 115.77 | 107.01 | 9 | 0.01
2025 | TVA_2_ENT | TVA | ENT | Internal | Summer | B2 | 25 | 500 | 0.19 | 117.53 | 109.52 | 9 | 0
2025 | TVA_2_ENT | TVA | ENT | Internal | Summer | B3 | 75 | 500 | 0.08 | 115.27 | 109.35 | 9 | 0
2025 | TVA_2_ENT | TVA | ENT | Internal | Summer | B4 | 100 | 500 | 0.08 | 109.35 | 109.34 | 9 | 0
2025 | TVA_2_ENT | TVA | ENT | Internal | Summer | B5 | 200 | 500 | 0.04 | 103 | 102.38 | 9 | 0
2025 | TVA_2_ENT | TVA | ENT | Internal | Summer | B6 | 300 | 500 | 0.03 | 83.68 | 85.08 | 9 | 0
2025 | TVA_2_ENT | TVA | ENT | Internal | Summer | B7 | 400 | 500 | 0.03 | 76.01 | 77.42 | 9 | 0
2025 | TVA_2_ENT | TVA | ENT | Internal | Summer | B8 | 500 | 500 | 0.02 | 73.86 | 72.16 | 9 | 0
2025 | TVA_2_ENT | TVA | ENT | Internal | Summer | B9 | 800 | 500 | 0.01 | 71.84 | 71.63 | 9 | 0
2025 | TVA_2_ENT | TVA | ENT | Internal | Summer | B10 | 1262 | 500 | 0 | 62.21 | 60.29 | 9 | 0
2025 | TVA_2_ENT | TVA | ENT | Internal | Winter | B16 | 25 | 500 | 0.18 | 88.38 | 79.7 | 9 | 0
2025 | TVA_2_ENT | TVA | ENT | Internal | Winter | B17 | 100 | 500 | 0.06 | 78.3 | 73.55 | 9 | 0
2025 | TVA_2_ENT | TVA | ENT | Internal | Winter | B18 | 400 | 500 | 0.02 | 75.9 | 73.55 | 9 | 0
2025 | TVA_2_ENT | TVA | ENT | Internal | Winter | B19 | 700 | 500 | 0 | 75.9 | 71.89 | 9 | 0
2025 | TVA_2_ENT | TVA | ENT | Internal | Winter | B20 | 935 | 500 | 0 | 70.28 | 62.61 | 9 | 0
2025 | TVA_2_MISO_MO-IL | TVA | MISO_MO-IL | Internal | Shoulder | B11 | 25 | 50 | 0.18 | 89 | 81.01 | 9 | 0.03
2025 | TVA_2_MISO_MO-IL | TVA | MISO_MO-IL | Internal | Shoulder | B12 | 200 | 50 | 0.04 | 75.3 | 74.41 | 9 | 0
2025 | TVA_2_MISO_MO-IL | TVA | MISO_MO-IL | Internal | Shoulder | B13 | 600 | 50 | 0.01 | 73.21 | 71.43 | 9 | 0
2025 | TVA_2_MISO_MO-IL | TVA | MISO_MO-IL | Internal | Shoulder | B14 | 900 | 50 | 0 | 73.21 | 67.16 | 9 | 0
2025 | TVA_2_MISO_MO-IL | TVA | MISO_MO-IL | Internal | Shoulder | B15 | 1203 | 50 | 0 | 67.84 | 59.83 | 9 | 0
2025 | TVA_2_MISO_MO-IL | TVA | MISO_MO-IL | Internal | Summer | B1 | 10 | 50 | 0.42 | 115.77 | 107.76 | 9 | 0.09
2025 | TVA_2_MISO_MO-IL | TVA | MISO_MO-IL | Internal | Summer | B2 | 25 | 50 | 0.17 | 117.53 | 109.52 | 9 | 0.03
2025 | TVA_2_MISO_MO-IL | TVA | MISO_MO-IL | Internal | Summer | B3 | 75 | 50 | 0.06 | 115.27 | 108.42 | 9 | 0.01
2025 | TVA_2_MISO_MO-IL | TVA | MISO_MO-IL | Internal | Summer | B4 | 100 | 50 | 0.05 | 109.35 | 101.35 | 9 | 0.01
2025 | TVA_2_MISO_MO-IL | TVA | MISO_MO-IL | Internal | Summer | B5 | 200 | 50 | 0.02 | 103 | 95.13 | 9 | 0
2025 | TVA_2_MISO_MO-IL | TVA | MISO_MO-IL | Internal | Summer | B6 | 300 | 50 | 0.02 | 83.68 | 81.92 | 9 | 0
2025 | TVA_2_MISO_MO-IL | TVA | MISO_MO-IL | Internal | Summer | B7 | 400 | 50 | 0.02 | 76.01 | 77.01 | 9 | 0
2025 | TVA_2_MISO_MO-IL | TVA | MISO_MO-IL | Internal | Summer | B8 | 500 | 50 | 0.01 | 73.86 | 71.89 | 9 | 0
2025 | TVA_2_MISO_MO-IL | TVA | MISO_MO-IL | Internal | Summer | B9 | 800 | 50 | 0 | 71.84 | 67.54 | 9 | 0
2025 | TVA_2_MISO_MO-IL | TVA | MISO_MO-IL | Internal | Summer | B10 | 1262 | 50 | 0 | 62.21 | 57.81 | 9 | 0
2025 | TVA_2_MISO_MO-IL | TVA | MISO_MO-IL | Internal | Winter | B16 | 25 | 50 | 0.17 | 88.38 | 80.43 | 9 | 0.03
2025 | TVA_2_MISO_MO-IL | TVA | MISO_MO-IL | Internal | Winter | B17 | 100 | 50 | 0.06 | 78.3 | 74.29 | 9 | 0.01
2025 | TVA_2_MISO_MO-IL | TVA | MISO_MO-IL | Internal | Winter | B18 | 400 | 50 | 0.02 | 75.9 | 74.29 | 9 | 0
2025 | TVA_2_MISO_MO-IL | TVA | MISO_MO-IL | Internal | Winter | B19 | 700 | 50 | 0 | 75.9 | 72.63 | 9 | 0
2025 | TVA_2_MISO_MO-IL | TVA | MISO_MO-IL | Internal | Winter | B20 | 935 | 50 | 0 | 70.28 | 62.27 | 9 | 0
2025 | TVA_2_NonRTO_Midwest | TVA | NonRTO_Midwest | Internal | Shoulder | B11 | 25 | 100 | 0.31 | 89 | 88.99 | 9 | 0.02
2025 | TVA_2_NonRTO_Midwest | TVA | NonRTO_Midwest | Internal | Shoulder | B12 | 200 | 100 | 0.22 | 75.3 | 83.36 | 9 | 0
2025 | TVA_2_NonRTO_Midwest | TVA | NonRTO_Midwest | Internal | Shoulder | B13 | 600 | 100 | 0.05 | 73.21 | 80.38 | 9 | 0
2025 | TVA_2_NonRTO_Midwest | TVA | NonRTO_Midwest | Internal | Shoulder | B14 | 900 | 100 | 0.01 | 73.21 | 76.11 | 9 | 0
2025 | TVA_2_NonRTO_Midwest | TVA | NonRTO_Midwest | Internal | Shoulder | B15 | 1203 | 100 | 0 | 67.84 | 68.27 | 9 | 0
2025 | TVA_2_NonRTO_Midwest | TVA | NonRTO_Midwest | Internal | Summer | B1 | 10 | 100 | 0.74 | 115.77 | 116.42 | 9 | 0.05
2025 | TVA_2_NonRTO_Midwest | TVA | NonRTO_Midwest | Internal | Summer | B2 | 25 | 100 | 0.27 | 117.53 | 116.41 | 9 | 0.02
2025 | TVA_2_NonRTO_Midwest | TVA | NonRTO_Midwest | Internal | Summer | B3 | 75 | 100 | 0.12 | 115.27 | 116.41 | 9 | 0.01
2025 | TVA_2_NonRTO_Midwest | TVA | NonRTO_Midwest | Internal | Summer | B4 | 100 | 100 | 0.08 | 109.35 | 109.34 | 9 | 0
2025 | TVA_2_NonRTO_Midwest | TVA | NonRTO_Midwest | Internal | Summer | B5 | 200 | 100 | 0.04 | 103 | 103.12 | 9 | 0
2025 | TVA_2_NonRTO_Midwest | TVA | NonRTO_Midwest | Internal | Summer | B6 | 300 | 100 | 0.06 | 83.68 | 89.9 | 9 | 0
2025 | TVA_2_NonRTO_Midwest | TVA | NonRTO_Midwest | Internal | Summer | B7 | 400 | 100 | 8.63 | 76.01 | 84.99 | 9 | 0
2025 | TVA_2_NonRTO_Midwest | TVA | NonRTO_Midwest | Internal | Summer | B8 | 500 | 100 | 0.05 | 73.86 | 79.88 | 9 | 0
2025 | TVA_2_NonRTO_Midwest | TVA | NonRTO_Midwest | Internal | Summer | B9 | 800 | 100 | 0.02 | 71.84 | 75.54 | 9 | 0
2025 | TVA_2_NonRTO_Midwest | TVA | NonRTO_Midwest | Internal | Summer | B10 | 1262 | 100 | 0.01 | 62.21 | 65.86 | 9 | 0
2025 | TVA_2_NonRTO_Midwest | TVA | NonRTO_Midwest | Internal | Winter | B16 | 25 | 100 | 0.31 | 88.38 | 88.48 | 9 | 0.02
2025 | TVA_2_NonRTO_Midwest | TVA | NonRTO_Midwest | Internal | Winter | B17 | 100 | 100 | 0.15 | 78.3 | 83.25 | 9 | 0
2025 | TVA_2_NonRTO_Midwest | TVA | NonRTO_Midwest | Internal | Winter | B18 | 400 | 100 | 0.06 | 75.9 | 82.35 | 9 | 0
2025 | TVA_2_NonRTO_Midwest | TVA | NonRTO_Midwest | Internal | Winter | B19 | 700 | 100 | 0.03 | 75.9 | 81.38 | 9 | 0
2025 | TVA_2_NonRTO_Midwest | TVA | NonRTO_Midwest | Internal | Winter | B20 | 935 | 100 | 0 | 70.28 | 70.31 | 9 | 0
2025 | TVA_2_PJM_ROR | TVA | PJM_ROR | Internal | Shoulder | B11 | 25 | 500 | 0.21 | 89 | 83 | 9 | 0
2025 | TVA_2_PJM_ROR | TVA | PJM_ROR | Internal | Shoulder | B12 | 200 | 500 | 0.05 | 75.3 | 76.46 | 9 | 0
2025 | TVA_2_PJM_ROR | TVA | PJM_ROR | Internal | Shoulder | B13 | 600 | 500 | 0.01 | 73.21 | 73.52 | 9 | 0
2025 | TVA_2_PJM_ROR | TVA | PJM_ROR | Internal | Shoulder | B14 | 900 | 500 | 0 | 73.21 | 69.99 | 9 | 0
2025 | TVA_2_PJM_ROR | TVA | PJM_ROR | Internal | Shoulder | B15 | 1203 | 500 | 0 | 67.84 | 61.88 | 9 | 0
2025 | TVA_2_PJM_ROR | TVA | PJM_ROR | Internal | Summer | B1 | 10 | 500 | 0.54 | 115.77 | 110.59 | 9 | 0.01
2025 | TVA_2_PJM_ROR | TVA | PJM_ROR | Internal | Summer | B2 | 25 | 500 | 0.21 | 117.53 | 111.52 | 9 | 0
2025 | TVA_2_PJM_ROR | TVA | PJM_ROR | Internal | Summer | B3 | 75 | 500 | 0.07 | 115.27 | 109.26 | 9 | 0
2025 | TVA_2_PJM_ROR | TVA | PJM_ROR | Internal | Summer | B4 | 100 | 500 | 0.05 | 109.35 | 103.34 | 9 | 0
2025 | TVA_2_PJM_ROR | TVA | PJM_ROR | Internal | Summer | B5 | 200 | 500 | 0.03 | 103 | 97.13 | 9 | 0
2025 | TVA_2_PJM_ROR | TVA | PJM_ROR | Internal | Summer | B6 | 300 | 500 | 0.03 | 83.68 | 83.25 | 9 | 0
2025 | TVA_2_PJM_ROR | TVA | PJM_ROR | Internal | Summer | B7 | 400 | 500 | 0.03 | 76.01 | 79.01 | 9 | 0
2025 | TVA_2_PJM_ROR | TVA | PJM_ROR | Internal | Summer | B8 | 500 | 500 | 0.02 | 73.86 | 73.87 | 9 | 0
2025 | TVA_2_PJM_ROR | TVA | PJM_ROR | Internal | Summer | B9 | 800 | 500 | 0 | 71.84 | 69.54 | 9 | 0
2025 | TVA_2_PJM_ROR | TVA | PJM_ROR | Internal | Summer | B10 | 1262 | 500 | 0 | 62.21 | 59.86 | 9 | 0
2025 | TVA_2_PJM_ROR | TVA | PJM_ROR | Internal | Winter | B16 | 25 | 500 | 0.21 | 88.38 | 82.49 | 9 | 0
2025 | TVA_2_PJM_ROR | TVA | PJM_ROR | Internal | Winter | B17 | 100 | 500 | 0.07 | 78.3 | 76.35 | 9 | 0
2025 | TVA_2_PJM_ROR | TVA | PJM_ROR | Internal | Winter | B18 | 400 | 500 | 0.02 | 75.9 | 76.35 | 9 | 0
2025 | TVA_2_PJM_ROR | TVA | PJM_ROR | Internal | Winter | B19 | 700 | 500 | 0.01 | 75.9 | 74.82 | 9 | 0
2025 | TVA_2_PJM_ROR | TVA | PJM_ROR | Internal | Winter | B20 | 935 | 500 | 0 | 70.28 | 64.32 | 9 | 0
2025 | TVA_2_SOCO | TVA | SOCO | Internal | Shoulder | B11 | 25 | 500 | 276.65 | 89 | 98 | 9 | 0.01
2025 | TVA_2_SOCO | TVA | SOCO | Internal | Shoulder | B12 | 200 | 500 | 0.04 | 75.3 | 75.28 | 9 | 0
2025 | TVA_2_SOCO | TVA | SOCO | Internal | Shoulder | B13 | 600 | 500 | 0.01 | 73.21 | 74.41 | 9 | 0
2025 | TVA_2_SOCO | TVA | SOCO | Internal | Shoulder | B14 | 900 | 500 | 0 | 73.21 | 74.41 | 9 | 0
2025 | TVA_2_SOCO | TVA | SOCO | Internal | Shoulder | B15 | 1203 | 500 | 0.01 | 67.84 | 72.61 | 9 | 0
2025 | TVA_2_SOCO | TVA | SOCO | Internal | Summer | B1 | 10 | 500 | 1.02 | 115.77 | 119.9 | 9 | 0.01
2025 | TVA_2_SOCO | TVA | SOCO | Internal | Summer | B2 | 25 | 500 | 0.37 | 117.53 | 120.43 | 9 | 0
2025 | TVA_2_SOCO | TVA | SOCO | Internal | Summer | B3 | 75 | 500 | 0.14 | 115.27 | 118.07 | 9 | 0
2025 | TVA_2_SOCO | TVA | SOCO | Internal | Summer | B4 | 100 | 500 | 1.09 | 109.35 | 118.05 | 9 | 0
2025 | TVA_2_SOCO | TVA | SOCO | Internal | Summer | B5 | 200 | 500 | 499.26 | 103 | 112.13 | 9 | 0.12
2025 | TVA_2_SOCO | TVA | SOCO | Internal | Summer | B6 | 300 | 500 | 570.64 | 83.68 | 97.97 | 9 | 5.29
2025 | TVA_2_SOCO | TVA | SOCO | Internal | Summer | B7 | 400 | 500 | 2258.12 | 76.01 | 90.3 | 9 | 5.29
2025 | TVA_2_SOCO | TVA | SOCO | Internal | Summer | B8 | 500 | 500 | 499.97 | 73.86 | 83.92 | 9 | 1.06
2025 | TVA_2_SOCO | TVA | SOCO | Internal | Summer | B9 | 800 | 500 | 0.02 | 71.84 | 76.11 | 9 | 0
2025 | TVA_2_SOCO | TVA | SOCO | Internal | Summer | B10 | 1262 | 500 | 107.88 | 62.21 | 71.21 | 9 | 0
2025 | TVA_2_SOCO | TVA | SOCO | Internal | Winter | B16 | 25 | 500 | 0.47 | 88.38 | 92.58 | 9 | 0
2025 | TVA_2_SOCO | TVA | SOCO | Internal | Winter | B17 | 100 | 500 | 0.1 | 78.3 | 81.55 | 9 | 0
2025 | TVA_2_SOCO | TVA | SOCO | Internal | Winter | B18 | 400 | 500 | 0.02 | 75.9 | 76.31 | 9 | 0
2025 | TVA_2_SOCO | TVA | SOCO | Internal | Winter | B19 | 700 | 500 | 0.01 | 75.9 | 76.31 | 9 | 0
2025 | TVA_2_SOCO | TVA | SOCO | Internal | Winter | B20 | 935 | 500 | 0.01 | 70.28 | 75.5 | 9 | 0
2025 | TVA_2_VACAR | TVA | VACAR | Internal | Shoulder | B11 | 25 | 150 | 0.35 | 89 | 90.72 | 9 | 0.01
2025 | TVA_2_VACAR | TVA | VACAR | Internal | Shoulder | B12 | 200 | 150 | 0.12 | 75.3 | 82.46 | 9 | 0
2025 | TVA_2_VACAR | TVA | VACAR | Internal | Shoulder | B13 | 600 | 150 | 0.02 | 73.21 | 76.95 | 9 | 0
2025 | TVA_2_VACAR | TVA | VACAR | Internal | Shoulder | B14 | 900 | 150 | 0.01 | 73.21 | 75.99 | 9 | 0
2025 | TVA_2_VACAR | TVA | VACAR | Internal | Shoulder | B15 | 1203 | 150 | 0 | 67.84 | 66.26 | 9 | 0
2025 | TVA_2_VACAR | TVA | VACAR | Internal | Summer | B1 | 10 | 150 | 0.89 | 115.77 | 118.31 | 9 | 0.03
2025 | TVA_2_VACAR | TVA | VACAR | Internal | Summer | B2 | 25 | 150 | 0.34 | 117.53 | 119.24 | 9 | 0.01
2025 | TVA_2_VACAR | TVA | VACAR | Internal | Summer | B3 | 75 | 150 | 0.12 | 115.27 | 116.97 | 9 | 0
2025 | TVA_2_VACAR | TVA | VACAR | Internal | Summer | B4 | 100 | 150 | 0.09 | 109.35 | 111.05 | 9 | 0
2025 | TVA_2_VACAR | TVA | VACAR | Internal | Summer | B5 | 200 | 150 | 0.05 | 103 | 104.84 | 9 | 0
2025 | TVA_2_VACAR | TVA | VACAR | Internal | Summer | B6 | 300 | 150 | 0.08 | 83.68 | 90.97 | 9 | 0
2025 | TVA_2_VACAR | TVA | VACAR | Internal | Summer | B7 | 400 | 150 | 94.74 | 76.01 | 85.01 | 9 | 0
2025 | TVA_2_VACAR | TVA | VACAR | Internal | Summer | B8 | 500 | 150 | 0.05 | 73.86 | 79.87 | 9 | 0
2025 | TVA_2_VACAR | TVA | VACAR | Internal | Summer | B9 | 800 | 150 | 0.01 | 71.84 | 71.51 | 9 | 0
2025 | TVA_2_VACAR | TVA | VACAR | Internal | Summer | B10 | 1262 | 150 | 0 | 62.21 | 64.45 | 9 | 0
2025 | TVA_2_VACAR | TVA | VACAR | Internal | Winter | B16 | 25 | 150 | 0.35 | 88.38 | 90.2 | 9 | 0.01
2025 | TVA_2_VACAR | TVA | VACAR | Internal | Winter | B17 | 100 | 150 | 0.17 | 78.3 | 84.07 | 9 | 0
2025 | TVA_2_VACAR | TVA | VACAR | Internal | Winter | B18 | 400 | 150 | 0.05 | 75.9 | 82.35 | 9 | 0
2025 | TVA_2_VACAR | TVA | VACAR | Internal | Winter | B19 | 700 | 150 | 0.02 | 75.9 | 80.82 | 9 | 0
2025 | TVA_2_VACAR | TVA | VACAR | Internal | Winter | B20 | 935 | 150 | 0 | 70.28 | 70.32 | 9 | 0
2025 | TVA_Transmission_2_ENT | TVA_Transmission | ENT | Internal | Shoulder | B11 | 25 | 3000 | 0.32 | 89 | 88.99 | 9 | 0
2025 | TVA_Transmission_2_ENT | TVA_Transmission | ENT | Internal | Shoulder | B12 | 200 | 3000 | 0.03 | 78.42 | 73.13 | 9 | 0
2025 | TVA_Transmission_2_ENT | TVA_Transmission | ENT | Internal | Shoulder | B13 | 600 | 3000 | 0 | 75.71 | 70.68 | 9 | 0
2025 | TVA_Transmission_2_ENT | TVA_Transmission | ENT | Internal | Shoulder | B14 | 900 | 3000 | 0 | 73.78 | 66.42 | 9 | 0
2025 | TVA_Transmission_2_ENT | TVA_Transmission | ENT | Internal | Shoulder | B15 | 1203 | 3000 | 0 | 67.83 | 59.73 | 9 | 0
2025 | TVA_Transmission_2_ENT | TVA_Transmission | ENT | Internal | Summer | B1 | 10 | 3000 | 0.43 | 115.76 | 107.01 | 9 | 0
2025 | TVA_Transmission_2_ENT | TVA_Transmission | ENT | Internal | Summer | B2 | 25 | 3000 | 0.19 | 117.52 | 109.52 | 9 | 0
2025 | TVA_Transmission_2_ENT | TVA_Transmission | ENT | Internal | Summer | B3 | 75 | 3000 | 0.08 | 115.26 | 109.35 | 9 | 0
2025 | TVA_Transmission_2_ENT | TVA_Transmission | ENT | Internal | Summer | B4 | 100 | 3000 | 0.08 | 109.34 | 109.34 | 9 | 0
2025 | TVA_Transmission_2_ENT | TVA_Transmission | ENT | Internal | Summer | B5 | 200 | 3000 | 0.04 | 103.13 | 102.38 | 9 | 0
2025 | TVA_Transmission_2_ENT | TVA_Transmission | ENT | Internal | Summer | B6 | 300 | 3000 | 0.02 | 89.1 | 85.08 | 9 | 0
2025 | TVA_Transmission_2_ENT | TVA_Transmission | ENT | Internal | Summer | B7 | 400 | 3000 | 0.01 | 82.71 | 77.42 | 9 | 0
2025 | TVA_Transmission_2_ENT | TVA_Transmission | ENT | Internal | Summer | B8 | 500 | 3000 | 0.01 | 77.26 | 72.16 | 9 | 0
2025 | TVA_Transmission_2_ENT | TVA_Transmission | ENT | Internal | Summer | B9 | 800 | 3000 | 0 | 73.25 | 71.63 | 9 | 0
2025 | TVA_Transmission_2_ENT | TVA_Transmission | ENT | Internal | Summer | B10 | 1262 | 3000 | 0 | 64.02 | 60.29 | 9 | 0
2025 | TVA_Transmission_2_ENT | TVA_Transmission | ENT | Internal | Winter | B16 | 25 | 3000 | 0.18 | 88.37 | 79.7 | 9 | 0
2025 | TVA_Transmission_2_ENT | TVA_Transmission | ENT | Internal | Winter | B17 | 100 | 3000 | 0.05 | 79.76 | 73.55 | 9 | 0
2025 | TVA_Transmission_2_ENT | TVA_Transmission | ENT | Internal | Winter | B18 | 400 | 3000 | 0.01 | 78.55 | 73.55 | 9 | 0
2025 | TVA_Transmission_2_ENT | TVA_Transmission | ENT | Internal | Winter | B19 | 700 | 3000 | 0 | 77.64 | 71.89 | 9 | 0
2025 | TVA_Transmission_2_ENT | TVA_Transmission | ENT | Internal | Winter | B20 | 935 | 3000 | 0 | 70.27 | 62.61 | 9 | 0
2025 | TVA_Transmission_2_MISO_MO-IL | TVA_Transmission | MISO_MO-IL | Internal | Shoulder | B11 | 25 | 4000 | 0.19 | 89 | 81.01 | 9 | 0
2025 | TVA_Transmission_2_MISO_MO-IL | TVA_Transmission | MISO_MO-IL | Internal | Shoulder | B12 | 200 | 4000 | 0.03 | 78.42 | 74.41 | 9 | 0
2025 | TVA_Transmission_2_MISO_MO-IL | TVA_Transmission | MISO_MO-IL | Internal | Shoulder | B13 | 600 | 4000 | 0.01 | 75.71 | 71.43 | 9 | 0
2025 | TVA_Transmission_2_MISO_MO-IL | TVA_Transmission | MISO_MO-IL | Internal | Shoulder | B14 | 900 | 4000 | 0 | 73.78 | 67.16 | 9 | 0
2025 | TVA_Transmission_2_MISO_MO-IL | TVA_Transmission | MISO_MO-IL | Internal | Shoulder | B15 | 1203 | 4000 | 0 | 67.83 | 59.83 | 9 | 0
2025 | TVA_Transmission_2_MISO_MO-IL | TVA_Transmission | MISO_MO-IL | Internal | Summer | B1 | 10 | 4000 | 0.47 | 115.76 | 107.76 | 9 | 0
2025 | TVA_Transmission_2_MISO_MO-IL | TVA_Transmission | MISO_MO-IL | Internal | Summer | B2 | 25 | 4000 | 0.19 | 117.52 | 109.52 | 9 | 0
2025 | TVA_Transmission_2_MISO_MO-IL | TVA_Transmission | MISO_MO-IL | Internal | Summer | B3 | 75 | 4000 | 0.07 | 115.26 | 108.42 | 9 | 0
2025 | TVA_Transmission_2_MISO_MO-IL | TVA_Transmission | MISO_MO-IL | Internal | Summer | B4 | 100 | 4000 | 0.05 | 109.34 | 101.35 | 9 | 0
2025 | TVA_Transmission_2_MISO_MO-IL | TVA_Transmission | MISO_MO-IL | Internal | Summer | B5 | 200 | 4000 | 0.02 | 103.13 | 95.13 | 9 | 0
2025 | TVA_Transmission_2_MISO_MO-IL | TVA_Transmission | MISO_MO-IL | Internal | Summer | B6 | 300 | 4000 | 0.02 | 89.1 | 81.92 | 9 | 0
2025 | TVA_Transmission_2_MISO_MO-IL | TVA_Transmission | MISO_MO-IL | Internal | Summer | B7 | 400 | 4000 | 0.01 | 82.71 | 77.01 | 9 | 0
2025 | TVA_Transmission_2_MISO_MO-IL | TVA_Transmission | MISO_MO-IL | Internal | Summer | B8 | 500 | 4000 | 0.01 | 77.26 | 71.89 | 9 | 0
2025 | TVA_Transmission_2_MISO_MO-IL | TVA_Transmission | MISO_MO-IL | Internal | Summer | B9 | 800 | 4000 | 0 | 73.25 | 67.54 | 9 | 0
2025 | TVA_Transmission_2_MISO_MO-IL | TVA_Transmission | MISO_MO-IL | Internal | Summer | B10 | 1262 | 4000 | 0 | 64.02 | 57.81 | 9 | 0
2025 | TVA_Transmission_2_MISO_MO-IL | TVA_Transmission | MISO_MO-IL | Internal | Winter | B16 | 25 | 4000 | 0.19 | 88.37 | 80.43 | 9 | 0
2025 | TVA_Transmission_2_MISO_MO-IL | TVA_Transmission | MISO_MO-IL | Internal | Winter | B17 | 100 | 4000 | 0.06 | 79.76 | 74.29 | 9 | 0
2025 | TVA_Transmission_2_MISO_MO-IL | TVA_Transmission | MISO_MO-IL | Internal | Winter | B18 | 400 | 4000 | 0.02 | 78.55 | 74.29 | 9 | 0
2025 | TVA_Transmission_2_MISO_MO-IL | TVA_Transmission | MISO_MO-IL | Internal | Winter | B19 | 700 | 4000 | 0 | 77.64 | 72.63 | 9 | 0
2025 | TVA_Transmission_2_MISO_MO-IL | TVA_Transmission | MISO_MO-IL | Internal | Winter | B20 | 935 | 4000 | 0 | 70.27 | 62.27 | 9 | 0
2025 | TVA_Transmission_2_NonRTO_Midwest | TVA_Transmission | NonRTO_Midwest | Internal | Shoulder | B11 | 25 | 700 | 0.33 | 89 | 88.99 | 9 | 0
2025 | TVA_Transmission_2_NonRTO_Midwest | TVA_Transmission | NonRTO_Midwest | Internal | Shoulder | B12 | 200 | 700 | 0.09 | 78.42 | 83.36 | 9 | 0
2025 | TVA_Transmission_2_NonRTO_Midwest | TVA_Transmission | NonRTO_Midwest | Internal | Shoulder | B13 | 600 | 700 | 0.03 | 75.71 | 80.38 | 9 | 0
2025 | TVA_Transmission_2_NonRTO_Midwest | TVA_Transmission | NonRTO_Midwest | Internal | Shoulder | B14 | 900 | 700 | 0.01 | 73.78 | 76.11 | 9 | 0
2025 | TVA_Transmission_2_NonRTO_Midwest | TVA_Transmission | NonRTO_Midwest | Internal | Shoulder | B15 | 1203 | 700 | 0 | 67.83 | 68.27 | 9 | 0
2025 | TVA_Transmission_2_NonRTO_Midwest | TVA_Transmission | NonRTO_Midwest | Internal | Summer | B1 | 10 | 700 | 0.83 | 115.76 | 116.42 | 9 | 0.01
2025 | TVA_Transmission_2_NonRTO_Midwest | TVA_Transmission | NonRTO_Midwest | Internal | Summer | B2 | 25 | 700 | 0.3 | 117.52 | 116.41 | 9 | 0
2025 | TVA_Transmission_2_NonRTO_Midwest | TVA_Transmission | NonRTO_Midwest | Internal | Summer | B3 | 75 | 700 | 0.13 | 115.26 | 116.41 | 9 | 0
2025 | TVA_Transmission_2_NonRTO_Midwest | TVA_Transmission | NonRTO_Midwest | Internal | Summer | B4 | 100 | 700 | 0.09 | 109.34 | 109.34 | 9 | 0
2025 | TVA_Transmission_2_NonRTO_Midwest | TVA_Transmission | NonRTO_Midwest | Internal | Summer | B5 | 200 | 700 | 0.04 | 103.13 | 103.12 | 9 | 0
2025 | TVA_Transmission_2_NonRTO_Midwest | TVA_Transmission | NonRTO_Midwest | Internal | Summer | B6 | 300 | 700 | 0.03 | 89.1 | 89.9 | 9 | 0
2025 | TVA_Transmission_2_NonRTO_Midwest | TVA_Transmission | NonRTO_Midwest | Internal | Summer | B7 | 400 | 700 | 0.03 | 82.71 | 84.99 | 9 | 0
2025 | TVA_Transmission_2_NonRTO_Midwest | TVA_Transmission | NonRTO_Midwest | Internal | Summer | B8 | 500 | 700 | 0.02 | 77.26 | 79.88 | 9 | 0
2025 | TVA_Transmission_2_NonRTO_Midwest | TVA_Transmission | NonRTO_Midwest | Internal | Summer | B9 | 800 | 700 | 0.02 | 73.25 | 75.54 | 9 | 0
2025 | TVA_Transmission_2_NonRTO_Midwest | TVA_Transmission | NonRTO_Midwest | Internal | Summer | B10 | 1262 | 700 | 0 | 64.02 | 65.86 | 9 | 0
2025 | TVA_Transmission_2_NonRTO_Midwest | TVA_Transmission | NonRTO_Midwest | Internal | Winter | B16 | 25 | 700 | 0.35 | 88.37 | 88.48 | 9 | 0
2025 | TVA_Transmission_2_NonRTO_Midwest | TVA_Transmission | NonRTO_Midwest | Internal | Winter | B17 | 100 | 700 | 0.13 | 79.76 | 83.25 | 9 | 0
2025 | TVA_Transmission_2_NonRTO_Midwest | TVA_Transmission | NonRTO_Midwest | Internal | Winter | B18 | 400 | 700 | 0.04 | 78.55 | 82.35 | 9 | 0
2025 | TVA_Transmission_2_NonRTO_Midwest | TVA_Transmission | NonRTO_Midwest | Internal | Winter | B19 | 700 | 700 | 0.02 | 77.64 | 81.38 | 9 | 0
2025 | TVA_Transmission_2_NonRTO_Midwest | TVA_Transmission | NonRTO_Midwest | Internal | Winter | B20 | 935 | 700 | 0 | 70.27 | 70.31 | 9 | 0
2025 | TVA_Transmission_2_PJM_ROR | TVA_Transmission | PJM_ROR | Internal | Shoulder | B11 | 25 | 2000 | 0.21 | 89 | 83 | 9 | 0
2025 | TVA_Transmission_2_PJM_ROR | TVA_Transmission | PJM_ROR | Internal | Shoulder | B12 | 200 | 2000 | 0.04 | 78.42 | 76.46 | 9 | 0
2025 | TVA_Transmission_2_PJM_ROR | TVA_Transmission | PJM_ROR | Internal | Shoulder | B13 | 600 | 2000 | 0.01 | 75.71 | 73.52 | 9 | 0
2025 | TVA_Transmission_2_PJM_ROR | TVA_Transmission | PJM_ROR | Internal | Shoulder | B14 | 900 | 2000 | 0 | 73.78 | 69.99 | 9 | 0
2025 | TVA_Transmission_2_PJM_ROR | TVA_Transmission | PJM_ROR | Internal | Shoulder | B15 | 1203 | 2000 | 0 | 67.83 | 61.88 | 9 | 0
2025 | TVA_Transmission_2_PJM_ROR | TVA_Transmission | PJM_ROR | Internal | Summer | B1 | 10 | 2000 | 0.55 | 115.76 | 110.59 | 9 | 0
2025 | TVA_Transmission_2_PJM_ROR | TVA_Transmission | PJM_ROR | Internal | Summer | B2 | 25 | 2000 | 0.21 | 117.52 | 111.52 | 9 | 0
2025 | TVA_Transmission_2_PJM_ROR | TVA_Transmission | PJM_ROR | Internal | Summer | B3 | 75 | 2000 | 0.07 | 115.26 | 109.26 | 9 | 0
2025 | TVA_Transmission_2_PJM_ROR | TVA_Transmission | PJM_ROR | Internal | Summer | B4 | 100 | 2000 | 0.05 | 109.34 | 103.34 | 9 | 0
2025 | TVA_Transmission_2_PJM_ROR | TVA_Transmission | PJM_ROR | Internal | Summer | B5 | 200 | 2000 | 0.03 | 103.13 | 97.13 | 9 | 0
2025 | TVA_Transmission_2_PJM_ROR | TVA_Transmission | PJM_ROR | Internal | Summer | B6 | 300 | 2000 | 0.02 | 89.1 | 83.25 | 9 | 0
2025 | TVA_Transmission_2_PJM_ROR | TVA_Transmission | PJM_ROR | Internal | Summer | B7 | 400 | 2000 | 0.02 | 82.71 | 79.01 | 9 | 0
2025 | TVA_Transmission_2_PJM_ROR | TVA_Transmission | PJM_ROR | Internal | Summer | B8 | 500 | 2000 | 0.01 | 77.26 | 73.87 | 9 | 0
2025 | TVA_Transmission_2_PJM_ROR | TVA_Transmission | PJM_ROR | Internal | Summer | B9 | 800 | 2000 | 0 | 73.25 | 69.54 | 9 | 0
2025 | TVA_Transmission_2_PJM_ROR | TVA_Transmission | PJM_ROR | Internal | Summer | B10 | 1262 | 2000 | 0 | 64.02 | 59.86 | 9 | 0
2025 | TVA_Transmission_2_PJM_ROR | TVA_Transmission | PJM_ROR | Internal | Winter | B16 | 25 | 2000 | 0.21 | 88.37 | 82.49 | 9 | 0
2025 | TVA_Transmission_2_PJM_ROR | TVA_Transmission | PJM_ROR | Internal | Winter | B17 | 100 | 2000 | 0.06 | 79.76 | 76.35 | 9 | 0
2025 | TVA_Transmission_2_PJM_ROR | TVA_Transmission | PJM_ROR | Internal | Winter | B18 | 400 | 2000 | 0.02 | 78.55 | 76.35 | 9 | 0
2025 | TVA_Transmission_2_PJM_ROR | TVA_Transmission | PJM_ROR | Internal | Winter | B19 | 700 | 2000 | 0 | 77.64 | 74.82 | 9 | 0
2025 | TVA_Transmission_2_PJM_ROR | TVA_Transmission | PJM_ROR | Internal | Winter | B20 | 935 | 2000 | 0 | 70.27 | 64.32 | 9 | 0
2025 | TVA_Transmission_2_SOCO | TVA_Transmission | SOCO | Internal | Shoulder | B11 | 25 | 3200 | 1764.84 | 89 | 98 | 9 | 0
2025 | TVA_Transmission_2_SOCO | TVA_Transmission | SOCO | Internal | Shoulder | B12 | 200 | 3200 | 0.04 | 78.42 | 75.28 | 9 | 0
2025 | TVA_Transmission_2_SOCO | TVA_Transmission | SOCO | Internal | Shoulder | B13 | 600 | 3200 | 0.01 | 75.71 | 74.41 | 9 | 0
2025 | TVA_Transmission_2_SOCO | TVA_Transmission | SOCO | Internal | Shoulder | B14 | 900 | 3200 | 0.01 | 73.78 | 74.41 | 9 | 0
2025 | TVA_Transmission_2_SOCO | TVA_Transmission | SOCO | Internal | Shoulder | B15 | 1203 | 3200 | 0.01 | 67.83 | 72.61 | 9 | 0
2025 | TVA_Transmission_2_SOCO | TVA_Transmission | SOCO | Internal | Summer | B1 | 10 | 3200 | 1.43 | 115.76 | 119.9 | 9 | 0
2025 | TVA_Transmission_2_SOCO | TVA_Transmission | SOCO | Internal | Summer | B2 | 25 | 3200 | 0.51 | 117.52 | 120.43 | 9 | 0
2025 | TVA_Transmission_2_SOCO | TVA_Transmission | SOCO | Internal | Summer | B3 | 75 | 3200 | 0.21 | 115.26 | 118.07 | 9 | 0
2025 | TVA_Transmission_2_SOCO | TVA_Transmission | SOCO | Internal | Summer | B4 | 100 | 3200 | 2.14 | 109.34 | 118.05 | 9 | 0
2025 | TVA_Transmission_2_SOCO | TVA_Transmission | SOCO | Internal | Summer | B5 | 200 | 3200 | 1600.23 | 103.13 | 112.13 | 9 | 0
2025 | TVA_Transmission_2_SOCO | TVA_Transmission | SOCO | Internal | Summer | B6 | 300 | 3200 | 1.75 | 89.1 | 97.97 | 9 | 0
2025 | TVA_Transmission_2_SOCO | TVA_Transmission | SOCO | Internal | Summer | B7 | 400 | 3200 | 0.18 | 82.71 | 90.3 | 9 | 0
2025 | TVA_Transmission_2_SOCO | TVA_Transmission | SOCO | Internal | Summer | B8 | 500 | 3200 | 0.07 | 77.26 | 83.92 | 9 | 0
2025 | TVA_Transmission_2_SOCO | TVA_Transmission | SOCO | Internal | Summer | B9 | 800 | 3200 | 0.02 | 73.25 | 76.11 | 9 | 0
2025 | TVA_Transmission_2_SOCO | TVA_Transmission | SOCO | Internal | Summer | B10 | 1262 | 3200 | 0.03 | 64.02 | 71.21 | 9 | 0
2025 | TVA_Transmission_2_SOCO | TVA_Transmission | SOCO | Internal | Winter | B16 | 25 | 3200 | 0.68 | 88.37 | 92.58 | 9 | 0
2025 | TVA_Transmission_2_SOCO | TVA_Transmission | SOCO | Internal | Winter | B17 | 100 | 3200 | 0.11 | 79.76 | 81.55 | 9 | 0
2025 | TVA_Transmission_2_SOCO | TVA_Transmission | SOCO | Internal | Winter | B18 | 400 | 3200 | 0.02 | 78.55 | 76.31 | 9 | 0
2025 | TVA_Transmission_2_SOCO | TVA_Transmission | SOCO | Internal | Winter | B19 | 700 | 3200 | 0.01 | 77.64 | 76.31 | 9 | 0
2025 | TVA_Transmission_2_SOCO | TVA_Transmission | SOCO | Internal | Winter | B20 | 935 | 3200 | 0.02 | 70.27 | 75.5 | 9 | 0
2025 | TVA_Transmission_2_TVA | TVA_Transmission | TVA | Internal | Shoulder | B11 | 25 | 99999 | 118.6 | 89 | 89 | 0.01 | 0
2025 | TVA_Transmission_2_TVA | TVA_Transmission | TVA | Internal | Shoulder | B12 | 200 | 99999 | 0.15 | 78.42 | 75.3 | 0.01 | 0
2025 | TVA_Transmission_2_TVA | TVA_Transmission | TVA | Internal | Shoulder | B13 | 600 | 99999 | 0.06 | 75.71 | 73.21 | 0.01 | 0
2025 | TVA_Transmission_2_TVA | TVA_Transmission | TVA | Internal | Shoulder | B14 | 900 | 99999 | 0.14 | 73.78 | 73.21 | 0.01 | 0
2025 | TVA_Transmission_2_TVA | TVA_Transmission | TVA | Internal | Shoulder | B15 | 1203 | 99999 | 2391.93 | 67.83 | 67.84 | 0.01 | 0
2025 | TVA_Transmission_2_TVA | TVA_Transmission | TVA | Internal | Summer | B1 | 10 | 99999 | 4017.97 | 115.76 | 115.77 | 0.01 | 0
2025 | TVA_Transmission_2_TVA | TVA_Transmission | TVA | Internal | Summer | B2 | 25 | 99999 | 3256.53 | 117.52 | 117.53 | 0.01 | 0
2025 | TVA_Transmission_2_TVA | TVA_Transmission | TVA | Internal | Summer | B3 | 75 | 99999 | 1766.98 | 115.26 | 115.27 | 0.01 | 0
2025 | TVA_Transmission_2_TVA | TVA_Transmission | TVA | Internal | Summer | B4 | 100 | 99999 | 1080.12 | 109.34 | 109.35 | 0.01 | 0
2025 | TVA_Transmission_2_TVA | TVA_Transmission | TVA | Internal | Summer | B5 | 200 | 99999 | 1.52 | 103.13 | 103 | 0.01 | 0
2025 | TVA_Transmission_2_TVA | TVA_Transmission | TVA | Internal | Summer | B6 | 300 | 99999 | 0.08 | 89.1 | 83.68 | 0.01 | 0
2025 | TVA_Transmission_2_TVA | TVA_Transmission | TVA | Internal | Summer | B7 | 400 | 99999 | 0.04 | 82.71 | 76.01 | 0.01 | 0
2025 | TVA_Transmission_2_TVA | TVA_Transmission | TVA | Internal | Summer | B8 | 500 | 99999 | 0.05 | 77.26 | 73.86 | 0.01 | 0
2025 | TVA_Transmission_2_TVA | TVA_Transmission | TVA | Internal | Summer | B9 | 800 | 99999 | 0.07 | 73.25 | 71.84 | 0.01 | 0
2025 | TVA_Transmission_2_TVA | TVA_Transmission | TVA | Internal | Summer | B10 | 1262 | 99999 | 0.07 | 64.02 | 62.21 | 0.01 | 0
2025 | TVA_Transmission_2_TVA | TVA_Transmission | TVA | Internal | Winter | B16 | 25 | 99999 | 2133.42 | 88.37 | 88.38 | 0.01 | 0
2025 | TVA_Transmission_2_TVA | TVA_Transmission | TVA | Internal | Winter | B17 | 100 | 99999 | 0.57 | 79.76 | 78.3 | 0.01 | 0
2025 | TVA_Transmission_2_TVA | TVA_Transmission | TVA | Internal | Winter | B18 | 400 | 99999 | 0.09 | 78.55 | 75.9 | 0.01 | 0
2025 | TVA_Transmission_2_TVA | TVA_Transmission | TVA | Internal | Winter | B19 | 700 | 99999 | 0.07 | 77.64 | 75.9 | 0.01 | 0
2025 | TVA_Transmission_2_TVA | TVA_Transmission | TVA | Internal | Winter | B20 | 935 | 99999 | 1950.45 | 70.27 | 70.28 | 0.01 | 0
2025 | TVA_Transmission_2_VACAR | TVA_Transmission | VACAR | Internal | Shoulder | B11 | 25 | 900 | 0.4 | 89 | 90.72 | 9 | 0
2025 | TVA_Transmission_2_VACAR | TVA_Transmission | VACAR | Internal | Shoulder | B12 | 200 | 900 | 0.07 | 78.42 | 82.46 | 9 | 0
2025 | TVA_Transmission_2_VACAR | TVA_Transmission | VACAR | Internal | Shoulder | B13 | 600 | 900 | 0.02 | 75.71 | 76.95 | 9 | 0
2025 | TVA_Transmission_2_VACAR | TVA_Transmission | VACAR | Internal | Shoulder | B14 | 900 | 900 | 0.01 | 73.78 | 75.99 | 9 | 0
2025 | TVA_Transmission_2_VACAR | TVA_Transmission | VACAR | Internal | Shoulder | B15 | 1203 | 900 | 0 | 67.83 | 66.26 | 9 | 0
2025 | TVA_Transmission_2_VACAR | TVA_Transmission | VACAR | Internal | Summer | B1 | 10 | 900 | 1.09 | 115.76 | 118.31 | 9 | 0
2025 | TVA_Transmission_2_VACAR | TVA_Transmission | VACAR | Internal | Summer | B2 | 25 | 900 | 0.41 | 117.52 | 119.24 | 9 | 0
2025 | TVA_Transmission_2_VACAR | TVA_Transmission | VACAR | Internal | Summer | B3 | 75 | 900 | 0.14 | 115.26 | 116.97 | 9 | 0
2025 | TVA_Transmission_2_VACAR | TVA_Transmission | VACAR | Internal | Summer | B4 | 100 | 900 | 0.1 | 109.34 | 111.05 | 9 | 0
2025 | TVA_Transmission_2_VACAR | TVA_Transmission | VACAR | Internal | Summer | B5 | 200 | 900 | 0.05 | 103.13 | 104.84 | 9 | 0
2025 | TVA_Transmission_2_VACAR | TVA_Transmission | VACAR | Internal | Summer | B6 | 300 | 900 | 0.04 | 89.1 | 90.97 | 9 | 0
2025 | TVA_Transmission_2_VACAR | TVA_Transmission | VACAR | Internal | Summer | B7 | 400 | 900 | 0.03 | 82.71 | 85.01 | 9 | 0
2025 | TVA_Transmission_2_VACAR | TVA_Transmission | VACAR | Internal | Summer | B8 | 500 | 900 | 0.02 | 77.26 | 79.87 | 9 | 0
2025 | TVA_Transmission_2_VACAR | TVA_Transmission | VACAR | Internal | Summer | B9 | 800 | 900 | 0.01 | 73.25 | 71.51 | 9 | 0
2025 | TVA_Transmission_2_VACAR | TVA_Transmission | VACAR | Internal | Summer | B10 | 1262 | 900 | 0 | 64.02 | 64.45 | 9 | 0
2025 | TVA_Transmission_2_VACAR | TVA_Transmission | VACAR | Internal | Winter | B16 | 25 | 900 | 0.42 | 88.37 | 90.2 | 9 | 0
2025 | TVA_Transmission_2_VACAR | TVA_Transmission | VACAR | Internal | Winter | B17 | 100 | 900 | 0.15 | 79.76 | 84.07 | 9 | 0
2025 | TVA_Transmission_2_VACAR | TVA_Transmission | VACAR | Internal | Winter | B18 | 400 | 900 | 0.04 | 78.55 | 82.35 | 9 | 0
2025 | TVA_Transmission_2_VACAR | TVA_Transmission | VACAR | Internal | Winter | B19 | 700 | 900 | 0.02 | 77.64 | 80.82 | 9 | 0
2025 | TVA_Transmission_2_VACAR | TVA_Transmission | VACAR | Internal | Winter | B20 | 935 | 900 | 0 | 70.27 | 70.32 | 9 | 0
2025 | VACAR_2_PJM_ROR | VACAR | PJM_ROR | Internal | Shoulder | B11 | 25 | 2000 | 0.22 | 90.72 | 83 | 7 | 0
2025 | VACAR_2_PJM_ROR | VACAR | PJM_ROR | Internal | Shoulder | B12 | 200 | 2000 | 0.03 | 82.46 | 76.46 | 7 | 0
2025 | VACAR_2_PJM_ROR | VACAR | PJM_ROR | Internal | Shoulder | B13 | 600 | 2000 | 0.01 | 76.95 | 73.52 | 7 | 0
2025 | VACAR_2_PJM_ROR | VACAR | PJM_ROR | Internal | Shoulder | B14 | 900 | 2000 | 0 | 75.99 | 69.99 | 7 | 0
2025 | VACAR_2_PJM_ROR | VACAR | PJM_ROR | Internal | Shoulder | B15 | 1203 | 2000 | 0 | 66.26 | 61.88 | 7 | 0
2025 | VACAR_2_PJM_ROR | VACAR | PJM_ROR | Internal | Summer | B1 | 10 | 2000 | 0.53 | 118.31 | 110.59 | 7 | 0
2025 | VACAR_2_PJM_ROR | VACAR | PJM_ROR | Internal | Summer | B2 | 25 | 2000 | 0.22 | 119.24 | 111.52 | 7 | 0
2025 | VACAR_2_PJM_ROR | VACAR | PJM_ROR | Internal | Summer | B3 | 75 | 2000 | 0.07 | 116.97 | 109.26 | 7 | 0
2025 | VACAR_2_PJM_ROR | VACAR | PJM_ROR | Internal | Summer | B4 | 100 | 2000 | 0.05 | 111.05 | 103.34 | 7 | 0
2025 | VACAR_2_PJM_ROR | VACAR | PJM_ROR | Internal | Summer | B5 | 200 | 2000 | 0.03 | 104.84 | 97.13 | 7 | 0
2025 | VACAR_2_PJM_ROR | VACAR | PJM_ROR | Internal | Summer | B6 | 300 | 2000 | 0.02 | 90.97 | 83.25 | 7 | 0
2025 | VACAR_2_PJM_ROR | VACAR | PJM_ROR | Internal | Summer | B7 | 400 | 2000 | 0.02 | 85.01 | 79.01 | 7 | 0
2025 | VACAR_2_PJM_ROR | VACAR | PJM_ROR | Internal | Summer | B8 | 500 | 2000 | 0.01 | 79.87 | 73.87 | 7 | 0
2025 | VACAR_2_PJM_ROR | VACAR | PJM_ROR | Internal | Summer | B9 | 800 | 2000 | 0.01 | 71.51 | 69.54 | 7 | 0
2025 | VACAR_2_PJM_ROR | VACAR | PJM_ROR | Internal | Summer | B10 | 1262 | 2000 | 0 | 64.45 | 59.86 | 7 | 0
2025 | VACAR_2_PJM_ROR | VACAR | PJM_ROR | Internal | Winter | B16 | 25 | 2000 | 0.21 | 90.2 | 82.49 | 7 | 0
2025 | VACAR_2_PJM_ROR | VACAR | PJM_ROR | Internal | Winter | B17 | 100 | 2000 | 0.06 | 84.07 | 76.35 | 7 | 0
2025 | VACAR_2_PJM_ROR | VACAR | PJM_ROR | Internal | Winter | B18 | 400 | 2000 | 0.02 | 82.35 | 76.35 | 7 | 0
2025 | VACAR_2_PJM_ROR | VACAR | PJM_ROR | Internal | Winter | B19 | 700 | 2000 | 0 | 80.82 | 74.82 | 7 | 0
2025 | VACAR_2_PJM_ROR | VACAR | PJM_ROR | Internal | Winter | B20 | 935 | 2000 | 0 | 70.32 | 64.32 | 7 | 0
2025 | VACAR_2_SOCO | VACAR | SOCO | Internal | Shoulder | B11 | 25 | 3000 | 2997.24 | 90.72 | 98 | 7 | 0.29
2025 | VACAR_2_SOCO | VACAR | SOCO | Internal | Shoulder | B12 | 200 | 3000 | 0.03 | 82.46 | 75.28 | 7 | 0
2025 | VACAR_2_SOCO | VACAR | SOCO | Internal | Shoulder | B13 | 600 | 3000 | 0.01 | 76.95 | 74.41 | 7 | 0
2025 | VACAR_2_SOCO | VACAR | SOCO | Internal | Shoulder | B14 | 900 | 3000 | 0.01 | 75.99 | 74.41 | 7 | 0
2025 | VACAR_2_SOCO | VACAR | SOCO | Internal | Shoulder | B15 | 1203 | 3000 | 0.06 | 66.26 | 72.61 | 7 | 0
2025 | VACAR_2_SOCO | VACAR | SOCO | Internal | Summer | B1 | 10 | 3000 | 1.19 | 118.31 | 119.9 | 7 | 0
2025 | VACAR_2_SOCO | VACAR | SOCO | Internal | Summer | B2 | 25 | 3000 | 0.48 | 119.24 | 120.43 | 7 | 0
2025 | VACAR_2_SOCO | VACAR | SOCO | Internal | Summer | B3 | 75 | 3000 | 0.19 | 116.97 | 118.07 | 7 | 0
2025 | VACAR_2_SOCO | VACAR | SOCO | Internal | Summer | B4 | 100 | 3000 | 1160.37 | 111.05 | 118.05 | 7 | 0
2025 | VACAR_2_SOCO | VACAR | SOCO | Internal | Summer | B5 | 200 | 3000 | 2999.47 | 104.84 | 112.13 | 7 | 0.28
2025 | VACAR_2_SOCO | VACAR | SOCO | Internal | Summer | B6 | 300 | 3000 | 1747.5 | 90.97 | 97.97 | 7 | 0
2025 | VACAR_2_SOCO | VACAR | SOCO | Internal | Summer | B7 | 400 | 3000 | 0.1 | 85.01 | 90.3 | 7 | 0
2025 | VACAR_2_SOCO | VACAR | SOCO | Internal | Summer | B8 | 500 | 3000 | 0.05 | 79.87 | 83.92 | 7 | 0
2025 | VACAR_2_SOCO | VACAR | SOCO | Internal | Summer | B9 | 800 | 3000 | 0.03 | 71.51 | 76.11 | 7 | 0
2025 | VACAR_2_SOCO | VACAR | SOCO | Internal | Summer | B10 | 1262 | 3000 | 0.17 | 64.45 | 71.21 | 7 | 0
2025 | VACAR_2_SOCO | VACAR | SOCO | Internal | Winter | B16 | 25 | 3000 | 0.6 | 90.2 | 92.58 | 7 | 0
2025 | VACAR_2_SOCO | VACAR | SOCO | Internal | Winter | B17 | 100 | 3000 | 0.08 | 84.07 | 81.55 | 7 | 0
2025 | VACAR_2_SOCO | VACAR | SOCO | Internal | Winter | B18 | 400 | 3000 | 0.02 | 82.35 | 76.31 | 7 | 0
2025 | VACAR_2_SOCO | VACAR | SOCO | Internal | Winter | B19 | 700 | 3000 | 0.01 | 80.82 | 76.31 | 7 | 0
2025 | VACAR_2_SOCO | VACAR | SOCO | Internal | Winter | B20 | 935 | 3000 | 0.03 | 70.32 | 75.5 | 7 | 0
2025 | VACAR_2_TVA_Transmission | VACAR | TVA_Transmission | Internal | Shoulder | B11 | 25 | 900 | 0.35 | 90.72 | 89 | 7 | 0
2025 | VACAR_2_TVA_Transmission | VACAR | TVA_Transmission | Internal | Shoulder | B12 | 200 | 900 | 0.04 | 82.46 | 78.42 | 7 | 0
2025 | VACAR_2_TVA_Transmission | VACAR | TVA_Transmission | Internal | Shoulder | B13 | 600 | 900 | 0.02 | 76.95 | 75.71 | 7 | 0
2025 | VACAR_2_TVA_Transmission | VACAR | TVA_Transmission | Internal | Shoulder | B14 | 900 | 900 | 0 | 75.99 | 73.78 | 7 | 0
2025 | VACAR_2_TVA_Transmission | VACAR | TVA_Transmission | Internal | Shoulder | B15 | 1203 | 900 | 0.01 | 66.26 | 67.83 | 7 | 0
2025 | VACAR_2_TVA_Transmission | VACAR | TVA_Transmission | Internal | Summer | B1 | 10 | 900 | 0.79 | 118.31 | 115.76 | 7 | 0
2025 | VACAR_2_TVA_Transmission | VACAR | TVA_Transmission | Internal | Summer | B2 | 25 | 900 | 0.35 | 119.24 | 117.52 | 7 | 0
2025 | VACAR_2_TVA_Transmission | VACAR | TVA_Transmission | Internal | Summer | B3 | 75 | 900 | 0.12 | 116.97 | 115.26 | 7 | 0
2025 | VACAR_2_TVA_Transmission | VACAR | TVA_Transmission | Internal | Summer | B4 | 100 | 900 | 0.09 | 111.05 | 109.34 | 7 | 0
2025 | VACAR_2_TVA_Transmission | VACAR | TVA_Transmission | Internal | Summer | B5 | 200 | 900 | 0.05 | 104.84 | 103.13 | 7 | 0
2025 | VACAR_2_TVA_Transmission | VACAR | TVA_Transmission | Internal | Summer | B6 | 300 | 900 | 0.03 | 90.97 | 89.1 | 7 | 0
2025 | VACAR_2_TVA_Transmission | VACAR | TVA_Transmission | Internal | Summer | B7 | 400 | 900 | 0.02 | 85.01 | 82.71 | 7 | 0
2025 | VACAR_2_TVA_Transmission | VACAR | TVA_Transmission | Internal | Summer | B8 | 500 | 900 | 0.02 | 79.87 | 77.26 | 7 | 0
2025 | VACAR_2_TVA_Transmission | VACAR | TVA_Transmission | Internal | Summer | B9 | 800 | 900 | 0.02 | 71.51 | 73.25 | 7 | 0
2025 | VACAR_2_TVA_Transmission | VACAR | TVA_Transmission | Internal | Summer | B10 | 1262 | 900 | 0.01 | 64.45 | 64.02 | 7 | 0
2025 | VACAR_2_TVA_Transmission | VACAR | TVA_Transmission | Internal | Winter | B16 | 25 | 900 | 0.34 | 90.2 | 88.37 | 7 | 0
2025 | VACAR_2_TVA_Transmission | VACAR | TVA_Transmission | Internal | Winter | B17 | 100 | 900 | 0.07 | 84.07 | 79.76 | 7 | 0
2025 | VACAR_2_TVA_Transmission | VACAR | TVA_Transmission | Internal | Winter | B18 | 400 | 900 | 0.02 | 82.35 | 78.55 | 7 | 0
2025 | VACAR_2_TVA_Transmission | VACAR | TVA_Transmission | Internal | Winter | B19 | 700 | 900 | 0.01 | 80.82 | 77.64 | 7 | 0
2025 | VACAR_2_TVA_Transmission | VACAR | TVA_Transmission | Internal | Winter | B20 | 935 | 900 | 0.01 | 70.32 | 70.27 | 7 | 0
2030 | ENT_2_MISO_MO-IL | ENT | MISO_MO-IL | Internal | Shoulder | B11 | 25 | 2260 | 0.25 | 94.24 | 86.21 | 8 | 0
2030 | ENT_2_MISO_MO-IL | ENT | MISO_MO-IL | Internal | Shoulder | B12 | 200 | 2260 | 0.04 | 84.41 | 79.01 | 8 | 0
2030 | ENT_2_MISO_MO-IL | ENT | MISO_MO-IL | Internal | Shoulder | B13 | 600 | 2260 | 0.01 | 84.39 | 77.05 | 8 | 0
2030 | ENT_2_MISO_MO-IL | ENT | MISO_MO-IL | Internal | Shoulder | B14 | 900 | 2260 | 0 | 79.41 | 75.98 | 8 | 0
2030 | ENT_2_MISO_MO-IL | ENT | MISO_MO-IL | Internal | Shoulder | B15 | 1203 | 2260 | 0.01 | 71.99 | 71.99 | 8 | 0
2030 | ENT_2_MISO_MO-IL | ENT | MISO_MO-IL | Internal | Summer | B1 | 10 | 2260 | 1.18 | 134.56 | 134.57 | 8 | 0
2030 | ENT_2_MISO_MO-IL | ENT | MISO_MO-IL | Internal | Summer | B2 | 25 | 2260 | 0.41 | 141.46 | 140.88 | 8 | 0
2030 | ENT_2_MISO_MO-IL | ENT | MISO_MO-IL | Internal | Summer | B3 | 75 | 2260 | 0.12 | 141.43 | 138.41 | 8 | 0
2030 | ENT_2_MISO_MO-IL | ENT | MISO_MO-IL | Internal | Summer | B4 | 100 | 2260 | 0.06 | 141.43 | 133.43 | 8 | 0
2030 | ENT_2_MISO_MO-IL | ENT | MISO_MO-IL | Internal | Summer | B5 | 200 | 2260 | 0.03 | 128.56 | 120.56 | 8 | 0
2030 | ENT_2_MISO_MO-IL | ENT | MISO_MO-IL | Internal | Summer | B6 | 300 | 2260 | 0.04 | 96.72 | 95.98 | 8 | 0
2030 | ENT_2_MISO_MO-IL | ENT | MISO_MO-IL | Internal | Summer | B7 | 400 | 2260 | 0.03 | 92.57 | 90.92 | 8 | 0
2030 | ENT_2_MISO_MO-IL | ENT | MISO_MO-IL | Internal | Summer | B8 | 500 | 2260 | 0.01 | 91.89 | 83.89 | 8 | 0
2030 | ENT_2_MISO_MO-IL | ENT | MISO_MO-IL | Internal | Summer | B9 | 800 | 2260 | 0 | 88.79 | 80.79 | 8 | 0
2030 | ENT_2_MISO_MO-IL | ENT | MISO_MO-IL | Internal | Summer | B10 | 1262 | 2260 | 0 | 77.67 | 72.61 | 8 | 0
2030 | ENT_2_MISO_MO-IL | ENT | MISO_MO-IL | Internal | Winter | B16 | 25 | 2260 | 0.28 | 91.07 | 84.36 | 8 | 0
2030 | ENT_2_MISO_MO-IL | ENT | MISO_MO-IL | Internal | Winter | B17 | 100 | 2260 | 0.09 | 87.56 | 84.36 | 8 | 0
2030 | ENT_2_MISO_MO-IL | ENT | MISO_MO-IL | Internal | Winter | B18 | 400 | 2260 | 0.02 | 87.56 | 79.56 | 8 | 0
2030 | ENT_2_MISO_MO-IL | ENT | MISO_MO-IL | Internal | Winter | B19 | 700 | 2260 | 0.01 | 82.98 | 78.6 | 8 | 0
2030 | ENT_2_MISO_MO-IL | ENT | MISO_MO-IL | Internal | Winter | B20 | 935 | 2260 | 0.01 | 74.68 | 74.67 | 8 | 0
2030 | ENT_2_SOCO | ENT | SOCO | Internal | Shoulder | B11 | 25 | 2000 | 2508.88 | 94.24 | 102.24 | 8 | 0
2030 | ENT_2_SOCO | ENT | SOCO | Internal | Shoulder | B12 | 200 | 2000 | 76.8 | 84.41 | 92.4 | 8 | 0
2030 | ENT_2_SOCO | ENT | SOCO | Internal | Shoulder | B13 | 600 | 2000 | 2797.03 | 84.39 | 92.4 | 8 | 0
2030 | ENT_2_SOCO | ENT | SOCO | Internal | Shoulder | B14 | 900 | 2000 | 10726.03 | 79.41 | 87.41 | 8 | 0
2030 | ENT_2_SOCO | ENT | SOCO | Internal | Shoulder | B15 | 1203 | 2000 | 10660.23 | 71.99 | 79.99 | 8 | 0
2030 | ENT_2_SOCO | ENT | SOCO | Internal | Summer | B1 | 10 | 2000 | 13274.96 | 134.56 | 142.56 | 8 | 0.01
2030 | ENT_2_SOCO | ENT | SOCO | Internal | Summer | B2 | 25 | 2000 | 1708.28 | 141.46 | 149.46 | 8 | 0
2030 | ENT_2_SOCO | ENT | SOCO | Internal | Summer | B3 | 75 | 2000 | 1105.61 | 141.43 | 149.43 | 8 | 0
2030 | ENT_2_SOCO | ENT | SOCO | Internal | Summer | B4 | 100 | 2000 | 1928.68 | 141.43 | 149.43 | 8 | 0
2030 | ENT_2_SOCO | ENT | SOCO | Internal | Summer | B5 | 200 | 2000 | 3903.6 | 128.56 | 136.56 | 8 | 0
2030 | ENT_2_SOCO | ENT | SOCO | Internal | Summer | B6 | 300 | 2000 | 2263.95 | 96.72 | 104.72 | 8 | 0
2030 | ENT_2_SOCO | ENT | SOCO | Internal | Summer | B7 | 400 | 2000 | 2790.94 | 92.57 | 100.57 | 8 | 0
2030 | ENT_2_SOCO | ENT | SOCO | Internal | Summer | B8 | 500 | 2000 | 0.26 | 91.89 | 99.3 | 8 | 0
2030 | ENT_2_SOCO | ENT | SOCO | Internal | Summer | B9 | 800 | 2000 | 0.02 | 88.79 | 90.89 | 8 | 0
2030 | ENT_2_SOCO | ENT | SOCO | Internal | Summer | B10 | 1262 | 2000 | 5989.25 | 77.67 | 85.67 | 8 | 0
2030 | ENT_2_SOCO | ENT | SOCO | Internal | Winter | B16 | 25 | 2000 | 5190.88 | 91.07 | 99.07 | 8 | 0
2030 | ENT_2_SOCO | ENT | SOCO | Internal | Winter | B17 | 100 | 2000 | 4296.31 | 87.56 | 95.56 | 8 | 0
2030 | ENT_2_SOCO | ENT | SOCO | Internal | Winter | B18 | 400 | 2000 | 3540.56 | 87.56 | 95.56 | 8 | 0
2030 | ENT_2_SOCO | ENT | SOCO | Internal | Winter | B19 | 700 | 2000 | 5716.59 | 82.98 | 90.98 | 8 | 0
2030 | ENT_2_SOCO | ENT | SOCO | Internal | Winter | B20 | 935 | 2000 | 8443.83 | 74.68 | 82.68 | 8 | 0
2030 | ENT_2_SPP_N | ENT | SPP_N | Internal | Shoulder | B11 | 25 | 1300 | 0.11 | 94.24 | 64.47 | 8 | 0
2030 | ENT_2_SPP_N | ENT | SPP_N | Internal | Shoulder | B12 | 200 | 1300 | 0.01 | 84.41 | 51.48 | 8 | 0
2030 | ENT_2_SPP_N | ENT | SPP_N | Internal | Shoulder | B13 | 600 | 1300 | 0 | 84.39 | 51.46 | 8 | 0
2030 | ENT_2_SPP_N | ENT | SPP_N | Internal | Shoulder | B14 | 900 | 1300 | 0 | 79.41 | 46.47 | 8 | 0
2030 | ENT_2_SPP_N | ENT | SPP_N | Internal | Shoulder | B15 | 1203 | 1300 | 0 | 71.99 | 39.06 | 8 | 0
2030 | ENT_2_SPP_N | ENT | SPP_N | Internal | Summer | B1 | 10 | 1300 | 0.24 | 134.56 | 101.63 | 8 | 0
2030 | ENT_2_SPP_N | ENT | SPP_N | Internal | Summer | B2 | 25 | 1300 | 0.1 | 141.46 | 108.53 | 8 | 0
2030 | ENT_2_SPP_N | ENT | SPP_N | Internal | Summer | B3 | 75 | 1300 | 0.07 | 141.43 | 131.82 | 8 | 0
2030 | ENT_2_SPP_N | ENT | SPP_N | Internal | Summer | B4 | 100 | 1300 | 0.05 | 141.43 | 128.43 | 8 | 0
2030 | ENT_2_SPP_N | ENT | SPP_N | Internal | Summer | B5 | 200 | 1300 | 0.02 | 128.56 | 113.66 | 8 | 0
2030 | ENT_2_SPP_N | ENT | SPP_N | Internal | Summer | B6 | 300 | 1300 | 0.02 | 96.72 | 90.98 | 8 | 0
2030 | ENT_2_SPP_N | ENT | SPP_N | Internal | Summer | B7 | 400 | 1300 | 0.02 | 92.57 | 85.92 | 8 | 0
2030 | ENT_2_SPP_N | ENT | SPP_N | Internal | Summer | B8 | 500 | 1300 | 0 | 91.89 | 72.93 | 8 | 0
2030 | ENT_2_SPP_N | ENT | SPP_N | Internal | Summer | B9 | 800 | 1300 | 0 | 88.79 | 57.6 | 8 | 0
2030 | ENT_2_SPP_N | ENT | SPP_N | Internal | Summer | B10 | 1262 | 1300 | 0 | 77.67 | 44.74 | 8 | 0
2030 | ENT_2_SPP_N | ENT | SPP_N | Internal | Winter | B16 | 25 | 1300 | 0.1 | 91.07 | 58.13 | 8 | 0
2030 | ENT_2_SPP_N | ENT | SPP_N | Internal | Winter | B17 | 100 | 1300 | 0.03 | 87.56 | 54.63 | 8 | 0
2030 | ENT_2_SPP_N | ENT | SPP_N | Internal | Winter | B18 | 400 | 1300 | 0 | 87.56 | 54.63 | 8 | 0
2030 | ENT_2_SPP_N | ENT | SPP_N | Internal | Winter | B19 | 700 | 1300 | 0 | 82.98 | 50.04 | 8 | 0
2030 | ENT_2_SPP_N | ENT | SPP_N | Internal | Winter | B20 | 935 | 1300 | 0 | 74.68 | 41.75 | 8 | 0
2030 | ENT_2_SPP_S | ENT | SPP_S | Internal | Shoulder | B11 | 25 | 1300 | 0.11 | 94.24 | 67.16 | 8 | 0
2030 | ENT_2_SPP_S | ENT | SPP_S | Internal | Shoulder | B12 | 200 | 1300 | 0.01 | 84.41 | 51.49 | 8 | 0
2030 | ENT_2_SPP_S | ENT | SPP_S | Internal | Shoulder | B13 | 600 | 1300 | 0 | 84.39 | 51.47 | 8 | 0
2030 | ENT_2_SPP_S | ENT | SPP_S | Internal | Shoulder | B14 | 900 | 1300 | 0 | 79.41 | 41.32 | 8 | 0
2030 | ENT_2_SPP_S | ENT | SPP_S | Internal | Shoulder | B15 | 1203 | 1300 | 0 | 71.99 | 33.91 | 8 | 0
2030 | ENT_2_SPP_S | ENT | SPP_S | Internal | Summer | B1 | 10 | 1300 | 0.22 | 134.56 | 96.48 | 8 | 0
2030 | ENT_2_SPP_S | ENT | SPP_S | Internal | Summer | B2 | 25 | 1300 | 0.1 | 141.46 | 111.21 | 8 | 0
2030 | ENT_2_SPP_S | ENT | SPP_S | Internal | Summer | B3 | 75 | 1300 | 0.07 | 141.43 | 131.83 | 8 | 0
2030 | ENT_2_SPP_S | ENT | SPP_S | Internal | Summer | B4 | 100 | 1300 | 0.05 | 141.43 | 128.97 | 8 | 0
2030 | ENT_2_SPP_S | ENT | SPP_S | Internal | Summer | B5 | 200 | 1300 | 0.02 | 128.56 | 113.67 | 8 | 0
2030 | ENT_2_SPP_S | ENT | SPP_S | Internal | Summer | B6 | 300 | 1300 | 0.03 | 96.72 | 92.86 | 8 | 0
2030 | ENT_2_SPP_S | ENT | SPP_S | Internal | Summer | B7 | 400 | 1300 | 0.02 | 92.57 | 88.61 | 8 | 0
2030 | ENT_2_SPP_S | ENT | SPP_S | Internal | Summer | B8 | 500 | 1300 | 0 | 91.89 | 75.62 | 8 | 0
2030 | ENT_2_SPP_S | ENT | SPP_S | Internal | Summer | B9 | 800 | 1300 | 0 | 88.79 | 60.29 | 8 | 0
2030 | ENT_2_SPP_S | ENT | SPP_S | Internal | Summer | B10 | 1262 | 1300 | 0 | 77.67 | 47.42 | 8 | 0
2030 | ENT_2_SPP_S | ENT | SPP_S | Internal | Winter | B16 | 25 | 1300 | 0.1 | 91.07 | 58.15 | 8 | 0
2030 | ENT_2_SPP_S | ENT | SPP_S | Internal | Winter | B17 | 100 | 1300 | 0.03 | 87.56 | 54.64 | 8 | 0
2030 | ENT_2_SPP_S | ENT | SPP_S | Internal | Winter | B18 | 400 | 1300 | 0 | 87.56 | 54.64 | 8 | 0
2030 | ENT_2_SPP_S | ENT | SPP_S | Internal | Winter | B19 | 700 | 1300 | 0 | 82.98 | 50.06 | 8 | 0
2030 | ENT_2_SPP_S | ENT | SPP_S | Internal | Winter | B20 | 935 | 1300 | 0 | 74.68 | 41.73 | 8 | 0
2030 | ENT_2_TVA_Transmission | ENT | TVA_Transmission | Internal | Shoulder | B11 | 25 | 2100 | 0.51 | 94.24 | 94.21 | 8 | 0
2030 | ENT_2_TVA_Transmission | ENT | TVA_Transmission | Internal | Shoulder | B12 | 200 | 2100 | 0.08 | 84.41 | 87.01 | 8 | 0
2030 | ENT_2_TVA_Transmission | ENT | TVA_Transmission | Internal | Shoulder | B13 | 600 | 2100 | 0.03 | 84.39 | 85.05 | 8 | 0
2030 | ENT_2_TVA_Transmission | ENT | TVA_Transmission | Internal | Shoulder | B14 | 900 | 2100 | 0.03 | 79.41 | 83.98 | 8 | 0
2030 | ENT_2_TVA_Transmission | ENT | TVA_Transmission | Internal | Shoulder | B15 | 1203 | 2100 | 1595.8 | 71.99 | 79.99 | 8 | 0
2030 | ENT_2_TVA_Transmission | ENT | TVA_Transmission | Internal | Summer | B1 | 10 | 2100 | 3755.67 | 134.56 | 142.56 | 8 | 0
2030 | ENT_2_TVA_Transmission | ENT | TVA_Transmission | Internal | Summer | B2 | 25 | 2100 | 3.96 | 141.46 | 148.88 | 8 | 0
2030 | ENT_2_TVA_Transmission | ENT | TVA_Transmission | Internal | Summer | B3 | 75 | 2100 | 0.38 | 141.43 | 146.41 | 8 | 0
2030 | ENT_2_TVA_Transmission | ENT | TVA_Transmission | Internal | Summer | B4 | 100 | 2100 | 0.13 | 141.43 | 140.99 | 8 | 0
2030 | ENT_2_TVA_Transmission | ENT | TVA_Transmission | Internal | Summer | B5 | 200 | 2100 | 0.07 | 128.56 | 128.31 | 8 | 0
2030 | ENT_2_TVA_Transmission | ENT | TVA_Transmission | Internal | Summer | B6 | 300 | 2100 | 0.11 | 96.72 | 101.48 | 8 | 0
2030 | ENT_2_TVA_Transmission | ENT | TVA_Transmission | Internal | Summer | B7 | 400 | 2100 | 0.07 | 92.57 | 96.97 | 8 | 0
2030 | ENT_2_TVA_Transmission | ENT | TVA_Transmission | Internal | Summer | B8 | 500 | 2100 | 0.03 | 91.89 | 91.52 | 8 | 0
2030 | ENT_2_TVA_Transmission | ENT | TVA_Transmission | Internal | Summer | B9 | 800 | 2100 | 0.02 | 88.79 | 88.79 | 8 | 0
2030 | ENT_2_TVA_Transmission | ENT | TVA_Transmission | Internal | Summer | B10 | 1262 | 2100 | 0.01 | 77.67 | 79.14 | 8 | 0
2030 | ENT_2_TVA_Transmission | ENT | TVA_Transmission | Internal | Winter | B16 | 25 | 2100 | 0.97 | 91.07 | 94.81 | 8 | 0
2030 | ENT_2_TVA_Transmission | ENT | TVA_Transmission | Internal | Winter | B17 | 100 | 2100 | 0.3 | 87.56 | 92.36 | 8 | 0
2030 | ENT_2_TVA_Transmission | ENT | TVA_Transmission | Internal | Winter | B18 | 400 | 2100 | 0.04 | 87.56 | 87.56 | 8 | 0
2030 | ENT_2_TVA_Transmission | ENT | TVA_Transmission | Internal | Winter | B19 | 700 | 2100 | 0.03 | 82.98 | 86.6 | 8 | 0
2030 | ENT_2_TVA_Transmission | ENT | TVA_Transmission | Internal | Winter | B20 | 935 | 2100 | 7.09 | 74.68 | 82.67 | 8 | 0
2030 | FRCC_2_SOCO | FRCC | SOCO | Internal | Shoulder | B11 | 25 | 900 | 0.73 | 97.72 | 102.24 | 8 | 0
2030 | FRCC_2_SOCO | FRCC | SOCO | Internal | Shoulder | B12 | 200 | 900 | 0.04 | 97.63 | 92.4 | 8 | 0
2030 | FRCC_2_SOCO | FRCC | SOCO | Internal | Shoulder | B13 | 600 | 900 | 0.01 | 97.63 | 92.4 | 8 | 0
2030 | FRCC_2_SOCO | FRCC | SOCO | Internal | Shoulder | B14 | 900 | 900 | 0 | 97.41 | 87.41 | 8 | 0
2030 | FRCC_2_SOCO | FRCC | SOCO | Internal | Shoulder | B15 | 1203 | 900 | 0 | 84.45 | 79.99 | 8 | 0
2030 | FRCC_2_SOCO | FRCC | SOCO | Internal | Summer | B1 | 10 | 900 | 0.55 | 152.56 | 142.56 | 8 | 0.01
2030 | FRCC_2_SOCO | FRCC | SOCO | Internal | Summer | B2 | 25 | 900 | 0.29 | 155.9 | 149.46 | 8 | 0
2030 | FRCC_2_SOCO | FRCC | SOCO | Internal | Summer | B3 | 75 | 900 | 0.13 | 151.61 | 149.43 | 8 | 0
2030 | FRCC_2_SOCO | FRCC | SOCO | Internal | Summer | B4 | 100 | 900 | 0.09 | 151.6 | 149.43 | 8 | 0
2030 | FRCC_2_SOCO | FRCC | SOCO | Internal | Summer | B5 | 200 | 900 | 211.35 | 128.56 | 136.56 | 8 | 0
2030 | FRCC_2_SOCO | FRCC | SOCO | Internal | Summer | B6 | 300 | 900 | 1218.94 | 96.72 | 104.72 | 8 | 0
2030 | FRCC_2_SOCO | FRCC | SOCO | Internal | Summer | B7 | 400 | 900 | 0.06 | 96.72 | 100.57 | 8 | 0
2030 | FRCC_2_SOCO | FRCC | SOCO | Internal | Summer | B8 | 500 | 900 | 0.03 | 96.72 | 99.3 | 8 | 0
2030 | FRCC_2_SOCO | FRCC | SOCO | Internal | Summer | B9 | 800 | 900 | 0 | 96.72 | 90.89 | 8 | 0
2030 | FRCC_2_SOCO | FRCC | SOCO | Internal | Summer | B10 | 1262 | 900 | 0.01 | 83.67 | 85.67 | 8 | 0
2030 | FRCC_2_SOCO | FRCC | SOCO | Internal | Winter | B16 | 25 | 900 | 0.4 | 100.29 | 99.07 | 8 | 0
2030 | FRCC_2_SOCO | FRCC | SOCO | Internal | Winter | B17 | 100 | 900 | 0.08 | 100.29 | 95.56 | 8 | 0
2030 | FRCC_2_SOCO | FRCC | SOCO | Internal | Winter | B18 | 400 | 900 | 0.02 | 100.29 | 95.56 | 8 | 0
2030 | FRCC_2_SOCO | FRCC | SOCO | Internal | Winter | B19 | 700 | 900 | 0.01 | 93.3 | 90.98 | 8 | 0
2030 | FRCC_2_SOCO | FRCC | SOCO | Internal | Winter | B20 | 935 | 900 | 0 | 86.71 | 82.68 | 8 | 0
2030 | HQ_NEISO_2_NEISO | HQ_NEISO | NEISO | Internal | Shoulder | B11 | 25 | 99999 | 2919.99 | 78.6 | 78.61 | 0.01 | 0
2030 | HQ_NEISO_2_NEISO | HQ_NEISO | NEISO | Internal | Shoulder | B12 | 200 | 99999 | 2920.03 | 81.92 | 81.93 | 0.01 | 0
2030 | HQ_NEISO_2_NEISO | HQ_NEISO | NEISO | Internal | Shoulder | B13 | 600 | 99999 | 2920.02 | 78.58 | 78.6 | 0.01 | 0
2030 | HQ_NEISO_2_NEISO | HQ_NEISO | NEISO | Internal | Shoulder | B14 | 900 | 99999 | 2920.02 | 78.58 | 78.6 | 0.01 | 0
2030 | HQ_NEISO_2_NEISO | HQ_NEISO | NEISO | Internal | Shoulder | B15 | 1203 | 99999 | 1143.25 | 78.58 | 78.6 | 0.01 | 0
2030 | HQ_NEISO_2_NEISO | HQ_NEISO | NEISO | Internal | Summer | B1 | 10 | 99999 | 2920.04 | 127.78 | 127.79 | 0.01 | 0
2030 | HQ_NEISO_2_NEISO | HQ_NEISO | NEISO | Internal | Summer | B2 | 25 | 99999 | 2920 | 126.09 | 126.1 | 0.01 | 0
2030 | HQ_NEISO_2_NEISO | HQ_NEISO | NEISO | Internal | Summer | B3 | 75 | 99999 | 2920.1 | 123.57 | 123.58 | 0.01 | 0
2030 | HQ_NEISO_2_NEISO | HQ_NEISO | NEISO | Internal | Summer | B4 | 100 | 99999 | 2920.1 | 118.14 | 118.16 | 0.01 | 0
2030 | HQ_NEISO_2_NEISO | HQ_NEISO | NEISO | Internal | Summer | B5 | 200 | 99999 | 2920.1 | 107.53 | 107.55 | 0.01 | 0
2030 | HQ_NEISO_2_NEISO | HQ_NEISO | NEISO | Internal | Summer | B6 | 300 | 99999 | 2920.03 | 84.86 | 84.88 | 0.01 | 0
2030 | HQ_NEISO_2_NEISO | HQ_NEISO | NEISO | Internal | Summer | B7 | 400 | 99999 | 2920.03 | 80.9 | 80.91 | 0.01 | 0
2030 | HQ_NEISO_2_NEISO | HQ_NEISO | NEISO | Internal | Summer | B8 | 500 | 99999 | 2920.03 | 80.9 | 80.91 | 0.01 | 0
2030 | HQ_NEISO_2_NEISO | HQ_NEISO | NEISO | Internal | Summer | B9 | 800 | 99999 | 2920.02 | 80.83 | 80.84 | 0.01 | 0
2030 | HQ_NEISO_2_NEISO | HQ_NEISO | NEISO | Internal | Summer | B10 | 1262 | 99999 | 795.95 | 80.83 | 80.84 | 0.01 | 0
2030 | HQ_NEISO_2_NEISO | HQ_NEISO | NEISO | Internal | Winter | B16 | 25 | 99999 | 2919.99 | 90.33 | 90.34 | 0.01 | 0
2030 | HQ_NEISO_2_NEISO | HQ_NEISO | NEISO | Internal | Winter | B17 | 100 | 99999 | 2920.04 | 85.62 | 85.63 | 0.01 | 0
2030 | HQ_NEISO_2_NEISO | HQ_NEISO | NEISO | Internal | Winter | B18 | 400 | 99999 | 2920.03 | 82.11 | 82.12 | 0.01 | 0
2030 | HQ_NEISO_2_NEISO | HQ_NEISO | NEISO | Internal | Winter | B19 | 700 | 99999 | 2920.03 | 81.87 | 81.88 | 0.01 | 0
2030 | HQ_NEISO_2_NEISO | HQ_NEISO | NEISO | Internal | Winter | B20 | 935 | 99999 | 1233.61 | 81.87 | 81.88 | 0.01 | 0
2030 | HQ_NY_2_NYISO_A-F | HQ_NY | NYISO_A-F | Internal | Shoulder | B11 | 25 | 99999 | 1000 | 78.93 | 78.95 | 0.01 | 0
2030 | HQ_NY_2_NYISO_A-F | HQ_NY | NYISO_A-F | Internal | Shoulder | B12 | 200 | 99999 | 1000.04 | 78.93 | 78.94 | 0.01 | 0
2030 | HQ_NY_2_NYISO_A-F | HQ_NY | NYISO_A-F | Internal | Shoulder | B13 | 600 | 99999 | 1000.04 | 77.74 | 77.75 | 0.01 | 0
2030 | HQ_NY_2_NYISO_A-F | HQ_NY | NYISO_A-F | Internal | Shoulder | B14 | 900 | 99999 | 1000.04 | 76.08 | 76.09 | 0.01 | 0
2030 | HQ_NY_2_NYISO_A-F | HQ_NY | NYISO_A-F | Internal | Shoulder | B15 | 1203 | 99999 | 188.72 | 75.59 | 75.6 | 0.01 | 0
2030 | HQ_NY_2_NYISO_A-F | HQ_NY | NYISO_A-F | Internal | Summer | B1 | 10 | 99999 | 1000.05 | 125.12 | 125.13 | 0.01 | 0
2030 | HQ_NY_2_NYISO_A-F | HQ_NY | NYISO_A-F | Internal | Summer | B2 | 25 | 99999 | 1000.02 | 127.61 | 127.62 | 0.01 | 0
2030 | HQ_NY_2_NYISO_A-F | HQ_NY | NYISO_A-F | Internal | Summer | B3 | 75 | 99999 | 1000.11 | 125.1 | 125.11 | 0.01 | 0
2030 | HQ_NY_2_NYISO_A-F | HQ_NY | NYISO_A-F | Internal | Summer | B4 | 100 | 99999 | 1000.12 | 119.63 | 119.65 | 0.01 | 0
2030 | HQ_NY_2_NYISO_A-F | HQ_NY | NYISO_A-F | Internal | Summer | B5 | 200 | 99999 | 1000.12 | 109.07 | 109.08 | 0.01 | 0
2030 | HQ_NY_2_NYISO_A-F | HQ_NY | NYISO_A-F | Internal | Summer | B6 | 300 | 99999 | 1000.05 | 86.4 | 86.41 | 0.01 | 0
2030 | HQ_NY_2_NYISO_A-F | HQ_NY | NYISO_A-F | Internal | Summer | B7 | 400 | 99999 | 1000.04 | 83.94 | 83.95 | 0.01 | 0
2030 | HQ_NY_2_NYISO_A-F | HQ_NY | NYISO_A-F | Internal | Summer | B8 | 500 | 99999 | 1000.04 | 80.37 | 80.39 | 0.01 | 0
2030 | HQ_NY_2_NYISO_A-F | HQ_NY | NYISO_A-F | Internal | Summer | B9 | 800 | 99999 | 1000.04 | 80.37 | 80.38 | 0.01 | 0
2030 | HQ_NY_2_NYISO_A-F | HQ_NY | NYISO_A-F | Internal | Summer | B10 | 1262 | 99999 | 30.13 | 80.37 | 80.38 | 0.01 | 0
2030 | HQ_NY_2_NYISO_A-F | HQ_NY | NYISO_A-F | Internal | Winter | B16 | 25 | 99999 | 1000 | 87.33 | 87.35 | 0.01 | 0
2030 | HQ_NY_2_NYISO_A-F | HQ_NY | NYISO_A-F | Internal | Winter | B17 | 100 | 99999 | 1000.05 | 85.04 | 85.05 | 0.01 | 0
2030 | HQ_NY_2_NYISO_A-F | HQ_NY | NYISO_A-F | Internal | Winter | B18 | 400 | 99999 | 1000.04 | 80.04 | 80.05 | 0.01 | 0
2030 | HQ_NY_2_NYISO_A-F | HQ_NY | NYISO_A-F | Internal | Winter | B19 | 700 | 99999 | 1000.04 | 77.86 | 77.87 | 0.01 | 0
2030 | HQ_NY_2_NYISO_A-F | HQ_NY | NYISO_A-F | Internal | Winter | B20 | 935 | 99999 | 229.98 | 77.86 | 77.87 | 0.01 | 0
2030 | HQ_IESO_2_IESO | HQ_IESO | IESO | Internal | Shoulder | B11 | 25 | 99999 | 399.98 | 58.39 | 58.4 | 0.01 | 0
2030 | HQ_IESO_2_IESO | HQ_IESO | IESO | Internal | Shoulder | B12 | 200 | 99999 | 400.02 | 58.39 | 58.4 | 0.01 | 0
2030 | HQ_IESO_2_IESO | HQ_IESO | IESO | Internal | Shoulder | B13 | 600 | 99999 | 400.02 | 58.39 | 58.4 | 0.01 | 0
2030 | HQ_IESO_2_IESO | HQ_IESO | IESO | Internal | Shoulder | B14 | 900 | 99999 | 400.02 | 58.39 | 58.4 | 0.01 | 0
2030 | HQ_IESO_2_IESO | HQ_IESO | IESO | Internal | Shoulder | B15 | 1203 | 99999 | 75.48 | 58.39 | 58.4 | 0.01 | 0
2030 | HQ_IESO_2_IESO | HQ_IESO | IESO | Internal | Summer | B1 | 10 | 99999 | 400.03 | 124.64 | 124.66 | 0.01 | 0
2030 | HQ_IESO_2_IESO | HQ_IESO | IESO | Internal | Summer | B2 | 25 | 99999 | 400 | 120.61 | 120.63 | 0.01 | 0
2030 | HQ_IESO_2_IESO | HQ_IESO | IESO | Internal | Summer | B3 | 75 | 99999 | 400.09 | 118.1 | 118.11 | 0.01 | 0
2030 | HQ_IESO_2_IESO | HQ_IESO | IESO | Internal | Summer | B4 | 100 | 99999 | 400.09 | 112.63 | 112.64 | 0.01 | 0
2030 | HQ_IESO_2_IESO | HQ_IESO | IESO | Internal | Summer | B5 | 200 | 99999 | 400.05 | 89.86 | 89.87 | 0.01 | 0
2030 | HQ_IESO_2_IESO | HQ_IESO | IESO | Internal | Summer | B6 | 300 | 99999 | 400.02 | 61.44 | 61.45 | 0.01 | 0
2030 | HQ_IESO_2_IESO | HQ_IESO | IESO | Internal | Summer | B7 | 400 | 99999 | 400.02 | 56.37 | 56.38 | 0.01 | 0
2030 | HQ_IESO_2_IESO | HQ_IESO | IESO | Internal | Summer | B8 | 500 | 99999 | 400.02 | 51.16 | 51.17 | 0.01 | 0
2030 | HQ_IESO_2_IESO | HQ_IESO | IESO | Internal | Summer | B9 | 800 | 99999 | 400.02 | 51.16 | 51.17 | 0.01 | 0
2030 | HQ_IESO_2_IESO | HQ_IESO | IESO | Internal | Summer | B10 | 1262 | 99999 | 12.05 | 51.16 | 51.17 | 0.01 | 0
2030 | HQ_IESO_2_IESO | HQ_IESO | IESO | Internal | Winter | B16 | 25 | 99999 | 399.99 | 65.11 | 65.12 | 0.01 | 0
2030 | HQ_IESO_2_IESO | HQ_IESO | IESO | Internal | Winter | B17 | 100 | 99999 | 400.02 | 65.1 | 65.12 | 0.01 | 0
2030 | HQ_IESO_2_IESO | HQ_IESO | IESO | Internal | Winter | B18 | 400 | 99999 | 400.02 | 65.1 | 65.12 | 0.01 | 0
2030 | HQ_IESO_2_IESO | HQ_IESO | IESO | Internal | Winter | B19 | 700 | 99999 | 400.02 | 65.1 | 65.12 | 0.01 | 0
2030 | HQ_IESO_2_IESO | HQ_IESO | IESO | Internal | Winter | B20 | 935 | 99999 | 92 | 65.1 | 65.12 | 0.01 | 0
2030 | IESO_2_MAPP_CA | IESO | MAPP_CA | Internal | Shoulder | B11 | 25 | 262 | 0.22 | 58.4 | 55.77 | 7 | 0.01
2030 | IESO_2_MAPP_CA | IESO | MAPP_CA | Internal | Shoulder | B12 | 200 | 262 | 0.03 | 58.4 | 53.21 | 7 | 0
2030 | IESO_2_MAPP_CA | IESO | MAPP_CA | Internal | Shoulder | B13 | 600 | 262 | 0 | 58.4 | 53.21 | 7 | 0
2030 | IESO_2_MAPP_CA | IESO | MAPP_CA | Internal | Shoulder | B14 | 900 | 262 | 0 | 58.4 | 53.21 | 7 | 0
2030 | IESO_2_MAPP_CA | IESO | MAPP_CA | Internal | Shoulder | B15 | 1203 | 262 | 0 | 58.4 | 53.21 | 7 | 0
2030 | IESO_2_MAPP_CA | IESO | MAPP_CA | Internal | Summer | B1 | 10 | 262 | 0.26 | 124.66 | 104.11 | 7 | 0.02
2030 | IESO_2_MAPP_CA | IESO | MAPP_CA | Internal | Summer | B2 | 25 | 262 | 0.12 | 120.63 | 106.53 | 7 | 0.01
2030 | IESO_2_MAPP_CA | IESO | MAPP_CA | Internal | Summer | B3 | 75 | 262 | 0.25 | 118.11 | 123.12 | 7 | 0
2030 | IESO_2_MAPP_CA | IESO | MAPP_CA | Internal | Summer | B4 | 100 | 262 | 0.11 | 112.64 | 115.11 | 7 | 0
2030 | IESO_2_MAPP_CA | IESO | MAPP_CA | Internal | Summer | B5 | 200 | 262 | 261.96 | 89.87 | 102.25 | 7 | 5.38
2030 | IESO_2_MAPP_CA | IESO | MAPP_CA | Internal | Summer | B6 | 300 | 262 | 261.99 | 61.45 | 80.7 | 7 | 12.25
2030 | IESO_2_MAPP_CA | IESO | MAPP_CA | Internal | Summer | B7 | 400 | 262 | 261.94 | 56.38 | 65.23 | 7 | 1.85
2030 | IESO_2_MAPP_CA | IESO | MAPP_CA | Internal | Summer | B8 | 500 | 262 | 0.02 | 51.17 | 53.92 | 7 | 0
2030 | IESO_2_MAPP_CA | IESO | MAPP_CA | Internal | Summer | B9 | 800 | 262 | 0.01 | 51.17 | 51.72 | 7 | 0
2030 | IESO_2_MAPP_CA | IESO | MAPP_CA | Internal | Summer | B10 | 1262 | 262 | 0 | 51.17 | 51.72 | 7 | 0
2030 | IESO_2_MAPP_CA | IESO | MAPP_CA | Internal | Winter | B16 | 25 | 262 | 0.16 | 65.12 | 57.12 | 7 | 0.01
2030 | IESO_2_MAPP_CA | IESO | MAPP_CA | Internal | Winter | B17 | 100 | 262 | 0.04 | 65.12 | 57.12 | 7 | 0
2030 | IESO_2_MAPP_CA | IESO | MAPP_CA | Internal | Winter | B18 | 400 | 262 | 0.01 | 65.12 | 57.12 | 7 | 0
2030 | IESO_2_MAPP_CA | IESO | MAPP_CA | Internal | Winter | B19 | 700 | 262 | 0 | 65.12 | 57.12 | 7 | 0
2030 | IESO_2_MAPP_CA | IESO | MAPP_CA | Internal | Winter | B20 | 935 | 262 | 0 | 65.12 | 57.12 | 7 | 0
2030 | IESO_2_MISO_MI | IESO | MISO_MI | Internal | Shoulder | B11 | 25 | 1840 | 1840.23 | 58.4 | 87.11 | 7 | 21.71
2030 | IESO_2_MISO_MI | IESO | MISO_MI | Internal | Shoulder | B12 | 200 | 1840 | 1840.01 | 58.4 | 80.83 | 7 | 15.43
2030 | IESO_2_MISO_MI | IESO | MISO_MI | Internal | Shoulder | B13 | 600 | 1840 | 1840 | 58.4 | 78.87 | 7 | 13.47
2030 | IESO_2_MISO_MI | IESO | MISO_MI | Internal | Shoulder | B14 | 900 | 1840 | 1840 | 58.4 | 77.3 | 7 | 11.9
2030 | IESO_2_MISO_MI | IESO | MISO_MI | Internal | Shoulder | B15 | 1203 | 1840 | 1840 | 58.4 | 73.88 | 7 | 8.48
2030 | IESO_2_MISO_MI | IESO | MISO_MI | Internal | Summer | B1 | 10 | 1840 | 1838.93 | 124.66 | 134.12 | 7 | 2.47
2030 | IESO_2_MISO_MI | IESO | MISO_MI | Internal | Summer | B2 | 25 | 1840 | 1839.95 | 120.63 | 139.29 | 7 | 11.66
2030 | IESO_2_MISO_MI | IESO | MISO_MI | Internal | Summer | B3 | 75 | 1840 | 1840 | 118.11 | 138.4 | 7 | 13.29
2030 | IESO_2_MISO_MI | IESO | MISO_MI | Internal | Summer | B4 | 100 | 1840 | 1840 | 112.64 | 130.4 | 7 | 10.75
2030 | IESO_2_MISO_MI | IESO | MISO_MI | Internal | Summer | B5 | 200 | 1840 | 1840.03 | 89.87 | 117.53 | 7 | 20.66
2030 | IESO_2_MISO_MI | IESO | MISO_MI | Internal | Summer | B6 | 300 | 1840 | 1862.3 | 61.45 | 95.98 | 7 | 27.53
2030 | IESO_2_MISO_MI | IESO | MISO_MI | Internal | Summer | B7 | 400 | 1840 | 2533.22 | 56.38 | 90.92 | 7 | 27.54
2030 | IESO_2_MISO_MI | IESO | MISO_MI | Internal | Summer | B8 | 500 | 1840 | 1971.97 | 51.17 | 85.71 | 7 | 27.54
2030 | IESO_2_MISO_MI | IESO | MISO_MI | Internal | Summer | B9 | 800 | 1840 | 1840.02 | 51.17 | 78.42 | 7 | 20.25
2030 | IESO_2_MISO_MI | IESO | MISO_MI | Internal | Summer | B10 | 1262 | 1840 | 1840 | 51.17 | 74.77 | 7 | 16.6
2030 | IESO_2_MISO_MI | IESO | MISO_MI | Internal | Winter | B16 | 25 | 1840 | 1840.02 | 65.12 | 86.18 | 7 | 14.06
2030 | IESO_2_MISO_MI | IESO | MISO_MI | Internal | Winter | B17 | 100 | 1840 | 1840 | 65.12 | 86.18 | 7 | 14.06
2030 | IESO_2_MISO_MI | IESO | MISO_MI | Internal | Winter | B18 | 400 | 1840 | 1840 | 65.12 | 81.38 | 7 | 9.27
2030 | IESO_2_MISO_MI | IESO | MISO_MI | Internal | Winter | B19 | 700 | 1840 | 1840 | 65.12 | 79.97 | 7 | 7.86
2030 | IESO_2_MISO_MI | IESO | MISO_MI | Internal | Winter | B20 | 935 | 1840 | 1839.99 | 65.12 | 76.51 | 7 | 4.4
2030 | IESO_2_MISO_W | IESO | MISO_W | Internal | Shoulder | B11 | 25 | 140 | 139.71 | 58.4 | 69.46 | 7 | 4.07
2030 | IESO_2_MISO_W | IESO | MISO_W | Internal | Shoulder | B12 | 200 | 140 | 0.11 | 58.4 | 63.18 | 7 | 0
2030 | IESO_2_MISO_W | IESO | MISO_W | Internal | Shoulder | B13 | 600 | 140 | 0.02 | 58.4 | 61.22 | 7 | 0
2030 | IESO_2_MISO_W | IESO | MISO_W | Internal | Shoulder | B14 | 900 | 140 | 0.01 | 58.4 | 60 | 7 | 0
2030 | IESO_2_MISO_W | IESO | MISO_W | Internal | Shoulder | B15 | 1203 | 140 | 0 | 58.4 | 53.23 | 7 | 0
2030 | IESO_2_MISO_W | IESO | MISO_W | Internal | Summer | B1 | 10 | 140 | 0.42 | 124.66 | 117.79 | 7 | 0.04
2030 | IESO_2_MISO_W | IESO | MISO_W | Internal | Summer | B2 | 25 | 140 | 0.26 | 120.63 | 120.22 | 7 | 0.02
2030 | IESO_2_MISO_W | IESO | MISO_W | Internal | Summer | B3 | 75 | 140 | 139.99 | 118.11 | 136.81 | 7 | 11.7
2030 | IESO_2_MISO_W | IESO | MISO_W | Internal | Summer | B4 | 100 | 140 | 139.98 | 112.64 | 128.8 | 7 | 9.16
2030 | IESO_2_MISO_W | IESO | MISO_W | Internal | Summer | B5 | 200 | 140 | 140.01 | 89.87 | 115.94 | 7 | 19.07
2030 | IESO_2_MISO_W | IESO | MISO_W | Internal | Summer | B6 | 300 | 140 | 140.05 | 61.45 | 94.39 | 7 | 25.94
2030 | IESO_2_MISO_W | IESO | MISO_W | Internal | Summer | B7 | 400 | 140 | 140 | 56.38 | 78.92 | 7 | 15.54
2030 | IESO_2_MISO_W | IESO | MISO_W | Internal | Summer | B8 | 500 | 140 | 140 | 51.17 | 67.61 | 7 | 9.44
2030 | IESO_2_MISO_W | IESO | MISO_W | Internal | Summer | B9 | 800 | 140 | 139.99 | 51.17 | 62.59 | 7 | 4.42
2030 | IESO_2_MISO_W | IESO | MISO_W | Internal | Summer | B10 | 1262 | 140 | 0 | 51.17 | 51.73 | 7 | 0
2030 | IESO_2_MISO_W | IESO | MISO_W | Internal | Winter | B16 | 25 | 140 | 0.47 | 65.12 | 68.53 | 7 | 0.02
2030 | IESO_2_MISO_W | IESO | MISO_W | Internal | Winter | B17 | 100 | 140 | 0.13 | 65.12 | 68.53 | 7 | 0
2030 | IESO_2_MISO_W | IESO | MISO_W | Internal | Winter | B18 | 400 | 140 | 0.02 | 65.12 | 63.73 | 7 | 0
2030 | IESO_2_MISO_W | IESO | MISO_W | Internal | Winter | B19 | 700 | 140 | 0.01 | 65.12 | 62.79 | 7 | 0
2030 | IESO_2_MISO_W | IESO | MISO_W | Internal | Winter | B20 | 935 | 140 | 0 | 65.12 | 57.13 | 7 | 0
2030 | IESO_2_NYISO_A-F | IESO | NYISO_A-F | Internal | Shoulder | B11 | 25 | 1725 | 1725.06 | 58.4 | 78.95 | 7 | 13.55
2030 | IESO_2_NYISO_A-F | IESO | NYISO_A-F | Internal | Shoulder | B12 | 200 | 1725 | 1725 | 58.4 | 78.94 | 7 | 13.55
2030 | IESO_2_NYISO_A-F | IESO | NYISO_A-F | Internal | Shoulder | B13 | 600 | 1725 | 1725 | 58.4 | 77.75 | 7 | 12.35
2030 | IESO_2_NYISO_A-F | IESO | NYISO_A-F | Internal | Shoulder | B14 | 900 | 1725 | 1725 | 58.4 | 76.09 | 7 | 10.69
2030 | IESO_2_NYISO_A-F | IESO | NYISO_A-F | Internal | Shoulder | B15 | 1203 | 1725 | 1725 | 58.4 | 75.6 | 7 | 10.2
2030 | IESO_2_NYISO_A-F | IESO | NYISO_A-F | Internal | Summer | B1 | 10 | 1725 | 1.19 | 124.66 | 125.13 | 7 | 0
2030 | IESO_2_NYISO_A-F | IESO | NYISO_A-F | Internal | Summer | B2 | 25 | 1725 | 243.41 | 120.63 | 127.62 | 7 | 0
2030 | IESO_2_NYISO_A-F | IESO | NYISO_A-F | Internal | Summer | B3 | 75 | 1725 | 679.38 | 118.11 | 125.11 | 7 | 0
2030 | IESO_2_NYISO_A-F | IESO | NYISO_A-F | Internal | Summer | B4 | 100 | 1725 | 1468.35 | 112.64 | 119.65 | 7 | 0
2030 | IESO_2_NYISO_A-F | IESO | NYISO_A-F | Internal | Summer | B5 | 200 | 1725 | 1725 | 89.87 | 109.08 | 7 | 12.21
2030 | IESO_2_NYISO_A-F | IESO | NYISO_A-F | Internal | Summer | B6 | 300 | 1725 | 1725.02 | 61.45 | 86.41 | 7 | 17.96
2030 | IESO_2_NYISO_A-F | IESO | NYISO_A-F | Internal | Summer | B7 | 400 | 1725 | 1725.03 | 56.38 | 83.95 | 7 | 20.57
2030 | IESO_2_NYISO_A-F | IESO | NYISO_A-F | Internal | Summer | B8 | 500 | 1725 | 1725.03 | 51.17 | 80.39 | 7 | 22.22
2030 | IESO_2_NYISO_A-F | IESO | NYISO_A-F | Internal | Summer | B9 | 800 | 1725 | 1725.02 | 51.17 | 80.38 | 7 | 22.21
2030 | IESO_2_NYISO_A-F | IESO | NYISO_A-F | Internal | Summer | B10 | 1262 | 1725 | 1725.01 | 51.17 | 80.38 | 7 | 22.21
2030 | IESO_2_NYISO_A-F | IESO | NYISO_A-F | Internal | Winter | B16 | 25 | 1725 | 1725.08 | 65.12 | 87.35 | 7 | 15.23
2030 | IESO_2_NYISO_A-F | IESO | NYISO_A-F | Internal | Winter | B17 | 100 | 1725 | 1725.01 | 65.12 | 85.05 | 7 | 12.94
2030 | IESO_2_NYISO_A-F | IESO | NYISO_A-F | Internal | Winter | B18 | 400 | 1725 | 1724.99 | 65.12 | 80.05 | 7 | 7.94
2030 | IESO_2_NYISO_A-F | IESO | NYISO_A-F | Internal | Winter | B19 | 700 | 1725 | 1724.99 | 65.12 | 77.87 | 7 | 5.75
2030 | IESO_2_NYISO_A-F | IESO | NYISO_A-F | Internal | Winter | B20 | 935 | 1725 | 1724.99 | 65.12 | 77.87 | 7 | 5.75
2030 | MAPP_CA_2_IESO | MAPP_CA | IESO | Internal | Shoulder | B11 | 25 | 330 | 0.43 | 55.77 | 58.4 | 8 | 0.01
2030 | MAPP_CA_2_IESO | MAPP_CA | IESO | Internal | Shoulder | B12 | 200 | 330 | 0.1 | 53.21 | 58.4 | 8 | 0
2030 | MAPP_CA_2_IESO | MAPP_CA | IESO | Internal | Shoulder | B13 | 600 | 330 | 0.04 | 53.21 | 58.4 | 8 | 0
2030 | MAPP_CA_2_IESO | MAPP_CA | IESO | Internal | Shoulder | B14 | 900 | 330 | 0.02 | 53.21 | 58.4 | 8 | 0
2030 | MAPP_CA_2_IESO | MAPP_CA | IESO | Internal | Shoulder | B15 | 1203 | 330 | 0.02 | 53.21 | 58.4 | 8 | 0
2030 | MAPP_CA_2_IESO | MAPP_CA | IESO | Internal | Summer | B1 | 10 | 330 | 537.7 | 104.11 | 124.66 | 8 | 12.57
2030 | MAPP_CA_2_IESO | MAPP_CA | IESO | Internal | Summer | B2 | 25 | 330 | 330.08 | 106.53 | 120.63 | 8 | 6.1
2030 | MAPP_CA_2_IESO | MAPP_CA | IESO | Internal | Summer | B3 | 75 | 330 | 0.08 | 123.12 | 118.11 | 8 | 0
2030 | MAPP_CA_2_IESO | MAPP_CA | IESO | Internal | Summer | B4 | 100 | 330 | 0.07 | 115.11 | 112.64 | 8 | 0
2030 | MAPP_CA_2_IESO | MAPP_CA | IESO | Internal | Summer | B5 | 200 | 330 | 0.02 | 102.25 | 89.87 | 8 | 0
2030 | MAPP_CA_2_IESO | MAPP_CA | IESO | Internal | Summer | B6 | 300 | 330 | 0.01 | 80.7 | 61.45 | 8 | 0
2030 | MAPP_CA_2_IESO | MAPP_CA | IESO | Internal | Summer | B7 | 400 | 330 | 0.01 | 65.23 | 56.38 | 8 | 0
2030 | MAPP_CA_2_IESO | MAPP_CA | IESO | Internal | Summer | B8 | 500 | 330 | 0.01 | 53.92 | 51.17 | 8 | 0
2030 | MAPP_CA_2_IESO | MAPP_CA | IESO | Internal | Summer | B9 | 800 | 330 | 0.01 | 51.72 | 51.17 | 8 | 0
2030 | MAPP_CA_2_IESO | MAPP_CA | IESO | Internal | Summer | B10 | 1262 | 330 | 0 | 51.72 | 51.17 | 8 | 0
2030 | MAPP_CA_2_IESO | MAPP_CA | IESO | Internal | Winter | B16 | 25 | 330 | 172.33 | 57.12 | 65.12 | 8 | 0.01
2030 | MAPP_CA_2_IESO | MAPP_CA | IESO | Internal | Winter | B17 | 100 | 330 | 160.99 | 57.12 | 65.12 | 8 | 0
2030 | MAPP_CA_2_IESO | MAPP_CA | IESO | Internal | Winter | B18 | 400 | 330 | 186.19 | 57.12 | 65.12 | 8 | 0
2030 | MAPP_CA_2_IESO | MAPP_CA | IESO | Internal | Winter | B19 | 700 | 330 | 207.15 | 57.12 | 65.12 | 8 | 0
2030 | MAPP_CA_2_IESO | MAPP_CA | IESO | Internal | Winter | B20 | 935 | 330 | 235.56 | 57.12 | 65.12 | 8 | 0
2030 | MAPP_CA_2_MAPP_US | MAPP_CA | MAPP_US | Internal | Shoulder | B11 | 25 | 372 | 4.43 | 55.77 | 62.46 | 7 | 0.01
2030 | MAPP_CA_2_MAPP_US | MAPP_CA | MAPP_US | Internal | Shoulder | B12 | 200 | 372 | 0.07 | 53.21 | 56.18 | 7 | 0
2030 | MAPP_CA_2_MAPP_US | MAPP_CA | MAPP_US | Internal | Shoulder | B13 | 600 | 372 | 0.02 | 53.21 | 54.22 | 7 | 0
2030 | MAPP_CA_2_MAPP_US | MAPP_CA | MAPP_US | Internal | Shoulder | B14 | 900 | 372 | 0.01 | 53.21 | 53 | 7 | 0
2030 | MAPP_CA_2_MAPP_US | MAPP_CA | MAPP_US | Internal | Shoulder | B15 | 1203 | 372 | 0 | 53.21 | 46.23 | 7 | 0
2030 | MAPP_CA_2_MAPP_US | MAPP_CA | MAPP_US | Internal | Summer | B1 | 10 | 372 | 9.89 | 104.11 | 110.8 | 7 | 0.02
2030 | MAPP_CA_2_MAPP_US | MAPP_CA | MAPP_US | Internal | Summer | B2 | 25 | 372 | 24.57 | 106.53 | 113.49 | 7 | 0.01
2030 | MAPP_CA_2_MAPP_US | MAPP_CA | MAPP_US | Internal | Summer | B3 | 75 | 372 | 1.78 | 123.12 | 129.81 | 7 | 0
2030 | MAPP_CA_2_MAPP_US | MAPP_CA | MAPP_US | Internal | Summer | B4 | 100 | 372 | 1.41 | 115.11 | 121.8 | 7 | 0
2030 | MAPP_CA_2_MAPP_US | MAPP_CA | MAPP_US | Internal | Summer | B5 | 200 | 372 | 0.73 | 102.25 | 108.94 | 7 | 0
2030 | MAPP_CA_2_MAPP_US | MAPP_CA | MAPP_US | Internal | Summer | B6 | 300 | 372 | 11.17 | 80.7 | 87.69 | 7 | 0
2030 | MAPP_CA_2_MAPP_US | MAPP_CA | MAPP_US | Internal | Summer | B7 | 400 | 372 | 371.94 | 65.23 | 73.92 | 7 | 1.68
2030 | MAPP_CA_2_MAPP_US | MAPP_CA | MAPP_US | Internal | Summer | B8 | 500 | 372 | 248.4 | 53.92 | 60.92 | 7 | 0
2030 | MAPP_CA_2_MAPP_US | MAPP_CA | MAPP_US | Internal | Summer | B9 | 800 | 372 | 0.02 | 51.72 | 55.59 | 7 | 0
2030 | MAPP_CA_2_MAPP_US | MAPP_CA | MAPP_US | Internal | Summer | B10 | 1262 | 372 | 0 | 51.72 | 44.73 | 7 | 0
2030 | MAPP_CA_2_MAPP_US | MAPP_CA | MAPP_US | Internal | Winter | B16 | 25 | 372 | 0.68 | 57.12 | 61.53 | 7 | 0.01
2030 | MAPP_CA_2_MAPP_US | MAPP_CA | MAPP_US | Internal | Winter | B17 | 100 | 372 | 0.18 | 57.12 | 61.52 | 7 | 0
2030 | MAPP_CA_2_MAPP_US | MAPP_CA | MAPP_US | Internal | Winter | B18 | 400 | 372 | 0.02 | 57.12 | 56.73 | 7 | 0
2030 | MAPP_CA_2_MAPP_US | MAPP_CA | MAPP_US | Internal | Winter | B19 | 700 | 372 | 0.01 | 57.12 | 55.79 | 7 | 0
2030 | MAPP_CA_2_MAPP_US | MAPP_CA | MAPP_US | Internal | Winter | B20 | 935 | 372 | 0 | 57.12 | 50.13 | 7 | 0
2030 | MAPP_CA_2_MISO_W | MAPP_CA | MISO_W | Internal | Shoulder | B11 | 25 | 1970 | 3778.64 | 55.77 | 69.46 | 0.01 | 13.68
2030 | MAPP_CA_2_MISO_W | MAPP_CA | MISO_W | Internal | Shoulder | B12 | 200 | 1970 | 1970.05 | 53.21 | 63.18 | 0.01 | 9.95
2030 | MAPP_CA_2_MISO_W | MAPP_CA | MISO_W | Internal | Shoulder | B13 | 600 | 1970 | 1970.01 | 53.21 | 61.22 | 0.01 | 8
2030 | MAPP_CA_2_MISO_W | MAPP_CA | MISO_W | Internal | Shoulder | B14 | 900 | 1970 | 1970 | 53.21 | 60 | 0.01 | 6.78
2030 | MAPP_CA_2_MISO_W | MAPP_CA | MISO_W | Internal | Shoulder | B15 | 1203 | 1970 | 1421.96 | 53.21 | 53.23 | 0.01 | 0
2030 | MAPP_CA_2_MISO_W | MAPP_CA | MISO_W | Internal | Summer | B1 | 10 | 1970 | 3826.33 | 104.11 | 117.79 | 0.01 | 13.68
2030 | MAPP_CA_2_MISO_W | MAPP_CA | MISO_W | Internal | Summer | B2 | 25 | 1970 | 3989.42 | 106.53 | 120.22 | 0.01 | 13.68
2030 | MAPP_CA_2_MISO_W | MAPP_CA | MISO_W | Internal | Summer | B3 | 75 | 1970 | 4172.24 | 123.12 | 136.81 | 0.01 | 13.68
2030 | MAPP_CA_2_MISO_W | MAPP_CA | MISO_W | Internal | Summer | B4 | 100 | 1970 | 4042.57 | 115.11 | 128.8 | 0.01 | 13.68
2030 | MAPP_CA_2_MISO_W | MAPP_CA | MISO_W | Internal | Summer | B5 | 200 | 1970 | 4185.03 | 102.25 | 115.94 | 0.01 | 13.68
2030 | MAPP_CA_2_MISO_W | MAPP_CA | MISO_W | Internal | Summer | B6 | 300 | 1970 | 4036.14 | 80.7 | 94.39 | 0.01 | 13.68
2030 | MAPP_CA_2_MISO_W | MAPP_CA | MISO_W | Internal | Summer | B7 | 400 | 1970 | 3620.76 | 65.23 | 78.92 | 0.01 | 13.68
2030 | MAPP_CA_2_MISO_W | MAPP_CA | MISO_W | Internal | Summer | B8 | 500 | 1970 | 3360.21 | 53.92 | 67.61 | 0.01 | 13.68
2030 | MAPP_CA_2_MISO_W | MAPP_CA | MISO_W | Internal | Summer | B9 | 800 | 1970 | 1970.02 | 51.72 | 62.59 | 0.01 | 10.86
2030 | MAPP_CA_2_MISO_W | MAPP_CA | MISO_W | Internal | Summer | B10 | 1262 | 1970 | 631.93 | 51.72 | 51.73 | 0.01 | 0
2030 | MAPP_CA_2_MISO_W | MAPP_CA | MISO_W | Internal | Winter | B16 | 25 | 1970 | 1970.58 | 57.12 | 68.53 | 0.01 | 11.4
2030 | MAPP_CA_2_MISO_W | MAPP_CA | MISO_W | Internal | Winter | B17 | 100 | 1970 | 1970.15 | 57.12 | 68.53 | 0.01 | 11.4
2030 | MAPP_CA_2_MISO_W | MAPP_CA | MISO_W | Internal | Winter | B18 | 400 | 1970 | 1970 | 57.12 | 63.73 | 0.01 | 6.6
2030 | MAPP_CA_2_MISO_W | MAPP_CA | MISO_W | Internal | Winter | B19 | 700 | 1970 | 1970 | 57.12 | 62.79 | 0.01 | 5.66
2030 | MAPP_CA_2_MISO_W | MAPP_CA | MISO_W | Internal | Winter | B20 | 935 | 1970 | 177.2 | 57.12 | 57.13 | 0.01 | 0
2030 | MAPP_US_2_MAPP_CA | MAPP_US | MAPP_CA | Internal | Shoulder | B11 | 25 | 165 | 0.2 | 62.46 | 55.77 | 7 | 0.01
2030 | MAPP_US_2_MAPP_CA | MAPP_US | MAPP_CA | Internal | Shoulder | B12 | 200 | 165 | 0.03 | 56.18 | 53.21 | 7 | 0
2030 | MAPP_US_2_MAPP_CA | MAPP_US | MAPP_CA | Internal | Shoulder | B13 | 600 | 165 | 0.01 | 54.22 | 53.21 | 7 | 0
2030 | MAPP_US_2_MAPP_CA | MAPP_US | MAPP_CA | Internal | Shoulder | B14 | 900 | 165 | 0.01 | 53 | 53.21 | 7 | 0
2030 | MAPP_US_2_MAPP_CA | MAPP_US | MAPP_CA | Internal | Shoulder | B15 | 1203 | 165 | 2.17 | 46.23 | 53.21 | 7 | 0
2030 | MAPP_US_2_MAPP_CA | MAPP_US | MAPP_CA | Internal | Summer | B1 | 10 | 165 | 0.47 | 110.8 | 104.11 | 7 | 0.03
2030 | MAPP_US_2_MAPP_CA | MAPP_US | MAPP_CA | Internal | Summer | B2 | 25 | 165 | 0.19 | 113.49 | 106.53 | 7 | 0.01
2030 | MAPP_US_2_MAPP_CA | MAPP_US | MAPP_CA | Internal | Summer | B3 | 75 | 165 | 0.07 | 129.81 | 123.12 | 7 | 0
2030 | MAPP_US_2_MAPP_CA | MAPP_US | MAPP_CA | Internal | Summer | B4 | 100 | 165 | 0.05 | 121.8 | 115.11 | 7 | 0
2030 | MAPP_US_2_MAPP_CA | MAPP_US | MAPP_CA | Internal | Summer | B5 | 200 | 165 | 0.03 | 108.94 | 102.25 | 7 | 0
2030 | MAPP_US_2_MAPP_CA | MAPP_US | MAPP_CA | Internal | Summer | B6 | 300 | 165 | 0.02 | 87.69 | 80.7 | 7 | 0
2030 | MAPP_US_2_MAPP_CA | MAPP_US | MAPP_CA | Internal | Summer | B7 | 400 | 165 | 0.01 | 73.92 | 65.23 | 7 | 0
2030 | MAPP_US_2_MAPP_CA | MAPP_US | MAPP_CA | Internal | Summer | B8 | 500 | 165 | 0.01 | 60.92 | 53.92 | 7 | 0
2030 | MAPP_US_2_MAPP_CA | MAPP_US | MAPP_CA | Internal | Summer | B9 | 800 | 165 | 0 | 55.59 | 51.72 | 7 | 0
2030 | MAPP_US_2_MAPP_CA | MAPP_US | MAPP_CA | Internal | Summer | B10 | 1262 | 165 | 2.14 | 44.73 | 51.72 | 7 | 0
2030 | MAPP_US_2_MAPP_CA | MAPP_US | MAPP_CA | Internal | Winter | B16 | 25 | 165 | 0.23 | 61.53 | 57.12 | 7 | 0.01
2030 | MAPP_US_2_MAPP_CA | MAPP_US | MAPP_CA | Internal | Winter | B17 | 100 | 165 | 0.06 | 61.52 | 57.12 | 7 | 0
2030 | MAPP_US_2_MAPP_CA | MAPP_US | MAPP_CA | Internal | Winter | B18 | 400 | 165 | 0.02 | 56.73 | 57.12 | 7 | 0
2030 | MAPP_US_2_MAPP_CA | MAPP_US | MAPP_CA | Internal | Winter | B19 | 700 | 165 | 0.01 | 55.79 | 57.12 | 7 | 0
2030 | MAPP_US_2_MAPP_CA | MAPP_US | MAPP_CA | Internal | Winter | B20 | 935 | 165 | 2.93 | 50.13 | 57.12 | 7 | 0
2030 | MAPP_US_2_MISO_W | MAPP_US | MISO_W | Internal | Shoulder | B11 | 25 | 2635 | 712.77 | 62.46 | 69.46 | 7 | 0
2030 | MAPP_US_2_MISO_W | MAPP_US | MISO_W | Internal | Shoulder | B12 | 200 | 2635 | 1156.58 | 56.18 | 63.18 | 7 | 0
2030 | MAPP_US_2_MISO_W | MAPP_US | MISO_W | Internal | Shoulder | B13 | 600 | 2635 | 1906.73 | 54.22 | 61.22 | 7 | 0
2030 | MAPP_US_2_MISO_W | MAPP_US | MISO_W | Internal | Shoulder | B14 | 900 | 2635 | 1701.86 | 53 | 60 | 7 | 0
2030 | MAPP_US_2_MISO_W | MAPP_US | MISO_W | Internal | Shoulder | B15 | 1203 | 2635 | 1921.15 | 46.23 | 53.23 | 7 | 0
2030 | MAPP_US_2_MISO_W | MAPP_US | MISO_W | Internal | Summer | B1 | 10 | 2635 | 768.28 | 110.8 | 117.79 | 7 | 0
2030 | MAPP_US_2_MISO_W | MAPP_US | MISO_W | Internal | Summer | B2 | 25 | 2635 | 8.97 | 113.49 | 120.22 | 7 | 0
2030 | MAPP_US_2_MISO_W | MAPP_US | MISO_W | Internal | Summer | B3 | 75 | 2635 | 418.52 | 129.81 | 136.81 | 7 | 0
2030 | MAPP_US_2_MISO_W | MAPP_US | MISO_W | Internal | Summer | B4 | 100 | 2635 | 291.78 | 121.8 | 128.8 | 7 | 0
2030 | MAPP_US_2_MISO_W | MAPP_US | MISO_W | Internal | Summer | B5 | 200 | 2635 | 269.1 | 108.94 | 115.94 | 7 | 0
2030 | MAPP_US_2_MISO_W | MAPP_US | MISO_W | Internal | Summer | B6 | 300 | 2635 | 1.22 | 87.69 | 94.39 | 7 | 0
2030 | MAPP_US_2_MISO_W | MAPP_US | MISO_W | Internal | Summer | B7 | 400 | 2635 | 0.12 | 73.92 | 78.92 | 7 | 0
2030 | MAPP_US_2_MISO_W | MAPP_US | MISO_W | Internal | Summer | B8 | 500 | 2635 | 0.55 | 60.92 | 67.61 | 7 | 0
2030 | MAPP_US_2_MISO_W | MAPP_US | MISO_W | Internal | Summer | B9 | 800 | 2635 | 398.21 | 55.59 | 62.59 | 7 | 0
2030 | MAPP_US_2_MISO_W | MAPP_US | MISO_W | Internal | Summer | B10 | 1262 | 2635 | 1104.91 | 44.73 | 51.73 | 7 | 0
2030 | MAPP_US_2_MISO_W | MAPP_US | MISO_W | Internal | Winter | B16 | 25 | 2635 | 3739.84 | 61.53 | 68.53 | 7 | 0
2030 | MAPP_US_2_MISO_W | MAPP_US | MISO_W | Internal | Winter | B17 | 100 | 2635 | 2974.23 | 61.52 | 68.53 | 7 | 0
2030 | MAPP_US_2_MISO_W | MAPP_US | MISO_W | Internal | Winter | B18 | 400 | 2635 | 2789.83 | 56.73 | 63.73 | 7 | 0
2030 | MAPP_US_2_MISO_W | MAPP_US | MISO_W | Internal | Winter | B19 | 700 | 2635 | 1346.49 | 55.79 | 62.79 | 7 | 0
2030 | MAPP_US_2_MISO_W | MAPP_US | MISO_W | Internal | Winter | B20 | 935 | 2635 | 1712.96 | 50.13 | 57.13 | 7 | 0
2030 | MAPP_US_2_NE | MAPP_US | NE | Internal | Shoulder | B11 | 25 | 2000 | 0.7 | 62.46 | 64.46 | 7 | 0
2030 | MAPP_US_2_NE | MAPP_US | NE | Internal | Shoulder | B12 | 200 | 2000 | 0.04 | 56.18 | 51.18 | 7 | 0
2030 | MAPP_US_2_NE | MAPP_US | NE | Internal | Shoulder | B13 | 600 | 2000 | 0.01 | 54.22 | 49.22 | 7 | 0
2030 | MAPP_US_2_NE | MAPP_US | NE | Internal | Shoulder | B14 | 900 | 2000 | 0 | 53 | 47.25 | 7 | 0
2030 | MAPP_US_2_NE | MAPP_US | NE | Internal | Shoulder | B15 | 1203 | 2000 | 0 | 46.23 | 40.47 | 7 | 0
2030 | MAPP_US_2_NE | MAPP_US | NE | Internal | Summer | B1 | 10 | 2000 | 0.73 | 110.8 | 105.04 | 7 | 0
2030 | MAPP_US_2_NE | MAPP_US | NE | Internal | Summer | B2 | 25 | 2000 | 0.34 | 113.49 | 108.51 | 7 | 0
2030 | MAPP_US_2_NE | MAPP_US | NE | Internal | Summer | B3 | 75 | 2000 | 0.27 | 129.81 | 131.81 | 7 | 0
2030 | MAPP_US_2_NE | MAPP_US | NE | Internal | Summer | B4 | 100 | 2000 | 1.81 | 121.8 | 128.41 | 7 | 0
2030 | MAPP_US_2_NE | MAPP_US | NE | Internal | Summer | B5 | 200 | 2000 | 0.19 | 108.94 | 113.65 | 7 | 0
2030 | MAPP_US_2_NE | MAPP_US | NE | Internal | Summer | B6 | 300 | 2000 | 0.1 | 87.69 | 90.97 | 7 | 0
2030 | MAPP_US_2_NE | MAPP_US | NE | Internal | Summer | B7 | 400 | 2000 | 900.67 | 73.92 | 80.92 | 7 | 0
2030 | MAPP_US_2_NE | MAPP_US | NE | Internal | Summer | B8 | 500 | 2000 | 1284.03 | 60.92 | 67.92 | 7 | 0
2030 | MAPP_US_2_NE | MAPP_US | NE | Internal | Summer | B9 | 800 | 2000 | 0.03 | 55.59 | 57.59 | 7 | 0
2030 | MAPP_US_2_NE | MAPP_US | NE | Internal | Summer | B10 | 1262 | 2000 | 0 | 44.73 | 39.73 | 7 | 0
2030 | MAPP_US_2_NE | MAPP_US | NE | Internal | Winter | B16 | 25 | 2000 | 0.31 | 61.53 | 55.77 | 7 | 0
2030 | MAPP_US_2_NE | MAPP_US | NE | Internal | Winter | B17 | 100 | 2000 | 0.08 | 61.52 | 55.77 | 7 | 0
2030 | MAPP_US_2_NE | MAPP_US | NE | Internal | Winter | B18 | 400 | 2000 | 0.02 | 56.73 | 50.97 | 7 | 0
2030 | MAPP_US_2_NE | MAPP_US | NE | Internal | Winter | B19 | 700 | 2000 | 0.01 | 55.79 | 50.03 | 7 | 0
2030 | MAPP_US_2_NE | MAPP_US | NE | Internal | Winter | B20 | 935 | 2000 | 0 | 50.13 | 44.37 | 7 | 0
2030 | MARITIMES_2_NEISO | MARITIMES | NEISO | Internal | Shoulder | B11 | 25 | 99999 | 1399.99 | 78.6 | 78.61 | 0.01 | 0
2030 | MARITIMES_2_NEISO | MARITIMES | NEISO | Internal | Shoulder | B12 | 200 | 99999 | 1400.03 | 81.92 | 81.93 | 0.01 | 0
2030 | MARITIMES_2_NEISO | MARITIMES | NEISO | Internal | Shoulder | B13 | 600 | 99999 | 1400.02 | 78.58 | 78.6 | 0.01 | 0
2030 | MARITIMES_2_NEISO | MARITIMES | NEISO | Internal | Shoulder | B14 | 900 | 99999 | 1400.02 | 78.58 | 78.6 | 0.01 | 0
2030 | MARITIMES_2_NEISO | MARITIMES | NEISO | Internal | Shoulder | B15 | 1203 | 99999 | 426.44 | 78.58 | 78.6 | 0.01 | 0
2030 | MARITIMES_2_NEISO | MARITIMES | NEISO | Internal | Summer | B1 | 10 | 99999 | 1400.04 | 127.78 | 127.79 | 0.01 | 0
2030 | MARITIMES_2_NEISO | MARITIMES | NEISO | Internal | Summer | B2 | 25 | 99999 | 1400 | 126.09 | 126.1 | 0.01 | 0
2030 | MARITIMES_2_NEISO | MARITIMES | NEISO | Internal | Summer | B3 | 75 | 99999 | 1400.1 | 123.57 | 123.58 | 0.01 | 0
2030 | MARITIMES_2_NEISO | MARITIMES | NEISO | Internal | Summer | B4 | 100 | 99999 | 1400.1 | 118.14 | 118.16 | 0.01 | 0
2030 | MARITIMES_2_NEISO | MARITIMES | NEISO | Internal | Summer | B5 | 200 | 99999 | 1400.1 | 107.53 | 107.55 | 0.01 | 0
2030 | MARITIMES_2_NEISO | MARITIMES | NEISO | Internal | Summer | B6 | 300 | 99999 | 1400.03 | 84.86 | 84.88 | 0.01 | 0
2030 | MARITIMES_2_NEISO | MARITIMES | NEISO | Internal | Summer | B7 | 400 | 99999 | 1400.03 | 80.9 | 80.91 | 0.01 | 0
2030 | MARITIMES_2_NEISO | MARITIMES | NEISO | Internal | Summer | B8 | 500 | 99999 | 1400.03 | 80.9 | 80.91 | 0.01 | 0
2030 | MARITIMES_2_NEISO | MARITIMES | NEISO | Internal | Summer | B9 | 800 | 99999 | 1400.02 | 80.83 | 80.84 | 0.01 | 0
2030 | MARITIMES_2_NEISO | MARITIMES | NEISO | Internal | Summer | B10 | 1262 | 99999 | 236.14 | 80.83 | 80.84 | 0.01 | 0
2030 | MARITIMES_2_NEISO | MARITIMES | NEISO | Internal | Winter | B16 | 25 | 99999 | 1399.99 | 90.33 | 90.34 | 0.01 | 0
2030 | MARITIMES_2_NEISO | MARITIMES | NEISO | Internal | Winter | B17 | 100 | 99999 | 1400.04 | 85.62 | 85.63 | 0.01 | 0
2030 | MARITIMES_2_NEISO | MARITIMES | NEISO | Internal | Winter | B18 | 400 | 99999 | 1400.03 | 82.11 | 82.12 | 0.01 | 0
2030 | MARITIMES_2_NEISO | MARITIMES | NEISO | Internal | Winter | B19 | 700 | 99999 | 1400.03 | 81.87 | 81.88 | 0.01 | 0
2030 | MARITIMES_2_NEISO | MARITIMES | NEISO | Internal | Winter | B20 | 935 | 99999 | 475.96 | 81.87 | 81.88 | 0.01 | 0
2030 | MISO_IN_2_MISO_MI | MISO_IN | MISO_MI | Internal | Shoulder | B11 | 25 | 5000 | 6271.69 | 85.28 | 87.11 | 0.01 | 1.82
2030 | MISO_IN_2_MISO_MI | MISO_IN | MISO_MI | Internal | Shoulder | B12 | 200 | 5000 | 6032 | 79 | 80.83 | 0.01 | 1.82
2030 | MISO_IN_2_MISO_MI | MISO_IN | MISO_MI | Internal | Shoulder | B13 | 600 | 5000 | 5844.7 | 77.04 | 78.87 | 0.01 | 1.82
2030 | MISO_IN_2_MISO_MI | MISO_IN | MISO_MI | Internal | Shoulder | B14 | 900 | 5000 | 5000.08 | 75.96 | 77.3 | 0.01 | 1.32
2030 | MISO_IN_2_MISO_MI | MISO_IN | MISO_MI | Internal | Shoulder | B15 | 1203 | 5000 | 5672.07 | 72.05 | 73.88 | 0.01 | 1.82
2030 | MISO_IN_2_MISO_MI | MISO_IN | MISO_MI | Internal | Summer | B1 | 10 | 5000 | 4999.12 | 133.61 | 134.12 | 0.01 | 0.5
2030 | MISO_IN_2_MISO_MI | MISO_IN | MISO_MI | Internal | Summer | B2 | 25 | 5000 | 4905.4 | 139.26 | 139.29 | 0.01 | 0.01
2030 | MISO_IN_2_MISO_MI | MISO_IN | MISO_MI | Internal | Summer | B3 | 75 | 5000 | 4914.14 | 138.38 | 138.4 | 0.01 | 0.01
2030 | MISO_IN_2_MISO_MI | MISO_IN | MISO_MI | Internal | Summer | B4 | 100 | 5000 | 3095.22 | 130.39 | 130.4 | 0.01 | 0
2030 | MISO_IN_2_MISO_MI | MISO_IN | MISO_MI | Internal | Summer | B5 | 200 | 5000 | 1820.15 | 117.52 | 117.53 | 0.01 | 0
2030 | MISO_IN_2_MISO_MI | MISO_IN | MISO_MI | Internal | Summer | B6 | 300 | 5000 | 3558.85 | 95.97 | 95.98 | 0.01 | 0
2030 | MISO_IN_2_MISO_MI | MISO_IN | MISO_MI | Internal | Summer | B7 | 400 | 5000 | 2447.5 | 90.91 | 90.92 | 0.01 | 0
2030 | MISO_IN_2_MISO_MI | MISO_IN | MISO_MI | Internal | Summer | B8 | 500 | 5000 | 5690.22 | 83.88 | 85.71 | 0.01 | 1.82
2030 | MISO_IN_2_MISO_MI | MISO_IN | MISO_MI | Internal | Summer | B9 | 800 | 5000 | 4540.18 | 78.41 | 78.42 | 0.01 | 0
2030 | MISO_IN_2_MISO_MI | MISO_IN | MISO_MI | Internal | Summer | B10 | 1262 | 5000 | 4999.79 | 74.62 | 74.77 | 0.01 | 0.15
2030 | MISO_IN_2_MISO_MI | MISO_IN | MISO_MI | Internal | Winter | B16 | 25 | 5000 | 5979.21 | 84.35 | 86.18 | 0.01 | 1.82
2030 | MISO_IN_2_MISO_MI | MISO_IN | MISO_MI | Internal | Winter | B17 | 100 | 5000 | 6164.26 | 84.35 | 86.18 | 0.01 | 1.82
2030 | MISO_IN_2_MISO_MI | MISO_IN | MISO_MI | Internal | Winter | B18 | 400 | 5000 | 5668.94 | 79.55 | 81.38 | 0.01 | 1.82
2030 | MISO_IN_2_MISO_MI | MISO_IN | MISO_MI | Internal | Winter | B19 | 700 | 5000 | 5000.09 | 78.61 | 79.97 | 0.01 | 1.35
2030 | MISO_IN_2_MISO_MI | MISO_IN | MISO_MI | Internal | Winter | B20 | 935 | 5000 | 6195.42 | 74.68 | 76.51 | 0.01 | 1.82
2030 | MISO_IN_2_MISO_MO-IL | MISO_IN | MISO_MO-IL | Internal | Shoulder | B11 | 25 | 5000 | 4999.44 | 85.28 | 86.21 | 0.01 | 0.92
2030 | MISO_IN_2_MISO_MO-IL | MISO_IN | MISO_MO-IL | Internal | Shoulder | B12 | 200 | 5000 | 1887.71 | 79 | 79.01 | 0.01 | 0
2030 | MISO_IN_2_MISO_MO-IL | MISO_IN | MISO_MO-IL | Internal | Shoulder | B13 | 600 | 5000 | 622.61 | 77.04 | 77.05 | 0.01 | 0
2030 | MISO_IN_2_MISO_MO-IL | MISO_IN | MISO_MO-IL | Internal | Shoulder | B14 | 900 | 5000 | 1952.99 | 75.96 | 75.98 | 0.01 | 0
2030 | MISO_IN_2_MISO_MO-IL | MISO_IN | MISO_MO-IL | Internal | Shoulder | B15 | 1203 | 5000 | 0.48 | 72.05 | 71.99 | 0.01 | 0
2030 | MISO_IN_2_MISO_MO-IL | MISO_IN | MISO_MO-IL | Internal | Summer | B1 | 10 | 5000 | 4999.08 | 133.61 | 134.57 | 0.01 | 0.94
2030 | MISO_IN_2_MISO_MO-IL | MISO_IN | MISO_MO-IL | Internal | Summer | B2 | 25 | 5000 | 5004.35 | 139.26 | 140.88 | 0.01 | 1.61
2030 | MISO_IN_2_MISO_MO-IL | MISO_IN | MISO_MO-IL | Internal | Summer | B3 | 75 | 5000 | 4946.7 | 138.38 | 138.41 | 0.01 | 0.02
2030 | MISO_IN_2_MISO_MO-IL | MISO_IN | MISO_MO-IL | Internal | Summer | B4 | 100 | 5000 | 5425.62 | 130.39 | 133.43 | 0.01 | 3.03
2030 | MISO_IN_2_MISO_MO-IL | MISO_IN | MISO_MO-IL | Internal | Summer | B5 | 200 | 5000 | 5932.07 | 117.52 | 120.56 | 0.01 | 3.03
2030 | MISO_IN_2_MISO_MO-IL | MISO_IN | MISO_MO-IL | Internal | Summer | B6 | 300 | 5000 | 4083.18 | 95.97 | 95.98 | 0.01 | 0
2030 | MISO_IN_2_MISO_MO-IL | MISO_IN | MISO_MO-IL | Internal | Summer | B7 | 400 | 5000 | 3854.56 | 90.91 | 90.92 | 0.01 | 0
2030 | MISO_IN_2_MISO_MO-IL | MISO_IN | MISO_MO-IL | Internal | Summer | B8 | 500 | 5000 | 3026.98 | 83.88 | 83.89 | 0.01 | 0
2030 | MISO_IN_2_MISO_MO-IL | MISO_IN | MISO_MO-IL | Internal | Summer | B9 | 800 | 5000 | 4999.47 | 78.41 | 80.79 | 0.01 | 2.37
2030 | MISO_IN_2_MISO_MO-IL | MISO_IN | MISO_MO-IL | Internal | Summer | B10 | 1262 | 5000 | 0.05 | 74.62 | 72.61 | 0.01 | 0
2030 | MISO_IN_2_MISO_MO-IL | MISO_IN | MISO_MO-IL | Internal | Winter | B16 | 25 | 5000 | 2896.65 | 84.35 | 84.36 | 0.01 | 0
2030 | MISO_IN_2_MISO_MO-IL | MISO_IN | MISO_MO-IL | Internal | Winter | B17 | 100 | 5000 | 2049.64 | 84.35 | 84.36 | 0.01 | 0
2030 | MISO_IN_2_MISO_MO-IL | MISO_IN | MISO_MO-IL | Internal | Winter | B18 | 400 | 5000 | 183.97 | 79.55 | 79.56 | 0.01 | 0
2030 | MISO_IN_2_MISO_MO-IL | MISO_IN | MISO_MO-IL | Internal | Winter | B19 | 700 | 5000 | 5.1 | 78.61 | 78.6 | 0.01 | 0
2030 | MISO_IN_2_MISO_MO-IL | MISO_IN | MISO_MO-IL | Internal | Winter | B20 | 935 | 5000 | 2.09 | 74.68 | 74.67 | 0.01 | 0
2030 | MISO_IN_2_NonRTO_Midwest | MISO_IN | NonRTO_Midwest | Internal | Shoulder | B11 | 25 | 4800 | 1121.49 | 85.28 | 93.28 | 8 | 0
2030 | MISO_IN_2_NonRTO_Midwest | MISO_IN | NonRTO_Midwest | Internal | Shoulder | B12 | 200 | 4800 | 550.66 | 79 | 87 | 8 | 0
2030 | MISO_IN_2_NonRTO_Midwest | MISO_IN | NonRTO_Midwest | Internal | Shoulder | B13 | 600 | 4800 | 898.59 | 77.04 | 85.04 | 8 | 0
2030 | MISO_IN_2_NonRTO_Midwest | MISO_IN | NonRTO_Midwest | Internal | Shoulder | B14 | 900 | 4800 | 940.89 | 75.96 | 83.96 | 8 | 0
2030 | MISO_IN_2_NonRTO_Midwest | MISO_IN | NonRTO_Midwest | Internal | Shoulder | B15 | 1203 | 4800 | 115.76 | 72.05 | 80.05 | 8 | 0
2030 | MISO_IN_2_NonRTO_Midwest | MISO_IN | NonRTO_Midwest | Internal | Summer | B1 | 10 | 4800 | 2884.83 | 133.61 | 141.61 | 8 | 0
2030 | MISO_IN_2_NonRTO_Midwest | MISO_IN | NonRTO_Midwest | Internal | Summer | B2 | 25 | 4800 | 2543.2 | 139.26 | 147.26 | 8 | 0
2030 | MISO_IN_2_NonRTO_Midwest | MISO_IN | NonRTO_Midwest | Internal | Summer | B3 | 75 | 4800 | 2216.25 | 138.38 | 146.38 | 8 | 0
2030 | MISO_IN_2_NonRTO_Midwest | MISO_IN | NonRTO_Midwest | Internal | Summer | B4 | 100 | 4800 | 1818.13 | 130.39 | 138.39 | 8 | 0
2030 | MISO_IN_2_NonRTO_Midwest | MISO_IN | NonRTO_Midwest | Internal | Summer | B5 | 200 | 4800 | 1515.9 | 117.52 | 125.52 | 8 | 0
2030 | MISO_IN_2_NonRTO_Midwest | MISO_IN | NonRTO_Midwest | Internal | Summer | B6 | 300 | 4800 | 1719.94 | 95.97 | 103.97 | 8 | 0
2030 | MISO_IN_2_NonRTO_Midwest | MISO_IN | NonRTO_Midwest | Internal | Summer | B7 | 400 | 4800 | 2427.5 | 90.91 | 98.91 | 8 | 0
2030 | MISO_IN_2_NonRTO_Midwest | MISO_IN | NonRTO_Midwest | Internal | Summer | B8 | 500 | 4800 | 1946.14 | 83.88 | 91.88 | 8 | 0
2030 | MISO_IN_2_NonRTO_Midwest | MISO_IN | NonRTO_Midwest | Internal | Summer | B9 | 800 | 4800 | 1325.2 | 78.41 | 86.41 | 8 | 0
2030 | MISO_IN_2_NonRTO_Midwest | MISO_IN | NonRTO_Midwest | Internal | Summer | B10 | 1262 | 4800 | 280.52 | 74.62 | 82.62 | 8 | 0
2030 | MISO_IN_2_NonRTO_Midwest | MISO_IN | NonRTO_Midwest | Internal | Winter | B16 | 25 | 4800 | 3550.8 | 84.35 | 92.35 | 8 | 0
2030 | MISO_IN_2_NonRTO_Midwest | MISO_IN | NonRTO_Midwest | Internal | Winter | B17 | 100 | 4800 | 2544.19 | 84.35 | 92.35 | 8 | 0
2030 | MISO_IN_2_NonRTO_Midwest | MISO_IN | NonRTO_Midwest | Internal | Winter | B18 | 400 | 4800 | 2544.63 | 79.55 | 87.55 | 8 | 0
2030 | MISO_IN_2_NonRTO_Midwest | MISO_IN | NonRTO_Midwest | Internal | Winter | B19 | 700 | 4800 | 3045.56 | 78.61 | 86.61 | 8 | 0
2030 | MISO_IN_2_NonRTO_Midwest | MISO_IN | NonRTO_Midwest | Internal | Winter | B20 | 935 | 4800 | 2214.05 | 74.68 | 82.68 | 8 | 0
2030 | MISO_IN_2_PJM_ROR | MISO_IN | PJM_ROR | Internal | Shoulder | B11 | 25 | 992 | 7975.96 | 85.28 | 92.11 | 2 | 4.84
2030 | MISO_IN_2_PJM_ROR | MISO_IN | PJM_ROR | Internal | Shoulder | B12 | 200 | 992 | 9833.54 | 79 | 85.83 | 2 | 4.83
2030 | MISO_IN_2_PJM_ROR | MISO_IN | PJM_ROR | Internal | Shoulder | B13 | 600 | 992 | 8254.15 | 77.04 | 83.88 | 2 | 4.83
2030 | MISO_IN_2_PJM_ROR | MISO_IN | PJM_ROR | Internal | Shoulder | B14 | 900 | 992 | 993.46 | 75.96 | 82.66 | 2 | 4.69
2030 | MISO_IN_2_PJM_ROR | MISO_IN | PJM_ROR | Internal | Shoulder | B15 | 1203 | 992 | 991.9 | 72.05 | 75.88 | 2 | 1.83
2030 | MISO_IN_2_PJM_ROR | MISO_IN | PJM_ROR | Internal | Summer | B1 | 10 | 992 | 4472.13 | 133.61 | 140.45 | 2 | 4.84
2030 | MISO_IN_2_PJM_ROR | MISO_IN | PJM_ROR | Internal | Summer | B2 | 25 | 992 | 992.06 | 139.26 | 142.88 | 2 | 1.62
2030 | MISO_IN_2_PJM_ROR | MISO_IN | PJM_ROR | Internal | Summer | B3 | 75 | 992 | 973.06 | 138.38 | 140.41 | 2 | 0.03
2030 | MISO_IN_2_PJM_ROR | MISO_IN | PJM_ROR | Internal | Summer | B4 | 100 | 992 | 992.05 | 130.39 | 134.99 | 2 | 2.6
2030 | MISO_IN_2_PJM_ROR | MISO_IN | PJM_ROR | Internal | Summer | B5 | 200 | 992 | 2570.21 | 117.52 | 124.35 | 2 | 4.83
2030 | MISO_IN_2_PJM_ROR | MISO_IN | PJM_ROR | Internal | Summer | B6 | 300 | 992 | 992.1 | 95.97 | 101.71 | 2 | 3.74
2030 | MISO_IN_2_PJM_ROR | MISO_IN | PJM_ROR | Internal | Summer | B7 | 400 | 992 | 2020.18 | 90.91 | 97.74 | 2 | 4.83
2030 | MISO_IN_2_PJM_ROR | MISO_IN | PJM_ROR | Internal | Summer | B8 | 500 | 992 | 992.17 | 83.88 | 90.27 | 2 | 4.39
2030 | MISO_IN_2_PJM_ROR | MISO_IN | PJM_ROR | Internal | Summer | B9 | 800 | 992 | 2714.03 | 78.41 | 85.24 | 2 | 4.83
2030 | MISO_IN_2_PJM_ROR | MISO_IN | PJM_ROR | Internal | Summer | B10 | 1262 | 992 | 0.03 | 74.62 | 74.39 | 2 | 0
2030 | MISO_IN_2_PJM_ROR | MISO_IN | PJM_ROR | Internal | Winter | B16 | 25 | 992 | 10645.19 | 84.35 | 91.18 | 2 | 4.84
2030 | MISO_IN_2_PJM_ROR | MISO_IN | PJM_ROR | Internal | Winter | B17 | 100 | 992 | 5521.25 | 84.35 | 91.18 | 2 | 4.84
2030 | MISO_IN_2_PJM_ROR | MISO_IN | PJM_ROR | Internal | Winter | B18 | 400 | 992 | 7890.05 | 79.55 | 86.38 | 2 | 4.83
2030 | MISO_IN_2_PJM_ROR | MISO_IN | PJM_ROR | Internal | Winter | B19 | 700 | 992 | 7637.87 | 78.61 | 85.44 | 2 | 4.83
2030 | MISO_IN_2_PJM_ROR | MISO_IN | PJM_ROR | Internal | Winter | B20 | 935 | 992 | 992.01 | 74.68 | 79.78 | 2 | 3.1
2030 | MISO_MI_2_IESO | MISO_MI | IESO | Internal | Shoulder | B11 | 25 | 1580 | 0.11 | 87.11 | 58.4 | 8 | 0
2030 | MISO_MI_2_IESO | MISO_MI | IESO | Internal | Shoulder | B12 | 200 | 1580 | 0.02 | 80.83 | 58.4 | 8 | 0
2030 | MISO_MI_2_IESO | MISO_MI | IESO | Internal | Shoulder | B13 | 600 | 1580 | 0 | 78.87 | 58.4 | 8 | 0
2030 | MISO_MI_2_IESO | MISO_MI | IESO | Internal | Shoulder | B14 | 900 | 1580 | 0 | 77.3 | 58.4 | 8 | 0
2030 | MISO_MI_2_IESO | MISO_MI | IESO | Internal | Shoulder | B15 | 1203 | 1580 | 0 | 73.88 | 58.4 | 8 | 0
2030 | MISO_MI_2_IESO | MISO_MI | IESO | Internal | Summer | B1 | 10 | 1580 | 0.51 | 134.12 | 124.66 | 8 | 0
2030 | MISO_MI_2_IESO | MISO_MI | IESO | Internal | Summer | B2 | 25 | 1580 | 0.16 | 139.29 | 120.63 | 8 | 0
2030 | MISO_MI_2_IESO | MISO_MI | IESO | Internal | Summer | B3 | 75 | 1580 | 0.05 | 138.4 | 118.11 | 8 | 0
2030 | MISO_MI_2_IESO | MISO_MI | IESO | Internal | Summer | B4 | 100 | 1580 | 0.04 | 130.4 | 112.64 | 8 | 0
2030 | MISO_MI_2_IESO | MISO_MI | IESO | Internal | Summer | B5 | 200 | 1580 | 0.01 | 117.53 | 89.87 | 8 | 0
2030 | MISO_MI_2_IESO | MISO_MI | IESO | Internal | Summer | B6 | 300 | 1580 | 0 | 95.98 | 61.45 | 8 | 0
2030 | MISO_MI_2_IESO | MISO_MI | IESO | Internal | Summer | B7 | 400 | 1580 | 0 | 90.92 | 56.38 | 8 | 0
2030 | MISO_MI_2_IESO | MISO_MI | IESO | Internal | Summer | B8 | 500 | 1580 | 0 | 85.71 | 51.17 | 8 | 0
2030 | MISO_MI_2_IESO | MISO_MI | IESO | Internal | Summer | B9 | 800 | 1580 | 0 | 78.42 | 51.17 | 8 | 0
2030 | MISO_MI_2_IESO | MISO_MI | IESO | Internal | Summer | B10 | 1262 | 1580 | 0 | 74.77 | 51.17 | 8 | 0
2030 | MISO_MI_2_IESO | MISO_MI | IESO | Internal | Winter | B16 | 25 | 1580 | 0.14 | 86.18 | 65.12 | 8 | 0
2030 | MISO_MI_2_IESO | MISO_MI | IESO | Internal | Winter | B17 | 100 | 1580 | 0.04 | 86.18 | 65.12 | 8 | 0
2030 | MISO_MI_2_IESO | MISO_MI | IESO | Internal | Winter | B18 | 400 | 1580 | 0.01 | 81.38 | 65.12 | 8 | 0
2030 | MISO_MI_2_IESO | MISO_MI | IESO | Internal | Winter | B19 | 700 | 1580 | 0 | 79.97 | 65.12 | 8 | 0
2030 | MISO_MI_2_IESO | MISO_MI | IESO | Internal | Winter | B20 | 935 | 1580 | 0 | 76.51 | 65.12 | 8 | 0
2030 | MISO_MI_2_MISO_IN | MISO_MI | MISO_IN | Internal | Shoulder | B11 | 25 | 2045 | 2.27 | 87.11 | 85.28 | 0.01 | 0
2030 | MISO_MI_2_MISO_IN | MISO_MI | MISO_IN | Internal | Shoulder | B12 | 200 | 2045 | 0.29 | 80.83 | 79 | 0.01 | 0
2030 | MISO_MI_2_MISO_IN | MISO_MI | MISO_IN | Internal | Shoulder | B13 | 600 | 2045 | 0.1 | 78.87 | 77.04 | 0.01 | 0
2030 | MISO_MI_2_MISO_IN | MISO_MI | MISO_IN | Internal | Shoulder | B14 | 900 | 2045 | 0.09 | 77.3 | 75.96 | 0.01 | 0
2030 | MISO_MI_2_MISO_IN | MISO_MI | MISO_IN | Internal | Shoulder | B15 | 1203 | 2045 | 0.08 | 73.88 | 72.05 | 0.01 | 0
2030 | MISO_MI_2_MISO_IN | MISO_MI | MISO_IN | Internal | Summer | B1 | 10 | 2045 | 12.06 | 134.12 | 133.61 | 0.01 | 0
2030 | MISO_MI_2_MISO_IN | MISO_MI | MISO_IN | Internal | Summer | B2 | 25 | 2045 | 49.46 | 139.29 | 139.26 | 0.01 | 0
2030 | MISO_MI_2_MISO_IN | MISO_MI | MISO_IN | Internal | Summer | B3 | 75 | 2045 | 25.38 | 138.4 | 138.38 | 0.01 | 0
2030 | MISO_MI_2_MISO_IN | MISO_MI | MISO_IN | Internal | Summer | B4 | 100 | 2045 | 26.86 | 130.4 | 130.39 | 0.01 | 0
2030 | MISO_MI_2_MISO_IN | MISO_MI | MISO_IN | Internal | Summer | B5 | 200 | 2045 | 15.84 | 117.53 | 117.52 | 0.01 | 0
2030 | MISO_MI_2_MISO_IN | MISO_MI | MISO_IN | Internal | Summer | B6 | 300 | 2045 | 9.84 | 95.98 | 95.97 | 0.01 | 0
2030 | MISO_MI_2_MISO_IN | MISO_MI | MISO_IN | Internal | Summer | B7 | 400 | 2045 | 8.03 | 90.92 | 90.91 | 0.01 | 0
2030 | MISO_MI_2_MISO_IN | MISO_MI | MISO_IN | Internal | Summer | B8 | 500 | 2045 | 0.24 | 85.71 | 83.88 | 0.01 | 0
2030 | MISO_MI_2_MISO_IN | MISO_MI | MISO_IN | Internal | Summer | B9 | 800 | 2045 | 3.49 | 78.42 | 78.41 | 0.01 | 0
2030 | MISO_MI_2_MISO_IN | MISO_MI | MISO_IN | Internal | Summer | B10 | 1262 | 2045 | 0.42 | 74.77 | 74.62 | 0.01 | 0
2030 | MISO_MI_2_MISO_IN | MISO_MI | MISO_IN | Internal | Winter | B16 | 25 | 2045 | 2.27 | 86.18 | 84.35 | 0.01 | 0
2030 | MISO_MI_2_MISO_IN | MISO_MI | MISO_IN | Internal | Winter | B17 | 100 | 2045 | 0.59 | 86.18 | 84.35 | 0.01 | 0
2030 | MISO_MI_2_MISO_IN | MISO_MI | MISO_IN | Internal | Winter | B18 | 400 | 2045 | 0.15 | 81.38 | 79.55 | 0.01 | 0
2030 | MISO_MI_2_MISO_IN | MISO_MI | MISO_IN | Internal | Winter | B19 | 700 | 2045 | 0.11 | 79.97 | 78.61 | 0.01 | 0
2030 | MISO_MI_2_MISO_IN | MISO_MI | MISO_IN | Internal | Winter | B20 | 935 | 2045 | 0.07 | 76.51 | 74.68 | 0.01 | 0
2030 | MISO_MI_2_MISO_WUMS | MISO_MI | MISO_WUMS | Internal | Shoulder | B11 | 25 | 117 | 1.57 | 87.11 | 85.53 | 0.01 | 0.02
2030 | MISO_MI_2_MISO_WUMS | MISO_MI | MISO_WUMS | Internal | Shoulder | B12 | 200 | 117 | 0.22 | 80.83 | 79.25 | 0.01 | 0
2030 | MISO_MI_2_MISO_WUMS | MISO_MI | MISO_WUMS | Internal | Shoulder | B13 | 600 | 117 | 0.08 | 78.87 | 77.29 | 0.01 | 0
2030 | MISO_MI_2_MISO_WUMS | MISO_MI | MISO_WUMS | Internal | Shoulder | B14 | 900 | 117 | 0.05 | 77.3 | 75.72 | 0.01 | 0
2030 | MISO_MI_2_MISO_WUMS | MISO_MI | MISO_WUMS | Internal | Shoulder | B15 | 1203 | 117 | 521.38 | 73.88 | 75.33 | 0.01 | 1.44
2030 | MISO_MI_2_MISO_WUMS | MISO_MI | MISO_WUMS | Internal | Summer | B1 | 10 | 117 | 3.59 | 134.12 | 132.54 | 0.01 | 0.06
2030 | MISO_MI_2_MISO_WUMS | MISO_MI | MISO_WUMS | Internal | Summer | B2 | 25 | 117 | 1.55 | 139.29 | 137.71 | 0.01 | 0.02
2030 | MISO_MI_2_MISO_WUMS | MISO_MI | MISO_WUMS | Internal | Summer | B3 | 75 | 117 | 0.56 | 138.4 | 136.82 | 0.01 | 0.01
2030 | MISO_MI_2_MISO_WUMS | MISO_MI | MISO_WUMS | Internal | Summer | B4 | 100 | 117 | 0.42 | 130.4 | 128.81 | 0.01 | 0.01
2030 | MISO_MI_2_MISO_WUMS | MISO_MI | MISO_WUMS | Internal | Summer | B5 | 200 | 117 | 0.22 | 117.53 | 115.95 | 0.01 | 0
2030 | MISO_MI_2_MISO_WUMS | MISO_MI | MISO_WUMS | Internal | Summer | B6 | 300 | 117 | 0.15 | 95.98 | 94.4 | 0.01 | 0
2030 | MISO_MI_2_MISO_WUMS | MISO_MI | MISO_WUMS | Internal | Summer | B7 | 400 | 117 | 0.11 | 90.92 | 89.34 | 0.01 | 0
2030 | MISO_MI_2_MISO_WUMS | MISO_MI | MISO_WUMS | Internal | Summer | B8 | 500 | 117 | 0.09 | 85.71 | 84.13 | 0.01 | 0
2030 | MISO_MI_2_MISO_WUMS | MISO_MI | MISO_WUMS | Internal | Summer | B9 | 800 | 117 | 0.06 | 78.42 | 76.84 | 0.01 | 0
2030 | MISO_MI_2_MISO_WUMS | MISO_MI | MISO_WUMS | Internal | Summer | B10 | 1262 | 117 | 0.1 | 74.77 | 74.36 | 0.01 | 0
2030 | MISO_MI_2_MISO_WUMS | MISO_MI | MISO_WUMS | Internal | Winter | B16 | 25 | 117 | 1.55 | 86.18 | 84.6 | 0.01 | 0.02
2030 | MISO_MI_2_MISO_WUMS | MISO_MI | MISO_WUMS | Internal | Winter | B17 | 100 | 117 | 0.43 | 86.18 | 84.59 | 0.01 | 0.01
2030 | MISO_MI_2_MISO_WUMS | MISO_MI | MISO_WUMS | Internal | Winter | B18 | 400 | 117 | 0.11 | 81.38 | 79.8 | 0.01 | 0
2030 | MISO_MI_2_MISO_WUMS | MISO_MI | MISO_WUMS | Internal | Winter | B19 | 700 | 117 | 0.07 | 79.97 | 78.39 | 0.01 | 0
2030 | MISO_MI_2_MISO_WUMS | MISO_MI | MISO_WUMS | Internal | Winter | B20 | 935 | 117 | 117.2 | 76.51 | 77.78 | 0.01 | 1.26
2030 | MISO_MI_2_PJM_ROR | MISO_MI | PJM_ROR | Internal | Shoulder | B11 | 25 | 1424 | 1424.02 | 87.11 | 92.11 | 2 | 3.01
2030 | MISO_MI_2_PJM_ROR | MISO_MI | PJM_ROR | Internal | Shoulder | B12 | 200 | 1424 | 1424 | 80.83 | 85.83 | 2 | 3
2030 | MISO_MI_2_PJM_ROR | MISO_MI | PJM_ROR | Internal | Shoulder | B13 | 600 | 1424 | 1424 | 78.87 | 83.88 | 2 | 3
2030 | MISO_MI_2_PJM_ROR | MISO_MI | PJM_ROR | Internal | Shoulder | B14 | 900 | 1424 | 1424 | 77.3 | 82.66 | 2 | 3.36
2030 | MISO_MI_2_PJM_ROR | MISO_MI | PJM_ROR | Internal | Shoulder | B15 | 1203 | 1424 | 192.27 | 73.88 | 75.88 | 2 | 0
2030 | MISO_MI_2_PJM_ROR | MISO_MI | PJM_ROR | Internal | Summer | B1 | 10 | 1424 | 1424.85 | 134.12 | 140.45 | 2 | 4.33
2030 | MISO_MI_2_PJM_ROR | MISO_MI | PJM_ROR | Internal | Summer | B2 | 25 | 1424 | 1423.59 | 139.29 | 142.88 | 2 | 1.59
2030 | MISO_MI_2_PJM_ROR | MISO_MI | PJM_ROR | Internal | Summer | B3 | 75 | 1424 | 1091.01 | 138.4 | 140.41 | 2 | 0.01
2030 | MISO_MI_2_PJM_ROR | MISO_MI | PJM_ROR | Internal | Summer | B4 | 100 | 1424 | 1423.95 | 130.4 | 134.99 | 2 | 2.59
2030 | MISO_MI_2_PJM_ROR | MISO_MI | PJM_ROR | Internal | Summer | B5 | 200 | 1424 | 1424.09 | 117.53 | 124.35 | 2 | 4.82
2030 | MISO_MI_2_PJM_ROR | MISO_MI | PJM_ROR | Internal | Summer | B6 | 300 | 1424 | 1424.01 | 95.98 | 101.71 | 2 | 3.72
2030 | MISO_MI_2_PJM_ROR | MISO_MI | PJM_ROR | Internal | Summer | B7 | 400 | 1424 | 1424.04 | 90.92 | 97.74 | 2 | 4.82
2030 | MISO_MI_2_PJM_ROR | MISO_MI | PJM_ROR | Internal | Summer | B8 | 500 | 1424 | 1423.98 | 85.71 | 90.27 | 2 | 2.56
2030 | MISO_MI_2_PJM_ROR | MISO_MI | PJM_ROR | Internal | Summer | B9 | 800 | 1424 | 1423.98 | 78.42 | 85.24 | 2 | 4.82
2030 | MISO_MI_2_PJM_ROR | MISO_MI | PJM_ROR | Internal | Summer | B10 | 1262 | 1424 | 0.03 | 74.77 | 74.39 | 2 | 0
2030 | MISO_MI_2_PJM_ROR | MISO_MI | PJM_ROR | Internal | Winter | B16 | 25 | 1424 | 1424.03 | 86.18 | 91.18 | 2 | 3.01
2030 | MISO_MI_2_PJM_ROR | MISO_MI | PJM_ROR | Internal | Winter | B17 | 100 | 1424 | 1423.99 | 86.18 | 91.18 | 2 | 3
2030 | MISO_MI_2_PJM_ROR | MISO_MI | PJM_ROR | Internal | Winter | B18 | 400 | 1424 | 1424 | 81.38 | 86.38 | 2 | 3
2030 | MISO_MI_2_PJM_ROR | MISO_MI | PJM_ROR | Internal | Winter | B19 | 700 | 1424 | 1424 | 79.97 | 85.44 | 2 | 3.47
2030 | MISO_MI_2_PJM_ROR | MISO_MI | PJM_ROR | Internal | Winter | B20 | 935 | 1424 | 1423.89 | 76.51 | 79.78 | 2 | 1.27
2030 | MISO_MO-IL_2_ENT | MISO_MO-IL | ENT | Internal | Shoulder | B11 | 25 | 2540 | 2509.89 | 86.21 | 94.24 | 8 | 0.03
2030 | MISO_MO-IL_2_ENT | MISO_MO-IL | ENT | Internal | Shoulder | B12 | 200 | 2540 | 0.27 | 79.01 | 84.41 | 8 | 0
2030 | MISO_MO-IL_2_ENT | MISO_MO-IL | ENT | Internal | Shoulder | B13 | 600 | 2540 | 0.11 | 77.05 | 84.39 | 8 | 0
2030 | MISO_MO-IL_2_ENT | MISO_MO-IL | ENT | Internal | Shoulder | B14 | 900 | 2540 | 0.02 | 75.98 | 79.41 | 8 | 0
2030 | MISO_MO-IL_2_ENT | MISO_MO-IL | ENT | Internal | Shoulder | B15 | 1203 | 2540 | 0.01 | 71.99 | 71.99 | 8 | 0
2030 | MISO_MO-IL_2_ENT | MISO_MO-IL | ENT | Internal | Summer | B1 | 10 | 2540 | 1.02 | 134.57 | 134.56 | 8 | 0
2030 | MISO_MO-IL_2_ENT | MISO_MO-IL | ENT | Internal | Summer | B2 | 25 | 2540 | 0.52 | 140.88 | 141.46 | 8 | 0
2030 | MISO_MO-IL_2_ENT | MISO_MO-IL | ENT | Internal | Summer | B3 | 75 | 2540 | 0.25 | 138.41 | 141.43 | 8 | 0
2030 | MISO_MO-IL_2_ENT | MISO_MO-IL | ENT | Internal | Summer | B4 | 100 | 2540 | 917.18 | 133.43 | 141.43 | 8 | 0
2030 | MISO_MO-IL_2_ENT | MISO_MO-IL | ENT | Internal | Summer | B5 | 200 | 2540 | 2054.4 | 120.56 | 128.56 | 8 | 0
2030 | MISO_MO-IL_2_ENT | MISO_MO-IL | ENT | Internal | Summer | B6 | 300 | 2540 | 0.04 | 95.98 | 96.72 | 8 | 0
2030 | MISO_MO-IL_2_ENT | MISO_MO-IL | ENT | Internal | Summer | B7 | 400 | 2540 | 0.04 | 90.92 | 92.57 | 8 | 0
2030 | MISO_MO-IL_2_ENT | MISO_MO-IL | ENT | Internal | Summer | B8 | 500 | 2540 | 679.75 | 83.89 | 91.89 | 8 | 0
2030 | MISO_MO-IL_2_ENT | MISO_MO-IL | ENT | Internal | Summer | B9 | 800 | 2540 | 2511.8 | 80.79 | 88.79 | 8 | 0
2030 | MISO_MO-IL_2_ENT | MISO_MO-IL | ENT | Internal | Summer | B10 | 1262 | 2540 | 0.02 | 72.61 | 77.67 | 8 | 0
2030 | MISO_MO-IL_2_ENT | MISO_MO-IL | ENT | Internal | Winter | B16 | 25 | 2540 | 1.63 | 84.36 | 91.07 | 8 | 0
2030 | MISO_MO-IL_2_ENT | MISO_MO-IL | ENT | Internal | Winter | B17 | 100 | 2540 | 0.17 | 84.36 | 87.56 | 8 | 0
2030 | MISO_MO-IL_2_ENT | MISO_MO-IL | ENT | Internal | Winter | B18 | 400 | 2540 | 587.19 | 79.56 | 87.56 | 8 | 0
2030 | MISO_MO-IL_2_ENT | MISO_MO-IL | ENT | Internal | Winter | B19 | 700 | 2540 | 0.03 | 78.6 | 82.98 | 8 | 0
2030 | MISO_MO-IL_2_ENT | MISO_MO-IL | ENT | Internal | Winter | B20 | 935 | 2540 | 0.01 | 74.67 | 74.68 | 8 | 0
2030 | MISO_MO-IL_2_MISO_IN | MISO_MO-IL | MISO_IN | Internal | Shoulder | B11 | 25 | 2100 | 2.22 | 86.21 | 85.28 | 0.01 | 0
2030 | MISO_MO-IL_2_MISO_IN | MISO_MO-IL | MISO_IN | Internal | Shoulder | B12 | 200 | 2100 | 8.12 | 79.01 | 79 | 0.01 | 0
2030 | MISO_MO-IL_2_MISO_IN | MISO_MO-IL | MISO_IN | Internal | Shoulder | B13 | 600 | 2100 | 3.34 | 77.05 | 77.04 | 0.01 | 0
2030 | MISO_MO-IL_2_MISO_IN | MISO_MO-IL | MISO_IN | Internal | Shoulder | B14 | 900 | 2100 | 2.05 | 75.98 | 75.96 | 0.01 | 0
2030 | MISO_MO-IL_2_MISO_IN | MISO_MO-IL | MISO_IN | Internal | Shoulder | B15 | 1203 | 2100 | 2099.37 | 71.99 | 72.05 | 0.01 | 0.05
2030 | MISO_MO-IL_2_MISO_IN | MISO_MO-IL | MISO_IN | Internal | Summer | B1 | 10 | 2100 | 5.04 | 134.57 | 133.61 | 0.01 | 0
2030 | MISO_MO-IL_2_MISO_IN | MISO_MO-IL | MISO_IN | Internal | Summer | B2 | 25 | 2100 | 1.39 | 140.88 | 139.26 | 0.01 | 0
2030 | MISO_MO-IL_2_MISO_IN | MISO_MO-IL | MISO_IN | Internal | Summer | B3 | 75 | 2100 | 12.3 | 138.41 | 138.38 | 0.01 | 0
2030 | MISO_MO-IL_2_MISO_IN | MISO_MO-IL | MISO_IN | Internal | Summer | B4 | 100 | 2100 | 0.29 | 133.43 | 130.39 | 0.01 | 0
2030 | MISO_MO-IL_2_MISO_IN | MISO_MO-IL | MISO_IN | Internal | Summer | B5 | 200 | 2100 | 0.19 | 120.56 | 117.52 | 0.01 | 0
2030 | MISO_MO-IL_2_MISO_IN | MISO_MO-IL | MISO_IN | Internal | Summer | B6 | 300 | 2100 | 4.89 | 95.98 | 95.97 | 0.01 | 0
2030 | MISO_MO-IL_2_MISO_IN | MISO_MO-IL | MISO_IN | Internal | Summer | B7 | 400 | 2100 | 3.99 | 90.92 | 90.91 | 0.01 | 0
2030 | MISO_MO-IL_2_MISO_IN | MISO_MO-IL | MISO_IN | Internal | Summer | B8 | 500 | 2100 | 3.43 | 83.89 | 83.88 | 0.01 | 0
2030 | MISO_MO-IL_2_MISO_IN | MISO_MO-IL | MISO_IN | Internal | Summer | B9 | 800 | 2100 | 0.23 | 80.79 | 78.41 | 0.01 | 0
2030 | MISO_MO-IL_2_MISO_IN | MISO_MO-IL | MISO_IN | Internal | Summer | B10 | 1262 | 2100 | 2162.52 | 72.61 | 74.62 | 0.01 | 1.99
2030 | MISO_MO-IL_2_MISO_IN | MISO_MO-IL | MISO_IN | Internal | Winter | B16 | 25 | 2100 | 47.86 | 84.36 | 84.35 | 0.01 | 0
2030 | MISO_MO-IL_2_MISO_IN | MISO_MO-IL | MISO_IN | Internal | Winter | B17 | 100 | 2100 | 14.7 | 84.36 | 84.35 | 0.01 | 0
2030 | MISO_MO-IL_2_MISO_IN | MISO_MO-IL | MISO_IN | Internal | Winter | B18 | 400 | 2100 | 5.16 | 79.56 | 79.55 | 0.01 | 0
2030 | MISO_MO-IL_2_MISO_IN | MISO_MO-IL | MISO_IN | Internal | Winter | B19 | 700 | 2100 | 35.99 | 78.6 | 78.61 | 0.01 | 0
2030 | MISO_MO-IL_2_MISO_IN | MISO_MO-IL | MISO_IN | Internal | Winter | B20 | 935 | 2100 | 1952.35 | 74.67 | 74.68 | 0.01 | 0
2030 | MISO_MO-IL_2_MISO_W | MISO_MO-IL | MISO_W | Internal | Shoulder | B11 | 25 | 960 | 0.22 | 86.21 | 69.46 | 0.01 | 0
2030 | MISO_MO-IL_2_MISO_W | MISO_MO-IL | MISO_W | Internal | Shoulder | B12 | 200 | 960 | 0.03 | 79.01 | 63.18 | 0.01 | 0
2030 | MISO_MO-IL_2_MISO_W | MISO_MO-IL | MISO_W | Internal | Shoulder | B13 | 600 | 960 | 0.01 | 77.05 | 61.22 | 0.01 | 0
2030 | MISO_MO-IL_2_MISO_W | MISO_MO-IL | MISO_W | Internal | Shoulder | B14 | 900 | 960 | 0 | 75.98 | 60 | 0.01 | 0
2030 | MISO_MO-IL_2_MISO_W | MISO_MO-IL | MISO_W | Internal | Shoulder | B15 | 1203 | 960 | 0 | 71.99 | 53.23 | 0.01 | 0
2030 | MISO_MO-IL_2_MISO_W | MISO_MO-IL | MISO_W | Internal | Summer | B1 | 10 | 960 | 0.52 | 134.57 | 117.79 | 0.01 | 0.01
2030 | MISO_MO-IL_2_MISO_W | MISO_MO-IL | MISO_W | Internal | Summer | B2 | 25 | 960 | 0.18 | 140.88 | 120.22 | 0.01 | 0
2030 | MISO_MO-IL_2_MISO_W | MISO_MO-IL | MISO_W | Internal | Summer | B3 | 75 | 960 | 0.42 | 138.41 | 136.81 | 0.01 | 0
2030 | MISO_MO-IL_2_MISO_W | MISO_MO-IL | MISO_W | Internal | Summer | B4 | 100 | 960 | 0.16 | 133.43 | 128.8 | 0.01 | 0
2030 | MISO_MO-IL_2_MISO_W | MISO_MO-IL | MISO_W | Internal | Summer | B5 | 200 | 960 | 0.09 | 120.56 | 115.94 | 0.01 | 0
2030 | MISO_MO-IL_2_MISO_W | MISO_MO-IL | MISO_W | Internal | Summer | B6 | 300 | 960 | 0.12 | 95.98 | 94.39 | 0.01 | 0
2030 | MISO_MO-IL_2_MISO_W | MISO_MO-IL | MISO_W | Internal | Summer | B7 | 400 | 960 | 0.02 | 90.92 | 78.92 | 0.01 | 0
2030 | MISO_MO-IL_2_MISO_W | MISO_MO-IL | MISO_W | Internal | Summer | B8 | 500 | 960 | 0.01 | 83.89 | 67.61 | 0.01 | 0
2030 | MISO_MO-IL_2_MISO_W | MISO_MO-IL | MISO_W | Internal | Summer | B9 | 800 | 960 | 0 | 80.79 | 62.59 | 0.01 | 0
2030 | MISO_MO-IL_2_MISO_W | MISO_MO-IL | MISO_W | Internal | Summer | B10 | 1262 | 960 | 0 | 72.61 | 51.73 | 0.01 | 0
2030 | MISO_MO-IL_2_MISO_W | MISO_MO-IL | MISO_W | Internal | Winter | B16 | 25 | 960 | 0.23 | 84.36 | 68.53 | 0.01 | 0
2030 | MISO_MO-IL_2_MISO_W | MISO_MO-IL | MISO_W | Internal | Winter | B17 | 100 | 960 | 0.06 | 84.36 | 68.53 | 0.01 | 0
2030 | MISO_MO-IL_2_MISO_W | MISO_MO-IL | MISO_W | Internal | Winter | B18 | 400 | 960 | 0.02 | 79.56 | 63.73 | 0.01 | 0
2030 | MISO_MO-IL_2_MISO_W | MISO_MO-IL | MISO_W | Internal | Winter | B19 | 700 | 960 | 0 | 78.6 | 62.79 | 0.01 | 0
2030 | MISO_MO-IL_2_MISO_W | MISO_MO-IL | MISO_W | Internal | Winter | B20 | 935 | 960 | 0 | 74.67 | 57.13 | 0.01 | 0
2030 | MISO_MO-IL_2_PJM_ROR | MISO_MO-IL | PJM_ROR | Internal | Shoulder | B11 | 25 | 1212 | 1212.37 | 86.21 | 92.11 | 2 | 3.9
2030 | MISO_MO-IL_2_PJM_ROR | MISO_MO-IL | PJM_ROR | Internal | Shoulder | B12 | 200 | 1212 | 1212.16 | 79.01 | 85.83 | 2 | 4.82
2030 | MISO_MO-IL_2_PJM_ROR | MISO_MO-IL | PJM_ROR | Internal | Shoulder | B13 | 600 | 1212 | 1212.06 | 77.05 | 83.88 | 2 | 4.82
2030 | MISO_MO-IL_2_PJM_ROR | MISO_MO-IL | PJM_ROR | Internal | Shoulder | B14 | 900 | 1212 | 1212.03 | 75.98 | 82.66 | 2 | 4.68
2030 | MISO_MO-IL_2_PJM_ROR | MISO_MO-IL | PJM_ROR | Internal | Shoulder | B15 | 1203 | 1212 | 1211.99 | 71.99 | 75.88 | 2 | 1.89
2030 | MISO_MO-IL_2_PJM_ROR | MISO_MO-IL | PJM_ROR | Internal | Summer | B1 | 10 | 1212 | 1212.85 | 134.57 | 140.45 | 2 | 3.89
2030 | MISO_MO-IL_2_PJM_ROR | MISO_MO-IL | PJM_ROR | Internal | Summer | B2 | 25 | 1212 | 272.5 | 140.88 | 142.88 | 2 | 0
2030 | MISO_MO-IL_2_PJM_ROR | MISO_MO-IL | PJM_ROR | Internal | Summer | B3 | 75 | 1212 | 456.22 | 138.41 | 140.41 | 2 | 0
2030 | MISO_MO-IL_2_PJM_ROR | MISO_MO-IL | PJM_ROR | Internal | Summer | B4 | 100 | 1212 | 1.24 | 133.43 | 134.99 | 2 | 0
2030 | MISO_MO-IL_2_PJM_ROR | MISO_MO-IL | PJM_ROR | Internal | Summer | B5 | 200 | 1212 | 1211.95 | 120.56 | 124.35 | 2 | 1.79
2030 | MISO_MO-IL_2_PJM_ROR | MISO_MO-IL | PJM_ROR | Internal | Summer | B6 | 300 | 1212 | 1212.03 | 95.98 | 101.71 | 2 | 3.72
2030 | MISO_MO-IL_2_PJM_ROR | MISO_MO-IL | PJM_ROR | Internal | Summer | B7 | 400 | 1212 | 1212.07 | 90.92 | 97.74 | 2 | 4.82
2030 | MISO_MO-IL_2_PJM_ROR | MISO_MO-IL | PJM_ROR | Internal | Summer | B8 | 500 | 1212 | 1212.03 | 83.89 | 90.27 | 2 | 4.38
2030 | MISO_MO-IL_2_PJM_ROR | MISO_MO-IL | PJM_ROR | Internal | Summer | B9 | 800 | 1212 | 1211.98 | 80.79 | 85.24 | 2 | 2.45
2030 | MISO_MO-IL_2_PJM_ROR | MISO_MO-IL | PJM_ROR | Internal | Summer | B10 | 1262 | 1212 | 0.2 | 72.61 | 74.39 | 2 | 0
2030 | MISO_MO-IL_2_PJM_ROR | MISO_MO-IL | PJM_ROR | Internal | Winter | B16 | 25 | 1212 | 1213.11 | 84.36 | 91.18 | 2 | 4.82
2030 | MISO_MO-IL_2_PJM_ROR | MISO_MO-IL | PJM_ROR | Internal | Winter | B17 | 100 | 1212 | 1212.31 | 84.36 | 91.18 | 2 | 4.82
2030 | MISO_MO-IL_2_PJM_ROR | MISO_MO-IL | PJM_ROR | Internal | Winter | B18 | 400 | 1212 | 1212.09 | 79.56 | 86.38 | 2 | 4.82
2030 | MISO_MO-IL_2_PJM_ROR | MISO_MO-IL | PJM_ROR | Internal | Winter | B19 | 700 | 1212 | 1212.05 | 78.6 | 85.44 | 2 | 4.85
2030 | MISO_MO-IL_2_PJM_ROR | MISO_MO-IL | PJM_ROR | Internal | Winter | B20 | 935 | 1212 | 1212.01 | 74.67 | 79.78 | 2 | 3.12
2030 | MISO_MO-IL_2_SPP_N | MISO_MO-IL | SPP_N | Internal | Shoulder | B11 | 25 | 2000 | 0.13 | 86.21 | 64.47 | 8 | 0
2030 | MISO_MO-IL_2_SPP_N | MISO_MO-IL | SPP_N | Internal | Shoulder | B12 | 200 | 2000 | 0.02 | 79.01 | 51.48 | 8 | 0
2030 | MISO_MO-IL_2_SPP_N | MISO_MO-IL | SPP_N | Internal | Shoulder | B13 | 600 | 2000 | 0 | 77.05 | 51.46 | 8 | 0
2030 | MISO_MO-IL_2_SPP_N | MISO_MO-IL | SPP_N | Internal | Shoulder | B14 | 900 | 2000 | 0 | 75.98 | 46.47 | 8 | 0
2030 | MISO_MO-IL_2_SPP_N | MISO_MO-IL | SPP_N | Internal | Shoulder | B15 | 1203 | 2000 | 0 | 71.99 | 39.06 | 8 | 0
2030 | MISO_MO-IL_2_SPP_N | MISO_MO-IL | SPP_N | Internal | Summer | B1 | 10 | 2000 | 0.25 | 134.57 | 101.63 | 8 | 0
2030 | MISO_MO-IL_2_SPP_N | MISO_MO-IL | SPP_N | Internal | Summer | B2 | 25 | 2000 | 0.1 | 140.88 | 108.53 | 8 | 0
2030 | MISO_MO-IL_2_SPP_N | MISO_MO-IL | SPP_N | Internal | Summer | B3 | 75 | 2000 | 0.09 | 138.41 | 131.82 | 8 | 0
2030 | MISO_MO-IL_2_SPP_N | MISO_MO-IL | SPP_N | Internal | Summer | B4 | 100 | 2000 | 0.07 | 133.43 | 128.43 | 8 | 0
2030 | MISO_MO-IL_2_SPP_N | MISO_MO-IL | SPP_N | Internal | Summer | B5 | 200 | 2000 | 0.03 | 120.56 | 113.66 | 8 | 0
2030 | MISO_MO-IL_2_SPP_N | MISO_MO-IL | SPP_N | Internal | Summer | B6 | 300 | 2000 | 0.03 | 95.98 | 90.98 | 8 | 0
2030 | MISO_MO-IL_2_SPP_N | MISO_MO-IL | SPP_N | Internal | Summer | B7 | 400 | 2000 | 0.02 | 90.92 | 85.92 | 8 | 0
2030 | MISO_MO-IL_2_SPP_N | MISO_MO-IL | SPP_N | Internal | Summer | B8 | 500 | 2000 | 0.01 | 83.89 | 72.93 | 8 | 0
2030 | MISO_MO-IL_2_SPP_N | MISO_MO-IL | SPP_N | Internal | Summer | B9 | 800 | 2000 | 0 | 80.79 | 57.6 | 8 | 0
2030 | MISO_MO-IL_2_SPP_N | MISO_MO-IL | SPP_N | Internal | Summer | B10 | 1262 | 2000 | 0 | 72.61 | 44.74 | 8 | 0
2030 | MISO_MO-IL_2_SPP_N | MISO_MO-IL | SPP_N | Internal | Winter | B16 | 25 | 2000 | 0.12 | 84.36 | 58.13 | 8 | 0
2030 | MISO_MO-IL_2_SPP_N | MISO_MO-IL | SPP_N | Internal | Winter | B17 | 100 | 2000 | 0.03 | 84.36 | 54.63 | 8 | 0
2030 | MISO_MO-IL_2_SPP_N | MISO_MO-IL | SPP_N | Internal | Winter | B18 | 400 | 2000 | 0 | 79.56 | 54.63 | 8 | 0
2030 | MISO_MO-IL_2_SPP_N | MISO_MO-IL | SPP_N | Internal | Winter | B19 | 700 | 2000 | 0 | 78.6 | 50.04 | 8 | 0
2030 | MISO_MO-IL_2_SPP_N | MISO_MO-IL | SPP_N | Internal | Winter | B20 | 935 | 2000 | 0 | 74.67 | 41.75 | 8 | 0
2030 | MISO_MO-IL_2_TVA_Transmission | MISO_MO-IL | TVA_Transmission | Internal | Shoulder | B11 | 25 | 4000 | 1885.78 | 86.21 | 94.21 | 8 | 0
2030 | MISO_MO-IL_2_TVA_Transmission | MISO_MO-IL | TVA_Transmission | Internal | Shoulder | B12 | 200 | 4000 | 2147.29 | 79.01 | 87.01 | 8 | 0
2030 | MISO_MO-IL_2_TVA_Transmission | MISO_MO-IL | TVA_Transmission | Internal | Shoulder | B13 | 600 | 4000 | 725.06 | 77.05 | 85.05 | 8 | 0
2030 | MISO_MO-IL_2_TVA_Transmission | MISO_MO-IL | TVA_Transmission | Internal | Shoulder | B14 | 900 | 4000 | 2719.6 | 75.98 | 83.98 | 8 | 0
2030 | MISO_MO-IL_2_TVA_Transmission | MISO_MO-IL | TVA_Transmission | Internal | Shoulder | B15 | 1203 | 4000 | 558.18 | 71.99 | 79.99 | 8 | 0
2030 | MISO_MO-IL_2_TVA_Transmission | MISO_MO-IL | TVA_Transmission | Internal | Summer | B1 | 10 | 4000 | 424.33 | 134.57 | 142.56 | 8 | 0
2030 | MISO_MO-IL_2_TVA_Transmission | MISO_MO-IL | TVA_Transmission | Internal | Summer | B2 | 25 | 4000 | 1300 | 140.88 | 148.88 | 8 | 0
2030 | MISO_MO-IL_2_TVA_Transmission | MISO_MO-IL | TVA_Transmission | Internal | Summer | B3 | 75 | 4000 | 780.14 | 138.41 | 146.41 | 8 | 0
2030 | MISO_MO-IL_2_TVA_Transmission | MISO_MO-IL | TVA_Transmission | Internal | Summer | B4 | 100 | 4000 | 1.53 | 133.43 | 140.99 | 8 | 0
2030 | MISO_MO-IL_2_TVA_Transmission | MISO_MO-IL | TVA_Transmission | Internal | Summer | B5 | 200 | 4000 | 1.05 | 120.56 | 128.31 | 8 | 0
2030 | MISO_MO-IL_2_TVA_Transmission | MISO_MO-IL | TVA_Transmission | Internal | Summer | B6 | 300 | 4000 | 0.11 | 95.98 | 101.48 | 8 | 0
2030 | MISO_MO-IL_2_TVA_Transmission | MISO_MO-IL | TVA_Transmission | Internal | Summer | B7 | 400 | 4000 | 0.1 | 90.92 | 96.97 | 8 | 0
2030 | MISO_MO-IL_2_TVA_Transmission | MISO_MO-IL | TVA_Transmission | Internal | Summer | B8 | 500 | 4000 | 0.26 | 83.89 | 91.52 | 8 | 0
2030 | MISO_MO-IL_2_TVA_Transmission | MISO_MO-IL | TVA_Transmission | Internal | Summer | B9 | 800 | 4000 | 1559.81 | 80.79 | 88.79 | 8 | 0
2030 | MISO_MO-IL_2_TVA_Transmission | MISO_MO-IL | TVA_Transmission | Internal | Summer | B10 | 1262 | 4000 | 0.07 | 72.61 | 79.14 | 8 | 0
2030 | MISO_MO-IL_2_TVA_Transmission | MISO_MO-IL | TVA_Transmission | Internal | Winter | B16 | 25 | 4000 | 4007.96 | 84.36 | 94.81 | 8 | 2.45
2030 | MISO_MO-IL_2_TVA_Transmission | MISO_MO-IL | TVA_Transmission | Internal | Winter | B17 | 100 | 4000 | 2417.56 | 84.36 | 92.36 | 8 | 0
2030 | MISO_MO-IL_2_TVA_Transmission | MISO_MO-IL | TVA_Transmission | Internal | Winter | B18 | 400 | 4000 | 91.66 | 79.56 | 87.56 | 8 | 0
2030 | MISO_MO-IL_2_TVA_Transmission | MISO_MO-IL | TVA_Transmission | Internal | Winter | B19 | 700 | 4000 | 875.84 | 78.6 | 86.6 | 8 | 0
2030 | MISO_MO-IL_2_TVA_Transmission | MISO_MO-IL | TVA_Transmission | Internal | Winter | B20 | 935 | 4000 | 1157.49 | 74.67 | 82.67 | 8 | 0
2030 | MISO_W_2_IESO | MISO_W | IESO | Internal | Shoulder | B11 | 25 | 90 | 0.16 | 69.46 | 58.4 | 8 | 0.02
2030 | MISO_W_2_IESO | MISO_W | IESO | Internal | Shoulder | B12 | 200 | 90 | 0.03 | 63.18 | 58.4 | 8 | 0
2030 | MISO_W_2_IESO | MISO_W | IESO | Internal | Shoulder | B13 | 600 | 90 | 0.01 | 61.22 | 58.4 | 8 | 0
2030 | MISO_W_2_IESO | MISO_W | IESO | Internal | Shoulder | B14 | 900 | 90 | 0 | 60 | 58.4 | 8 | 0
2030 | MISO_W_2_IESO | MISO_W | IESO | Internal | Shoulder | B15 | 1203 | 90 | 0.02 | 53.23 | 58.4 | 8 | 0
2030 | MISO_W_2_IESO | MISO_W | IESO | Internal | Summer | B1 | 10 | 90 | 2.68 | 117.79 | 124.66 | 8 | 0.07
2030 | MISO_W_2_IESO | MISO_W | IESO | Internal | Summer | B2 | 25 | 90 | 0.33 | 120.22 | 120.63 | 8 | 0.03
2030 | MISO_W_2_IESO | MISO_W | IESO | Internal | Summer | B3 | 75 | 90 | 0.04 | 136.81 | 118.11 | 8 | 0.01
2030 | MISO_W_2_IESO | MISO_W | IESO | Internal | Summer | B4 | 100 | 90 | 0.03 | 128.8 | 112.64 | 8 | 0.01
2030 | MISO_W_2_IESO | MISO_W | IESO | Internal | Summer | B5 | 200 | 90 | 0.01 | 115.94 | 89.87 | 8 | 0
2030 | MISO_W_2_IESO | MISO_W | IESO | Internal | Summer | B6 | 300 | 90 | 0 | 94.39 | 61.45 | 8 | 0
2030 | MISO_W_2_IESO | MISO_W | IESO | Internal | Summer | B7 | 400 | 90 | 0 | 78.92 | 56.38 | 8 | 0
2030 | MISO_W_2_IESO | MISO_W | IESO | Internal | Summer | B8 | 500 | 90 | 0 | 67.61 | 51.17 | 8 | 0
2030 | MISO_W_2_IESO | MISO_W | IESO | Internal | Summer | B9 | 800 | 90 | 0 | 62.59 | 51.17 | 8 | 0
2030 | MISO_W_2_IESO | MISO_W | IESO | Internal | Summer | B10 | 1262 | 90 | 0 | 51.73 | 51.17 | 8 | 0
2030 | MISO_W_2_IESO | MISO_W | IESO | Internal | Winter | B16 | 25 | 90 | 0.24 | 68.53 | 65.12 | 8 | 0.03
2030 | MISO_W_2_IESO | MISO_W | IESO | Internal | Winter | B17 | 100 | 90 | 0.06 | 68.53 | 65.12 | 8 | 0.01
2030 | MISO_W_2_IESO | MISO_W | IESO | Internal | Winter | B18 | 400 | 90 | 0.02 | 63.73 | 65.12 | 8 | 0
2030 | MISO_W_2_IESO | MISO_W | IESO | Internal | Winter | B19 | 700 | 90 | 0.02 | 62.79 | 65.12 | 8 | 0
2030 | MISO_W_2_IESO | MISO_W | IESO | Internal | Winter | B20 | 935 | 90 | 2.93 | 57.13 | 65.12 | 8 | 0
2030 | MISO_W_2_MAPP_CA | MISO_W | MAPP_CA | Internal | Shoulder | B11 | 25 | 700 | 0.21 | 69.46 | 55.77 | 0.01 | 0
2030 | MISO_W_2_MAPP_CA | MISO_W | MAPP_CA | Internal | Shoulder | B12 | 200 | 700 | 0.04 | 63.18 | 53.21 | 0.01 | 0
2030 | MISO_W_2_MAPP_CA | MISO_W | MAPP_CA | Internal | Shoulder | B13 | 600 | 700 | 0.01 | 61.22 | 53.21 | 0.01 | 0
2030 | MISO_W_2_MAPP_CA | MISO_W | MAPP_CA | Internal | Shoulder | B14 | 900 | 700 | 0.01 | 60 | 53.21 | 0.01 | 0
2030 | MISO_W_2_MAPP_CA | MISO_W | MAPP_CA | Internal | Shoulder | B15 | 1203 | 700 | 1.3 | 53.23 | 53.21 | 0.01 | 0
2030 | MISO_W_2_MAPP_CA | MISO_W | MAPP_CA | Internal | Summer | B1 | 10 | 700 | 0.52 | 117.79 | 104.11 | 0.01 | 0.01
2030 | MISO_W_2_MAPP_CA | MISO_W | MAPP_CA | Internal | Summer | B2 | 25 | 700 | 0.21 | 120.22 | 106.53 | 0.01 | 0
2030 | MISO_W_2_MAPP_CA | MISO_W | MAPP_CA | Internal | Summer | B3 | 75 | 700 | 0.07 | 136.81 | 123.12 | 0.01 | 0
2030 | MISO_W_2_MAPP_CA | MISO_W | MAPP_CA | Internal | Summer | B4 | 100 | 700 | 0.05 | 128.8 | 115.11 | 0.01 | 0
2030 | MISO_W_2_MAPP_CA | MISO_W | MAPP_CA | Internal | Summer | B5 | 200 | 700 | 0.03 | 115.94 | 102.25 | 0.01 | 0
2030 | MISO_W_2_MAPP_CA | MISO_W | MAPP_CA | Internal | Summer | B6 | 300 | 700 | 0.02 | 94.39 | 80.7 | 0.01 | 0
2030 | MISO_W_2_MAPP_CA | MISO_W | MAPP_CA | Internal | Summer | B7 | 400 | 700 | 0.01 | 78.92 | 65.23 | 0.01 | 0
2030 | MISO_W_2_MAPP_CA | MISO_W | MAPP_CA | Internal | Summer | B8 | 500 | 700 | 0.01 | 67.61 | 53.92 | 0.01 | 0
2030 | MISO_W_2_MAPP_CA | MISO_W | MAPP_CA | Internal | Summer | B9 | 800 | 700 | 0 | 62.59 | 51.72 | 0.01 | 0
2030 | MISO_W_2_MAPP_CA | MISO_W | MAPP_CA | Internal | Summer | B10 | 1262 | 700 | 1.37 | 51.73 | 51.72 | 0.01 | 0
2030 | MISO_W_2_MAPP_CA | MISO_W | MAPP_CA | Internal | Winter | B16 | 25 | 700 | 0.25 | 68.53 | 57.12 | 0.01 | 0
2030 | MISO_W_2_MAPP_CA | MISO_W | MAPP_CA | Internal | Winter | B17 | 100 | 700 | 0.07 | 68.53 | 57.12 | 0.01 | 0
2030 | MISO_W_2_MAPP_CA | MISO_W | MAPP_CA | Internal | Winter | B18 | 400 | 700 | 0.02 | 63.73 | 57.12 | 0.01 | 0
2030 | MISO_W_2_MAPP_CA | MISO_W | MAPP_CA | Internal | Winter | B19 | 700 | 700 | 0.02 | 62.79 | 57.12 | 0.01 | 0
2030 | MISO_W_2_MAPP_CA | MISO_W | MAPP_CA | Internal | Winter | B20 | 935 | 700 | 1.92 | 57.13 | 57.12 | 0.01 | 0
2030 | MISO_W_2_MAPP_US | MISO_W | MAPP_US | Internal | Shoulder | B11 | 25 | 2300 | 0.3 | 69.46 | 62.46 | 7 | 0
2030 | MISO_W_2_MAPP_US | MISO_W | MAPP_US | Internal | Shoulder | B12 | 200 | 2300 | 0.04 | 63.18 | 56.18 | 7 | 0
2030 | MISO_W_2_MAPP_US | MISO_W | MAPP_US | Internal | Shoulder | B13 | 600 | 2300 | 0.01 | 61.22 | 54.22 | 7 | 0
2030 | MISO_W_2_MAPP_US | MISO_W | MAPP_US | Internal | Shoulder | B14 | 900 | 2300 | 0 | 60 | 53 | 7 | 0
2030 | MISO_W_2_MAPP_US | MISO_W | MAPP_US | Internal | Shoulder | B15 | 1203 | 2300 | 0 | 53.23 | 46.23 | 7 | 0
2030 | MISO_W_2_MAPP_US | MISO_W | MAPP_US | Internal | Summer | B1 | 10 | 2300 | 0.75 | 117.79 | 110.8 | 7 | 0
2030 | MISO_W_2_MAPP_US | MISO_W | MAPP_US | Internal | Summer | B2 | 25 | 2300 | 0.3 | 120.22 | 113.49 | 7 | 0
2030 | MISO_W_2_MAPP_US | MISO_W | MAPP_US | Internal | Summer | B3 | 75 | 2300 | 0.1 | 136.81 | 129.81 | 7 | 0
2030 | MISO_W_2_MAPP_US | MISO_W | MAPP_US | Internal | Summer | B4 | 100 | 2300 | 0.08 | 128.8 | 121.8 | 7 | 0
2030 | MISO_W_2_MAPP_US | MISO_W | MAPP_US | Internal | Summer | B5 | 200 | 2300 | 0.04 | 115.94 | 108.94 | 7 | 0
2030 | MISO_W_2_MAPP_US | MISO_W | MAPP_US | Internal | Summer | B6 | 300 | 2300 | 0.03 | 94.39 | 87.69 | 7 | 0
2030 | MISO_W_2_MAPP_US | MISO_W | MAPP_US | Internal | Summer | B7 | 400 | 2300 | 0.02 | 78.92 | 73.92 | 7 | 0
2030 | MISO_W_2_MAPP_US | MISO_W | MAPP_US | Internal | Summer | B8 | 500 | 2300 | 0.02 | 67.61 | 60.92 | 7 | 0
2030 | MISO_W_2_MAPP_US | MISO_W | MAPP_US | Internal | Summer | B9 | 800 | 2300 | 0 | 62.59 | 55.59 | 7 | 0
2030 | MISO_W_2_MAPP_US | MISO_W | MAPP_US | Internal | Summer | B10 | 1262 | 2300 | 0 | 51.73 | 44.73 | 7 | 0
2030 | MISO_W_2_MAPP_US | MISO_W | MAPP_US | Internal | Winter | B16 | 25 | 2300 | 0.29 | 68.53 | 61.53 | 7 | 0
2030 | MISO_W_2_MAPP_US | MISO_W | MAPP_US | Internal | Winter | B17 | 100 | 2300 | 0.07 | 68.53 | 61.52 | 7 | 0
2030 | MISO_W_2_MAPP_US | MISO_W | MAPP_US | Internal | Winter | B18 | 400 | 2300 | 0.02 | 63.73 | 56.73 | 7 | 0
2030 | MISO_W_2_MAPP_US | MISO_W | MAPP_US | Internal | Winter | B19 | 700 | 2300 | 0.01 | 62.79 | 55.79 | 7 | 0
2030 | MISO_W_2_MAPP_US | MISO_W | MAPP_US | Internal | Winter | B20 | 935 | 2300 | 0 | 57.13 | 50.13 | 7 | 0
2030 | MISO_W_2_MISO_MO-IL | MISO_W | MISO_MO-IL | Internal | Shoulder | B11 | 25 | 3800 | 3800.03 | 69.46 | 86.21 | 0.01 | 16.74
2030 | MISO_W_2_MISO_MO-IL | MISO_W | MISO_MO-IL | Internal | Shoulder | B12 | 200 | 3800 | 3800 | 63.18 | 79.01 | 0.01 | 15.82
2030 | MISO_W_2_MISO_MO-IL | MISO_W | MISO_MO-IL | Internal | Shoulder | B13 | 600 | 3800 | 3800 | 61.22 | 77.05 | 0.01 | 15.82
2030 | MISO_W_2_MISO_MO-IL | MISO_W | MISO_MO-IL | Internal | Shoulder | B14 | 900 | 3800 | 3800 | 60 | 75.98 | 0.01 | 15.96
2030 | MISO_W_2_MISO_MO-IL | MISO_W | MISO_MO-IL | Internal | Shoulder | B15 | 1203 | 3800 | 3800 | 53.23 | 71.99 | 0.01 | 18.75
2030 | MISO_W_2_MISO_MO-IL | MISO_W | MISO_MO-IL | Internal | Summer | B1 | 10 | 3800 | 3800.08 | 117.79 | 134.57 | 0.01 | 16.76
2030 | MISO_W_2_MISO_MO-IL | MISO_W | MISO_MO-IL | Internal | Summer | B2 | 25 | 3800 | 3800.08 | 120.22 | 140.88 | 0.01 | 20.65
2030 | MISO_W_2_MISO_MO-IL | MISO_W | MISO_MO-IL | Internal | Summer | B3 | 75 | 3800 | 3799.73 | 136.81 | 138.41 | 0.01 | 1.59
2030 | MISO_W_2_MISO_MO-IL | MISO_W | MISO_MO-IL | Internal | Summer | B4 | 100 | 3800 | 3799.93 | 128.8 | 133.43 | 0.01 | 4.61
2030 | MISO_W_2_MISO_MO-IL | MISO_W | MISO_MO-IL | Internal | Summer | B5 | 200 | 3800 | 3799.96 | 115.94 | 120.56 | 0.01 | 4.61
2030 | MISO_W_2_MISO_MO-IL | MISO_W | MISO_MO-IL | Internal | Summer | B6 | 300 | 3800 | 3799.92 | 94.39 | 95.98 | 0.01 | 1.58
2030 | MISO_W_2_MISO_MO-IL | MISO_W | MISO_MO-IL | Internal | Summer | B7 | 400 | 3800 | 3800 | 78.92 | 90.92 | 0.01 | 11.99
2030 | MISO_W_2_MISO_MO-IL | MISO_W | MISO_MO-IL | Internal | Summer | B8 | 500 | 3800 | 3800 | 67.61 | 83.89 | 0.01 | 16.26
2030 | MISO_W_2_MISO_MO-IL | MISO_W | MISO_MO-IL | Internal | Summer | B9 | 800 | 3800 | 3800 | 62.59 | 80.79 | 0.01 | 18.19
2030 | MISO_W_2_MISO_MO-IL | MISO_W | MISO_MO-IL | Internal | Summer | B10 | 1262 | 3800 | 3800 | 51.73 | 72.61 | 0.01 | 20.87
2030 | MISO_W_2_MISO_MO-IL | MISO_W | MISO_MO-IL | Internal | Winter | B16 | 25 | 3800 | 3800.02 | 68.53 | 84.36 | 0.01 | 15.82
2030 | MISO_W_2_MISO_MO-IL | MISO_W | MISO_MO-IL | Internal | Winter | B17 | 100 | 3800 | 3800 | 68.53 | 84.36 | 0.01 | 15.82
2030 | MISO_W_2_MISO_MO-IL | MISO_W | MISO_MO-IL | Internal | Winter | B18 | 400 | 3800 | 3800 | 63.73 | 79.56 | 0.01 | 15.82
2030 | MISO_W_2_MISO_MO-IL | MISO_W | MISO_MO-IL | Internal | Winter | B19 | 700 | 3800 | 3800 | 62.79 | 78.6 | 0.01 | 15.8
2030 | MISO_W_2_MISO_MO-IL | MISO_W | MISO_MO-IL | Internal | Winter | B20 | 935 | 3800 | 3800 | 57.13 | 74.67 | 0.01 | 17.53
2030 | MISO_W_2_MISO_WUMS | MISO_W | MISO_WUMS | Internal | Shoulder | B11 | 25 | 1629 | 1629.11 | 69.46 | 85.53 | 0.01 | 16.06
2030 | MISO_W_2_MISO_WUMS | MISO_W | MISO_WUMS | Internal | Shoulder | B12 | 200 | 1629 | 1629.01 | 63.18 | 79.25 | 0.01 | 16.06
2030 | MISO_W_2_MISO_WUMS | MISO_W | MISO_WUMS | Internal | Shoulder | B13 | 600 | 1629 | 1629 | 61.22 | 77.29 | 0.01 | 16.06
2030 | MISO_W_2_MISO_WUMS | MISO_W | MISO_WUMS | Internal | Shoulder | B14 | 900 | 1629 | 1629 | 60 | 75.72 | 0.01 | 15.7
2030 | MISO_W_2_MISO_WUMS | MISO_W | MISO_WUMS | Internal | Shoulder | B15 | 1203 | 1629 | 1629.01 | 53.23 | 75.33 | 0.01 | 22.09
2030 | MISO_W_2_MISO_WUMS | MISO_W | MISO_WUMS | Internal | Summer | B1 | 10 | 1629 | 1629.22 | 117.79 | 132.54 | 0.01 | 14.74
2030 | MISO_W_2_MISO_WUMS | MISO_W | MISO_WUMS | Internal | Summer | B2 | 25 | 1629 | 1629.14 | 120.22 | 137.71 | 0.01 | 17.47
2030 | MISO_W_2_MISO_WUMS | MISO_W | MISO_WUMS | Internal | Summer | B3 | 75 | 1629 | 392.12 | 136.81 | 136.82 | 0.01 | 0
2030 | MISO_W_2_MISO_WUMS | MISO_W | MISO_WUMS | Internal | Summer | B4 | 100 | 1629 | 890.73 | 128.8 | 128.81 | 0.01 | 0
2030 | MISO_W_2_MISO_WUMS | MISO_W | MISO_WUMS | Internal | Summer | B5 | 200 | 1629 | 720.13 | 115.94 | 115.95 | 0.01 | 0
2030 | MISO_W_2_MISO_WUMS | MISO_W | MISO_WUMS | Internal | Summer | B6 | 300 | 1629 | 945.28 | 94.39 | 94.4 | 0.01 | 0
2030 | MISO_W_2_MISO_WUMS | MISO_W | MISO_WUMS | Internal | Summer | B7 | 400 | 1629 | 1629 | 78.92 | 89.34 | 0.01 | 10.41
2030 | MISO_W_2_MISO_WUMS | MISO_W | MISO_WUMS | Internal | Summer | B8 | 500 | 1629 | 1629.01 | 67.61 | 84.13 | 0.01 | 16.5
2030 | MISO_W_2_MISO_WUMS | MISO_W | MISO_WUMS | Internal | Summer | B9 | 800 | 1629 | 1629 | 62.59 | 76.84 | 0.01 | 14.24
2030 | MISO_W_2_MISO_WUMS | MISO_W | MISO_WUMS | Internal | Summer | B10 | 1262 | 1629 | 1629.01 | 51.73 | 74.36 | 0.01 | 22.61
2030 | MISO_W_2_MISO_WUMS | MISO_W | MISO_WUMS | Internal | Winter | B16 | 25 | 1629 | 1629.11 | 68.53 | 84.6 | 0.01 | 16.06
2030 | MISO_W_2_MISO_WUMS | MISO_W | MISO_WUMS | Internal | Winter | B17 | 100 | 1629 | 1629.03 | 68.53 | 84.59 | 0.01 | 16.06
2030 | MISO_W_2_MISO_WUMS | MISO_W | MISO_WUMS | Internal | Winter | B18 | 400 | 1629 | 1629.01 | 63.73 | 79.8 | 0.01 | 16.06
2030 | MISO_W_2_MISO_WUMS | MISO_W | MISO_WUMS | Internal | Winter | B19 | 700 | 1629 | 1629 | 62.79 | 78.39 | 0.01 | 15.59
2030 | MISO_W_2_MISO_WUMS | MISO_W | MISO_WUMS | Internal | Winter | B20 | 935 | 1629 | 1629.01 | 57.13 | 77.78 | 0.01 | 20.65
2030 | MISO_W_2_NE | MISO_W | NE | Internal | Shoulder | B11 | 25 | 2800 | 0.32 | 69.46 | 64.46 | 7 | 0
2030 | MISO_W_2_NE | MISO_W | NE | Internal | Shoulder | B12 | 200 | 2800 | 0.03 | 63.18 | 51.18 | 7 | 0
2030 | MISO_W_2_NE | MISO_W | NE | Internal | Shoulder | B13 | 600 | 2800 | 0 | 61.22 | 49.22 | 7 | 0
2030 | MISO_W_2_NE | MISO_W | NE | Internal | Shoulder | B14 | 900 | 2800 | 0 | 60 | 47.25 | 7 | 0
2030 | MISO_W_2_NE | MISO_W | NE | Internal | Shoulder | B15 | 1203 | 2800 | 0 | 53.23 | 40.47 | 7 | 0
2030 | MISO_W_2_NE | MISO_W | NE | Internal | Summer | B1 | 10 | 2800 | 0.51 | 117.79 | 105.04 | 7 | 0
2030 | MISO_W_2_NE | MISO_W | NE | Internal | Summer | B2 | 25 | 2800 | 0.23 | 120.22 | 108.51 | 7 | 0
2030 | MISO_W_2_NE | MISO_W | NE | Internal | Summer | B3 | 75 | 2800 | 0.12 | 136.81 | 131.81 | 7 | 0
2030 | MISO_W_2_NE | MISO_W | NE | Internal | Summer | B4 | 100 | 2800 | 0.14 | 128.8 | 128.41 | 7 | 0
2030 | MISO_W_2_NE | MISO_W | NE | Internal | Summer | B5 | 200 | 2800 | 0.05 | 115.94 | 113.65 | 7 | 0
2030 | MISO_W_2_NE | MISO_W | NE | Internal | Summer | B6 | 300 | 2800 | 0.04 | 94.39 | 90.97 | 7 | 0
2030 | MISO_W_2_NE | MISO_W | NE | Internal | Summer | B7 | 400 | 2800 | 0.05 | 78.92 | 80.92 | 7 | 0
2030 | MISO_W_2_NE | MISO_W | NE | Internal | Summer | B8 | 500 | 2800 | 0.03 | 67.61 | 67.92 | 7 | 0
2030 | MISO_W_2_NE | MISO_W | NE | Internal | Summer | B9 | 800 | 2800 | 0.01 | 62.59 | 57.59 | 7 | 0
2030 | MISO_W_2_NE | MISO_W | NE | Internal | Summer | B10 | 1262 | 2800 | 0 | 51.73 | 39.73 | 7 | 0
2030 | MISO_W_2_NE | MISO_W | NE | Internal | Winter | B16 | 25 | 2800 | 0.21 | 68.53 | 55.77 | 7 | 0
2030 | MISO_W_2_NE | MISO_W | NE | Internal | Winter | B17 | 100 | 2800 | 0.05 | 68.53 | 55.77 | 7 | 0
2030 | MISO_W_2_NE | MISO_W | NE | Internal | Winter | B18 | 400 | 2800 | 0.01 | 63.73 | 50.97 | 7 | 0
2030 | MISO_W_2_NE | MISO_W | NE | Internal | Winter | B19 | 700 | 2800 | 0 | 62.79 | 50.03 | 7 | 0
2030 | MISO_W_2_NE | MISO_W | NE | Internal | Winter | B20 | 935 | 2800 | 0 | 57.13 | 44.37 | 7 | 0
2030 | MISO_W_2_PJM_ROR | MISO_W | PJM_ROR | Internal | Shoulder | B11 | 25 | 773 | 2535.39 | 69.46 | 92.11 | 2 | 20.66
2030 | MISO_W_2_PJM_ROR | MISO_W | PJM_ROR | Internal | Shoulder | B12 | 200 | 773 | 8553.64 | 63.18 | 85.83 | 2 | 20.65
2030 | MISO_W_2_PJM_ROR | MISO_W | PJM_ROR | Internal | Shoulder | B13 | 600 | 773 | 10489.63 | 61.22 | 83.88 | 2 | 20.65
2030 | MISO_W_2_PJM_ROR | MISO_W | PJM_ROR | Internal | Shoulder | B14 | 900 | 773 | 14440.35 | 60 | 82.66 | 2 | 20.65
2030 | MISO_W_2_PJM_ROR | MISO_W | PJM_ROR | Internal | Shoulder | B15 | 1203 | 773 | 18053.64 | 53.23 | 75.88 | 2 | 20.65
2030 | MISO_W_2_PJM_ROR | MISO_W | PJM_ROR | Internal | Summer | B1 | 10 | 773 | 2771.41 | 117.79 | 140.45 | 2 | 20.66
2030 | MISO_W_2_PJM_ROR | MISO_W | PJM_ROR | Internal | Summer | B2 | 25 | 773 | 5444.74 | 120.22 | 142.88 | 2 | 20.66
2030 | MISO_W_2_PJM_ROR | MISO_W | PJM_ROR | Internal | Summer | B3 | 75 | 773 | 772.77 | 136.81 | 140.41 | 2 | 1.6
2030 | MISO_W_2_PJM_ROR | MISO_W | PJM_ROR | Internal | Summer | B4 | 100 | 773 | 772.95 | 128.8 | 134.99 | 2 | 4.19
2030 | MISO_W_2_PJM_ROR | MISO_W | PJM_ROR | Internal | Summer | B5 | 200 | 773 | 772.99 | 115.94 | 124.35 | 2 | 6.42
2030 | MISO_W_2_PJM_ROR | MISO_W | PJM_ROR | Internal | Summer | B6 | 300 | 773 | 772.99 | 94.39 | 101.71 | 2 | 5.32
2030 | MISO_W_2_PJM_ROR | MISO_W | PJM_ROR | Internal | Summer | B7 | 400 | 773 | 773.03 | 78.92 | 97.74 | 2 | 16.82
2030 | MISO_W_2_PJM_ROR | MISO_W | PJM_ROR | Internal | Summer | B8 | 500 | 773 | 5942.12 | 67.61 | 90.27 | 2 | 20.65
2030 | MISO_W_2_PJM_ROR | MISO_W | PJM_ROR | Internal | Summer | B9 | 800 | 773 | 7522.47 | 62.59 | 85.24 | 2 | 20.65
2030 | MISO_W_2_PJM_ROR | MISO_W | PJM_ROR | Internal | Summer | B10 | 1262 | 773 | 13032.12 | 51.73 | 74.39 | 2 | 20.65
2030 | MISO_W_2_PJM_ROR | MISO_W | PJM_ROR | Internal | Winter | B16 | 25 | 773 | 25307.74 | 68.53 | 91.18 | 2 | 20.66
2030 | MISO_W_2_PJM_ROR | MISO_W | PJM_ROR | Internal | Winter | B17 | 100 | 773 | 23729.12 | 68.53 | 91.18 | 2 | 20.66
2030 | MISO_W_2_PJM_ROR | MISO_W | PJM_ROR | Internal | Winter | B18 | 400 | 773 | 14913.45 | 63.73 | 86.38 | 2 | 20.65
2030 | MISO_W_2_PJM_ROR | MISO_W | PJM_ROR | Internal | Winter | B19 | 700 | 773 | 12245.69 | 62.79 | 85.44 | 2 | 20.65
2030 | MISO_W_2_PJM_ROR | MISO_W | PJM_ROR | Internal | Winter | B20 | 935 | 773 | 17257.29 | 57.13 | 79.78 | 2 | 20.65
2030 | MISO_W_2_SPP_N | MISO_W | SPP_N | Internal | Shoulder | B11 | 25 | 3200 | 0.33 | 69.46 | 64.47 | 7 | 0
2030 | MISO_W_2_SPP_N | MISO_W | SPP_N | Internal | Shoulder | B12 | 200 | 3200 | 0.03 | 63.18 | 51.48 | 7 | 0
2030 | MISO_W_2_SPP_N | MISO_W | SPP_N | Internal | Shoulder | B13 | 600 | 3200 | 0.01 | 61.22 | 51.46 | 7 | 0
2030 | MISO_W_2_SPP_N | MISO_W | SPP_N | Internal | Shoulder | B14 | 900 | 3200 | 0 | 60 | 46.47 | 7 | 0
2030 | MISO_W_2_SPP_N | MISO_W | SPP_N | Internal | Shoulder | B15 | 1203 | 3200 | 0 | 53.23 | 39.06 | 7 | 0
2030 | MISO_W_2_SPP_N | MISO_W | SPP_N | Internal | Summer | B1 | 10 | 3200 | 0.44 | 117.79 | 101.63 | 7 | 0
2030 | MISO_W_2_SPP_N | MISO_W | SPP_N | Internal | Summer | B2 | 25 | 3200 | 0.23 | 120.22 | 108.53 | 7 | 0
2030 | MISO_W_2_SPP_N | MISO_W | SPP_N | Internal | Summer | B3 | 75 | 3200 | 0.14 | 136.81 | 131.82 | 7 | 0
2030 | MISO_W_2_SPP_N | MISO_W | SPP_N | Internal | Summer | B4 | 100 | 3200 | 0.15 | 128.8 | 128.43 | 7 | 0
2030 | MISO_W_2_SPP_N | MISO_W | SPP_N | Internal | Summer | B5 | 200 | 3200 | 0.06 | 115.94 | 113.66 | 7 | 0
2030 | MISO_W_2_SPP_N | MISO_W | SPP_N | Internal | Summer | B6 | 300 | 3200 | 0.04 | 94.39 | 90.98 | 7 | 0
2030 | MISO_W_2_SPP_N | MISO_W | SPP_N | Internal | Summer | B7 | 400 | 3200 | 1293.17 | 78.92 | 85.92 | 7 | 0
2030 | MISO_W_2_SPP_N | MISO_W | SPP_N | Internal | Summer | B8 | 500 | 3200 | 0.13 | 67.61 | 72.93 | 7 | 0
2030 | MISO_W_2_SPP_N | MISO_W | SPP_N | Internal | Summer | B9 | 800 | 3200 | 0.01 | 62.59 | 57.6 | 7 | 0
2030 | MISO_W_2_SPP_N | MISO_W | SPP_N | Internal | Summer | B10 | 1262 | 3200 | 0 | 51.73 | 44.74 | 7 | 0
2030 | MISO_W_2_SPP_N | MISO_W | SPP_N | Internal | Winter | B16 | 25 | 3200 | 0.23 | 68.53 | 58.13 | 7 | 0
2030 | MISO_W_2_SPP_N | MISO_W | SPP_N | Internal | Winter | B17 | 100 | 3200 | 0.05 | 68.53 | 54.63 | 7 | 0
2030 | MISO_W_2_SPP_N | MISO_W | SPP_N | Internal | Winter | B18 | 400 | 3200 | 0.02 | 63.73 | 54.63 | 7 | 0
2030 | MISO_W_2_SPP_N | MISO_W | SPP_N | Internal | Winter | B19 | 700 | 3200 | 0 | 62.79 | 50.04 | 7 | 0
2030 | MISO_W_2_SPP_N | MISO_W | SPP_N | Internal | Winter | B20 | 935 | 3200 | 0 | 57.13 | 41.75 | 7 | 0
2030 | MISO_WUMS_2_MISO_MI | MISO_WUMS | MISO_MI | Internal | Shoulder | B11 | 25 | 99 | 1948.12 | 85.53 | 87.11 | 0.01 | 1.6
2030 | MISO_WUMS_2_MISO_MI | MISO_WUMS | MISO_MI | Internal | Shoulder | B12 | 200 | 99 | 2170.86 | 79.25 | 80.83 | 0.01 | 1.57
2030 | MISO_WUMS_2_MISO_MI | MISO_WUMS | MISO_MI | Internal | Shoulder | B13 | 600 | 99 | 2094.07 | 77.29 | 78.87 | 0.01 | 1.57
2030 | MISO_WUMS_2_MISO_MI | MISO_WUMS | MISO_MI | Internal | Shoulder | B14 | 900 | 99 | 2049.89 | 75.72 | 77.3 | 0.01 | 1.57
2030 | MISO_WUMS_2_MISO_MI | MISO_WUMS | MISO_MI | Internal | Shoulder | B15 | 1203 | 99 | 0.06 | 75.33 | 73.88 | 0.01 | 0
2030 | MISO_WUMS_2_MISO_MI | MISO_WUMS | MISO_MI | Internal | Summer | B1 | 10 | 99 | 3681.79 | 132.54 | 134.12 | 0.01 | 1.64
2030 | MISO_WUMS_2_MISO_MI | MISO_WUMS | MISO_MI | Internal | Summer | B2 | 25 | 99 | 2678.95 | 137.71 | 139.29 | 0.01 | 1.6
2030 | MISO_WUMS_2_MISO_MI | MISO_WUMS | MISO_MI | Internal | Summer | B3 | 75 | 99 | 970.5 | 136.82 | 138.4 | 0.01 | 1.58
2030 | MISO_WUMS_2_MISO_MI | MISO_WUMS | MISO_MI | Internal | Summer | B4 | 100 | 99 | 2019.33 | 128.81 | 130.4 | 0.01 | 1.58
2030 | MISO_WUMS_2_MISO_MI | MISO_WUMS | MISO_MI | Internal | Summer | B5 | 200 | 99 | 2417.75 | 115.95 | 117.53 | 0.01 | 1.57
2030 | MISO_WUMS_2_MISO_MI | MISO_WUMS | MISO_MI | Internal | Summer | B6 | 300 | 99 | 3233.93 | 94.4 | 95.98 | 0.01 | 1.57
2030 | MISO_WUMS_2_MISO_MI | MISO_WUMS | MISO_MI | Internal | Summer | B7 | 400 | 99 | 3866.47 | 89.34 | 90.92 | 0.01 | 1.57
2030 | MISO_WUMS_2_MISO_MI | MISO_WUMS | MISO_MI | Internal | Summer | B8 | 500 | 99 | 1971.49 | 84.13 | 85.71 | 0.01 | 1.57
2030 | MISO_WUMS_2_MISO_MI | MISO_WUMS | MISO_MI | Internal | Summer | B9 | 800 | 99 | 2489.37 | 76.84 | 78.42 | 0.01 | 1.57
2030 | MISO_WUMS_2_MISO_MI | MISO_WUMS | MISO_MI | Internal | Summer | B10 | 1262 | 99 | 98.97 | 74.36 | 74.77 | 0.01 | 0.4
2030 | MISO_WUMS_2_MISO_MI | MISO_WUMS | MISO_MI | Internal | Winter | B16 | 25 | 99 | 2785.15 | 84.6 | 86.18 | 0.01 | 1.6
2030 | MISO_WUMS_2_MISO_MI | MISO_WUMS | MISO_MI | Internal | Winter | B17 | 100 | 99 | 1859.47 | 84.59 | 86.18 | 0.01 | 1.58
2030 | MISO_WUMS_2_MISO_MI | MISO_WUMS | MISO_MI | Internal | Winter | B18 | 400 | 99 | 1643.06 | 79.8 | 81.38 | 0.01 | 1.57
2030 | MISO_WUMS_2_MISO_MI | MISO_WUMS | MISO_MI | Internal | Winter | B19 | 700 | 99 | 1477.73 | 78.39 | 79.97 | 0.01 | 1.57
2030 | MISO_WUMS_2_MISO_MI | MISO_WUMS | MISO_MI | Internal | Winter | B20 | 935 | 99 | 0.08 | 77.78 | 76.51 | 0.01 | 0
2030 | MISO_WUMS_2_MISO_W | MISO_WUMS | MISO_W | Internal | Shoulder | B11 | 25 | 1137 | 0.2 | 85.53 | 69.46 | 0.01 | 0
2030 | MISO_WUMS_2_MISO_W | MISO_WUMS | MISO_W | Internal | Shoulder | B12 | 200 | 1137 | 0.03 | 79.25 | 63.18 | 0.01 | 0
2030 | MISO_WUMS_2_MISO_W | MISO_WUMS | MISO_W | Internal | Shoulder | B13 | 600 | 1137 | 0 | 77.29 | 61.22 | 0.01 | 0
2030 | MISO_WUMS_2_MISO_W | MISO_WUMS | MISO_W | Internal | Shoulder | B14 | 900 | 1137 | 0 | 75.72 | 60 | 0.01 | 0
2030 | MISO_WUMS_2_MISO_W | MISO_WUMS | MISO_W | Internal | Shoulder | B15 | 1203 | 1137 | 0 | 75.33 | 53.23 | 0.01 | 0
2030 | MISO_WUMS_2_MISO_W | MISO_WUMS | MISO_W | Internal | Summer | B1 | 10 | 1137 | 0.52 | 132.54 | 117.79 | 0.01 | 0
2030 | MISO_WUMS_2_MISO_W | MISO_WUMS | MISO_W | Internal | Summer | B2 | 25 | 1137 | 0.19 | 137.71 | 120.22 | 0.01 | 0
2030 | MISO_WUMS_2_MISO_W | MISO_WUMS | MISO_W | Internal | Summer | B3 | 75 | 1137 | 21.46 | 136.82 | 136.81 | 0.01 | 0
2030 | MISO_WUMS_2_MISO_W | MISO_WUMS | MISO_W | Internal | Summer | B4 | 100 | 1137 | 17.61 | 128.81 | 128.8 | 0.01 | 0
2030 | MISO_WUMS_2_MISO_W | MISO_WUMS | MISO_W | Internal | Summer | B5 | 200 | 1137 | 9.47 | 115.95 | 115.94 | 0.01 | 0
2030 | MISO_WUMS_2_MISO_W | MISO_WUMS | MISO_W | Internal | Summer | B6 | 300 | 1137 | 7.17 | 94.4 | 94.39 | 0.01 | 0
2030 | MISO_WUMS_2_MISO_W | MISO_WUMS | MISO_W | Internal | Summer | B7 | 400 | 1137 | 0.02 | 89.34 | 78.92 | 0.01 | 0
2030 | MISO_WUMS_2_MISO_W | MISO_WUMS | MISO_W | Internal | Summer | B8 | 500 | 1137 | 0.01 | 84.13 | 67.61 | 0.01 | 0
2030 | MISO_WUMS_2_MISO_W | MISO_WUMS | MISO_W | Internal | Summer | B9 | 800 | 1137 | 0 | 76.84 | 62.59 | 0.01 | 0
2030 | MISO_WUMS_2_MISO_W | MISO_WUMS | MISO_W | Internal | Summer | B10 | 1262 | 1137 | 0 | 74.36 | 51.73 | 0.01 | 0
2030 | MISO_WUMS_2_MISO_W | MISO_WUMS | MISO_W | Internal | Winter | B16 | 25 | 1137 | 0.2 | 84.6 | 68.53 | 0.01 | 0
2030 | MISO_WUMS_2_MISO_W | MISO_WUMS | MISO_W | Internal | Winter | B17 | 100 | 1137 | 0.05 | 84.59 | 68.53 | 0.01 | 0
2030 | MISO_WUMS_2_MISO_W | MISO_WUMS | MISO_W | Internal | Winter | B18 | 400 | 1137 | 0.01 | 79.8 | 63.73 | 0.01 | 0
2030 | MISO_WUMS_2_MISO_W | MISO_WUMS | MISO_W | Internal | Winter | B19 | 700 | 1137 | 0 | 78.39 | 62.79 | 0.01 | 0
2030 | MISO_WUMS_2_MISO_W | MISO_WUMS | MISO_W | Internal | Winter | B20 | 935 | 1137 | 0 | 77.78 | 57.13 | 0.01 | 0
2030 | MISO_WUMS_2_PJM_ROR | MISO_WUMS | PJM_ROR | Internal | Shoulder | B11 | 25 | 1600 | 1600.55 | 85.53 | 92.11 | 2 | 4.59
2030 | MISO_WUMS_2_PJM_ROR | MISO_WUMS | PJM_ROR | Internal | Shoulder | B12 | 200 | 1600 | 1600.07 | 79.25 | 85.83 | 2 | 4.59
2030 | MISO_WUMS_2_PJM_ROR | MISO_WUMS | PJM_ROR | Internal | Shoulder | B13 | 600 | 1600 | 1600.02 | 77.29 | 83.88 | 2 | 4.58
2030 | MISO_WUMS_2_PJM_ROR | MISO_WUMS | PJM_ROR | Internal | Shoulder | B14 | 900 | 1600 | 1600.02 | 75.72 | 82.66 | 2 | 4.94
2030 | MISO_WUMS_2_PJM_ROR | MISO_WUMS | PJM_ROR | Internal | Shoulder | B15 | 1203 | 1600 | 0.1 | 75.33 | 75.88 | 2 | 0
2030 | MISO_WUMS_2_PJM_ROR | MISO_WUMS | PJM_ROR | Internal | Summer | B1 | 10 | 1600 | 1603.68 | 132.54 | 140.45 | 2 | 5.91
2030 | MISO_WUMS_2_PJM_ROR | MISO_WUMS | PJM_ROR | Internal | Summer | B2 | 25 | 1600 | 1600.16 | 137.71 | 142.88 | 2 | 3.17
2030 | MISO_WUMS_2_PJM_ROR | MISO_WUMS | PJM_ROR | Internal | Summer | B3 | 75 | 1600 | 1599.86 | 136.82 | 140.41 | 2 | 1.59
2030 | MISO_WUMS_2_PJM_ROR | MISO_WUMS | PJM_ROR | Internal | Summer | B4 | 100 | 1600 | 1600.08 | 128.81 | 134.99 | 2 | 4.17
2030 | MISO_WUMS_2_PJM_ROR | MISO_WUMS | PJM_ROR | Internal | Summer | B5 | 200 | 1600 | 1600.93 | 115.95 | 124.35 | 2 | 6.41
2030 | MISO_WUMS_2_PJM_ROR | MISO_WUMS | PJM_ROR | Internal | Summer | B6 | 300 | 1600 | 1600.09 | 94.4 | 101.71 | 2 | 5.31
2030 | MISO_WUMS_2_PJM_ROR | MISO_WUMS | PJM_ROR | Internal | Summer | B7 | 400 | 1600 | 1600.47 | 89.34 | 97.74 | 2 | 6.41
2030 | MISO_WUMS_2_PJM_ROR | MISO_WUMS | PJM_ROR | Internal | Summer | B8 | 500 | 1600 | 1600.01 | 84.13 | 90.27 | 2 | 4.14
2030 | MISO_WUMS_2_PJM_ROR | MISO_WUMS | PJM_ROR | Internal | Summer | B9 | 800 | 1600 | 1600.18 | 76.84 | 85.24 | 2 | 6.4
2030 | MISO_WUMS_2_PJM_ROR | MISO_WUMS | PJM_ROR | Internal | Summer | B10 | 1262 | 1600 | 0.07 | 74.36 | 74.39 | 2 | 0
2030 | MISO_WUMS_2_PJM_ROR | MISO_WUMS | PJM_ROR | Internal | Winter | B16 | 25 | 1600 | 1600.58 | 84.6 | 91.18 | 2 | 4.59
2030 | MISO_WUMS_2_PJM_ROR | MISO_WUMS | PJM_ROR | Internal | Winter | B17 | 100 | 1600 | 1600.14 | 84.59 | 91.18 | 2 | 4.59
2030 | MISO_WUMS_2_PJM_ROR | MISO_WUMS | PJM_ROR | Internal | Winter | B18 | 400 | 1600 | 1600.03 | 79.8 | 86.38 | 2 | 4.59
2030 | MISO_WUMS_2_PJM_ROR | MISO_WUMS | PJM_ROR | Internal | Winter | B19 | 700 | 1600 | 1600.03 | 78.39 | 85.44 | 2 | 5.05
2030 | MISO_WUMS_2_PJM_ROR | MISO_WUMS | PJM_ROR | Internal | Winter | B20 | 935 | 1600 | 26.7 | 77.78 | 79.78 | 2 | 0
2030 | NE_2_MAPP_US | NE | MAPP_US | Internal | Shoulder | B11 | 25 | 1600 | 0.41 | 64.46 | 62.46 | 5 | 0
2030 | NE_2_MAPP_US | NE | MAPP_US | Internal | Shoulder | B12 | 200 | 1600 | 211.61 | 51.18 | 56.18 | 5 | 0
2030 | NE_2_MAPP_US | NE | MAPP_US | Internal | Shoulder | B13 | 600 | 1600 | 765.46 | 49.22 | 54.22 | 5 | 0
2030 | NE_2_MAPP_US | NE | MAPP_US | Internal | Shoulder | B14 | 900 | 1600 | 1599.93 | 47.25 | 53 | 5 | 0.76
2030 | NE_2_MAPP_US | NE | MAPP_US | Internal | Shoulder | B15 | 1203 | 1600 | 1599.95 | 40.47 | 46.23 | 5 | 0.76
2030 | NE_2_MAPP_US | NE | MAPP_US | Internal | Summer | B1 | 10 | 1600 | 1596.03 | 105.04 | 110.8 | 5 | 0.76
2030 | NE_2_MAPP_US | NE | MAPP_US | Internal | Summer | B2 | 25 | 1600 | 112.5 | 108.51 | 113.49 | 5 | 0
2030 | NE_2_MAPP_US | NE | MAPP_US | Internal | Summer | B3 | 75 | 1600 | 0.13 | 131.81 | 129.81 | 5 | 0
2030 | NE_2_MAPP_US | NE | MAPP_US | Internal | Summer | B4 | 100 | 1600 | 0.07 | 128.41 | 121.8 | 5 | 0
2030 | NE_2_MAPP_US | NE | MAPP_US | Internal | Summer | B5 | 200 | 1600 | 0.04 | 113.65 | 108.94 | 5 | 0
2030 | NE_2_MAPP_US | NE | MAPP_US | Internal | Summer | B6 | 300 | 1600 | 0.03 | 90.97 | 87.69 | 5 | 0
2030 | NE_2_MAPP_US | NE | MAPP_US | Internal | Summer | B7 | 400 | 1600 | 0.02 | 80.92 | 73.92 | 5 | 0
2030 | NE_2_MAPP_US | NE | MAPP_US | Internal | Summer | B8 | 500 | 1600 | 0.01 | 67.92 | 60.92 | 5 | 0
2030 | NE_2_MAPP_US | NE | MAPP_US | Internal | Summer | B9 | 800 | 1600 | 0.01 | 57.59 | 55.59 | 5 | 0
2030 | NE_2_MAPP_US | NE | MAPP_US | Internal | Summer | B10 | 1262 | 1600 | 671.63 | 39.73 | 44.73 | 5 | 0
2030 | NE_2_MAPP_US | NE | MAPP_US | Internal | Winter | B16 | 25 | 1600 | 1598.08 | 55.77 | 61.53 | 5 | 0.76
2030 | NE_2_MAPP_US | NE | MAPP_US | Internal | Winter | B17 | 100 | 1600 | 1599.48 | 55.77 | 61.52 | 5 | 0.76
2030 | NE_2_MAPP_US | NE | MAPP_US | Internal | Winter | B18 | 400 | 1600 | 1599.86 | 50.97 | 56.73 | 5 | 0.75
2030 | NE_2_MAPP_US | NE | MAPP_US | Internal | Winter | B19 | 700 | 1600 | 1599.92 | 50.03 | 55.79 | 5 | 0.76
2030 | NE_2_MAPP_US | NE | MAPP_US | Internal | Winter | B20 | 935 | 1600 | 1599.94 | 44.37 | 50.13 | 5 | 0.76
2030 | NE_2_MISO_W | NE | MISO_W | Internal | Shoulder | B11 | 25 | 1600 | 949.3 | 64.46 | 69.46 | 5 | 0
2030 | NE_2_MISO_W | NE | MISO_W | Internal | Shoulder | B12 | 200 | 1600 | 1600.26 | 51.18 | 63.18 | 5 | 7
2030 | NE_2_MISO_W | NE | MISO_W | Internal | Shoulder | B13 | 600 | 1600 | 1600.18 | 49.22 | 61.22 | 5 | 7
2030 | NE_2_MISO_W | NE | MISO_W | Internal | Shoulder | B14 | 900 | 1600 | 3220.4 | 47.25 | 60 | 5 | 7.76
2030 | NE_2_MISO_W | NE | MISO_W | Internal | Shoulder | B15 | 1203 | 1600 | 4118.24 | 40.47 | 53.23 | 5 | 7.76
2030 | NE_2_MISO_W | NE | MISO_W | Internal | Summer | B1 | 10 | 1600 | 2615.16 | 105.04 | 117.79 | 5 | 7.75
2030 | NE_2_MISO_W | NE | MISO_W | Internal | Summer | B2 | 25 | 1600 | 1600.99 | 108.51 | 120.22 | 5 | 6.71
2030 | NE_2_MISO_W | NE | MISO_W | Internal | Summer | B3 | 75 | 1600 | 431.91 | 131.81 | 136.81 | 5 | 0
2030 | NE_2_MISO_W | NE | MISO_W | Internal | Summer | B4 | 100 | 1600 | 0.15 | 128.41 | 128.8 | 5 | 0
2030 | NE_2_MISO_W | NE | MISO_W | Internal | Summer | B5 | 200 | 1600 | 0.13 | 113.65 | 115.94 | 5 | 0
2030 | NE_2_MISO_W | NE | MISO_W | Internal | Summer | B6 | 300 | 1600 | 0.11 | 90.97 | 94.39 | 5 | 0
2030 | NE_2_MISO_W | NE | MISO_W | Internal | Summer | B7 | 400 | 1600 | 0.03 | 80.92 | 78.92 | 5 | 0
2030 | NE_2_MISO_W | NE | MISO_W | Internal | Summer | B8 | 500 | 1600 | 0.03 | 67.92 | 67.61 | 5 | 0
2030 | NE_2_MISO_W | NE | MISO_W | Internal | Summer | B9 | 800 | 1600 | 1428.77 | 57.59 | 62.59 | 5 | 0
2030 | NE_2_MISO_W | NE | MISO_W | Internal | Summer | B10 | 1262 | 1600 | 1600.05 | 39.73 | 51.73 | 5 | 7
2030 | NE_2_MISO_W | NE | MISO_W | Internal | Winter | B16 | 25 | 1600 | 4111.11 | 55.77 | 68.53 | 5 | 7.76
2030 | NE_2_MISO_W | NE | MISO_W | Internal | Winter | B17 | 100 | 1600 | 5328.34 | 55.77 | 68.53 | 5 | 7.76
2030 | NE_2_MISO_W | NE | MISO_W | Internal | Winter | B18 | 400 | 1600 | 2281.36 | 50.97 | 63.73 | 5 | 7.76
2030 | NE_2_MISO_W | NE | MISO_W | Internal | Winter | B19 | 700 | 1600 | 2833.25 | 50.03 | 62.79 | 5 | 7.76
2030 | NE_2_MISO_W | NE | MISO_W | Internal | Winter | B20 | 935 | 1600 | 4434.63 | 44.37 | 57.13 | 5 | 7.76
2030 | NE_2_SPP_N | NE | SPP_N | Internal | Shoulder | B11 | 25 | 1800 | 801.12 | 64.46 | 64.47 | 0.01 | 0
2030 | NE_2_SPP_N | NE | SPP_N | Internal | Shoulder | B12 | 200 | 1800 | 1799.54 | 51.18 | 51.48 | 0.01 | 0.29
2030 | NE_2_SPP_N | NE | SPP_N | Internal | Shoulder | B13 | 600 | 1800 | 1799.76 | 49.22 | 51.46 | 0.01 | 2.23
2030 | NE_2_SPP_N | NE | SPP_N | Internal | Shoulder | B14 | 900 | 1800 | 0.09 | 47.25 | 46.47 | 0.01 | 0
2030 | NE_2_SPP_N | NE | SPP_N | Internal | Shoulder | B15 | 1203 | 1800 | 0.04 | 40.47 | 39.06 | 0.01 | 0
2030 | NE_2_SPP_N | NE | SPP_N | Internal | Summer | B1 | 10 | 1800 | 1.88 | 105.04 | 101.63 | 0.01 | 0
2030 | NE_2_SPP_N | NE | SPP_N | Internal | Summer | B2 | 25 | 1800 | 852.81 | 108.51 | 108.53 | 0.01 | 0
2030 | NE_2_SPP_N | NE | SPP_N | Internal | Summer | B3 | 75 | 1800 | 1292.78 | 131.81 | 131.82 | 0.01 | 0
2030 | NE_2_SPP_N | NE | SPP_N | Internal | Summer | B4 | 100 | 1800 | 1018.87 | 128.41 | 128.43 | 0.01 | 0
2030 | NE_2_SPP_N | NE | SPP_N | Internal | Summer | B5 | 200 | 1800 | 1360.73 | 113.65 | 113.66 | 0.01 | 0
2030 | NE_2_SPP_N | NE | SPP_N | Internal | Summer | B6 | 300 | 1800 | 1371.7 | 90.97 | 90.98 | 0.01 | 0
2030 | NE_2_SPP_N | NE | SPP_N | Internal | Summer | B7 | 400 | 1800 | 2281.38 | 80.92 | 85.92 | 0.01 | 4.99
2030 | NE_2_SPP_N | NE | SPP_N | Internal | Summer | B8 | 500 | 1800 | 4045.13 | 67.92 | 72.93 | 0.01 | 4.99
2030 | NE_2_SPP_N | NE | SPP_N | Internal | Summer | B9 | 800 | 1800 | 1427.98 | 57.59 | 57.6 | 0.01 | 0
2030 | NE_2_SPP_N | NE | SPP_N | Internal | Summer | B10 | 1262 | 1800 | 1847.48 | 39.73 | 44.74 | 0.01 | 4.99
2030 | NE_2_SPP_N | NE | SPP_N | Internal | Winter | B16 | 25 | 1800 | 1799.92 | 55.77 | 58.13 | 0.01 | 2.35
2030 | NE_2_SPP_N | NE | SPP_N | Internal | Winter | B17 | 100 | 1800 | 0.53 | 55.77 | 54.63 | 0.01 | 0
2030 | NE_2_SPP_N | NE | SPP_N | Internal | Winter | B18 | 400 | 1800 | 1800.01 | 50.97 | 54.63 | 0.01 | 3.64
2030 | NE_2_SPP_N | NE | SPP_N | Internal | Winter | B19 | 700 | 1800 | 347.49 | 50.03 | 50.04 | 0.01 | 0
2030 | NE_2_SPP_N | NE | SPP_N | Internal | Winter | B20 | 935 | 1800 | 0.03 | 44.37 | 41.75 | 0.01 | 0
2030 | NEISO_2_NYISO_A-F | NEISO | NYISO_A-F | Internal | Shoulder | B11 | 25 | 600 | 1.03 | 78.61 | 78.95 | 3 | 0
2030 | NEISO_2_NYISO_A-F | NEISO | NYISO_A-F | Internal | Shoulder | B12 | 200 | 600 | 0.1 | 81.93 | 78.94 | 3 | 0
2030 | NEISO_2_NYISO_A-F | NEISO | NYISO_A-F | Internal | Shoulder | B13 | 600 | 600 | 0.05 | 78.6 | 77.75 | 3 | 0
2030 | NEISO_2_NYISO_A-F | NEISO | NYISO_A-F | Internal | Shoulder | B14 | 900 | 600 | 0.03 | 78.6 | 76.09 | 3 | 0
2030 | NEISO_2_NYISO_A-F | NEISO | NYISO_A-F | Internal | Shoulder | B15 | 1203 | 600 | 0.02 | 78.6 | 75.6 | 3 | 0
2030 | NEISO_2_NYISO_A-F | NEISO | NYISO_A-F | Internal | Summer | B1 | 10 | 600 | 1.55 | 127.79 | 125.13 | 3 | 0.01
2030 | NEISO_2_NYISO_A-F | NEISO | NYISO_A-F | Internal | Summer | B2 | 25 | 600 | 1.42 | 126.1 | 127.62 | 3 | 0
2030 | NEISO_2_NYISO_A-F | NEISO | NYISO_A-F | Internal | Summer | B3 | 75 | 600 | 0.58 | 123.58 | 125.11 | 3 | 0
2030 | NEISO_2_NYISO_A-F | NEISO | NYISO_A-F | Internal | Summer | B4 | 100 | 600 | 0.44 | 118.16 | 119.65 | 3 | 0
2030 | NEISO_2_NYISO_A-F | NEISO | NYISO_A-F | Internal | Summer | B5 | 200 | 600 | 0.23 | 107.55 | 109.08 | 3 | 0
2030 | NEISO_2_NYISO_A-F | NEISO | NYISO_A-F | Internal | Summer | B6 | 300 | 600 | 0.16 | 84.88 | 86.41 | 3 | 0
2030 | NEISO_2_NYISO_A-F | NEISO | NYISO_A-F | Internal | Summer | B7 | 400 | 600 | 598.21 | 80.91 | 83.95 | 3 | 0.04
2030 | NEISO_2_NYISO_A-F | NEISO | NYISO_A-F | Internal | Summer | B8 | 500 | 600 | 0.06 | 80.91 | 80.39 | 3 | 0
2030 | NEISO_2_NYISO_A-F | NEISO | NYISO_A-F | Internal | Summer | B9 | 800 | 600 | 0.04 | 80.84 | 80.38 | 3 | 0
2030 | NEISO_2_NYISO_A-F | NEISO | NYISO_A-F | Internal | Summer | B10 | 1262 | 600 | 0.03 | 80.84 | 80.38 | 3 | 0
2030 | NEISO_2_NYISO_A-F | NEISO | NYISO_A-F | Internal | Winter | B16 | 25 | 600 | 0.59 | 90.34 | 87.35 | 3 | 0
2030 | NEISO_2_NYISO_A-F | NEISO | NYISO_A-F | Internal | Winter | B17 | 100 | 600 | 0.22 | 85.63 | 85.05 | 3 | 0
2030 | NEISO_2_NYISO_A-F | NEISO | NYISO_A-F | Internal | Winter | B18 | 400 | 600 | 0.05 | 82.12 | 80.05 | 3 | 0
2030 | NEISO_2_NYISO_A-F | NEISO | NYISO_A-F | Internal | Winter | B19 | 700 | 600 | 0.02 | 81.88 | 77.87 | 3 | 0
2030 | NEISO_2_NYISO_A-F | NEISO | NYISO_A-F | Internal | Winter | B20 | 935 | 600 | 0.02 | 81.88 | 77.87 | 3 | 0
2030 | NEISO_2_NYISO_G-I | NEISO | NYISO_G-I | Internal | Shoulder | B11 | 25 | 600 | 600.05 | 78.61 | 86.02 | 3 | 4.42
2030 | NEISO_2_NYISO_G-I | NEISO | NYISO_G-I | Internal | Shoulder | B12 | 200 | 600 | 599.89 | 81.93 | 86.02 | 3 | 1.09
2030 | NEISO_2_NYISO_G-I | NEISO | NYISO_G-I | Internal | Shoulder | B13 | 600 | 600 | 600 | 78.6 | 84.83 | 3 | 3.23
2030 | NEISO_2_NYISO_G-I | NEISO | NYISO_G-I | Internal | Shoulder | B14 | 900 | 600 | 599.98 | 78.6 | 83.17 | 3 | 1.57
2030 | NEISO_2_NYISO_G-I | NEISO | NYISO_G-I | Internal | Shoulder | B15 | 1203 | 600 | 148.31 | 78.6 | 81.6 | 3 | 0
2030 | NEISO_2_NYISO_G-I | NEISO | NYISO_G-I | Internal | Summer | B1 | 10 | 600 | 598.73 | 127.79 | 132.21 | 3 | 1.43
2030 | NEISO_2_NYISO_G-I | NEISO | NYISO_G-I | Internal | Summer | B2 | 25 | 600 | 600.22 | 126.1 | 134.7 | 3 | 5.6
2030 | NEISO_2_NYISO_G-I | NEISO | NYISO_G-I | Internal | Summer | B3 | 75 | 600 | 600.11 | 123.58 | 132.19 | 3 | 5.61
2030 | NEISO_2_NYISO_G-I | NEISO | NYISO_G-I | Internal | Summer | B4 | 100 | 600 | 600.09 | 118.16 | 126.72 | 3 | 5.57
2030 | NEISO_2_NYISO_G-I | NEISO | NYISO_G-I | Internal | Summer | B5 | 200 | 600 | 600.04 | 107.55 | 116.16 | 3 | 5.61
2030 | NEISO_2_NYISO_G-I | NEISO | NYISO_G-I | Internal | Summer | B6 | 300 | 600 | 600.03 | 84.88 | 93.49 | 3 | 5.61
2030 | NEISO_2_NYISO_G-I | NEISO | NYISO_G-I | Internal | Summer | B7 | 400 | 600 | 600.02 | 80.91 | 89.52 | 3 | 5.61
2030 | NEISO_2_NYISO_G-I | NEISO | NYISO_G-I | Internal | Summer | B8 | 500 | 600 | 599.98 | 80.91 | 86.66 | 3 | 2.75
2030 | NEISO_2_NYISO_G-I | NEISO | NYISO_G-I | Internal | Summer | B9 | 800 | 600 | 2.8 | 80.84 | 83.83 | 3 | 0
2030 | NEISO_2_NYISO_G-I | NEISO | NYISO_G-I | Internal | Summer | B10 | 1262 | 600 | 0.02 | 80.84 | 80.42 | 3 | 0
2030 | NEISO_2_NYISO_G-I | NEISO | NYISO_G-I | Internal | Winter | B16 | 25 | 600 | 598.95 | 90.34 | 94.42 | 3 | 1.08
2030 | NEISO_2_NYISO_G-I | NEISO | NYISO_G-I | Internal | Winter | B17 | 100 | 600 | 599.97 | 85.63 | 92.13 | 3 | 3.5
2030 | NEISO_2_NYISO_G-I | NEISO | NYISO_G-I | Internal | Winter | B18 | 400 | 600 | 599.97 | 82.12 | 87.13 | 3 | 2.01
2030 | NEISO_2_NYISO_G-I | NEISO | NYISO_G-I | Internal | Winter | B19 | 700 | 600 | 599.23 | 81.88 | 84.95 | 3 | 0.07
2030 | NEISO_2_NYISO_G-I | NEISO | NYISO_G-I | Internal | Winter | B20 | 935 | 600 | 585.43 | 81.88 | 84.88 | 3 | 0
2030 | NEISO_2_NYISO_J-K | NEISO | NYISO_J-K | Internal | Shoulder | B11 | 25 | 430 | 431.31 | 78.61 | 86.05 | 3 | 4.44
2030 | NEISO_2_NYISO_J-K | NEISO | NYISO_J-K | Internal | Shoulder | B12 | 200 | 430 | 429.95 | 81.93 | 86.03 | 3 | 1.1
2030 | NEISO_2_NYISO_J-K | NEISO | NYISO_J-K | Internal | Shoulder | B13 | 600 | 430 | 430.07 | 78.6 | 84.92 | 3 | 3.33
2030 | NEISO_2_NYISO_J-K | NEISO | NYISO_J-K | Internal | Shoulder | B14 | 900 | 430 | 430.05 | 78.6 | 84.92 | 3 | 3.33
2030 | NEISO_2_NYISO_J-K | NEISO | NYISO_J-K | Internal | Shoulder | B15 | 1203 | 430 | 427.23 | 78.6 | 81.61 | 3 | 0.01
2030 | NEISO_2_NYISO_J-K | NEISO | NYISO_J-K | Internal | Summer | B1 | 10 | 430 | 430.23 | 127.79 | 132.32 | 3 | 1.55
2030 | NEISO_2_NYISO_J-K | NEISO | NYISO_J-K | Internal | Summer | B2 | 25 | 430 | 630.43 | 126.1 | 134.71 | 3 | 5.62
2030 | NEISO_2_NYISO_J-K | NEISO | NYISO_J-K | Internal | Summer | B3 | 75 | 430 | 2797.37 | 123.58 | 132.2 | 3 | 5.62
2030 | NEISO_2_NYISO_J-K | NEISO | NYISO_J-K | Internal | Summer | B4 | 100 | 430 | 3749.24 | 118.16 | 126.78 | 3 | 5.62
2030 | NEISO_2_NYISO_J-K | NEISO | NYISO_J-K | Internal | Summer | B5 | 200 | 430 | 3266.16 | 107.55 | 116.17 | 3 | 5.62
2030 | NEISO_2_NYISO_J-K | NEISO | NYISO_J-K | Internal | Summer | B6 | 300 | 430 | 4593.74 | 84.88 | 93.5 | 3 | 5.62
2030 | NEISO_2_NYISO_J-K | NEISO | NYISO_J-K | Internal | Summer | B7 | 400 | 430 | 3096.53 | 80.91 | 89.53 | 3 | 5.62
2030 | NEISO_2_NYISO_J-K | NEISO | NYISO_J-K | Internal | Summer | B8 | 500 | 430 | 430 | 80.91 | 86.68 | 3 | 2.76
2030 | NEISO_2_NYISO_J-K | NEISO | NYISO_J-K | Internal | Summer | B9 | 800 | 430 | 109.27 | 80.84 | 83.84 | 3 | 0
2030 | NEISO_2_NYISO_J-K | NEISO | NYISO_J-K | Internal | Summer | B10 | 1262 | 430 | 0.02 | 80.84 | 80.43 | 3 | 0
2030 | NEISO_2_NYISO_J-K | NEISO | NYISO_J-K | Internal | Winter | B16 | 25 | 430 | 430.34 | 90.34 | 96.54 | 3 | 3.2
2030 | NEISO_2_NYISO_J-K | NEISO | NYISO_J-K | Internal | Winter | B17 | 100 | 430 | 633.81 | 85.63 | 94.25 | 3 | 5.62
2030 | NEISO_2_NYISO_J-K | NEISO | NYISO_J-K | Internal | Winter | B18 | 400 | 430 | 430.12 | 82.12 | 89.25 | 3 | 4.13
2030 | NEISO_2_NYISO_J-K | NEISO | NYISO_J-K | Internal | Winter | B19 | 700 | 430 | 430 | 81.88 | 87.07 | 3 | 2.19
2030 | NEISO_2_NYISO_J-K | NEISO | NYISO_J-K | Internal | Winter | B20 | 935 | 430 | 428.08 | 81.88 | 84.89 | 3 | 0.01
2030 | NonRTO_Midwest_2_MISO_IN | NonRTO_Midwest | MISO_IN | Internal | Shoulder | B11 | 25 | 4450 | 0.26 | 93.28 | 85.28 | 8 | 0
2030 | NonRTO_Midwest_2_MISO_IN | NonRTO_Midwest | MISO_IN | Internal | Shoulder | B12 | 200 | 4450 | 0.03 | 87 | 79 | 8 | 0
2030 | NonRTO_Midwest_2_MISO_IN | NonRTO_Midwest | MISO_IN | Internal | Shoulder | B13 | 600 | 4450 | 0.01 | 85.04 | 77.04 | 8 | 0
2030 | NonRTO_Midwest_2_MISO_IN | NonRTO_Midwest | MISO_IN | Internal | Shoulder | B14 | 900 | 4450 | 0 | 83.96 | 75.96 | 8 | 0
2030 | NonRTO_Midwest_2_MISO_IN | NonRTO_Midwest | MISO_IN | Internal | Shoulder | B15 | 1203 | 4450 | 0 | 80.05 | 72.05 | 8 | 0
2030 | NonRTO_Midwest_2_MISO_IN | NonRTO_Midwest | MISO_IN | Internal | Summer | B1 | 10 | 4450 | 0.64 | 141.61 | 133.61 | 8 | 0
2030 | NonRTO_Midwest_2_MISO_IN | NonRTO_Midwest | MISO_IN | Internal | Summer | B2 | 25 | 4450 | 0.26 | 147.26 | 139.26 | 8 | 0
2030 | NonRTO_Midwest_2_MISO_IN | NonRTO_Midwest | MISO_IN | Internal | Summer | B3 | 75 | 4450 | 0.09 | 146.38 | 138.38 | 8 | 0
2030 | NonRTO_Midwest_2_MISO_IN | NonRTO_Midwest | MISO_IN | Internal | Summer | B4 | 100 | 4450 | 0.07 | 138.39 | 130.39 | 8 | 0
2030 | NonRTO_Midwest_2_MISO_IN | NonRTO_Midwest | MISO_IN | Internal | Summer | B5 | 200 | 4450 | 0.03 | 125.52 | 117.52 | 8 | 0
2030 | NonRTO_Midwest_2_MISO_IN | NonRTO_Midwest | MISO_IN | Internal | Summer | B6 | 300 | 4450 | 0.02 | 103.97 | 95.97 | 8 | 0
2030 | NonRTO_Midwest_2_MISO_IN | NonRTO_Midwest | MISO_IN | Internal | Summer | B7 | 400 | 4450 | 0.02 | 98.91 | 90.91 | 8 | 0
2030 | NonRTO_Midwest_2_MISO_IN | NonRTO_Midwest | MISO_IN | Internal | Summer | B8 | 500 | 4450 | 0.01 | 91.88 | 83.88 | 8 | 0
2030 | NonRTO_Midwest_2_MISO_IN | NonRTO_Midwest | MISO_IN | Internal | Summer | B9 | 800 | 4450 | 0 | 86.41 | 78.41 | 8 | 0
2030 | NonRTO_Midwest_2_MISO_IN | NonRTO_Midwest | MISO_IN | Internal | Summer | B10 | 1262 | 4450 | 0 | 82.62 | 74.62 | 8 | 0
2030 | NonRTO_Midwest_2_MISO_IN | NonRTO_Midwest | MISO_IN | Internal | Winter | B16 | 25 | 4450 | 0.26 | 92.35 | 84.35 | 8 | 0
2030 | NonRTO_Midwest_2_MISO_IN | NonRTO_Midwest | MISO_IN | Internal | Winter | B17 | 100 | 4450 | 0.07 | 92.35 | 84.35 | 8 | 0
2030 | NonRTO_Midwest_2_MISO_IN | NonRTO_Midwest | MISO_IN | Internal | Winter | B18 | 400 | 4450 | 0.02 | 87.55 | 79.55 | 8 | 0
2030 | NonRTO_Midwest_2_MISO_IN | NonRTO_Midwest | MISO_IN | Internal | Winter | B19 | 700 | 4450 | 0 | 86.61 | 78.61 | 8 | 0
2030 | NonRTO_Midwest_2_MISO_IN | NonRTO_Midwest | MISO_IN | Internal | Winter | B20 | 935 | 4450 | 0 | 82.68 | 74.68 | 8 | 0
2030 | NonRTO_Midwest_2_TVA_Transmission | NonRTO_Midwest | TVA_Transmission | Internal | Shoulder | B11 | 25 | 2400 | 0.63 | 93.28 | 94.21 | 8 | 0
2030 | NonRTO_Midwest_2_TVA_Transmission | NonRTO_Midwest | TVA_Transmission | Internal | Shoulder | B12 | 200 | 2400 | 0.07 | 87 | 87.01 | 8 | 0
2030 | NonRTO_Midwest_2_TVA_Transmission | NonRTO_Midwest | TVA_Transmission | Internal | Shoulder | B13 | 600 | 2400 | 0.02 | 85.04 | 85.05 | 8 | 0
2030 | NonRTO_Midwest_2_TVA_Transmission | NonRTO_Midwest | TVA_Transmission | Internal | Shoulder | B14 | 900 | 2400 | 0.02 | 83.96 | 83.98 | 8 | 0
2030 | NonRTO_Midwest_2_TVA_Transmission | NonRTO_Midwest | TVA_Transmission | Internal | Shoulder | B15 | 1203 | 2400 | 0.01 | 80.05 | 79.99 | 8 | 0
2030 | NonRTO_Midwest_2_TVA_Transmission | NonRTO_Midwest | TVA_Transmission | Internal | Summer | B1 | 10 | 2400 | 1.44 | 141.61 | 142.56 | 8 | 0
2030 | NonRTO_Midwest_2_TVA_Transmission | NonRTO_Midwest | TVA_Transmission | Internal | Summer | B2 | 25 | 2400 | 0.7 | 147.26 | 148.88 | 8 | 0
2030 | NonRTO_Midwest_2_TVA_Transmission | NonRTO_Midwest | TVA_Transmission | Internal | Summer | B3 | 75 | 2400 | 0.21 | 146.38 | 146.41 | 8 | 0
2030 | NonRTO_Midwest_2_TVA_Transmission | NonRTO_Midwest | TVA_Transmission | Internal | Summer | B4 | 100 | 2400 | 0.19 | 138.39 | 140.99 | 8 | 0
2030 | NonRTO_Midwest_2_TVA_Transmission | NonRTO_Midwest | TVA_Transmission | Internal | Summer | B5 | 200 | 2400 | 0.1 | 125.52 | 128.31 | 8 | 0
2030 | NonRTO_Midwest_2_TVA_Transmission | NonRTO_Midwest | TVA_Transmission | Internal | Summer | B6 | 300 | 2400 | 0.04 | 103.97 | 101.48 | 8 | 0
2030 | NonRTO_Midwest_2_TVA_Transmission | NonRTO_Midwest | TVA_Transmission | Internal | Summer | B7 | 400 | 2400 | 0.03 | 98.91 | 96.97 | 8 | 0
2030 | NonRTO_Midwest_2_TVA_Transmission | NonRTO_Midwest | TVA_Transmission | Internal | Summer | B8 | 500 | 2400 | 0.03 | 91.88 | 91.52 | 8 | 0
2030 | NonRTO_Midwest_2_TVA_Transmission | NonRTO_Midwest | TVA_Transmission | Internal | Summer | B9 | 800 | 2400 | 0.02 | 86.41 | 88.79 | 8 | 0
2030 | NonRTO_Midwest_2_TVA_Transmission | NonRTO_Midwest | TVA_Transmission | Internal | Summer | B10 | 1262 | 2400 | 0.01 | 82.62 | 79.14 | 8 | 0
2030 | NonRTO_Midwest_2_TVA_Transmission | NonRTO_Midwest | TVA_Transmission | Internal | Winter | B16 | 25 | 2400 | 0.73 | 92.35 | 94.81 | 8 | 0
2030 | NonRTO_Midwest_2_TVA_Transmission | NonRTO_Midwest | TVA_Transmission | Internal | Winter | B17 | 100 | 2400 | 0.14 | 92.35 | 92.36 | 8 | 0
2030 | NonRTO_Midwest_2_TVA_Transmission | NonRTO_Midwest | TVA_Transmission | Internal | Winter | B18 | 400 | 2400 | 0.04 | 87.55 | 87.56 | 8 | 0
2030 | NonRTO_Midwest_2_TVA_Transmission | NonRTO_Midwest | TVA_Transmission | Internal | Winter | B19 | 700 | 2400 | 0.02 | 86.61 | 86.6 | 8 | 0
2030 | NonRTO_Midwest_2_TVA_Transmission | NonRTO_Midwest | TVA_Transmission | Internal | Winter | B20 | 935 | 2400 | 0.02 | 82.68 | 82.67 | 8 | 0
2030 | NYISO_A-F_2_IESO | NYISO_A-F | IESO | Internal | Shoulder | B11 | 25 | 1600 | 0.14 | 78.95 | 58.4 | 7 | 0
2030 | NYISO_A-F_2_IESO | NYISO_A-F | IESO | Internal | Shoulder | B12 | 200 | 1600 | 0.02 | 78.94 | 58.4 | 7 | 0
2030 | NYISO_A-F_2_IESO | NYISO_A-F | IESO | Internal | Shoulder | B13 | 600 | 1600 | 0 | 77.75 | 58.4 | 7 | 0
2030 | NYISO_A-F_2_IESO | NYISO_A-F | IESO | Internal | Shoulder | B14 | 900 | 1600 | 0 | 76.09 | 58.4 | 7 | 0
2030 | NYISO_A-F_2_IESO | NYISO_A-F | IESO | Internal | Shoulder | B15 | 1203 | 1600 | 0 | 75.6 | 58.4 | 7 | 0
2030 | NYISO_A-F_2_IESO | NYISO_A-F | IESO | Internal | Summer | B1 | 10 | 1600 | 1.05 | 125.13 | 124.66 | 7 | 0
2030 | NYISO_A-F_2_IESO | NYISO_A-F | IESO | Internal | Summer | B2 | 25 | 1600 | 0.27 | 127.62 | 120.63 | 7 | 0
2030 | NYISO_A-F_2_IESO | NYISO_A-F | IESO | Internal | Summer | B3 | 75 | 1600 | 0.09 | 125.11 | 118.11 | 7 | 0
2030 | NYISO_A-F_2_IESO | NYISO_A-F | IESO | Internal | Summer | B4 | 100 | 1600 | 0.07 | 119.65 | 112.64 | 7 | 0
2030 | NYISO_A-F_2_IESO | NYISO_A-F | IESO | Internal | Summer | B5 | 200 | 1600 | 0.02 | 109.08 | 89.87 | 7 | 0
2030 | NYISO_A-F_2_IESO | NYISO_A-F | IESO | Internal | Summer | B6 | 300 | 1600 | 0.01 | 86.41 | 61.45 | 7 | 0
2030 | NYISO_A-F_2_IESO | NYISO_A-F | IESO | Internal | Summer | B7 | 400 | 1600 | 0 | 83.95 | 56.38 | 7 | 0
2030 | NYISO_A-F_2_IESO | NYISO_A-F | IESO | Internal | Summer | B8 | 500 | 1600 | 0 | 80.39 | 51.17 | 7 | 0
2030 | NYISO_A-F_2_IESO | NYISO_A-F | IESO | Internal | Summer | B9 | 800 | 1600 | 0 | 80.38 | 51.17 | 7 | 0
2030 | NYISO_A-F_2_IESO | NYISO_A-F | IESO | Internal | Summer | B10 | 1262 | 1600 | 0 | 80.38 | 51.17 | 7 | 0
2030 | NYISO_A-F_2_IESO | NYISO_A-F | IESO | Internal | Winter | B16 | 25 | 1600 | 0.14 | 87.35 | 65.12 | 7 | 0
2030 | NYISO_A-F_2_IESO | NYISO_A-F | IESO | Internal | Winter | B17 | 100 | 1600 | 0.04 | 85.05 | 65.12 | 7 | 0
2030 | NYISO_A-F_2_IESO | NYISO_A-F | IESO | Internal | Winter | B18 | 400 | 1600 | 0.01 | 80.05 | 65.12 | 7 | 0
2030 | NYISO_A-F_2_IESO | NYISO_A-F | IESO | Internal | Winter | B19 | 700 | 1600 | 0 | 77.87 | 65.12 | 7 | 0
2030 | NYISO_A-F_2_IESO | NYISO_A-F | IESO | Internal | Winter | B20 | 935 | 1600 | 0 | 77.87 | 65.12 | 7 | 0
2030 | NYISO_A-F_2_NEISO | NYISO_A-F | NEISO | Internal | Shoulder | B11 | 25 | 600 | 1.02 | 78.95 | 78.61 | 3 | 0
2030 | NYISO_A-F_2_NEISO | NYISO_A-F | NEISO | Internal | Shoulder | B12 | 200 | 600 | 32.64 | 78.94 | 81.93 | 3 | 0
2030 | NYISO_A-F_2_NEISO | NYISO_A-F | NEISO | Internal | Shoulder | B13 | 600 | 600 | 0.06 | 77.75 | 78.6 | 3 | 0
2030 | NYISO_A-F_2_NEISO | NYISO_A-F | NEISO | Internal | Shoulder | B14 | 900 | 600 | 0.1 | 76.09 | 78.6 | 3 | 0
2030 | NYISO_A-F_2_NEISO | NYISO_A-F | NEISO | Internal | Shoulder | B15 | 1203 | 600 | 227.57 | 75.6 | 78.6 | 3 | 0
2030 | NYISO_A-F_2_NEISO | NYISO_A-F | NEISO | Internal | Summer | B1 | 10 | 600 | 9.62 | 125.13 | 127.79 | 3 | 0.01
2030 | NYISO_A-F_2_NEISO | NYISO_A-F | NEISO | Internal | Summer | B2 | 25 | 600 | 0.96 | 127.62 | 126.1 | 3 | 0
2030 | NYISO_A-F_2_NEISO | NYISO_A-F | NEISO | Internal | Summer | B3 | 75 | 600 | 0.27 | 125.11 | 123.58 | 3 | 0
2030 | NYISO_A-F_2_NEISO | NYISO_A-F | NEISO | Internal | Summer | B4 | 100 | 600 | 0.2 | 119.65 | 118.16 | 3 | 0
2030 | NYISO_A-F_2_NEISO | NYISO_A-F | NEISO | Internal | Summer | B5 | 200 | 600 | 0.1 | 109.08 | 107.55 | 3 | 0
2030 | NYISO_A-F_2_NEISO | NYISO_A-F | NEISO | Internal | Summer | B6 | 300 | 600 | 0.07 | 86.41 | 84.88 | 3 | 0
2030 | NYISO_A-F_2_NEISO | NYISO_A-F | NEISO | Internal | Summer | B7 | 400 | 600 | 0.04 | 83.95 | 80.91 | 3 | 0
2030 | NYISO_A-F_2_NEISO | NYISO_A-F | NEISO | Internal | Summer | B8 | 500 | 600 | 0.06 | 80.39 | 80.91 | 3 | 0
2030 | NYISO_A-F_2_NEISO | NYISO_A-F | NEISO | Internal | Summer | B9 | 800 | 600 | 0.04 | 80.38 | 80.84 | 3 | 0
2030 | NYISO_A-F_2_NEISO | NYISO_A-F | NEISO | Internal | Summer | B10 | 1262 | 600 | 0.02 | 80.38 | 80.84 | 3 | 0
2030 | NYISO_A-F_2_NEISO | NYISO_A-F | NEISO | Internal | Winter | B16 | 25 | 600 | 252.27 | 87.35 | 90.34 | 3 | 0.01
2030 | NYISO_A-F_2_NEISO | NYISO_A-F | NEISO | Internal | Winter | B17 | 100 | 600 | 0.34 | 85.05 | 85.63 | 3 | 0
2030 | NYISO_A-F_2_NEISO | NYISO_A-F | NEISO | Internal | Winter | B18 | 400 | 600 | 0.16 | 80.05 | 82.12 | 3 | 0
2030 | NYISO_A-F_2_NEISO | NYISO_A-F | NEISO | Internal | Winter | B19 | 700 | 600 | 987.72 | 77.87 | 81.88 | 3 | 1.01
2030 | NYISO_A-F_2_NEISO | NYISO_A-F | NEISO | Internal | Winter | B20 | 935 | 600 | 2116.18 | 77.87 | 81.88 | 3 | 1.01
2030 | NYISO_A-F_2_NYISO_G-I | NYISO_A-F | NYISO_G-I | Internal | Shoulder | B11 | 25 | 4250 | 5319.09 | 78.95 | 86.02 | 0.01 | 7.06
2030 | NYISO_A-F_2_NYISO_G-I | NYISO_A-F | NYISO_G-I | Internal | Shoulder | B12 | 200 | 4250 | 4400.75 | 78.94 | 86.02 | 0.01 | 7.06
2030 | NYISO_A-F_2_NYISO_G-I | NYISO_A-F | NYISO_G-I | Internal | Shoulder | B13 | 600 | 4250 | 5921.31 | 77.75 | 84.83 | 0.01 | 7.07
2030 | NYISO_A-F_2_NYISO_G-I | NYISO_A-F | NYISO_G-I | Internal | Shoulder | B14 | 900 | 4250 | 5779.47 | 76.09 | 83.17 | 0.01 | 7.07
2030 | NYISO_A-F_2_NYISO_G-I | NYISO_A-F | NYISO_G-I | Internal | Shoulder | B15 | 1203 | 4250 | 4250.02 | 75.6 | 81.6 | 0.01 | 5.99
2030 | NYISO_A-F_2_NYISO_G-I | NYISO_A-F | NYISO_G-I | Internal | Summer | B1 | 10 | 4250 | 7410.87 | 125.13 | 132.21 | 0.01 | 7.07
2030 | NYISO_A-F_2_NYISO_G-I | NYISO_A-F | NYISO_G-I | Internal | Summer | B2 | 25 | 4250 | 6702.89 | 127.62 | 134.7 | 0.01 | 7.07
2030 | NYISO_A-F_2_NYISO_G-I | NYISO_A-F | NYISO_G-I | Internal | Summer | B3 | 75 | 4250 | 6195.45 | 125.11 | 132.19 | 0.01 | 7.07
2030 | NYISO_A-F_2_NYISO_G-I | NYISO_A-F | NYISO_G-I | Internal | Summer | B4 | 100 | 4250 | 6709.72 | 119.65 | 126.72 | 0.01 | 7.07
2030 | NYISO_A-F_2_NYISO_G-I | NYISO_A-F | NYISO_G-I | Internal | Summer | B5 | 200 | 4250 | 6102.1 | 109.08 | 116.16 | 0.01 | 7.07
2030 | NYISO_A-F_2_NYISO_G-I | NYISO_A-F | NYISO_G-I | Internal | Summer | B6 | 300 | 4250 | 5008.81 | 86.41 | 93.49 | 0.01 | 7.07
2030 | NYISO_A-F_2_NYISO_G-I | NYISO_A-F | NYISO_G-I | Internal | Summer | B7 | 400 | 4250 | 4250.04 | 83.95 | 89.52 | 0.01 | 5.56
2030 | NYISO_A-F_2_NYISO_G-I | NYISO_A-F | NYISO_G-I | Internal | Summer | B8 | 500 | 4250 | 4250.08 | 80.39 | 86.66 | 0.01 | 6.27
2030 | NYISO_A-F_2_NYISO_G-I | NYISO_A-F | NYISO_G-I | Internal | Summer | B9 | 800 | 4250 | 4249.99 | 80.38 | 83.83 | 0.01 | 3.43
2030 | NYISO_A-F_2_NYISO_G-I | NYISO_A-F | NYISO_G-I | Internal | Summer | B10 | 1262 | 4250 | 4249.17 | 80.38 | 80.42 | 0.01 | 0.02
2030 | NYISO_A-F_2_NYISO_G-I | NYISO_A-F | NYISO_G-I | Internal | Winter | B16 | 25 | 4250 | 7398.75 | 87.35 | 94.42 | 0.01 | 7.07
2030 | NYISO_A-F_2_NYISO_G-I | NYISO_A-F | NYISO_G-I | Internal | Winter | B17 | 100 | 4250 | 6878.95 | 85.05 | 92.13 | 0.01 | 7.07
2030 | NYISO_A-F_2_NYISO_G-I | NYISO_A-F | NYISO_G-I | Internal | Winter | B18 | 400 | 4250 | 6944.82 | 80.05 | 87.13 | 0.01 | 7.07
2030 | NYISO_A-F_2_NYISO_G-I | NYISO_A-F | NYISO_G-I | Internal | Winter | B19 | 700 | 4250 | 6342.33 | 77.87 | 84.95 | 0.01 | 7.07
2030 | NYISO_A-F_2_NYISO_G-I | NYISO_A-F | NYISO_G-I | Internal | Winter | B20 | 935 | 4250 | 4250.94 | 77.87 | 84.88 | 0.01 | 7
2030 | NYISO_A-F_2_PJM_ROM | NYISO_A-F | PJM_ROM | Internal | Shoulder | B11 | 25 | 1000 | 1000.39 | 78.95 | 92.13 | 8 | 5.18
2030 | NYISO_A-F_2_PJM_ROM | NYISO_A-F | PJM_ROM | Internal | Shoulder | B12 | 200 | 1000 | 999.7 | 78.94 | 87.71 | 8 | 0.77
2030 | NYISO_A-F_2_PJM_ROM | NYISO_A-F | PJM_ROM | Internal | Shoulder | B13 | 600 | 1000 | 384.32 | 77.75 | 85.75 | 8 | 0
2030 | NYISO_A-F_2_PJM_ROM | NYISO_A-F | PJM_ROM | Internal | Shoulder | B14 | 900 | 1000 | 999.75 | 76.09 | 84.53 | 8 | 0.45
2030 | NYISO_A-F_2_PJM_ROM | NYISO_A-F | PJM_ROM | Internal | Shoulder | B15 | 1203 | 1000 | 0 | 75.6 | 76.03 | 8 | 0
2030 | NYISO_A-F_2_PJM_ROM | NYISO_A-F | PJM_ROM | Internal | Summer | B1 | 10 | 1000 | 2205.54 | 125.13 | 140.46 | 8 | 7.33
2030 | NYISO_A-F_2_PJM_ROM | NYISO_A-F | PJM_ROM | Internal | Summer | B2 | 25 | 1000 | 1017.93 | 127.62 | 142.89 | 8 | 7.27
2030 | NYISO_A-F_2_PJM_ROM | NYISO_A-F | PJM_ROM | Internal | Summer | B3 | 75 | 1000 | 1013.23 | 125.11 | 140.4 | 8 | 7.29
2030 | NYISO_A-F_2_PJM_ROM | NYISO_A-F | PJM_ROM | Internal | Summer | B4 | 100 | 1000 | 1167.76 | 119.65 | 134.97 | 8 | 7.33
2030 | NYISO_A-F_2_PJM_ROM | NYISO_A-F | PJM_ROM | Internal | Summer | B5 | 200 | 1000 | 1005.18 | 109.08 | 124.36 | 8 | 7.29
2030 | NYISO_A-F_2_PJM_ROM | NYISO_A-F | PJM_ROM | Internal | Summer | B6 | 300 | 1000 | 1002.88 | 86.41 | 101.7 | 8 | 7.29
2030 | NYISO_A-F_2_PJM_ROM | NYISO_A-F | PJM_ROM | Internal | Summer | B7 | 400 | 1000 | 1000.04 | 83.95 | 97.73 | 8 | 5.78
2030 | NYISO_A-F_2_PJM_ROM | NYISO_A-F | PJM_ROM | Internal | Summer | B8 | 500 | 1000 | 999.95 | 80.39 | 90.28 | 8 | 1.89
2030 | NYISO_A-F_2_PJM_ROM | NYISO_A-F | PJM_ROM | Internal | Summer | B9 | 800 | 1000 | 0.04 | 80.38 | 85.25 | 8 | 0
2030 | NYISO_A-F_2_PJM_ROM | NYISO_A-F | PJM_ROM | Internal | Summer | B10 | 1262 | 1000 | 0 | 80.38 | 74.4 | 8 | 0
2030 | NYISO_A-F_2_PJM_ROM | NYISO_A-F | PJM_ROM | Internal | Winter | B16 | 25 | 1000 | 1.02 | 87.35 | 93.06 | 8 | 0
2030 | NYISO_A-F_2_PJM_ROM | NYISO_A-F | PJM_ROM | Internal | Winter | B17 | 100 | 1000 | 865.31 | 85.05 | 93.06 | 8 | 0
2030 | NYISO_A-F_2_PJM_ROM | NYISO_A-F | PJM_ROM | Internal | Winter | B18 | 400 | 1000 | 999.41 | 80.05 | 88.26 | 8 | 0.21
2030 | NYISO_A-F_2_PJM_ROM | NYISO_A-F | PJM_ROM | Internal | Winter | B19 | 700 | 1000 | 999.97 | 77.87 | 87.32 | 8 | 1.45
2030 | NYISO_A-F_2_PJM_ROM | NYISO_A-F | PJM_ROM | Internal | Winter | B20 | 935 | 1000 | 0.02 | 77.87 | 81.35 | 8 | 0
2030 | NYISO_G-I_2_NEISO | NYISO_G-I | NEISO | Internal | Shoulder | B11 | 25 | 600 | 0.39 | 86.02 | 78.61 | 3 | 0
2030 | NYISO_G-I_2_NEISO | NYISO_G-I | NEISO | Internal | Shoulder | B12 | 200 | 600 | 0.06 | 86.02 | 81.93 | 3 | 0
2030 | NYISO_G-I_2_NEISO | NYISO_G-I | NEISO | Internal | Shoulder | B13 | 600 | 600 | 0.02 | 84.83 | 78.6 | 3 | 0
2030 | NYISO_G-I_2_NEISO | NYISO_G-I | NEISO | Internal | Shoulder | B14 | 900 | 600 | 0.01 | 83.17 | 78.6 | 3 | 0
2030 | NYISO_G-I_2_NEISO | NYISO_G-I | NEISO | Internal | Shoulder | B15 | 1203 | 600 | 0.01 | 81.6 | 78.6 | 3 | 0
2030 | NYISO_G-I_2_NEISO | NYISO_G-I | NEISO | Internal | Summer | B1 | 10 | 600 | 1.2 | 132.21 | 127.79 | 3 | 0.01
2030 | NYISO_G-I_2_NEISO | NYISO_G-I | NEISO | Internal | Summer | B2 | 25 | 600 | 0.38 | 134.7 | 126.1 | 3 | 0
2030 | NYISO_G-I_2_NEISO | NYISO_G-I | NEISO | Internal | Summer | B3 | 75 | 600 | 0.12 | 132.19 | 123.58 | 3 | 0
2030 | NYISO_G-I_2_NEISO | NYISO_G-I | NEISO | Internal | Summer | B4 | 100 | 600 | 0.09 | 126.72 | 118.16 | 3 | 0
2030 | NYISO_G-I_2_NEISO | NYISO_G-I | NEISO | Internal | Summer | B5 | 200 | 600 | 0.05 | 116.16 | 107.55 | 3 | 0
2030 | NYISO_G-I_2_NEISO | NYISO_G-I | NEISO | Internal | Summer | B6 | 300 | 600 | 0.03 | 93.49 | 84.88 | 3 | 0
2030 | NYISO_G-I_2_NEISO | NYISO_G-I | NEISO | Internal | Summer | B7 | 400 | 600 | 0.02 | 89.52 | 80.91 | 3 | 0
2030 | NYISO_G-I_2_NEISO | NYISO_G-I | NEISO | Internal | Summer | B8 | 500 | 600 | 0.02 | 86.66 | 80.91 | 3 | 0
2030 | NYISO_G-I_2_NEISO | NYISO_G-I | NEISO | Internal | Summer | B9 | 800 | 600 | 0.02 | 83.83 | 80.84 | 3 | 0
2030 | NYISO_G-I_2_NEISO | NYISO_G-I | NEISO | Internal | Summer | B10 | 1262 | 600 | 0.03 | 80.42 | 80.84 | 3 | 0
2030 | NYISO_G-I_2_NEISO | NYISO_G-I | NEISO | Internal | Winter | B16 | 25 | 600 | 0.53 | 94.42 | 90.34 | 3 | 0
2030 | NYISO_G-I_2_NEISO | NYISO_G-I | NEISO | Internal | Winter | B17 | 100 | 600 | 0.11 | 92.13 | 85.63 | 3 | 0
2030 | NYISO_G-I_2_NEISO | NYISO_G-I | NEISO | Internal | Winter | B18 | 400 | 600 | 0.03 | 87.13 | 82.12 | 3 | 0
2030 | NYISO_G-I_2_NEISO | NYISO_G-I | NEISO | Internal | Winter | B19 | 700 | 600 | 0.02 | 84.95 | 81.88 | 3 | 0
2030 | NYISO_G-I_2_NEISO | NYISO_G-I | NEISO | Internal | Winter | B20 | 935 | 600 | 0.02 | 84.88 | 81.88 | 3 | 0
2030 | NYISO_G-I_2_NYISO_A-F | NYISO_G-I | NYISO_A-F | Internal | Shoulder | B11 | 25 | 1999 | 0.59 | 86.02 | 78.95 | 0.01 | 0
2030 | NYISO_G-I_2_NYISO_A-F | NYISO_G-I | NYISO_A-F | Internal | Shoulder | B12 | 200 | 1999 | 0.08 | 86.02 | 78.94 | 0.01 | 0
2030 | NYISO_G-I_2_NYISO_A-F | NYISO_G-I | NYISO_A-F | Internal | Shoulder | B13 | 600 | 1999 | 0.03 | 84.83 | 77.75 | 0.01 | 0
2030 | NYISO_G-I_2_NYISO_A-F | NYISO_G-I | NYISO_A-F | Internal | Shoulder | B14 | 900 | 1999 | 0.02 | 83.17 | 76.09 | 0.01 | 0
2030 | NYISO_G-I_2_NYISO_A-F | NYISO_G-I | NYISO_A-F | Internal | Shoulder | B15 | 1203 | 1999 | 0.02 | 81.6 | 75.6 | 0.01 | 0
2030 | NYISO_G-I_2_NYISO_A-F | NYISO_G-I | NYISO_A-F | Internal | Summer | B1 | 10 | 1999 | 1.41 | 132.21 | 125.13 | 0.01 | 0
2030 | NYISO_G-I_2_NYISO_A-F | NYISO_G-I | NYISO_A-F | Internal | Summer | B2 | 25 | 1999 | 0.58 | 134.7 | 127.62 | 0.01 | 0
2030 | NYISO_G-I_2_NYISO_A-F | NYISO_G-I | NYISO_A-F | Internal | Summer | B3 | 75 | 1999 | 0.2 | 132.19 | 125.11 | 0.01 | 0
2030 | NYISO_G-I_2_NYISO_A-F | NYISO_G-I | NYISO_A-F | Internal | Summer | B4 | 100 | 1999 | 0.15 | 126.72 | 119.65 | 0.01 | 0
2030 | NYISO_G-I_2_NYISO_A-F | NYISO_G-I | NYISO_A-F | Internal | Summer | B5 | 200 | 1999 | 0.08 | 116.16 | 109.08 | 0.01 | 0
2030 | NYISO_G-I_2_NYISO_A-F | NYISO_G-I | NYISO_A-F | Internal | Summer | B6 | 300 | 1999 | 0.05 | 93.49 | 86.41 | 0.01 | 0
2030 | NYISO_G-I_2_NYISO_A-F | NYISO_G-I | NYISO_A-F | Internal | Summer | B7 | 400 | 1999 | 0.05 | 89.52 | 83.95 | 0.01 | 0
2030 | NYISO_G-I_2_NYISO_A-F | NYISO_G-I | NYISO_A-F | Internal | Summer | B8 | 500 | 1999 | 0.04 | 86.66 | 80.39 | 0.01 | 0
2030 | NYISO_G-I_2_NYISO_A-F | NYISO_G-I | NYISO_A-F | Internal | Summer | B9 | 800 | 1999 | 0.05 | 83.83 | 80.38 | 0.01 | 0
2030 | NYISO_G-I_2_NYISO_A-F | NYISO_G-I | NYISO_A-F | Internal | Summer | B10 | 1262 | 1999 | 0.91 | 80.42 | 80.38 | 0.01 | 0
2030 | NYISO_G-I_2_NYISO_A-F | NYISO_G-I | NYISO_A-F | Internal | Winter | B16 | 25 | 1999 | 0.58 | 94.42 | 87.35 | 0.01 | 0
2030 | NYISO_G-I_2_NYISO_A-F | NYISO_G-I | NYISO_A-F | Internal | Winter | B17 | 100 | 1999 | 0.15 | 92.13 | 85.05 | 0.01 | 0
2030 | NYISO_G-I_2_NYISO_A-F | NYISO_G-I | NYISO_A-F | Internal | Winter | B18 | 400 | 1999 | 0.04 | 87.13 | 80.05 | 0.01 | 0
2030 | NYISO_G-I_2_NYISO_A-F | NYISO_G-I | NYISO_A-F | Internal | Winter | B19 | 700 | 1999 | 0.02 | 84.95 | 77.87 | 0.01 | 0
2030 | NYISO_G-I_2_NYISO_A-F | NYISO_G-I | NYISO_A-F | Internal | Winter | B20 | 935 | 1999 | 0.02 | 84.88 | 77.87 | 0.01 | 0
2030 | NYISO_G-I_2_NYISO_J-K | NYISO_G-I | NYISO_J-K | Internal | Shoulder | B11 | 25 | 6130 | 5982.22 | 86.02 | 86.05 | 0.01 | 0.01
2030 | NYISO_G-I_2_NYISO_J-K | NYISO_G-I | NYISO_J-K | Internal | Shoulder | B12 | 200 | 6130 | 5202.8 | 86.02 | 86.03 | 0.01 | 0
2030 | NYISO_G-I_2_NYISO_J-K | NYISO_G-I | NYISO_J-K | Internal | Shoulder | B13 | 600 | 6130 | 6123.67 | 84.83 | 84.92 | 0.01 | 0.09
2030 | NYISO_G-I_2_NYISO_J-K | NYISO_G-I | NYISO_J-K | Internal | Shoulder | B14 | 900 | 6130 | 6130.05 | 83.17 | 84.92 | 0.01 | 1.75
2030 | NYISO_G-I_2_NYISO_J-K | NYISO_G-I | NYISO_J-K | Internal | Shoulder | B15 | 1203 | 6130 | 4565.4 | 81.6 | 81.61 | 0.01 | 0
2030 | NYISO_G-I_2_NYISO_J-K | NYISO_G-I | NYISO_J-K | Internal | Summer | B1 | 10 | 6130 | 6109.28 | 132.21 | 132.32 | 0.01 | 0.1
2030 | NYISO_G-I_2_NYISO_J-K | NYISO_G-I | NYISO_J-K | Internal | Summer | B2 | 25 | 6130 | 5562.4 | 134.7 | 134.71 | 0.01 | 0.01
2030 | NYISO_G-I_2_NYISO_J-K | NYISO_G-I | NYISO_J-K | Internal | Summer | B3 | 75 | 6130 | 5388.17 | 132.19 | 132.2 | 0.01 | 0
2030 | NYISO_G-I_2_NYISO_J-K | NYISO_G-I | NYISO_J-K | Internal | Summer | B4 | 100 | 6130 | 6121.35 | 126.72 | 126.78 | 0.01 | 0.04
2030 | NYISO_G-I_2_NYISO_J-K | NYISO_G-I | NYISO_J-K | Internal | Summer | B5 | 200 | 6130 | 5652.13 | 116.16 | 116.17 | 0.01 | 0
2030 | NYISO_G-I_2_NYISO_J-K | NYISO_G-I | NYISO_J-K | Internal | Summer | B6 | 300 | 6130 | 4747.62 | 93.49 | 93.5 | 0.01 | 0
2030 | NYISO_G-I_2_NYISO_J-K | NYISO_G-I | NYISO_J-K | Internal | Summer | B7 | 400 | 6130 | 4133.97 | 89.52 | 89.53 | 0.01 | 0
2030 | NYISO_G-I_2_NYISO_J-K | NYISO_G-I | NYISO_J-K | Internal | Summer | B8 | 500 | 6130 | 5779.19 | 86.66 | 86.68 | 0.01 | 0
2030 | NYISO_G-I_2_NYISO_J-K | NYISO_G-I | NYISO_J-K | Internal | Summer | B9 | 800 | 6130 | 5392.18 | 83.83 | 83.84 | 0.01 | 0
2030 | NYISO_G-I_2_NYISO_J-K | NYISO_G-I | NYISO_J-K | Internal | Summer | B10 | 1262 | 6130 | 5251.54 | 80.42 | 80.43 | 0.01 | 0
2030 | NYISO_G-I_2_NYISO_J-K | NYISO_G-I | NYISO_J-K | Internal | Winter | B16 | 25 | 6130 | 7899.62 | 94.42 | 96.54 | 0.01 | 2.11
2030 | NYISO_G-I_2_NYISO_J-K | NYISO_G-I | NYISO_J-K | Internal | Winter | B17 | 100 | 6130 | 7336.55 | 92.13 | 94.25 | 0.01 | 2.11
2030 | NYISO_G-I_2_NYISO_J-K | NYISO_G-I | NYISO_J-K | Internal | Winter | B18 | 400 | 6130 | 7456.26 | 87.13 | 89.25 | 0.01 | 2.11
2030 | NYISO_G-I_2_NYISO_J-K | NYISO_G-I | NYISO_J-K | Internal | Winter | B19 | 700 | 6130 | 7015.07 | 84.95 | 87.07 | 0.01 | 2.11
2030 | NYISO_G-I_2_NYISO_J-K | NYISO_G-I | NYISO_J-K | Internal | Winter | B20 | 935 | 6130 | 5321.97 | 84.88 | 84.89 | 0.01 | 0
2030 | NYISO_G-I_2_PJM_E | NYISO_G-I | PJM_E | Internal | Shoulder | B11 | 25 | 1500 | 1.15 | 86.02 | 92.12 | 8 | 0
2030 | NYISO_G-I_2_PJM_E | NYISO_G-I | PJM_E | Internal | Shoulder | B12 | 200 | 1500 | 0.07 | 86.02 | 87.72 | 8 | 0
2030 | NYISO_G-I_2_PJM_E | NYISO_G-I | PJM_E | Internal | Shoulder | B13 | 600 | 1500 | 0.02 | 84.83 | 85.76 | 8 | 0
2030 | NYISO_G-I_2_PJM_E | NYISO_G-I | PJM_E | Internal | Shoulder | B14 | 900 | 1500 | 0.02 | 83.17 | 84.55 | 8 | 0
2030 | NYISO_G-I_2_PJM_E | NYISO_G-I | PJM_E | Internal | Shoulder | B15 | 1203 | 1500 | 0 | 81.6 | 76.02 | 8 | 0
2030 | NYISO_G-I_2_PJM_E | NYISO_G-I | PJM_E | Internal | Summer | B1 | 10 | 1500 | 1487.57 | 132.21 | 140.47 | 8 | 0.26
2030 | NYISO_G-I_2_PJM_E | NYISO_G-I | PJM_E | Internal | Summer | B2 | 25 | 1500 | 1490.86 | 134.7 | 142.89 | 8 | 0.19
2030 | NYISO_G-I_2_PJM_E | NYISO_G-I | PJM_E | Internal | Summer | B3 | 75 | 1500 | 1497.7 | 132.19 | 140.39 | 8 | 0.2
2030 | NYISO_G-I_2_PJM_E | NYISO_G-I | PJM_E | Internal | Summer | B4 | 100 | 1500 | 1498.49 | 126.72 | 134.96 | 8 | 0.24
2030 | NYISO_G-I_2_PJM_E | NYISO_G-I | PJM_E | Internal | Summer | B5 | 200 | 1500 | 1499.01 | 116.16 | 124.35 | 8 | 0.2
2030 | NYISO_G-I_2_PJM_E | NYISO_G-I | PJM_E | Internal | Summer | B6 | 300 | 1500 | 1499.33 | 93.49 | 101.68 | 8 | 0.2
2030 | NYISO_G-I_2_PJM_E | NYISO_G-I | PJM_E | Internal | Summer | B7 | 400 | 1500 | 1499.49 | 89.52 | 97.72 | 8 | 0.2
2030 | NYISO_G-I_2_PJM_E | NYISO_G-I | PJM_E | Internal | Summer | B8 | 500 | 1500 | 0.04 | 86.66 | 90.27 | 8 | 0
2030 | NYISO_G-I_2_PJM_E | NYISO_G-I | PJM_E | Internal | Summer | B9 | 800 | 1500 | 0.02 | 83.83 | 85.24 | 8 | 0
2030 | NYISO_G-I_2_PJM_E | NYISO_G-I | PJM_E | Internal | Summer | B10 | 1262 | 1500 | 0 | 80.42 | 74.41 | 8 | 0
2030 | NYISO_G-I_2_PJM_E | NYISO_G-I | PJM_E | Internal | Winter | B16 | 25 | 1500 | 0.37 | 94.42 | 93.07 | 8 | 0
2030 | NYISO_G-I_2_PJM_E | NYISO_G-I | PJM_E | Internal | Winter | B17 | 100 | 1500 | 0.12 | 92.13 | 93.07 | 8 | 0
2030 | NYISO_G-I_2_PJM_E | NYISO_G-I | PJM_E | Internal | Winter | B18 | 400 | 1500 | 0.03 | 87.13 | 88.27 | 8 | 0
2030 | NYISO_G-I_2_PJM_E | NYISO_G-I | PJM_E | Internal | Winter | B19 | 700 | 1500 | 0.02 | 84.95 | 87.33 | 8 | 0
2030 | NYISO_G-I_2_PJM_E | NYISO_G-I | PJM_E | Internal | Winter | B20 | 935 | 1500 | 0 | 84.88 | 81.36 | 8 | 0
2030 | NYISO_J-K_2_NEISO_OL | NYISO_J-K | NEISO | Internal | Shoulder | B11 | 25 | 99999 | 0.2 | 86.05 | 78.61 | 3.03 | 0
2030 | NYISO_J-K_2_NEISO_OL | NYISO_J-K | NEISO | Internal | Shoulder | B12 | 200 | 99999 | 0.03 | 86.03 | 81.93 | 3.03 | 0
2030 | NYISO_J-K_2_NEISO_OL | NYISO_J-K | NEISO | Internal | Shoulder | B13 | 600 | 99999 | 0 | 84.92 | 78.6 | 3.03 | 0
2030 | NYISO_J-K_2_NEISO_OL | NYISO_J-K | NEISO | Internal | Shoulder | B14 | 900 | 99999 | 0 | 84.92 | 78.6 | 3.03 | 0
2030 | NYISO_J-K_2_NEISO_OL | NYISO_J-K | NEISO | Internal | Shoulder | B15 | 1203 | 99999 | 0 | 81.61 | 78.6 | 3.03 | 0
2030 | NYISO_J-K_2_NEISO_OL | NYISO_J-K | NEISO | Internal | Summer | B1 | 10 | 99999 | 0.61 | 132.32 | 127.79 | 3.03 | 0
2030 | NYISO_J-K_2_NEISO_OL | NYISO_J-K | NEISO | Internal | Summer | B2 | 25 | 99999 | 0.2 | 134.71 | 126.1 | 3.03 | 0
2030 | NYISO_J-K_2_NEISO_OL | NYISO_J-K | NEISO | Internal | Summer | B3 | 75 | 99999 | 0.06 | 132.2 | 123.58 | 3.03 | 0
2030 | NYISO_J-K_2_NEISO_OL | NYISO_J-K | NEISO | Internal | Summer | B4 | 100 | 99999 | 0.05 | 126.78 | 118.16 | 3.03 | 0
2030 | NYISO_J-K_2_NEISO_OL | NYISO_J-K | NEISO | Internal | Summer | B5 | 200 | 99999 | 0.02 | 116.17 | 107.55 | 3.03 | 0
2030 | NYISO_J-K_2_NEISO_OL | NYISO_J-K | NEISO | Internal | Summer | B6 | 300 | 99999 | 0.02 | 93.5 | 84.88 | 3.03 | 0
2030 | NYISO_J-K_2_NEISO_OL | NYISO_J-K | NEISO | Internal | Summer | B7 | 400 | 99999 | 0.01 | 89.53 | 80.91 | 3.03 | 0
2030 | NYISO_J-K_2_NEISO_OL | NYISO_J-K | NEISO | Internal | Summer | B8 | 500 | 99999 | 0.01 | 86.68 | 80.91 | 3.03 | 0
2030 | NYISO_J-K_2_NEISO_OL | NYISO_J-K | NEISO | Internal | Summer | B9 | 800 | 99999 | 0.01 | 83.84 | 80.84 | 3.03 | 0
2030 | NYISO_J-K_2_NEISO_OL | NYISO_J-K | NEISO | Internal | Summer | B10 | 1262 | 99999 | 0.01 | 80.43 | 80.84 | 3.03 | 0
2030 | NYISO_J-K_2_NEISO_OL | NYISO_J-K | NEISO | Internal | Winter | B16 | 25 | 99999 | 0.22 | 96.54 | 90.34 | 3.03 | 0
2030 | NYISO_J-K_2_NEISO_OL | NYISO_J-K | NEISO | Internal | Winter | B17 | 100 | 99999 | 0.05 | 94.25 | 85.63 | 3.03 | 0
2030 | NYISO_J-K_2_NEISO_OL | NYISO_J-K | NEISO | Internal | Winter | B18 | 400 | 99999 | 0.01 | 89.25 | 82.12 | 3.03 | 0
2030 | NYISO_J-K_2_NEISO_OL | NYISO_J-K | NEISO | Internal | Winter | B19 | 700 | 99999 | 0 | 87.07 | 81.88 | 3.03 | 0
2030 | NYISO_J-K_2_NEISO_OL | NYISO_J-K | NEISO | Internal | Winter | B20 | 935 | 99999 | 0 | 84.89 | 81.88 | 3.03 | 0
2030 | NYISO_J-K_2_NYISO_G-I | NYISO_J-K | NYISO_G-I | Internal | Shoulder | B11 | 25 | 1999 | 55.54 | 86.05 | 86.02 | 0.01 | 0
2030 | NYISO_J-K_2_NYISO_G-I | NYISO_J-K | NYISO_G-I | Internal | Shoulder | B12 | 200 | 1999 | 13.06 | 86.03 | 86.02 | 0.01 | 0
2030 | NYISO_J-K_2_NYISO_G-I | NYISO_J-K | NYISO_G-I | Internal | Shoulder | B13 | 600 | 1999 | 2.4 | 84.92 | 84.83 | 0.01 | 0
2030 | NYISO_J-K_2_NYISO_G-I | NYISO_J-K | NYISO_G-I | Internal | Shoulder | B14 | 900 | 1999 | 0.1 | 84.92 | 83.17 | 0.01 | 0
2030 | NYISO_J-K_2_NYISO_G-I | NYISO_J-K | NYISO_G-I | Internal | Shoulder | B15 | 1203 | 1999 | 2.78 | 81.61 | 81.6 | 0.01 | 0
2030 | NYISO_J-K_2_NYISO_G-I | NYISO_J-K | NYISO_G-I | Internal | Summer | B1 | 10 | 1999 | 40.49 | 132.32 | 132.21 | 0.01 | 0
2030 | NYISO_J-K_2_NYISO_G-I | NYISO_J-K | NYISO_G-I | Internal | Summer | B2 | 25 | 1999 | 75.34 | 134.71 | 134.7 | 0.01 | 0
2030 | NYISO_J-K_2_NYISO_G-I | NYISO_J-K | NYISO_G-I | Internal | Summer | B3 | 75 | 1999 | 30.04 | 132.2 | 132.19 | 0.01 | 0
2030 | NYISO_J-K_2_NYISO_G-I | NYISO_J-K | NYISO_G-I | Internal | Summer | B4 | 100 | 1999 | 11.33 | 126.78 | 126.72 | 0.01 | 0
2030 | NYISO_J-K_2_NYISO_G-I | NYISO_J-K | NYISO_G-I | Internal | Summer | B5 | 200 | 1999 | 12.38 | 116.17 | 116.16 | 0.01 | 0
2030 | NYISO_J-K_2_NYISO_G-I | NYISO_J-K | NYISO_G-I | Internal | Summer | B6 | 300 | 1999 | 9.66 | 93.5 | 93.49 | 0.01 | 0
2030 | NYISO_J-K_2_NYISO_G-I | NYISO_J-K | NYISO_G-I | Internal | Summer | B7 | 400 | 1999 | 7.82 | 89.53 | 89.52 | 0.01 | 0
2030 | NYISO_J-K_2_NYISO_G-I | NYISO_J-K | NYISO_G-I | Internal | Summer | B8 | 500 | 1999 | 5.11 | 86.68 | 86.66 | 0.01 | 0
2030 | NYISO_J-K_2_NYISO_G-I | NYISO_J-K | NYISO_G-I | Internal | Summer | B9 | 800 | 1999 | 3.8 | 83.84 | 83.83 | 0.01 | 0
2030 | NYISO_J-K_2_NYISO_G-I | NYISO_J-K | NYISO_G-I | Internal | Summer | B10 | 1262 | 1999 | 2.59 | 80.43 | 80.42 | 0.01 | 0
2030 | NYISO_J-K_2_NYISO_G-I | NYISO_J-K | NYISO_G-I | Internal | Winter | B16 | 25 | 1999 | 1.9 | 96.54 | 94.42 | 0.01 | 0
2030 | NYISO_J-K_2_NYISO_G-I | NYISO_J-K | NYISO_G-I | Internal | Winter | B17 | 100 | 1999 | 0.49 | 94.25 | 92.13 | 0.01 | 0
2030 | NYISO_J-K_2_NYISO_G-I | NYISO_J-K | NYISO_G-I | Internal | Winter | B18 | 400 | 1999 | 0.13 | 89.25 | 87.13 | 0.01 | 0
2030 | NYISO_J-K_2_NYISO_G-I | NYISO_J-K | NYISO_G-I | Internal | Winter | B19 | 700 | 1999 | 0.07 | 87.07 | 84.95 | 0.01 | 0
2030 | NYISO_J-K_2_NYISO_G-I | NYISO_J-K | NYISO_G-I | Internal | Winter | B20 | 935 | 1999 | 3.3 | 84.89 | 84.88 | 0.01 | 0
2030 | NYISO_J-K_2_PJM_E_OL | NYISO_J-K | PJM_E | Internal | Shoulder | B11 | 25 | 99999 | 0.72 | 86.05 | 92.12 | 8.19 | 0
2030 | NYISO_J-K_2_PJM_E_OL | NYISO_J-K | PJM_E | Internal | Shoulder | B12 | 200 | 99999 | 0.04 | 86.03 | 87.72 | 8.19 | 0
2030 | NYISO_J-K_2_PJM_E_OL | NYISO_J-K | PJM_E | Internal | Shoulder | B13 | 600 | 99999 | 0.02 | 84.92 | 85.76 | 8.19 | 0
2030 | NYISO_J-K_2_PJM_E_OL | NYISO_J-K | PJM_E | Internal | Shoulder | B14 | 900 | 99999 | 0 | 84.92 | 84.55 | 8.19 | 0
2030 | NYISO_J-K_2_PJM_E_OL | NYISO_J-K | PJM_E | Internal | Shoulder | B15 | 1203 | 99999 | 0 | 81.61 | 76.02 | 8.19 | 0
2030 | NYISO_J-K_2_PJM_E_OL | NYISO_J-K | PJM_E | Internal | Summer | B1 | 10 | 99999 | 120.2 | 132.32 | 140.47 | 8.19 | 0
2030 | NYISO_J-K_2_PJM_E_OL | NYISO_J-K | PJM_E | Internal | Summer | B2 | 25 | 99999 | 192.98 | 134.71 | 142.89 | 8.19 | 0
2030 | NYISO_J-K_2_PJM_E_OL | NYISO_J-K | PJM_E | Internal | Summer | B3 | 75 | 99999 | 3605.74 | 132.2 | 140.39 | 8.19 | 0
2030 | NYISO_J-K_2_PJM_E_OL | NYISO_J-K | PJM_E | Internal | Summer | B4 | 100 | 99999 | 6436.57 | 126.78 | 134.96 | 8.19 | 0
2030 | NYISO_J-K_2_PJM_E_OL | NYISO_J-K | PJM_E | Internal | Summer | B5 | 200 | 99999 | 1751.13 | 116.17 | 124.35 | 8.19 | 0
2030 | NYISO_J-K_2_PJM_E_OL | NYISO_J-K | PJM_E | Internal | Summer | B6 | 300 | 99999 | 2693.35 | 93.5 | 101.68 | 8.19 | 0
2030 | NYISO_J-K_2_PJM_E_OL | NYISO_J-K | PJM_E | Internal | Summer | B7 | 400 | 99999 | 1540.22 | 89.53 | 97.72 | 8.19 | 0
2030 | NYISO_J-K_2_PJM_E_OL | NYISO_J-K | PJM_E | Internal | Summer | B8 | 500 | 99999 | 0.03 | 86.68 | 90.27 | 8.19 | 0
2030 | NYISO_J-K_2_PJM_E_OL | NYISO_J-K | PJM_E | Internal | Summer | B9 | 800 | 99999 | 0.02 | 83.84 | 85.24 | 8.19 | 0
2030 | NYISO_J-K_2_PJM_E_OL | NYISO_J-K | PJM_E | Internal | Summer | B10 | 1262 | 99999 | 0 | 80.43 | 74.41 | 8.19 | 0
2030 | NYISO_J-K_2_PJM_E_OL | NYISO_J-K | PJM_E | Internal | Winter | B16 | 25 | 99999 | 0.19 | 96.54 | 93.07 | 8.19 | 0
2030 | NYISO_J-K_2_PJM_E_OL | NYISO_J-K | PJM_E | Internal | Winter | B17 | 100 | 99999 | 0.06 | 94.25 | 93.07 | 8.19 | 0
2030 | NYISO_J-K_2_PJM_E_OL | NYISO_J-K | PJM_E | Internal | Winter | B18 | 400 | 99999 | 0.02 | 89.25 | 88.27 | 8.19 | 0
2030 | NYISO_J-K_2_PJM_E_OL | NYISO_J-K | PJM_E | Internal | Winter | B19 | 700 | 99999 | 0.01 | 87.07 | 87.33 | 8.19 | 0
2030 | NYISO_J-K_2_PJM_E_OL | NYISO_J-K | PJM_E | Internal | Winter | B20 | 935 | 99999 | 0 | 84.89 | 81.36 | 8.19 | 0
2030 | PJM_E_2_NYISO_G-I | PJM_E | NYISO_G-I | Internal | Shoulder | B11 | 25 | 500 | 0.33 | 92.12 | 86.02 | 6 | 0
2030 | PJM_E_2_NYISO_G-I | PJM_E | NYISO_G-I | Internal | Shoulder | B12 | 200 | 500 | 0.06 | 87.72 | 86.02 | 6 | 0
2030 | PJM_E_2_NYISO_G-I | PJM_E | NYISO_G-I | Internal | Shoulder | B13 | 600 | 500 | 0.02 | 85.76 | 84.83 | 6 | 0
2030 | PJM_E_2_NYISO_G-I | PJM_E | NYISO_G-I | Internal | Shoulder | B14 | 900 | 500 | 0.01 | 84.55 | 83.17 | 6 | 0
2030 | PJM_E_2_NYISO_G-I | PJM_E | NYISO_G-I | Internal | Shoulder | B15 | 1203 | 500 | 0.14 | 76.02 | 81.6 | 6 | 0
2030 | PJM_E_2_NYISO_G-I | PJM_E | NYISO_G-I | Internal | Summer | B1 | 10 | 500 | 0.73 | 140.47 | 132.21 | 6 | 0.01
2030 | PJM_E_2_NYISO_G-I | PJM_E | NYISO_G-I | Internal | Summer | B2 | 25 | 500 | 0.31 | 142.89 | 134.7 | 6 | 0
2030 | PJM_E_2_NYISO_G-I | PJM_E | NYISO_G-I | Internal | Summer | B3 | 75 | 500 | 0.1 | 140.39 | 132.19 | 6 | 0
2030 | PJM_E_2_NYISO_G-I | PJM_E | NYISO_G-I | Internal | Summer | B4 | 100 | 500 | 0.07 | 134.96 | 126.72 | 6 | 0
2030 | PJM_E_2_NYISO_G-I | PJM_E | NYISO_G-I | Internal | Summer | B5 | 200 | 500 | 0.04 | 124.35 | 116.16 | 6 | 0
2030 | PJM_E_2_NYISO_G-I | PJM_E | NYISO_G-I | Internal | Summer | B6 | 300 | 500 | 0.02 | 101.68 | 93.49 | 6 | 0
2030 | PJM_E_2_NYISO_G-I | PJM_E | NYISO_G-I | Internal | Summer | B7 | 400 | 500 | 0.02 | 97.72 | 89.52 | 6 | 0
2030 | PJM_E_2_NYISO_G-I | PJM_E | NYISO_G-I | Internal | Summer | B8 | 500 | 500 | 0.02 | 90.27 | 86.66 | 6 | 0
2030 | PJM_E_2_NYISO_G-I | PJM_E | NYISO_G-I | Internal | Summer | B9 | 800 | 500 | 0.02 | 85.24 | 83.83 | 6 | 0
2030 | PJM_E_2_NYISO_G-I | PJM_E | NYISO_G-I | Internal | Summer | B10 | 1262 | 500 | 501.64 | 74.41 | 80.42 | 6 | 0.01
2030 | PJM_E_2_NYISO_G-I | PJM_E | NYISO_G-I | Internal | Winter | B16 | 25 | 500 | 0.75 | 93.07 | 94.42 | 6 | 0
2030 | PJM_E_2_NYISO_G-I | PJM_E | NYISO_G-I | Internal | Winter | B17 | 100 | 500 | 0.14 | 93.07 | 92.13 | 6 | 0
2030 | PJM_E_2_NYISO_G-I | PJM_E | NYISO_G-I | Internal | Winter | B18 | 400 | 500 | 0.03 | 88.27 | 87.13 | 6 | 0
2030 | PJM_E_2_NYISO_G-I | PJM_E | NYISO_G-I | Internal | Winter | B19 | 700 | 500 | 0.02 | 87.33 | 84.95 | 6 | 0
2030 | PJM_E_2_NYISO_G-I | PJM_E | NYISO_G-I | Internal | Winter | B20 | 935 | 500 | 0.04 | 81.36 | 84.88 | 6 | 0
2030 | PJM_E_2_NYISO_J-K | PJM_E | NYISO_J-K | Internal | Shoulder | B11 | 25 | 330 | 0.34 | 92.12 | 86.05 | 6 | 0.01
2030 | PJM_E_2_NYISO_J-K | PJM_E | NYISO_J-K | Internal | Shoulder | B12 | 200 | 330 | 0.06 | 87.72 | 86.03 | 6 | 0
2030 | PJM_E_2_NYISO_J-K | PJM_E | NYISO_J-K | Internal | Shoulder | B13 | 600 | 330 | 0.02 | 85.76 | 84.92 | 6 | 0
2030 | PJM_E_2_NYISO_J-K | PJM_E | NYISO_J-K | Internal | Shoulder | B14 | 900 | 330 | 0.02 | 84.55 | 84.92 | 6 | 0
2030 | PJM_E_2_NYISO_J-K | PJM_E | NYISO_J-K | Internal | Shoulder | B15 | 1203 | 330 | 0.15 | 76.02 | 81.61 | 6 | 0
2030 | PJM_E_2_NYISO_J-K | PJM_E | NYISO_J-K | Internal | Summer | B1 | 10 | 330 | 0.77 | 140.47 | 132.32 | 6 | 0.02
2030 | PJM_E_2_NYISO_J-K | PJM_E | NYISO_J-K | Internal | Summer | B2 | 25 | 330 | 0.32 | 142.89 | 134.71 | 6 | 0.01
2030 | PJM_E_2_NYISO_J-K | PJM_E | NYISO_J-K | Internal | Summer | B3 | 75 | 330 | 0.1 | 140.39 | 132.2 | 6 | 0
2030 | PJM_E_2_NYISO_J-K | PJM_E | NYISO_J-K | Internal | Summer | B4 | 100 | 330 | 0.07 | 134.96 | 126.78 | 6 | 0
2030 | PJM_E_2_NYISO_J-K | PJM_E | NYISO_J-K | Internal | Summer | B5 | 200 | 330 | 0.04 | 124.35 | 116.17 | 6 | 0
2030 | PJM_E_2_NYISO_J-K | PJM_E | NYISO_J-K | Internal | Summer | B6 | 300 | 330 | 0.02 | 101.68 | 93.5 | 6 | 0
2030 | PJM_E_2_NYISO_J-K | PJM_E | NYISO_J-K | Internal | Summer | B7 | 400 | 330 | 0.02 | 97.72 | 89.53 | 6 | 0
2030 | PJM_E_2_NYISO_J-K | PJM_E | NYISO_J-K | Internal | Summer | B8 | 500 | 330 | 0.02 | 90.27 | 86.68 | 6 | 0
2030 | PJM_E_2_NYISO_J-K | PJM_E | NYISO_J-K | Internal | Summer | B9 | 800 | 330 | 0.02 | 85.24 | 83.84 | 6 | 0
2030 | PJM_E_2_NYISO_J-K | PJM_E | NYISO_J-K | Internal | Summer | B10 | 1262 | 330 | 524.31 | 74.41 | 80.43 | 6 | 0.02
2030 | PJM_E_2_NYISO_J-K | PJM_E | NYISO_J-K | Internal | Winter | B16 | 25 | 330 | 1.25 | 93.07 | 96.54 | 6 | 0.01
2030 | PJM_E_2_NYISO_J-K | PJM_E | NYISO_J-K | Internal | Winter | B17 | 100 | 330 | 0.19 | 93.07 | 94.25 | 6 | 0
2030 | PJM_E_2_NYISO_J-K | PJM_E | NYISO_J-K | Internal | Winter | B18 | 400 | 330 | 0.05 | 88.27 | 89.25 | 6 | 0
2030 | PJM_E_2_NYISO_J-K | PJM_E | NYISO_J-K | Internal | Winter | B19 | 700 | 330 | 0.02 | 87.33 | 87.07 | 6 | 0
2030 | PJM_E_2_NYISO_J-K | PJM_E | NYISO_J-K | Internal | Winter | B20 | 935 | 330 | 0.04 | 81.36 | 84.89 | 6 | 0
2030 | PJM_E_2_PJM_ROM | PJM_E | PJM_ROM | Internal | Shoulder | B11 | 25 | 8000 | 456.08 | 92.12 | 92.13 | 0.01 | 0
2030 | PJM_E_2_PJM_ROM | PJM_E | PJM_ROM | Internal | Shoulder | B12 | 200 | 8000 | 26.36 | 87.72 | 87.71 | 0.01 | 0
2030 | PJM_E_2_PJM_ROM | PJM_E | PJM_ROM | Internal | Shoulder | B13 | 600 | 8000 | 7.56 | 85.76 | 85.75 | 0.01 | 0
2030 | PJM_E_2_PJM_ROM | PJM_E | PJM_ROM | Internal | Shoulder | B14 | 900 | 8000 | 5.09 | 84.55 | 84.53 | 0.01 | 0
2030 | PJM_E_2_PJM_ROM | PJM_E | PJM_ROM | Internal | Shoulder | B15 | 1203 | 8000 | 413.49 | 76.02 | 76.03 | 0.01 | 0
2030 | PJM_E_2_PJM_ROM | PJM_E | PJM_ROM | Internal | Summer | B1 | 10 | 8000 | 393.27 | 140.47 | 140.46 | 0.01 | 0
2030 | PJM_E_2_PJM_ROM | PJM_E | PJM_ROM | Internal | Summer | B2 | 25 | 8000 | 230.48 | 142.89 | 142.89 | 0.01 | 0
2030 | PJM_E_2_PJM_ROM | PJM_E | PJM_ROM | Internal | Summer | B3 | 75 | 8000 | 6076.81 | 140.39 | 140.4 | 0.01 | 0
2030 | PJM_E_2_PJM_ROM | PJM_E | PJM_ROM | Internal | Summer | B4 | 100 | 8000 | 10724.47 | 134.96 | 134.97 | 0.01 | 0
2030 | PJM_E_2_PJM_ROM | PJM_E | PJM_ROM | Internal | Summer | B5 | 200 | 8000 | 4075.68 | 124.35 | 124.36 | 0.01 | 0
2030 | PJM_E_2_PJM_ROM | PJM_E | PJM_ROM | Internal | Summer | B6 | 300 | 8000 | 5754.66 | 101.68 | 101.7 | 0.01 | 0
2030 | PJM_E_2_PJM_ROM | PJM_E | PJM_ROM | Internal | Summer | B7 | 400 | 8000 | 6062.82 | 97.72 | 97.73 | 0.01 | 0
2030 | PJM_E_2_PJM_ROM | PJM_E | PJM_ROM | Internal | Summer | B8 | 500 | 8000 | 1557.77 | 90.27 | 90.28 | 0.01 | 0
2030 | PJM_E_2_PJM_ROM | PJM_E | PJM_ROM | Internal | Summer | B9 | 800 | 8000 | 2390.12 | 85.24 | 85.25 | 0.01 | 0
2030 | PJM_E_2_PJM_ROM | PJM_E | PJM_ROM | Internal | Summer | B10 | 1262 | 8000 | 4.74 | 74.41 | 74.4 | 0.01 | 0
2030 | PJM_E_2_PJM_ROM | PJM_E | PJM_ROM | Internal | Winter | B16 | 25 | 8000 | 148.33 | 93.07 | 93.06 | 0.01 | 0
2030 | PJM_E_2_PJM_ROM | PJM_E | PJM_ROM | Internal | Winter | B17 | 100 | 8000 | 40.7 | 93.07 | 93.06 | 0.01 | 0
2030 | PJM_E_2_PJM_ROM | PJM_E | PJM_ROM | Internal | Winter | B18 | 400 | 8000 | 10.77 | 88.27 | 88.26 | 0.01 | 0
2030 | PJM_E_2_PJM_ROM | PJM_E | PJM_ROM | Internal | Winter | B19 | 700 | 8000 | 6.46 | 87.33 | 87.32 | 0.01 | 0
2030 | PJM_E_2_PJM_ROM | PJM_E | PJM_ROM | Internal | Winter | B20 | 935 | 8000 | 5.05 | 81.36 | 81.35 | 0.01 | 0
2030 | PJM_ROR_2_MISO_IN | PJM_ROR | MISO_IN | Internal | Shoulder | B11 | 25 | 909 | 0.45 | 92.11 | 85.28 | 2 | 0
2030 | PJM_ROR_2_MISO_IN | PJM_ROR | MISO_IN | Internal | Shoulder | B12 | 200 | 909 | 0.06 | 85.83 | 79 | 2 | 0
2030 | PJM_ROR_2_MISO_IN | PJM_ROR | MISO_IN | Internal | Shoulder | B13 | 600 | 909 | 0.02 | 83.88 | 77.04 | 2 | 0
2030 | PJM_ROR_2_MISO_IN | PJM_ROR | MISO_IN | Internal | Shoulder | B14 | 900 | 909 | 0.01 | 82.66 | 75.96 | 2 | 0
2030 | PJM_ROR_2_MISO_IN | PJM_ROR | MISO_IN | Internal | Shoulder | B15 | 1203 | 909 | 0.02 | 75.88 | 72.05 | 2 | 0
2030 | PJM_ROR_2_MISO_IN | PJM_ROR | MISO_IN | Internal | Summer | B1 | 10 | 909 | 1.09 | 140.45 | 133.61 | 2 | 0.01
2030 | PJM_ROR_2_MISO_IN | PJM_ROR | MISO_IN | Internal | Summer | B2 | 25 | 909 | 0.61 | 142.88 | 139.26 | 2 | 0
2030 | PJM_ROR_2_MISO_IN | PJM_ROR | MISO_IN | Internal | Summer | B3 | 75 | 909 | 0.27 | 140.41 | 138.38 | 2 | 0
2030 | PJM_ROR_2_MISO_IN | PJM_ROR | MISO_IN | Internal | Summer | B4 | 100 | 909 | 0.15 | 134.99 | 130.39 | 2 | 0
2030 | PJM_ROR_2_MISO_IN | PJM_ROR | MISO_IN | Internal | Summer | B5 | 200 | 909 | 0.06 | 124.35 | 117.52 | 2 | 0
2030 | PJM_ROR_2_MISO_IN | PJM_ROR | MISO_IN | Internal | Summer | B6 | 300 | 909 | 0.05 | 101.71 | 95.97 | 2 | 0
2030 | PJM_ROR_2_MISO_IN | PJM_ROR | MISO_IN | Internal | Summer | B7 | 400 | 909 | 0.03 | 97.74 | 90.91 | 2 | 0
2030 | PJM_ROR_2_MISO_IN | PJM_ROR | MISO_IN | Internal | Summer | B8 | 500 | 909 | 0.03 | 90.27 | 83.88 | 2 | 0
2030 | PJM_ROR_2_MISO_IN | PJM_ROR | MISO_IN | Internal | Summer | B9 | 800 | 909 | 0.02 | 85.24 | 78.41 | 2 | 0
2030 | PJM_ROR_2_MISO_IN | PJM_ROR | MISO_IN | Internal | Summer | B10 | 1262 | 909 | 0.04 | 74.39 | 74.62 | 2 | 0
2030 | PJM_ROR_2_MISO_IN | PJM_ROR | MISO_IN | Internal | Winter | B16 | 25 | 909 | 0.45 | 91.18 | 84.35 | 2 | 0
2030 | PJM_ROR_2_MISO_IN | PJM_ROR | MISO_IN | Internal | Winter | B17 | 100 | 909 | 0.12 | 91.18 | 84.35 | 2 | 0
2030 | PJM_ROR_2_MISO_IN | PJM_ROR | MISO_IN | Internal | Winter | B18 | 400 | 909 | 0.03 | 86.38 | 79.55 | 2 | 0
2030 | PJM_ROR_2_MISO_IN | PJM_ROR | MISO_IN | Internal | Winter | B19 | 700 | 909 | 0.02 | 85.44 | 78.61 | 2 | 0
2030 | PJM_ROR_2_MISO_IN | PJM_ROR | MISO_IN | Internal | Winter | B20 | 935 | 909 | 0.02 | 79.78 | 74.68 | 2 | 0
2030 | PJM_ROR_2_MISO_MI | PJM_ROR | MISO_MI | Internal | Shoulder | B11 | 25 | 1305 | 0.55 | 92.11 | 87.11 | 2 | 0
2030 | PJM_ROR_2_MISO_MI | PJM_ROR | MISO_MI | Internal | Shoulder | B12 | 200 | 1305 | 0.07 | 85.83 | 80.83 | 2 | 0
2030 | PJM_ROR_2_MISO_MI | PJM_ROR | MISO_MI | Internal | Shoulder | B13 | 600 | 1305 | 0.03 | 83.88 | 78.87 | 2 | 0
2030 | PJM_ROR_2_MISO_MI | PJM_ROR | MISO_MI | Internal | Shoulder | B14 | 900 | 1305 | 0.02 | 82.66 | 77.3 | 2 | 0
2030 | PJM_ROR_2_MISO_MI | PJM_ROR | MISO_MI | Internal | Shoulder | B15 | 1203 | 1305 | 0.02 | 75.88 | 73.88 | 2 | 0
2030 | PJM_ROR_2_MISO_MI | PJM_ROR | MISO_MI | Internal | Summer | B1 | 10 | 1305 | 1.21 | 140.45 | 134.12 | 2 | 0
2030 | PJM_ROR_2_MISO_MI | PJM_ROR | MISO_MI | Internal | Summer | B2 | 25 | 1305 | 0.64 | 142.88 | 139.29 | 2 | 0
2030 | PJM_ROR_2_MISO_MI | PJM_ROR | MISO_MI | Internal | Summer | B3 | 75 | 1305 | 0.29 | 140.41 | 138.4 | 2 | 0
2030 | PJM_ROR_2_MISO_MI | PJM_ROR | MISO_MI | Internal | Summer | B4 | 100 | 1305 | 0.15 | 134.99 | 130.4 | 2 | 0
2030 | PJM_ROR_2_MISO_MI | PJM_ROR | MISO_MI | Internal | Summer | B5 | 200 | 1305 | 0.06 | 124.35 | 117.53 | 2 | 0
2030 | PJM_ROR_2_MISO_MI | PJM_ROR | MISO_MI | Internal | Summer | B6 | 300 | 1305 | 0.05 | 101.71 | 95.98 | 2 | 0
2030 | PJM_ROR_2_MISO_MI | PJM_ROR | MISO_MI | Internal | Summer | B7 | 400 | 1305 | 0.03 | 97.74 | 90.92 | 2 | 0
2030 | PJM_ROR_2_MISO_MI | PJM_ROR | MISO_MI | Internal | Summer | B8 | 500 | 1305 | 0.03 | 90.27 | 85.71 | 2 | 0
2030 | PJM_ROR_2_MISO_MI | PJM_ROR | MISO_MI | Internal | Summer | B9 | 800 | 1305 | 0.02 | 85.24 | 78.42 | 2 | 0
2030 | PJM_ROR_2_MISO_MI | PJM_ROR | MISO_MI | Internal | Summer | B10 | 1262 | 1305 | 0.04 | 74.39 | 74.77 | 2 | 0
2030 | PJM_ROR_2_MISO_MI | PJM_ROR | MISO_MI | Internal | Winter | B16 | 25 | 1305 | 0.55 | 91.18 | 86.18 | 2 | 0
2030 | PJM_ROR_2_MISO_MI | PJM_ROR | MISO_MI | Internal | Winter | B17 | 100 | 1305 | 0.14 | 91.18 | 86.18 | 2 | 0
2030 | PJM_ROR_2_MISO_MI | PJM_ROR | MISO_MI | Internal | Winter | B18 | 400 | 1305 | 0.04 | 86.38 | 81.38 | 2 | 0
2030 | PJM_ROR_2_MISO_MI | PJM_ROR | MISO_MI | Internal | Winter | B19 | 700 | 1305 | 0.02 | 85.44 | 79.97 | 2 | 0
2030 | PJM_ROR_2_MISO_MI | PJM_ROR | MISO_MI | Internal | Winter | B20 | 935 | 1305 | 0.02 | 79.78 | 76.51 | 2 | 0
2030 | PJM_ROR_2_MISO_MO-IL | PJM_ROR | MISO_MO-IL | Internal | Shoulder | B11 | 25 | 1111 | 0.52 | 92.11 | 86.21 | 2 | 0
2030 | PJM_ROR_2_MISO_MO-IL | PJM_ROR | MISO_MO-IL | Internal | Shoulder | B12 | 200 | 1111 | 0.06 | 85.83 | 79.01 | 2 | 0
2030 | PJM_ROR_2_MISO_MO-IL | PJM_ROR | MISO_MO-IL | Internal | Shoulder | B13 | 600 | 1111 | 0.02 | 83.88 | 77.05 | 2 | 0
2030 | PJM_ROR_2_MISO_MO-IL | PJM_ROR | MISO_MO-IL | Internal | Shoulder | B14 | 900 | 1111 | 0.01 | 82.66 | 75.98 | 2 | 0
2030 | PJM_ROR_2_MISO_MO-IL | PJM_ROR | MISO_MO-IL | Internal | Shoulder | B15 | 1203 | 1111 | 0.01 | 75.88 | 71.99 | 2 | 0
2030 | PJM_ROR_2_MISO_MO-IL | PJM_ROR | MISO_MO-IL | Internal | Summer | B1 | 10 | 1111 | 1.26 | 140.45 | 134.57 | 2 | 0.01
2030 | PJM_ROR_2_MISO_MO-IL | PJM_ROR | MISO_MO-IL | Internal | Summer | B2 | 25 | 1111 | 0.91 | 142.88 | 140.88 | 2 | 0
2030 | PJM_ROR_2_MISO_MO-IL | PJM_ROR | MISO_MO-IL | Internal | Summer | B3 | 75 | 1111 | 0.32 | 140.41 | 138.41 | 2 | 0
2030 | PJM_ROR_2_MISO_MO-IL | PJM_ROR | MISO_MO-IL | Internal | Summer | B4 | 100 | 1111 | 0.26 | 134.99 | 133.43 | 2 | 0
2030 | PJM_ROR_2_MISO_MO-IL | PJM_ROR | MISO_MO-IL | Internal | Summer | B5 | 200 | 1111 | 0.08 | 124.35 | 120.56 | 2 | 0
2030 | PJM_ROR_2_MISO_MO-IL | PJM_ROR | MISO_MO-IL | Internal | Summer | B6 | 300 | 1111 | 0.05 | 101.71 | 95.98 | 2 | 0
2030 | PJM_ROR_2_MISO_MO-IL | PJM_ROR | MISO_MO-IL | Internal | Summer | B7 | 400 | 1111 | 0.03 | 97.74 | 90.92 | 2 | 0
2030 | PJM_ROR_2_MISO_MO-IL | PJM_ROR | MISO_MO-IL | Internal | Summer | B8 | 500 | 1111 | 0.03 | 90.27 | 83.89 | 2 | 0
2030 | PJM_ROR_2_MISO_MO-IL | PJM_ROR | MISO_MO-IL | Internal | Summer | B9 | 800 | 1111 | 0.02 | 85.24 | 80.79 | 2 | 0
2030 | PJM_ROR_2_MISO_MO-IL | PJM_ROR | MISO_MO-IL | Internal | Summer | B10 | 1262 | 1111 | 0.02 | 74.39 | 72.61 | 2 | 0
2030 | PJM_ROR_2_MISO_MO-IL | PJM_ROR | MISO_MO-IL | Internal | Winter | B16 | 25 | 1111 | 0.46 | 91.18 | 84.36 | 2 | 0
2030 | PJM_ROR_2_MISO_MO-IL | PJM_ROR | MISO_MO-IL | Internal | Winter | B17 | 100 | 1111 | 0.12 | 91.18 | 84.36 | 2 | 0
2030 | PJM_ROR_2_MISO_MO-IL | PJM_ROR | MISO_MO-IL | Internal | Winter | B18 | 400 | 1111 | 0.03 | 86.38 | 79.56 | 2 | 0
2030 | PJM_ROR_2_MISO_MO-IL | PJM_ROR | MISO_MO-IL | Internal | Winter | B19 | 700 | 1111 | 0.02 | 85.44 | 78.6 | 2 | 0
2030 | PJM_ROR_2_MISO_MO-IL | PJM_ROR | MISO_MO-IL | Internal | Winter | B20 | 935 | 1111 | 0.02 | 79.78 | 74.67 | 2 | 0
2030 | PJM_ROR_2_MISO_W | PJM_ROR | MISO_W | Internal | Shoulder | B11 | 25 | 709 | 0.16 | 92.11 | 69.46 | 2 | 0
2030 | PJM_ROR_2_MISO_W | PJM_ROR | MISO_W | Internal | Shoulder | B12 | 200 | 709 | 0.02 | 85.83 | 63.18 | 2 | 0
2030 | PJM_ROR_2_MISO_W | PJM_ROR | MISO_W | Internal | Shoulder | B13 | 600 | 709 | 0 | 83.88 | 61.22 | 2 | 0
2030 | PJM_ROR_2_MISO_W | PJM_ROR | MISO_W | Internal | Shoulder | B14 | 900 | 709 | 0 | 82.66 | 60 | 2 | 0
2030 | PJM_ROR_2_MISO_W | PJM_ROR | MISO_W | Internal | Shoulder | B15 | 1203 | 709 | 0 | 75.88 | 53.23 | 2 | 0
2030 | PJM_ROR_2_MISO_W | PJM_ROR | MISO_W | Internal | Summer | B1 | 10 | 709 | 0.39 | 140.45 | 117.79 | 2 | 0.01
2030 | PJM_ROR_2_MISO_W | PJM_ROR | MISO_W | Internal | Summer | B2 | 25 | 709 | 0.16 | 142.88 | 120.22 | 2 | 0
2030 | PJM_ROR_2_MISO_W | PJM_ROR | MISO_W | Internal | Summer | B3 | 75 | 709 | 0.19 | 140.41 | 136.81 | 2 | 0
2030 | PJM_ROR_2_MISO_W | PJM_ROR | MISO_W | Internal | Summer | B4 | 100 | 709 | 0.11 | 134.99 | 128.8 | 2 | 0
2030 | PJM_ROR_2_MISO_W | PJM_ROR | MISO_W | Internal | Summer | B5 | 200 | 709 | 0.04 | 124.35 | 115.94 | 2 | 0
2030 | PJM_ROR_2_MISO_W | PJM_ROR | MISO_W | Internal | Summer | B6 | 300 | 709 | 0.03 | 101.71 | 94.39 | 2 | 0
2030 | PJM_ROR_2_MISO_W | PJM_ROR | MISO_W | Internal | Summer | B7 | 400 | 709 | 0.01 | 97.74 | 78.92 | 2 | 0
2030 | PJM_ROR_2_MISO_W | PJM_ROR | MISO_W | Internal | Summer | B8 | 500 | 709 | 0 | 90.27 | 67.61 | 2 | 0
2030 | PJM_ROR_2_MISO_W | PJM_ROR | MISO_W | Internal | Summer | B9 | 800 | 709 | 0 | 85.24 | 62.59 | 2 | 0
2030 | PJM_ROR_2_MISO_W | PJM_ROR | MISO_W | Internal | Summer | B10 | 1262 | 709 | 0 | 74.39 | 51.73 | 2 | 0
2030 | PJM_ROR_2_MISO_W | PJM_ROR | MISO_W | Internal | Winter | B16 | 25 | 709 | 0.16 | 91.18 | 68.53 | 2 | 0
2030 | PJM_ROR_2_MISO_W | PJM_ROR | MISO_W | Internal | Winter | B17 | 100 | 709 | 0.04 | 91.18 | 68.53 | 2 | 0
2030 | PJM_ROR_2_MISO_W | PJM_ROR | MISO_W | Internal | Winter | B18 | 400 | 709 | 0.01 | 86.38 | 63.73 | 2 | 0
2030 | PJM_ROR_2_MISO_W | PJM_ROR | MISO_W | Internal | Winter | B19 | 700 | 709 | 0 | 85.44 | 62.79 | 2 | 0
2030 | PJM_ROR_2_MISO_W | PJM_ROR | MISO_W | Internal | Winter | B20 | 935 | 709 | 0 | 79.78 | 57.13 | 2 | 0
2030 | PJM_ROR_2_MISO_WUMS | PJM_ROR | MISO_WUMS | Internal | Shoulder | B11 | 25 | 1467 | 0.46 | 92.11 | 85.53 | 2 | 0
2030 | PJM_ROR_2_MISO_WUMS | PJM_ROR | MISO_WUMS | Internal | Shoulder | B12 | 200 | 1467 | 0.06 | 85.83 | 79.25 | 2 | 0
2030 | PJM_ROR_2_MISO_WUMS | PJM_ROR | MISO_WUMS | Internal | Shoulder | B13 | 600 | 1467 | 0.02 | 83.88 | 77.29 | 2 | 0
2030 | PJM_ROR_2_MISO_WUMS | PJM_ROR | MISO_WUMS | Internal | Shoulder | B14 | 900 | 1467 | 0.01 | 82.66 | 75.72 | 2 | 0
2030 | PJM_ROR_2_MISO_WUMS | PJM_ROR | MISO_WUMS | Internal | Shoulder | B15 | 1203 | 1467 | 0.03 | 75.88 | 75.33 | 2 | 0
2030 | PJM_ROR_2_MISO_WUMS | PJM_ROR | MISO_WUMS | Internal | Summer | B1 | 10 | 1467 | 1.04 | 140.45 | 132.54 | 2 | 0
2030 | PJM_ROR_2_MISO_WUMS | PJM_ROR | MISO_WUMS | Internal | Summer | B2 | 25 | 1467 | 0.52 | 142.88 | 137.71 | 2 | 0
2030 | PJM_ROR_2_MISO_WUMS | PJM_ROR | MISO_WUMS | Internal | Summer | B3 | 75 | 1467 | 0.22 | 140.41 | 136.82 | 2 | 0
2030 | PJM_ROR_2_MISO_WUMS | PJM_ROR | MISO_WUMS | Internal | Summer | B4 | 100 | 1467 | 0.13 | 134.99 | 128.81 | 2 | 0
2030 | PJM_ROR_2_MISO_WUMS | PJM_ROR | MISO_WUMS | Internal | Summer | B5 | 200 | 1467 | 0.05 | 124.35 | 115.95 | 2 | 0
2030 | PJM_ROR_2_MISO_WUMS | PJM_ROR | MISO_WUMS | Internal | Summer | B6 | 300 | 1467 | 0.04 | 101.71 | 94.4 | 2 | 0
2030 | PJM_ROR_2_MISO_WUMS | PJM_ROR | MISO_WUMS | Internal | Summer | B7 | 400 | 1467 | 0.03 | 97.74 | 89.34 | 2 | 0
2030 | PJM_ROR_2_MISO_WUMS | PJM_ROR | MISO_WUMS | Internal | Summer | B8 | 500 | 1467 | 0.03 | 90.27 | 84.13 | 2 | 0
2030 | PJM_ROR_2_MISO_WUMS | PJM_ROR | MISO_WUMS | Internal | Summer | B9 | 800 | 1467 | 0.01 | 85.24 | 76.84 | 2 | 0
2030 | PJM_ROR_2_MISO_WUMS | PJM_ROR | MISO_WUMS | Internal | Summer | B10 | 1262 | 1467 | 0.04 | 74.39 | 74.36 | 2 | 0
2030 | PJM_ROR_2_MISO_WUMS | PJM_ROR | MISO_WUMS | Internal | Winter | B16 | 25 | 1467 | 0.46 | 91.18 | 84.6 | 2 | 0
2030 | PJM_ROR_2_MISO_WUMS | PJM_ROR | MISO_WUMS | Internal | Winter | B17 | 100 | 1467 | 0.12 | 91.18 | 84.59 | 2 | 0
2030 | PJM_ROR_2_MISO_WUMS | PJM_ROR | MISO_WUMS | Internal | Winter | B18 | 400 | 1467 | 0.03 | 86.38 | 79.8 | 2 | 0
2030 | PJM_ROR_2_MISO_WUMS | PJM_ROR | MISO_WUMS | Internal | Winter | B19 | 700 | 1467 | 0.02 | 85.44 | 78.39 | 2 | 0
2030 | PJM_ROR_2_MISO_WUMS | PJM_ROR | MISO_WUMS | Internal | Winter | B20 | 935 | 1467 | 0.03 | 79.78 | 77.78 | 2 | 0
2030 | PJM_ROR_2_PJM_ROM | PJM_ROR | PJM_ROM | Internal | Shoulder | B11 | 25 | 8000 | 7215.53 | 92.11 | 92.13 | 0.01 | 0
2030 | PJM_ROR_2_PJM_ROM | PJM_ROR | PJM_ROM | Internal | Shoulder | B12 | 200 | 8000 | 9685.54 | 85.83 | 87.71 | 0.01 | 1.86
2030 | PJM_ROR_2_PJM_ROM | PJM_ROR | PJM_ROM | Internal | Shoulder | B13 | 600 | 8000 | 11700.13 | 83.88 | 85.75 | 0.01 | 1.86
2030 | PJM_ROR_2_PJM_ROM | PJM_ROR | PJM_ROM | Internal | Shoulder | B14 | 900 | 8000 | 9862.89 | 82.66 | 84.53 | 0.01 | 1.86
2030 | PJM_ROR_2_PJM_ROM | PJM_ROR | PJM_ROM | Internal | Shoulder | B15 | 1203 | 8000 | 7999.73 | 75.88 | 76.03 | 0.01 | 0.14
2030 | PJM_ROR_2_PJM_ROM | PJM_ROR | PJM_ROM | Internal | Summer | B1 | 10 | 8000 | 5224.94 | 140.45 | 140.46 | 0.01 | 0
2030 | PJM_ROR_2_PJM_ROM | PJM_ROR | PJM_ROM | Internal | Summer | B2 | 25 | 8000 | 4956.43 | 142.88 | 142.89 | 0.01 | 0
2030 | PJM_ROR_2_PJM_ROM | PJM_ROR | PJM_ROM | Internal | Summer | B3 | 75 | 8000 | 27.49 | 140.41 | 140.4 | 0.01 | 0
2030 | PJM_ROR_2_PJM_ROM | PJM_ROR | PJM_ROM | Internal | Summer | B4 | 100 | 8000 | 18.15 | 134.99 | 134.97 | 0.01 | 0
2030 | PJM_ROR_2_PJM_ROM | PJM_ROR | PJM_ROM | Internal | Summer | B5 | 200 | 8000 | 2149.81 | 124.35 | 124.36 | 0.01 | 0
2030 | PJM_ROR_2_PJM_ROM | PJM_ROR | PJM_ROM | Internal | Summer | B6 | 300 | 8000 | 8.5 | 101.71 | 101.7 | 0.01 | 0
2030 | PJM_ROR_2_PJM_ROM | PJM_ROR | PJM_ROM | Internal | Summer | B7 | 400 | 8000 | 6.18 | 97.74 | 97.73 | 0.01 | 0
2030 | PJM_ROR_2_PJM_ROM | PJM_ROR | PJM_ROM | Internal | Summer | B8 | 500 | 8000 | 5085.85 | 90.27 | 90.28 | 0.01 | 0
2030 | PJM_ROR_2_PJM_ROM | PJM_ROR | PJM_ROM | Internal | Summer | B9 | 800 | 8000 | 6288.71 | 85.24 | 85.25 | 0.01 | 0
2030 | PJM_ROR_2_PJM_ROM | PJM_ROR | PJM_ROM | Internal | Summer | B10 | 1262 | 8000 | 6901.16 | 74.39 | 74.4 | 0.01 | 0
2030 | PJM_ROR_2_PJM_ROM | PJM_ROR | PJM_ROM | Internal | Winter | B16 | 25 | 8000 | 16525.54 | 91.18 | 93.06 | 0.01 | 1.86
2030 | PJM_ROR_2_PJM_ROM | PJM_ROR | PJM_ROM | Internal | Winter | B17 | 100 | 8000 | 13852.11 | 91.18 | 93.06 | 0.01 | 1.86
2030 | PJM_ROR_2_PJM_ROM | PJM_ROR | PJM_ROM | Internal | Winter | B18 | 400 | 8000 | 11904.52 | 86.38 | 88.26 | 0.01 | 1.86
2030 | PJM_ROR_2_PJM_ROM | PJM_ROR | PJM_ROM | Internal | Winter | B19 | 700 | 8000 | 10155.13 | 85.44 | 87.32 | 0.01 | 1.86
2030 | PJM_ROR_2_PJM_ROM | PJM_ROR | PJM_ROM | Internal | Winter | B20 | 935 | 8000 | 8000.13 | 79.78 | 81.35 | 0.01 | 1.55
2030 | PJM_ROR_2_TVA_Transmission | PJM_ROR | TVA_Transmission | Internal | Shoulder | B11 | 25 | 2500 | 0.92 | 92.11 | 94.21 | 6 | 0
2030 | PJM_ROR_2_TVA_Transmission | PJM_ROR | TVA_Transmission | Internal | Shoulder | B12 | 200 | 2500 | 0.09 | 85.83 | 87.01 | 6 | 0
2030 | PJM_ROR_2_TVA_Transmission | PJM_ROR | TVA_Transmission | Internal | Shoulder | B13 | 600 | 2500 | 0.03 | 83.88 | 85.05 | 6 | 0
2030 | PJM_ROR_2_TVA_Transmission | PJM_ROR | TVA_Transmission | Internal | Shoulder | B14 | 900 | 2500 | 0.02 | 82.66 | 83.98 | 6 | 0
2030 | PJM_ROR_2_TVA_Transmission | PJM_ROR | TVA_Transmission | Internal | Shoulder | B15 | 1203 | 2500 | 0.03 | 75.88 | 79.99 | 6 | 0
2030 | PJM_ROR_2_TVA_Transmission | PJM_ROR | TVA_Transmission | Internal | Summer | B1 | 10 | 2500 | 2.07 | 140.45 | 142.56 | 6 | 0
2030 | PJM_ROR_2_TVA_Transmission | PJM_ROR | TVA_Transmission | Internal | Summer | B2 | 25 | 2500 | 2126.59 | 142.88 | 148.88 | 6 | 0
2030 | PJM_ROR_2_TVA_Transmission | PJM_ROR | TVA_Transmission | Internal | Summer | B3 | 75 | 2500 | 1185.35 | 140.41 | 146.41 | 6 | 0
2030 | PJM_ROR_2_TVA_Transmission | PJM_ROR | TVA_Transmission | Internal | Summer | B4 | 100 | 2500 | 1290.35 | 134.99 | 140.99 | 6 | 0
2030 | PJM_ROR_2_TVA_Transmission | PJM_ROR | TVA_Transmission | Internal | Summer | B5 | 200 | 2500 | 0.17 | 124.35 | 128.31 | 6 | 0
2030 | PJM_ROR_2_TVA_Transmission | PJM_ROR | TVA_Transmission | Internal | Summer | B6 | 300 | 2500 | 0.05 | 101.71 | 101.48 | 6 | 0
2030 | PJM_ROR_2_TVA_Transmission | PJM_ROR | TVA_Transmission | Internal | Summer | B7 | 400 | 2500 | 0.04 | 97.74 | 96.97 | 6 | 0
2030 | PJM_ROR_2_TVA_Transmission | PJM_ROR | TVA_Transmission | Internal | Summer | B8 | 500 | 2500 | 0.04 | 90.27 | 91.52 | 6 | 0
2030 | PJM_ROR_2_TVA_Transmission | PJM_ROR | TVA_Transmission | Internal | Summer | B9 | 800 | 2500 | 0.04 | 85.24 | 88.79 | 6 | 0
2030 | PJM_ROR_2_TVA_Transmission | PJM_ROR | TVA_Transmission | Internal | Summer | B10 | 1262 | 2500 | 0.07 | 74.39 | 79.14 | 6 | 0
2030 | PJM_ROR_2_TVA_Transmission | PJM_ROR | TVA_Transmission | Internal | Winter | B16 | 25 | 2500 | 1.28 | 91.18 | 94.81 | 6 | 0
2030 | PJM_ROR_2_TVA_Transmission | PJM_ROR | TVA_Transmission | Internal | Winter | B17 | 100 | 2500 | 0.19 | 91.18 | 92.36 | 6 | 0
2030 | PJM_ROR_2_TVA_Transmission | PJM_ROR | TVA_Transmission | Internal | Winter | B18 | 400 | 2500 | 0.05 | 86.38 | 87.56 | 6 | 0
2030 | PJM_ROR_2_TVA_Transmission | PJM_ROR | TVA_Transmission | Internal | Winter | B19 | 700 | 2500 | 0.03 | 85.44 | 86.6 | 6 | 0
2030 | PJM_ROR_2_TVA_Transmission | PJM_ROR | TVA_Transmission | Internal | Winter | B20 | 935 | 2500 | 0.03 | 79.78 | 82.67 | 6 | 0
2030 | PJM_ROR_2_VACAR | PJM_ROR | VACAR | Internal | Shoulder | B11 | 25 | 3000 | 1992.68 | 92.11 | 98.11 | 6 | 0
2030 | PJM_ROR_2_VACAR | PJM_ROR | VACAR | Internal | Shoulder | B12 | 200 | 3000 | 2061.13 | 85.83 | 91.83 | 6 | 0
2030 | PJM_ROR_2_VACAR | PJM_ROR | VACAR | Internal | Shoulder | B13 | 600 | 3000 | 9.28 | 83.88 | 89.87 | 6 | 0
2030 | PJM_ROR_2_VACAR | PJM_ROR | VACAR | Internal | Shoulder | B14 | 900 | 3000 | 0.04 | 82.66 | 82.84 | 6 | 0
2030 | PJM_ROR_2_VACAR | PJM_ROR | VACAR | Internal | Shoulder | B15 | 1203 | 3000 | 3000.03 | 75.88 | 82.84 | 6 | 0.96
2030 | PJM_ROR_2_VACAR | PJM_ROR | VACAR | Internal | Summer | B1 | 10 | 3000 | 9582.92 | 140.45 | 147.89 | 6 | 1.44
2030 | PJM_ROR_2_VACAR | PJM_ROR | VACAR | Internal | Summer | B2 | 25 | 3000 | 8110.92 | 142.88 | 150.32 | 6 | 1.44
2030 | PJM_ROR_2_VACAR | PJM_ROR | VACAR | Internal | Summer | B3 | 75 | 3000 | 6296.45 | 140.41 | 147.85 | 6 | 1.44
2030 | PJM_ROR_2_VACAR | PJM_ROR | VACAR | Internal | Summer | B4 | 100 | 3000 | 5003.49 | 134.99 | 142.43 | 6 | 1.44
2030 | PJM_ROR_2_VACAR | PJM_ROR | VACAR | Internal | Summer | B5 | 200 | 3000 | 2401.53 | 124.35 | 130.35 | 6 | 0
2030 | PJM_ROR_2_VACAR | PJM_ROR | VACAR | Internal | Summer | B6 | 300 | 3000 | 1932.04 | 101.71 | 107.71 | 6 | 0
2030 | PJM_ROR_2_VACAR | PJM_ROR | VACAR | Internal | Summer | B7 | 400 | 3000 | 1.74 | 97.74 | 103.29 | 6 | 0
2030 | PJM_ROR_2_VACAR | PJM_ROR | VACAR | Internal | Summer | B8 | 500 | 3000 | 0.07 | 90.27 | 93.44 | 6 | 0
2030 | PJM_ROR_2_VACAR | PJM_ROR | VACAR | Internal | Summer | B9 | 800 | 3000 | 0.02 | 85.24 | 83.89 | 6 | 0
2030 | PJM_ROR_2_VACAR | PJM_ROR | VACAR | Internal | Summer | B10 | 1262 | 3000 | 2999.55 | 74.39 | 80.88 | 6 | 0.49
2030 | PJM_ROR_2_VACAR | PJM_ROR | VACAR | Internal | Winter | B16 | 25 | 3000 | 10108.61 | 91.18 | 98.63 | 6 | 1.44
2030 | PJM_ROR_2_VACAR | PJM_ROR | VACAR | Internal | Winter | B17 | 100 | 3000 | 5342.89 | 91.18 | 98.62 | 6 | 1.44
2030 | PJM_ROR_2_VACAR | PJM_ROR | VACAR | Internal | Winter | B18 | 400 | 3000 | 702.66 | 86.38 | 92.38 | 6 | 0
2030 | PJM_ROR_2_VACAR | PJM_ROR | VACAR | Internal | Winter | B19 | 700 | 3000 | 0.15 | 85.44 | 88.99 | 6 | 0
2030 | PJM_ROR_2_VACAR | PJM_ROR | VACAR | Internal | Winter | B20 | 935 | 3000 | 6829.04 | 79.78 | 87.22 | 6 | 1.44
2030 | PJM_ROM_2_NYISO_A-F | PJM_ROM | NYISO_A-F | Internal | Shoulder | B11 | 25 | 2000 | 0.22 | 92.13 | 78.95 | 6 | 0
2030 | PJM_ROM_2_NYISO_A-F | PJM_ROM | NYISO_A-F | Internal | Shoulder | B12 | 200 | 2000 | 0.04 | 87.71 | 78.94 | 6 | 0
2030 | PJM_ROM_2_NYISO_A-F | PJM_ROM | NYISO_A-F | Internal | Shoulder | B13 | 600 | 2000 | 0.01 | 85.75 | 77.75 | 6 | 0
2030 | PJM_ROM_2_NYISO_A-F | PJM_ROM | NYISO_A-F | Internal | Shoulder | B14 | 900 | 2000 | 0 | 84.53 | 76.09 | 6 | 0
2030 | PJM_ROM_2_NYISO_A-F | PJM_ROM | NYISO_A-F | Internal | Shoulder | B15 | 1203 | 2000 | 0.01 | 76.03 | 75.6 | 6 | 0
2030 | PJM_ROM_2_NYISO_A-F | PJM_ROM | NYISO_A-F | Internal | Summer | B1 | 10 | 2000 | 0.51 | 140.46 | 125.13 | 6 | 0
2030 | PJM_ROM_2_NYISO_A-F | PJM_ROM | NYISO_A-F | Internal | Summer | B2 | 25 | 2000 | 0.21 | 142.89 | 127.62 | 6 | 0
2030 | PJM_ROM_2_NYISO_A-F | PJM_ROM | NYISO_A-F | Internal | Summer | B3 | 75 | 2000 | 0.07 | 140.4 | 125.11 | 6 | 0
2030 | PJM_ROM_2_NYISO_A-F | PJM_ROM | NYISO_A-F | Internal | Summer | B4 | 100 | 2000 | 0.05 | 134.97 | 119.65 | 6 | 0
2030 | PJM_ROM_2_NYISO_A-F | PJM_ROM | NYISO_A-F | Internal | Summer | B5 | 200 | 2000 | 0.03 | 124.36 | 109.08 | 6 | 0
2030 | PJM_ROM_2_NYISO_A-F | PJM_ROM | NYISO_A-F | Internal | Summer | B6 | 300 | 2000 | 0.02 | 101.7 | 86.41 | 6 | 0
2030 | PJM_ROM_2_NYISO_A-F | PJM_ROM | NYISO_A-F | Internal | Summer | B7 | 400 | 2000 | 0.01 | 97.73 | 83.95 | 6 | 0
2030 | PJM_ROM_2_NYISO_A-F | PJM_ROM | NYISO_A-F | Internal | Summer | B8 | 500 | 2000 | 0.01 | 90.28 | 80.39 | 6 | 0
2030 | PJM_ROM_2_NYISO_A-F | PJM_ROM | NYISO_A-F | Internal | Summer | B9 | 800 | 2000 | 0.01 | 85.25 | 80.38 | 6 | 0
2030 | PJM_ROM_2_NYISO_A-F | PJM_ROM | NYISO_A-F | Internal | Summer | B10 | 1262 | 2000 | 2.94 | 74.4 | 80.38 | 6 | 0
2030 | PJM_ROM_2_NYISO_A-F | PJM_ROM | NYISO_A-F | Internal | Winter | B16 | 25 | 2000 | 0.33 | 93.06 | 87.35 | 6 | 0
2030 | PJM_ROM_2_NYISO_A-F | PJM_ROM | NYISO_A-F | Internal | Winter | B17 | 100 | 2000 | 0.07 | 93.06 | 85.05 | 6 | 0
2030 | PJM_ROM_2_NYISO_A-F | PJM_ROM | NYISO_A-F | Internal | Winter | B18 | 400 | 2000 | 0.02 | 88.26 | 80.05 | 6 | 0
2030 | PJM_ROM_2_NYISO_A-F | PJM_ROM | NYISO_A-F | Internal | Winter | B19 | 700 | 2000 | 0 | 87.32 | 77.87 | 6 | 0
2030 | PJM_ROM_2_NYISO_A-F | PJM_ROM | NYISO_A-F | Internal | Winter | B20 | 935 | 2000 | 0.01 | 81.35 | 77.87 | 6 | 0
2030 | PJM_ROM_2_PJM_E | PJM_ROM | PJM_E | Internal | Shoulder | B11 | 25 | 8000 | 180.61 | 92.13 | 92.12 | 0.01 | 0
2030 | PJM_ROM_2_PJM_E | PJM_ROM | PJM_E | Internal | Shoulder | B12 | 200 | 8000 | 256.44 | 87.71 | 87.72 | 0.01 | 0
2030 | PJM_ROM_2_PJM_E | PJM_ROM | PJM_E | Internal | Shoulder | B13 | 600 | 8000 | 2557.09 | 85.75 | 85.76 | 0.01 | 0
2030 | PJM_ROM_2_PJM_E | PJM_ROM | PJM_E | Internal | Shoulder | B14 | 900 | 8000 | 1580.68 | 84.53 | 84.55 | 0.01 | 0
2030 | PJM_ROM_2_PJM_E | PJM_ROM | PJM_E | Internal | Shoulder | B15 | 1203 | 8000 | 4.15 | 76.03 | 76.02 | 0.01 | 0
2030 | PJM_ROM_2_PJM_E | PJM_ROM | PJM_E | Internal | Summer | B1 | 10 | 8000 | 1235.92 | 140.46 | 140.47 | 0.01 | 0
2030 | PJM_ROM_2_PJM_E | PJM_ROM | PJM_E | Internal | Summer | B2 | 25 | 8000 | 239.8 | 142.89 | 142.89 | 0.01 | 0
2030 | PJM_ROM_2_PJM_E | PJM_ROM | PJM_E | Internal | Summer | B3 | 75 | 8000 | 51.84 | 140.4 | 140.39 | 0.01 | 0
2030 | PJM_ROM_2_PJM_E | PJM_ROM | PJM_E | Internal | Summer | B4 | 100 | 8000 | 36.91 | 134.97 | 134.96 | 0.01 | 0
2030 | PJM_ROM_2_PJM_E | PJM_ROM | PJM_E | Internal | Summer | B5 | 200 | 8000 | 20.91 | 124.36 | 124.35 | 0.01 | 0
2030 | PJM_ROM_2_PJM_E | PJM_ROM | PJM_E | Internal | Summer | B6 | 300 | 8000 | 13.65 | 101.7 | 101.68 | 0.01 | 0
2030 | PJM_ROM_2_PJM_E | PJM_ROM | PJM_E | Internal | Summer | B7 | 400 | 8000 | 10.17 | 97.73 | 97.72 | 0.01 | 0
2030 | PJM_ROM_2_PJM_E | PJM_ROM | PJM_E | Internal | Summer | B8 | 500 | 8000 | 8.93 | 90.28 | 90.27 | 0.01 | 0
2030 | PJM_ROM_2_PJM_E | PJM_ROM | PJM_E | Internal | Summer | B9 | 800 | 8000 | 5.49 | 85.25 | 85.24 | 0.01 | 0
2030 | PJM_ROM_2_PJM_E | PJM_ROM | PJM_E | Internal | Summer | B10 | 1262 | 8000 | 25.69 | 74.4 | 74.41 | 0.01 | 0
2030 | PJM_ROM_2_PJM_E | PJM_ROM | PJM_E | Internal | Winter | B16 | 25 | 8000 | 4631.52 | 93.06 | 93.07 | 0.01 | 0
2030 | PJM_ROM_2_PJM_E | PJM_ROM | PJM_E | Internal | Winter | B17 | 100 | 8000 | 3616.83 | 93.06 | 93.07 | 0.01 | 0
2030 | PJM_ROM_2_PJM_E | PJM_ROM | PJM_E | Internal | Winter | B18 | 400 | 8000 | 2925.99 | 88.26 | 88.27 | 0.01 | 0
2030 | PJM_ROM_2_PJM_E | PJM_ROM | PJM_E | Internal | Winter | B19 | 700 | 8000 | 1731.93 | 87.32 | 87.33 | 0.01 | 0
2030 | PJM_ROM_2_PJM_E | PJM_ROM | PJM_E | Internal | Winter | B20 | 935 | 8000 | 826.58 | 81.35 | 81.36 | 0.01 | 0
2030 | PJM_ROM_2_PJM_ROR | PJM_ROM | PJM_ROR | Internal | Shoulder | B11 | 25 | 8000 | 72.66 | 92.13 | 92.11 | 0.01 | 0
2030 | PJM_ROM_2_PJM_ROR | PJM_ROM | PJM_ROR | Internal | Shoulder | B12 | 200 | 8000 | 0.41 | 87.71 | 85.83 | 0.01 | 0
2030 | PJM_ROM_2_PJM_ROR | PJM_ROM | PJM_ROR | Internal | Shoulder | B13 | 600 | 8000 | 0.18 | 85.75 | 83.88 | 0.01 | 0
2030 | PJM_ROM_2_PJM_ROR | PJM_ROM | PJM_ROR | Internal | Shoulder | B14 | 900 | 8000 | 0.1 | 84.53 | 82.66 | 0.01 | 0
2030 | PJM_ROM_2_PJM_ROR | PJM_ROM | PJM_ROR | Internal | Shoulder | B15 | 1203 | 8000 | 0.5 | 76.03 | 75.88 | 0.01 | 0
2030 | PJM_ROM_2_PJM_ROR | PJM_ROM | PJM_ROR | Internal | Summer | B1 | 10 | 8000 | 214.62 | 140.46 | 140.45 | 0.01 | 0
2030 | PJM_ROM_2_PJM_ROR | PJM_ROM | PJM_ROR | Internal | Summer | B2 | 25 | 8000 | 99.99 | 142.89 | 142.88 | 0.01 | 0
2030 | PJM_ROM_2_PJM_ROR | PJM_ROM | PJM_ROR | Internal | Summer | B3 | 75 | 8000 | 2776.2 | 140.4 | 140.41 | 0.01 | 0
2030 | PJM_ROM_2_PJM_ROR | PJM_ROM | PJM_ROR | Internal | Summer | B4 | 100 | 8000 | 7346.48 | 134.97 | 134.99 | 0.01 | 0
2030 | PJM_ROM_2_PJM_ROR | PJM_ROM | PJM_ROR | Internal | Summer | B5 | 200 | 8000 | 17.13 | 124.36 | 124.35 | 0.01 | 0
2030 | PJM_ROM_2_PJM_ROR | PJM_ROM | PJM_ROR | Internal | Summer | B6 | 300 | 8000 | 618.89 | 101.7 | 101.71 | 0.01 | 0
2030 | PJM_ROM_2_PJM_ROR | PJM_ROM | PJM_ROR | Internal | Summer | B7 | 400 | 8000 | 274.8 | 97.73 | 97.74 | 0.01 | 0
2030 | PJM_ROM_2_PJM_ROR | PJM_ROM | PJM_ROR | Internal | Summer | B8 | 500 | 8000 | 6.79 | 90.28 | 90.27 | 0.01 | 0
2030 | PJM_ROM_2_PJM_ROR | PJM_ROM | PJM_ROR | Internal | Summer | B9 | 800 | 8000 | 4.52 | 85.25 | 85.24 | 0.01 | 0
2030 | PJM_ROM_2_PJM_ROR | PJM_ROM | PJM_ROR | Internal | Summer | B10 | 1262 | 8000 | 2.68 | 74.4 | 74.39 | 0.01 | 0
2030 | PJM_ROM_2_PJM_ROR | PJM_ROM | PJM_ROR | Internal | Winter | B16 | 25 | 8000 | 2.12 | 93.06 | 91.18 | 0.01 | 0
2030 | PJM_ROM_2_PJM_ROR | PJM_ROM | PJM_ROR | Internal | Winter | B17 | 100 | 8000 | 0.55 | 93.06 | 91.18 | 0.01 | 0
2030 | PJM_ROM_2_PJM_ROR | PJM_ROM | PJM_ROR | Internal | Winter | B18 | 400 | 8000 | 0.15 | 88.26 | 86.38 | 0.01 | 0
2030 | PJM_ROM_2_PJM_ROR | PJM_ROM | PJM_ROR | Internal | Winter | B19 | 700 | 8000 | 0.1 | 87.32 | 85.44 | 0.01 | 0
2030 | PJM_ROM_2_PJM_ROR | PJM_ROM | PJM_ROR | Internal | Winter | B20 | 935 | 8000 | 0.08 | 81.35 | 79.78 | 0.01 | 0
2030 | SOCO_2_ENT | SOCO | ENT | Internal | Shoulder | B11 | 25 | 2400 | 0.23 | 102.24 | 94.24 | 10 | 0
2030 | SOCO_2_ENT | SOCO | ENT | Internal | Shoulder | B12 | 200 | 2400 | 0.03 | 92.4 | 84.41 | 10 | 0
2030 | SOCO_2_ENT | SOCO | ENT | Internal | Shoulder | B13 | 600 | 2400 | 0.01 | 92.4 | 84.39 | 10 | 0
2030 | SOCO_2_ENT | SOCO | ENT | Internal | Shoulder | B14 | 900 | 2400 | 0 | 87.41 | 79.41 | 10 | 0
2030 | SOCO_2_ENT | SOCO | ENT | Internal | Shoulder | B15 | 1203 | 2400 | 0 | 79.99 | 71.99 | 10 | 0
2030 | SOCO_2_ENT | SOCO | ENT | Internal | Summer | B1 | 10 | 2400 | 0.55 | 142.56 | 134.56 | 10 | 0
2030 | SOCO_2_ENT | SOCO | ENT | Internal | Summer | B2 | 25 | 2400 | 0.23 | 149.46 | 141.46 | 10 | 0
2030 | SOCO_2_ENT | SOCO | ENT | Internal | Summer | B3 | 75 | 2400 | 0.08 | 149.43 | 141.43 | 10 | 0
2030 | SOCO_2_ENT | SOCO | ENT | Internal | Summer | B4 | 100 | 2400 | 0.06 | 149.43 | 141.43 | 10 | 0
2030 | SOCO_2_ENT | SOCO | ENT | Internal | Summer | B5 | 200 | 2400 | 0.03 | 136.56 | 128.56 | 10 | 0
2030 | SOCO_2_ENT | SOCO | ENT | Internal | Summer | B6 | 300 | 2400 | 0.02 | 104.72 | 96.72 | 10 | 0
2030 | SOCO_2_ENT | SOCO | ENT | Internal | Summer | B7 | 400 | 2400 | 0.01 | 100.57 | 92.57 | 10 | 0
2030 | SOCO_2_ENT | SOCO | ENT | Internal | Summer | B8 | 500 | 2400 | 0.01 | 99.3 | 91.89 | 10 | 0
2030 | SOCO_2_ENT | SOCO | ENT | Internal | Summer | B9 | 800 | 2400 | 0.01 | 90.89 | 88.79 | 10 | 0
2030 | SOCO_2_ENT | SOCO | ENT | Internal | Summer | B10 | 1262 | 2400 | 0 | 85.67 | 77.67 | 10 | 0
2030 | SOCO_2_ENT | SOCO | ENT | Internal | Winter | B16 | 25 | 2400 | 0.23 | 99.07 | 91.07 | 10 | 0
2030 | SOCO_2_ENT | SOCO | ENT | Internal | Winter | B17 | 100 | 2400 | 0.06 | 95.56 | 87.56 | 10 | 0
2030 | SOCO_2_ENT | SOCO | ENT | Internal | Winter | B18 | 400 | 2400 | 0.01 | 95.56 | 87.56 | 10 | 0
2030 | SOCO_2_ENT | SOCO | ENT | Internal | Winter | B19 | 700 | 2400 | 0 | 90.98 | 82.98 | 10 | 0
2030 | SOCO_2_ENT | SOCO | ENT | Internal | Winter | B20 | 935 | 2400 | 0 | 82.68 | 74.68 | 10 | 0
2030 | SOCO_2_FRCC | SOCO | FRCC | Internal | Shoulder | B11 | 25 | 3700 | 0.82 | 102.24 | 97.72 | 10 | 0
2030 | SOCO_2_FRCC | SOCO | FRCC | Internal | Shoulder | B12 | 200 | 3700 | 0.12 | 92.4 | 97.63 | 10 | 0
2030 | SOCO_2_FRCC | SOCO | FRCC | Internal | Shoulder | B13 | 600 | 3700 | 0.04 | 92.4 | 97.63 | 10 | 0
2030 | SOCO_2_FRCC | SOCO | FRCC | Internal | Shoulder | B14 | 900 | 3700 | 653.06 | 87.41 | 97.41 | 10 | 0
2030 | SOCO_2_FRCC | SOCO | FRCC | Internal | Shoulder | B15 | 1203 | 3700 | 0.02 | 79.99 | 84.45 | 10 | 0
2030 | SOCO_2_FRCC | SOCO | FRCC | Internal | Summer | B1 | 10 | 3700 | 3786.78 | 142.56 | 152.56 | 10 | 0
2030 | SOCO_2_FRCC | SOCO | FRCC | Internal | Summer | B2 | 25 | 3700 | 0.92 | 149.46 | 155.9 | 10 | 0
2030 | SOCO_2_FRCC | SOCO | FRCC | Internal | Summer | B3 | 75 | 3700 | 0.18 | 149.43 | 151.61 | 10 | 0
2030 | SOCO_2_FRCC | SOCO | FRCC | Internal | Summer | B4 | 100 | 3700 | 0.15 | 149.43 | 151.6 | 10 | 0
2030 | SOCO_2_FRCC | SOCO | FRCC | Internal | Summer | B5 | 200 | 3700 | 0.05 | 136.56 | 128.56 | 10 | 0
2030 | SOCO_2_FRCC | SOCO | FRCC | Internal | Summer | B6 | 300 | 3700 | 0.03 | 104.72 | 96.72 | 10 | 0
2030 | SOCO_2_FRCC | SOCO | FRCC | Internal | Summer | B7 | 400 | 3700 | 0.03 | 100.57 | 96.72 | 10 | 0
2030 | SOCO_2_FRCC | SOCO | FRCC | Internal | Summer | B8 | 500 | 3700 | 0.02 | 99.3 | 96.72 | 10 | 0
2030 | SOCO_2_FRCC | SOCO | FRCC | Internal | Summer | B9 | 800 | 3700 | 0.04 | 90.89 | 96.72 | 10 | 0
2030 | SOCO_2_FRCC | SOCO | FRCC | Internal | Summer | B10 | 1262 | 3700 | 0 | 85.67 | 83.67 | 10 | 0
2030 | SOCO_2_FRCC | SOCO | FRCC | Internal | Winter | B16 | 25 | 3700 | 0.5 | 99.07 | 100.29 | 10 | 0
2030 | SOCO_2_FRCC | SOCO | FRCC | Internal | Winter | B17 | 100 | 3700 | 0.2 | 95.56 | 100.29 | 10 | 0
2030 | SOCO_2_FRCC | SOCO | FRCC | Internal | Winter | B18 | 400 | 3700 | 0.05 | 95.56 | 100.29 | 10 | 0
2030 | SOCO_2_FRCC | SOCO | FRCC | Internal | Winter | B19 | 700 | 3700 | 0.02 | 90.98 | 93.3 | 10 | 0
2030 | SOCO_2_FRCC | SOCO | FRCC | Internal | Winter | B20 | 935 | 3700 | 0.02 | 82.68 | 86.71 | 10 | 0
2030 | SOCO_2_TVA_Transmission | SOCO | TVA_Transmission | Internal | Shoulder | B11 | 25 | 2600 | 0.24 | 102.24 | 94.21 | 10 | 0
2030 | SOCO_2_TVA_Transmission | SOCO | TVA_Transmission | Internal | Shoulder | B12 | 200 | 2600 | 0.04 | 92.4 | 87.01 | 10 | 0
2030 | SOCO_2_TVA_Transmission | SOCO | TVA_Transmission | Internal | Shoulder | B13 | 600 | 2600 | 0.01 | 92.4 | 85.05 | 10 | 0
2030 | SOCO_2_TVA_Transmission | SOCO | TVA_Transmission | Internal | Shoulder | B14 | 900 | 2600 | 0 | 87.41 | 83.98 | 10 | 0
2030 | SOCO_2_TVA_Transmission | SOCO | TVA_Transmission | Internal | Shoulder | B15 | 1203 | 2600 | 0 | 79.99 | 79.99 | 10 | 0
2030 | SOCO_2_TVA_Transmission | SOCO | TVA_Transmission | Internal | Summer | B1 | 10 | 2600 | 0.96 | 142.56 | 142.56 | 10 | 0
2030 | SOCO_2_TVA_Transmission | SOCO | TVA_Transmission | Internal | Summer | B2 | 25 | 2600 | 0.36 | 149.46 | 148.88 | 10 | 0
2030 | SOCO_2_TVA_Transmission | SOCO | TVA_Transmission | Internal | Summer | B3 | 75 | 2600 | 0.1 | 149.43 | 146.41 | 10 | 0
2030 | SOCO_2_TVA_Transmission | SOCO | TVA_Transmission | Internal | Summer | B4 | 100 | 2600 | 0.06 | 149.43 | 140.99 | 10 | 0
2030 | SOCO_2_TVA_Transmission | SOCO | TVA_Transmission | Internal | Summer | B5 | 200 | 2600 | 0.03 | 136.56 | 128.31 | 10 | 0
2030 | SOCO_2_TVA_Transmission | SOCO | TVA_Transmission | Internal | Summer | B6 | 300 | 2600 | 0.03 | 104.72 | 101.48 | 10 | 0
2030 | SOCO_2_TVA_Transmission | SOCO | TVA_Transmission | Internal | Summer | B7 | 400 | 2600 | 0.02 | 100.57 | 96.97 | 10 | 0
2030 | SOCO_2_TVA_Transmission | SOCO | TVA_Transmission | Internal | Summer | B8 | 500 | 2600 | 0.01 | 99.3 | 91.52 | 10 | 0
2030 | SOCO_2_TVA_Transmission | SOCO | TVA_Transmission | Internal | Summer | B9 | 800 | 2600 | 0.01 | 90.89 | 88.79 | 10 | 0
2030 | SOCO_2_TVA_Transmission | SOCO | TVA_Transmission | Internal | Summer | B10 | 1262 | 2600 | 0 | 85.67 | 79.14 | 10 | 0
2030 | SOCO_2_TVA_Transmission | SOCO | TVA_Transmission | Internal | Winter | B16 | 25 | 2600 | 0.29 | 99.07 | 94.81 | 10 | 0
2030 | SOCO_2_TVA_Transmission | SOCO | TVA_Transmission | Internal | Winter | B17 | 100 | 2600 | 0.08 | 95.56 | 92.36 | 10 | 0
2030 | SOCO_2_TVA_Transmission | SOCO | TVA_Transmission | Internal | Winter | B18 | 400 | 2600 | 0.02 | 95.56 | 87.56 | 10 | 0
2030 | SOCO_2_TVA_Transmission | SOCO | TVA_Transmission | Internal | Winter | B19 | 700 | 2600 | 0.01 | 90.98 | 86.6 | 10 | 0
2030 | SOCO_2_TVA_Transmission | SOCO | TVA_Transmission | Internal | Winter | B20 | 935 | 2600 | 0.01 | 82.68 | 82.67 | 10 | 0
2030 | SOCO_2_VACAR | SOCO | VACAR | Internal | Shoulder | B11 | 25 | 2000 | 0.27 | 102.24 | 98.11 | 10 | 0
2030 | SOCO_2_VACAR | SOCO | VACAR | Internal | Shoulder | B12 | 200 | 2000 | 0.05 | 92.4 | 91.83 | 10 | 0
2030 | SOCO_2_VACAR | SOCO | VACAR | Internal | Shoulder | B13 | 600 | 2000 | 0.01 | 92.4 | 89.87 | 10 | 0
2030 | SOCO_2_VACAR | SOCO | VACAR | Internal | Shoulder | B14 | 900 | 2000 | 0 | 87.41 | 82.84 | 10 | 0
2030 | SOCO_2_VACAR | SOCO | VACAR | Internal | Shoulder | B15 | 1203 | 2000 | 0.01 | 79.99 | 82.84 | 10 | 0
2030 | SOCO_2_VACAR | SOCO | VACAR | Internal | Summer | B1 | 10 | 2000 | 1.6 | 142.56 | 147.89 | 10 | 0
2030 | SOCO_2_VACAR | SOCO | VACAR | Internal | Summer | B2 | 25 | 2000 | 0.37 | 149.46 | 150.32 | 10 | 0
2030 | SOCO_2_VACAR | SOCO | VACAR | Internal | Summer | B3 | 75 | 2000 | 0.11 | 149.43 | 147.85 | 10 | 0
2030 | SOCO_2_VACAR | SOCO | VACAR | Internal | Summer | B4 | 100 | 2000 | 0.06 | 149.43 | 142.43 | 10 | 0
2030 | SOCO_2_VACAR | SOCO | VACAR | Internal | Summer | B5 | 200 | 2000 | 0.03 | 136.56 | 130.35 | 10 | 0
2030 | SOCO_2_VACAR | SOCO | VACAR | Internal | Summer | B6 | 300 | 2000 | 0.04 | 104.72 | 107.71 | 10 | 0
2030 | SOCO_2_VACAR | SOCO | VACAR | Internal | Summer | B7 | 400 | 2000 | 0.03 | 100.57 | 103.29 | 10 | 0
2030 | SOCO_2_VACAR | SOCO | VACAR | Internal | Summer | B8 | 500 | 2000 | 0.01 | 99.3 | 93.44 | 10 | 0
2030 | SOCO_2_VACAR | SOCO | VACAR | Internal | Summer | B9 | 800 | 2000 | 0 | 90.89 | 83.89 | 10 | 0
2030 | SOCO_2_VACAR | SOCO | VACAR | Internal | Summer | B10 | 1262 | 2000 | 0 | 85.67 | 80.88 | 10 | 0
2030 | SOCO_2_VACAR | SOCO | VACAR | Internal | Winter | B16 | 25 | 2000 | 0.36 | 99.07 | 98.63 | 10 | 0
2030 | SOCO_2_VACAR | SOCO | VACAR | Internal | Winter | B17 | 100 | 2000 | 0.13 | 95.56 | 98.62 | 10 | 0
2030 | SOCO_2_VACAR | SOCO | VACAR | Internal | Winter | B18 | 400 | 2000 | 0.02 | 95.56 | 92.38 | 10 | 0
2030 | SOCO_2_VACAR | SOCO | VACAR | Internal | Winter | B19 | 700 | 2000 | 0.01 | 90.98 | 88.99 | 10 | 0
2030 | SOCO_2_VACAR | SOCO | VACAR | Internal | Winter | B20 | 935 | 2000 | 0.02 | 82.68 | 87.22 | 10 | 0
2030 | SPP_N_2_ENT | SPP_N | ENT | Internal | Shoulder | B11 | 25 | 1800 | 1800.67 | 64.47 | 94.24 | 5 | 24.77
2030 | SPP_N_2_ENT | SPP_N | ENT | Internal | Shoulder | B12 | 200 | 1800 | 9215.53 | 51.48 | 84.41 | 5 | 27.93
2030 | SPP_N_2_ENT | SPP_N | ENT | Internal | Shoulder | B13 | 600 | 1800 | 10690.51 | 51.46 | 84.39 | 5 | 27.93
2030 | SPP_N_2_ENT | SPP_N | ENT | Internal | Shoulder | B14 | 900 | 1800 | 16484.34 | 46.47 | 79.41 | 5 | 27.93
2030 | SPP_N_2_ENT | SPP_N | ENT | Internal | Shoulder | B15 | 1203 | 1800 | 19108.89 | 39.06 | 71.99 | 5 | 27.93
2030 | SPP_N_2_ENT | SPP_N | ENT | Internal | Summer | B1 | 10 | 1800 | 15190.5 | 101.63 | 134.56 | 5 | 27.93
2030 | SPP_N_2_ENT | SPP_N | ENT | Internal | Summer | B2 | 25 | 1800 | 3167.36 | 108.53 | 141.46 | 5 | 27.93
2030 | SPP_N_2_ENT | SPP_N | ENT | Internal | Summer | B3 | 75 | 1800 | 1799.91 | 131.82 | 141.43 | 5 | 4.61
2030 | SPP_N_2_ENT | SPP_N | ENT | Internal | Summer | B4 | 100 | 1800 | 1799.97 | 128.43 | 141.43 | 5 | 8
2030 | SPP_N_2_ENT | SPP_N | ENT | Internal | Summer | B5 | 200 | 1800 | 1799.99 | 113.66 | 128.56 | 5 | 9.9
2030 | SPP_N_2_ENT | SPP_N | ENT | Internal | Summer | B6 | 300 | 1800 | 1799.81 | 90.98 | 96.72 | 5 | 0.74
2030 | SPP_N_2_ENT | SPP_N | ENT | Internal | Summer | B7 | 400 | 1800 | 1799.94 | 85.92 | 92.57 | 5 | 1.65
2030 | SPP_N_2_ENT | SPP_N | ENT | Internal | Summer | B8 | 500 | 1800 | 1800 | 72.93 | 91.89 | 5 | 13.96
2030 | SPP_N_2_ENT | SPP_N | ENT | Internal | Summer | B9 | 800 | 1800 | 1800.03 | 57.6 | 88.79 | 5 | 26.19
2030 | SPP_N_2_ENT | SPP_N | ENT | Internal | Summer | B10 | 1262 | 1800 | 10672.09 | 44.74 | 77.67 | 5 | 27.93
2030 | SPP_N_2_ENT | SPP_N | ENT | Internal | Winter | B16 | 25 | 1800 | 12792.19 | 58.13 | 91.07 | 5 | 27.93
2030 | SPP_N_2_ENT | SPP_N | ENT | Internal | Winter | B17 | 100 | 1800 | 11010.37 | 54.63 | 87.56 | 5 | 27.93
2030 | SPP_N_2_ENT | SPP_N | ENT | Internal | Winter | B18 | 400 | 1800 | 8819.09 | 54.63 | 87.56 | 5 | 27.93
2030 | SPP_N_2_ENT | SPP_N | ENT | Internal | Winter | B19 | 700 | 1800 | 10660.19 | 50.04 | 82.98 | 5 | 27.93
2030 | SPP_N_2_ENT | SPP_N | ENT | Internal | Winter | B20 | 935 | 1800 | 17419.9 | 41.75 | 74.68 | 5 | 27.93
2030 | SPP_N_2_MISO_MO-IL | SPP_N | MISO_MO-IL | Internal | Shoulder | B11 | 25 | 2000 | 1999.97 | 64.47 | 86.21 | 5 | 16.74
2030 | SPP_N_2_MISO_MO-IL | SPP_N | MISO_MO-IL | Internal | Shoulder | B12 | 200 | 2000 | 2000 | 51.48 | 79.01 | 5 | 22.53
2030 | SPP_N_2_MISO_MO-IL | SPP_N | MISO_MO-IL | Internal | Shoulder | B13 | 600 | 2000 | 2000 | 51.46 | 77.05 | 5 | 20.59
2030 | SPP_N_2_MISO_MO-IL | SPP_N | MISO_MO-IL | Internal | Shoulder | B14 | 900 | 2000 | 2000 | 46.47 | 75.98 | 5 | 24.5
2030 | SPP_N_2_MISO_MO-IL | SPP_N | MISO_MO-IL | Internal | Shoulder | B15 | 1203 | 2000 | 2000 | 39.06 | 71.99 | 5 | 27.93
2030 | SPP_N_2_MISO_MO-IL | SPP_N | MISO_MO-IL | Internal | Summer | B1 | 10 | 2000 | 2000.14 | 101.63 | 134.57 | 5 | 27.94
2030 | SPP_N_2_MISO_MO-IL | SPP_N | MISO_MO-IL | Internal | Summer | B2 | 25 | 2000 | 2000.04 | 108.53 | 140.88 | 5 | 27.36
2030 | SPP_N_2_MISO_MO-IL | SPP_N | MISO_MO-IL | Internal | Summer | B3 | 75 | 2000 | 1999.58 | 131.82 | 138.41 | 5 | 1.59
2030 | SPP_N_2_MISO_MO-IL | SPP_N | MISO_MO-IL | Internal | Summer | B4 | 100 | 2000 | 819.94 | 128.43 | 133.43 | 5 | 0
2030 | SPP_N_2_MISO_MO-IL | SPP_N | MISO_MO-IL | Internal | Summer | B5 | 200 | 2000 | 1999.89 | 113.66 | 120.56 | 5 | 1.9
2030 | SPP_N_2_MISO_MO-IL | SPP_N | MISO_MO-IL | Internal | Summer | B6 | 300 | 2000 | 1310.6 | 90.98 | 95.98 | 5 | 0
2030 | SPP_N_2_MISO_MO-IL | SPP_N | MISO_MO-IL | Internal | Summer | B7 | 400 | 2000 | 1139.35 | 85.92 | 90.92 | 5 | 0
2030 | SPP_N_2_MISO_MO-IL | SPP_N | MISO_MO-IL | Internal | Summer | B8 | 500 | 2000 | 1999.99 | 72.93 | 83.89 | 5 | 5.96
2030 | SPP_N_2_MISO_MO-IL | SPP_N | MISO_MO-IL | Internal | Summer | B9 | 800 | 2000 | 2000 | 57.6 | 80.79 | 5 | 18.19
2030 | SPP_N_2_MISO_MO-IL | SPP_N | MISO_MO-IL | Internal | Summer | B10 | 1262 | 2000 | 2000 | 44.74 | 72.61 | 5 | 22.88
2030 | SPP_N_2_MISO_MO-IL | SPP_N | MISO_MO-IL | Internal | Winter | B16 | 25 | 2000 | 2000.01 | 58.13 | 84.36 | 5 | 21.23
2030 | SPP_N_2_MISO_MO-IL | SPP_N | MISO_MO-IL | Internal | Winter | B17 | 100 | 2000 | 2000.01 | 54.63 | 84.36 | 5 | 24.73
2030 | SPP_N_2_MISO_MO-IL | SPP_N | MISO_MO-IL | Internal | Winter | B18 | 400 | 2000 | 2000 | 54.63 | 79.56 | 5 | 19.93
2030 | SPP_N_2_MISO_MO-IL | SPP_N | MISO_MO-IL | Internal | Winter | B19 | 700 | 2000 | 2000 | 50.04 | 78.6 | 5 | 23.55
2030 | SPP_N_2_MISO_MO-IL | SPP_N | MISO_MO-IL | Internal | Winter | B20 | 935 | 2000 | 2000 | 41.75 | 74.67 | 5 | 27.92
2030 | SPP_N_2_MISO_W | SPP_N | MISO_W | Internal | Shoulder | B11 | 25 | 750 | 83.28 | 64.47 | 69.46 | 5 | 0
2030 | SPP_N_2_MISO_W | SPP_N | MISO_W | Internal | Shoulder | B12 | 200 | 750 | 750 | 51.48 | 63.18 | 5 | 6.7
2030 | SPP_N_2_MISO_W | SPP_N | MISO_W | Internal | Shoulder | B13 | 600 | 750 | 750 | 51.46 | 61.22 | 5 | 4.76
2030 | SPP_N_2_MISO_W | SPP_N | MISO_W | Internal | Shoulder | B14 | 900 | 750 | 750.01 | 46.47 | 60 | 5 | 8.53
2030 | SPP_N_2_MISO_W | SPP_N | MISO_W | Internal | Shoulder | B15 | 1203 | 750 | 750.01 | 39.06 | 53.23 | 5 | 9.17
2030 | SPP_N_2_MISO_W | SPP_N | MISO_W | Internal | Summer | B1 | 10 | 750 | 753.31 | 101.63 | 117.79 | 5 | 11.17
2030 | SPP_N_2_MISO_W | SPP_N | MISO_W | Internal | Summer | B2 | 25 | 750 | 750.01 | 108.53 | 120.22 | 5 | 6.7
2030 | SPP_N_2_MISO_W | SPP_N | MISO_W | Internal | Summer | B3 | 75 | 750 | 32.02 | 131.82 | 136.81 | 5 | 0
2030 | SPP_N_2_MISO_W | SPP_N | MISO_W | Internal | Summer | B4 | 100 | 750 | 0.13 | 128.43 | 128.8 | 5 | 0
2030 | SPP_N_2_MISO_W | SPP_N | MISO_W | Internal | Summer | B5 | 200 | 750 | 0.11 | 113.66 | 115.94 | 5 | 0
2030 | SPP_N_2_MISO_W | SPP_N | MISO_W | Internal | Summer | B6 | 300 | 750 | 0.1 | 90.98 | 94.39 | 5 | 0
2030 | SPP_N_2_MISO_W | SPP_N | MISO_W | Internal | Summer | B7 | 400 | 750 | 0.02 | 85.92 | 78.92 | 5 | 0
2030 | SPP_N_2_MISO_W | SPP_N | MISO_W | Internal | Summer | B8 | 500 | 750 | 0.01 | 72.93 | 67.61 | 5 | 0
2030 | SPP_N_2_MISO_W | SPP_N | MISO_W | Internal | Summer | B9 | 800 | 750 | 8.35 | 57.6 | 62.59 | 5 | 0
2030 | SPP_N_2_MISO_W | SPP_N | MISO_W | Internal | Summer | B10 | 1262 | 750 | 749.98 | 44.74 | 51.73 | 5 | 1.99
2030 | SPP_N_2_MISO_W | SPP_N | MISO_W | Internal | Winter | B16 | 25 | 750 | 749.99 | 58.13 | 68.53 | 5 | 5.4
2030 | SPP_N_2_MISO_W | SPP_N | MISO_W | Internal | Winter | B17 | 100 | 750 | 750.09 | 54.63 | 68.53 | 5 | 8.9
2030 | SPP_N_2_MISO_W | SPP_N | MISO_W | Internal | Winter | B18 | 400 | 750 | 749.99 | 54.63 | 63.73 | 5 | 4.1
2030 | SPP_N_2_MISO_W | SPP_N | MISO_W | Internal | Winter | B19 | 700 | 750 | 750.01 | 50.04 | 62.79 | 5 | 7.74
2030 | SPP_N_2_MISO_W | SPP_N | MISO_W | Internal | Winter | B20 | 935 | 750 | 750.02 | 41.75 | 57.13 | 5 | 10.38
2030 | SPP_N_2_NE | SPP_N | NE | Internal | Shoulder | B11 | 25 | 330 | 40.02 | 64.47 | 64.46 | 0.01 | 0.01
2030 | SPP_N_2_NE | SPP_N | NE | Internal | Shoulder | B12 | 200 | 330 | 0.51 | 51.48 | 51.18 | 0.01 | 0
2030 | SPP_N_2_NE | SPP_N | NE | Internal | Shoulder | B13 | 600 | 330 | 0.1 | 51.46 | 49.22 | 0.01 | 0
2030 | SPP_N_2_NE | SPP_N | NE | Internal | Shoulder | B14 | 900 | 330 | 329.95 | 46.47 | 47.25 | 0.01 | 0.76
2030 | SPP_N_2_NE | SPP_N | NE | Internal | Shoulder | B15 | 1203 | 330 | 329.99 | 39.06 | 40.47 | 0.01 | 1.4
2030 | SPP_N_2_NE | SPP_N | NE | Internal | Summer | B1 | 10 | 330 | 3491.31 | 101.63 | 105.04 | 0.01 | 3.42
2030 | SPP_N_2_NE | SPP_N | NE | Internal | Summer | B2 | 25 | 330 | 39.87 | 108.53 | 108.51 | 0.01 | 0.01
2030 | SPP_N_2_NE | SPP_N | NE | Internal | Summer | B3 | 75 | 330 | 15.39 | 131.82 | 131.81 | 0.01 | 0
2030 | SPP_N_2_NE | SPP_N | NE | Internal | Summer | B4 | 100 | 330 | 11.91 | 128.43 | 128.41 | 0.01 | 0
2030 | SPP_N_2_NE | SPP_N | NE | Internal | Summer | B5 | 200 | 330 | 5.96 | 113.66 | 113.65 | 0.01 | 0
2030 | SPP_N_2_NE | SPP_N | NE | Internal | Summer | B6 | 300 | 330 | 4.16 | 90.98 | 90.97 | 0.01 | 0
2030 | SPP_N_2_NE | SPP_N | NE | Internal | Summer | B7 | 400 | 330 | 0.04 | 85.92 | 80.92 | 0.01 | 0
2030 | SPP_N_2_NE | SPP_N | NE | Internal | Summer | B8 | 500 | 330 | 0.03 | 72.93 | 67.92 | 0.01 | 0
2030 | SPP_N_2_NE | SPP_N | NE | Internal | Summer | B9 | 800 | 330 | 2.78 | 57.6 | 57.59 | 0.01 | 0
2030 | SPP_N_2_NE | SPP_N | NE | Internal | Summer | B10 | 1262 | 330 | 0.01 | 44.74 | 39.73 | 0.01 | 0
2030 | SPP_N_2_NE | SPP_N | NE | Internal | Winter | B16 | 25 | 330 | 1.04 | 58.13 | 55.77 | 0.01 | 0.01
2030 | SPP_N_2_NE | SPP_N | NE | Internal | Winter | B17 | 100 | 330 | 329.83 | 54.63 | 55.77 | 0.01 | 1.13
2030 | SPP_N_2_NE | SPP_N | NE | Internal | Winter | B18 | 400 | 330 | 0.06 | 54.63 | 50.97 | 0.01 | 0
2030 | SPP_N_2_NE | SPP_N | NE | Internal | Winter | B19 | 700 | 330 | 2.19 | 50.04 | 50.03 | 0.01 | 0
2030 | SPP_N_2_NE | SPP_N | NE | Internal | Winter | B20 | 935 | 330 | 330.04 | 41.75 | 44.37 | 0.01 | 2.61
2030 | SPP_N_2_SPP_S | SPP_N | SPP_S | Internal | Shoulder | B11 | 25 | 4000 | 8544.4 | 64.47 | 67.16 | 0.01 | 2.68
2030 | SPP_N_2_SPP_S | SPP_N | SPP_S | Internal | Shoulder | B12 | 200 | 4000 | 3384.19 | 51.48 | 51.49 | 0.01 | 0
2030 | SPP_N_2_SPP_S | SPP_N | SPP_S | Internal | Shoulder | B13 | 600 | 4000 | 2485.46 | 51.46 | 51.47 | 0.01 | 0
2030 | SPP_N_2_SPP_S | SPP_N | SPP_S | Internal | Shoulder | B14 | 900 | 4000 | 0.02 | 46.47 | 41.32 | 0.01 | 0
2030 | SPP_N_2_SPP_S | SPP_N | SPP_S | Internal | Shoulder | B15 | 1203 | 4000 | 0.02 | 39.06 | 33.91 | 0.01 | 0
2030 | SPP_N_2_SPP_S | SPP_N | SPP_S | Internal | Summer | B1 | 10 | 4000 | 1.54 | 101.63 | 96.48 | 0.01 | 0
2030 | SPP_N_2_SPP_S | SPP_N | SPP_S | Internal | Summer | B2 | 25 | 4000 | 4249.76 | 108.53 | 111.21 | 0.01 | 2.67
2030 | SPP_N_2_SPP_S | SPP_N | SPP_S | Internal | Summer | B3 | 75 | 4000 | 604.58 | 131.82 | 131.83 | 0.01 | 0
2030 | SPP_N_2_SPP_S | SPP_N | SPP_S | Internal | Summer | B4 | 100 | 4000 | 3999.48 | 128.43 | 128.97 | 0.01 | 0.53
2030 | SPP_N_2_SPP_S | SPP_N | SPP_S | Internal | Summer | B5 | 200 | 4000 | 3299.25 | 113.66 | 113.67 | 0.01 | 0
2030 | SPP_N_2_SPP_S | SPP_N | SPP_S | Internal | Summer | B6 | 300 | 4000 | 4000.07 | 90.98 | 92.86 | 0.01 | 1.86
2030 | SPP_N_2_SPP_S | SPP_N | SPP_S | Internal | Summer | B7 | 400 | 4000 | 7595.64 | 85.92 | 88.61 | 0.01 | 2.68
2030 | SPP_N_2_SPP_S | SPP_N | SPP_S | Internal | Summer | B8 | 500 | 4000 | 10221.02 | 72.93 | 75.62 | 0.01 | 2.68
2030 | SPP_N_2_SPP_S | SPP_N | SPP_S | Internal | Summer | B9 | 800 | 4000 | 8435.22 | 57.6 | 60.29 | 0.01 | 2.68
2030 | SPP_N_2_SPP_S | SPP_N | SPP_S | Internal | Summer | B10 | 1262 | 4000 | 4056.31 | 44.74 | 47.42 | 0.01 | 2.68
2030 | SPP_N_2_SPP_S | SPP_N | SPP_S | Internal | Winter | B16 | 25 | 4000 | 2781.79 | 58.13 | 58.15 | 0.01 | 0
2030 | SPP_N_2_SPP_S | SPP_N | SPP_S | Internal | Winter | B17 | 100 | 4000 | 2777.33 | 54.63 | 54.64 | 0.01 | 0
2030 | SPP_N_2_SPP_S | SPP_N | SPP_S | Internal | Winter | B18 | 400 | 4000 | 3411.55 | 54.63 | 54.64 | 0.01 | 0
2030 | SPP_N_2_SPP_S | SPP_N | SPP_S | Internal | Winter | B19 | 700 | 4000 | 1908.02 | 50.04 | 50.06 | 0.01 | 0
2030 | SPP_N_2_SPP_S | SPP_N | SPP_S | Internal | Winter | B20 | 935 | 4000 | 1.3 | 41.75 | 41.73 | 0.01 | 0
2030 | SPP_S_2_ENT | SPP_S | ENT | Internal | Shoulder | B11 | 25 | 850 | 850.12 | 67.16 | 94.24 | 5 | 22.08
2030 | SPP_S_2_ENT | SPP_S | ENT | Internal | Shoulder | B12 | 200 | 850 | 850.04 | 51.49 | 84.41 | 5 | 27.92
2030 | SPP_S_2_ENT | SPP_S | ENT | Internal | Shoulder | B13 | 600 | 850 | 850.01 | 51.47 | 84.39 | 5 | 27.92
2030 | SPP_S_2_ENT | SPP_S | ENT | Internal | Shoulder | B14 | 900 | 850 | 2030.65 | 41.32 | 79.41 | 5 | 33.08
2030 | SPP_S_2_ENT | SPP_S | ENT | Internal | Shoulder | B15 | 1203 | 850 | 3459.94 | 33.91 | 71.99 | 5 | 33.08
2030 | SPP_S_2_ENT | SPP_S | ENT | Internal | Summer | B1 | 10 | 850 | 5172.93 | 96.48 | 134.56 | 5 | 33.09
2030 | SPP_S_2_ENT | SPP_S | ENT | Internal | Summer | B2 | 25 | 850 | 850.2 | 111.21 | 141.46 | 5 | 25.25
2030 | SPP_S_2_ENT | SPP_S | ENT | Internal | Summer | B3 | 75 | 850 | 849.91 | 131.83 | 141.43 | 5 | 4.6
2030 | SPP_S_2_ENT | SPP_S | ENT | Internal | Summer | B4 | 100 | 850 | 849.96 | 128.97 | 141.43 | 5 | 7.46
2030 | SPP_S_2_ENT | SPP_S | ENT | Internal | Summer | B5 | 200 | 850 | 849.99 | 113.67 | 128.56 | 5 | 9.89
2030 | SPP_S_2_ENT | SPP_S | ENT | Internal | Summer | B6 | 300 | 850 | 0.23 | 92.86 | 96.72 | 5 | 0
2030 | SPP_S_2_ENT | SPP_S | ENT | Internal | Summer | B7 | 400 | 850 | 0.13 | 88.61 | 92.57 | 5 | 0
2030 | SPP_S_2_ENT | SPP_S | ENT | Internal | Summer | B8 | 500 | 850 | 850 | 75.62 | 91.89 | 5 | 11.27
2030 | SPP_S_2_ENT | SPP_S | ENT | Internal | Summer | B9 | 800 | 850 | 850 | 60.29 | 88.79 | 5 | 23.5
2030 | SPP_S_2_ENT | SPP_S | ENT | Internal | Summer | B10 | 1262 | 850 | 850 | 47.42 | 77.67 | 5 | 25.24
2030 | SPP_S_2_ENT | SPP_S | ENT | Internal | Winter | B16 | 25 | 850 | 850.33 | 58.15 | 91.07 | 5 | 27.92
2030 | SPP_S_2_ENT | SPP_S | ENT | Internal | Winter | B17 | 100 | 850 | 850.08 | 54.64 | 87.56 | 5 | 27.92
2030 | SPP_S_2_ENT | SPP_S | ENT | Internal | Winter | B18 | 400 | 850 | 850.02 | 54.64 | 87.56 | 5 | 27.92
2030 | SPP_S_2_ENT | SPP_S | ENT | Internal | Winter | B19 | 700 | 850 | 850.01 | 50.06 | 82.98 | 5 | 27.92
2030 | SPP_S_2_ENT | SPP_S | ENT | Internal | Winter | B20 | 935 | 850 | 850.01 | 41.73 | 74.68 | 5 | 27.95
2030 | SPP_S_2_SPP_N | SPP_S | SPP_N | Internal | Shoulder | B11 | 25 | 640 | 0.81 | 67.16 | 64.47 | 0.01 | 0
2030 | SPP_S_2_SPP_N | SPP_S | SPP_N | Internal | Shoulder | B12 | 200 | 640 | 6.27 | 51.49 | 51.48 | 0.01 | 0
2030 | SPP_S_2_SPP_N | SPP_S | SPP_N | Internal | Shoulder | B13 | 600 | 640 | 2.57 | 51.47 | 51.46 | 0.01 | 0
2030 | SPP_S_2_SPP_N | SPP_S | SPP_N | Internal | Shoulder | B14 | 900 | 640 | 640.01 | 41.32 | 46.47 | 0.01 | 5.14
2030 | SPP_S_2_SPP_N | SPP_S | SPP_N | Internal | Shoulder | B15 | 1203 | 640 | 640 | 33.91 | 39.06 | 0.01 | 5.14
2030 | SPP_S_2_SPP_N | SPP_S | SPP_N | Internal | Summer | B1 | 10 | 640 | 640.66 | 96.48 | 101.63 | 0.01 | 5.15
2030 | SPP_S_2_SPP_N | SPP_S | SPP_N | Internal | Summer | B2 | 25 | 640 | 0.87 | 111.21 | 108.53 | 0.01 | 0
2030 | SPP_S_2_SPP_N | SPP_S | SPP_N | Internal | Summer | B3 | 75 | 640 | 17.73 | 131.83 | 131.82 | 0.01 | 0
2030 | SPP_S_2_SPP_N | SPP_S | SPP_N | Internal | Summer | B4 | 100 | 640 | 0.79 | 128.97 | 128.43 | 0.01 | 0
2030 | SPP_S_2_SPP_N | SPP_S | SPP_N | Internal | Summer | B5 | 200 | 640 | 6.35 | 113.67 | 113.66 | 0.01 | 0
2030 | SPP_S_2_SPP_N | SPP_S | SPP_N | Internal | Summer | B6 | 300 | 640 | 0.11 | 92.86 | 90.98 | 0.01 | 0
2030 | SPP_S_2_SPP_N | SPP_S | SPP_N | Internal | Summer | B7 | 400 | 640 | 0.06 | 88.61 | 85.92 | 0.01 | 0
2030 | SPP_S_2_SPP_N | SPP_S | SPP_N | Internal | Summer | B8 | 500 | 640 | 0.05 | 75.62 | 72.93 | 0.01 | 0
2030 | SPP_S_2_SPP_N | SPP_S | SPP_N | Internal | Summer | B9 | 800 | 640 | 0.03 | 60.29 | 57.6 | 0.01 | 0
2030 | SPP_S_2_SPP_N | SPP_S | SPP_N | Internal | Summer | B10 | 1262 | 640 | 0.02 | 47.42 | 44.74 | 0.01 | 0
2030 | SPP_S_2_SPP_N | SPP_S | SPP_N | Internal | Winter | B16 | 25 | 640 | 40.75 | 58.15 | 58.13 | 0.01 | 0
2030 | SPP_S_2_SPP_N | SPP_S | SPP_N | Internal | Winter | B17 | 100 | 640 | 12.12 | 54.64 | 54.63 | 0.01 | 0
2030 | SPP_S_2_SPP_N | SPP_S | SPP_N | Internal | Winter | B18 | 400 | 640 | 3.44 | 54.64 | 54.63 | 0.01 | 0
2030 | SPP_S_2_SPP_N | SPP_S | SPP_N | Internal | Winter | B19 | 700 | 640 | 2.27 | 50.06 | 50.04 | 0.01 | 0
2030 | SPP_S_2_SPP_N | SPP_S | SPP_N | Internal | Winter | B20 | 935 | 640 | 617.96 | 41.73 | 41.75 | 0.01 | 0
2030 | TVA_2_ENT | TVA | ENT | Internal | Shoulder | B11 | 25 | 500 | 0.42 | 94.22 | 94.24 | 9 | 0
2030 | TVA_2_ENT | TVA | ENT | Internal | Shoulder | B12 | 200 | 500 | 0.05 | 87.02 | 84.41 | 9 | 0
2030 | TVA_2_ENT | TVA | ENT | Internal | Shoulder | B13 | 600 | 500 | 0.02 | 85.06 | 84.39 | 9 | 0
2030 | TVA_2_ENT | TVA | ENT | Internal | Shoulder | B14 | 900 | 500 | 0 | 83.99 | 79.41 | 9 | 0
2030 | TVA_2_ENT | TVA | ENT | Internal | Shoulder | B15 | 1203 | 500 | 0 | 80 | 71.99 | 9 | 0
2030 | TVA_2_ENT | TVA | ENT | Internal | Summer | B1 | 10 | 500 | 0.57 | 142.57 | 134.56 | 9 | 0.01
2030 | TVA_2_ENT | TVA | ENT | Internal | Summer | B2 | 25 | 500 | 0.26 | 148.89 | 141.46 | 9 | 0
2030 | TVA_2_ENT | TVA | ENT | Internal | Summer | B3 | 75 | 500 | 0.1 | 146.42 | 141.43 | 9 | 0
2030 | TVA_2_ENT | TVA | ENT | Internal | Summer | B4 | 100 | 500 | 0.11 | 141 | 141.43 | 9 | 0
2030 | TVA_2_ENT | TVA | ENT | Internal | Summer | B5 | 200 | 500 | 0.06 | 127.56 | 128.56 | 9 | 0
2030 | TVA_2_ENT | TVA | ENT | Internal | Summer | B6 | 300 | 500 | 0.04 | 96 | 96.72 | 9 | 0
2030 | TVA_2_ENT | TVA | ENT | Internal | Summer | B7 | 400 | 500 | 0.03 | 91.59 | 92.57 | 9 | 0
2030 | TVA_2_ENT | TVA | ENT | Internal | Summer | B8 | 500 | 500 | 0.03 | 90.36 | 91.89 | 9 | 0
2030 | TVA_2_ENT | TVA | ENT | Internal | Summer | B9 | 800 | 500 | 0.01 | 88.8 | 88.79 | 9 | 0
2030 | TVA_2_ENT | TVA | ENT | Internal | Summer | B10 | 1262 | 500 | 0 | 78.26 | 77.67 | 9 | 0
2030 | TVA_2_ENT | TVA | ENT | Internal | Winter | B16 | 25 | 500 | 0.3 | 94.83 | 91.07 | 9 | 0
2030 | TVA_2_ENT | TVA | ENT | Internal | Winter | B17 | 100 | 500 | 0.07 | 92.37 | 87.56 | 9 | 0
2030 | TVA_2_ENT | TVA | ENT | Internal | Winter | B18 | 400 | 500 | 0.03 | 87.57 | 87.56 | 9 | 0
2030 | TVA_2_ENT | TVA | ENT | Internal | Winter | B19 | 700 | 500 | 0.01 | 86.61 | 82.98 | 9 | 0
2030 | TVA_2_ENT | TVA | ENT | Internal | Winter | B20 | 935 | 500 | 0 | 82.68 | 74.68 | 9 | 0
2030 | TVA_2_MISO_MO-IL | TVA | MISO_MO-IL | Internal | Shoulder | B11 | 25 | 50 | 0.21 | 94.22 | 86.21 | 9 | 0.04
2030 | TVA_2_MISO_MO-IL | TVA | MISO_MO-IL | Internal | Shoulder | B12 | 200 | 50 | 0.03 | 87.02 | 79.01 | 9 | 0.01
2030 | TVA_2_MISO_MO-IL | TVA | MISO_MO-IL | Internal | Shoulder | B13 | 600 | 50 | 0 | 85.06 | 77.05 | 9 | 0
2030 | TVA_2_MISO_MO-IL | TVA | MISO_MO-IL | Internal | Shoulder | B14 | 900 | 50 | 0 | 83.99 | 75.98 | 9 | 0
2030 | TVA_2_MISO_MO-IL | TVA | MISO_MO-IL | Internal | Shoulder | B15 | 1203 | 50 | 0 | 80 | 71.99 | 9 | 0
2030 | TVA_2_MISO_MO-IL | TVA | MISO_MO-IL | Internal | Summer | B1 | 10 | 50 | 0.52 | 142.57 | 134.57 | 9 | 0.11
2030 | TVA_2_MISO_MO-IL | TVA | MISO_MO-IL | Internal | Summer | B2 | 25 | 50 | 0.22 | 148.89 | 140.88 | 9 | 0.04
2030 | TVA_2_MISO_MO-IL | TVA | MISO_MO-IL | Internal | Summer | B3 | 75 | 50 | 0.08 | 146.42 | 138.41 | 9 | 0.01
2030 | TVA_2_MISO_MO-IL | TVA | MISO_MO-IL | Internal | Summer | B4 | 100 | 50 | 0.06 | 141 | 133.43 | 9 | 0.01
2030 | TVA_2_MISO_MO-IL | TVA | MISO_MO-IL | Internal | Summer | B5 | 200 | 50 | 0.03 | 127.56 | 120.56 | 9 | 0.01
2030 | TVA_2_MISO_MO-IL | TVA | MISO_MO-IL | Internal | Summer | B6 | 300 | 50 | 0.03 | 96 | 95.98 | 9 | 0
2030 | TVA_2_MISO_MO-IL | TVA | MISO_MO-IL | Internal | Summer | B7 | 400 | 50 | 0.02 | 91.59 | 90.92 | 9 | 0
2030 | TVA_2_MISO_MO-IL | TVA | MISO_MO-IL | Internal | Summer | B8 | 500 | 50 | 0.01 | 90.36 | 83.89 | 9 | 0
2030 | TVA_2_MISO_MO-IL | TVA | MISO_MO-IL | Internal | Summer | B9 | 800 | 50 | 0 | 88.8 | 80.79 | 9 | 0
2030 | TVA_2_MISO_MO-IL | TVA | MISO_MO-IL | Internal | Summer | B10 | 1262 | 50 | 0 | 78.26 | 72.61 | 9 | 0
2030 | TVA_2_MISO_MO-IL | TVA | MISO_MO-IL | Internal | Winter | B16 | 25 | 50 | 0.19 | 94.83 | 84.36 | 9 | 0.04
2030 | TVA_2_MISO_MO-IL | TVA | MISO_MO-IL | Internal | Winter | B17 | 100 | 50 | 0.06 | 92.37 | 84.36 | 9 | 0.01
2030 | TVA_2_MISO_MO-IL | TVA | MISO_MO-IL | Internal | Winter | B18 | 400 | 50 | 0.01 | 87.57 | 79.56 | 9 | 0
2030 | TVA_2_MISO_MO-IL | TVA | MISO_MO-IL | Internal | Winter | B19 | 700 | 50 | 0 | 86.61 | 78.6 | 9 | 0
2030 | TVA_2_MISO_MO-IL | TVA | MISO_MO-IL | Internal | Winter | B20 | 935 | 50 | 0 | 82.68 | 74.67 | 9 | 0
2030 | TVA_2_NonRTO_Midwest | TVA | NonRTO_Midwest | Internal | Shoulder | B11 | 25 | 100 | 0.3 | 94.22 | 93.28 | 9 | 0.02
2030 | TVA_2_NonRTO_Midwest | TVA | NonRTO_Midwest | Internal | Shoulder | B12 | 200 | 100 | 0.04 | 87.02 | 87 | 9 | 0
2030 | TVA_2_NonRTO_Midwest | TVA | NonRTO_Midwest | Internal | Shoulder | B13 | 600 | 100 | 0.02 | 85.06 | 85.04 | 9 | 0
2030 | TVA_2_NonRTO_Midwest | TVA | NonRTO_Midwest | Internal | Shoulder | B14 | 900 | 100 | 0.01 | 83.99 | 83.96 | 9 | 0
2030 | TVA_2_NonRTO_Midwest | TVA | NonRTO_Midwest | Internal | Shoulder | B15 | 1203 | 100 | 0 | 80 | 80.05 | 9 | 0
2030 | TVA_2_NonRTO_Midwest | TVA | NonRTO_Midwest | Internal | Summer | B1 | 10 | 100 | 0.71 | 142.57 | 141.61 | 9 | 0.06
2030 | TVA_2_NonRTO_Midwest | TVA | NonRTO_Midwest | Internal | Summer | B2 | 25 | 100 | 0.28 | 148.89 | 147.26 | 9 | 0.02
2030 | TVA_2_NonRTO_Midwest | TVA | NonRTO_Midwest | Internal | Summer | B3 | 75 | 100 | 0.11 | 146.42 | 146.38 | 9 | 0.01
2030 | TVA_2_NonRTO_Midwest | TVA | NonRTO_Midwest | Internal | Summer | B4 | 100 | 100 | 0.07 | 141 | 138.39 | 9 | 0.01
2030 | TVA_2_NonRTO_Midwest | TVA | NonRTO_Midwest | Internal | Summer | B5 | 200 | 100 | 0.04 | 127.56 | 125.52 | 9 | 0
2030 | TVA_2_NonRTO_Midwest | TVA | NonRTO_Midwest | Internal | Summer | B6 | 300 | 100 | 0.15 | 96 | 103.97 | 9 | 0
2030 | TVA_2_NonRTO_Midwest | TVA | NonRTO_Midwest | Internal | Summer | B7 | 400 | 100 | 0.08 | 91.59 | 98.91 | 9 | 0
2030 | TVA_2_NonRTO_Midwest | TVA | NonRTO_Midwest | Internal | Summer | B8 | 500 | 100 | 0.02 | 90.36 | 91.88 | 9 | 0
2030 | TVA_2_NonRTO_Midwest | TVA | NonRTO_Midwest | Internal | Summer | B9 | 800 | 100 | 0.01 | 88.8 | 86.41 | 9 | 0
2030 | TVA_2_NonRTO_Midwest | TVA | NonRTO_Midwest | Internal | Summer | B10 | 1262 | 100 | 0.01 | 78.26 | 82.62 | 9 | 0
2030 | TVA_2_NonRTO_Midwest | TVA | NonRTO_Midwest | Internal | Winter | B16 | 25 | 100 | 0.27 | 94.83 | 92.35 | 9 | 0.02
2030 | TVA_2_NonRTO_Midwest | TVA | NonRTO_Midwest | Internal | Winter | B17 | 100 | 100 | 0.09 | 92.37 | 92.35 | 9 | 0.01
2030 | TVA_2_NonRTO_Midwest | TVA | NonRTO_Midwest | Internal | Winter | B18 | 400 | 100 | 0.02 | 87.57 | 87.55 | 9 | 0
2030 | TVA_2_NonRTO_Midwest | TVA | NonRTO_Midwest | Internal | Winter | B19 | 700 | 100 | 0.01 | 86.61 | 86.61 | 9 | 0
2030 | TVA_2_NonRTO_Midwest | TVA | NonRTO_Midwest | Internal | Winter | B20 | 935 | 100 | 0.01 | 82.68 | 82.68 | 9 | 0
2030 | TVA_2_PJM_ROR | TVA | PJM_ROR | Internal | Shoulder | B11 | 25 | 500 | 0.34 | 94.22 | 92.11 | 9 | 0
2030 | TVA_2_PJM_ROR | TVA | PJM_ROR | Internal | Shoulder | B12 | 200 | 500 | 0.05 | 87.02 | 85.83 | 9 | 0
2030 | TVA_2_PJM_ROR | TVA | PJM_ROR | Internal | Shoulder | B13 | 600 | 500 | 0.02 | 85.06 | 83.88 | 9 | 0
2030 | TVA_2_PJM_ROR | TVA | PJM_ROR | Internal | Shoulder | B14 | 900 | 500 | 0.01 | 83.99 | 82.66 | 9 | 0
2030 | TVA_2_PJM_ROR | TVA | PJM_ROR | Internal | Shoulder | B15 | 1203 | 500 | 0 | 80 | 75.88 | 9 | 0
2030 | TVA_2_PJM_ROR | TVA | PJM_ROR | Internal | Summer | B1 | 10 | 500 | 0.84 | 142.57 | 140.45 | 9 | 0.01
2030 | TVA_2_PJM_ROR | TVA | PJM_ROR | Internal | Summer | B2 | 25 | 500 | 0.27 | 148.89 | 142.88 | 9 | 0
2030 | TVA_2_PJM_ROR | TVA | PJM_ROR | Internal | Summer | B3 | 75 | 500 | 0.09 | 146.42 | 140.41 | 9 | 0
2030 | TVA_2_PJM_ROR | TVA | PJM_ROR | Internal | Summer | B4 | 100 | 500 | 0.07 | 141 | 134.99 | 9 | 0
2030 | TVA_2_PJM_ROR | TVA | PJM_ROR | Internal | Summer | B5 | 200 | 500 | 0.04 | 127.56 | 124.35 | 9 | 0
2030 | TVA_2_PJM_ROR | TVA | PJM_ROR | Internal | Summer | B6 | 300 | 500 | 0.09 | 96 | 101.71 | 9 | 0
2030 | TVA_2_PJM_ROR | TVA | PJM_ROR | Internal | Summer | B7 | 400 | 500 | 0.08 | 91.59 | 97.74 | 9 | 0
2030 | TVA_2_PJM_ROR | TVA | PJM_ROR | Internal | Summer | B8 | 500 | 500 | 0.02 | 90.36 | 90.27 | 9 | 0
2030 | TVA_2_PJM_ROR | TVA | PJM_ROR | Internal | Summer | B9 | 800 | 500 | 0.01 | 88.8 | 85.24 | 9 | 0
2030 | TVA_2_PJM_ROR | TVA | PJM_ROR | Internal | Summer | B10 | 1262 | 500 | 0 | 78.26 | 74.39 | 9 | 0
2030 | TVA_2_PJM_ROR | TVA | PJM_ROR | Internal | Winter | B16 | 25 | 500 | 0.3 | 94.83 | 91.18 | 9 | 0
2030 | TVA_2_PJM_ROR | TVA | PJM_ROR | Internal | Winter | B17 | 100 | 500 | 0.1 | 92.37 | 91.18 | 9 | 0
2030 | TVA_2_PJM_ROR | TVA | PJM_ROR | Internal | Winter | B18 | 400 | 500 | 0.03 | 87.57 | 86.38 | 9 | 0
2030 | TVA_2_PJM_ROR | TVA | PJM_ROR | Internal | Winter | B19 | 700 | 500 | 0.01 | 86.61 | 85.44 | 9 | 0
2030 | TVA_2_PJM_ROR | TVA | PJM_ROR | Internal | Winter | B20 | 935 | 500 | 0 | 82.68 | 79.78 | 9 | 0
2030 | TVA_2_SOCO | TVA | SOCO | Internal | Shoulder | B11 | 25 | 500 | 3.38 | 94.22 | 102.24 | 9 | 0
2030 | TVA_2_SOCO | TVA | SOCO | Internal | Shoulder | B12 | 200 | 500 | 0.13 | 87.02 | 92.4 | 9 | 0
2030 | TVA_2_SOCO | TVA | SOCO | Internal | Shoulder | B13 | 600 | 500 | 0.08 | 85.06 | 92.4 | 9 | 0
2030 | TVA_2_SOCO | TVA | SOCO | Internal | Shoulder | B14 | 900 | 500 | 0.02 | 83.99 | 87.41 | 9 | 0
2030 | TVA_2_SOCO | TVA | SOCO | Internal | Shoulder | B15 | 1203 | 500 | 0.01 | 80 | 79.99 | 9 | 0
2030 | TVA_2_SOCO | TVA | SOCO | Internal | Summer | B1 | 10 | 500 | 1.05 | 142.57 | 142.56 | 9 | 0.01
2030 | TVA_2_SOCO | TVA | SOCO | Internal | Summer | B2 | 25 | 500 | 0.51 | 148.89 | 149.46 | 9 | 0
2030 | TVA_2_SOCO | TVA | SOCO | Internal | Summer | B3 | 75 | 500 | 0.24 | 146.42 | 149.43 | 9 | 0
2030 | TVA_2_SOCO | TVA | SOCO | Internal | Summer | B4 | 100 | 500 | 1.39 | 141 | 149.43 | 9 | 0
2030 | TVA_2_SOCO | TVA | SOCO | Internal | Summer | B5 | 200 | 500 | 261.52 | 127.56 | 136.56 | 9 | 0
2030 | TVA_2_SOCO | TVA | SOCO | Internal | Summer | B6 | 300 | 500 | 0.85 | 96 | 104.72 | 9 | 0
2030 | TVA_2_SOCO | TVA | SOCO | Internal | Summer | B7 | 400 | 500 | 42.74 | 91.59 | 100.57 | 9 | 0
2030 | TVA_2_SOCO | TVA | SOCO | Internal | Summer | B8 | 500 | 500 | 2.73 | 90.36 | 99.3 | 9 | 0
2030 | TVA_2_SOCO | TVA | SOCO | Internal | Summer | B9 | 800 | 500 | 0.02 | 88.8 | 90.89 | 9 | 0
2030 | TVA_2_SOCO | TVA | SOCO | Internal | Summer | B10 | 1262 | 500 | 0.05 | 78.26 | 85.67 | 9 | 0
2030 | TVA_2_SOCO | TVA | SOCO | Internal | Winter | B16 | 25 | 500 | 0.75 | 94.83 | 99.07 | 9 | 0
2030 | TVA_2_SOCO | TVA | SOCO | Internal | Winter | B17 | 100 | 500 | 0.17 | 92.37 | 95.56 | 9 | 0
2030 | TVA_2_SOCO | TVA | SOCO | Internal | Winter | B18 | 400 | 500 | 0.2 | 87.57 | 95.56 | 9 | 0
2030 | TVA_2_SOCO | TVA | SOCO | Internal | Winter | B19 | 700 | 500 | 0.03 | 86.61 | 90.98 | 9 | 0
2030 | TVA_2_SOCO | TVA | SOCO | Internal | Winter | B20 | 935 | 500 | 0.01 | 82.68 | 82.68 | 9 | 0
2030 | TVA_2_VACAR | TVA | VACAR | Internal | Shoulder | B11 | 25 | 150 | 0.55 | 94.22 | 98.11 | 9 | 0.02
2030 | TVA_2_VACAR | TVA | VACAR | Internal | Shoulder | B12 | 200 | 150 | 0.09 | 87.02 | 91.83 | 9 | 0
2030 | TVA_2_VACAR | TVA | VACAR | Internal | Shoulder | B13 | 600 | 150 | 0.03 | 85.06 | 89.87 | 9 | 0
2030 | TVA_2_VACAR | TVA | VACAR | Internal | Shoulder | B14 | 900 | 150 | 0.01 | 83.99 | 82.84 | 9 | 0
2030 | TVA_2_VACAR | TVA | VACAR | Internal | Shoulder | B15 | 1203 | 150 | 0.01 | 80 | 82.84 | 9 | 0
2030 | TVA_2_VACAR | TVA | VACAR | Internal | Summer | B1 | 10 | 150 | 1.65 | 142.57 | 147.89 | 9 | 0.04
2030 | TVA_2_VACAR | TVA | VACAR | Internal | Summer | B2 | 25 | 150 | 0.42 | 148.89 | 150.32 | 9 | 0.02
2030 | TVA_2_VACAR | TVA | VACAR | Internal | Summer | B3 | 75 | 150 | 0.15 | 146.42 | 147.85 | 9 | 0.01
2030 | TVA_2_VACAR | TVA | VACAR | Internal | Summer | B4 | 100 | 150 | 0.11 | 141 | 142.43 | 9 | 0
2030 | TVA_2_VACAR | TVA | VACAR | Internal | Summer | B5 | 200 | 150 | 0.07 | 127.56 | 130.35 | 9 | 0
2030 | TVA_2_VACAR | TVA | VACAR | Internal | Summer | B6 | 300 | 150 | 709.04 | 96 | 107.71 | 9 | 2.71
2030 | TVA_2_VACAR | TVA | VACAR | Internal | Summer | B7 | 400 | 150 | 752.52 | 91.59 | 103.29 | 9 | 2.71
2030 | TVA_2_VACAR | TVA | VACAR | Internal | Summer | B8 | 500 | 150 | 0.03 | 90.36 | 93.44 | 9 | 0
2030 | TVA_2_VACAR | TVA | VACAR | Internal | Summer | B9 | 800 | 150 | 0 | 88.8 | 83.89 | 9 | 0
2030 | TVA_2_VACAR | TVA | VACAR | Internal | Summer | B10 | 1262 | 150 | 0.01 | 78.26 | 80.88 | 9 | 0
2030 | TVA_2_VACAR | TVA | VACAR | Internal | Winter | B16 | 25 | 150 | 0.55 | 94.83 | 98.63 | 9 | 0.02
2030 | TVA_2_VACAR | TVA | VACAR | Internal | Winter | B17 | 100 | 150 | 0.24 | 92.37 | 98.62 | 9 | 0
2030 | TVA_2_VACAR | TVA | VACAR | Internal | Winter | B18 | 400 | 150 | 0.05 | 87.57 | 92.38 | 9 | 0
2030 | TVA_2_VACAR | TVA | VACAR | Internal | Winter | B19 | 700 | 150 | 0.02 | 86.61 | 88.99 | 9 | 0
2030 | TVA_2_VACAR | TVA | VACAR | Internal | Winter | B20 | 935 | 150 | 0.02 | 82.68 | 87.22 | 9 | 0
2030 | TVA_Transmission_2_ENT | TVA_Transmission | ENT | Internal | Shoulder | B11 | 25 | 3000 | 0.43 | 94.21 | 94.24 | 9 | 0
2030 | TVA_Transmission_2_ENT | TVA_Transmission | ENT | Internal | Shoulder | B12 | 200 | 3000 | 0.05 | 87.01 | 84.41 | 9 | 0
2030 | TVA_Transmission_2_ENT | TVA_Transmission | ENT | Internal | Shoulder | B13 | 600 | 3000 | 0.02 | 85.05 | 84.39 | 9 | 0
2030 | TVA_Transmission_2_ENT | TVA_Transmission | ENT | Internal | Shoulder | B14 | 900 | 3000 | 0 | 83.98 | 79.41 | 9 | 0
2030 | TVA_Transmission_2_ENT | TVA_Transmission | ENT | Internal | Shoulder | B15 | 1203 | 3000 | 0 | 79.99 | 71.99 | 9 | 0
2030 | TVA_Transmission_2_ENT | TVA_Transmission | ENT | Internal | Summer | B1 | 10 | 3000 | 0.59 | 142.56 | 134.56 | 9 | 0
2030 | TVA_Transmission_2_ENT | TVA_Transmission | ENT | Internal | Summer | B2 | 25 | 3000 | 0.26 | 148.88 | 141.46 | 9 | 0
2030 | TVA_Transmission_2_ENT | TVA_Transmission | ENT | Internal | Summer | B3 | 75 | 3000 | 0.1 | 146.41 | 141.43 | 9 | 0
2030 | TVA_Transmission_2_ENT | TVA_Transmission | ENT | Internal | Summer | B4 | 100 | 3000 | 0.11 | 140.99 | 141.43 | 9 | 0
2030 | TVA_Transmission_2_ENT | TVA_Transmission | ENT | Internal | Summer | B5 | 200 | 3000 | 0.06 | 128.31 | 128.56 | 9 | 0
2030 | TVA_Transmission_2_ENT | TVA_Transmission | ENT | Internal | Summer | B6 | 300 | 3000 | 0.03 | 101.48 | 96.72 | 9 | 0
2030 | TVA_Transmission_2_ENT | TVA_Transmission | ENT | Internal | Summer | B7 | 400 | 3000 | 0.02 | 96.97 | 92.57 | 9 | 0
2030 | TVA_Transmission_2_ENT | TVA_Transmission | ENT | Internal | Summer | B8 | 500 | 3000 | 0.02 | 91.52 | 91.89 | 9 | 0
2030 | TVA_Transmission_2_ENT | TVA_Transmission | ENT | Internal | Summer | B9 | 800 | 3000 | 0.01 | 88.79 | 88.79 | 9 | 0
2030 | TVA_Transmission_2_ENT | TVA_Transmission | ENT | Internal | Summer | B10 | 1262 | 3000 | 0 | 79.14 | 77.67 | 9 | 0
2030 | TVA_Transmission_2_ENT | TVA_Transmission | ENT | Internal | Winter | B16 | 25 | 3000 | 0.3 | 94.81 | 91.07 | 9 | 0
2030 | TVA_Transmission_2_ENT | TVA_Transmission | ENT | Internal | Winter | B17 | 100 | 3000 | 0.07 | 92.36 | 87.56 | 9 | 0
2030 | TVA_Transmission_2_ENT | TVA_Transmission | ENT | Internal | Winter | B18 | 400 | 3000 | 0.03 | 87.56 | 87.56 | 9 | 0
2030 | TVA_Transmission_2_ENT | TVA_Transmission | ENT | Internal | Winter | B19 | 700 | 3000 | 0.01 | 86.6 | 82.98 | 9 | 0
2030 | TVA_Transmission_2_ENT | TVA_Transmission | ENT | Internal | Winter | B20 | 935 | 3000 | 0 | 82.67 | 74.68 | 9 | 0
2030 | TVA_Transmission_2_MISO_MO-IL | TVA_Transmission | MISO_MO-IL | Internal | Shoulder | B11 | 25 | 4000 | 0.23 | 94.21 | 86.21 | 9 | 0
2030 | TVA_Transmission_2_MISO_MO-IL | TVA_Transmission | MISO_MO-IL | Internal | Shoulder | B12 | 200 | 4000 | 0.03 | 87.01 | 79.01 | 9 | 0
2030 | TVA_Transmission_2_MISO_MO-IL | TVA_Transmission | MISO_MO-IL | Internal | Shoulder | B13 | 600 | 4000 | 0.01 | 85.05 | 77.05 | 9 | 0
2030 | TVA_Transmission_2_MISO_MO-IL | TVA_Transmission | MISO_MO-IL | Internal | Shoulder | B14 | 900 | 4000 | 0 | 83.98 | 75.98 | 9 | 0
2030 | TVA_Transmission_2_MISO_MO-IL | TVA_Transmission | MISO_MO-IL | Internal | Shoulder | B15 | 1203 | 4000 | 0 | 79.99 | 71.99 | 9 | 0
2030 | TVA_Transmission_2_MISO_MO-IL | TVA_Transmission | MISO_MO-IL | Internal | Summer | B1 | 10 | 4000 | 0.59 | 142.56 | 134.57 | 9 | 0
2030 | TVA_Transmission_2_MISO_MO-IL | TVA_Transmission | MISO_MO-IL | Internal | Summer | B2 | 25 | 4000 | 0.24 | 148.88 | 140.88 | 9 | 0
2030 | TVA_Transmission_2_MISO_MO-IL | TVA_Transmission | MISO_MO-IL | Internal | Summer | B3 | 75 | 4000 | 0.08 | 146.41 | 138.41 | 9 | 0
2030 | TVA_Transmission_2_MISO_MO-IL | TVA_Transmission | MISO_MO-IL | Internal | Summer | B4 | 100 | 4000 | 0.06 | 140.99 | 133.43 | 9 | 0
2030 | TVA_Transmission_2_MISO_MO-IL | TVA_Transmission | MISO_MO-IL | Internal | Summer | B5 | 200 | 4000 | 0.03 | 128.31 | 120.56 | 9 | 0
2030 | TVA_Transmission_2_MISO_MO-IL | TVA_Transmission | MISO_MO-IL | Internal | Summer | B6 | 300 | 4000 | 0.02 | 101.48 | 95.98 | 9 | 0
2030 | TVA_Transmission_2_MISO_MO-IL | TVA_Transmission | MISO_MO-IL | Internal | Summer | B7 | 400 | 4000 | 0.02 | 96.97 | 90.92 | 9 | 0
2030 | TVA_Transmission_2_MISO_MO-IL | TVA_Transmission | MISO_MO-IL | Internal | Summer | B8 | 500 | 4000 | 0.01 | 91.52 | 83.89 | 9 | 0
2030 | TVA_Transmission_2_MISO_MO-IL | TVA_Transmission | MISO_MO-IL | Internal | Summer | B9 | 800 | 4000 | 0 | 88.79 | 80.79 | 9 | 0
2030 | TVA_Transmission_2_MISO_MO-IL | TVA_Transmission | MISO_MO-IL | Internal | Summer | B10 | 1262 | 4000 | 0 | 79.14 | 72.61 | 9 | 0
2030 | TVA_Transmission_2_MISO_MO-IL | TVA_Transmission | MISO_MO-IL | Internal | Winter | B16 | 25 | 4000 | 0.21 | 94.81 | 84.36 | 9 | 0
2030 | TVA_Transmission_2_MISO_MO-IL | TVA_Transmission | MISO_MO-IL | Internal | Winter | B17 | 100 | 4000 | 0.06 | 92.36 | 84.36 | 9 | 0
2030 | TVA_Transmission_2_MISO_MO-IL | TVA_Transmission | MISO_MO-IL | Internal | Winter | B18 | 400 | 4000 | 0.02 | 87.56 | 79.56 | 9 | 0
2030 | TVA_Transmission_2_MISO_MO-IL | TVA_Transmission | MISO_MO-IL | Internal | Winter | B19 | 700 | 4000 | 0 | 86.6 | 78.6 | 9 | 0
2030 | TVA_Transmission_2_MISO_MO-IL | TVA_Transmission | MISO_MO-IL | Internal | Winter | B20 | 935 | 4000 | 0 | 82.67 | 74.67 | 9 | 0
2030 | TVA_Transmission_2_NonRTO_Midwest | TVA_Transmission | NonRTO_Midwest | Internal | Shoulder | B11 | 25 | 700 | 0.37 | 94.21 | 93.28 | 9 | 0
2030 | TVA_Transmission_2_NonRTO_Midwest | TVA_Transmission | NonRTO_Midwest | Internal | Shoulder | B12 | 200 | 700 | 0.05 | 87.01 | 87 | 9 | 0
2030 | TVA_Transmission_2_NonRTO_Midwest | TVA_Transmission | NonRTO_Midwest | Internal | Shoulder | B13 | 600 | 700 | 0.02 | 85.05 | 85.04 | 9 | 0
2030 | TVA_Transmission_2_NonRTO_Midwest | TVA_Transmission | NonRTO_Midwest | Internal | Shoulder | B14 | 900 | 700 | 0.01 | 83.98 | 83.96 | 9 | 0
2030 | TVA_Transmission_2_NonRTO_Midwest | TVA_Transmission | NonRTO_Midwest | Internal | Shoulder | B15 | 1203 | 700 | 0 | 79.99 | 80.05 | 9 | 0
2030 | TVA_Transmission_2_NonRTO_Midwest | TVA_Transmission | NonRTO_Midwest | Internal | Summer | B1 | 10 | 700 | 0.9 | 142.56 | 141.61 | 9 | 0.01
2030 | TVA_Transmission_2_NonRTO_Midwest | TVA_Transmission | NonRTO_Midwest | Internal | Summer | B2 | 25 | 700 | 0.34 | 148.88 | 147.26 | 9 | 0
2030 | TVA_Transmission_2_NonRTO_Midwest | TVA_Transmission | NonRTO_Midwest | Internal | Summer | B3 | 75 | 700 | 0.13 | 146.41 | 146.38 | 9 | 0
2030 | TVA_Transmission_2_NonRTO_Midwest | TVA_Transmission | NonRTO_Midwest | Internal | Summer | B4 | 100 | 700 | 0.09 | 140.99 | 138.39 | 9 | 0
2030 | TVA_Transmission_2_NonRTO_Midwest | TVA_Transmission | NonRTO_Midwest | Internal | Summer | B5 | 200 | 700 | 0.04 | 128.31 | 125.52 | 9 | 0
2030 | TVA_Transmission_2_NonRTO_Midwest | TVA_Transmission | NonRTO_Midwest | Internal | Summer | B6 | 300 | 700 | 0.05 | 101.48 | 103.97 | 9 | 0
2030 | TVA_Transmission_2_NonRTO_Midwest | TVA_Transmission | NonRTO_Midwest | Internal | Summer | B7 | 400 | 700 | 0.03 | 96.97 | 98.91 | 9 | 0
2030 | TVA_Transmission_2_NonRTO_Midwest | TVA_Transmission | NonRTO_Midwest | Internal | Summer | B8 | 500 | 700 | 0.02 | 91.52 | 91.88 | 9 | 0
2030 | TVA_Transmission_2_NonRTO_Midwest | TVA_Transmission | NonRTO_Midwest | Internal | Summer | B9 | 800 | 700 | 0.01 | 88.79 | 86.41 | 9 | 0
2030 | TVA_Transmission_2_NonRTO_Midwest | TVA_Transmission | NonRTO_Midwest | Internal | Summer | B10 | 1262 | 700 | 0.01 | 79.14 | 82.62 | 9 | 0
2030 | TVA_Transmission_2_NonRTO_Midwest | TVA_Transmission | NonRTO_Midwest | Internal | Winter | B16 | 25 | 700 | 0.33 | 94.81 | 92.35 | 9 | 0
2030 | TVA_Transmission_2_NonRTO_Midwest | TVA_Transmission | NonRTO_Midwest | Internal | Winter | B17 | 100 | 700 | 0.11 | 92.36 | 92.35 | 9 | 0
2030 | TVA_Transmission_2_NonRTO_Midwest | TVA_Transmission | NonRTO_Midwest | Internal | Winter | B18 | 400 | 700 | 0.03 | 87.56 | 87.55 | 9 | 0
2030 | TVA_Transmission_2_NonRTO_Midwest | TVA_Transmission | NonRTO_Midwest | Internal | Winter | B19 | 700 | 700 | 0.02 | 86.6 | 86.61 | 9 | 0
2030 | TVA_Transmission_2_NonRTO_Midwest | TVA_Transmission | NonRTO_Midwest | Internal | Winter | B20 | 935 | 700 | 0.01 | 82.67 | 82.68 | 9 | 0
2030 | TVA_Transmission_2_PJM_ROR | TVA_Transmission | PJM_ROR | Internal | Shoulder | B11 | 25 | 2000 | 0.34 | 94.21 | 92.11 | 9 | 0
2030 | TVA_Transmission_2_PJM_ROR | TVA_Transmission | PJM_ROR | Internal | Shoulder | B12 | 200 | 2000 | 0.05 | 87.01 | 85.83 | 9 | 0
2030 | TVA_Transmission_2_PJM_ROR | TVA_Transmission | PJM_ROR | Internal | Shoulder | B13 | 600 | 2000 | 0.02 | 85.05 | 83.88 | 9 | 0
2030 | TVA_Transmission_2_PJM_ROR | TVA_Transmission | PJM_ROR | Internal | Shoulder | B14 | 900 | 2000 | 0.01 | 83.98 | 82.66 | 9 | 0
2030 | TVA_Transmission_2_PJM_ROR | TVA_Transmission | PJM_ROR | Internal | Shoulder | B15 | 1203 | 2000 | 0 | 79.99 | 75.88 | 9 | 0
2030 | TVA_Transmission_2_PJM_ROR | TVA_Transmission | PJM_ROR | Internal | Summer | B1 | 10 | 2000 | 0.85 | 142.56 | 140.45 | 9 | 0
2030 | TVA_Transmission_2_PJM_ROR | TVA_Transmission | PJM_ROR | Internal | Summer | B2 | 25 | 2000 | 0.27 | 148.88 | 142.88 | 9 | 0
2030 | TVA_Transmission_2_PJM_ROR | TVA_Transmission | PJM_ROR | Internal | Summer | B3 | 75 | 2000 | 0.09 | 146.41 | 140.41 | 9 | 0
2030 | TVA_Transmission_2_PJM_ROR | TVA_Transmission | PJM_ROR | Internal | Summer | B4 | 100 | 2000 | 0.07 | 140.99 | 134.99 | 9 | 0
2030 | TVA_Transmission_2_PJM_ROR | TVA_Transmission | PJM_ROR | Internal | Summer | B5 | 200 | 2000 | 0.04 | 128.31 | 124.35 | 9 | 0
2030 | TVA_Transmission_2_PJM_ROR | TVA_Transmission | PJM_ROR | Internal | Summer | B6 | 300 | 2000 | 0.04 | 101.48 | 101.71 | 9 | 0
2030 | TVA_Transmission_2_PJM_ROR | TVA_Transmission | PJM_ROR | Internal | Summer | B7 | 400 | 2000 | 0.03 | 96.97 | 97.74 | 9 | 0
2030 | TVA_Transmission_2_PJM_ROR | TVA_Transmission | PJM_ROR | Internal | Summer | B8 | 500 | 2000 | 0.02 | 91.52 | 90.27 | 9 | 0
2030 | TVA_Transmission_2_PJM_ROR | TVA_Transmission | PJM_ROR | Internal | Summer | B9 | 800 | 2000 | 0.01 | 88.79 | 85.24 | 9 | 0
2030 | TVA_Transmission_2_PJM_ROR | TVA_Transmission | PJM_ROR | Internal | Summer | B10 | 1262 | 2000 | 0 | 79.14 | 74.39 | 9 | 0
2030 | TVA_Transmission_2_PJM_ROR | TVA_Transmission | PJM_ROR | Internal | Winter | B16 | 25 | 2000 | 0.31 | 94.81 | 91.18 | 9 | 0
2030 | TVA_Transmission_2_PJM_ROR | TVA_Transmission | PJM_ROR | Internal | Winter | B17 | 100 | 2000 | 0.1 | 92.36 | 91.18 | 9 | 0
2030 | TVA_Transmission_2_PJM_ROR | TVA_Transmission | PJM_ROR | Internal | Winter | B18 | 400 | 2000 | 0.03 | 87.56 | 86.38 | 9 | 0
2030 | TVA_Transmission_2_PJM_ROR | TVA_Transmission | PJM_ROR | Internal | Winter | B19 | 700 | 2000 | 0.01 | 86.6 | 85.44 | 9 | 0
2030 | TVA_Transmission_2_PJM_ROR | TVA_Transmission | PJM_ROR | Internal | Winter | B20 | 935 | 2000 | 0 | 82.67 | 79.78 | 9 | 0
2030 | TVA_Transmission_2_SOCO | TVA_Transmission | SOCO | Internal | Shoulder | B11 | 25 | 3200 | 3.39 | 94.21 | 102.24 | 9 | 0
2030 | TVA_Transmission_2_SOCO | TVA_Transmission | SOCO | Internal | Shoulder | B12 | 200 | 3200 | 0.13 | 87.01 | 92.4 | 9 | 0
2030 | TVA_Transmission_2_SOCO | TVA_Transmission | SOCO | Internal | Shoulder | B13 | 600 | 3200 | 0.08 | 85.05 | 92.4 | 9 | 0
2030 | TVA_Transmission_2_SOCO | TVA_Transmission | SOCO | Internal | Shoulder | B14 | 900 | 3200 | 0.02 | 83.98 | 87.41 | 9 | 0
2030 | TVA_Transmission_2_SOCO | TVA_Transmission | SOCO | Internal | Shoulder | B15 | 1203 | 3200 | 0.01 | 79.99 | 79.99 | 9 | 0
2030 | TVA_Transmission_2_SOCO | TVA_Transmission | SOCO | Internal | Summer | B1 | 10 | 3200 | 1.07 | 142.56 | 142.56 | 9 | 0
2030 | TVA_Transmission_2_SOCO | TVA_Transmission | SOCO | Internal | Summer | B2 | 25 | 3200 | 0.52 | 148.88 | 149.46 | 9 | 0
2030 | TVA_Transmission_2_SOCO | TVA_Transmission | SOCO | Internal | Summer | B3 | 75 | 3200 | 0.24 | 146.41 | 149.43 | 9 | 0
2030 | TVA_Transmission_2_SOCO | TVA_Transmission | SOCO | Internal | Summer | B4 | 100 | 3200 | 1.4 | 140.99 | 149.43 | 9 | 0
2030 | TVA_Transmission_2_SOCO | TVA_Transmission | SOCO | Internal | Summer | B5 | 200 | 3200 | 0.57 | 128.31 | 136.56 | 9 | 0
2030 | TVA_Transmission_2_SOCO | TVA_Transmission | SOCO | Internal | Summer | B6 | 300 | 3200 | 0.06 | 101.48 | 104.72 | 9 | 0
2030 | TVA_Transmission_2_SOCO | TVA_Transmission | SOCO | Internal | Summer | B7 | 400 | 3200 | 0.05 | 96.97 | 100.57 | 9 | 0
2030 | TVA_Transmission_2_SOCO | TVA_Transmission | SOCO | Internal | Summer | B8 | 500 | 3200 | 0.12 | 91.52 | 99.3 | 9 | 0
2030 | TVA_Transmission_2_SOCO | TVA_Transmission | SOCO | Internal | Summer | B9 | 800 | 3200 | 0.02 | 88.79 | 90.89 | 9 | 0
2030 | TVA_Transmission_2_SOCO | TVA_Transmission | SOCO | Internal | Summer | B10 | 1262 | 3200 | 0.03 | 79.14 | 85.67 | 9 | 0
2030 | TVA_Transmission_2_SOCO | TVA_Transmission | SOCO | Internal | Winter | B16 | 25 | 3200 | 0.76 | 94.81 | 99.07 | 9 | 0
2030 | TVA_Transmission_2_SOCO | TVA_Transmission | SOCO | Internal | Winter | B17 | 100 | 3200 | 0.17 | 92.36 | 95.56 | 9 | 0
2030 | TVA_Transmission_2_SOCO | TVA_Transmission | SOCO | Internal | Winter | B18 | 400 | 3200 | 0.2 | 87.56 | 95.56 | 9 | 0
2030 | TVA_Transmission_2_SOCO | TVA_Transmission | SOCO | Internal | Winter | B19 | 700 | 3200 | 0.03 | 86.6 | 90.98 | 9 | 0
2030 | TVA_Transmission_2_SOCO | TVA_Transmission | SOCO | Internal | Winter | B20 | 935 | 3200 | 0.01 | 82.67 | 82.68 | 9 | 0
2030 | TVA_Transmission_2_TVA | TVA_Transmission | TVA | Internal | Shoulder | B11 | 25 | 99999 | 1883.12 | 94.21 | 94.22 | 0.01 | 0
2030 | TVA_Transmission_2_TVA | TVA_Transmission | TVA | Internal | Shoulder | B12 | 200 | 99999 | 2147.22 | 87.01 | 87.02 | 0.01 | 0
2030 | TVA_Transmission_2_TVA | TVA_Transmission | TVA | Internal | Shoulder | B13 | 600 | 99999 | 725 | 85.05 | 85.06 | 0.01 | 0
2030 | TVA_Transmission_2_TVA | TVA_Transmission | TVA | Internal | Shoulder | B14 | 900 | 99999 | 2719.63 | 83.98 | 83.99 | 0.01 | 0
2030 | TVA_Transmission_2_TVA | TVA_Transmission | TVA | Internal | Shoulder | B15 | 1203 | 99999 | 2153.99 | 79.99 | 80 | 0.01 | 0
2030 | TVA_Transmission_2_TVA | TVA_Transmission | TVA | Internal | Summer | B1 | 10 | 99999 | 4179.46 | 142.56 | 142.57 | 0.01 | 0
2030 | TVA_Transmission_2_TVA | TVA_Transmission | TVA | Internal | Summer | B2 | 25 | 99999 | 3430 | 148.88 | 148.89 | 0.01 | 0
2030 | TVA_Transmission_2_TVA | TVA_Transmission | TVA | Internal | Summer | B3 | 75 | 99999 | 1965.54 | 146.41 | 146.42 | 0.01 | 0
2030 | TVA_Transmission_2_TVA | TVA_Transmission | TVA | Internal | Summer | B4 | 100 | 99999 | 1290.53 | 140.99 | 141 | 0.01 | 0
2030 | TVA_Transmission_2_TVA | TVA_Transmission | TVA | Internal | Summer | B5 | 200 | 99999 | 0.66 | 128.31 | 127.56 | 0.01 | 0
2030 | TVA_Transmission_2_TVA | TVA_Transmission | TVA | Internal | Summer | B6 | 300 | 99999 | 0.08 | 101.48 | 96 | 0.01 | 0
2030 | TVA_Transmission_2_TVA | TVA_Transmission | TVA | Internal | Summer | B7 | 400 | 99999 | 0.06 | 96.97 | 91.59 | 0.01 | 0
2030 | TVA_Transmission_2_TVA | TVA_Transmission | TVA | Internal | Summer | B8 | 500 | 99999 | 0.17 | 91.52 | 90.36 | 0.01 | 0
2030 | TVA_Transmission_2_TVA | TVA_Transmission | TVA | Internal | Summer | B9 | 800 | 99999 | 1559.92 | 88.79 | 88.8 | 0.01 | 0
2030 | TVA_Transmission_2_TVA | TVA_Transmission | TVA | Internal | Summer | B10 | 1262 | 99999 | 0.11 | 79.14 | 78.26 | 0.01 | 0
2030 | TVA_Transmission_2_TVA | TVA_Transmission | TVA | Internal | Winter | B16 | 25 | 99999 | 4009.08 | 94.81 | 94.83 | 0.01 | 0
2030 | TVA_Transmission_2_TVA | TVA_Transmission | TVA | Internal | Winter | B17 | 100 | 99999 | 2417.58 | 92.36 | 92.37 | 0.01 | 0
2030 | TVA_Transmission_2_TVA | TVA_Transmission | TVA | Internal | Winter | B18 | 400 | 99999 | 91.48 | 87.56 | 87.57 | 0.01 | 0
2030 | TVA_Transmission_2_TVA | TVA_Transmission | TVA | Internal | Winter | B19 | 700 | 99999 | 875.84 | 86.6 | 86.61 | 0.01 | 0
2030 | TVA_Transmission_2_TVA | TVA_Transmission | TVA | Internal | Winter | B20 | 935 | 99999 | 1164.58 | 82.67 | 82.68 | 0.01 | 0
2030 | TVA_Transmission_2_VACAR | TVA_Transmission | VACAR | Internal | Shoulder | B11 | 25 | 900 | 0.59 | 94.21 | 98.11 | 9 | 0
2030 | TVA_Transmission_2_VACAR | TVA_Transmission | VACAR | Internal | Shoulder | B12 | 200 | 900 | 0.1 | 87.01 | 91.83 | 9 | 0
2030 | TVA_Transmission_2_VACAR | TVA_Transmission | VACAR | Internal | Shoulder | B13 | 600 | 900 | 0.03 | 85.05 | 89.87 | 9 | 0
2030 | TVA_Transmission_2_VACAR | TVA_Transmission | VACAR | Internal | Shoulder | B14 | 900 | 900 | 0.01 | 83.98 | 82.84 | 9 | 0
2030 | TVA_Transmission_2_VACAR | TVA_Transmission | VACAR | Internal | Shoulder | B15 | 1203 | 900 | 0.01 | 79.99 | 82.84 | 9 | 0
2030 | TVA_Transmission_2_VACAR | TVA_Transmission | VACAR | Internal | Summer | B1 | 10 | 900 | 1.85 | 142.56 | 147.89 | 9 | 0.01
2030 | TVA_Transmission_2_VACAR | TVA_Transmission | VACAR | Internal | Summer | B2 | 25 | 900 | 0.45 | 148.88 | 150.32 | 9 | 0
2030 | TVA_Transmission_2_VACAR | TVA_Transmission | VACAR | Internal | Summer | B3 | 75 | 900 | 0.15 | 146.41 | 147.85 | 9 | 0
2030 | TVA_Transmission_2_VACAR | TVA_Transmission | VACAR | Internal | Summer | B4 | 100 | 900 | 0.12 | 140.99 | 142.43 | 9 | 0
2030 | TVA_Transmission_2_VACAR | TVA_Transmission | VACAR | Internal | Summer | B5 | 200 | 900 | 0.07 | 128.31 | 130.35 | 9 | 0
2030 | TVA_Transmission_2_VACAR | TVA_Transmission | VACAR | Internal | Summer | B6 | 300 | 900 | 0.09 | 101.48 | 107.71 | 9 | 0
2030 | TVA_Transmission_2_VACAR | TVA_Transmission | VACAR | Internal | Summer | B7 | 400 | 900 | 0.07 | 96.97 | 103.29 | 9 | 0
2030 | TVA_Transmission_2_VACAR | TVA_Transmission | VACAR | Internal | Summer | B8 | 500 | 900 | 0.02 | 91.52 | 93.44 | 9 | 0
2030 | TVA_Transmission_2_VACAR | TVA_Transmission | VACAR | Internal | Summer | B9 | 800 | 900 | 0 | 88.79 | 83.89 | 9 | 0
2030 | TVA_Transmission_2_VACAR | TVA_Transmission | VACAR | Internal | Summer | B10 | 1262 | 900 | 0 | 79.14 | 80.88 | 9 | 0
2030 | TVA_Transmission_2_VACAR | TVA_Transmission | VACAR | Internal | Winter | B16 | 25 | 900 | 0.6 | 94.81 | 98.63 | 9 | 0
2030 | TVA_Transmission_2_VACAR | TVA_Transmission | VACAR | Internal | Winter | B17 | 100 | 900 | 0.26 | 92.36 | 98.62 | 9 | 0
2030 | TVA_Transmission_2_VACAR | TVA_Transmission | VACAR | Internal | Winter | B18 | 400 | 900 | 0.05 | 87.56 | 92.38 | 9 | 0
2030 | TVA_Transmission_2_VACAR | TVA_Transmission | VACAR | Internal | Winter | B19 | 700 | 900 | 0.02 | 86.6 | 88.99 | 9 | 0
2030 | TVA_Transmission_2_VACAR | TVA_Transmission | VACAR | Internal | Winter | B20 | 935 | 900 | 0.02 | 82.67 | 87.22 | 9 | 0
2030 | VACAR_2_PJM_ROR | VACAR | PJM_ROR | Internal | Shoulder | B11 | 25 | 2000 | 0.31 | 98.11 | 92.11 | 7 | 0
2030 | VACAR_2_PJM_ROR | VACAR | PJM_ROR | Internal | Shoulder | B12 | 200 | 2000 | 0.04 | 91.83 | 85.83 | 7 | 0
2030 | VACAR_2_PJM_ROR | VACAR | PJM_ROR | Internal | Shoulder | B13 | 600 | 2000 | 0.01 | 89.87 | 83.88 | 7 | 0
2030 | VACAR_2_PJM_ROR | VACAR | PJM_ROR | Internal | Shoulder | B14 | 900 | 2000 | 0.01 | 82.84 | 82.66 | 7 | 0
2030 | VACAR_2_PJM_ROR | VACAR | PJM_ROR | Internal | Shoulder | B15 | 1203 | 2000 | 0 | 82.84 | 75.88 | 7 | 0
2030 | VACAR_2_PJM_ROR | VACAR | PJM_ROR | Internal | Summer | B1 | 10 | 2000 | 0.69 | 147.89 | 140.45 | 7 | 0
2030 | VACAR_2_PJM_ROR | VACAR | PJM_ROR | Internal | Summer | B2 | 25 | 2000 | 0.28 | 150.32 | 142.88 | 7 | 0
2030 | VACAR_2_PJM_ROR | VACAR | PJM_ROR | Internal | Summer | B3 | 75 | 2000 | 0.1 | 147.85 | 140.41 | 7 | 0
2030 | VACAR_2_PJM_ROR | VACAR | PJM_ROR | Internal | Summer | B4 | 100 | 2000 | 0.07 | 142.43 | 134.99 | 7 | 0
2030 | VACAR_2_PJM_ROR | VACAR | PJM_ROR | Internal | Summer | B5 | 200 | 2000 | 0.04 | 130.35 | 124.35 | 7 | 0
2030 | VACAR_2_PJM_ROR | VACAR | PJM_ROR | Internal | Summer | B6 | 300 | 2000 | 0.03 | 107.71 | 101.71 | 7 | 0
2030 | VACAR_2_PJM_ROR | VACAR | PJM_ROR | Internal | Summer | B7 | 400 | 2000 | 0.02 | 103.29 | 97.74 | 7 | 0
2030 | VACAR_2_PJM_ROR | VACAR | PJM_ROR | Internal | Summer | B8 | 500 | 2000 | 0.02 | 93.44 | 90.27 | 7 | 0
2030 | VACAR_2_PJM_ROR | VACAR | PJM_ROR | Internal | Summer | B9 | 800 | 2000 | 0.02 | 83.89 | 85.24 | 7 | 0
2030 | VACAR_2_PJM_ROR | VACAR | PJM_ROR | Internal | Summer | B10 | 1262 | 2000 | 0 | 80.88 | 74.39 | 7 | 0
2030 | VACAR_2_PJM_ROR | VACAR | PJM_ROR | Internal | Winter | B16 | 25 | 2000 | 0.28 | 98.63 | 91.18 | 7 | 0
2030 | VACAR_2_PJM_ROR | VACAR | PJM_ROR | Internal | Winter | B17 | 100 | 2000 | 0.07 | 98.62 | 91.18 | 7 | 0
2030 | VACAR_2_PJM_ROR | VACAR | PJM_ROR | Internal | Winter | B18 | 400 | 2000 | 0.02 | 92.38 | 86.38 | 7 | 0
2030 | VACAR_2_PJM_ROR | VACAR | PJM_ROR | Internal | Winter | B19 | 700 | 2000 | 0.01 | 88.99 | 85.44 | 7 | 0
2030 | VACAR_2_PJM_ROR | VACAR | PJM_ROR | Internal | Winter | B20 | 935 | 2000 | 0 | 87.22 | 79.78 | 7 | 0
2030 | VACAR_2_SOCO | VACAR | SOCO | Internal | Shoulder | B11 | 25 | 3000 | 1.36 | 98.11 | 102.24 | 7 | 0
2030 | VACAR_2_SOCO | VACAR | SOCO | Internal | Shoulder | B12 | 200 | 3000 | 0.08 | 91.83 | 92.4 | 7 | 0
2030 | VACAR_2_SOCO | VACAR | SOCO | Internal | Shoulder | B13 | 600 | 3000 | 0.03 | 89.87 | 92.4 | 7 | 0
2030 | VACAR_2_SOCO | VACAR | SOCO | Internal | Shoulder | B14 | 900 | 3000 | 0.04 | 82.84 | 87.41 | 7 | 0
2030 | VACAR_2_SOCO | VACAR | SOCO | Internal | Shoulder | B15 | 1203 | 3000 | 0 | 82.84 | 79.99 | 7 | 0
2030 | VACAR_2_SOCO | VACAR | SOCO | Internal | Summer | B1 | 10 | 3000 | 0.83 | 147.89 | 142.56 | 7 | 0
2030 | VACAR_2_SOCO | VACAR | SOCO | Internal | Summer | B2 | 25 | 3000 | 0.56 | 150.32 | 149.46 | 7 | 0
2030 | VACAR_2_SOCO | VACAR | SOCO | Internal | Summer | B3 | 75 | 3000 | 0.27 | 147.85 | 149.43 | 7 | 0
2030 | VACAR_2_SOCO | VACAR | SOCO | Internal | Summer | B4 | 100 | 3000 | 962.24 | 142.43 | 149.43 | 7 | 0
2030 | VACAR_2_SOCO | VACAR | SOCO | Internal | Summer | B5 | 200 | 3000 | 0.52 | 130.35 | 136.56 | 7 | 0
2030 | VACAR_2_SOCO | VACAR | SOCO | Internal | Summer | B6 | 300 | 3000 | 0.04 | 107.71 | 104.72 | 7 | 0
2030 | VACAR_2_SOCO | VACAR | SOCO | Internal | Summer | B7 | 400 | 3000 | 0.03 | 103.29 | 100.57 | 7 | 0
2030 | VACAR_2_SOCO | VACAR | SOCO | Internal | Summer | B8 | 500 | 3000 | 0.13 | 93.44 | 99.3 | 7 | 0
2030 | VACAR_2_SOCO | VACAR | SOCO | Internal | Summer | B9 | 800 | 3000 | 2071.85 | 83.89 | 90.89 | 7 | 0
2030 | VACAR_2_SOCO | VACAR | SOCO | Internal | Summer | B10 | 1262 | 3000 | 0.09 | 80.88 | 85.67 | 7 | 0
2030 | VACAR_2_SOCO | VACAR | SOCO | Internal | Winter | B16 | 25 | 3000 | 0.58 | 98.63 | 99.07 | 7 | 0
2030 | VACAR_2_SOCO | VACAR | SOCO | Internal | Winter | B17 | 100 | 3000 | 0.11 | 98.62 | 95.56 | 7 | 0
2030 | VACAR_2_SOCO | VACAR | SOCO | Internal | Winter | B18 | 400 | 3000 | 0.06 | 92.38 | 95.56 | 7 | 0
2030 | VACAR_2_SOCO | VACAR | SOCO | Internal | Winter | B19 | 700 | 3000 | 0.03 | 88.99 | 90.98 | 7 | 0
2030 | VACAR_2_SOCO | VACAR | SOCO | Internal | Winter | B20 | 935 | 3000 | 0.01 | 87.22 | 82.68 | 7 | 0
2030 | VACAR_2_TVA_Transmission | VACAR | TVA_Transmission | Internal | Shoulder | B11 | 25 | 900 | 0.38 | 98.11 | 94.21 | 7 | 0
2030 | VACAR_2_TVA_Transmission | VACAR | TVA_Transmission | Internal | Shoulder | B12 | 200 | 900 | 0.04 | 91.83 | 87.01 | 7 | 0
2030 | VACAR_2_TVA_Transmission | VACAR | TVA_Transmission | Internal | Shoulder | B13 | 600 | 900 | 0.02 | 89.87 | 85.05 | 7 | 0
2030 | VACAR_2_TVA_Transmission | VACAR | TVA_Transmission | Internal | Shoulder | B14 | 900 | 900 | 0.02 | 82.84 | 83.98 | 7 | 0
2030 | VACAR_2_TVA_Transmission | VACAR | TVA_Transmission | Internal | Shoulder | B15 | 1203 | 900 | 0 | 82.84 | 79.99 | 7 | 0
2030 | VACAR_2_TVA_Transmission | VACAR | TVA_Transmission | Internal | Summer | B1 | 10 | 900 | 0.81 | 147.89 | 142.56 | 7 | 0.01
2030 | VACAR_2_TVA_Transmission | VACAR | TVA_Transmission | Internal | Summer | B2 | 25 | 900 | 0.46 | 150.32 | 148.88 | 7 | 0
2030 | VACAR_2_TVA_Transmission | VACAR | TVA_Transmission | Internal | Summer | B3 | 75 | 900 | 0.16 | 147.85 | 146.41 | 7 | 0
2030 | VACAR_2_TVA_Transmission | VACAR | TVA_Transmission | Internal | Summer | B4 | 100 | 900 | 0.12 | 142.43 | 140.99 | 7 | 0
2030 | VACAR_2_TVA_Transmission | VACAR | TVA_Transmission | Internal | Summer | B5 | 200 | 900 | 0.06 | 130.35 | 128.31 | 7 | 0
2030 | VACAR_2_TVA_Transmission | VACAR | TVA_Transmission | Internal | Summer | B6 | 300 | 900 | 0.03 | 107.71 | 101.48 | 7 | 0
2030 | VACAR_2_TVA_Transmission | VACAR | TVA_Transmission | Internal | Summer | B7 | 400 | 900 | 0.02 | 103.29 | 96.97 | 7 | 0
2030 | VACAR_2_TVA_Transmission | VACAR | TVA_Transmission | Internal | Summer | B8 | 500 | 900 | 0.02 | 93.44 | 91.52 | 7 | 0
2030 | VACAR_2_TVA_Transmission | VACAR | TVA_Transmission | Internal | Summer | B9 | 800 | 900 | 0.09 | 83.89 | 88.79 | 7 | 0
2030 | VACAR_2_TVA_Transmission | VACAR | TVA_Transmission | Internal | Summer | B10 | 1262 | 900 | 0.01 | 80.88 | 79.14 | 7 | 0
2030 | VACAR_2_TVA_Transmission | VACAR | TVA_Transmission | Internal | Winter | B16 | 25 | 900 | 0.37 | 98.63 | 94.81 | 7 | 0
2030 | VACAR_2_TVA_Transmission | VACAR | TVA_Transmission | Internal | Winter | B17 | 100 | 900 | 0.08 | 98.62 | 92.36 | 7 | 0
2030 | VACAR_2_TVA_Transmission | VACAR | TVA_Transmission | Internal | Winter | B18 | 400 | 900 | 0.02 | 92.38 | 87.56 | 7 | 0
2030 | VACAR_2_TVA_Transmission | VACAR | TVA_Transmission | Internal | Winter | B19 | 700 | 900 | 0.02 | 88.99 | 86.6 | 7 | 0
2030 | VACAR_2_TVA_Transmission | VACAR | TVA_Transmission | Internal | Winter | B20 | 935 | 900 | 0 | 87.22 | 82.67 | 7 | 0
2035 | ENT_2_MISO_MO-IL | ENT | MISO_MO-IL | Internal | Shoulder | B11 | 25 | 2260 | 0.31 | 136.35 | 127.58 | 8 | 0
2035 | ENT_2_MISO_MO-IL | ENT | MISO_MO-IL | Internal | Shoulder | B12 | 200 | 2260 | 0.08 | 115.17 | 114.82 | 8 | 0
2035 | ENT_2_MISO_MO-IL | ENT | MISO_MO-IL | Internal | Shoulder | B13 | 600 | 2260 | 0.03 | 112.32 | 114.09 | 8 | 0
2035 | ENT_2_MISO_MO-IL | ENT | MISO_MO-IL | Internal | Shoulder | B14 | 900 | 2260 | 0.02 | 110.57 | 112.35 | 8 | 0
2035 | ENT_2_MISO_MO-IL | ENT | MISO_MO-IL | Internal | Shoulder | B15 | 1203 | 2260 | 0.02 | 107.13 | 108.1 | 8 | 0
2035 | ENT_2_MISO_MO-IL | ENT | MISO_MO-IL | Internal | Summer | B1 | 10 | 2260 | 1.8 | 204.93 | 206.34 | 8 | 0
2035 | ENT_2_MISO_MO-IL | ENT | MISO_MO-IL | Internal | Summer | B2 | 25 | 2260 | 0.42 | 214.91 | 210.57 | 8 | 0
2035 | ENT_2_MISO_MO-IL | ENT | MISO_MO-IL | Internal | Summer | B3 | 75 | 2260 | 0.13 | 214.98 | 210.57 | 8 | 0
2035 | ENT_2_MISO_MO-IL | ENT | MISO_MO-IL | Internal | Summer | B4 | 100 | 2260 | 0.09 | 191.78 | 183.79 | 8 | 0
2035 | ENT_2_MISO_MO-IL | ENT | MISO_MO-IL | Internal | Summer | B5 | 200 | 2260 | 0.1 | 150.62 | 152.39 | 8 | 0
2035 | ENT_2_MISO_MO-IL | ENT | MISO_MO-IL | Internal | Summer | B6 | 300 | 2260 | 0.05 | 140.36 | 138.96 | 8 | 0
2035 | ENT_2_MISO_MO-IL | ENT | MISO_MO-IL | Internal | Summer | B7 | 400 | 2260 | 0.02 | 138.62 | 130.62 | 8 | 0
2035 | ENT_2_MISO_MO-IL | ENT | MISO_MO-IL | Internal | Summer | B8 | 500 | 2260 | 0.02 | 129.74 | 120.97 | 8 | 0
2035 | ENT_2_MISO_MO-IL | ENT | MISO_MO-IL | Internal | Summer | B9 | 800 | 2260 | 0.01 | 122.17 | 113.4 | 8 | 0
2035 | ENT_2_MISO_MO-IL | ENT | MISO_MO-IL | Internal | Summer | B10 | 1262 | 2260 | 0.02 | 109.19 | 110.96 | 8 | 0
2035 | ENT_2_MISO_MO-IL | ENT | MISO_MO-IL | Internal | Winter | B16 | 25 | 2260 | 0.58 | 118.16 | 117.87 | 8 | 0
2035 | ENT_2_MISO_MO-IL | ENT | MISO_MO-IL | Internal | Winter | B17 | 100 | 2260 | 0.2 | 114.2 | 115.98 | 8 | 0
2035 | ENT_2_MISO_MO-IL | ENT | MISO_MO-IL | Internal | Winter | B18 | 400 | 2260 | 0.05 | 114.2 | 115.98 | 8 | 0
2035 | ENT_2_MISO_MO-IL | ENT | MISO_MO-IL | Internal | Winter | B19 | 700 | 2260 | 0.03 | 113.35 | 114.75 | 8 | 0
2035 | ENT_2_MISO_MO-IL | ENT | MISO_MO-IL | Internal | Winter | B20 | 935 | 2260 | 0.02 | 106.45 | 107.73 | 8 | 0
2035 | ENT_2_SOCO | ENT | SOCO | Internal | Shoulder | B11 | 25 | 2000 | 0.85 | 136.35 | 138.55 | 8 | 0
2035 | ENT_2_SOCO | ENT | SOCO | Internal | Shoulder | B12 | 200 | 2000 | 0.18 | 115.17 | 119.24 | 8 | 0
2035 | ENT_2_SOCO | ENT | SOCO | Internal | Shoulder | B13 | 600 | 2000 | 0.19 | 112.32 | 119.24 | 8 | 0
2035 | ENT_2_SOCO | ENT | SOCO | Internal | Shoulder | B14 | 900 | 2000 | 7751.1 | 110.57 | 118.57 | 8 | 0
2035 | ENT_2_SOCO | ENT | SOCO | Internal | Shoulder | B15 | 1203 | 2000 | 4384.19 | 107.13 | 115.13 | 8 | 0
2035 | ENT_2_SOCO | ENT | SOCO | Internal | Summer | B1 | 10 | 2000 | 9809.7 | 204.93 | 212.93 | 8 | 0.01
2035 | ENT_2_SOCO | ENT | SOCO | Internal | Summer | B2 | 25 | 2000 | 2875.88 | 214.91 | 222.91 | 8 | 0
2035 | ENT_2_SOCO | ENT | SOCO | Internal | Summer | B3 | 75 | 2000 | 236.99 | 214.98 | 222.98 | 8 | 0
2035 | ENT_2_SOCO | ENT | SOCO | Internal | Summer | B4 | 100 | 2000 | 1 | 191.78 | 198.78 | 8 | 0
2035 | ENT_2_SOCO | ENT | SOCO | Internal | Summer | B5 | 200 | 2000 | 89.73 | 150.62 | 158.61 | 8 | 0
2035 | ENT_2_SOCO | ENT | SOCO | Internal | Summer | B6 | 300 | 2000 | 0.04 | 140.36 | 136.99 | 8 | 0
2035 | ENT_2_SOCO | ENT | SOCO | Internal | Summer | B7 | 400 | 2000 | 0.03 | 138.62 | 134.51 | 8 | 0
2035 | ENT_2_SOCO | ENT | SOCO | Internal | Summer | B8 | 500 | 2000 | 0.02 | 129.74 | 119.74 | 8 | 0
2035 | ENT_2_SOCO | ENT | SOCO | Internal | Summer | B9 | 800 | 2000 | 0.01 | 122.17 | 117.91 | 8 | 0
2035 | ENT_2_SOCO | ENT | SOCO | Internal | Summer | B10 | 1262 | 2000 | 1194.89 | 109.19 | 117.19 | 8 | 0
2035 | ENT_2_SOCO | ENT | SOCO | Internal | Winter | B16 | 25 | 2000 | 4764.95 | 118.16 | 126.16 | 8 | 0
2035 | ENT_2_SOCO | ENT | SOCO | Internal | Winter | B17 | 100 | 2000 | 2344.67 | 114.2 | 122.2 | 8 | 0
2035 | ENT_2_SOCO | ENT | SOCO | Internal | Winter | B18 | 400 | 2000 | 700.37 | 114.2 | 122.2 | 8 | 0
2035 | ENT_2_SOCO | ENT | SOCO | Internal | Winter | B19 | 700 | 2000 | 1661.44 | 113.35 | 121.35 | 8 | 0
2035 | ENT_2_SOCO | ENT | SOCO | Internal | Winter | B20 | 935 | 2000 | 0.91 | 106.45 | 114.35 | 8 | 0
2035 | ENT_2_SPP_N | ENT | SPP_N | Internal | Shoulder | B11 | 25 | 1300 | 0.08 | 136.35 | 76.5 | 8 | 0
2035 | ENT_2_SPP_N | ENT | SPP_N | Internal | Shoulder | B12 | 200 | 1300 | 0.01 | 115.17 | 55.32 | 8 | 0
2035 | ENT_2_SPP_N | ENT | SPP_N | Internal | Shoulder | B13 | 600 | 1300 | 0 | 112.32 | 52.47 | 8 | 0
2035 | ENT_2_SPP_N | ENT | SPP_N | Internal | Shoulder | B14 | 900 | 1300 | 0 | 110.57 | 50.72 | 8 | 0
2035 | ENT_2_SPP_N | ENT | SPP_N | Internal | Shoulder | B15 | 1203 | 1300 | 0 | 107.13 | 47.28 | 8 | 0
2035 | ENT_2_SPP_N | ENT | SPP_N | Internal | Summer | B1 | 10 | 1300 | 0.19 | 204.93 | 145.08 | 8 | 0.01
2035 | ENT_2_SPP_N | ENT | SPP_N | Internal | Summer | B2 | 25 | 1300 | 0.08 | 214.91 | 155.06 | 8 | 0
2035 | ENT_2_SPP_N | ENT | SPP_N | Internal | Summer | B3 | 75 | 1300 | 0.06 | 214.98 | 196.25 | 8 | 0
2035 | ENT_2_SPP_N | ENT | SPP_N | Internal | Summer | B4 | 100 | 1300 | 0.03 | 191.78 | 160.57 | 8 | 0
2035 | ENT_2_SPP_N | ENT | SPP_N | Internal | Summer | B5 | 200 | 1300 | 0.03 | 150.62 | 139.13 | 8 | 0
2035 | ENT_2_SPP_N | ENT | SPP_N | Internal | Summer | B6 | 300 | 1300 | 0.03 | 140.36 | 133.96 | 8 | 0
2035 | ENT_2_SPP_N | ENT | SPP_N | Internal | Summer | B7 | 400 | 1300 | 0.02 | 138.62 | 128.82 | 8 | 0
2035 | ENT_2_SPP_N | ENT | SPP_N | Internal | Summer | B8 | 500 | 1300 | 0 | 129.74 | 89.79 | 8 | 0
2035 | ENT_2_SPP_N | ENT | SPP_N | Internal | Summer | B9 | 800 | 1300 | 0 | 122.17 | 62.32 | 8 | 0
2035 | ENT_2_SPP_N | ENT | SPP_N | Internal | Summer | B10 | 1262 | 1300 | 0 | 109.19 | 49.33 | 8 | 0
2035 | ENT_2_SPP_N | ENT | SPP_N | Internal | Winter | B16 | 25 | 1300 | 0.08 | 118.16 | 58.31 | 8 | 0
2035 | ENT_2_SPP_N | ENT | SPP_N | Internal | Winter | B17 | 100 | 1300 | 0.02 | 114.2 | 54.35 | 8 | 0
2035 | ENT_2_SPP_N | ENT | SPP_N | Internal | Winter | B18 | 400 | 1300 | 0 | 114.2 | 54.35 | 8 | 0
2035 | ENT_2_SPP_N | ENT | SPP_N | Internal | Winter | B19 | 700 | 1300 | 0 | 113.35 | 53.5 | 8 | 0
2035 | ENT_2_SPP_N | ENT | SPP_N | Internal | Winter | B20 | 935 | 1300 | 0 | 106.45 | 46.59 | 8 | 0
2035 | ENT_2_SPP_S | ENT | SPP_S | Internal | Shoulder | B11 | 25 | 1300 | 0.08 | 136.35 | 79.37 | 8 | 0
2035 | ENT_2_SPP_S | ENT | SPP_S | Internal | Shoulder | B12 | 200 | 1300 | 0.01 | 115.17 | 55.33 | 8 | 0
2035 | ENT_2_SPP_S | ENT | SPP_S | Internal | Shoulder | B13 | 600 | 1300 | 0 | 112.32 | 52.48 | 8 | 0
2035 | ENT_2_SPP_S | ENT | SPP_S | Internal | Shoulder | B14 | 900 | 1300 | 0 | 110.57 | 44.56 | 8 | 0
2035 | ENT_2_SPP_S | ENT | SPP_S | Internal | Shoulder | B15 | 1203 | 1300 | 0 | 107.13 | 41.12 | 8 | 0
2035 | ENT_2_SPP_S | ENT | SPP_S | Internal | Summer | B1 | 10 | 1300 | 0.18 | 204.93 | 138.92 | 8 | 0.01
2035 | ENT_2_SPP_S | ENT | SPP_S | Internal | Summer | B2 | 25 | 1300 | 0.08 | 214.91 | 157.93 | 8 | 0
2035 | ENT_2_SPP_S | ENT | SPP_S | Internal | Summer | B3 | 75 | 1300 | 0.06 | 214.98 | 196.27 | 8 | 0
2035 | ENT_2_SPP_S | ENT | SPP_S | Internal | Summer | B4 | 100 | 1300 | 0.04 | 191.78 | 163.44 | 8 | 0
2035 | ENT_2_SPP_S | ENT | SPP_S | Internal | Summer | B5 | 200 | 1300 | 0.04 | 150.62 | 142.01 | 8 | 0
2035 | ENT_2_SPP_S | ENT | SPP_S | Internal | Summer | B6 | 300 | 1300 | 0.04 | 140.36 | 136.83 | 8 | 0
2035 | ENT_2_SPP_S | ENT | SPP_S | Internal | Summer | B7 | 400 | 1300 | 0.02 | 138.62 | 131.69 | 8 | 0
2035 | ENT_2_SPP_S | ENT | SPP_S | Internal | Summer | B8 | 500 | 1300 | 0 | 129.74 | 92.66 | 8 | 0
2035 | ENT_2_SPP_S | ENT | SPP_S | Internal | Summer | B9 | 800 | 1300 | 0 | 122.17 | 65.19 | 8 | 0
2035 | ENT_2_SPP_S | ENT | SPP_S | Internal | Summer | B10 | 1262 | 1300 | 0 | 109.19 | 52.21 | 8 | 0
2035 | ENT_2_SPP_S | ENT | SPP_S | Internal | Winter | B16 | 25 | 1300 | 0.08 | 118.16 | 58.33 | 8 | 0
2035 | ENT_2_SPP_S | ENT | SPP_S | Internal | Winter | B17 | 100 | 1300 | 0.02 | 114.2 | 54.36 | 8 | 0
2035 | ENT_2_SPP_S | ENT | SPP_S | Internal | Winter | B18 | 400 | 1300 | 0 | 114.2 | 54.36 | 8 | 0
2035 | ENT_2_SPP_S | ENT | SPP_S | Internal | Winter | B19 | 700 | 1300 | 0 | 113.35 | 53.51 | 8 | 0
2035 | ENT_2_SPP_S | ENT | SPP_S | Internal | Winter | B20 | 935 | 1300 | 0 | 106.45 | 43.24 | 8 | 0
2035 | ENT_2_TVA_Transmission | ENT | TVA_Transmission | Internal | Shoulder | B11 | 25 | 2100 | 0.58 | 136.35 | 135.58 | 8 | 0
2035 | ENT_2_TVA_Transmission | ENT | TVA_Transmission | Internal | Shoulder | B12 | 200 | 2100 | 0.24 | 115.17 | 120.37 | 8 | 0
2035 | ENT_2_TVA_Transmission | ENT | TVA_Transmission | Internal | Shoulder | B13 | 600 | 2100 | 0.21 | 112.32 | 119.35 | 8 | 0
2035 | ENT_2_TVA_Transmission | ENT | TVA_Transmission | Internal | Shoulder | B14 | 900 | 2100 | 5715.66 | 110.57 | 118.57 | 8 | 0
2035 | ENT_2_TVA_Transmission | ENT | TVA_Transmission | Internal | Shoulder | B15 | 1203 | 2100 | 6639.25 | 107.13 | 115.13 | 8 | 0
2035 | ENT_2_TVA_Transmission | ENT | TVA_Transmission | Internal | Summer | B1 | 10 | 2100 | 4129.07 | 204.93 | 212.93 | 8 | 0.01
2035 | ENT_2_TVA_Transmission | ENT | TVA_Transmission | Internal | Summer | B2 | 25 | 2100 | 1.19 | 214.91 | 218.57 | 8 | 0
2035 | ENT_2_TVA_Transmission | ENT | TVA_Transmission | Internal | Summer | B3 | 75 | 2100 | 0.31 | 214.98 | 218.57 | 8 | 0
2035 | ENT_2_TVA_Transmission | ENT | TVA_Transmission | Internal | Summer | B4 | 100 | 2100 | 0.17 | 191.78 | 191.79 | 8 | 0
2035 | ENT_2_TVA_Transmission | ENT | TVA_Transmission | Internal | Summer | B5 | 200 | 2100 | 548.62 | 150.62 | 158.62 | 8 | 0
2035 | ENT_2_TVA_Transmission | ENT | TVA_Transmission | Internal | Summer | B6 | 300 | 2100 | 0.06 | 140.36 | 141.07 | 8 | 0
2035 | ENT_2_TVA_Transmission | ENT | TVA_Transmission | Internal | Summer | B7 | 400 | 2100 | 0.02 | 138.62 | 130.17 | 8 | 0
2035 | ENT_2_TVA_Transmission | ENT | TVA_Transmission | Internal | Summer | B8 | 500 | 2100 | 0.02 | 129.74 | 122.51 | 8 | 0
2035 | ENT_2_TVA_Transmission | ENT | TVA_Transmission | Internal | Summer | B9 | 800 | 2100 | 0.02 | 122.17 | 119.31 | 8 | 0
2035 | ENT_2_TVA_Transmission | ENT | TVA_Transmission | Internal | Summer | B10 | 1262 | 2100 | 3875.57 | 109.19 | 117.19 | 8 | 0
2035 | ENT_2_TVA_Transmission | ENT | TVA_Transmission | Internal | Winter | B16 | 25 | 2100 | 17.61 | 118.16 | 125.89 | 8 | 0
2035 | ENT_2_TVA_Transmission | ENT | TVA_Transmission | Internal | Winter | B17 | 100 | 2100 | 1081.06 | 114.2 | 122.2 | 8 | 0
2035 | ENT_2_TVA_Transmission | ENT | TVA_Transmission | Internal | Winter | B18 | 400 | 2100 | 0.64 | 114.2 | 121.76 | 8 | 0
2035 | ENT_2_TVA_Transmission | ENT | TVA_Transmission | Internal | Winter | B19 | 700 | 2100 | 4438.82 | 113.35 | 121.35 | 8 | 0
2035 | ENT_2_TVA_Transmission | ENT | TVA_Transmission | Internal | Winter | B20 | 935 | 2100 | 5367.02 | 106.45 | 114.45 | 8 | 0
2035 | FRCC_2_SOCO | FRCC | SOCO | Internal | Shoulder | B11 | 25 | 900 | 0.36 | 143.76 | 138.55 | 8 | 0
2035 | FRCC_2_SOCO | FRCC | SOCO | Internal | Shoulder | B12 | 200 | 900 | 0.05 | 123.67 | 119.24 | 8 | 0
2035 | FRCC_2_SOCO | FRCC | SOCO | Internal | Shoulder | B13 | 600 | 900 | 0.02 | 123.67 | 119.24 | 8 | 0
2035 | FRCC_2_SOCO | FRCC | SOCO | Internal | Shoulder | B14 | 900 | 900 | 0.01 | 123.67 | 118.57 | 8 | 0
2035 | FRCC_2_SOCO | FRCC | SOCO | Internal | Shoulder | B15 | 1203 | 900 | 0.01 | 120.74 | 115.13 | 8 | 0
2035 | FRCC_2_SOCO | FRCC | SOCO | Internal | Summer | B1 | 10 | 900 | 0.7 | 222.93 | 212.93 | 8 | 0.01
2035 | FRCC_2_SOCO | FRCC | SOCO | Internal | Summer | B2 | 25 | 900 | 0.38 | 227.81 | 222.91 | 8 | 0
2035 | FRCC_2_SOCO | FRCC | SOCO | Internal | Summer | B3 | 75 | 900 | 0.62 | 222.41 | 222.98 | 8 | 0
2035 | FRCC_2_SOCO | FRCC | SOCO | Internal | Summer | B4 | 100 | 900 | 637.26 | 190.79 | 198.78 | 8 | 0
2035 | FRCC_2_SOCO | FRCC | SOCO | Internal | Summer | B5 | 200 | 900 | 1875.54 | 150.61 | 158.61 | 8 | 0
2035 | FRCC_2_SOCO | FRCC | SOCO | Internal | Summer | B6 | 300 | 900 | 0.04 | 142.69 | 136.99 | 8 | 0
2035 | FRCC_2_SOCO | FRCC | SOCO | Internal | Summer | B7 | 400 | 900 | 0.02 | 142.69 | 134.51 | 8 | 0
2035 | FRCC_2_SOCO | FRCC | SOCO | Internal | Summer | B8 | 500 | 900 | 0.02 | 122.77 | 119.74 | 8 | 0
2035 | FRCC_2_SOCO | FRCC | SOCO | Internal | Summer | B9 | 800 | 900 | 0.01 | 122.77 | 117.91 | 8 | 0
2035 | FRCC_2_SOCO | FRCC | SOCO | Internal | Summer | B10 | 1262 | 900 | 217.24 | 109.19 | 117.19 | 8 | 0
2035 | FRCC_2_SOCO | FRCC | SOCO | Internal | Winter | B16 | 25 | 900 | 0.28 | 136.16 | 126.16 | 8 | 0
2035 | FRCC_2_SOCO | FRCC | SOCO | Internal | Winter | B17 | 100 | 900 | 0.1 | 126.15 | 122.2 | 8 | 0
2035 | FRCC_2_SOCO | FRCC | SOCO | Internal | Winter | B18 | 400 | 900 | 0.03 | 126.15 | 122.2 | 8 | 0
2035 | FRCC_2_SOCO | FRCC | SOCO | Internal | Winter | B19 | 700 | 900 | 0.01 | 126.15 | 121.35 | 8 | 0
2035 | FRCC_2_SOCO | FRCC | SOCO | Internal | Winter | B20 | 935 | 900 | 0.01 | 117.77 | 114.35 | 8 | 0
2035 | HQ_NEISO_2_NEISO | HQ_NEISO | NEISO | Internal | Shoulder | B11 | 25 | 99999 | 2920.04 | 93.35 | 93.36 | 0.01 | 0
2035 | HQ_NEISO_2_NEISO | HQ_NEISO | NEISO | Internal | Shoulder | B12 | 200 | 99999 | 2920.12 | 89.08 | 89.09 | 0.01 | 0
2035 | HQ_NEISO_2_NEISO | HQ_NEISO | NEISO | Internal | Shoulder | B13 | 600 | 99999 | 2920.1 | 87.2 | 87.22 | 0.01 | 0
2035 | HQ_NEISO_2_NEISO | HQ_NEISO | NEISO | Internal | Shoulder | B14 | 900 | 99999 | 2920.09 | 83.44 | 83.45 | 0.01 | 0
2035 | HQ_NEISO_2_NEISO | HQ_NEISO | NEISO | Internal | Shoulder | B15 | 1203 | 99999 | 1143.3 | 80.26 | 80.27 | 0.01 | 0
2035 | HQ_NEISO_2_NEISO | HQ_NEISO | NEISO | Internal | Summer | B1 | 10 | 99999 | 2920.15 | 175.04 | 175.05 | 0.01 | 0
2035 | HQ_NEISO_2_NEISO | HQ_NEISO | NEISO | Internal | Summer | B2 | 25 | 99999 | 2920.1 | 176.41 | 176.42 | 0.01 | 0
2035 | HQ_NEISO_2_NEISO | HQ_NEISO | NEISO | Internal | Summer | B3 | 75 | 99999 | 2920.21 | 174.53 | 174.54 | 0.01 | 0
2035 | HQ_NEISO_2_NEISO | HQ_NEISO | NEISO | Internal | Summer | B4 | 100 | 99999 | 2920.2 | 147.75 | 147.76 | 0.01 | 0
2035 | HQ_NEISO_2_NEISO | HQ_NEISO | NEISO | Internal | Summer | B5 | 200 | 99999 | 2920.2 | 123.4 | 123.41 | 0.01 | 0
2035 | HQ_NEISO_2_NEISO | HQ_NEISO | NEISO | Internal | Summer | B6 | 300 | 99999 | 2920.19 | 114.06 | 114.07 | 0.01 | 0
2035 | HQ_NEISO_2_NEISO | HQ_NEISO | NEISO | Internal | Summer | B7 | 400 | 99999 | 2920.19 | 106.36 | 106.37 | 0.01 | 0
2035 | HQ_NEISO_2_NEISO | HQ_NEISO | NEISO | Internal | Summer | B8 | 500 | 99999 | 2920.18 | 106.36 | 106.37 | 0.01 | 0
2035 | HQ_NEISO_2_NEISO | HQ_NEISO | NEISO | Internal | Summer | B9 | 800 | 99999 | 2920.18 | 106.36 | 106.37 | 0.01 | 0
2035 | HQ_NEISO_2_NEISO | HQ_NEISO | NEISO | Internal | Summer | B10 | 1262 | 99999 | 796.1 | 106.36 | 106.37 | 0.01 | 0
2035 | HQ_NEISO_2_NEISO | HQ_NEISO | NEISO | Internal | Winter | B16 | 25 | 99999 | 2920.04 | 91.35 | 91.36 | 0.01 | 0
2035 | HQ_NEISO_2_NEISO | HQ_NEISO | NEISO | Internal | Winter | B17 | 100 | 99999 | 2920.12 | 89.09 | 89.1 | 0.01 | 0
2035 | HQ_NEISO_2_NEISO | HQ_NEISO | NEISO | Internal | Winter | B18 | 400 | 99999 | 2920.12 | 89.08 | 89.1 | 0.01 | 0
2035 | HQ_NEISO_2_NEISO | HQ_NEISO | NEISO | Internal | Winter | B19 | 700 | 99999 | 2920.1 | 83.5 | 83.51 | 0.01 | 0
2035 | HQ_NEISO_2_NEISO | HQ_NEISO | NEISO | Internal | Winter | B20 | 935 | 99999 | 1233.66 | 80.01 | 80.03 | 0.01 | 0
2035 | HQ_NY_2_NYISO_A-F | HQ_NY | NYISO_A-F | Internal | Shoulder | B11 | 25 | 99999 | 2812.21 | 91.71 | 91.72 | 0.01 | 0
2035 | HQ_NY_2_NYISO_A-F | HQ_NY | NYISO_A-F | Internal | Shoulder | B12 | 200 | 99999 | 2847.7 | 87.44 | 87.46 | 0.01 | 0
2035 | HQ_NY_2_NYISO_A-F | HQ_NY | NYISO_A-F | Internal | Shoulder | B13 | 600 | 99999 | 2781.85 | 85.57 | 85.58 | 0.01 | 0
2035 | HQ_NY_2_NYISO_A-F | HQ_NY | NYISO_A-F | Internal | Shoulder | B14 | 900 | 99999 | 2673.14 | 82.09 | 82.1 | 0.01 | 0
2035 | HQ_NY_2_NYISO_A-F | HQ_NY | NYISO_A-F | Internal | Shoulder | B15 | 1203 | 99999 | 1582.69 | 82.09 | 82.1 | 0.01 | 0
2035 | HQ_NY_2_NYISO_A-F | HQ_NY | NYISO_A-F | Internal | Summer | B1 | 10 | 99999 | 3499.99 | 173.41 | 173.42 | 0.01 | 0
2035 | HQ_NY_2_NYISO_A-F | HQ_NY | NYISO_A-F | Internal | Summer | B2 | 25 | 99999 | 3406.58 | 173.41 | 173.42 | 0.01 | 0
2035 | HQ_NY_2_NYISO_A-F | HQ_NY | NYISO_A-F | Internal | Summer | B3 | 75 | 99999 | 3266.68 | 173.38 | 173.39 | 0.01 | 0
2035 | HQ_NY_2_NYISO_A-F | HQ_NY | NYISO_A-F | Internal | Summer | B4 | 100 | 99999 | 3116.35 | 146.61 | 146.62 | 0.01 | 0
2035 | HQ_NY_2_NYISO_A-F | HQ_NY | NYISO_A-F | Internal | Summer | B5 | 200 | 99999 | 3025.57 | 121.76 | 121.78 | 0.01 | 0
2035 | HQ_NY_2_NYISO_A-F | HQ_NY | NYISO_A-F | Internal | Summer | B6 | 300 | 99999 | 2934.94 | 111.06 | 111.07 | 0.01 | 0
2035 | HQ_NY_2_NYISO_A-F | HQ_NY | NYISO_A-F | Internal | Summer | B7 | 400 | 99999 | 2830.83 | 103.36 | 103.37 | 0.01 | 0
2035 | HQ_NY_2_NYISO_A-F | HQ_NY | NYISO_A-F | Internal | Summer | B8 | 500 | 99999 | 2760.33 | 103.36 | 103.37 | 0.01 | 0
2035 | HQ_NY_2_NYISO_A-F | HQ_NY | NYISO_A-F | Internal | Summer | B9 | 800 | 99999 | 2664.8 | 103.36 | 103.37 | 0.01 | 0
2035 | HQ_NY_2_NYISO_A-F | HQ_NY | NYISO_A-F | Internal | Summer | B10 | 1262 | 99999 | 1436.4 | 103.36 | 103.37 | 0.01 | 0
2035 | HQ_NY_2_NYISO_A-F | HQ_NY | NYISO_A-F | Internal | Winter | B16 | 25 | 99999 | 3058.79 | 89.71 | 89.72 | 0.01 | 0
2035 | HQ_NY_2_NYISO_A-F | HQ_NY | NYISO_A-F | Internal | Winter | B17 | 100 | 99999 | 3001.11 | 87.45 | 87.47 | 0.01 | 0
2035 | HQ_NY_2_NYISO_A-F | HQ_NY | NYISO_A-F | Internal | Winter | B18 | 400 | 99999 | 2934.7 | 87.45 | 87.46 | 0.01 | 0
2035 | HQ_NY_2_NYISO_A-F | HQ_NY | NYISO_A-F | Internal | Winter | B19 | 700 | 99999 | 2819.06 | 81.87 | 81.88 | 0.01 | 0
2035 | HQ_NY_2_NYISO_A-F | HQ_NY | NYISO_A-F | Internal | Winter | B20 | 935 | 99999 | 1762.97 | 81.87 | 81.88 | 0.01 | 0
2035 | HQ_IESO_2_IESO | HQ_IESO | IESO | Internal | Shoulder | B11 | 25 | 99999 | 400 | 84.36 | 84.37 | 0.01 | 0
2035 | HQ_IESO_2_IESO | HQ_IESO | IESO | Internal | Shoulder | B12 | 200 | 99999 | 400.05 | 80.44 | 80.45 | 0.01 | 0
2035 | HQ_IESO_2_IESO | HQ_IESO | IESO | Internal | Shoulder | B13 | 600 | 99999 | 400.05 | 80.44 | 80.45 | 0.01 | 0
2035 | HQ_IESO_2_IESO | HQ_IESO | IESO | Internal | Shoulder | B14 | 900 | 99999 | 400.05 | 80.44 | 80.45 | 0.01 | 0
2035 | HQ_IESO_2_IESO | HQ_IESO | IESO | Internal | Shoulder | B15 | 1203 | 99999 | 75.51 | 80.44 | 80.45 | 0.01 | 0
2035 | HQ_IESO_2_IESO | HQ_IESO | IESO | Internal | Summer | B1 | 10 | 99999 | 400.07 | 166.41 | 166.42 | 0.01 | 0
2035 | HQ_IESO_2_IESO | HQ_IESO | IESO | Internal | Summer | B2 | 25 | 99999 | 400.02 | 166.52 | 166.53 | 0.01 | 0
2035 | HQ_IESO_2_IESO | HQ_IESO | IESO | Internal | Summer | B3 | 75 | 99999 | 400.13 | 169.26 | 169.28 | 0.01 | 0
2035 | HQ_IESO_2_IESO | HQ_IESO | IESO | Internal | Summer | B4 | 100 | 99999 | 400.13 | 137.99 | 138.01 | 0.01 | 0
2035 | HQ_IESO_2_IESO | HQ_IESO | IESO | Internal | Summer | B5 | 200 | 99999 | 400.13 | 112.15 | 112.17 | 0.01 | 0
2035 | HQ_IESO_2_IESO | HQ_IESO | IESO | Internal | Summer | B6 | 300 | 99999 | 400.13 | 102.89 | 102.9 | 0.01 | 0
2035 | HQ_IESO_2_IESO | HQ_IESO | IESO | Internal | Summer | B7 | 400 | 99999 | 400.08 | 89.85 | 89.86 | 0.01 | 0
2035 | HQ_IESO_2_IESO | HQ_IESO | IESO | Internal | Summer | B8 | 500 | 99999 | 400.05 | 76.63 | 76.64 | 0.01 | 0
2035 | HQ_IESO_2_IESO | HQ_IESO | IESO | Internal | Summer | B9 | 800 | 99999 | 400.05 | 73.1 | 73.11 | 0.01 | 0
2035 | HQ_IESO_2_IESO | HQ_IESO | IESO | Internal | Summer | B10 | 1262 | 99999 | 12.08 | 73.1 | 73.11 | 0.01 | 0
2035 | HQ_IESO_2_IESO | HQ_IESO | IESO | Internal | Winter | B16 | 25 | 99999 | 400 | 82.71 | 82.72 | 0.01 | 0
2035 | HQ_IESO_2_IESO | HQ_IESO | IESO | Internal | Winter | B17 | 100 | 99999 | 400.05 | 80.45 | 80.46 | 0.01 | 0
2035 | HQ_IESO_2_IESO | HQ_IESO | IESO | Internal | Winter | B18 | 400 | 99999 | 400.05 | 80.45 | 80.46 | 0.01 | 0
2035 | HQ_IESO_2_IESO | HQ_IESO | IESO | Internal | Winter | B19 | 700 | 99999 | 400.05 | 80.45 | 80.46 | 0.01 | 0
2035 | HQ_IESO_2_IESO | HQ_IESO | IESO | Internal | Winter | B20 | 935 | 99999 | 92.03 | 80.45 | 80.46 | 0.01 | 0
2035 | IESO_2_MAPP_CA | IESO | MAPP_CA | Internal | Shoulder | B11 | 25 | 262 | 0.58 | 84.37 | 87.45 | 7 | 0.01
2035 | IESO_2_MAPP_CA | IESO | MAPP_CA | Internal | Shoulder | B12 | 200 | 262 | 114.81 | 80.45 | 87.45 | 7 | 0
2035 | IESO_2_MAPP_CA | IESO | MAPP_CA | Internal | Shoulder | B13 | 600 | 262 | 119.89 | 80.45 | 87.45 | 7 | 0
2035 | IESO_2_MAPP_CA | IESO | MAPP_CA | Internal | Shoulder | B14 | 900 | 262 | 116.19 | 80.45 | 87.45 | 7 | 0
2035 | IESO_2_MAPP_CA | IESO | MAPP_CA | Internal | Shoulder | B15 | 1203 | 262 | 113.45 | 80.45 | 87.45 | 7 | 0
2035 | IESO_2_MAPP_CA | IESO | MAPP_CA | Internal | Summer | B1 | 10 | 262 | 0.54 | 166.42 | 158.83 | 7 | 0.03
2035 | IESO_2_MAPP_CA | IESO | MAPP_CA | Internal | Summer | B2 | 25 | 262 | 0.23 | 166.53 | 158.83 | 7 | 0.01
2035 | IESO_2_MAPP_CA | IESO | MAPP_CA | Internal | Summer | B3 | 75 | 262 | 0.13 | 169.28 | 168.87 | 7 | 0
2035 | IESO_2_MAPP_CA | IESO | MAPP_CA | Internal | Summer | B4 | 100 | 262 | 0.07 | 138.01 | 133.24 | 7 | 0
2035 | IESO_2_MAPP_CA | IESO | MAPP_CA | Internal | Summer | B5 | 200 | 262 | 0.05 | 112.17 | 111.76 | 7 | 0
2035 | IESO_2_MAPP_CA | IESO | MAPP_CA | Internal | Summer | B6 | 300 | 262 | 0.04 | 102.9 | 102.49 | 7 | 0
2035 | IESO_2_MAPP_CA | IESO | MAPP_CA | Internal | Summer | B7 | 400 | 262 | 0.03 | 89.86 | 89.45 | 7 | 0
2035 | IESO_2_MAPP_CA | IESO | MAPP_CA | Internal | Summer | B8 | 500 | 262 | 261.97 | 76.64 | 87.78 | 7 | 4.14
2035 | IESO_2_MAPP_CA | IESO | MAPP_CA | Internal | Summer | B9 | 800 | 262 | 261.99 | 73.11 | 87.78 | 7 | 7.67
2035 | IESO_2_MAPP_CA | IESO | MAPP_CA | Internal | Summer | B10 | 1262 | 262 | 262 | 73.11 | 87.78 | 7 | 7.67
2035 | IESO_2_MAPP_CA | IESO | MAPP_CA | Internal | Winter | B16 | 25 | 262 | 261.52 | 82.72 | 92.7 | 7 | 2.99
2035 | IESO_2_MAPP_CA | IESO | MAPP_CA | Internal | Winter | B17 | 100 | 262 | 261.94 | 80.46 | 92.7 | 7 | 5.24
2035 | IESO_2_MAPP_CA | IESO | MAPP_CA | Internal | Winter | B18 | 400 | 262 | 261.98 | 80.46 | 92.7 | 7 | 5.24
2035 | IESO_2_MAPP_CA | IESO | MAPP_CA | Internal | Winter | B19 | 700 | 262 | 261.99 | 80.46 | 92.7 | 7 | 5.24
2035 | IESO_2_MAPP_CA | IESO | MAPP_CA | Internal | Winter | B20 | 935 | 262 | 261.99 | 80.46 | 92.7 | 7 | 5.24
2035 | IESO_2_MISO_MI | IESO | MISO_MI | Internal | Shoulder | B11 | 25 | 1840 | 1916.42 | 84.37 | 127.75 | 7 | 36.38
2035 | IESO_2_MISO_MI | IESO | MISO_MI | Internal | Shoulder | B12 | 200 | 1840 | 1840.05 | 80.45 | 117.96 | 7 | 30.5
2035 | IESO_2_MISO_MI | IESO | MISO_MI | Internal | Shoulder | B13 | 600 | 1840 | 1840.02 | 80.45 | 117.96 | 7 | 30.5
2035 | IESO_2_MISO_MI | IESO | MISO_MI | Internal | Shoulder | B14 | 900 | 1840 | 1840.01 | 80.45 | 117.6 | 7 | 30.15
2035 | IESO_2_MISO_MI | IESO | MISO_MI | Internal | Shoulder | B15 | 1203 | 1840 | 1840 | 80.45 | 113.65 | 7 | 26.19
2035 | IESO_2_MISO_MI | IESO | MISO_MI | Internal | Summer | B1 | 10 | 1840 | 1851.25 | 166.42 | 209.45 | 7 | 36.03
2035 | IESO_2_MISO_MI | IESO | MISO_MI | Internal | Summer | B2 | 25 | 1840 | 3165.5 | 166.53 | 209.92 | 7 | 36.4
2035 | IESO_2_MISO_MI | IESO | MISO_MI | Internal | Summer | B3 | 75 | 1840 | 1840.4 | 169.28 | 209.92 | 7 | 33.65
2035 | IESO_2_MISO_MI | IESO | MISO_MI | Internal | Summer | B4 | 100 | 1840 | 3043.84 | 138.01 | 181.4 | 7 | 36.4
2035 | IESO_2_MISO_MI | IESO | MISO_MI | Internal | Summer | B5 | 200 | 1840 | 1843.61 | 112.17 | 155.5 | 7 | 36.33
2035 | IESO_2_MISO_MI | IESO | MISO_MI | Internal | Summer | B6 | 300 | 1840 | 1840.08 | 102.9 | 142.07 | 7 | 32.17
2035 | IESO_2_MISO_MI | IESO | MISO_MI | Internal | Summer | B7 | 400 | 1840 | 4210.72 | 89.86 | 133.26 | 7 | 36.4
2035 | IESO_2_MISO_MI | IESO | MISO_MI | Internal | Summer | B8 | 500 | 1840 | 4692.36 | 76.64 | 120.04 | 7 | 36.4
2035 | IESO_2_MISO_MI | IESO | MISO_MI | Internal | Summer | B9 | 800 | 1840 | 3441.16 | 73.11 | 116.51 | 7 | 36.4
2035 | IESO_2_MISO_MI | IESO | MISO_MI | Internal | Summer | B10 | 1262 | 1840 | 1840.02 | 73.11 | 114.68 | 7 | 34.57
2035 | IESO_2_MISO_MI | IESO | MISO_MI | Internal | Winter | B16 | 25 | 1840 | 1840.39 | 82.72 | 120.98 | 7 | 31.26
2035 | IESO_2_MISO_MI | IESO | MISO_MI | Internal | Winter | B17 | 100 | 1840 | 1840.19 | 80.46 | 120.98 | 7 | 33.51
2035 | IESO_2_MISO_MI | IESO | MISO_MI | Internal | Winter | B18 | 400 | 1840 | 1840.04 | 80.46 | 119.12 | 7 | 31.66
2035 | IESO_2_MISO_MI | IESO | MISO_MI | Internal | Winter | B19 | 700 | 1840 | 1840.02 | 80.46 | 117.89 | 7 | 30.43
2035 | IESO_2_MISO_MI | IESO | MISO_MI | Internal | Winter | B20 | 935 | 1840 | 1840 | 80.46 | 113.28 | 7 | 25.82
2035 | IESO_2_MISO_W | IESO | MISO_W | Internal | Shoulder | B11 | 25 | 140 | 140.23 | 84.37 | 109.49 | 7 | 18.14
2035 | IESO_2_MISO_W | IESO | MISO_W | Internal | Shoulder | B12 | 200 | 140 | 140 | 80.45 | 99.7 | 7 | 12.25
2035 | IESO_2_MISO_W | IESO | MISO_W | Internal | Shoulder | B13 | 600 | 140 | 140 | 80.45 | 98.58 | 7 | 11.13
2035 | IESO_2_MISO_W | IESO | MISO_W | Internal | Shoulder | B14 | 900 | 140 | 140 | 80.45 | 95.1 | 7 | 7.65
2035 | IESO_2_MISO_W | IESO | MISO_W | Internal | Shoulder | B15 | 1203 | 140 | 139.99 | 80.45 | 93.4 | 7 | 5.94
2035 | IESO_2_MISO_W | IESO | MISO_W | Internal | Summer | B1 | 10 | 140 | 140.53 | 166.42 | 191.19 | 7 | 17.83
2035 | IESO_2_MISO_W | IESO | MISO_W | Internal | Summer | B2 | 25 | 140 | 140.21 | 166.53 | 191.19 | 7 | 17.69
2035 | IESO_2_MISO_W | IESO | MISO_W | Internal | Summer | B3 | 75 | 140 | 2320.25 | 169.28 | 201.23 | 7 | 24.96
2035 | IESO_2_MISO_W | IESO | MISO_W | Internal | Summer | B4 | 100 | 140 | 140.1 | 138.01 | 165.6 | 7 | 20.6
2035 | IESO_2_MISO_W | IESO | MISO_W | Internal | Summer | B5 | 200 | 140 | 1927.59 | 112.17 | 144.12 | 7 | 24.96
2035 | IESO_2_MISO_W | IESO | MISO_W | Internal | Summer | B6 | 300 | 140 | 2376.78 | 102.9 | 134.86 | 7 | 24.96
2035 | IESO_2_MISO_W | IESO | MISO_W | Internal | Summer | B7 | 400 | 140 | 341.56 | 89.86 | 121.82 | 7 | 24.96
2035 | IESO_2_MISO_W | IESO | MISO_W | Internal | Summer | B8 | 500 | 140 | 140.01 | 76.64 | 101.78 | 7 | 18.14
2035 | IESO_2_MISO_W | IESO | MISO_W | Internal | Summer | B9 | 800 | 140 | 140.01 | 73.11 | 97.87 | 7 | 17.76
2035 | IESO_2_MISO_W | IESO | MISO_W | Internal | Summer | B10 | 1262 | 140 | 140 | 73.11 | 91.77 | 7 | 11.66
2035 | IESO_2_MISO_W | IESO | MISO_W | Internal | Winter | B16 | 25 | 140 | 140.06 | 82.72 | 102.72 | 7 | 13.02
2035 | IESO_2_MISO_W | IESO | MISO_W | Internal | Winter | B17 | 100 | 140 | 140.01 | 80.46 | 100.47 | 7 | 13.01
2035 | IESO_2_MISO_W | IESO | MISO_W | Internal | Winter | B18 | 400 | 140 | 140 | 80.46 | 100.46 | 7 | 13
2035 | IESO_2_MISO_W | IESO | MISO_W | Internal | Winter | B19 | 700 | 140 | 140 | 80.46 | 98.51 | 7 | 11.05
2035 | IESO_2_MISO_W | IESO | MISO_W | Internal | Winter | B20 | 935 | 140 | 139.99 | 80.46 | 92.71 | 7 | 5.25
2035 | IESO_2_NYISO_A-F | IESO | NYISO_A-F | Internal | Shoulder | B11 | 25 | 1725 | 1719.14 | 84.37 | 91.72 | 7 | 0.35
2035 | IESO_2_NYISO_A-F | IESO | NYISO_A-F | Internal | Shoulder | B12 | 200 | 1725 | 873.36 | 80.45 | 87.46 | 7 | 0
2035 | IESO_2_NYISO_A-F | IESO | NYISO_A-F | Internal | Shoulder | B13 | 600 | 1725 | 0.09 | 80.45 | 85.58 | 7 | 0
2035 | IESO_2_NYISO_A-F | IESO | NYISO_A-F | Internal | Shoulder | B14 | 900 | 1725 | 0.02 | 80.45 | 82.1 | 7 | 0
2035 | IESO_2_NYISO_A-F | IESO | NYISO_A-F | Internal | Shoulder | B15 | 1203 | 1725 | 0.01 | 80.45 | 82.1 | 7 | 0
2035 | IESO_2_NYISO_A-F | IESO | NYISO_A-F | Internal | Summer | B1 | 10 | 1725 | 927.71 | 166.42 | 173.42 | 7 | 0.01
2035 | IESO_2_NYISO_A-F | IESO | NYISO_A-F | Internal | Summer | B2 | 25 | 1725 | 18.82 | 166.53 | 173.42 | 7 | 0
2035 | IESO_2_NYISO_A-F | IESO | NYISO_A-F | Internal | Summer | B3 | 75 | 1725 | 0.53 | 169.28 | 173.39 | 7 | 0
2035 | IESO_2_NYISO_A-F | IESO | NYISO_A-F | Internal | Summer | B4 | 100 | 1725 | 1724.66 | 138.01 | 146.62 | 7 | 1.61
2035 | IESO_2_NYISO_A-F | IESO | NYISO_A-F | Internal | Summer | B5 | 200 | 1725 | 1724.9 | 112.17 | 121.78 | 7 | 2.61
2035 | IESO_2_NYISO_A-F | IESO | NYISO_A-F | Internal | Summer | B6 | 300 | 1725 | 1724.85 | 102.9 | 111.07 | 7 | 1.17
2035 | IESO_2_NYISO_A-F | IESO | NYISO_A-F | Internal | Summer | B7 | 400 | 1725 | 1724.98 | 89.86 | 103.37 | 7 | 6.51
2035 | IESO_2_NYISO_A-F | IESO | NYISO_A-F | Internal | Summer | B8 | 500 | 1725 | 1725 | 76.64 | 103.37 | 7 | 19.73
2035 | IESO_2_NYISO_A-F | IESO | NYISO_A-F | Internal | Summer | B9 | 800 | 1725 | 1725 | 73.11 | 103.37 | 7 | 23.26
2035 | IESO_2_NYISO_A-F | IESO | NYISO_A-F | Internal | Summer | B10 | 1262 | 1725 | 1725 | 73.11 | 103.37 | 7 | 23.26
2035 | IESO_2_NYISO_A-F | IESO | NYISO_A-F | Internal | Winter | B16 | 25 | 1725 | 1239.05 | 82.72 | 89.72 | 7 | 0
2035 | IESO_2_NYISO_A-F | IESO | NYISO_A-F | Internal | Winter | B17 | 100 | 1725 | 1435.81 | 80.46 | 87.47 | 7 | 0
2035 | IESO_2_NYISO_A-F | IESO | NYISO_A-F | Internal | Winter | B18 | 400 | 1725 | 1199.48 | 80.46 | 87.46 | 7 | 0
2035 | IESO_2_NYISO_A-F | IESO | NYISO_A-F | Internal | Winter | B19 | 700 | 1725 | 0.03 | 80.46 | 81.88 | 7 | 0
2035 | IESO_2_NYISO_A-F | IESO | NYISO_A-F | Internal | Winter | B20 | 935 | 1725 | 0.02 | 80.46 | 81.88 | 7 | 0
2035 | MAPP_CA_2_IESO | MAPP_CA | IESO | Internal | Shoulder | B11 | 25 | 330 | 0.29 | 87.45 | 84.37 | 8 | 0.01
2035 | MAPP_CA_2_IESO | MAPP_CA | IESO | Internal | Shoulder | B12 | 200 | 330 | 0.03 | 87.45 | 80.45 | 8 | 0
2035 | MAPP_CA_2_IESO | MAPP_CA | IESO | Internal | Shoulder | B13 | 600 | 330 | 0.01 | 87.45 | 80.45 | 8 | 0
2035 | MAPP_CA_2_IESO | MAPP_CA | IESO | Internal | Shoulder | B14 | 900 | 330 | 0 | 87.45 | 80.45 | 8 | 0
2035 | MAPP_CA_2_IESO | MAPP_CA | IESO | Internal | Shoulder | B15 | 1203 | 330 | 0 | 87.45 | 80.45 | 8 | 0
2035 | MAPP_CA_2_IESO | MAPP_CA | IESO | Internal | Summer | B1 | 10 | 330 | 8.82 | 158.83 | 166.42 | 8 | 0.03
2035 | MAPP_CA_2_IESO | MAPP_CA | IESO | Internal | Summer | B2 | 25 | 330 | 5.17 | 158.83 | 166.53 | 8 | 0.01
2035 | MAPP_CA_2_IESO | MAPP_CA | IESO | Internal | Summer | B3 | 75 | 330 | 0.13 | 168.87 | 169.28 | 8 | 0
2035 | MAPP_CA_2_IESO | MAPP_CA | IESO | Internal | Summer | B4 | 100 | 330 | 0.23 | 133.24 | 138.01 | 8 | 0
2035 | MAPP_CA_2_IESO | MAPP_CA | IESO | Internal | Summer | B5 | 200 | 330 | 0.05 | 111.76 | 112.17 | 8 | 0
2035 | MAPP_CA_2_IESO | MAPP_CA | IESO | Internal | Summer | B6 | 300 | 330 | 0.03 | 102.49 | 102.9 | 8 | 0
2035 | MAPP_CA_2_IESO | MAPP_CA | IESO | Internal | Summer | B7 | 400 | 330 | 0.03 | 89.45 | 89.86 | 8 | 0
2035 | MAPP_CA_2_IESO | MAPP_CA | IESO | Internal | Summer | B8 | 500 | 330 | 0.01 | 87.78 | 76.64 | 8 | 0
2035 | MAPP_CA_2_IESO | MAPP_CA | IESO | Internal | Summer | B9 | 800 | 330 | 0 | 87.78 | 73.11 | 8 | 0
2035 | MAPP_CA_2_IESO | MAPP_CA | IESO | Internal | Summer | B10 | 1262 | 330 | 0 | 87.78 | 73.11 | 8 | 0
2035 | MAPP_CA_2_IESO | MAPP_CA | IESO | Internal | Winter | B16 | 25 | 330 | 0.2 | 92.7 | 82.72 | 8 | 0.01
2035 | MAPP_CA_2_IESO | MAPP_CA | IESO | Internal | Winter | B17 | 100 | 330 | 0.05 | 92.7 | 80.46 | 8 | 0
2035 | MAPP_CA_2_IESO | MAPP_CA | IESO | Internal | Winter | B18 | 400 | 330 | 0.01 | 92.7 | 80.46 | 8 | 0
2035 | MAPP_CA_2_IESO | MAPP_CA | IESO | Internal | Winter | B19 | 700 | 330 | 0 | 92.7 | 80.46 | 8 | 0
2035 | MAPP_CA_2_IESO | MAPP_CA | IESO | Internal | Winter | B20 | 935 | 330 | 0 | 92.7 | 80.46 | 8 | 0
2035 | MAPP_CA_2_MAPP_US | MAPP_CA | MAPP_US | Internal | Shoulder | B11 | 25 | 372 | 351.27 | 87.45 | 94.52 | 7 | 0.08
2035 | MAPP_CA_2_MAPP_US | MAPP_CA | MAPP_US | Internal | Shoulder | B12 | 200 | 372 | 0.17 | 87.45 | 92.7 | 7 | 0
2035 | MAPP_CA_2_MAPP_US | MAPP_CA | MAPP_US | Internal | Shoulder | B13 | 600 | 372 | 0.02 | 87.45 | 88.1 | 7 | 0
2035 | MAPP_CA_2_MAPP_US | MAPP_CA | MAPP_US | Internal | Shoulder | B14 | 900 | 372 | 0.02 | 87.45 | 88.1 | 7 | 0
2035 | MAPP_CA_2_MAPP_US | MAPP_CA | MAPP_US | Internal | Shoulder | B15 | 1203 | 372 | 0 | 87.45 | 86.4 | 7 | 0
2035 | MAPP_CA_2_MAPP_US | MAPP_CA | MAPP_US | Internal | Summer | B1 | 10 | 372 | 372.81 | 158.83 | 184.19 | 7 | 18.38
2035 | MAPP_CA_2_MAPP_US | MAPP_CA | MAPP_US | Internal | Summer | B2 | 25 | 372 | 372.32 | 158.83 | 184.19 | 7 | 18.37
2035 | MAPP_CA_2_MAPP_US | MAPP_CA | MAPP_US | Internal | Summer | B3 | 75 | 372 | 372.13 | 168.87 | 194.23 | 7 | 18.37
2035 | MAPP_CA_2_MAPP_US | MAPP_CA | MAPP_US | Internal | Summer | B4 | 100 | 372 | 372.09 | 133.24 | 158.61 | 7 | 18.37
2035 | MAPP_CA_2_MAPP_US | MAPP_CA | MAPP_US | Internal | Summer | B5 | 200 | 372 | 372.05 | 111.76 | 137.13 | 7 | 18.37
2035 | MAPP_CA_2_MAPP_US | MAPP_CA | MAPP_US | Internal | Summer | B6 | 300 | 372 | 372.03 | 102.49 | 127.86 | 7 | 18.37
2035 | MAPP_CA_2_MAPP_US | MAPP_CA | MAPP_US | Internal | Summer | B7 | 400 | 372 | 372.07 | 89.45 | 118.06 | 7 | 21.61
2035 | MAPP_CA_2_MAPP_US | MAPP_CA | MAPP_US | Internal | Summer | B8 | 500 | 372 | 197.62 | 87.78 | 94.78 | 7 | 0
2035 | MAPP_CA_2_MAPP_US | MAPP_CA | MAPP_US | Internal | Summer | B9 | 800 | 372 | 0.04 | 87.78 | 90.87 | 7 | 0
2035 | MAPP_CA_2_MAPP_US | MAPP_CA | MAPP_US | Internal | Summer | B10 | 1262 | 372 | 0 | 87.78 | 84.77 | 7 | 0
2035 | MAPP_CA_2_MAPP_US | MAPP_CA | MAPP_US | Internal | Winter | B16 | 25 | 372 | 0.35 | 92.7 | 91.51 | 7 | 0.01
2035 | MAPP_CA_2_MAPP_US | MAPP_CA | MAPP_US | Internal | Winter | B17 | 100 | 372 | 0.1 | 92.7 | 91.51 | 7 | 0
2035 | MAPP_CA_2_MAPP_US | MAPP_CA | MAPP_US | Internal | Winter | B18 | 400 | 372 | 0.03 | 92.7 | 91.51 | 7 | 0
2035 | MAPP_CA_2_MAPP_US | MAPP_CA | MAPP_US | Internal | Winter | B19 | 700 | 372 | 0.02 | 92.7 | 91.51 | 7 | 0
2035 | MAPP_CA_2_MAPP_US | MAPP_CA | MAPP_US | Internal | Winter | B20 | 935 | 372 | 0 | 92.7 | 85.71 | 7 | 0
2035 | MAPP_CA_2_MISO_W | MAPP_CA | MISO_W | Internal | Shoulder | B11 | 25 | 1970 | 1970.17 | 87.45 | 109.49 | 0.01 | 22.03
2035 | MAPP_CA_2_MISO_W | MAPP_CA | MISO_W | Internal | Shoulder | B12 | 200 | 1970 | 1969.99 | 87.45 | 99.7 | 0.01 | 12.24
2035 | MAPP_CA_2_MISO_W | MAPP_CA | MISO_W | Internal | Shoulder | B13 | 600 | 1970 | 1970 | 87.45 | 98.58 | 0.01 | 11.12
2035 | MAPP_CA_2_MISO_W | MAPP_CA | MISO_W | Internal | Shoulder | B14 | 900 | 1970 | 1970 | 87.45 | 95.1 | 0.01 | 7.64
2035 | MAPP_CA_2_MISO_W | MAPP_CA | MISO_W | Internal | Shoulder | B15 | 1203 | 1970 | 1969.99 | 87.45 | 93.4 | 0.01 | 5.93
2035 | MAPP_CA_2_MISO_W | MAPP_CA | MISO_W | Internal | Summer | B1 | 10 | 1970 | 4078.01 | 158.83 | 191.19 | 0.01 | 32.36
2035 | MAPP_CA_2_MISO_W | MAPP_CA | MISO_W | Internal | Summer | B2 | 25 | 1970 | 4092.61 | 158.83 | 191.19 | 0.01 | 32.36
2035 | MAPP_CA_2_MISO_W | MAPP_CA | MISO_W | Internal | Summer | B3 | 75 | 1970 | 3960.81 | 168.87 | 201.23 | 0.01 | 32.36
2035 | MAPP_CA_2_MISO_W | MAPP_CA | MISO_W | Internal | Summer | B4 | 100 | 1970 | 3830.71 | 133.24 | 165.6 | 0.01 | 32.36
2035 | MAPP_CA_2_MISO_W | MAPP_CA | MISO_W | Internal | Summer | B5 | 200 | 1970 | 3708.52 | 111.76 | 144.12 | 0.01 | 32.36
2035 | MAPP_CA_2_MISO_W | MAPP_CA | MISO_W | Internal | Summer | B6 | 300 | 1970 | 3569.1 | 102.49 | 134.86 | 0.01 | 32.36
2035 | MAPP_CA_2_MISO_W | MAPP_CA | MISO_W | Internal | Summer | B7 | 400 | 1970 | 3507.2 | 89.45 | 121.82 | 0.01 | 32.36
2035 | MAPP_CA_2_MISO_W | MAPP_CA | MISO_W | Internal | Summer | B8 | 500 | 1970 | 1970 | 87.78 | 101.78 | 0.01 | 13.99
2035 | MAPP_CA_2_MISO_W | MAPP_CA | MISO_W | Internal | Summer | B9 | 800 | 1970 | 1970 | 87.78 | 97.87 | 0.01 | 10.08
2035 | MAPP_CA_2_MISO_W | MAPP_CA | MISO_W | Internal | Summer | B10 | 1262 | 1970 | 1969.99 | 87.78 | 91.77 | 0.01 | 3.98
2035 | MAPP_CA_2_MISO_W | MAPP_CA | MISO_W | Internal | Winter | B16 | 25 | 1970 | 1969.9 | 92.7 | 102.72 | 0.01 | 10.01
2035 | MAPP_CA_2_MISO_W | MAPP_CA | MISO_W | Internal | Winter | B17 | 100 | 1970 | 1969.96 | 92.7 | 100.47 | 0.01 | 7.76
2035 | MAPP_CA_2_MISO_W | MAPP_CA | MISO_W | Internal | Winter | B18 | 400 | 1970 | 1969.99 | 92.7 | 100.46 | 0.01 | 7.75
2035 | MAPP_CA_2_MISO_W | MAPP_CA | MISO_W | Internal | Winter | B19 | 700 | 1970 | 1969.99 | 92.7 | 98.51 | 0.01 | 5.8
2035 | MAPP_CA_2_MISO_W | MAPP_CA | MISO_W | Internal | Winter | B20 | 935 | 1970 | 1556.16 | 92.7 | 92.71 | 0.01 | 0
2035 | MAPP_US_2_MAPP_CA | MAPP_US | MAPP_CA | Internal | Shoulder | B11 | 25 | 165 | 0.31 | 94.52 | 87.45 | 7 | 0.02
2035 | MAPP_US_2_MAPP_CA | MAPP_US | MAPP_CA | Internal | Shoulder | B12 | 200 | 165 | 0.05 | 92.7 | 87.45 | 7 | 0
2035 | MAPP_US_2_MAPP_CA | MAPP_US | MAPP_CA | Internal | Shoulder | B13 | 600 | 165 | 0.03 | 88.1 | 87.45 | 7 | 0
2035 | MAPP_US_2_MAPP_CA | MAPP_US | MAPP_CA | Internal | Shoulder | B14 | 900 | 165 | 0.02 | 88.1 | 87.45 | 7 | 0
2035 | MAPP_US_2_MAPP_CA | MAPP_US | MAPP_CA | Internal | Shoulder | B15 | 1203 | 165 | 0.02 | 86.4 | 87.45 | 7 | 0
2035 | MAPP_US_2_MAPP_CA | MAPP_US | MAPP_CA | Internal | Summer | B1 | 10 | 165 | 0.39 | 184.19 | 158.83 | 7 | 0.04
2035 | MAPP_US_2_MAPP_CA | MAPP_US | MAPP_CA | Internal | Summer | B2 | 25 | 165 | 0.16 | 184.19 | 158.83 | 7 | 0.02
2035 | MAPP_US_2_MAPP_CA | MAPP_US | MAPP_CA | Internal | Summer | B3 | 75 | 165 | 0.05 | 194.23 | 168.87 | 7 | 0.01
2035 | MAPP_US_2_MAPP_CA | MAPP_US | MAPP_CA | Internal | Summer | B4 | 100 | 165 | 0.04 | 158.61 | 133.24 | 7 | 0
2035 | MAPP_US_2_MAPP_CA | MAPP_US | MAPP_CA | Internal | Summer | B5 | 200 | 165 | 0.02 | 137.13 | 111.76 | 7 | 0
2035 | MAPP_US_2_MAPP_CA | MAPP_US | MAPP_CA | Internal | Summer | B6 | 300 | 165 | 0.01 | 127.86 | 102.49 | 7 | 0
2035 | MAPP_US_2_MAPP_CA | MAPP_US | MAPP_CA | Internal | Summer | B7 | 400 | 165 | 0 | 118.06 | 89.45 | 7 | 0
2035 | MAPP_US_2_MAPP_CA | MAPP_US | MAPP_CA | Internal | Summer | B8 | 500 | 165 | 0.02 | 94.78 | 87.78 | 7 | 0
2035 | MAPP_US_2_MAPP_CA | MAPP_US | MAPP_CA | Internal | Summer | B9 | 800 | 165 | 0.01 | 90.87 | 87.78 | 7 | 0
2035 | MAPP_US_2_MAPP_CA | MAPP_US | MAPP_CA | Internal | Summer | B10 | 1262 | 165 | 0.02 | 84.77 | 87.78 | 7 | 0
2035 | MAPP_US_2_MAPP_CA | MAPP_US | MAPP_CA | Internal | Winter | B16 | 25 | 165 | 0.76 | 91.51 | 92.7 | 7 | 0.02
2035 | MAPP_US_2_MAPP_CA | MAPP_US | MAPP_CA | Internal | Winter | B17 | 100 | 165 | 0.19 | 91.51 | 92.7 | 7 | 0
2035 | MAPP_US_2_MAPP_CA | MAPP_US | MAPP_CA | Internal | Winter | B18 | 400 | 165 | 0.05 | 91.51 | 92.7 | 7 | 0
2035 | MAPP_US_2_MAPP_CA | MAPP_US | MAPP_CA | Internal | Winter | B19 | 700 | 165 | 0.03 | 91.51 | 92.7 | 7 | 0
2035 | MAPP_US_2_MAPP_CA | MAPP_US | MAPP_CA | Internal | Winter | B20 | 935 | 165 | 6.78 | 85.71 | 92.7 | 7 | 0
2035 | MAPP_US_2_MISO_W | MAPP_US | MISO_W | Internal | Shoulder | B11 | 25 | 2635 | 2634.86 | 94.52 | 109.49 | 7 | 7.97
2035 | MAPP_US_2_MISO_W | MAPP_US | MISO_W | Internal | Shoulder | B12 | 200 | 2635 | 2519.84 | 92.7 | 99.7 | 7 | 0
2035 | MAPP_US_2_MISO_W | MAPP_US | MISO_W | Internal | Shoulder | B13 | 600 | 2635 | 2634.97 | 88.1 | 98.58 | 7 | 3.48
2035 | MAPP_US_2_MISO_W | MAPP_US | MISO_W | Internal | Shoulder | B14 | 900 | 2635 | 1731.67 | 88.1 | 95.1 | 7 | 0
2035 | MAPP_US_2_MISO_W | MAPP_US | MISO_W | Internal | Shoulder | B15 | 1203 | 2635 | 1900.78 | 86.4 | 93.4 | 7 | 0
2035 | MAPP_US_2_MISO_W | MAPP_US | MISO_W | Internal | Summer | B1 | 10 | 2635 | 1272.56 | 184.19 | 191.19 | 7 | 0.01
2035 | MAPP_US_2_MISO_W | MAPP_US | MISO_W | Internal | Summer | B2 | 25 | 2635 | 2013.63 | 184.19 | 191.19 | 7 | 0
2035 | MAPP_US_2_MISO_W | MAPP_US | MISO_W | Internal | Summer | B3 | 75 | 2635 | 756.44 | 194.23 | 201.23 | 7 | 0
2035 | MAPP_US_2_MISO_W | MAPP_US | MISO_W | Internal | Summer | B4 | 100 | 2635 | 633.24 | 158.61 | 165.6 | 7 | 0
2035 | MAPP_US_2_MISO_W | MAPP_US | MISO_W | Internal | Summer | B5 | 200 | 2635 | 454.19 | 137.13 | 144.12 | 7 | 0
2035 | MAPP_US_2_MISO_W | MAPP_US | MISO_W | Internal | Summer | B6 | 300 | 2635 | 232.72 | 127.86 | 134.86 | 7 | 0
2035 | MAPP_US_2_MISO_W | MAPP_US | MISO_W | Internal | Summer | B7 | 400 | 2635 | 0.07 | 118.06 | 121.82 | 7 | 0
2035 | MAPP_US_2_MISO_W | MAPP_US | MISO_W | Internal | Summer | B8 | 500 | 2635 | 2431.41 | 94.78 | 101.78 | 7 | 0
2035 | MAPP_US_2_MISO_W | MAPP_US | MISO_W | Internal | Summer | B9 | 800 | 2635 | 1975.69 | 90.87 | 97.87 | 7 | 0
2035 | MAPP_US_2_MISO_W | MAPP_US | MISO_W | Internal | Summer | B10 | 1262 | 2635 | 2015.55 | 84.77 | 91.77 | 7 | 0
2035 | MAPP_US_2_MISO_W | MAPP_US | MISO_W | Internal | Winter | B16 | 25 | 2635 | 2634.63 | 91.51 | 102.72 | 7 | 4.21
2035 | MAPP_US_2_MISO_W | MAPP_US | MISO_W | Internal | Winter | B17 | 100 | 2635 | 2634.7 | 91.51 | 100.47 | 7 | 1.95
2035 | MAPP_US_2_MISO_W | MAPP_US | MISO_W | Internal | Winter | B18 | 400 | 2635 | 2634.91 | 91.51 | 100.46 | 7 | 1.95
2035 | MAPP_US_2_MISO_W | MAPP_US | MISO_W | Internal | Winter | B19 | 700 | 2635 | 1468.14 | 91.51 | 98.51 | 7 | 0
2035 | MAPP_US_2_MISO_W | MAPP_US | MISO_W | Internal | Winter | B20 | 935 | 2635 | 1684.29 | 85.71 | 92.71 | 7 | 0
2035 | MAPP_US_2_NE | MAPP_US | NE | Internal | Shoulder | B11 | 25 | 2000 | 0.25 | 94.52 | 82.7 | 7 | 0
2035 | MAPP_US_2_NE | MAPP_US | NE | Internal | Shoulder | B12 | 200 | 2000 | 0.02 | 92.7 | 55.31 | 7 | 0
2035 | MAPP_US_2_NE | MAPP_US | NE | Internal | Shoulder | B13 | 600 | 2000 | 0 | 88.1 | 54.19 | 7 | 0
2035 | MAPP_US_2_NE | MAPP_US | NE | Internal | Shoulder | B14 | 900 | 2000 | 0 | 88.1 | 50.71 | 7 | 0
2035 | MAPP_US_2_NE | MAPP_US | NE | Internal | Shoulder | B15 | 1203 | 2000 | 0 | 86.4 | 49 | 7 | 0
2035 | MAPP_US_2_NE | MAPP_US | NE | Internal | Summer | B1 | 10 | 2000 | 0.33 | 184.19 | 151.28 | 7 | 0
2035 | MAPP_US_2_NE | MAPP_US | NE | Internal | Summer | B2 | 25 | 2000 | 0.17 | 184.19 | 161.25 | 7 | 0
2035 | MAPP_US_2_NE | MAPP_US | NE | Internal | Summer | B3 | 75 | 2000 | 0.34 | 194.23 | 196.24 | 7 | 0
2035 | MAPP_US_2_NE | MAPP_US | NE | Internal | Summer | B4 | 100 | 2000 | 0.25 | 158.61 | 160.6 | 7 | 0
2035 | MAPP_US_2_NE | MAPP_US | NE | Internal | Summer | B5 | 200 | 2000 | 0.13 | 137.13 | 139.12 | 7 | 0
2035 | MAPP_US_2_NE | MAPP_US | NE | Internal | Summer | B6 | 300 | 2000 | 0.37 | 127.86 | 133.94 | 7 | 0
2035 | MAPP_US_2_NE | MAPP_US | NE | Internal | Summer | B7 | 400 | 2000 | 874.72 | 118.06 | 125.06 | 7 | 0
2035 | MAPP_US_2_NE | MAPP_US | NE | Internal | Summer | B8 | 500 | 2000 | 0.03 | 94.78 | 89.78 | 7 | 0
2035 | MAPP_US_2_NE | MAPP_US | NE | Internal | Summer | B9 | 800 | 2000 | 0 | 90.87 | 62.33 | 7 | 0
2035 | MAPP_US_2_NE | MAPP_US | NE | Internal | Summer | B10 | 1262 | 2000 | 0 | 84.77 | 49.32 | 7 | 0
2035 | MAPP_US_2_NE | MAPP_US | NE | Internal | Winter | B16 | 25 | 2000 | 0.13 | 91.51 | 58.32 | 7 | 0
2035 | MAPP_US_2_NE | MAPP_US | NE | Internal | Winter | B17 | 100 | 2000 | 0.03 | 91.51 | 56.07 | 7 | 0
2035 | MAPP_US_2_NE | MAPP_US | NE | Internal | Winter | B18 | 400 | 2000 | 0 | 91.51 | 56.07 | 7 | 0
2035 | MAPP_US_2_NE | MAPP_US | NE | Internal | Winter | B19 | 700 | 2000 | 0 | 91.51 | 54.11 | 7 | 0
2035 | MAPP_US_2_NE | MAPP_US | NE | Internal | Winter | B20 | 935 | 2000 | 0 | 85.71 | 48.31 | 7 | 0
2035 | MARITIMES_2_NEISO | MARITIMES | NEISO | Internal | Shoulder | B11 | 25 | 99999 | 1400.04 | 93.35 | 93.36 | 0.01 | 0
2035 | MARITIMES_2_NEISO | MARITIMES | NEISO | Internal | Shoulder | B12 | 200 | 99999 | 1400.12 | 89.08 | 89.09 | 0.01 | 0
2035 | MARITIMES_2_NEISO | MARITIMES | NEISO | Internal | Shoulder | B13 | 600 | 99999 | 1400.1 | 87.2 | 87.22 | 0.01 | 0
2035 | MARITIMES_2_NEISO | MARITIMES | NEISO | Internal | Shoulder | B14 | 900 | 99999 | 1400.09 | 83.44 | 83.45 | 0.01 | 0
2035 | MARITIMES_2_NEISO | MARITIMES | NEISO | Internal | Shoulder | B15 | 1203 | 99999 | 426.5 | 80.26 | 80.27 | 0.01 | 0
2035 | MARITIMES_2_NEISO | MARITIMES | NEISO | Internal | Summer | B1 | 10 | 99999 | 1400.16 | 175.04 | 175.05 | 0.01 | 0
2035 | MARITIMES_2_NEISO | MARITIMES | NEISO | Internal | Summer | B2 | 25 | 99999 | 1400.1 | 176.41 | 176.42 | 0.01 | 0
2035 | MARITIMES_2_NEISO | MARITIMES | NEISO | Internal | Summer | B3 | 75 | 99999 | 1400.21 | 174.53 | 174.54 | 0.01 | 0
2035 | MARITIMES_2_NEISO | MARITIMES | NEISO | Internal | Summer | B4 | 100 | 99999 | 1400.2 | 147.75 | 147.76 | 0.01 | 0
2035 | MARITIMES_2_NEISO | MARITIMES | NEISO | Internal | Summer | B5 | 200 | 99999 | 1400.2 | 123.4 | 123.41 | 0.01 | 0
2035 | MARITIMES_2_NEISO | MARITIMES | NEISO | Internal | Summer | B6 | 300 | 99999 | 1400.2 | 114.06 | 114.07 | 0.01 | 0
2035 | MARITIMES_2_NEISO | MARITIMES | NEISO | Internal | Summer | B7 | 400 | 99999 | 1400.19 | 106.36 | 106.37 | 0.01 | 0
2035 | MARITIMES_2_NEISO | MARITIMES | NEISO | Internal | Summer | B8 | 500 | 99999 | 1400.19 | 106.36 | 106.37 | 0.01 | 0
2035 | MARITIMES_2_NEISO | MARITIMES | NEISO | Internal | Summer | B9 | 800 | 99999 | 1400.18 | 106.36 | 106.37 | 0.01 | 0
2035 | MARITIMES_2_NEISO | MARITIMES | NEISO | Internal | Summer | B10 | 1262 | 99999 | 236.29 | 106.36 | 106.37 | 0.01 | 0
2035 | MARITIMES_2_NEISO | MARITIMES | NEISO | Internal | Winter | B16 | 25 | 99999 | 1400.05 | 91.35 | 91.36 | 0.01 | 0
2035 | MARITIMES_2_NEISO | MARITIMES | NEISO | Internal | Winter | B17 | 100 | 99999 | 1400.12 | 89.09 | 89.1 | 0.01 | 0
2035 | MARITIMES_2_NEISO | MARITIMES | NEISO | Internal | Winter | B18 | 400 | 99999 | 1400.12 | 89.08 | 89.1 | 0.01 | 0
2035 | MARITIMES_2_NEISO | MARITIMES | NEISO | Internal | Winter | B19 | 700 | 99999 | 1400.1 | 83.5 | 83.51 | 0.01 | 0
2035 | MARITIMES_2_NEISO | MARITIMES | NEISO | Internal | Winter | B20 | 935 | 99999 | 476.02 | 80.01 | 80.03 | 0.01 | 0
2035 | MISO_IN_2_MISO_MI | MISO_IN | MISO_MI | Internal | Shoulder | B11 | 25 | 5000 | 8076.97 | 124.63 | 127.75 | 0.01 | 3.11
2035 | MISO_IN_2_MISO_MI | MISO_IN | MISO_MI | Internal | Shoulder | B12 | 200 | 5000 | 8136.35 | 114.84 | 117.96 | 0.01 | 3.11
2035 | MISO_IN_2_MISO_MI | MISO_IN | MISO_MI | Internal | Shoulder | B13 | 600 | 5000 | 7111.18 | 114.84 | 117.96 | 0.01 | 3.11
2035 | MISO_IN_2_MISO_MI | MISO_IN | MISO_MI | Internal | Shoulder | B14 | 900 | 5000 | 5466.99 | 114.48 | 117.6 | 0.01 | 3.11
2035 | MISO_IN_2_MISO_MI | MISO_IN | MISO_MI | Internal | Shoulder | B15 | 1203 | 5000 | 6708.52 | 110.52 | 113.65 | 0.01 | 3.11
2035 | MISO_IN_2_MISO_MI | MISO_IN | MISO_MI | Internal | Summer | B1 | 10 | 5000 | 8986.6 | 206.33 | 209.45 | 0.01 | 3.11
2035 | MISO_IN_2_MISO_MI | MISO_IN | MISO_MI | Internal | Summer | B2 | 25 | 5000 | 6352.89 | 206.8 | 209.92 | 0.01 | 3.11
2035 | MISO_IN_2_MISO_MI | MISO_IN | MISO_MI | Internal | Summer | B3 | 75 | 5000 | 6420.58 | 206.8 | 209.92 | 0.01 | 3.11
2035 | MISO_IN_2_MISO_MI | MISO_IN | MISO_MI | Internal | Summer | B4 | 100 | 5000 | 5000.1 | 179.55 | 181.4 | 0.01 | 1.84
2035 | MISO_IN_2_MISO_MI | MISO_IN | MISO_MI | Internal | Summer | B5 | 200 | 5000 | 6086.68 | 152.38 | 155.5 | 0.01 | 3.11
2035 | MISO_IN_2_MISO_MI | MISO_IN | MISO_MI | Internal | Summer | B6 | 300 | 5000 | 7172.39 | 138.94 | 142.07 | 0.01 | 3.11
2035 | MISO_IN_2_MISO_MI | MISO_IN | MISO_MI | Internal | Summer | B7 | 400 | 5000 | 5000.17 | 130.61 | 133.26 | 0.01 | 2.64
2035 | MISO_IN_2_MISO_MI | MISO_IN | MISO_MI | Internal | Summer | B8 | 500 | 5000 | 5317.05 | 116.91 | 120.04 | 0.01 | 3.11
2035 | MISO_IN_2_MISO_MI | MISO_IN | MISO_MI | Internal | Summer | B9 | 800 | 5000 | 5658.21 | 113.39 | 116.51 | 0.01 | 3.11
2035 | MISO_IN_2_MISO_MI | MISO_IN | MISO_MI | Internal | Summer | B10 | 1262 | 5000 | 4999.98 | 113.39 | 114.68 | 0.01 | 1.29
2035 | MISO_IN_2_MISO_MI | MISO_IN | MISO_MI | Internal | Winter | B16 | 25 | 5000 | 9550.68 | 117.85 | 120.98 | 0.01 | 3.11
2035 | MISO_IN_2_MISO_MI | MISO_IN | MISO_MI | Internal | Winter | B17 | 100 | 5000 | 7394.76 | 117.85 | 120.98 | 0.01 | 3.11
2035 | MISO_IN_2_MISO_MI | MISO_IN | MISO_MI | Internal | Winter | B18 | 400 | 5000 | 8110.08 | 115.99 | 119.12 | 0.01 | 3.11
2035 | MISO_IN_2_MISO_MI | MISO_IN | MISO_MI | Internal | Winter | B19 | 700 | 5000 | 6989.73 | 114.76 | 117.89 | 0.01 | 3.11
2035 | MISO_IN_2_MISO_MI | MISO_IN | MISO_MI | Internal | Winter | B20 | 935 | 5000 | 6075.11 | 110.15 | 113.28 | 0.01 | 3.11
2035 | MISO_IN_2_MISO_MO-IL | MISO_IN | MISO_MO-IL | Internal | Shoulder | B11 | 25 | 5000 | 5000.47 | 124.63 | 127.58 | 0.01 | 2.94
2035 | MISO_IN_2_MISO_MO-IL | MISO_IN | MISO_MO-IL | Internal | Shoulder | B12 | 200 | 5000 | 9.89 | 114.84 | 114.82 | 0.01 | 0
2035 | MISO_IN_2_MISO_MO-IL | MISO_IN | MISO_MO-IL | Internal | Shoulder | B13 | 600 | 5000 | 0.16 | 114.84 | 114.09 | 0.01 | 0
2035 | MISO_IN_2_MISO_MO-IL | MISO_IN | MISO_MO-IL | Internal | Shoulder | B14 | 900 | 5000 | 0.05 | 114.48 | 112.35 | 0.01 | 0
2035 | MISO_IN_2_MISO_MO-IL | MISO_IN | MISO_MO-IL | Internal | Shoulder | B15 | 1203 | 5000 | 0.03 | 110.52 | 108.1 | 0.01 | 0
2035 | MISO_IN_2_MISO_MO-IL | MISO_IN | MISO_MO-IL | Internal | Summer | B1 | 10 | 5000 | 4022.99 | 206.33 | 206.34 | 0.01 | 0.01
2035 | MISO_IN_2_MISO_MO-IL | MISO_IN | MISO_MO-IL | Internal | Summer | B2 | 25 | 5000 | 5002.5 | 206.8 | 210.57 | 0.01 | 3.76
2035 | MISO_IN_2_MISO_MO-IL | MISO_IN | MISO_MO-IL | Internal | Summer | B3 | 75 | 5000 | 5001 | 206.8 | 210.57 | 0.01 | 3.76
2035 | MISO_IN_2_MISO_MO-IL | MISO_IN | MISO_MO-IL | Internal | Summer | B4 | 100 | 5000 | 5001.83 | 179.55 | 183.79 | 0.01 | 4.22
2035 | MISO_IN_2_MISO_MO-IL | MISO_IN | MISO_MO-IL | Internal | Summer | B5 | 200 | 5000 | 3359.74 | 152.38 | 152.39 | 0.01 | 0
2035 | MISO_IN_2_MISO_MO-IL | MISO_IN | MISO_MO-IL | Internal | Summer | B6 | 300 | 5000 | 3969.91 | 138.94 | 138.96 | 0.01 | 0
2035 | MISO_IN_2_MISO_MO-IL | MISO_IN | MISO_MO-IL | Internal | Summer | B7 | 400 | 5000 | 4915.11 | 130.61 | 130.62 | 0.01 | 0
2035 | MISO_IN_2_MISO_MO-IL | MISO_IN | MISO_MO-IL | Internal | Summer | B8 | 500 | 5000 | 5000.55 | 116.91 | 120.97 | 0.01 | 4.04
2035 | MISO_IN_2_MISO_MO-IL | MISO_IN | MISO_MO-IL | Internal | Summer | B9 | 800 | 5000 | 3360.53 | 113.39 | 113.4 | 0.01 | 0
2035 | MISO_IN_2_MISO_MO-IL | MISO_IN | MISO_MO-IL | Internal | Summer | B10 | 1262 | 5000 | 0.03 | 113.39 | 110.96 | 0.01 | 0
2035 | MISO_IN_2_MISO_MO-IL | MISO_IN | MISO_MO-IL | Internal | Winter | B16 | 25 | 5000 | 2487.66 | 117.85 | 117.87 | 0.01 | 0
2035 | MISO_IN_2_MISO_MO-IL | MISO_IN | MISO_MO-IL | Internal | Winter | B17 | 100 | 5000 | 0.45 | 117.85 | 115.98 | 0.01 | 0
2035 | MISO_IN_2_MISO_MO-IL | MISO_IN | MISO_MO-IL | Internal | Winter | B18 | 400 | 5000 | 4 | 115.99 | 115.98 | 0.01 | 0
2035 | MISO_IN_2_MISO_MO-IL | MISO_IN | MISO_MO-IL | Internal | Winter | B19 | 700 | 5000 | 2.56 | 114.76 | 114.75 | 0.01 | 0
2035 | MISO_IN_2_MISO_MO-IL | MISO_IN | MISO_MO-IL | Internal | Winter | B20 | 935 | 5000 | 0.04 | 110.15 | 107.73 | 0.01 | 0
2035 | MISO_IN_2_NonRTO_Midwest | MISO_IN | NonRTO_Midwest | Internal | Shoulder | B11 | 25 | 4800 | 881.46 | 124.63 | 132.62 | 8 | 0
2035 | MISO_IN_2_NonRTO_Midwest | MISO_IN | NonRTO_Midwest | Internal | Shoulder | B12 | 200 | 4800 | 298.57 | 114.84 | 122.83 | 8 | 0
2035 | MISO_IN_2_NonRTO_Midwest | MISO_IN | NonRTO_Midwest | Internal | Shoulder | B13 | 600 | 4800 | 0.08 | 114.84 | 118.54 | 8 | 0
2035 | MISO_IN_2_NonRTO_Midwest | MISO_IN | NonRTO_Midwest | Internal | Shoulder | B14 | 900 | 4800 | 0.07 | 114.48 | 118.54 | 8 | 0
2035 | MISO_IN_2_NonRTO_Midwest | MISO_IN | NonRTO_Midwest | Internal | Shoulder | B15 | 1203 | 4800 | 488.28 | 110.52 | 118.52 | 8 | 0
2035 | MISO_IN_2_NonRTO_Midwest | MISO_IN | NonRTO_Midwest | Internal | Summer | B1 | 10 | 4800 | 1877.84 | 206.33 | 214.32 | 8 | 0
2035 | MISO_IN_2_NonRTO_Midwest | MISO_IN | NonRTO_Midwest | Internal | Summer | B2 | 25 | 4800 | 1685.09 | 206.8 | 214.8 | 8 | 0
2035 | MISO_IN_2_NonRTO_Midwest | MISO_IN | NonRTO_Midwest | Internal | Summer | B3 | 75 | 4800 | 1192.74 | 206.8 | 214.8 | 8 | 0
2035 | MISO_IN_2_NonRTO_Midwest | MISO_IN | NonRTO_Midwest | Internal | Summer | B4 | 100 | 4800 | 783.22 | 179.55 | 187.55 | 8 | 0
2035 | MISO_IN_2_NonRTO_Midwest | MISO_IN | NonRTO_Midwest | Internal | Summer | B5 | 200 | 4800 | 472.43 | 152.38 | 160.38 | 8 | 0
2035 | MISO_IN_2_NonRTO_Midwest | MISO_IN | NonRTO_Midwest | Internal | Summer | B6 | 300 | 4800 | 0.07 | 138.94 | 142.76 | 8 | 0
2035 | MISO_IN_2_NonRTO_Midwest | MISO_IN | NonRTO_Midwest | Internal | Summer | B7 | 400 | 4800 | 0.02 | 130.61 | 122.61 | 8 | 0
2035 | MISO_IN_2_NonRTO_Midwest | MISO_IN | NonRTO_Midwest | Internal | Summer | B8 | 500 | 4800 | 0.04 | 116.91 | 117.02 | 8 | 0
2035 | MISO_IN_2_NonRTO_Midwest | MISO_IN | NonRTO_Midwest | Internal | Summer | B9 | 800 | 4800 | 0.04 | 113.39 | 117.01 | 8 | 0
2035 | MISO_IN_2_NonRTO_Midwest | MISO_IN | NonRTO_Midwest | Internal | Summer | B10 | 1262 | 4800 | 0.04 | 113.39 | 117.01 | 8 | 0
2035 | MISO_IN_2_NonRTO_Midwest | MISO_IN | NonRTO_Midwest | Internal | Winter | B16 | 25 | 4800 | 1871.7 | 117.85 | 125.85 | 8 | 0
2035 | MISO_IN_2_NonRTO_Midwest | MISO_IN | NonRTO_Midwest | Internal | Winter | B17 | 100 | 4800 | 834.29 | 117.85 | 125.85 | 8 | 0
2035 | MISO_IN_2_NonRTO_Midwest | MISO_IN | NonRTO_Midwest | Internal | Winter | B18 | 400 | 4800 | 0.8 | 115.99 | 122.85 | 8 | 0
2035 | MISO_IN_2_NonRTO_Midwest | MISO_IN | NonRTO_Midwest | Internal | Winter | B19 | 700 | 4800 | 0.54 | 114.76 | 121.86 | 8 | 0
2035 | MISO_IN_2_NonRTO_Midwest | MISO_IN | NonRTO_Midwest | Internal | Winter | B20 | 935 | 4800 | 4417.21 | 110.15 | 118.15 | 8 | 0
2035 | MISO_IN_2_PJM_ROR | MISO_IN | PJM_ROR | Internal | Shoulder | B11 | 25 | 992 | 7659.9 | 124.63 | 130.87 | 2 | 4.25
2035 | MISO_IN_2_PJM_ROR | MISO_IN | PJM_ROR | Internal | Shoulder | B12 | 200 | 992 | 6480.03 | 114.84 | 121.08 | 2 | 4.24
2035 | MISO_IN_2_PJM_ROR | MISO_IN | PJM_ROR | Internal | Shoulder | B13 | 600 | 992 | 992.07 | 114.84 | 119.96 | 2 | 3.12
2035 | MISO_IN_2_PJM_ROR | MISO_IN | PJM_ROR | Internal | Shoulder | B14 | 900 | 992 | 70.78 | 114.48 | 116.48 | 2 | 0
2035 | MISO_IN_2_PJM_ROR | MISO_IN | PJM_ROR | Internal | Shoulder | B15 | 1203 | 992 | 992 | 110.52 | 114.77 | 2 | 2.25
2035 | MISO_IN_2_PJM_ROR | MISO_IN | PJM_ROR | Internal | Summer | B1 | 10 | 992 | 3223.19 | 206.33 | 212.57 | 2 | 4.25
2035 | MISO_IN_2_PJM_ROR | MISO_IN | PJM_ROR | Internal | Summer | B2 | 25 | 992 | 995.88 | 206.8 | 212.57 | 2 | 3.77
2035 | MISO_IN_2_PJM_ROR | MISO_IN | PJM_ROR | Internal | Summer | B3 | 75 | 992 | 994.1 | 206.8 | 212.57 | 2 | 3.77
2035 | MISO_IN_2_PJM_ROR | MISO_IN | PJM_ROR | Internal | Summer | B4 | 100 | 992 | 1070.94 | 179.55 | 185.79 | 2 | 4.24
2035 | MISO_IN_2_PJM_ROR | MISO_IN | PJM_ROR | Internal | Summer | B5 | 200 | 992 | 2885.74 | 152.38 | 158.62 | 2 | 4.24
2035 | MISO_IN_2_PJM_ROR | MISO_IN | PJM_ROR | Internal | Summer | B6 | 300 | 992 | 2665.57 | 138.94 | 145.19 | 2 | 4.24
2035 | MISO_IN_2_PJM_ROR | MISO_IN | PJM_ROR | Internal | Summer | B7 | 400 | 992 | 4115 | 130.61 | 136.85 | 2 | 4.24
2035 | MISO_IN_2_PJM_ROR | MISO_IN | PJM_ROR | Internal | Summer | B8 | 500 | 992 | 4568.49 | 116.91 | 123.16 | 2 | 4.24
2035 | MISO_IN_2_PJM_ROR | MISO_IN | PJM_ROR | Internal | Summer | B9 | 800 | 992 | 992.86 | 113.39 | 119.24 | 2 | 3.86
2035 | MISO_IN_2_PJM_ROR | MISO_IN | PJM_ROR | Internal | Summer | B10 | 1262 | 992 | 0.04 | 113.39 | 113.14 | 2 | 0
2035 | MISO_IN_2_PJM_ROR | MISO_IN | PJM_ROR | Internal | Winter | B16 | 25 | 992 | 3442.4 | 117.85 | 124.1 | 2 | 4.25
2035 | MISO_IN_2_PJM_ROR | MISO_IN | PJM_ROR | Internal | Winter | B17 | 100 | 992 | 992.02 | 117.85 | 121.84 | 2 | 1.99
2035 | MISO_IN_2_PJM_ROR | MISO_IN | PJM_ROR | Internal | Winter | B18 | 400 | 992 | 992.24 | 115.99 | 121.84 | 2 | 3.85
2035 | MISO_IN_2_PJM_ROR | MISO_IN | PJM_ROR | Internal | Winter | B19 | 700 | 992 | 992.06 | 114.76 | 119.89 | 2 | 3.12
2035 | MISO_IN_2_PJM_ROR | MISO_IN | PJM_ROR | Internal | Winter | B20 | 935 | 992 | 992.01 | 110.15 | 114.09 | 2 | 1.93
2035 | MISO_MI_2_IESO | MISO_MI | IESO | Internal | Shoulder | B11 | 25 | 1580 | 0.1 | 127.75 | 84.37 | 8 | 0
2035 | MISO_MI_2_IESO | MISO_MI | IESO | Internal | Shoulder | B12 | 200 | 1580 | 0.01 | 117.96 | 80.45 | 8 | 0
2035 | MISO_MI_2_IESO | MISO_MI | IESO | Internal | Shoulder | B13 | 600 | 1580 | 0 | 117.96 | 80.45 | 8 | 0
2035 | MISO_MI_2_IESO | MISO_MI | IESO | Internal | Shoulder | B14 | 900 | 1580 | 0 | 117.6 | 80.45 | 8 | 0
2035 | MISO_MI_2_IESO | MISO_MI | IESO | Internal | Shoulder | B15 | 1203 | 1580 | 0 | 113.65 | 80.45 | 8 | 0
2035 | MISO_MI_2_IESO | MISO_MI | IESO | Internal | Summer | B1 | 10 | 1580 | 0.26 | 209.45 | 166.42 | 8 | 0
2035 | MISO_MI_2_IESO | MISO_MI | IESO | Internal | Summer | B2 | 25 | 1580 | 0.1 | 209.92 | 166.53 | 8 | 0
2035 | MISO_MI_2_IESO | MISO_MI | IESO | Internal | Summer | B3 | 75 | 1580 | 0.04 | 209.92 | 169.28 | 8 | 0
2035 | MISO_MI_2_IESO | MISO_MI | IESO | Internal | Summer | B4 | 100 | 1580 | 0.03 | 181.4 | 138.01 | 8 | 0
2035 | MISO_MI_2_IESO | MISO_MI | IESO | Internal | Summer | B5 | 200 | 1580 | 0.01 | 155.5 | 112.17 | 8 | 0
2035 | MISO_MI_2_IESO | MISO_MI | IESO | Internal | Summer | B6 | 300 | 1580 | 0 | 142.07 | 102.9 | 8 | 0
2035 | MISO_MI_2_IESO | MISO_MI | IESO | Internal | Summer | B7 | 400 | 1580 | 0 | 133.26 | 89.86 | 8 | 0
2035 | MISO_MI_2_IESO | MISO_MI | IESO | Internal | Summer | B8 | 500 | 1580 | 0 | 120.04 | 76.64 | 8 | 0
2035 | MISO_MI_2_IESO | MISO_MI | IESO | Internal | Summer | B9 | 800 | 1580 | 0 | 116.51 | 73.11 | 8 | 0
2035 | MISO_MI_2_IESO | MISO_MI | IESO | Internal | Summer | B10 | 1262 | 1580 | 0 | 114.68 | 73.11 | 8 | 0
2035 | MISO_MI_2_IESO | MISO_MI | IESO | Internal | Winter | B16 | 25 | 1580 | 0.11 | 120.98 | 82.72 | 8 | 0
2035 | MISO_MI_2_IESO | MISO_MI | IESO | Internal | Winter | B17 | 100 | 1580 | 0.03 | 120.98 | 80.46 | 8 | 0
2035 | MISO_MI_2_IESO | MISO_MI | IESO | Internal | Winter | B18 | 400 | 1580 | 0 | 119.12 | 80.46 | 8 | 0
2035 | MISO_MI_2_IESO | MISO_MI | IESO | Internal | Winter | B19 | 700 | 1580 | 0 | 117.89 | 80.46 | 8 | 0
2035 | MISO_MI_2_IESO | MISO_MI | IESO | Internal | Winter | B20 | 935 | 1580 | 0 | 113.28 | 80.46 | 8 | 0
2035 | MISO_MI_2_MISO_IN | MISO_MI | MISO_IN | Internal | Shoulder | B11 | 25 | 2045 | 1.63 | 127.75 | 124.63 | 0.01 | 0
2035 | MISO_MI_2_MISO_IN | MISO_MI | MISO_IN | Internal | Shoulder | B12 | 200 | 2045 | 0.21 | 117.96 | 114.84 | 0.01 | 0
2035 | MISO_MI_2_MISO_IN | MISO_MI | MISO_IN | Internal | Shoulder | B13 | 600 | 2045 | 0.07 | 117.96 | 114.84 | 0.01 | 0
2035 | MISO_MI_2_MISO_IN | MISO_MI | MISO_IN | Internal | Shoulder | B14 | 900 | 2045 | 0.05 | 117.6 | 114.48 | 0.01 | 0
2035 | MISO_MI_2_MISO_IN | MISO_MI | MISO_IN | Internal | Shoulder | B15 | 1203 | 2045 | 0.04 | 113.65 | 110.52 | 0.01 | 0
2035 | MISO_MI_2_MISO_IN | MISO_MI | MISO_IN | Internal | Summer | B1 | 10 | 2045 | 3.93 | 209.45 | 206.33 | 0.01 | 0
2035 | MISO_MI_2_MISO_IN | MISO_MI | MISO_IN | Internal | Summer | B2 | 25 | 2045 | 1.68 | 209.92 | 206.8 | 0.01 | 0
2035 | MISO_MI_2_MISO_IN | MISO_MI | MISO_IN | Internal | Summer | B3 | 75 | 2045 | 0.6 | 209.92 | 206.8 | 0.01 | 0
2035 | MISO_MI_2_MISO_IN | MISO_MI | MISO_IN | Internal | Summer | B4 | 100 | 2045 | 0.74 | 181.4 | 179.55 | 0.01 | 0
2035 | MISO_MI_2_MISO_IN | MISO_MI | MISO_IN | Internal | Summer | B5 | 200 | 2045 | 0.27 | 155.5 | 152.38 | 0.01 | 0
2035 | MISO_MI_2_MISO_IN | MISO_MI | MISO_IN | Internal | Summer | B6 | 300 | 2045 | 0.16 | 142.07 | 138.94 | 0.01 | 0
2035 | MISO_MI_2_MISO_IN | MISO_MI | MISO_IN | Internal | Summer | B7 | 400 | 2045 | 0.17 | 133.26 | 130.61 | 0.01 | 0
2035 | MISO_MI_2_MISO_IN | MISO_MI | MISO_IN | Internal | Summer | B8 | 500 | 2045 | 0.12 | 120.04 | 116.91 | 0.01 | 0
2035 | MISO_MI_2_MISO_IN | MISO_MI | MISO_IN | Internal | Summer | B9 | 800 | 2045 | 0.07 | 116.51 | 113.39 | 0.01 | 0
2035 | MISO_MI_2_MISO_IN | MISO_MI | MISO_IN | Internal | Summer | B10 | 1262 | 2045 | 0.09 | 114.68 | 113.39 | 0.01 | 0
2035 | MISO_MI_2_MISO_IN | MISO_MI | MISO_IN | Internal | Winter | B16 | 25 | 2045 | 1.61 | 120.98 | 117.85 | 0.01 | 0
2035 | MISO_MI_2_MISO_IN | MISO_MI | MISO_IN | Internal | Winter | B17 | 100 | 2045 | 0.42 | 120.98 | 117.85 | 0.01 | 0
2035 | MISO_MI_2_MISO_IN | MISO_MI | MISO_IN | Internal | Winter | B18 | 400 | 2045 | 0.11 | 119.12 | 115.99 | 0.01 | 0
2035 | MISO_MI_2_MISO_IN | MISO_MI | MISO_IN | Internal | Winter | B19 | 700 | 2045 | 0.06 | 117.89 | 114.76 | 0.01 | 0
2035 | MISO_MI_2_MISO_IN | MISO_MI | MISO_IN | Internal | Winter | B20 | 935 | 2045 | 0.05 | 113.28 | 110.15 | 0.01 | 0
2035 | MISO_MI_2_MISO_WUMS | MISO_MI | MISO_WUMS | Internal | Shoulder | B11 | 25 | 117 | 1.37 | 127.75 | 124.73 | 0.01 | 0.03
2035 | MISO_MI_2_MISO_WUMS | MISO_MI | MISO_WUMS | Internal | Shoulder | B12 | 200 | 117 | 0.19 | 117.96 | 114.93 | 0.01 | 0
2035 | MISO_MI_2_MISO_WUMS | MISO_MI | MISO_WUMS | Internal | Shoulder | B13 | 600 | 117 | 0.07 | 117.96 | 114.77 | 0.01 | 0
2035 | MISO_MI_2_MISO_WUMS | MISO_MI | MISO_WUMS | Internal | Shoulder | B14 | 900 | 117 | 0.05 | 117.6 | 114.77 | 0.01 | 0
2035 | MISO_MI_2_MISO_WUMS | MISO_MI | MISO_WUMS | Internal | Shoulder | B15 | 1203 | 117 | 1488.01 | 113.65 | 114.44 | 0.01 | 0.78
2035 | MISO_MI_2_MISO_WUMS | MISO_MI | MISO_WUMS | Internal | Summer | B1 | 10 | 117 | 3.12 | 209.45 | 206.42 | 0.01 | 0.07
2035 | MISO_MI_2_MISO_WUMS | MISO_MI | MISO_WUMS | Internal | Summer | B2 | 25 | 117 | 1.19 | 209.92 | 206.42 | 0.01 | 0.03
2035 | MISO_MI_2_MISO_WUMS | MISO_MI | MISO_WUMS | Internal | Summer | B3 | 75 | 117 | 0.44 | 209.92 | 206.42 | 0.01 | 0.01
2035 | MISO_MI_2_MISO_WUMS | MISO_MI | MISO_WUMS | Internal | Summer | B4 | 100 | 117 | 0.54 | 181.4 | 179.65 | 0.01 | 0.01
2035 | MISO_MI_2_MISO_WUMS | MISO_MI | MISO_WUMS | Internal | Summer | B5 | 200 | 117 | 0.19 | 155.5 | 152.47 | 0.01 | 0
2035 | MISO_MI_2_MISO_WUMS | MISO_MI | MISO_WUMS | Internal | Summer | B6 | 300 | 117 | 0.12 | 142.07 | 139.04 | 0.01 | 0
2035 | MISO_MI_2_MISO_WUMS | MISO_MI | MISO_WUMS | Internal | Summer | B7 | 400 | 117 | 0.12 | 133.26 | 130.7 | 0.01 | 0
2035 | MISO_MI_2_MISO_WUMS | MISO_MI | MISO_WUMS | Internal | Summer | B8 | 500 | 117 | 0.09 | 120.04 | 117.01 | 0.01 | 0
2035 | MISO_MI_2_MISO_WUMS | MISO_MI | MISO_WUMS | Internal | Summer | B9 | 800 | 117 | 0.06 | 116.51 | 113.2 | 0.01 | 0
2035 | MISO_MI_2_MISO_WUMS | MISO_MI | MISO_WUMS | Internal | Summer | B10 | 1262 | 117 | 0.06 | 114.68 | 113.13 | 0.01 | 0
2035 | MISO_MI_2_MISO_WUMS | MISO_MI | MISO_WUMS | Internal | Winter | B16 | 25 | 117 | 1.34 | 120.98 | 117.95 | 0.01 | 0.03
2035 | MISO_MI_2_MISO_WUMS | MISO_MI | MISO_WUMS | Internal | Winter | B17 | 100 | 117 | 0.35 | 120.98 | 117.73 | 0.01 | 0.01
2035 | MISO_MI_2_MISO_WUMS | MISO_MI | MISO_WUMS | Internal | Winter | B18 | 400 | 117 | 0.17 | 119.12 | 117.73 | 0.01 | 0
2035 | MISO_MI_2_MISO_WUMS | MISO_MI | MISO_WUMS | Internal | Winter | B19 | 700 | 117 | 0.46 | 117.89 | 117.73 | 0.01 | 0
2035 | MISO_MI_2_MISO_WUMS | MISO_MI | MISO_WUMS | Internal | Winter | B20 | 935 | 117 | 1078.31 | 113.28 | 114.07 | 0.01 | 0.78
2035 | MISO_MI_2_PJM_ROR | MISO_MI | PJM_ROR | Internal | Shoulder | B11 | 25 | 1424 | 1424.18 | 127.75 | 130.87 | 2 | 1.12
2035 | MISO_MI_2_PJM_ROR | MISO_MI | PJM_ROR | Internal | Shoulder | B12 | 200 | 1424 | 1424 | 117.96 | 121.08 | 2 | 1.12
2035 | MISO_MI_2_PJM_ROR | MISO_MI | PJM_ROR | Internal | Shoulder | B13 | 600 | 1424 | 755.6 | 117.96 | 119.96 | 2 | 0
2035 | MISO_MI_2_PJM_ROR | MISO_MI | PJM_ROR | Internal | Shoulder | B14 | 900 | 1424 | 0.05 | 117.6 | 116.48 | 2 | 0
2035 | MISO_MI_2_PJM_ROR | MISO_MI | PJM_ROR | Internal | Shoulder | B15 | 1203 | 1424 | 0.08 | 113.65 | 114.77 | 2 | 0
2035 | MISO_MI_2_PJM_ROR | MISO_MI | PJM_ROR | Internal | Summer | B1 | 10 | 1424 | 1424.53 | 209.45 | 212.57 | 2 | 1.12
2035 | MISO_MI_2_PJM_ROR | MISO_MI | PJM_ROR | Internal | Summer | B2 | 25 | 1424 | 1422.52 | 209.92 | 212.57 | 2 | 0.65
2035 | MISO_MI_2_PJM_ROR | MISO_MI | PJM_ROR | Internal | Summer | B3 | 75 | 1424 | 1423.61 | 209.92 | 212.57 | 2 | 0.65
2035 | MISO_MI_2_PJM_ROR | MISO_MI | PJM_ROR | Internal | Summer | B4 | 100 | 1424 | 2179.44 | 181.4 | 185.79 | 2 | 2.39
2035 | MISO_MI_2_PJM_ROR | MISO_MI | PJM_ROR | Internal | Summer | B5 | 200 | 1424 | 1424.05 | 155.5 | 158.62 | 2 | 1.12
2035 | MISO_MI_2_PJM_ROR | MISO_MI | PJM_ROR | Internal | Summer | B6 | 300 | 1424 | 1424 | 142.07 | 145.19 | 2 | 1.12
2035 | MISO_MI_2_PJM_ROR | MISO_MI | PJM_ROR | Internal | Summer | B7 | 400 | 1424 | 1424.37 | 133.26 | 136.85 | 2 | 1.59
2035 | MISO_MI_2_PJM_ROR | MISO_MI | PJM_ROR | Internal | Summer | B8 | 500 | 1424 | 1424.01 | 120.04 | 123.16 | 2 | 1.12
2035 | MISO_MI_2_PJM_ROR | MISO_MI | PJM_ROR | Internal | Summer | B9 | 800 | 1424 | 1423.98 | 116.51 | 119.24 | 2 | 0.73
2035 | MISO_MI_2_PJM_ROR | MISO_MI | PJM_ROR | Internal | Summer | B10 | 1262 | 1424 | 0.03 | 114.68 | 113.14 | 2 | 0
2035 | MISO_MI_2_PJM_ROR | MISO_MI | PJM_ROR | Internal | Winter | B16 | 25 | 1424 | 1424.05 | 120.98 | 124.1 | 2 | 1.12
2035 | MISO_MI_2_PJM_ROR | MISO_MI | PJM_ROR | Internal | Winter | B17 | 100 | 1424 | 0.74 | 120.98 | 121.84 | 2 | 0
2035 | MISO_MI_2_PJM_ROR | MISO_MI | PJM_ROR | Internal | Winter | B18 | 400 | 1424 | 1423.49 | 119.12 | 121.84 | 2 | 0.72
2035 | MISO_MI_2_PJM_ROR | MISO_MI | PJM_ROR | Internal | Winter | B19 | 700 | 1424 | 1131.67 | 117.89 | 119.89 | 2 | 0
2035 | MISO_MI_2_PJM_ROR | MISO_MI | PJM_ROR | Internal | Winter | B20 | 935 | 1424 | 0.14 | 113.28 | 114.09 | 2 | 0
2035 | MISO_MO-IL_2_ENT | MISO_MO-IL | ENT | Internal | Shoulder | B11 | 25 | 2540 | 4314.93 | 127.58 | 136.35 | 8 | 0.77
2035 | MISO_MO-IL_2_ENT | MISO_MO-IL | ENT | Internal | Shoulder | B12 | 200 | 2540 | 0.09 | 114.82 | 115.17 | 8 | 0
2035 | MISO_MO-IL_2_ENT | MISO_MO-IL | ENT | Internal | Shoulder | B13 | 600 | 2540 | 0.03 | 114.09 | 112.32 | 8 | 0
2035 | MISO_MO-IL_2_ENT | MISO_MO-IL | ENT | Internal | Shoulder | B14 | 900 | 2540 | 0.02 | 112.35 | 110.57 | 8 | 0
2035 | MISO_MO-IL_2_ENT | MISO_MO-IL | ENT | Internal | Shoulder | B15 | 1203 | 2540 | 0.01 | 108.1 | 107.13 | 8 | 0
2035 | MISO_MO-IL_2_ENT | MISO_MO-IL | ENT | Internal | Summer | B1 | 10 | 2540 | 1.25 | 206.34 | 204.93 | 8 | 0
2035 | MISO_MO-IL_2_ENT | MISO_MO-IL | ENT | Internal | Summer | B2 | 25 | 2540 | 1.13 | 210.57 | 214.91 | 8 | 0
2035 | MISO_MO-IL_2_ENT | MISO_MO-IL | ENT | Internal | Summer | B3 | 75 | 2540 | 0.72 | 210.57 | 214.98 | 8 | 0
2035 | MISO_MO-IL_2_ENT | MISO_MO-IL | ENT | Internal | Summer | B4 | 100 | 2540 | 236.75 | 183.79 | 191.78 | 8 | 0
2035 | MISO_MO-IL_2_ENT | MISO_MO-IL | ENT | Internal | Summer | B5 | 200 | 2540 | 0.08 | 152.39 | 150.62 | 8 | 0
2035 | MISO_MO-IL_2_ENT | MISO_MO-IL | ENT | Internal | Summer | B6 | 300 | 2540 | 0.07 | 138.96 | 140.36 | 8 | 0
2035 | MISO_MO-IL_2_ENT | MISO_MO-IL | ENT | Internal | Summer | B7 | 400 | 2540 | 297.52 | 130.62 | 138.62 | 8 | 0
2035 | MISO_MO-IL_2_ENT | MISO_MO-IL | ENT | Internal | Summer | B8 | 500 | 2540 | 3651.31 | 120.97 | 129.74 | 8 | 0.77
2035 | MISO_MO-IL_2_ENT | MISO_MO-IL | ENT | Internal | Summer | B9 | 800 | 2540 | 2846.77 | 113.4 | 122.17 | 8 | 0.77
2035 | MISO_MO-IL_2_ENT | MISO_MO-IL | ENT | Internal | Summer | B10 | 1262 | 2540 | 0.02 | 110.96 | 109.19 | 8 | 0
2035 | MISO_MO-IL_2_ENT | MISO_MO-IL | ENT | Internal | Winter | B16 | 25 | 2540 | 0.64 | 117.87 | 118.16 | 8 | 0
2035 | MISO_MO-IL_2_ENT | MISO_MO-IL | ENT | Internal | Winter | B17 | 100 | 2540 | 0.13 | 115.98 | 114.2 | 8 | 0
2035 | MISO_MO-IL_2_ENT | MISO_MO-IL | ENT | Internal | Winter | B18 | 400 | 2540 | 0.04 | 115.98 | 114.2 | 8 | 0
2035 | MISO_MO-IL_2_ENT | MISO_MO-IL | ENT | Internal | Winter | B19 | 700 | 2540 | 0.02 | 114.75 | 113.35 | 8 | 0
2035 | MISO_MO-IL_2_ENT | MISO_MO-IL | ENT | Internal | Winter | B20 | 935 | 2540 | 0.02 | 107.73 | 106.45 | 8 | 0
2035 | MISO_MO-IL_2_MISO_IN | MISO_MO-IL | MISO_IN | Internal | Shoulder | B11 | 25 | 2100 | 1.42 | 127.58 | 124.63 | 0.01 | 0
2035 | MISO_MO-IL_2_MISO_IN | MISO_MO-IL | MISO_IN | Internal | Shoulder | B12 | 200 | 2100 | 754.78 | 114.82 | 114.84 | 0.01 | 0
2035 | MISO_MO-IL_2_MISO_IN | MISO_MO-IL | MISO_IN | Internal | Shoulder | B13 | 600 | 2100 | 2099.93 | 114.09 | 114.84 | 0.01 | 0.73
2035 | MISO_MO-IL_2_MISO_IN | MISO_MO-IL | MISO_IN | Internal | Shoulder | B14 | 900 | 2100 | 2100.23 | 112.35 | 114.48 | 0.01 | 2.12
2035 | MISO_MO-IL_2_MISO_IN | MISO_MO-IL | MISO_IN | Internal | Shoulder | B15 | 1203 | 2100 | 2991.68 | 108.1 | 110.52 | 0.01 | 2.41
2035 | MISO_MO-IL_2_MISO_IN | MISO_MO-IL | MISO_IN | Internal | Summer | B1 | 10 | 2100 | 109.3 | 206.34 | 206.33 | 0.01 | 0
2035 | MISO_MO-IL_2_MISO_IN | MISO_MO-IL | MISO_IN | Internal | Summer | B2 | 25 | 2100 | 1.14 | 210.57 | 206.8 | 0.01 | 0
2035 | MISO_MO-IL_2_MISO_IN | MISO_MO-IL | MISO_IN | Internal | Summer | B3 | 75 | 2100 | 0.4 | 210.57 | 206.8 | 0.01 | 0
2035 | MISO_MO-IL_2_MISO_IN | MISO_MO-IL | MISO_IN | Internal | Summer | B4 | 100 | 2100 | 0.38 | 183.79 | 179.55 | 0.01 | 0
2035 | MISO_MO-IL_2_MISO_IN | MISO_MO-IL | MISO_IN | Internal | Summer | B5 | 200 | 2100 | 9.23 | 152.39 | 152.38 | 0.01 | 0
2035 | MISO_MO-IL_2_MISO_IN | MISO_MO-IL | MISO_IN | Internal | Summer | B6 | 300 | 2100 | 6.21 | 138.96 | 138.94 | 0.01 | 0
2035 | MISO_MO-IL_2_MISO_IN | MISO_MO-IL | MISO_IN | Internal | Summer | B7 | 400 | 2100 | 3.56 | 130.62 | 130.61 | 0.01 | 0
2035 | MISO_MO-IL_2_MISO_IN | MISO_MO-IL | MISO_IN | Internal | Summer | B8 | 500 | 2100 | 0.09 | 120.97 | 116.91 | 0.01 | 0
2035 | MISO_MO-IL_2_MISO_IN | MISO_MO-IL | MISO_IN | Internal | Summer | B9 | 800 | 2100 | 2.67 | 113.4 | 113.39 | 0.01 | 0
2035 | MISO_MO-IL_2_MISO_IN | MISO_MO-IL | MISO_IN | Internal | Summer | B10 | 1262 | 2100 | 2504.07 | 110.96 | 113.39 | 0.01 | 2.41
2035 | MISO_MO-IL_2_MISO_IN | MISO_MO-IL | MISO_IN | Internal | Winter | B16 | 25 | 2100 | 60.88 | 117.87 | 117.85 | 0.01 | 0
2035 | MISO_MO-IL_2_MISO_IN | MISO_MO-IL | MISO_IN | Internal | Winter | B17 | 100 | 2100 | 2100.69 | 115.98 | 117.85 | 0.01 | 1.86
2035 | MISO_MO-IL_2_MISO_IN | MISO_MO-IL | MISO_IN | Internal | Winter | B18 | 400 | 2100 | 1969.43 | 115.98 | 115.99 | 0.01 | 0
2035 | MISO_MO-IL_2_MISO_IN | MISO_MO-IL | MISO_IN | Internal | Winter | B19 | 700 | 2100 | 1732.34 | 114.75 | 114.76 | 0.01 | 0
2035 | MISO_MO-IL_2_MISO_IN | MISO_MO-IL | MISO_IN | Internal | Winter | B20 | 935 | 2100 | 3478.99 | 107.73 | 110.15 | 0.01 | 2.41
2035 | MISO_MO-IL_2_MISO_W | MISO_MO-IL | MISO_W | Internal | Shoulder | B11 | 25 | 960 | 0.27 | 127.58 | 109.49 | 0.01 | 0
2035 | MISO_MO-IL_2_MISO_W | MISO_MO-IL | MISO_W | Internal | Shoulder | B12 | 200 | 960 | 0.04 | 114.82 | 99.7 | 0.01 | 0
2035 | MISO_MO-IL_2_MISO_W | MISO_MO-IL | MISO_W | Internal | Shoulder | B13 | 600 | 960 | 0.01 | 114.09 | 98.58 | 0.01 | 0
2035 | MISO_MO-IL_2_MISO_W | MISO_MO-IL | MISO_W | Internal | Shoulder | B14 | 900 | 960 | 0 | 112.35 | 95.1 | 0.01 | 0
2035 | MISO_MO-IL_2_MISO_W | MISO_MO-IL | MISO_W | Internal | Shoulder | B15 | 1203 | 960 | 0 | 108.1 | 93.4 | 0.01 | 0
2035 | MISO_MO-IL_2_MISO_W | MISO_MO-IL | MISO_W | Internal | Summer | B1 | 10 | 960 | 0.73 | 206.34 | 191.19 | 0.01 | 0.01
2035 | MISO_MO-IL_2_MISO_W | MISO_MO-IL | MISO_W | Internal | Summer | B2 | 25 | 960 | 0.25 | 210.57 | 191.19 | 0.01 | 0
2035 | MISO_MO-IL_2_MISO_W | MISO_MO-IL | MISO_W | Internal | Summer | B3 | 75 | 960 | 0.15 | 210.57 | 201.23 | 0.01 | 0
2035 | MISO_MO-IL_2_MISO_W | MISO_MO-IL | MISO_W | Internal | Summer | B4 | 100 | 960 | 0.07 | 183.79 | 165.6 | 0.01 | 0
2035 | MISO_MO-IL_2_MISO_W | MISO_MO-IL | MISO_W | Internal | Summer | B5 | 200 | 960 | 0.07 | 152.39 | 144.12 | 0.01 | 0
2035 | MISO_MO-IL_2_MISO_W | MISO_MO-IL | MISO_W | Internal | Summer | B6 | 300 | 960 | 0.08 | 138.96 | 134.86 | 0.01 | 0
2035 | MISO_MO-IL_2_MISO_W | MISO_MO-IL | MISO_W | Internal | Summer | B7 | 400 | 960 | 0.03 | 130.62 | 121.82 | 0.01 | 0
2035 | MISO_MO-IL_2_MISO_W | MISO_MO-IL | MISO_W | Internal | Summer | B8 | 500 | 960 | 0.01 | 120.97 | 101.78 | 0.01 | 0
2035 | MISO_MO-IL_2_MISO_W | MISO_MO-IL | MISO_W | Internal | Summer | B9 | 800 | 960 | 0.01 | 113.4 | 97.87 | 0.01 | 0
2035 | MISO_MO-IL_2_MISO_W | MISO_MO-IL | MISO_W | Internal | Summer | B10 | 1262 | 960 | 0 | 110.96 | 91.77 | 0.01 | 0
2035 | MISO_MO-IL_2_MISO_W | MISO_MO-IL | MISO_W | Internal | Winter | B16 | 25 | 960 | 0.3 | 117.87 | 102.72 | 0.01 | 0
2035 | MISO_MO-IL_2_MISO_W | MISO_MO-IL | MISO_W | Internal | Winter | B17 | 100 | 960 | 0.08 | 115.98 | 100.47 | 0.01 | 0
2035 | MISO_MO-IL_2_MISO_W | MISO_MO-IL | MISO_W | Internal | Winter | B18 | 400 | 960 | 0.02 | 115.98 | 100.46 | 0.01 | 0
2035 | MISO_MO-IL_2_MISO_W | MISO_MO-IL | MISO_W | Internal | Winter | B19 | 700 | 960 | 0.01 | 114.75 | 98.51 | 0.01 | 0
2035 | MISO_MO-IL_2_MISO_W | MISO_MO-IL | MISO_W | Internal | Winter | B20 | 935 | 960 | 0 | 107.73 | 92.71 | 0.01 | 0
2035 | MISO_MO-IL_2_PJM_ROR | MISO_MO-IL | PJM_ROR | Internal | Shoulder | B11 | 25 | 1212 | 1211.37 | 127.58 | 130.87 | 2 | 1.3
2035 | MISO_MO-IL_2_PJM_ROR | MISO_MO-IL | PJM_ROR | Internal | Shoulder | B12 | 200 | 1212 | 1212.43 | 114.82 | 121.08 | 2 | 4.26
2035 | MISO_MO-IL_2_PJM_ROR | MISO_MO-IL | PJM_ROR | Internal | Shoulder | B13 | 600 | 1212 | 1212.1 | 114.09 | 119.96 | 2 | 3.86
2035 | MISO_MO-IL_2_PJM_ROR | MISO_MO-IL | PJM_ROR | Internal | Shoulder | B14 | 900 | 1212 | 1212.01 | 112.35 | 116.48 | 2 | 2.14
2035 | MISO_MO-IL_2_PJM_ROR | MISO_MO-IL | PJM_ROR | Internal | Shoulder | B15 | 1203 | 1212 | 1212.18 | 108.1 | 114.77 | 2 | 4.67
2035 | MISO_MO-IL_2_PJM_ROR | MISO_MO-IL | PJM_ROR | Internal | Summer | B1 | 10 | 1212 | 1217.62 | 206.34 | 212.57 | 2 | 4.23
2035 | MISO_MO-IL_2_PJM_ROR | MISO_MO-IL | PJM_ROR | Internal | Summer | B2 | 25 | 1212 | 548.07 | 210.57 | 212.57 | 2 | 0
2035 | MISO_MO-IL_2_PJM_ROR | MISO_MO-IL | PJM_ROR | Internal | Summer | B3 | 75 | 1212 | 799.39 | 210.57 | 212.57 | 2 | 0
2035 | MISO_MO-IL_2_PJM_ROR | MISO_MO-IL | PJM_ROR | Internal | Summer | B4 | 100 | 1212 | 1110.35 | 183.79 | 185.79 | 2 | 0.01
2035 | MISO_MO-IL_2_PJM_ROR | MISO_MO-IL | PJM_ROR | Internal | Summer | B5 | 200 | 1212 | 1212.33 | 152.39 | 158.62 | 2 | 4.23
2035 | MISO_MO-IL_2_PJM_ROR | MISO_MO-IL | PJM_ROR | Internal | Summer | B6 | 300 | 1212 | 1212.22 | 138.96 | 145.19 | 2 | 4.23
2035 | MISO_MO-IL_2_PJM_ROR | MISO_MO-IL | PJM_ROR | Internal | Summer | B7 | 400 | 1212 | 1212.13 | 130.62 | 136.85 | 2 | 4.23
2035 | MISO_MO-IL_2_PJM_ROR | MISO_MO-IL | PJM_ROR | Internal | Summer | B8 | 500 | 1212 | 1210.52 | 120.97 | 123.16 | 2 | 0.19
2035 | MISO_MO-IL_2_PJM_ROR | MISO_MO-IL | PJM_ROR | Internal | Summer | B9 | 800 | 1212 | 1212.06 | 113.4 | 119.24 | 2 | 3.85
2035 | MISO_MO-IL_2_PJM_ROR | MISO_MO-IL | PJM_ROR | Internal | Summer | B10 | 1262 | 1212 | 1211.76 | 110.96 | 113.14 | 2 | 0.18
2035 | MISO_MO-IL_2_PJM_ROR | MISO_MO-IL | PJM_ROR | Internal | Winter | B16 | 25 | 1212 | 1214.5 | 117.87 | 124.1 | 2 | 4.23
2035 | MISO_MO-IL_2_PJM_ROR | MISO_MO-IL | PJM_ROR | Internal | Winter | B17 | 100 | 1212 | 1212.43 | 115.98 | 121.84 | 2 | 3.87
2035 | MISO_MO-IL_2_PJM_ROR | MISO_MO-IL | PJM_ROR | Internal | Winter | B18 | 400 | 1212 | 1212.12 | 115.98 | 121.84 | 2 | 3.86
2035 | MISO_MO-IL_2_PJM_ROR | MISO_MO-IL | PJM_ROR | Internal | Winter | B19 | 700 | 1212 | 1212.06 | 114.75 | 119.89 | 2 | 3.14
2035 | MISO_MO-IL_2_PJM_ROR | MISO_MO-IL | PJM_ROR | Internal | Winter | B20 | 935 | 1212 | 1212.33 | 107.73 | 114.09 | 2 | 4.36
2035 | MISO_MO-IL_2_SPP_N | MISO_MO-IL | SPP_N | Internal | Shoulder | B11 | 25 | 2000 | 0.09 | 127.58 | 76.5 | 8 | 0
2035 | MISO_MO-IL_2_SPP_N | MISO_MO-IL | SPP_N | Internal | Shoulder | B12 | 200 | 2000 | 0.01 | 114.82 | 55.32 | 8 | 0
2035 | MISO_MO-IL_2_SPP_N | MISO_MO-IL | SPP_N | Internal | Shoulder | B13 | 600 | 2000 | 0 | 114.09 | 52.47 | 8 | 0
2035 | MISO_MO-IL_2_SPP_N | MISO_MO-IL | SPP_N | Internal | Shoulder | B14 | 900 | 2000 | 0 | 112.35 | 50.72 | 8 | 0
2035 | MISO_MO-IL_2_SPP_N | MISO_MO-IL | SPP_N | Internal | Shoulder | B15 | 1203 | 2000 | 0 | 108.1 | 47.28 | 8 | 0
2035 | MISO_MO-IL_2_SPP_N | MISO_MO-IL | SPP_N | Internal | Summer | B1 | 10 | 2000 | 0.19 | 206.34 | 145.08 | 8 | 0
2035 | MISO_MO-IL_2_SPP_N | MISO_MO-IL | SPP_N | Internal | Summer | B2 | 25 | 2000 | 0.08 | 210.57 | 155.06 | 8 | 0
2035 | MISO_MO-IL_2_SPP_N | MISO_MO-IL | SPP_N | Internal | Summer | B3 | 75 | 2000 | 0.07 | 210.57 | 196.25 | 8 | 0
2035 | MISO_MO-IL_2_SPP_N | MISO_MO-IL | SPP_N | Internal | Summer | B4 | 100 | 2000 | 0.04 | 183.79 | 160.57 | 8 | 0
2035 | MISO_MO-IL_2_SPP_N | MISO_MO-IL | SPP_N | Internal | Summer | B5 | 200 | 2000 | 0.03 | 152.39 | 139.13 | 8 | 0
2035 | MISO_MO-IL_2_SPP_N | MISO_MO-IL | SPP_N | Internal | Summer | B6 | 300 | 2000 | 0.03 | 138.96 | 133.96 | 8 | 0
2035 | MISO_MO-IL_2_SPP_N | MISO_MO-IL | SPP_N | Internal | Summer | B7 | 400 | 2000 | 0.03 | 130.62 | 128.82 | 8 | 0
2035 | MISO_MO-IL_2_SPP_N | MISO_MO-IL | SPP_N | Internal | Summer | B8 | 500 | 2000 | 0 | 120.97 | 89.79 | 8 | 0
2035 | MISO_MO-IL_2_SPP_N | MISO_MO-IL | SPP_N | Internal | Summer | B9 | 800 | 2000 | 0 | 113.4 | 62.32 | 8 | 0
2035 | MISO_MO-IL_2_SPP_N | MISO_MO-IL | SPP_N | Internal | Summer | B10 | 1262 | 2000 | 0 | 110.96 | 49.33 | 8 | 0
2035 | MISO_MO-IL_2_SPP_N | MISO_MO-IL | SPP_N | Internal | Winter | B16 | 25 | 2000 | 0.08 | 117.87 | 58.31 | 8 | 0
2035 | MISO_MO-IL_2_SPP_N | MISO_MO-IL | SPP_N | Internal | Winter | B17 | 100 | 2000 | 0.02 | 115.98 | 54.35 | 8 | 0
2035 | MISO_MO-IL_2_SPP_N | MISO_MO-IL | SPP_N | Internal | Winter | B18 | 400 | 2000 | 0 | 115.98 | 54.35 | 8 | 0
2035 | MISO_MO-IL_2_SPP_N | MISO_MO-IL | SPP_N | Internal | Winter | B19 | 700 | 2000 | 0 | 114.75 | 53.5 | 8 | 0
2035 | MISO_MO-IL_2_SPP_N | MISO_MO-IL | SPP_N | Internal | Winter | B20 | 935 | 2000 | 0 | 107.73 | 46.59 | 8 | 0
2035 | MISO_MO-IL_2_TVA_Transmission | MISO_MO-IL | TVA_Transmission | Internal | Shoulder | B11 | 25 | 4000 | 651.04 | 127.58 | 135.58 | 8 | 0
2035 | MISO_MO-IL_2_TVA_Transmission | MISO_MO-IL | TVA_Transmission | Internal | Shoulder | B12 | 200 | 4000 | 0.22 | 114.82 | 120.37 | 8 | 0
2035 | MISO_MO-IL_2_TVA_Transmission | MISO_MO-IL | TVA_Transmission | Internal | Shoulder | B13 | 600 | 4000 | 0.07 | 114.09 | 119.35 | 8 | 0
2035 | MISO_MO-IL_2_TVA_Transmission | MISO_MO-IL | TVA_Transmission | Internal | Shoulder | B14 | 900 | 4000 | 0.07 | 112.35 | 118.57 | 8 | 0
2035 | MISO_MO-IL_2_TVA_Transmission | MISO_MO-IL | TVA_Transmission | Internal | Shoulder | B15 | 1203 | 4000 | 0.08 | 108.1 | 115.13 | 8 | 0
2035 | MISO_MO-IL_2_TVA_Transmission | MISO_MO-IL | TVA_Transmission | Internal | Summer | B1 | 10 | 4000 | 5.33 | 206.34 | 212.93 | 8 | 0
2035 | MISO_MO-IL_2_TVA_Transmission | MISO_MO-IL | TVA_Transmission | Internal | Summer | B2 | 25 | 4000 | 1157.43 | 210.57 | 218.57 | 8 | 0
2035 | MISO_MO-IL_2_TVA_Transmission | MISO_MO-IL | TVA_Transmission | Internal | Summer | B3 | 75 | 4000 | 1081.78 | 210.57 | 218.57 | 8 | 0
2035 | MISO_MO-IL_2_TVA_Transmission | MISO_MO-IL | TVA_Transmission | Internal | Summer | B4 | 100 | 4000 | 871.51 | 183.79 | 191.79 | 8 | 0
2035 | MISO_MO-IL_2_TVA_Transmission | MISO_MO-IL | TVA_Transmission | Internal | Summer | B5 | 200 | 4000 | 0.26 | 152.39 | 158.62 | 8 | 0
2035 | MISO_MO-IL_2_TVA_Transmission | MISO_MO-IL | TVA_Transmission | Internal | Summer | B6 | 300 | 4000 | 0.07 | 138.96 | 141.07 | 8 | 0
2035 | MISO_MO-IL_2_TVA_Transmission | MISO_MO-IL | TVA_Transmission | Internal | Summer | B7 | 400 | 4000 | 0.04 | 130.62 | 130.17 | 8 | 0
2035 | MISO_MO-IL_2_TVA_Transmission | MISO_MO-IL | TVA_Transmission | Internal | Summer | B8 | 500 | 4000 | 0.04 | 120.97 | 122.51 | 8 | 0
2035 | MISO_MO-IL_2_TVA_Transmission | MISO_MO-IL | TVA_Transmission | Internal | Summer | B9 | 800 | 4000 | 0.06 | 113.4 | 119.31 | 8 | 0
2035 | MISO_MO-IL_2_TVA_Transmission | MISO_MO-IL | TVA_Transmission | Internal | Summer | B10 | 1262 | 4000 | 0.05 | 110.96 | 117.19 | 8 | 0
2035 | MISO_MO-IL_2_TVA_Transmission | MISO_MO-IL | TVA_Transmission | Internal | Winter | B16 | 25 | 4000 | 3949.76 | 117.87 | 125.89 | 8 | 0.02
2035 | MISO_MO-IL_2_TVA_Transmission | MISO_MO-IL | TVA_Transmission | Internal | Winter | B17 | 100 | 4000 | 0.54 | 115.98 | 122.2 | 8 | 0
2035 | MISO_MO-IL_2_TVA_Transmission | MISO_MO-IL | TVA_Transmission | Internal | Winter | B18 | 400 | 4000 | 0.12 | 115.98 | 121.76 | 8 | 0
2035 | MISO_MO-IL_2_TVA_Transmission | MISO_MO-IL | TVA_Transmission | Internal | Winter | B19 | 700 | 4000 | 0.09 | 114.75 | 121.35 | 8 | 0
2035 | MISO_MO-IL_2_TVA_Transmission | MISO_MO-IL | TVA_Transmission | Internal | Winter | B20 | 935 | 4000 | 0.1 | 107.73 | 114.45 | 8 | 0
2035 | MISO_W_2_IESO | MISO_W | IESO | Internal | Shoulder | B11 | 25 | 90 | 0.15 | 109.49 | 84.37 | 8 | 0.03
2035 | MISO_W_2_IESO | MISO_W | IESO | Internal | Shoulder | B12 | 200 | 90 | 0.02 | 99.7 | 80.45 | 8 | 0
2035 | MISO_W_2_IESO | MISO_W | IESO | Internal | Shoulder | B13 | 600 | 90 | 0 | 98.58 | 80.45 | 8 | 0
2035 | MISO_W_2_IESO | MISO_W | IESO | Internal | Shoulder | B14 | 900 | 90 | 0 | 95.1 | 80.45 | 8 | 0
2035 | MISO_W_2_IESO | MISO_W | IESO | Internal | Shoulder | B15 | 1203 | 90 | 0 | 93.4 | 80.45 | 8 | 0
2035 | MISO_W_2_IESO | MISO_W | IESO | Internal | Summer | B1 | 10 | 90 | 0.37 | 191.19 | 166.42 | 8 | 0.08
2035 | MISO_W_2_IESO | MISO_W | IESO | Internal | Summer | B2 | 25 | 90 | 0.15 | 191.19 | 166.53 | 8 | 0.03
2035 | MISO_W_2_IESO | MISO_W | IESO | Internal | Summer | B3 | 75 | 90 | 0.04 | 201.23 | 169.28 | 8 | 0.01
2035 | MISO_W_2_IESO | MISO_W | IESO | Internal | Summer | B4 | 100 | 90 | 0.04 | 165.6 | 138.01 | 8 | 0.01
2035 | MISO_W_2_IESO | MISO_W | IESO | Internal | Summer | B5 | 200 | 90 | 0.02 | 144.12 | 112.17 | 8 | 0
2035 | MISO_W_2_IESO | MISO_W | IESO | Internal | Summer | B6 | 300 | 90 | 0.01 | 134.86 | 102.9 | 8 | 0
2035 | MISO_W_2_IESO | MISO_W | IESO | Internal | Summer | B7 | 400 | 90 | 0 | 121.82 | 89.86 | 8 | 0
2035 | MISO_W_2_IESO | MISO_W | IESO | Internal | Summer | B8 | 500 | 90 | 0 | 101.78 | 76.64 | 8 | 0
2035 | MISO_W_2_IESO | MISO_W | IESO | Internal | Summer | B9 | 800 | 90 | 0 | 97.87 | 73.11 | 8 | 0
2035 | MISO_W_2_IESO | MISO_W | IESO | Internal | Summer | B10 | 1262 | 90 | 0 | 91.77 | 73.11 | 8 | 0
2035 | MISO_W_2_IESO | MISO_W | IESO | Internal | Winter | B16 | 25 | 90 | 0.18 | 102.72 | 82.72 | 8 | 0.03
2035 | MISO_W_2_IESO | MISO_W | IESO | Internal | Winter | B17 | 100 | 90 | 0.05 | 100.47 | 80.46 | 8 | 0.01
2035 | MISO_W_2_IESO | MISO_W | IESO | Internal | Winter | B18 | 400 | 90 | 0.01 | 100.46 | 80.46 | 8 | 0
2035 | MISO_W_2_IESO | MISO_W | IESO | Internal | Winter | B19 | 700 | 90 | 0 | 98.51 | 80.46 | 8 | 0
2035 | MISO_W_2_IESO | MISO_W | IESO | Internal | Winter | B20 | 935 | 90 | 0 | 92.71 | 80.46 | 8 | 0
2035 | MISO_W_2_MAPP_CA | MISO_W | MAPP_CA | Internal | Shoulder | B11 | 25 | 700 | 0.22 | 109.49 | 87.45 | 0.01 | 0
2035 | MISO_W_2_MAPP_CA | MISO_W | MAPP_CA | Internal | Shoulder | B12 | 200 | 700 | 0.05 | 99.7 | 87.45 | 0.01 | 0
2035 | MISO_W_2_MAPP_CA | MISO_W | MAPP_CA | Internal | Shoulder | B13 | 600 | 700 | 0.02 | 98.58 | 87.45 | 0.01 | 0
2035 | MISO_W_2_MAPP_CA | MISO_W | MAPP_CA | Internal | Shoulder | B14 | 900 | 700 | 0.02 | 95.1 | 87.45 | 0.01 | 0
2035 | MISO_W_2_MAPP_CA | MISO_W | MAPP_CA | Internal | Shoulder | B15 | 1203 | 700 | 0.02 | 93.4 | 87.45 | 0.01 | 0
2035 | MISO_W_2_MAPP_CA | MISO_W | MAPP_CA | Internal | Summer | B1 | 10 | 700 | 0.39 | 191.19 | 158.83 | 0.01 | 0.01
2035 | MISO_W_2_MAPP_CA | MISO_W | MAPP_CA | Internal | Summer | B2 | 25 | 700 | 0.16 | 191.19 | 158.83 | 0.01 | 0
2035 | MISO_W_2_MAPP_CA | MISO_W | MAPP_CA | Internal | Summer | B3 | 75 | 700 | 0.05 | 201.23 | 168.87 | 0.01 | 0
2035 | MISO_W_2_MAPP_CA | MISO_W | MAPP_CA | Internal | Summer | B4 | 100 | 700 | 0.04 | 165.6 | 133.24 | 0.01 | 0
2035 | MISO_W_2_MAPP_CA | MISO_W | MAPP_CA | Internal | Summer | B5 | 200 | 700 | 0.02 | 144.12 | 111.76 | 0.01 | 0
2035 | MISO_W_2_MAPP_CA | MISO_W | MAPP_CA | Internal | Summer | B6 | 300 | 700 | 0.01 | 134.86 | 102.49 | 0.01 | 0
2035 | MISO_W_2_MAPP_CA | MISO_W | MAPP_CA | Internal | Summer | B7 | 400 | 700 | 0.01 | 121.82 | 89.45 | 0.01 | 0
2035 | MISO_W_2_MAPP_CA | MISO_W | MAPP_CA | Internal | Summer | B8 | 500 | 700 | 0.02 | 101.78 | 87.78 | 0.01 | 0
2035 | MISO_W_2_MAPP_CA | MISO_W | MAPP_CA | Internal | Summer | B9 | 800 | 700 | 0.01 | 97.87 | 87.78 | 0.01 | 0
2035 | MISO_W_2_MAPP_CA | MISO_W | MAPP_CA | Internal | Summer | B10 | 1262 | 700 | 0.02 | 91.77 | 87.78 | 0.01 | 0
2035 | MISO_W_2_MAPP_CA | MISO_W | MAPP_CA | Internal | Winter | B16 | 25 | 700 | 0.46 | 102.72 | 92.7 | 0.01 | 0
2035 | MISO_W_2_MAPP_CA | MISO_W | MAPP_CA | Internal | Winter | B17 | 100 | 700 | 0.15 | 100.47 | 92.7 | 0.01 | 0
2035 | MISO_W_2_MAPP_CA | MISO_W | MAPP_CA | Internal | Winter | B18 | 400 | 700 | 0.04 | 100.46 | 92.7 | 0.01 | 0
2035 | MISO_W_2_MAPP_CA | MISO_W | MAPP_CA | Internal | Winter | B19 | 700 | 700 | 0.03 | 98.51 | 92.7 | 0.01 | 0
2035 | MISO_W_2_MAPP_CA | MISO_W | MAPP_CA | Internal | Winter | B20 | 935 | 700 | 3.68 | 92.71 | 92.7 | 0.01 | 0
2035 | MISO_W_2_MAPP_US | MISO_W | MAPP_US | Internal | Shoulder | B11 | 25 | 2300 | 0.24 | 109.49 | 94.52 | 7 | 0
2035 | MISO_W_2_MAPP_US | MISO_W | MAPP_US | Internal | Shoulder | B12 | 200 | 2300 | 0.04 | 99.7 | 92.7 | 7 | 0
2035 | MISO_W_2_MAPP_US | MISO_W | MAPP_US | Internal | Shoulder | B13 | 600 | 2300 | 0.01 | 98.58 | 88.1 | 7 | 0
2035 | MISO_W_2_MAPP_US | MISO_W | MAPP_US | Internal | Shoulder | B14 | 900 | 2300 | 0.01 | 95.1 | 88.1 | 7 | 0
2035 | MISO_W_2_MAPP_US | MISO_W | MAPP_US | Internal | Shoulder | B15 | 1203 | 2300 | 0 | 93.4 | 86.4 | 7 | 0
2035 | MISO_W_2_MAPP_US | MISO_W | MAPP_US | Internal | Summer | B1 | 10 | 2300 | 0.84 | 191.19 | 184.19 | 7 | 0
2035 | MISO_W_2_MAPP_US | MISO_W | MAPP_US | Internal | Summer | B2 | 25 | 2300 | 0.34 | 191.19 | 184.19 | 7 | 0
2035 | MISO_W_2_MAPP_US | MISO_W | MAPP_US | Internal | Summer | B3 | 75 | 2300 | 0.12 | 201.23 | 194.23 | 7 | 0
2035 | MISO_W_2_MAPP_US | MISO_W | MAPP_US | Internal | Summer | B4 | 100 | 2300 | 0.09 | 165.6 | 158.61 | 7 | 0
2035 | MISO_W_2_MAPP_US | MISO_W | MAPP_US | Internal | Summer | B5 | 200 | 2300 | 0.05 | 144.12 | 137.13 | 7 | 0
2035 | MISO_W_2_MAPP_US | MISO_W | MAPP_US | Internal | Summer | B6 | 300 | 2300 | 0.03 | 134.86 | 127.86 | 7 | 0
2035 | MISO_W_2_MAPP_US | MISO_W | MAPP_US | Internal | Summer | B7 | 400 | 2300 | 0.03 | 121.82 | 118.06 | 7 | 0
2035 | MISO_W_2_MAPP_US | MISO_W | MAPP_US | Internal | Summer | B8 | 500 | 2300 | 0.02 | 101.78 | 94.78 | 7 | 0
2035 | MISO_W_2_MAPP_US | MISO_W | MAPP_US | Internal | Summer | B9 | 800 | 2300 | 0.01 | 97.87 | 90.87 | 7 | 0
2035 | MISO_W_2_MAPP_US | MISO_W | MAPP_US | Internal | Summer | B10 | 1262 | 2300 | 0 | 91.77 | 84.77 | 7 | 0
2035 | MISO_W_2_MAPP_US | MISO_W | MAPP_US | Internal | Winter | B16 | 25 | 2300 | 0.27 | 102.72 | 91.51 | 7 | 0
2035 | MISO_W_2_MAPP_US | MISO_W | MAPP_US | Internal | Winter | B17 | 100 | 2300 | 0.08 | 100.47 | 91.51 | 7 | 0
2035 | MISO_W_2_MAPP_US | MISO_W | MAPP_US | Internal | Winter | B18 | 400 | 2300 | 0.02 | 100.46 | 91.51 | 7 | 0
2035 | MISO_W_2_MAPP_US | MISO_W | MAPP_US | Internal | Winter | B19 | 700 | 2300 | 0.01 | 98.51 | 91.51 | 7 | 0
2035 | MISO_W_2_MAPP_US | MISO_W | MAPP_US | Internal | Winter | B20 | 935 | 2300 | 0.01 | 92.71 | 85.71 | 7 | 0
2035 | MISO_W_2_MISO_MO-IL | MISO_W | MISO_MO-IL | Internal | Shoulder | B11 | 25 | 3800 | 3800.22 | 109.49 | 127.58 | 0.01 | 18.07
2035 | MISO_W_2_MISO_MO-IL | MISO_W | MISO_MO-IL | Internal | Shoulder | B12 | 200 | 3800 | 3800.01 | 99.7 | 114.82 | 0.01 | 15.11
2035 | MISO_W_2_MISO_MO-IL | MISO_W | MISO_MO-IL | Internal | Shoulder | B13 | 600 | 3800 | 3800 | 98.58 | 114.09 | 0.01 | 15.5
2035 | MISO_W_2_MISO_MO-IL | MISO_W | MISO_MO-IL | Internal | Shoulder | B14 | 900 | 3800 | 3800 | 95.1 | 112.35 | 0.01 | 17.23
2035 | MISO_W_2_MISO_MO-IL | MISO_W | MISO_MO-IL | Internal | Shoulder | B15 | 1203 | 3800 | 3800 | 93.4 | 108.1 | 0.01 | 14.69
2035 | MISO_W_2_MISO_MO-IL | MISO_W | MISO_MO-IL | Internal | Summer | B1 | 10 | 3800 | 3800.29 | 191.19 | 206.34 | 0.01 | 15.14
2035 | MISO_W_2_MISO_MO-IL | MISO_W | MISO_MO-IL | Internal | Summer | B2 | 25 | 3800 | 3800.32 | 191.19 | 210.57 | 0.01 | 19.37
2035 | MISO_W_2_MISO_MO-IL | MISO_W | MISO_MO-IL | Internal | Summer | B3 | 75 | 3800 | 3799.98 | 201.23 | 210.57 | 0.01 | 9.32
2035 | MISO_W_2_MISO_MO-IL | MISO_W | MISO_MO-IL | Internal | Summer | B4 | 100 | 3800 | 3800.06 | 165.6 | 183.79 | 0.01 | 18.17
2035 | MISO_W_2_MISO_MO-IL | MISO_W | MISO_MO-IL | Internal | Summer | B5 | 200 | 3800 | 3799.99 | 144.12 | 152.39 | 0.01 | 8.25
2035 | MISO_W_2_MISO_MO-IL | MISO_W | MISO_MO-IL | Internal | Summer | B6 | 300 | 3800 | 3799.96 | 134.86 | 138.96 | 0.01 | 4.09
2035 | MISO_W_2_MISO_MO-IL | MISO_W | MISO_MO-IL | Internal | Summer | B7 | 400 | 3800 | 3800 | 121.82 | 130.62 | 0.01 | 8.79
2035 | MISO_W_2_MISO_MO-IL | MISO_W | MISO_MO-IL | Internal | Summer | B8 | 500 | 3800 | 3800.02 | 101.78 | 120.97 | 0.01 | 19.17
2035 | MISO_W_2_MISO_MO-IL | MISO_W | MISO_MO-IL | Internal | Summer | B9 | 800 | 3800 | 3800 | 97.87 | 113.4 | 0.01 | 15.52
2035 | MISO_W_2_MISO_MO-IL | MISO_W | MISO_MO-IL | Internal | Summer | B10 | 1262 | 3800 | 3800.01 | 91.77 | 110.96 | 0.01 | 19.18
2035 | MISO_W_2_MISO_MO-IL | MISO_W | MISO_MO-IL | Internal | Winter | B16 | 25 | 3800 | 3800.12 | 102.72 | 117.87 | 0.01 | 15.14
2035 | MISO_W_2_MISO_MO-IL | MISO_W | MISO_MO-IL | Internal | Winter | B17 | 100 | 3800 | 3800.03 | 100.47 | 115.98 | 0.01 | 15.5
2035 | MISO_W_2_MISO_MO-IL | MISO_W | MISO_MO-IL | Internal | Winter | B18 | 400 | 3800 | 3800.01 | 100.46 | 115.98 | 0.01 | 15.5
2035 | MISO_W_2_MISO_MO-IL | MISO_W | MISO_MO-IL | Internal | Winter | B19 | 700 | 3800 | 3800 | 98.51 | 114.75 | 0.01 | 16.23
2035 | MISO_W_2_MISO_MO-IL | MISO_W | MISO_MO-IL | Internal | Winter | B20 | 935 | 3800 | 3800 | 92.71 | 107.73 | 0.01 | 15.01
2035 | MISO_W_2_MISO_WUMS | MISO_W | MISO_WUMS | Internal | Shoulder | B11 | 25 | 1629 | 1629.28 | 109.49 | 124.73 | 0.01 | 15.22
2035 | MISO_W_2_MISO_WUMS | MISO_W | MISO_WUMS | Internal | Shoulder | B12 | 200 | 1629 | 1629.04 | 99.7 | 114.93 | 0.01 | 15.22
2035 | MISO_W_2_MISO_WUMS | MISO_W | MISO_WUMS | Internal | Shoulder | B13 | 600 | 1629 | 1629.02 | 98.58 | 114.77 | 0.01 | 16.18
2035 | MISO_W_2_MISO_WUMS | MISO_W | MISO_WUMS | Internal | Shoulder | B14 | 900 | 1629 | 1629.04 | 95.1 | 114.77 | 0.01 | 19.66
2035 | MISO_W_2_MISO_WUMS | MISO_W | MISO_WUMS | Internal | Shoulder | B15 | 1203 | 1629 | 1629.18 | 93.4 | 114.44 | 0.01 | 21.04
2035 | MISO_W_2_MISO_WUMS | MISO_W | MISO_WUMS | Internal | Summer | B1 | 10 | 1629 | 1629.7 | 191.19 | 206.42 | 0.01 | 15.22
2035 | MISO_W_2_MISO_WUMS | MISO_W | MISO_WUMS | Internal | Summer | B2 | 25 | 1629 | 1629.29 | 191.19 | 206.42 | 0.01 | 15.22
2035 | MISO_W_2_MISO_WUMS | MISO_W | MISO_WUMS | Internal | Summer | B3 | 75 | 1629 | 1628.94 | 201.23 | 206.42 | 0.01 | 5.18
2035 | MISO_W_2_MISO_WUMS | MISO_W | MISO_WUMS | Internal | Summer | B4 | 100 | 1629 | 1629.06 | 165.6 | 179.65 | 0.01 | 14.03
2035 | MISO_W_2_MISO_WUMS | MISO_W | MISO_WUMS | Internal | Summer | B5 | 200 | 1629 | 1628.99 | 144.12 | 152.47 | 0.01 | 8.34
2035 | MISO_W_2_MISO_WUMS | MISO_W | MISO_WUMS | Internal | Summer | B6 | 300 | 1629 | 1628.97 | 134.86 | 139.04 | 0.01 | 4.17
2035 | MISO_W_2_MISO_WUMS | MISO_W | MISO_WUMS | Internal | Summer | B7 | 400 | 1629 | 1629 | 121.82 | 130.7 | 0.01 | 8.87
2035 | MISO_W_2_MISO_WUMS | MISO_W | MISO_WUMS | Internal | Summer | B8 | 500 | 1629 | 1629.02 | 101.78 | 117.01 | 0.01 | 15.22
2035 | MISO_W_2_MISO_WUMS | MISO_W | MISO_WUMS | Internal | Summer | B9 | 800 | 1629 | 1629.01 | 97.87 | 113.2 | 0.01 | 15.33
2035 | MISO_W_2_MISO_WUMS | MISO_W | MISO_WUMS | Internal | Summer | B10 | 1262 | 1629 | 4042.05 | 91.77 | 113.13 | 0.01 | 21.35
2035 | MISO_W_2_MISO_WUMS | MISO_W | MISO_WUMS | Internal | Winter | B16 | 25 | 1629 | 1629.3 | 102.72 | 117.95 | 0.01 | 15.22
2035 | MISO_W_2_MISO_WUMS | MISO_W | MISO_WUMS | Internal | Winter | B17 | 100 | 1629 | 1629.13 | 100.47 | 117.73 | 0.01 | 17.26
2035 | MISO_W_2_MISO_WUMS | MISO_W | MISO_WUMS | Internal | Winter | B18 | 400 | 1629 | 1629.03 | 100.46 | 117.73 | 0.01 | 17.26
2035 | MISO_W_2_MISO_WUMS | MISO_W | MISO_WUMS | Internal | Winter | B19 | 700 | 1629 | 1629.03 | 98.51 | 117.73 | 0.01 | 19.21
2035 | MISO_W_2_MISO_WUMS | MISO_W | MISO_WUMS | Internal | Winter | B20 | 935 | 1629 | 1956.44 | 92.71 | 114.07 | 0.01 | 21.35
2035 | MISO_W_2_NE | MISO_W | NE | Internal | Shoulder | B11 | 25 | 2800 | 0.15 | 109.49 | 82.7 | 7 | 0
2035 | MISO_W_2_NE | MISO_W | NE | Internal | Shoulder | B12 | 200 | 2800 | 0.01 | 99.7 | 55.31 | 7 | 0
2035 | MISO_W_2_NE | MISO_W | NE | Internal | Shoulder | B13 | 600 | 2800 | 0 | 98.58 | 54.19 | 7 | 0
2035 | MISO_W_2_NE | MISO_W | NE | Internal | Shoulder | B14 | 900 | 2800 | 0 | 95.1 | 50.71 | 7 | 0
2035 | MISO_W_2_NE | MISO_W | NE | Internal | Shoulder | B15 | 1203 | 2800 | 0 | 93.4 | 49 | 7 | 0
2035 | MISO_W_2_NE | MISO_W | NE | Internal | Summer | B1 | 10 | 2800 | 0.27 | 191.19 | 151.28 | 7 | 0
2035 | MISO_W_2_NE | MISO_W | NE | Internal | Summer | B2 | 25 | 2800 | 0.14 | 191.19 | 161.25 | 7 | 0
2035 | MISO_W_2_NE | MISO_W | NE | Internal | Summer | B3 | 75 | 2800 | 0.14 | 201.23 | 196.24 | 7 | 0
2035 | MISO_W_2_NE | MISO_W | NE | Internal | Summer | B4 | 100 | 2800 | 0.1 | 165.6 | 160.6 | 7 | 0
2035 | MISO_W_2_NE | MISO_W | NE | Internal | Summer | B5 | 200 | 2800 | 0.05 | 144.12 | 139.12 | 7 | 0
2035 | MISO_W_2_NE | MISO_W | NE | Internal | Summer | B6 | 300 | 2800 | 0.05 | 134.86 | 133.94 | 7 | 0
2035 | MISO_W_2_NE | MISO_W | NE | Internal | Summer | B7 | 400 | 2800 | 0.08 | 121.82 | 125.06 | 7 | 0
2035 | MISO_W_2_NE | MISO_W | NE | Internal | Summer | B8 | 500 | 2800 | 0.01 | 101.78 | 89.78 | 7 | 0
2035 | MISO_W_2_NE | MISO_W | NE | Internal | Summer | B9 | 800 | 2800 | 0 | 97.87 | 62.33 | 7 | 0
2035 | MISO_W_2_NE | MISO_W | NE | Internal | Summer | B10 | 1262 | 2800 | 0 | 91.77 | 49.32 | 7 | 0
2035 | MISO_W_2_NE | MISO_W | NE | Internal | Winter | B16 | 25 | 2800 | 0.1 | 102.72 | 58.32 | 7 | 0
2035 | MISO_W_2_NE | MISO_W | NE | Internal | Winter | B17 | 100 | 2800 | 0.03 | 100.47 | 56.07 | 7 | 0
2035 | MISO_W_2_NE | MISO_W | NE | Internal | Winter | B18 | 400 | 2800 | 0 | 100.46 | 56.07 | 7 | 0
2035 | MISO_W_2_NE | MISO_W | NE | Internal | Winter | B19 | 700 | 2800 | 0 | 98.51 | 54.11 | 7 | 0
2035 | MISO_W_2_NE | MISO_W | NE | Internal | Winter | B20 | 935 | 2800 | 0 | 92.71 | 48.31 | 7 | 0
2035 | MISO_W_2_PJM_ROR | MISO_W | PJM_ROR | Internal | Shoulder | B11 | 25 | 773 | 3575.04 | 109.49 | 130.87 | 2 | 19.38
2035 | MISO_W_2_PJM_ROR | MISO_W | PJM_ROR | Internal | Shoulder | B12 | 200 | 773 | 10063.87 | 99.7 | 121.08 | 2 | 19.38
2035 | MISO_W_2_PJM_ROR | MISO_W | PJM_ROR | Internal | Shoulder | B13 | 600 | 773 | 13798.38 | 98.58 | 119.96 | 2 | 19.38
2035 | MISO_W_2_PJM_ROR | MISO_W | PJM_ROR | Internal | Shoulder | B14 | 900 | 773 | 14640.48 | 95.1 | 116.48 | 2 | 19.38
2035 | MISO_W_2_PJM_ROR | MISO_W | PJM_ROR | Internal | Shoulder | B15 | 1203 | 773 | 28690.96 | 93.4 | 114.77 | 2 | 19.38
2035 | MISO_W_2_PJM_ROR | MISO_W | PJM_ROR | Internal | Summer | B1 | 10 | 773 | 8506.15 | 191.19 | 212.57 | 2 | 19.39
2035 | MISO_W_2_PJM_ROR | MISO_W | PJM_ROR | Internal | Summer | B2 | 25 | 773 | 6807.97 | 191.19 | 212.57 | 2 | 19.38
2035 | MISO_W_2_PJM_ROR | MISO_W | PJM_ROR | Internal | Summer | B3 | 75 | 773 | 773.04 | 201.23 | 212.57 | 2 | 9.34
2035 | MISO_W_2_PJM_ROR | MISO_W | PJM_ROR | Internal | Summer | B4 | 100 | 773 | 774.13 | 165.6 | 185.79 | 2 | 18.19
2035 | MISO_W_2_PJM_ROR | MISO_W | PJM_ROR | Internal | Summer | B5 | 200 | 773 | 773.03 | 144.12 | 158.62 | 2 | 12.5
2035 | MISO_W_2_PJM_ROR | MISO_W | PJM_ROR | Internal | Summer | B6 | 300 | 773 | 773 | 134.86 | 145.19 | 2 | 8.33
2035 | MISO_W_2_PJM_ROR | MISO_W | PJM_ROR | Internal | Summer | B7 | 400 | 773 | 773.03 | 121.82 | 136.85 | 2 | 13.03
2035 | MISO_W_2_PJM_ROR | MISO_W | PJM_ROR | Internal | Summer | B8 | 500 | 773 | 9044.16 | 101.78 | 123.16 | 2 | 19.38
2035 | MISO_W_2_PJM_ROR | MISO_W | PJM_ROR | Internal | Summer | B9 | 800 | 773 | 8955.04 | 97.87 | 119.24 | 2 | 19.38
2035 | MISO_W_2_PJM_ROR | MISO_W | PJM_ROR | Internal | Summer | B10 | 1262 | 773 | 11805.5 | 91.77 | 113.14 | 2 | 19.38
2035 | MISO_W_2_PJM_ROR | MISO_W | PJM_ROR | Internal | Winter | B16 | 25 | 773 | 26243.73 | 102.72 | 124.1 | 2 | 19.38
2035 | MISO_W_2_PJM_ROR | MISO_W | PJM_ROR | Internal | Winter | B17 | 100 | 773 | 24398.62 | 100.47 | 121.84 | 2 | 19.38
2035 | MISO_W_2_PJM_ROR | MISO_W | PJM_ROR | Internal | Winter | B18 | 400 | 773 | 16522.55 | 100.46 | 121.84 | 2 | 19.38
2035 | MISO_W_2_PJM_ROR | MISO_W | PJM_ROR | Internal | Winter | B19 | 700 | 773 | 13400.11 | 98.51 | 119.89 | 2 | 19.38
2035 | MISO_W_2_PJM_ROR | MISO_W | PJM_ROR | Internal | Winter | B20 | 935 | 773 | 28923.9 | 92.71 | 114.09 | 2 | 19.38
2035 | MISO_W_2_SPP_N | MISO_W | SPP_N | Internal | Shoulder | B11 | 25 | 3200 | 0.13 | 109.49 | 76.5 | 7 | 0
2035 | MISO_W_2_SPP_N | MISO_W | SPP_N | Internal | Shoulder | B12 | 200 | 3200 | 0.01 | 99.7 | 55.32 | 7 | 0
2035 | MISO_W_2_SPP_N | MISO_W | SPP_N | Internal | Shoulder | B13 | 600 | 3200 | 0 | 98.58 | 52.47 | 7 | 0
2035 | MISO_W_2_SPP_N | MISO_W | SPP_N | Internal | Shoulder | B14 | 900 | 3200 | 0 | 95.1 | 50.72 | 7 | 0
2035 | MISO_W_2_SPP_N | MISO_W | SPP_N | Internal | Shoulder | B15 | 1203 | 3200 | 0 | 93.4 | 47.28 | 7 | 0
2035 | MISO_W_2_SPP_N | MISO_W | SPP_N | Internal | Summer | B1 | 10 | 3200 | 0.25 | 191.19 | 145.08 | 7 | 0
2035 | MISO_W_2_SPP_N | MISO_W | SPP_N | Internal | Summer | B2 | 25 | 3200 | 0.12 | 191.19 | 155.06 | 7 | 0
2035 | MISO_W_2_SPP_N | MISO_W | SPP_N | Internal | Summer | B3 | 75 | 3200 | 0.15 | 201.23 | 196.25 | 7 | 0
2035 | MISO_W_2_SPP_N | MISO_W | SPP_N | Internal | Summer | B4 | 100 | 3200 | 0.09 | 165.6 | 160.57 | 7 | 0
2035 | MISO_W_2_SPP_N | MISO_W | SPP_N | Internal | Summer | B5 | 200 | 3200 | 0.06 | 144.12 | 139.13 | 7 | 0
2035 | MISO_W_2_SPP_N | MISO_W | SPP_N | Internal | Summer | B6 | 300 | 3200 | 0.05 | 134.86 | 133.96 | 7 | 0
2035 | MISO_W_2_SPP_N | MISO_W | SPP_N | Internal | Summer | B7 | 400 | 3200 | 199.58 | 121.82 | 128.82 | 7 | 0
2035 | MISO_W_2_SPP_N | MISO_W | SPP_N | Internal | Summer | B8 | 500 | 3200 | 0.02 | 101.78 | 89.79 | 7 | 0
2035 | MISO_W_2_SPP_N | MISO_W | SPP_N | Internal | Summer | B9 | 800 | 3200 | 0 | 97.87 | 62.32 | 7 | 0
2035 | MISO_W_2_SPP_N | MISO_W | SPP_N | Internal | Summer | B10 | 1262 | 3200 | 0 | 91.77 | 49.33 | 7 | 0
2035 | MISO_W_2_SPP_N | MISO_W | SPP_N | Internal | Winter | B16 | 25 | 3200 | 0.1 | 102.72 | 58.31 | 7 | 0
2035 | MISO_W_2_SPP_N | MISO_W | SPP_N | Internal | Winter | B17 | 100 | 3200 | 0.03 | 100.47 | 54.35 | 7 | 0
2035 | MISO_W_2_SPP_N | MISO_W | SPP_N | Internal | Winter | B18 | 400 | 3200 | 0 | 100.46 | 54.35 | 7 | 0
2035 | MISO_W_2_SPP_N | MISO_W | SPP_N | Internal | Winter | B19 | 700 | 3200 | 0 | 98.51 | 53.5 | 7 | 0
2035 | MISO_W_2_SPP_N | MISO_W | SPP_N | Internal | Winter | B20 | 935 | 3200 | 0 | 92.71 | 46.59 | 7 | 0
2035 | MISO_WUMS_2_MISO_MI | MISO_WUMS | MISO_MI | Internal | Shoulder | B11 | 25 | 99 | 102.49 | 124.73 | 127.75 | 0.01 | 3.05
2035 | MISO_WUMS_2_MISO_MI | MISO_WUMS | MISO_MI | Internal | Shoulder | B12 | 200 | 99 | 99.48 | 114.93 | 117.96 | 0.01 | 3.02
2035 | MISO_WUMS_2_MISO_MI | MISO_WUMS | MISO_MI | Internal | Shoulder | B13 | 600 | 99 | 99.25 | 114.77 | 117.96 | 0.01 | 3.18
2035 | MISO_WUMS_2_MISO_MI | MISO_WUMS | MISO_MI | Internal | Shoulder | B14 | 900 | 99 | 99.07 | 114.77 | 117.6 | 0.01 | 2.82
2035 | MISO_WUMS_2_MISO_MI | MISO_WUMS | MISO_MI | Internal | Shoulder | B15 | 1203 | 99 | 0.07 | 114.44 | 113.65 | 0.01 | 0
2035 | MISO_WUMS_2_MISO_MI | MISO_WUMS | MISO_MI | Internal | Summer | B1 | 10 | 99 | 107.85 | 206.42 | 209.45 | 0.01 | 3.1
2035 | MISO_WUMS_2_MISO_MI | MISO_WUMS | MISO_MI | Internal | Summer | B2 | 25 | 99 | 300.6 | 206.42 | 209.92 | 0.01 | 3.52
2035 | MISO_WUMS_2_MISO_MI | MISO_WUMS | MISO_MI | Internal | Summer | B3 | 75 | 99 | 224.44 | 206.42 | 209.92 | 0.01 | 3.5
2035 | MISO_WUMS_2_MISO_MI | MISO_WUMS | MISO_MI | Internal | Summer | B4 | 100 | 99 | 99.1 | 179.65 | 181.4 | 0.01 | 1.75
2035 | MISO_WUMS_2_MISO_MI | MISO_WUMS | MISO_MI | Internal | Summer | B5 | 200 | 99 | 99.47 | 152.47 | 155.5 | 0.01 | 3.02
2035 | MISO_WUMS_2_MISO_MI | MISO_WUMS | MISO_MI | Internal | Summer | B6 | 300 | 99 | 99.34 | 139.04 | 142.07 | 0.01 | 3.02
2035 | MISO_WUMS_2_MISO_MI | MISO_WUMS | MISO_MI | Internal | Summer | B7 | 400 | 99 | 99.08 | 130.7 | 133.26 | 0.01 | 2.55
2035 | MISO_WUMS_2_MISO_MI | MISO_WUMS | MISO_MI | Internal | Summer | B8 | 500 | 99 | 99.18 | 117.01 | 120.04 | 0.01 | 3.02
2035 | MISO_WUMS_2_MISO_MI | MISO_WUMS | MISO_MI | Internal | Summer | B9 | 800 | 99 | 99.29 | 113.2 | 116.51 | 0.01 | 3.29
2035 | MISO_WUMS_2_MISO_MI | MISO_WUMS | MISO_MI | Internal | Summer | B10 | 1262 | 99 | 98.99 | 113.13 | 114.68 | 0.01 | 1.54
2035 | MISO_WUMS_2_MISO_MI | MISO_WUMS | MISO_MI | Internal | Winter | B16 | 25 | 99 | 102.5 | 117.95 | 120.98 | 0.01 | 3.05
2035 | MISO_WUMS_2_MISO_MI | MISO_WUMS | MISO_MI | Internal | Winter | B17 | 100 | 99 | 100.54 | 117.73 | 120.98 | 0.01 | 3.24
2035 | MISO_WUMS_2_MISO_MI | MISO_WUMS | MISO_MI | Internal | Winter | B18 | 400 | 99 | 99 | 117.73 | 119.12 | 0.01 | 1.37
2035 | MISO_WUMS_2_MISO_MI | MISO_WUMS | MISO_MI | Internal | Winter | B19 | 700 | 99 | 98.61 | 117.73 | 117.89 | 0.01 | 0.15
2035 | MISO_WUMS_2_MISO_MI | MISO_WUMS | MISO_MI | Internal | Winter | B20 | 935 | 99 | 0.09 | 114.07 | 113.28 | 0.01 | 0
2035 | MISO_WUMS_2_MISO_W | MISO_WUMS | MISO_W | Internal | Shoulder | B11 | 25 | 1137 | 0.29 | 124.73 | 109.49 | 0.01 | 0
2035 | MISO_WUMS_2_MISO_W | MISO_WUMS | MISO_W | Internal | Shoulder | B12 | 200 | 1137 | 0.04 | 114.93 | 99.7 | 0.01 | 0
2035 | MISO_WUMS_2_MISO_W | MISO_WUMS | MISO_W | Internal | Shoulder | B13 | 600 | 1137 | 0.01 | 114.77 | 98.58 | 0.01 | 0
2035 | MISO_WUMS_2_MISO_W | MISO_WUMS | MISO_W | Internal | Shoulder | B14 | 900 | 1137 | 0 | 114.77 | 95.1 | 0.01 | 0
2035 | MISO_WUMS_2_MISO_W | MISO_WUMS | MISO_W | Internal | Shoulder | B15 | 1203 | 1137 | 0 | 114.44 | 93.4 | 0.01 | 0
2035 | MISO_WUMS_2_MISO_W | MISO_WUMS | MISO_W | Internal | Summer | B1 | 10 | 1137 | 0.7 | 206.42 | 191.19 | 0.01 | 0.01
2035 | MISO_WUMS_2_MISO_W | MISO_WUMS | MISO_W | Internal | Summer | B2 | 25 | 1137 | 0.29 | 206.42 | 191.19 | 0.01 | 0
2035 | MISO_WUMS_2_MISO_W | MISO_WUMS | MISO_W | Internal | Summer | B3 | 75 | 1137 | 0.21 | 206.42 | 201.23 | 0.01 | 0
2035 | MISO_WUMS_2_MISO_W | MISO_WUMS | MISO_W | Internal | Summer | B4 | 100 | 1137 | 0.08 | 179.65 | 165.6 | 0.01 | 0
2035 | MISO_WUMS_2_MISO_W | MISO_WUMS | MISO_W | Internal | Summer | B5 | 200 | 1137 | 0.06 | 152.47 | 144.12 | 0.01 | 0
2035 | MISO_WUMS_2_MISO_W | MISO_WUMS | MISO_W | Internal | Summer | B6 | 300 | 1137 | 0.07 | 139.04 | 134.86 | 0.01 | 0
2035 | MISO_WUMS_2_MISO_W | MISO_WUMS | MISO_W | Internal | Summer | B7 | 400 | 1137 | 0.03 | 130.7 | 121.82 | 0.01 | 0
2035 | MISO_WUMS_2_MISO_W | MISO_WUMS | MISO_W | Internal | Summer | B8 | 500 | 1137 | 0.02 | 117.01 | 101.78 | 0.01 | 0
2035 | MISO_WUMS_2_MISO_W | MISO_WUMS | MISO_W | Internal | Summer | B9 | 800 | 1137 | 0 | 113.2 | 97.87 | 0.01 | 0
2035 | MISO_WUMS_2_MISO_W | MISO_WUMS | MISO_W | Internal | Summer | B10 | 1262 | 1137 | 0 | 113.13 | 91.77 | 0.01 | 0
2035 | MISO_WUMS_2_MISO_W | MISO_WUMS | MISO_W | Internal | Winter | B16 | 25 | 1137 | 0.29 | 117.95 | 102.72 | 0.01 | 0
2035 | MISO_WUMS_2_MISO_W | MISO_WUMS | MISO_W | Internal | Winter | B17 | 100 | 1137 | 0.07 | 117.73 | 100.47 | 0.01 | 0
2035 | MISO_WUMS_2_MISO_W | MISO_WUMS | MISO_W | Internal | Winter | B18 | 400 | 1137 | 0.02 | 117.73 | 100.46 | 0.01 | 0
2035 | MISO_WUMS_2_MISO_W | MISO_WUMS | MISO_W | Internal | Winter | B19 | 700 | 1137 | 0 | 117.73 | 98.51 | 0.01 | 0
2035 | MISO_WUMS_2_MISO_W | MISO_WUMS | MISO_W | Internal | Winter | B20 | 935 | 1137 | 0 | 114.07 | 92.71 | 0.01 | 0
2035 | MISO_WUMS_2_PJM_ROR | MISO_WUMS | PJM_ROR | Internal | Shoulder | B11 | 25 | 1600 | 3290.75 | 124.73 | 130.87 | 2 | 4.15
2035 | MISO_WUMS_2_PJM_ROR | MISO_WUMS | PJM_ROR | Internal | Shoulder | B12 | 200 | 1600 | 3461.62 | 114.93 | 121.08 | 2 | 4.15
2035 | MISO_WUMS_2_PJM_ROR | MISO_WUMS | PJM_ROR | Internal | Shoulder | B13 | 600 | 1600 | 1600.06 | 114.77 | 119.96 | 2 | 3.19
2035 | MISO_WUMS_2_PJM_ROR | MISO_WUMS | PJM_ROR | Internal | Shoulder | B14 | 900 | 1600 | 0.37 | 114.77 | 116.48 | 2 | 0
2035 | MISO_WUMS_2_PJM_ROR | MISO_WUMS | PJM_ROR | Internal | Shoulder | B15 | 1203 | 1600 | 0.05 | 114.44 | 114.77 | 2 | 0
2035 | MISO_WUMS_2_PJM_ROR | MISO_WUMS | PJM_ROR | Internal | Summer | B1 | 10 | 1600 | 4517.5 | 206.42 | 212.57 | 2 | 4.15
2035 | MISO_WUMS_2_PJM_ROR | MISO_WUMS | PJM_ROR | Internal | Summer | B2 | 25 | 1600 | 3282.91 | 206.42 | 212.57 | 2 | 4.15
2035 | MISO_WUMS_2_PJM_ROR | MISO_WUMS | PJM_ROR | Internal | Summer | B3 | 75 | 1600 | 2890.92 | 206.42 | 212.57 | 2 | 4.15
2035 | MISO_WUMS_2_PJM_ROR | MISO_WUMS | PJM_ROR | Internal | Summer | B4 | 100 | 1600 | 3528.72 | 179.65 | 185.79 | 2 | 4.15
2035 | MISO_WUMS_2_PJM_ROR | MISO_WUMS | PJM_ROR | Internal | Summer | B5 | 200 | 1600 | 4064.29 | 152.47 | 158.62 | 2 | 4.15
2035 | MISO_WUMS_2_PJM_ROR | MISO_WUMS | PJM_ROR | Internal | Summer | B6 | 300 | 1600 | 3909.63 | 139.04 | 145.19 | 2 | 4.15
2035 | MISO_WUMS_2_PJM_ROR | MISO_WUMS | PJM_ROR | Internal | Summer | B7 | 400 | 1600 | 2064.76 | 130.7 | 136.85 | 2 | 4.15
2035 | MISO_WUMS_2_PJM_ROR | MISO_WUMS | PJM_ROR | Internal | Summer | B8 | 500 | 1600 | 2634.7 | 117.01 | 123.16 | 2 | 4.15
2035 | MISO_WUMS_2_PJM_ROR | MISO_WUMS | PJM_ROR | Internal | Summer | B9 | 800 | 1600 | 1603.56 | 113.2 | 119.24 | 2 | 4.04
2035 | MISO_WUMS_2_PJM_ROR | MISO_WUMS | PJM_ROR | Internal | Summer | B10 | 1262 | 1600 | 0.04 | 113.13 | 113.14 | 2 | 0
2035 | MISO_WUMS_2_PJM_ROR | MISO_WUMS | PJM_ROR | Internal | Winter | B16 | 25 | 1600 | 3070.07 | 117.95 | 124.1 | 2 | 4.15
2035 | MISO_WUMS_2_PJM_ROR | MISO_WUMS | PJM_ROR | Internal | Winter | B17 | 100 | 1600 | 1600.01 | 117.73 | 121.84 | 2 | 2.11
2035 | MISO_WUMS_2_PJM_ROR | MISO_WUMS | PJM_ROR | Internal | Winter | B18 | 400 | 1600 | 1600 | 117.73 | 121.84 | 2 | 2.11
2035 | MISO_WUMS_2_PJM_ROR | MISO_WUMS | PJM_ROR | Internal | Winter | B19 | 700 | 1600 | 1599.6 | 117.73 | 119.89 | 2 | 0.16
2035 | MISO_WUMS_2_PJM_ROR | MISO_WUMS | PJM_ROR | Internal | Winter | B20 | 935 | 1600 | 0.07 | 114.07 | 114.09 | 2 | 0
2035 | NE_2_MAPP_US | NE | MAPP_US | Internal | Shoulder | B11 | 25 | 1600 | 1599.78 | 82.7 | 94.52 | 5 | 6.83
2035 | NE_2_MAPP_US | NE | MAPP_US | Internal | Shoulder | B12 | 200 | 1600 | 1600.01 | 55.31 | 92.7 | 5 | 32.39
2035 | NE_2_MAPP_US | NE | MAPP_US | Internal | Shoulder | B13 | 600 | 1600 | 1600 | 54.19 | 88.1 | 5 | 28.92
2035 | NE_2_MAPP_US | NE | MAPP_US | Internal | Shoulder | B14 | 900 | 1600 | 1600 | 50.71 | 88.1 | 5 | 32.4
2035 | NE_2_MAPP_US | NE | MAPP_US | Internal | Shoulder | B15 | 1203 | 1600 | 1600 | 49 | 86.4 | 5 | 32.4
2035 | NE_2_MAPP_US | NE | MAPP_US | Internal | Summer | B1 | 10 | 1600 | 1600.06 | 151.28 | 184.19 | 5 | 27.91
2035 | NE_2_MAPP_US | NE | MAPP_US | Internal | Summer | B2 | 25 | 1600 | 1599.95 | 161.25 | 184.19 | 5 | 17.94
2035 | NE_2_MAPP_US | NE | MAPP_US | Internal | Summer | B3 | 75 | 1600 | 0.13 | 196.24 | 194.23 | 5 | 0
2035 | NE_2_MAPP_US | NE | MAPP_US | Internal | Summer | B4 | 100 | 1600 | 0.1 | 160.6 | 158.61 | 5 | 0
2035 | NE_2_MAPP_US | NE | MAPP_US | Internal | Summer | B5 | 200 | 1600 | 0.05 | 139.12 | 137.13 | 5 | 0
2035 | NE_2_MAPP_US | NE | MAPP_US | Internal | Summer | B6 | 300 | 1600 | 0.02 | 133.94 | 127.86 | 5 | 0
2035 | NE_2_MAPP_US | NE | MAPP_US | Internal | Summer | B7 | 400 | 1600 | 0.02 | 125.06 | 118.06 | 5 | 0
2035 | NE_2_MAPP_US | NE | MAPP_US | Internal | Summer | B8 | 500 | 1600 | 1222.19 | 89.78 | 94.78 | 5 | 0
2035 | NE_2_MAPP_US | NE | MAPP_US | Internal | Summer | B9 | 800 | 1600 | 1600 | 62.33 | 90.87 | 5 | 23.54
2035 | NE_2_MAPP_US | NE | MAPP_US | Internal | Summer | B10 | 1262 | 1600 | 1600 | 49.32 | 84.77 | 5 | 30.44
2035 | NE_2_MAPP_US | NE | MAPP_US | Internal | Winter | B16 | 25 | 1600 | 1600.02 | 58.32 | 91.51 | 5 | 28.19
2035 | NE_2_MAPP_US | NE | MAPP_US | Internal | Winter | B17 | 100 | 1600 | 1600.01 | 56.07 | 91.51 | 5 | 30.44
2035 | NE_2_MAPP_US | NE | MAPP_US | Internal | Winter | B18 | 400 | 1600 | 1600 | 56.07 | 91.51 | 5 | 30.45
2035 | NE_2_MAPP_US | NE | MAPP_US | Internal | Winter | B19 | 700 | 1600 | 1600 | 54.11 | 91.51 | 5 | 32.4
2035 | NE_2_MAPP_US | NE | MAPP_US | Internal | Winter | B20 | 935 | 1600 | 1600 | 48.31 | 85.71 | 5 | 32.4
2035 | NE_2_MISO_W | NE | MISO_W | Internal | Shoulder | B11 | 25 | 1600 | 1600.06 | 82.7 | 109.49 | 5 | 21.8
2035 | NE_2_MISO_W | NE | MISO_W | Internal | Shoulder | B12 | 200 | 1600 | 2042.34 | 55.31 | 99.7 | 5 | 39.4
2035 | NE_2_MISO_W | NE | MISO_W | Internal | Shoulder | B13 | 600 | 1600 | 3579.94 | 54.19 | 98.58 | 5 | 39.4
2035 | NE_2_MISO_W | NE | MISO_W | Internal | Shoulder | B14 | 900 | 1600 | 3757.98 | 50.71 | 95.1 | 5 | 39.4
2035 | NE_2_MISO_W | NE | MISO_W | Internal | Shoulder | B15 | 1203 | 1600 | 5356.32 | 49 | 93.4 | 5 | 39.4
2035 | NE_2_MISO_W | NE | MISO_W | Internal | Summer | B1 | 10 | 1600 | 1601.22 | 151.28 | 191.19 | 5 | 34.91
2035 | NE_2_MISO_W | NE | MISO_W | Internal | Summer | B2 | 25 | 1600 | 1600.12 | 161.25 | 191.19 | 5 | 24.94
2035 | NE_2_MISO_W | NE | MISO_W | Internal | Summer | B3 | 75 | 1600 | 313.27 | 196.24 | 201.23 | 5 | 0
2035 | NE_2_MISO_W | NE | MISO_W | Internal | Summer | B4 | 100 | 1600 | 927.51 | 160.6 | 165.6 | 5 | 0
2035 | NE_2_MISO_W | NE | MISO_W | Internal | Summer | B5 | 200 | 1600 | 578.67 | 139.12 | 144.12 | 5 | 0
2035 | NE_2_MISO_W | NE | MISO_W | Internal | Summer | B6 | 300 | 1600 | 0.06 | 133.94 | 134.86 | 5 | 0
2035 | NE_2_MISO_W | NE | MISO_W | Internal | Summer | B7 | 400 | 1600 | 0.02 | 125.06 | 121.82 | 5 | 0
2035 | NE_2_MISO_W | NE | MISO_W | Internal | Summer | B8 | 500 | 1600 | 1599.99 | 89.78 | 101.78 | 5 | 7
2035 | NE_2_MISO_W | NE | MISO_W | Internal | Summer | B9 | 800 | 1600 | 1600.01 | 62.33 | 97.87 | 5 | 30.54
2035 | NE_2_MISO_W | NE | MISO_W | Internal | Summer | B10 | 1262 | 1600 | 1600.03 | 49.32 | 91.77 | 5 | 37.44
2035 | NE_2_MISO_W | NE | MISO_W | Internal | Winter | B16 | 25 | 1600 | 7003.22 | 58.32 | 102.72 | 5 | 39.4
2035 | NE_2_MISO_W | NE | MISO_W | Internal | Winter | B17 | 100 | 1600 | 5941.46 | 56.07 | 100.47 | 5 | 39.4
2035 | NE_2_MISO_W | NE | MISO_W | Internal | Winter | B18 | 400 | 1600 | 4951.99 | 56.07 | 100.46 | 5 | 39.4
2035 | NE_2_MISO_W | NE | MISO_W | Internal | Winter | B19 | 700 | 1600 | 4332.63 | 54.11 | 98.51 | 5 | 39.4
2035 | NE_2_MISO_W | NE | MISO_W | Internal | Winter | B20 | 935 | 1600 | 5455.53 | 48.31 | 92.71 | 5 | 39.4
2035 | NE_2_SPP_N | NE | SPP_N | Internal | Shoulder | B11 | 25 | 1800 | 0.68 | 82.7 | 76.5 | 0.01 | 0
2035 | NE_2_SPP_N | NE | SPP_N | Internal | Shoulder | B12 | 200 | 1800 | 194.83 | 55.31 | 55.32 | 0.01 | 0
2035 | NE_2_SPP_N | NE | SPP_N | Internal | Shoulder | B13 | 600 | 1800 | 0.08 | 54.19 | 52.47 | 0.01 | 0
2035 | NE_2_SPP_N | NE | SPP_N | Internal | Shoulder | B14 | 900 | 1800 | 170.08 | 50.71 | 50.72 | 0.01 | 0
2035 | NE_2_SPP_N | NE | SPP_N | Internal | Shoulder | B15 | 1203 | 1800 | 0.04 | 49 | 47.28 | 0.01 | 0
2035 | NE_2_SPP_N | NE | SPP_N | Internal | Summer | B1 | 10 | 1800 | 1.59 | 151.28 | 145.08 | 0.01 | 0
2035 | NE_2_SPP_N | NE | SPP_N | Internal | Summer | B2 | 25 | 1800 | 0.72 | 161.25 | 155.06 | 0.01 | 0
2035 | NE_2_SPP_N | NE | SPP_N | Internal | Summer | B3 | 75 | 1800 | 1433.12 | 196.24 | 196.25 | 0.01 | 0
2035 | NE_2_SPP_N | NE | SPP_N | Internal | Summer | B4 | 100 | 1800 | 10.67 | 160.6 | 160.57 | 0.01 | 0
2035 | NE_2_SPP_N | NE | SPP_N | Internal | Summer | B5 | 200 | 1800 | 71.5 | 139.12 | 139.13 | 0.01 | 0
2035 | NE_2_SPP_N | NE | SPP_N | Internal | Summer | B6 | 300 | 1800 | 803.32 | 133.94 | 133.96 | 0.01 | 0
2035 | NE_2_SPP_N | NE | SPP_N | Internal | Summer | B7 | 400 | 1800 | 2790.05 | 125.06 | 128.82 | 0.01 | 3.75
2035 | NE_2_SPP_N | NE | SPP_N | Internal | Summer | B8 | 500 | 1800 | 236.57 | 89.78 | 89.79 | 0.01 | 0
2035 | NE_2_SPP_N | NE | SPP_N | Internal | Summer | B9 | 800 | 1800 | 2.62 | 62.33 | 62.32 | 0.01 | 0
2035 | NE_2_SPP_N | NE | SPP_N | Internal | Summer | B10 | 1262 | 1800 | 1461.53 | 49.32 | 49.33 | 0.01 | 0
2035 | NE_2_SPP_N | NE | SPP_N | Internal | Winter | B16 | 25 | 1800 | 51.13 | 58.32 | 58.31 | 0.01 | 0
2035 | NE_2_SPP_N | NE | SPP_N | Internal | Winter | B17 | 100 | 1800 | 0.48 | 56.07 | 54.35 | 0.01 | 0
2035 | NE_2_SPP_N | NE | SPP_N | Internal | Winter | B18 | 400 | 1800 | 0.13 | 56.07 | 54.35 | 0.01 | 0
2035 | NE_2_SPP_N | NE | SPP_N | Internal | Winter | B19 | 700 | 1800 | 0.14 | 54.11 | 53.5 | 0.01 | 0
2035 | NE_2_SPP_N | NE | SPP_N | Internal | Winter | B20 | 935 | 1800 | 0.06 | 48.31 | 46.59 | 0.01 | 0
2035 | NEISO_2_NYISO_A-F | NEISO | NYISO_A-F | Internal | Shoulder | B11 | 25 | 600 | 0.8 | 93.36 | 91.72 | 3 | 0
2035 | NEISO_2_NYISO_A-F | NEISO | NYISO_A-F | Internal | Shoulder | B12 | 200 | 600 | 0.11 | 89.09 | 87.46 | 3 | 0
2035 | NEISO_2_NYISO_A-F | NEISO | NYISO_A-F | Internal | Shoulder | B13 | 600 | 600 | 0.04 | 87.22 | 85.58 | 3 | 0
2035 | NEISO_2_NYISO_A-F | NEISO | NYISO_A-F | Internal | Shoulder | B14 | 900 | 600 | 0.03 | 83.45 | 82.1 | 3 | 0
2035 | NEISO_2_NYISO_A-F | NEISO | NYISO_A-F | Internal | Shoulder | B15 | 1203 | 600 | 0.06 | 80.27 | 82.1 | 3 | 0
2035 | NEISO_2_NYISO_A-F | NEISO | NYISO_A-F | Internal | Summer | B1 | 10 | 600 | 1.85 | 175.05 | 173.42 | 3 | 0.01
2035 | NEISO_2_NYISO_A-F | NEISO | NYISO_A-F | Internal | Summer | B2 | 25 | 600 | 0.62 | 176.42 | 173.42 | 3 | 0
2035 | NEISO_2_NYISO_A-F | NEISO | NYISO_A-F | Internal | Summer | B3 | 75 | 600 | 0.31 | 174.54 | 173.39 | 3 | 0
2035 | NEISO_2_NYISO_A-F | NEISO | NYISO_A-F | Internal | Summer | B4 | 100 | 600 | 0.23 | 147.76 | 146.62 | 3 | 0
2035 | NEISO_2_NYISO_A-F | NEISO | NYISO_A-F | Internal | Summer | B5 | 200 | 600 | 0.11 | 123.41 | 121.78 | 3 | 0
2035 | NEISO_2_NYISO_A-F | NEISO | NYISO_A-F | Internal | Summer | B6 | 300 | 600 | 0.06 | 114.07 | 111.07 | 3 | 0
2035 | NEISO_2_NYISO_A-F | NEISO | NYISO_A-F | Internal | Summer | B7 | 400 | 600 | 0.05 | 106.37 | 103.37 | 3 | 0
2035 | NEISO_2_NYISO_A-F | NEISO | NYISO_A-F | Internal | Summer | B8 | 500 | 600 | 0.04 | 106.37 | 103.37 | 3 | 0
2035 | NEISO_2_NYISO_A-F | NEISO | NYISO_A-F | Internal | Summer | B9 | 800 | 600 | 0.02 | 106.37 | 103.37 | 3 | 0
2035 | NEISO_2_NYISO_A-F | NEISO | NYISO_A-F | Internal | Summer | B10 | 1262 | 600 | 0.02 | 106.37 | 103.37 | 3 | 0
2035 | NEISO_2_NYISO_A-F | NEISO | NYISO_A-F | Internal | Winter | B16 | 25 | 600 | 0.8 | 91.36 | 89.72 | 3 | 0
2035 | NEISO_2_NYISO_A-F | NEISO | NYISO_A-F | Internal | Winter | B17 | 100 | 600 | 0.21 | 89.1 | 87.47 | 3 | 0
2035 | NEISO_2_NYISO_A-F | NEISO | NYISO_A-F | Internal | Winter | B18 | 400 | 600 | 0.06 | 89.1 | 87.46 | 3 | 0
2035 | NEISO_2_NYISO_A-F | NEISO | NYISO_A-F | Internal | Winter | B19 | 700 | 600 | 0.03 | 83.51 | 81.88 | 3 | 0
2035 | NEISO_2_NYISO_A-F | NEISO | NYISO_A-F | Internal | Winter | B20 | 935 | 600 | 0.07 | 80.03 | 81.88 | 3 | 0
2035 | NEISO_2_NYISO_G-I | NEISO | NYISO_G-I | Internal | Shoulder | B11 | 25 | 600 | 601.23 | 93.36 | 123.18 | 3 | 26.83
2035 | NEISO_2_NYISO_G-I | NEISO | NYISO_G-I | Internal | Shoulder | B12 | 200 | 600 | 600.18 | 89.09 | 118.92 | 3 | 26.83
2035 | NEISO_2_NYISO_G-I | NEISO | NYISO_G-I | Internal | Shoulder | B13 | 600 | 600 | 600.06 | 87.22 | 117.04 | 3 | 26.83
2035 | NEISO_2_NYISO_G-I | NEISO | NYISO_G-I | Internal | Shoulder | B14 | 900 | 600 | 600.04 | 83.45 | 113.28 | 3 | 26.83
2035 | NEISO_2_NYISO_G-I | NEISO | NYISO_G-I | Internal | Shoulder | B15 | 1203 | 600 | 600.03 | 80.27 | 110.1 | 3 | 26.83
2035 | NEISO_2_NYISO_G-I | NEISO | NYISO_G-I | Internal | Summer | B1 | 10 | 600 | 602.82 | 175.05 | 204.87 | 3 | 26.83
2035 | NEISO_2_NYISO_G-I | NEISO | NYISO_G-I | Internal | Summer | B2 | 25 | 600 | 600.63 | 176.42 | 204.88 | 3 | 25.47
2035 | NEISO_2_NYISO_G-I | NEISO | NYISO_G-I | Internal | Summer | B3 | 75 | 600 | 600.46 | 174.54 | 204.36 | 3 | 26.83
2035 | NEISO_2_NYISO_G-I | NEISO | NYISO_G-I | Internal | Summer | B4 | 100 | 600 | 600.35 | 147.76 | 177.59 | 3 | 26.83
2035 | NEISO_2_NYISO_G-I | NEISO | NYISO_G-I | Internal | Summer | B5 | 200 | 600 | 600.17 | 123.41 | 153.24 | 3 | 26.83
2035 | NEISO_2_NYISO_G-I | NEISO | NYISO_G-I | Internal | Summer | B6 | 300 | 600 | 600.06 | 114.07 | 142.53 | 3 | 25.46
2035 | NEISO_2_NYISO_G-I | NEISO | NYISO_G-I | Internal | Summer | B7 | 400 | 600 | 600.02 | 106.37 | 132.18 | 3 | 22.81
2035 | NEISO_2_NYISO_G-I | NEISO | NYISO_G-I | Internal | Summer | B8 | 500 | 600 | 600.02 | 106.37 | 132.18 | 3 | 22.81
2035 | NEISO_2_NYISO_G-I | NEISO | NYISO_G-I | Internal | Summer | B9 | 800 | 600 | 600 | 106.37 | 125.27 | 3 | 15.9
2035 | NEISO_2_NYISO_G-I | NEISO | NYISO_G-I | Internal | Summer | B10 | 1262 | 600 | 600 | 106.37 | 119.16 | 3 | 9.79
2035 | NEISO_2_NYISO_G-I | NEISO | NYISO_G-I | Internal | Winter | B16 | 25 | 600 | 601.26 | 91.36 | 121.18 | 3 | 26.83
2035 | NEISO_2_NYISO_G-I | NEISO | NYISO_G-I | Internal | Winter | B17 | 100 | 600 | 600.34 | 89.1 | 118.93 | 3 | 26.83
2035 | NEISO_2_NYISO_G-I | NEISO | NYISO_G-I | Internal | Winter | B18 | 400 | 600 | 600.09 | 89.1 | 118.92 | 3 | 26.83
2035 | NEISO_2_NYISO_G-I | NEISO | NYISO_G-I | Internal | Winter | B19 | 700 | 600 | 600.05 | 83.51 | 113.34 | 3 | 26.83
2035 | NEISO_2_NYISO_G-I | NEISO | NYISO_G-I | Internal | Winter | B20 | 935 | 600 | 600.04 | 80.03 | 109.85 | 3 | 26.83
2035 | NEISO_2_NYISO_J-K | NEISO | NYISO_J-K | Internal | Shoulder | B11 | 25 | 430 | 2763.96 | 93.36 | 123.2 | 3 | 26.84
2035 | NEISO_2_NYISO_J-K | NEISO | NYISO_J-K | Internal | Shoulder | B12 | 200 | 430 | 2117 | 89.09 | 118.93 | 3 | 26.84
2035 | NEISO_2_NYISO_J-K | NEISO | NYISO_J-K | Internal | Shoulder | B13 | 600 | 430 | 2106.75 | 87.22 | 117.05 | 3 | 26.84
2035 | NEISO_2_NYISO_J-K | NEISO | NYISO_J-K | Internal | Shoulder | B14 | 900 | 430 | 2209.57 | 83.45 | 113.29 | 3 | 26.84
2035 | NEISO_2_NYISO_J-K | NEISO | NYISO_J-K | Internal | Shoulder | B15 | 1203 | 430 | 763.24 | 80.27 | 110.11 | 3 | 26.84
2035 | NEISO_2_NYISO_J-K | NEISO | NYISO_J-K | Internal | Summer | B1 | 10 | 430 | 1897.17 | 175.05 | 204.88 | 3 | 26.85
2035 | NEISO_2_NYISO_J-K | NEISO | NYISO_J-K | Internal | Summer | B2 | 25 | 430 | 431.47 | 176.42 | 204.9 | 3 | 25.49
2035 | NEISO_2_NYISO_J-K | NEISO | NYISO_J-K | Internal | Summer | B3 | 75 | 430 | 2510.93 | 174.54 | 204.38 | 3 | 26.84
2035 | NEISO_2_NYISO_J-K | NEISO | NYISO_J-K | Internal | Summer | B4 | 100 | 430 | 4226.52 | 147.76 | 177.6 | 3 | 26.84
2035 | NEISO_2_NYISO_J-K | NEISO | NYISO_J-K | Internal | Summer | B5 | 200 | 430 | 1404.75 | 123.41 | 153.25 | 3 | 26.84
2035 | NEISO_2_NYISO_J-K | NEISO | NYISO_J-K | Internal | Summer | B6 | 300 | 430 | 430.17 | 114.07 | 142.55 | 3 | 25.48
2035 | NEISO_2_NYISO_J-K | NEISO | NYISO_J-K | Internal | Summer | B7 | 400 | 430 | 430.03 | 106.37 | 132.19 | 3 | 22.82
2035 | NEISO_2_NYISO_J-K | NEISO | NYISO_J-K | Internal | Summer | B8 | 500 | 430 | 430.03 | 106.37 | 132.19 | 3 | 22.82
2035 | NEISO_2_NYISO_J-K | NEISO | NYISO_J-K | Internal | Summer | B9 | 800 | 430 | 430 | 106.37 | 125.28 | 3 | 15.91
2035 | NEISO_2_NYISO_J-K | NEISO | NYISO_J-K | Internal | Summer | B10 | 1262 | 430 | 430 | 106.37 | 119.17 | 3 | 9.8
2035 | NEISO_2_NYISO_J-K | NEISO | NYISO_J-K | Internal | Winter | B16 | 25 | 430 | 3424.62 | 91.36 | 121.2 | 3 | 26.84
2035 | NEISO_2_NYISO_J-K | NEISO | NYISO_J-K | Internal | Winter | B17 | 100 | 430 | 2966.04 | 89.1 | 118.94 | 3 | 26.84
2035 | NEISO_2_NYISO_J-K | NEISO | NYISO_J-K | Internal | Winter | B18 | 400 | 430 | 3266.2 | 89.1 | 118.93 | 3 | 26.84
2035 | NEISO_2_NYISO_J-K | NEISO | NYISO_J-K | Internal | Winter | B19 | 700 | 430 | 3105.09 | 83.51 | 113.35 | 3 | 26.84
2035 | NEISO_2_NYISO_J-K | NEISO | NYISO_J-K | Internal | Winter | B20 | 935 | 430 | 1707.52 | 80.03 | 109.86 | 3 | 26.84
2035 | NonRTO_Midwest_2_MISO_IN | NonRTO_Midwest | MISO_IN | Internal | Shoulder | B11 | 25 | 4450 | 0.34 | 132.62 | 124.63 | 8 | 0
2035 | NonRTO_Midwest_2_MISO_IN | NonRTO_Midwest | MISO_IN | Internal | Shoulder | B12 | 200 | 4450 | 0.04 | 122.83 | 114.84 | 8 | 0
2035 | NonRTO_Midwest_2_MISO_IN | NonRTO_Midwest | MISO_IN | Internal | Shoulder | B13 | 600 | 4450 | 0.02 | 118.54 | 114.84 | 8 | 0
2035 | NonRTO_Midwest_2_MISO_IN | NonRTO_Midwest | MISO_IN | Internal | Shoulder | B14 | 900 | 4450 | 0.01 | 118.54 | 114.48 | 8 | 0
2035 | NonRTO_Midwest_2_MISO_IN | NonRTO_Midwest | MISO_IN | Internal | Shoulder | B15 | 1203 | 4450 | 0 | 118.52 | 110.52 | 8 | 0
2035 | NonRTO_Midwest_2_MISO_IN | NonRTO_Midwest | MISO_IN | Internal | Summer | B1 | 10 | 4450 | 0.84 | 214.32 | 206.33 | 8 | 0
2035 | NonRTO_Midwest_2_MISO_IN | NonRTO_Midwest | MISO_IN | Internal | Summer | B2 | 25 | 4450 | 0.34 | 214.8 | 206.8 | 8 | 0
2035 | NonRTO_Midwest_2_MISO_IN | NonRTO_Midwest | MISO_IN | Internal | Summer | B3 | 75 | 4450 | 0.12 | 214.8 | 206.8 | 8 | 0
2035 | NonRTO_Midwest_2_MISO_IN | NonRTO_Midwest | MISO_IN | Internal | Summer | B4 | 100 | 4450 | 0.09 | 187.55 | 179.55 | 8 | 0
2035 | NonRTO_Midwest_2_MISO_IN | NonRTO_Midwest | MISO_IN | Internal | Summer | B5 | 200 | 4450 | 0.05 | 160.38 | 152.38 | 8 | 0
2035 | NonRTO_Midwest_2_MISO_IN | NonRTO_Midwest | MISO_IN | Internal | Summer | B6 | 300 | 4450 | 0.06 | 142.76 | 138.94 | 8 | 0
2035 | NonRTO_Midwest_2_MISO_IN | NonRTO_Midwest | MISO_IN | Internal | Summer | B7 | 400 | 4450 | 579.22 | 122.61 | 130.61 | 8 | 0
2035 | NonRTO_Midwest_2_MISO_IN | NonRTO_Midwest | MISO_IN | Internal | Summer | B8 | 500 | 4450 | 0.03 | 117.02 | 116.91 | 8 | 0
2035 | NonRTO_Midwest_2_MISO_IN | NonRTO_Midwest | MISO_IN | Internal | Summer | B9 | 800 | 4450 | 0.01 | 117.01 | 113.39 | 8 | 0
2035 | NonRTO_Midwest_2_MISO_IN | NonRTO_Midwest | MISO_IN | Internal | Summer | B10 | 1262 | 4450 | 0 | 117.01 | 113.39 | 8 | 0
2035 | NonRTO_Midwest_2_MISO_IN | NonRTO_Midwest | MISO_IN | Internal | Winter | B16 | 25 | 4450 | 0.33 | 125.85 | 117.85 | 8 | 0
2035 | NonRTO_Midwest_2_MISO_IN | NonRTO_Midwest | MISO_IN | Internal | Winter | B17 | 100 | 4450 | 0.09 | 125.85 | 117.85 | 8 | 0
2035 | NonRTO_Midwest_2_MISO_IN | NonRTO_Midwest | MISO_IN | Internal | Winter | B18 | 400 | 4450 | 0.02 | 122.85 | 115.99 | 8 | 0
2035 | NonRTO_Midwest_2_MISO_IN | NonRTO_Midwest | MISO_IN | Internal | Winter | B19 | 700 | 4450 | 0.01 | 121.86 | 114.76 | 8 | 0
2035 | NonRTO_Midwest_2_MISO_IN | NonRTO_Midwest | MISO_IN | Internal | Winter | B20 | 935 | 4450 | 0 | 118.15 | 110.15 | 8 | 0
2035 | NonRTO_Midwest_2_TVA_Transmission | NonRTO_Midwest | TVA_Transmission | Internal | Shoulder | B11 | 25 | 2400 | 0.98 | 132.62 | 135.58 | 8 | 0
2035 | NonRTO_Midwest_2_TVA_Transmission | NonRTO_Midwest | TVA_Transmission | Internal | Shoulder | B12 | 200 | 2400 | 0.07 | 122.83 | 120.37 | 8 | 0
2035 | NonRTO_Midwest_2_TVA_Transmission | NonRTO_Midwest | TVA_Transmission | Internal | Shoulder | B13 | 600 | 2400 | 0.03 | 118.54 | 119.35 | 8 | 0
2035 | NonRTO_Midwest_2_TVA_Transmission | NonRTO_Midwest | TVA_Transmission | Internal | Shoulder | B14 | 900 | 2400 | 0.02 | 118.54 | 118.57 | 8 | 0
2035 | NonRTO_Midwest_2_TVA_Transmission | NonRTO_Midwest | TVA_Transmission | Internal | Shoulder | B15 | 1203 | 2400 | 0.01 | 118.52 | 115.13 | 8 | 0
2035 | NonRTO_Midwest_2_TVA_Transmission | NonRTO_Midwest | TVA_Transmission | Internal | Summer | B1 | 10 | 2400 | 1.42 | 214.32 | 212.93 | 8 | 0
2035 | NonRTO_Midwest_2_TVA_Transmission | NonRTO_Midwest | TVA_Transmission | Internal | Summer | B2 | 25 | 2400 | 1.14 | 214.8 | 218.57 | 8 | 0
2035 | NonRTO_Midwest_2_TVA_Transmission | NonRTO_Midwest | TVA_Transmission | Internal | Summer | B3 | 75 | 2400 | 0.4 | 214.8 | 218.57 | 8 | 0
2035 | NonRTO_Midwest_2_TVA_Transmission | NonRTO_Midwest | TVA_Transmission | Internal | Summer | B4 | 100 | 2400 | 0.3 | 187.55 | 191.79 | 8 | 0
2035 | NonRTO_Midwest_2_TVA_Transmission | NonRTO_Midwest | TVA_Transmission | Internal | Summer | B5 | 200 | 2400 | 0.08 | 160.38 | 158.62 | 8 | 0
2035 | NonRTO_Midwest_2_TVA_Transmission | NonRTO_Midwest | TVA_Transmission | Internal | Summer | B6 | 300 | 2400 | 0.09 | 142.76 | 141.07 | 8 | 0
2035 | NonRTO_Midwest_2_TVA_Transmission | NonRTO_Midwest | TVA_Transmission | Internal | Summer | B7 | 400 | 2400 | 0.81 | 122.61 | 130.17 | 8 | 0
2035 | NonRTO_Midwest_2_TVA_Transmission | NonRTO_Midwest | TVA_Transmission | Internal | Summer | B8 | 500 | 2400 | 0.1 | 117.02 | 122.51 | 8 | 0
2035 | NonRTO_Midwest_2_TVA_Transmission | NonRTO_Midwest | TVA_Transmission | Internal | Summer | B9 | 800 | 2400 | 0.03 | 117.01 | 119.31 | 8 | 0
2035 | NonRTO_Midwest_2_TVA_Transmission | NonRTO_Midwest | TVA_Transmission | Internal | Summer | B10 | 1262 | 2400 | 0.02 | 117.01 | 117.19 | 8 | 0
2035 | NonRTO_Midwest_2_TVA_Transmission | NonRTO_Midwest | TVA_Transmission | Internal | Winter | B16 | 25 | 2400 | 0.67 | 125.85 | 125.89 | 8 | 0
2035 | NonRTO_Midwest_2_TVA_Transmission | NonRTO_Midwest | TVA_Transmission | Internal | Winter | B17 | 100 | 2400 | 0.13 | 125.85 | 122.2 | 8 | 0
2035 | NonRTO_Midwest_2_TVA_Transmission | NonRTO_Midwest | TVA_Transmission | Internal | Winter | B18 | 400 | 2400 | 0.04 | 122.85 | 121.76 | 8 | 0
2035 | NonRTO_Midwest_2_TVA_Transmission | NonRTO_Midwest | TVA_Transmission | Internal | Winter | B19 | 700 | 2400 | 0.02 | 121.86 | 121.35 | 8 | 0
2035 | NonRTO_Midwest_2_TVA_Transmission | NonRTO_Midwest | TVA_Transmission | Internal | Winter | B20 | 935 | 2400 | 0.02 | 118.15 | 114.45 | 8 | 0
2035 | NYISO_A-F_2_IESO | NYISO_A-F | IESO | Internal | Shoulder | B11 | 25 | 1600 | 0.34 | 91.72 | 84.37 | 7 | 0
2035 | NYISO_A-F_2_IESO | NYISO_A-F | IESO | Internal | Shoulder | B12 | 200 | 1600 | 0.05 | 87.46 | 80.45 | 7 | 0
2035 | NYISO_A-F_2_IESO | NYISO_A-F | IESO | Internal | Shoulder | B13 | 600 | 1600 | 0.02 | 85.58 | 80.45 | 7 | 0
2035 | NYISO_A-F_2_IESO | NYISO_A-F | IESO | Internal | Shoulder | B14 | 900 | 1600 | 0.02 | 82.1 | 80.45 | 7 | 0
2035 | NYISO_A-F_2_IESO | NYISO_A-F | IESO | Internal | Shoulder | B15 | 1203 | 1600 | 0.01 | 82.1 | 80.45 | 7 | 0
2035 | NYISO_A-F_2_IESO | NYISO_A-F | IESO | Internal | Summer | B1 | 10 | 1600 | 0.85 | 173.42 | 166.42 | 7 | 0
2035 | NYISO_A-F_2_IESO | NYISO_A-F | IESO | Internal | Summer | B2 | 25 | 1600 | 0.34 | 173.42 | 166.53 | 7 | 0
2035 | NYISO_A-F_2_IESO | NYISO_A-F | IESO | Internal | Summer | B3 | 75 | 1600 | 0.14 | 173.39 | 169.28 | 7 | 0
2035 | NYISO_A-F_2_IESO | NYISO_A-F | IESO | Internal | Summer | B4 | 100 | 1600 | 0.08 | 146.62 | 138.01 | 7 | 0
2035 | NYISO_A-F_2_IESO | NYISO_A-F | IESO | Internal | Summer | B5 | 200 | 1600 | 0.04 | 121.78 | 112.17 | 7 | 0
2035 | NYISO_A-F_2_IESO | NYISO_A-F | IESO | Internal | Summer | B6 | 300 | 1600 | 0.03 | 111.07 | 102.9 | 7 | 0
2035 | NYISO_A-F_2_IESO | NYISO_A-F | IESO | Internal | Summer | B7 | 400 | 1600 | 0.02 | 103.37 | 89.86 | 7 | 0
2035 | NYISO_A-F_2_IESO | NYISO_A-F | IESO | Internal | Summer | B8 | 500 | 1600 | 0 | 103.37 | 76.64 | 7 | 0
2035 | NYISO_A-F_2_IESO | NYISO_A-F | IESO | Internal | Summer | B9 | 800 | 1600 | 0 | 103.37 | 73.11 | 7 | 0
2035 | NYISO_A-F_2_IESO | NYISO_A-F | IESO | Internal | Summer | B10 | 1262 | 1600 | 0 | 103.37 | 73.11 | 7 | 0
2035 | NYISO_A-F_2_IESO | NYISO_A-F | IESO | Internal | Winter | B16 | 25 | 1600 | 0.35 | 89.72 | 82.72 | 7 | 0
2035 | NYISO_A-F_2_IESO | NYISO_A-F | IESO | Internal | Winter | B17 | 100 | 1600 | 0.09 | 87.47 | 80.46 | 7 | 0
2035 | NYISO_A-F_2_IESO | NYISO_A-F | IESO | Internal | Winter | B18 | 400 | 1600 | 0.02 | 87.46 | 80.46 | 7 | 0
2035 | NYISO_A-F_2_IESO | NYISO_A-F | IESO | Internal | Winter | B19 | 700 | 1600 | 0.02 | 81.88 | 80.46 | 7 | 0
2035 | NYISO_A-F_2_IESO | NYISO_A-F | IESO | Internal | Winter | B20 | 935 | 1600 | 0.02 | 81.88 | 80.46 | 7 | 0
2035 | NYISO_A-F_2_NEISO | NYISO_A-F | NEISO | Internal | Shoulder | B11 | 25 | 600 | 1.85 | 91.72 | 93.36 | 3 | 0.01
2035 | NYISO_A-F_2_NEISO | NYISO_A-F | NEISO | Internal | Shoulder | B12 | 200 | 600 | 0.25 | 87.46 | 89.09 | 3 | 0
2035 | NYISO_A-F_2_NEISO | NYISO_A-F | NEISO | Internal | Shoulder | B13 | 600 | 600 | 0.09 | 85.58 | 87.22 | 3 | 0
2035 | NYISO_A-F_2_NEISO | NYISO_A-F | NEISO | Internal | Shoulder | B14 | 900 | 600 | 0.05 | 82.1 | 83.45 | 3 | 0
2035 | NYISO_A-F_2_NEISO | NYISO_A-F | NEISO | Internal | Shoulder | B15 | 1203 | 600 | 0.02 | 82.1 | 80.27 | 3 | 0
2035 | NYISO_A-F_2_NEISO | NYISO_A-F | NEISO | Internal | Summer | B1 | 10 | 600 | 4.2 | 173.42 | 175.05 | 3 | 0.01
2035 | NYISO_A-F_2_NEISO | NYISO_A-F | NEISO | Internal | Summer | B2 | 25 | 600 | 136.11 | 173.42 | 176.42 | 3 | 0.01
2035 | NYISO_A-F_2_NEISO | NYISO_A-F | NEISO | Internal | Summer | B3 | 75 | 600 | 0.49 | 173.39 | 174.54 | 3 | 0
2035 | NYISO_A-F_2_NEISO | NYISO_A-F | NEISO | Internal | Summer | B4 | 100 | 600 | 0.37 | 146.62 | 147.76 | 3 | 0
2035 | NYISO_A-F_2_NEISO | NYISO_A-F | NEISO | Internal | Summer | B5 | 200 | 600 | 0.27 | 121.78 | 123.41 | 3 | 0
2035 | NYISO_A-F_2_NEISO | NYISO_A-F | NEISO | Internal | Summer | B6 | 300 | 600 | 122.33 | 111.07 | 114.07 | 3 | 0
2035 | NYISO_A-F_2_NEISO | NYISO_A-F | NEISO | Internal | Summer | B7 | 400 | 600 | 229.22 | 103.37 | 106.37 | 3 | 0
2035 | NYISO_A-F_2_NEISO | NYISO_A-F | NEISO | Internal | Summer | B8 | 500 | 600 | 291.69 | 103.37 | 106.37 | 3 | 0
2035 | NYISO_A-F_2_NEISO | NYISO_A-F | NEISO | Internal | Summer | B9 | 800 | 600 | 106.67 | 103.37 | 106.37 | 3 | 0
2035 | NYISO_A-F_2_NEISO | NYISO_A-F | NEISO | Internal | Summer | B10 | 1262 | 600 | 79.21 | 103.37 | 106.37 | 3 | 0
2035 | NYISO_A-F_2_NEISO | NYISO_A-F | NEISO | Internal | Winter | B16 | 25 | 600 | 1.8 | 89.72 | 91.36 | 3 | 0.01
2035 | NYISO_A-F_2_NEISO | NYISO_A-F | NEISO | Internal | Winter | B17 | 100 | 600 | 0.5 | 87.47 | 89.1 | 3 | 0
2035 | NYISO_A-F_2_NEISO | NYISO_A-F | NEISO | Internal | Winter | B18 | 400 | 600 | 0.13 | 87.46 | 89.1 | 3 | 0
2035 | NYISO_A-F_2_NEISO | NYISO_A-F | NEISO | Internal | Winter | B19 | 700 | 600 | 0.07 | 81.88 | 83.51 | 3 | 0
2035 | NYISO_A-F_2_NEISO | NYISO_A-F | NEISO | Internal | Winter | B20 | 935 | 600 | 0.02 | 81.88 | 80.03 | 3 | 0
2035 | NYISO_A-F_2_NYISO_G-I | NYISO_A-F | NYISO_G-I | Internal | Shoulder | B11 | 25 | 4250 | 5541.78 | 91.72 | 123.18 | 0.01 | 31.45
2035 | NYISO_A-F_2_NYISO_G-I | NYISO_A-F | NYISO_G-I | Internal | Shoulder | B12 | 200 | 4250 | 5468.46 | 87.46 | 118.92 | 0.01 | 31.45
2035 | NYISO_A-F_2_NYISO_G-I | NYISO_A-F | NYISO_G-I | Internal | Shoulder | B13 | 600 | 4250 | 5083.23 | 85.58 | 117.04 | 0.01 | 31.45
2035 | NYISO_A-F_2_NYISO_G-I | NYISO_A-F | NYISO_G-I | Internal | Shoulder | B14 | 900 | 4250 | 4250.23 | 82.1 | 113.28 | 0.01 | 31.16
2035 | NYISO_A-F_2_NYISO_G-I | NYISO_A-F | NYISO_G-I | Internal | Shoulder | B15 | 1203 | 4250 | 4250.01 | 82.1 | 110.1 | 0.01 | 27.98
2035 | NYISO_A-F_2_NYISO_G-I | NYISO_A-F | NYISO_G-I | Internal | Summer | B1 | 10 | 4250 | 4515.14 | 173.42 | 204.87 | 0.01 | 31.44
2035 | NYISO_A-F_2_NYISO_G-I | NYISO_A-F | NYISO_G-I | Internal | Summer | B2 | 25 | 4250 | 5433.43 | 173.42 | 204.88 | 0.01 | 31.45
2035 | NYISO_A-F_2_NYISO_G-I | NYISO_A-F | NYISO_G-I | Internal | Summer | B3 | 75 | 4250 | 4251.44 | 173.39 | 204.36 | 0.01 | 30.96
2035 | NYISO_A-F_2_NYISO_G-I | NYISO_A-F | NYISO_G-I | Internal | Summer | B4 | 100 | 4250 | 4251.15 | 146.62 | 177.59 | 0.01 | 30.96
2035 | NYISO_A-F_2_NYISO_G-I | NYISO_A-F | NYISO_G-I | Internal | Summer | B5 | 200 | 4250 | 5283.39 | 121.78 | 153.24 | 0.01 | 31.45
2035 | NYISO_A-F_2_NYISO_G-I | NYISO_A-F | NYISO_G-I | Internal | Summer | B6 | 300 | 4250 | 5220.69 | 111.07 | 142.53 | 0.01 | 31.45
2035 | NYISO_A-F_2_NYISO_G-I | NYISO_A-F | NYISO_G-I | Internal | Summer | B7 | 400 | 4250 | 4250.05 | 103.37 | 132.18 | 0.01 | 28.79
2035 | NYISO_A-F_2_NYISO_G-I | NYISO_A-F | NYISO_G-I | Internal | Summer | B8 | 500 | 4250 | 4250.04 | 103.37 | 132.18 | 0.01 | 28.79
2035 | NYISO_A-F_2_NYISO_G-I | NYISO_A-F | NYISO_G-I | Internal | Summer | B9 | 800 | 4250 | 4250.01 | 103.37 | 125.27 | 0.01 | 21.89
2035 | NYISO_A-F_2_NYISO_G-I | NYISO_A-F | NYISO_G-I | Internal | Summer | B10 | 1262 | 4250 | 4250 | 103.37 | 119.16 | 0.01 | 15.77
2035 | NYISO_A-F_2_NYISO_G-I | NYISO_A-F | NYISO_G-I | Internal | Winter | B16 | 25 | 4250 | 5788.41 | 89.72 | 121.18 | 0.01 | 31.45
2035 | NYISO_A-F_2_NYISO_G-I | NYISO_A-F | NYISO_G-I | Internal | Winter | B17 | 100 | 4250 | 5808.58 | 87.47 | 118.93 | 0.01 | 31.45
2035 | NYISO_A-F_2_NYISO_G-I | NYISO_A-F | NYISO_G-I | Internal | Winter | B18 | 400 | 4250 | 5371.7 | 87.46 | 118.92 | 0.01 | 31.45
2035 | NYISO_A-F_2_NYISO_G-I | NYISO_A-F | NYISO_G-I | Internal | Winter | B19 | 700 | 4250 | 4952.33 | 81.88 | 113.34 | 0.01 | 31.45
2035 | NYISO_A-F_2_NYISO_G-I | NYISO_A-F | NYISO_G-I | Internal | Winter | B20 | 935 | 4250 | 4250.02 | 81.88 | 109.85 | 0.01 | 27.96
2035 | NYISO_A-F_2_PJM_ROM | NYISO_A-F | PJM_ROM | Internal | Shoulder | B11 | 25 | 1000 | 2620.4 | 91.72 | 130.88 | 8 | 31.16
2035 | NYISO_A-F_2_PJM_ROM | NYISO_A-F | PJM_ROM | Internal | Shoulder | B12 | 200 | 1000 | 1000.39 | 87.46 | 125.86 | 8 | 30.41
2035 | NYISO_A-F_2_PJM_ROM | NYISO_A-F | PJM_ROM | Internal | Shoulder | B13 | 600 | 1000 | 1308.11 | 85.58 | 124.74 | 8 | 31.16
2035 | NYISO_A-F_2_PJM_ROM | NYISO_A-F | PJM_ROM | Internal | Shoulder | B14 | 900 | 1000 | 1335.95 | 82.1 | 121.27 | 8 | 31.16
2035 | NYISO_A-F_2_PJM_ROM | NYISO_A-F | PJM_ROM | Internal | Shoulder | B15 | 1203 | 1000 | 1000.01 | 82.1 | 114.79 | 8 | 24.68
2035 | NYISO_A-F_2_PJM_ROM | NYISO_A-F | PJM_ROM | Internal | Summer | B1 | 10 | 1000 | 6605.53 | 173.42 | 212.58 | 8 | 31.17
2035 | NYISO_A-F_2_PJM_ROM | NYISO_A-F | PJM_ROM | Internal | Summer | B2 | 25 | 1000 | 2202.63 | 173.42 | 212.58 | 8 | 31.16
2035 | NYISO_A-F_2_PJM_ROM | NYISO_A-F | PJM_ROM | Internal | Summer | B3 | 75 | 1000 | 2551.55 | 173.39 | 212.56 | 8 | 31.16
2035 | NYISO_A-F_2_PJM_ROM | NYISO_A-F | PJM_ROM | Internal | Summer | B4 | 100 | 1000 | 3966.01 | 146.62 | 185.78 | 8 | 31.16
2035 | NYISO_A-F_2_PJM_ROM | NYISO_A-F | PJM_ROM | Internal | Summer | B5 | 200 | 1000 | 1000.12 | 121.78 | 158.63 | 8 | 28.86
2035 | NYISO_A-F_2_PJM_ROM | NYISO_A-F | PJM_ROM | Internal | Summer | B6 | 300 | 1000 | 1000.04 | 111.07 | 145.2 | 8 | 26.13
2035 | NYISO_A-F_2_PJM_ROM | NYISO_A-F | PJM_ROM | Internal | Summer | B7 | 400 | 1000 | 1000.02 | 103.37 | 136.86 | 8 | 25.49
2035 | NYISO_A-F_2_PJM_ROM | NYISO_A-F | PJM_ROM | Internal | Summer | B8 | 500 | 1000 | 1000 | 103.37 | 127.94 | 8 | 16.57
2035 | NYISO_A-F_2_PJM_ROM | NYISO_A-F | PJM_ROM | Internal | Summer | B9 | 800 | 1000 | 1000 | 103.37 | 119.26 | 8 | 7.89
2035 | NYISO_A-F_2_PJM_ROM | NYISO_A-F | PJM_ROM | Internal | Summer | B10 | 1262 | 1000 | 999.98 | 103.37 | 113.16 | 8 | 1.79
2035 | NYISO_A-F_2_PJM_ROM | NYISO_A-F | PJM_ROM | Internal | Winter | B16 | 25 | 1000 | 2303.86 | 89.72 | 128.88 | 8 | 31.16
2035 | NYISO_A-F_2_PJM_ROM | NYISO_A-F | PJM_ROM | Internal | Winter | B17 | 100 | 1000 | 2502.63 | 87.47 | 126.63 | 8 | 31.16
2035 | NYISO_A-F_2_PJM_ROM | NYISO_A-F | PJM_ROM | Internal | Winter | B18 | 400 | 1000 | 2898.44 | 87.46 | 126.63 | 8 | 31.16
2035 | NYISO_A-F_2_PJM_ROM | NYISO_A-F | PJM_ROM | Internal | Winter | B19 | 700 | 1000 | 1982.48 | 81.88 | 121.04 | 8 | 31.16
2035 | NYISO_A-F_2_PJM_ROM | NYISO_A-F | PJM_ROM | Internal | Winter | B20 | 935 | 1000 | 1000.02 | 81.88 | 117.7 | 8 | 27.82
2035 | NYISO_G-I_2_NEISO | NYISO_G-I | NEISO | Internal | Shoulder | B11 | 25 | 600 | 0.16 | 123.18 | 93.36 | 3 | 0
2035 | NYISO_G-I_2_NEISO | NYISO_G-I | NEISO | Internal | Shoulder | B12 | 200 | 600 | 0.02 | 118.92 | 89.09 | 3 | 0
2035 | NYISO_G-I_2_NEISO | NYISO_G-I | NEISO | Internal | Shoulder | B13 | 600 | 600 | 0 | 117.04 | 87.22 | 3 | 0
2035 | NYISO_G-I_2_NEISO | NYISO_G-I | NEISO | Internal | Shoulder | B14 | 900 | 600 | 0 | 113.28 | 83.45 | 3 | 0
2035 | NYISO_G-I_2_NEISO | NYISO_G-I | NEISO | Internal | Shoulder | B15 | 1203 | 600 | 0 | 110.1 | 80.27 | 3 | 0
2035 | NYISO_G-I_2_NEISO | NYISO_G-I | NEISO | Internal | Summer | B1 | 10 | 600 | 0.4 | 204.87 | 175.05 | 3 | 0.01
2035 | NYISO_G-I_2_NEISO | NYISO_G-I | NEISO | Internal | Summer | B2 | 25 | 600 | 0.17 | 204.88 | 176.42 | 3 | 0
2035 | NYISO_G-I_2_NEISO | NYISO_G-I | NEISO | Internal | Summer | B3 | 75 | 600 | 0.05 | 204.36 | 174.54 | 3 | 0
2035 | NYISO_G-I_2_NEISO | NYISO_G-I | NEISO | Internal | Summer | B4 | 100 | 600 | 0.04 | 177.59 | 147.76 | 3 | 0
2035 | NYISO_G-I_2_NEISO | NYISO_G-I | NEISO | Internal | Summer | B5 | 200 | 600 | 0.02 | 153.24 | 123.41 | 3 | 0
2035 | NYISO_G-I_2_NEISO | NYISO_G-I | NEISO | Internal | Summer | B6 | 300 | 600 | 0.01 | 142.53 | 114.07 | 3 | 0
2035 | NYISO_G-I_2_NEISO | NYISO_G-I | NEISO | Internal | Summer | B7 | 400 | 600 | 0.01 | 132.18 | 106.37 | 3 | 0
2035 | NYISO_G-I_2_NEISO | NYISO_G-I | NEISO | Internal | Summer | B8 | 500 | 600 | 0 | 132.18 | 106.37 | 3 | 0
2035 | NYISO_G-I_2_NEISO | NYISO_G-I | NEISO | Internal | Summer | B9 | 800 | 600 | 0 | 125.27 | 106.37 | 3 | 0
2035 | NYISO_G-I_2_NEISO | NYISO_G-I | NEISO | Internal | Summer | B10 | 1262 | 600 | 0 | 119.16 | 106.37 | 3 | 0
2035 | NYISO_G-I_2_NEISO | NYISO_G-I | NEISO | Internal | Winter | B16 | 25 | 600 | 0.16 | 121.18 | 91.36 | 3 | 0
2035 | NYISO_G-I_2_NEISO | NYISO_G-I | NEISO | Internal | Winter | B17 | 100 | 600 | 0.04 | 118.93 | 89.1 | 3 | 0
2035 | NYISO_G-I_2_NEISO | NYISO_G-I | NEISO | Internal | Winter | B18 | 400 | 600 | 0.01 | 118.92 | 89.1 | 3 | 0
2035 | NYISO_G-I_2_NEISO | NYISO_G-I | NEISO | Internal | Winter | B19 | 700 | 600 | 0 | 113.34 | 83.51 | 3 | 0
2035 | NYISO_G-I_2_NEISO | NYISO_G-I | NEISO | Internal | Winter | B20 | 935 | 600 | 0 | 109.85 | 80.03 | 3 | 0
2035 | NYISO_G-I_2_NYISO_A-F | NYISO_G-I | NYISO_A-F | Internal | Shoulder | B11 | 25 | 1999 | 0.17 | 123.18 | 91.72 | 0.01 | 0
2035 | NYISO_G-I_2_NYISO_A-F | NYISO_G-I | NYISO_A-F | Internal | Shoulder | B12 | 200 | 1999 | 0.02 | 118.92 | 87.46 | 0.01 | 0
2035 | NYISO_G-I_2_NYISO_A-F | NYISO_G-I | NYISO_A-F | Internal | Shoulder | B13 | 600 | 1999 | 0 | 117.04 | 85.58 | 0.01 | 0
2035 | NYISO_G-I_2_NYISO_A-F | NYISO_G-I | NYISO_A-F | Internal | Shoulder | B14 | 900 | 1999 | 0 | 113.28 | 82.1 | 0.01 | 0
2035 | NYISO_G-I_2_NYISO_A-F | NYISO_G-I | NYISO_A-F | Internal | Shoulder | B15 | 1203 | 1999 | 0 | 110.1 | 82.1 | 0.01 | 0
2035 | NYISO_G-I_2_NYISO_A-F | NYISO_G-I | NYISO_A-F | Internal | Summer | B1 | 10 | 1999 | 0.41 | 204.87 | 173.42 | 0.01 | 0
2035 | NYISO_G-I_2_NYISO_A-F | NYISO_G-I | NYISO_A-F | Internal | Summer | B2 | 25 | 1999 | 0.17 | 204.88 | 173.42 | 0.01 | 0
2035 | NYISO_G-I_2_NYISO_A-F | NYISO_G-I | NYISO_A-F | Internal | Summer | B3 | 75 | 1999 | 0.06 | 204.36 | 173.39 | 0.01 | 0
2035 | NYISO_G-I_2_NYISO_A-F | NYISO_G-I | NYISO_A-F | Internal | Summer | B4 | 100 | 1999 | 0.04 | 177.59 | 146.62 | 0.01 | 0
2035 | NYISO_G-I_2_NYISO_A-F | NYISO_G-I | NYISO_A-F | Internal | Summer | B5 | 200 | 1999 | 0.02 | 153.24 | 121.78 | 0.01 | 0
2035 | NYISO_G-I_2_NYISO_A-F | NYISO_G-I | NYISO_A-F | Internal | Summer | B6 | 300 | 1999 | 0.01 | 142.53 | 111.07 | 0.01 | 0
2035 | NYISO_G-I_2_NYISO_A-F | NYISO_G-I | NYISO_A-F | Internal | Summer | B7 | 400 | 1999 | 0.01 | 132.18 | 103.37 | 0.01 | 0
2035 | NYISO_G-I_2_NYISO_A-F | NYISO_G-I | NYISO_A-F | Internal | Summer | B8 | 500 | 1999 | 0 | 132.18 | 103.37 | 0.01 | 0
2035 | NYISO_G-I_2_NYISO_A-F | NYISO_G-I | NYISO_A-F | Internal | Summer | B9 | 800 | 1999 | 0 | 125.27 | 103.37 | 0.01 | 0
2035 | NYISO_G-I_2_NYISO_A-F | NYISO_G-I | NYISO_A-F | Internal | Summer | B10 | 1262 | 1999 | 0 | 119.16 | 103.37 | 0.01 | 0
2035 | NYISO_G-I_2_NYISO_A-F | NYISO_G-I | NYISO_A-F | Internal | Winter | B16 | 25 | 1999 | 0.17 | 121.18 | 89.72 | 0.01 | 0
2035 | NYISO_G-I_2_NYISO_A-F | NYISO_G-I | NYISO_A-F | Internal | Winter | B17 | 100 | 1999 | 0.04 | 118.93 | 87.47 | 0.01 | 0
2035 | NYISO_G-I_2_NYISO_A-F | NYISO_G-I | NYISO_A-F | Internal | Winter | B18 | 400 | 1999 | 0.01 | 118.92 | 87.46 | 0.01 | 0
2035 | NYISO_G-I_2_NYISO_A-F | NYISO_G-I | NYISO_A-F | Internal | Winter | B19 | 700 | 1999 | 0 | 113.34 | 81.88 | 0.01 | 0
2035 | NYISO_G-I_2_NYISO_A-F | NYISO_G-I | NYISO_A-F | Internal | Winter | B20 | 935 | 1999 | 0 | 109.85 | 81.88 | 0.01 | 0
2035 | NYISO_G-I_2_NYISO_J-K | NYISO_G-I | NYISO_J-K | Internal | Shoulder | B11 | 25 | 6130 | 5505.63 | 123.18 | 123.2 | 0.01 | 0.01
2035 | NYISO_G-I_2_NYISO_J-K | NYISO_G-I | NYISO_J-K | Internal | Shoulder | B12 | 200 | 6130 | 5398.49 | 118.92 | 118.93 | 0.01 | 0
2035 | NYISO_G-I_2_NYISO_J-K | NYISO_G-I | NYISO_J-K | Internal | Shoulder | B13 | 600 | 6130 | 5119.62 | 117.04 | 117.05 | 0.01 | 0
2035 | NYISO_G-I_2_NYISO_J-K | NYISO_G-I | NYISO_J-K | Internal | Shoulder | B14 | 900 | 6130 | 4292.83 | 113.28 | 113.29 | 0.01 | 0
2035 | NYISO_G-I_2_NYISO_J-K | NYISO_G-I | NYISO_J-K | Internal | Shoulder | B15 | 1203 | 6130 | 4806.56 | 110.1 | 110.11 | 0.01 | 0
2035 | NYISO_G-I_2_NYISO_J-K | NYISO_G-I | NYISO_J-K | Internal | Summer | B1 | 10 | 6130 | 4440.77 | 204.87 | 204.88 | 0.01 | 0.01
2035 | NYISO_G-I_2_NYISO_J-K | NYISO_G-I | NYISO_J-K | Internal | Summer | B2 | 25 | 6130 | 5350.58 | 204.88 | 204.9 | 0.01 | 0
2035 | NYISO_G-I_2_NYISO_J-K | NYISO_G-I | NYISO_J-K | Internal | Summer | B3 | 75 | 6130 | 3018.97 | 204.36 | 204.38 | 0.01 | 0
2035 | NYISO_G-I_2_NYISO_J-K | NYISO_G-I | NYISO_J-K | Internal | Summer | B4 | 100 | 6130 | 3247.47 | 177.59 | 177.6 | 0.01 | 0
2035 | NYISO_G-I_2_NYISO_J-K | NYISO_G-I | NYISO_J-K | Internal | Summer | B5 | 200 | 6130 | 5893.85 | 153.24 | 153.25 | 0.01 | 0
2035 | NYISO_G-I_2_NYISO_J-K | NYISO_G-I | NYISO_J-K | Internal | Summer | B6 | 300 | 6130 | 6019.92 | 142.53 | 142.55 | 0.01 | 0
2035 | NYISO_G-I_2_NYISO_J-K | NYISO_G-I | NYISO_J-K | Internal | Summer | B7 | 400 | 6130 | 5198.74 | 132.18 | 132.19 | 0.01 | 0
2035 | NYISO_G-I_2_NYISO_J-K | NYISO_G-I | NYISO_J-K | Internal | Summer | B8 | 500 | 6130 | 5346.96 | 132.18 | 132.19 | 0.01 | 0
2035 | NYISO_G-I_2_NYISO_J-K | NYISO_G-I | NYISO_J-K | Internal | Summer | B9 | 800 | 6130 | 4587.58 | 125.27 | 125.28 | 0.01 | 0
2035 | NYISO_G-I_2_NYISO_J-K | NYISO_G-I | NYISO_J-K | Internal | Summer | B10 | 1262 | 6130 | 4927.64 | 119.16 | 119.17 | 0.01 | 0
2035 | NYISO_G-I_2_NYISO_J-K | NYISO_G-I | NYISO_J-K | Internal | Winter | B16 | 25 | 6130 | 5561.69 | 121.18 | 121.2 | 0.01 | 0
2035 | NYISO_G-I_2_NYISO_J-K | NYISO_G-I | NYISO_J-K | Internal | Winter | B17 | 100 | 6130 | 5640.62 | 118.93 | 118.94 | 0.01 | 0
2035 | NYISO_G-I_2_NYISO_J-K | NYISO_G-I | NYISO_J-K | Internal | Winter | B18 | 400 | 6130 | 5245.37 | 118.92 | 118.93 | 0.01 | 0
2035 | NYISO_G-I_2_NYISO_J-K | NYISO_G-I | NYISO_J-K | Internal | Winter | B19 | 700 | 6130 | 4956.28 | 113.34 | 113.35 | 0.01 | 0
2035 | NYISO_G-I_2_NYISO_J-K | NYISO_G-I | NYISO_J-K | Internal | Winter | B20 | 935 | 6130 | 4665.6 | 109.85 | 109.86 | 0.01 | 0
2035 | NYISO_G-I_2_PJM_E | NYISO_G-I | PJM_E | Internal | Shoulder | B11 | 25 | 1500 | 6.41 | 123.18 | 130.9 | 8 | 0
2035 | NYISO_G-I_2_PJM_E | NYISO_G-I | PJM_E | Internal | Shoulder | B12 | 200 | 1500 | 0.32 | 118.92 | 125.88 | 8 | 0
2035 | NYISO_G-I_2_PJM_E | NYISO_G-I | PJM_E | Internal | Shoulder | B13 | 600 | 1500 | 0.33 | 117.04 | 124.76 | 8 | 0
2035 | NYISO_G-I_2_PJM_E | NYISO_G-I | PJM_E | Internal | Shoulder | B14 | 900 | 1500 | 144.32 | 113.28 | 121.28 | 8 | 0
2035 | NYISO_G-I_2_PJM_E | NYISO_G-I | PJM_E | Internal | Shoulder | B15 | 1203 | 1500 | 0.02 | 110.1 | 114.8 | 8 | 0
2035 | NYISO_G-I_2_PJM_E | NYISO_G-I | PJM_E | Internal | Summer | B1 | 10 | 1500 | 17.43 | 204.87 | 212.59 | 8 | 0.01
2035 | NYISO_G-I_2_PJM_E | NYISO_G-I | PJM_E | Internal | Summer | B2 | 25 | 1500 | 6.55 | 204.88 | 212.59 | 8 | 0
2035 | NYISO_G-I_2_PJM_E | NYISO_G-I | PJM_E | Internal | Summer | B3 | 75 | 1500 | 1496.46 | 204.36 | 212.55 | 8 | 0.18
2035 | NYISO_G-I_2_PJM_E | NYISO_G-I | PJM_E | Internal | Summer | B4 | 100 | 1500 | 1497.26 | 177.59 | 185.77 | 8 | 0.18
2035 | NYISO_G-I_2_PJM_E | NYISO_G-I | PJM_E | Internal | Summer | B5 | 200 | 1500 | 0.15 | 153.24 | 158.65 | 8 | 0
2035 | NYISO_G-I_2_PJM_E | NYISO_G-I | PJM_E | Internal | Summer | B6 | 300 | 1500 | 0.06 | 142.53 | 145.21 | 8 | 0
2035 | NYISO_G-I_2_PJM_E | NYISO_G-I | PJM_E | Internal | Summer | B7 | 400 | 1500 | 0.06 | 132.18 | 136.87 | 8 | 0
2035 | NYISO_G-I_2_PJM_E | NYISO_G-I | PJM_E | Internal | Summer | B8 | 500 | 1500 | 0.02 | 132.18 | 127.95 | 8 | 0
2035 | NYISO_G-I_2_PJM_E | NYISO_G-I | PJM_E | Internal | Summer | B9 | 800 | 1500 | 0.01 | 125.27 | 119.27 | 8 | 0
2035 | NYISO_G-I_2_PJM_E | NYISO_G-I | PJM_E | Internal | Summer | B10 | 1262 | 1500 | 0 | 119.16 | 113.17 | 8 | 0
2035 | NYISO_G-I_2_PJM_E | NYISO_G-I | PJM_E | Internal | Winter | B16 | 25 | 1500 | 6.55 | 121.18 | 128.89 | 8 | 0
2035 | NYISO_G-I_2_PJM_E | NYISO_G-I | PJM_E | Internal | Winter | B17 | 100 | 1500 | 1.84 | 118.93 | 126.64 | 8 | 0
2035 | NYISO_G-I_2_PJM_E | NYISO_G-I | PJM_E | Internal | Winter | B18 | 400 | 1500 | 0.52 | 118.92 | 126.64 | 8 | 0
2035 | NYISO_G-I_2_PJM_E | NYISO_G-I | PJM_E | Internal | Winter | B19 | 700 | 1500 | 0.3 | 113.34 | 121.06 | 8 | 0
2035 | NYISO_G-I_2_PJM_E | NYISO_G-I | PJM_E | Internal | Winter | B20 | 935 | 1500 | 0.33 | 109.85 | 117.71 | 8 | 0
2035 | NYISO_J-K_2_NEISO_OL | NYISO_J-K | NEISO | Internal | Shoulder | B11 | 25 | 99999 | 0.08 | 123.2 | 93.36 | 3.05 | 0
2035 | NYISO_J-K_2_NEISO_OL | NYISO_J-K | NEISO | Internal | Shoulder | B12 | 200 | 99999 | 0.01 | 118.93 | 89.09 | 3.05 | 0
2035 | NYISO_J-K_2_NEISO_OL | NYISO_J-K | NEISO | Internal | Shoulder | B13 | 600 | 99999 | 0 | 117.05 | 87.22 | 3.05 | 0
2035 | NYISO_J-K_2_NEISO_OL | NYISO_J-K | NEISO | Internal | Shoulder | B14 | 900 | 99999 | 0 | 113.29 | 83.45 | 3.05 | 0
2035 | NYISO_J-K_2_NEISO_OL | NYISO_J-K | NEISO | Internal | Shoulder | B15 | 1203 | 99999 | 0 | 110.11 | 80.27 | 3.05 | 0
2035 | NYISO_J-K_2_NEISO_OL | NYISO_J-K | NEISO | Internal | Summer | B1 | 10 | 99999 | 0.22 | 204.88 | 175.05 | 3.05 | 0
2035 | NYISO_J-K_2_NEISO_OL | NYISO_J-K | NEISO | Internal | Summer | B2 | 25 | 99999 | 0.09 | 204.9 | 176.42 | 3.05 | 0
2035 | NYISO_J-K_2_NEISO_OL | NYISO_J-K | NEISO | Internal | Summer | B3 | 75 | 99999 | 0.03 | 204.38 | 174.54 | 3.05 | 0
2035 | NYISO_J-K_2_NEISO_OL | NYISO_J-K | NEISO | Internal | Summer | B4 | 100 | 99999 | 0.02 | 177.6 | 147.76 | 3.05 | 0
2035 | NYISO_J-K_2_NEISO_OL | NYISO_J-K | NEISO | Internal | Summer | B5 | 200 | 99999 | 0.01 | 153.25 | 123.41 | 3.05 | 0
2035 | NYISO_J-K_2_NEISO_OL | NYISO_J-K | NEISO | Internal | Summer | B6 | 300 | 99999 | 0 | 142.55 | 114.07 | 3.05 | 0
2035 | NYISO_J-K_2_NEISO_OL | NYISO_J-K | NEISO | Internal | Summer | B7 | 400 | 99999 | 0 | 132.19 | 106.37 | 3.05 | 0
2035 | NYISO_J-K_2_NEISO_OL | NYISO_J-K | NEISO | Internal | Summer | B8 | 500 | 99999 | 0 | 132.19 | 106.37 | 3.05 | 0
2035 | NYISO_J-K_2_NEISO_OL | NYISO_J-K | NEISO | Internal | Summer | B9 | 800 | 99999 | 0 | 125.28 | 106.37 | 3.05 | 0
2035 | NYISO_J-K_2_NEISO_OL | NYISO_J-K | NEISO | Internal | Summer | B10 | 1262 | 99999 | 0 | 119.17 | 106.37 | 3.05 | 0
2035 | NYISO_J-K_2_NEISO_OL | NYISO_J-K | NEISO | Internal | Winter | B16 | 25 | 99999 | 0.09 | 121.2 | 91.36 | 3.05 | 0
2035 | NYISO_J-K_2_NEISO_OL | NYISO_J-K | NEISO | Internal | Winter | B17 | 100 | 99999 | 0.02 | 118.94 | 89.1 | 3.05 | 0
2035 | NYISO_J-K_2_NEISO_OL | NYISO_J-K | NEISO | Internal | Winter | B18 | 400 | 99999 | 0 | 118.93 | 89.1 | 3.05 | 0
2035 | NYISO_J-K_2_NEISO_OL | NYISO_J-K | NEISO | Internal | Winter | B19 | 700 | 99999 | 0 | 113.35 | 83.51 | 3.05 | 0
2035 | NYISO_J-K_2_NEISO_OL | NYISO_J-K | NEISO | Internal | Winter | B20 | 935 | 99999 | 0 | 109.86 | 80.03 | 3.05 | 0
2035 | NYISO_J-K_2_NYISO_G-I | NYISO_J-K | NYISO_G-I | Internal | Shoulder | B11 | 25 | 1999 | 89.08 | 123.2 | 123.18 | 0.01 | 0
2035 | NYISO_J-K_2_NYISO_G-I | NYISO_J-K | NYISO_G-I | Internal | Shoulder | B12 | 200 | 1999 | 15.47 | 118.93 | 118.92 | 0.01 | 0
2035 | NYISO_J-K_2_NYISO_G-I | NYISO_J-K | NYISO_G-I | Internal | Shoulder | B13 | 600 | 1999 | 6.29 | 117.05 | 117.04 | 0.01 | 0
2035 | NYISO_J-K_2_NYISO_G-I | NYISO_J-K | NYISO_G-I | Internal | Shoulder | B14 | 900 | 1999 | 4.64 | 113.29 | 113.28 | 0.01 | 0
2035 | NYISO_J-K_2_NYISO_G-I | NYISO_J-K | NYISO_G-I | Internal | Shoulder | B15 | 1203 | 1999 | 3.47 | 110.11 | 110.1 | 0.01 | 0
2035 | NYISO_J-K_2_NYISO_G-I | NYISO_J-K | NYISO_G-I | Internal | Summer | B1 | 10 | 1999 | 239.45 | 204.88 | 204.87 | 0.01 | 0
2035 | NYISO_J-K_2_NYISO_G-I | NYISO_J-K | NYISO_G-I | Internal | Summer | B2 | 25 | 1999 | 93.47 | 204.9 | 204.88 | 0.01 | 0
2035 | NYISO_J-K_2_NYISO_G-I | NYISO_J-K | NYISO_G-I | Internal | Summer | B3 | 75 | 1999 | 45.4 | 204.38 | 204.36 | 0.01 | 0
2035 | NYISO_J-K_2_NYISO_G-I | NYISO_J-K | NYISO_G-I | Internal | Summer | B4 | 100 | 1999 | 35.27 | 177.6 | 177.59 | 0.01 | 0
2035 | NYISO_J-K_2_NYISO_G-I | NYISO_J-K | NYISO_G-I | Internal | Summer | B5 | 200 | 1999 | 12.8 | 153.25 | 153.24 | 0.01 | 0
2035 | NYISO_J-K_2_NYISO_G-I | NYISO_J-K | NYISO_G-I | Internal | Summer | B6 | 300 | 1999 | 8.02 | 142.55 | 142.53 | 0.01 | 0
2035 | NYISO_J-K_2_NYISO_G-I | NYISO_J-K | NYISO_G-I | Internal | Summer | B7 | 400 | 1999 | 8.84 | 132.19 | 132.18 | 0.01 | 0
2035 | NYISO_J-K_2_NYISO_G-I | NYISO_J-K | NYISO_G-I | Internal | Summer | B8 | 500 | 1999 | 7.1 | 132.19 | 132.18 | 0.01 | 0
2035 | NYISO_J-K_2_NYISO_G-I | NYISO_J-K | NYISO_G-I | Internal | Summer | B9 | 800 | 1999 | 5.03 | 125.28 | 125.27 | 0.01 | 0
2035 | NYISO_J-K_2_NYISO_G-I | NYISO_J-K | NYISO_G-I | Internal | Summer | B10 | 1262 | 1999 | 3.25 | 119.17 | 119.16 | 0.01 | 0
2035 | NYISO_J-K_2_NYISO_G-I | NYISO_J-K | NYISO_G-I | Internal | Winter | B16 | 25 | 1999 | 88.69 | 121.2 | 121.18 | 0.01 | 0
2035 | NYISO_J-K_2_NYISO_G-I | NYISO_J-K | NYISO_G-I | Internal | Winter | B17 | 100 | 1999 | 26 | 118.94 | 118.93 | 0.01 | 0
2035 | NYISO_J-K_2_NYISO_G-I | NYISO_J-K | NYISO_G-I | Internal | Winter | B18 | 400 | 1999 | 8.83 | 118.93 | 118.92 | 0.01 | 0
2035 | NYISO_J-K_2_NYISO_G-I | NYISO_J-K | NYISO_G-I | Internal | Winter | B19 | 700 | 1999 | 5.59 | 113.35 | 113.34 | 0.01 | 0
2035 | NYISO_J-K_2_NYISO_G-I | NYISO_J-K | NYISO_G-I | Internal | Winter | B20 | 935 | 1999 | 4.42 | 109.86 | 109.85 | 0.01 | 0
2035 | NYISO_J-K_2_PJM_E_OL | NYISO_J-K | PJM_E | Internal | Shoulder | B11 | 25 | 99999 | 3.5 | 123.2 | 130.9 | 8.17 | 0
2035 | NYISO_J-K_2_PJM_E_OL | NYISO_J-K | PJM_E | Internal | Shoulder | B12 | 200 | 99999 | 0.24 | 118.93 | 125.88 | 8.17 | 0
2035 | NYISO_J-K_2_PJM_E_OL | NYISO_J-K | PJM_E | Internal | Shoulder | B13 | 600 | 99999 | 0.2 | 117.05 | 124.76 | 8.17 | 0
2035 | NYISO_J-K_2_PJM_E_OL | NYISO_J-K | PJM_E | Internal | Shoulder | B14 | 900 | 99999 | 0.31 | 113.29 | 121.28 | 8.17 | 0
2035 | NYISO_J-K_2_PJM_E_OL | NYISO_J-K | PJM_E | Internal | Shoulder | B15 | 1203 | 99999 | 0.01 | 110.11 | 114.8 | 8.17 | 0
2035 | NYISO_J-K_2_PJM_E_OL | NYISO_J-K | PJM_E | Internal | Summer | B1 | 10 | 99999 | 9.64 | 204.88 | 212.59 | 8.17 | 0
2035 | NYISO_J-K_2_PJM_E_OL | NYISO_J-K | PJM_E | Internal | Summer | B2 | 25 | 99999 | 3.57 | 204.9 | 212.59 | 8.17 | 0
2035 | NYISO_J-K_2_PJM_E_OL | NYISO_J-K | PJM_E | Internal | Summer | B3 | 75 | 99999 | 1152.52 | 204.38 | 212.55 | 8.17 | 0
2035 | NYISO_J-K_2_PJM_E_OL | NYISO_J-K | PJM_E | Internal | Summer | B4 | 100 | 99999 | 2728.8 | 177.6 | 185.77 | 8.17 | 0
2035 | NYISO_J-K_2_PJM_E_OL | NYISO_J-K | PJM_E | Internal | Summer | B5 | 200 | 99999 | 0.11 | 153.25 | 158.65 | 8.17 | 0
2035 | NYISO_J-K_2_PJM_E_OL | NYISO_J-K | PJM_E | Internal | Summer | B6 | 300 | 99999 | 0.04 | 142.55 | 145.21 | 8.17 | 0
2035 | NYISO_J-K_2_PJM_E_OL | NYISO_J-K | PJM_E | Internal | Summer | B7 | 400 | 99999 | 0.05 | 132.19 | 136.87 | 8.17 | 0
2035 | NYISO_J-K_2_PJM_E_OL | NYISO_J-K | PJM_E | Internal | Summer | B8 | 500 | 99999 | 0.01 | 132.19 | 127.95 | 8.17 | 0
2035 | NYISO_J-K_2_PJM_E_OL | NYISO_J-K | PJM_E | Internal | Summer | B9 | 800 | 99999 | 0 | 125.28 | 119.27 | 8.17 | 0
2035 | NYISO_J-K_2_PJM_E_OL | NYISO_J-K | PJM_E | Internal | Summer | B10 | 1262 | 99999 | 0 | 119.17 | 113.17 | 8.17 | 0
2035 | NYISO_J-K_2_PJM_E_OL | NYISO_J-K | PJM_E | Internal | Winter | B16 | 25 | 99999 | 3.62 | 121.2 | 128.89 | 8.17 | 0
2035 | NYISO_J-K_2_PJM_E_OL | NYISO_J-K | PJM_E | Internal | Winter | B17 | 100 | 99999 | 1 | 118.94 | 126.64 | 8.17 | 0
2035 | NYISO_J-K_2_PJM_E_OL | NYISO_J-K | PJM_E | Internal | Winter | B18 | 400 | 99999 | 0.3 | 118.93 | 126.64 | 8.17 | 0
2035 | NYISO_J-K_2_PJM_E_OL | NYISO_J-K | PJM_E | Internal | Winter | B19 | 700 | 99999 | 0.18 | 113.35 | 121.06 | 8.17 | 0
2035 | NYISO_J-K_2_PJM_E_OL | NYISO_J-K | PJM_E | Internal | Winter | B20 | 935 | 99999 | 0.16 | 109.86 | 117.71 | 8.17 | 0
2035 | PJM_E_2_NYISO_G-I | PJM_E | NYISO_G-I | Internal | Shoulder | B11 | 25 | 500 | 0.34 | 130.9 | 123.18 | 6 | 0.01
2035 | PJM_E_2_NYISO_G-I | PJM_E | NYISO_G-I | Internal | Shoulder | B12 | 200 | 500 | 0.05 | 125.88 | 118.92 | 6 | 0
2035 | PJM_E_2_NYISO_G-I | PJM_E | NYISO_G-I | Internal | Shoulder | B13 | 600 | 500 | 0.02 | 124.76 | 117.04 | 6 | 0
2035 | PJM_E_2_NYISO_G-I | PJM_E | NYISO_G-I | Internal | Shoulder | B14 | 900 | 500 | 0.01 | 121.28 | 113.28 | 6 | 0
2035 | PJM_E_2_NYISO_G-I | PJM_E | NYISO_G-I | Internal | Shoulder | B15 | 1203 | 500 | 0.01 | 114.8 | 110.1 | 6 | 0
2035 | PJM_E_2_NYISO_G-I | PJM_E | NYISO_G-I | Internal | Summer | B1 | 10 | 500 | 0.84 | 212.59 | 204.87 | 6 | 0.01
2035 | PJM_E_2_NYISO_G-I | PJM_E | NYISO_G-I | Internal | Summer | B2 | 25 | 500 | 0.36 | 212.59 | 204.88 | 6 | 0.01
2035 | PJM_E_2_NYISO_G-I | PJM_E | NYISO_G-I | Internal | Summer | B3 | 75 | 500 | 0.11 | 212.55 | 204.36 | 6 | 0
2035 | PJM_E_2_NYISO_G-I | PJM_E | NYISO_G-I | Internal | Summer | B4 | 100 | 500 | 0.09 | 185.77 | 177.59 | 6 | 0
2035 | PJM_E_2_NYISO_G-I | PJM_E | NYISO_G-I | Internal | Summer | B5 | 200 | 500 | 0.05 | 158.65 | 153.24 | 6 | 0
2035 | PJM_E_2_NYISO_G-I | PJM_E | NYISO_G-I | Internal | Summer | B6 | 300 | 500 | 0.04 | 145.21 | 142.53 | 6 | 0
2035 | PJM_E_2_NYISO_G-I | PJM_E | NYISO_G-I | Internal | Summer | B7 | 400 | 500 | 0.03 | 136.87 | 132.18 | 6 | 0
2035 | PJM_E_2_NYISO_G-I | PJM_E | NYISO_G-I | Internal | Summer | B8 | 500 | 500 | 0.09 | 127.95 | 132.18 | 6 | 0
2035 | PJM_E_2_NYISO_G-I | PJM_E | NYISO_G-I | Internal | Summer | B9 | 800 | 500 | 97.12 | 119.27 | 125.27 | 6 | 0
2035 | PJM_E_2_NYISO_G-I | PJM_E | NYISO_G-I | Internal | Summer | B10 | 1262 | 500 | 4.05 | 113.17 | 119.16 | 6 | 0
2035 | PJM_E_2_NYISO_G-I | PJM_E | NYISO_G-I | Internal | Winter | B16 | 25 | 500 | 0.35 | 128.89 | 121.18 | 6 | 0.01
2035 | PJM_E_2_NYISO_G-I | PJM_E | NYISO_G-I | Internal | Winter | B17 | 100 | 500 | 0.09 | 126.64 | 118.93 | 6 | 0
2035 | PJM_E_2_NYISO_G-I | PJM_E | NYISO_G-I | Internal | Winter | B18 | 400 | 500 | 0.02 | 126.64 | 118.92 | 6 | 0
2035 | PJM_E_2_NYISO_G-I | PJM_E | NYISO_G-I | Internal | Winter | B19 | 700 | 500 | 0.01 | 121.06 | 113.34 | 6 | 0
2035 | PJM_E_2_NYISO_G-I | PJM_E | NYISO_G-I | Internal | Winter | B20 | 935 | 500 | 0.01 | 117.71 | 109.85 | 6 | 0
2035 | PJM_E_2_NYISO_J-K | PJM_E | NYISO_J-K | Internal | Shoulder | B11 | 25 | 330 | 0.34 | 130.9 | 123.2 | 6 | 0.01
2035 | PJM_E_2_NYISO_J-K | PJM_E | NYISO_J-K | Internal | Shoulder | B12 | 200 | 330 | 0.05 | 125.88 | 118.93 | 6 | 0
2035 | PJM_E_2_NYISO_J-K | PJM_E | NYISO_J-K | Internal | Shoulder | B13 | 600 | 330 | 0.02 | 124.76 | 117.05 | 6 | 0
2035 | PJM_E_2_NYISO_J-K | PJM_E | NYISO_J-K | Internal | Shoulder | B14 | 900 | 330 | 0.01 | 121.28 | 113.29 | 6 | 0
2035 | PJM_E_2_NYISO_J-K | PJM_E | NYISO_J-K | Internal | Shoulder | B15 | 1203 | 330 | 0.01 | 114.8 | 110.11 | 6 | 0
2035 | PJM_E_2_NYISO_J-K | PJM_E | NYISO_J-K | Internal | Summer | B1 | 10 | 330 | 0.85 | 212.59 | 204.88 | 6 | 0.02
2035 | PJM_E_2_NYISO_J-K | PJM_E | NYISO_J-K | Internal | Summer | B2 | 25 | 330 | 0.37 | 212.59 | 204.9 | 6 | 0.01
2035 | PJM_E_2_NYISO_J-K | PJM_E | NYISO_J-K | Internal | Summer | B3 | 75 | 330 | 0.11 | 212.55 | 204.38 | 6 | 0
2035 | PJM_E_2_NYISO_J-K | PJM_E | NYISO_J-K | Internal | Summer | B4 | 100 | 330 | 0.09 | 185.77 | 177.6 | 6 | 0
2035 | PJM_E_2_NYISO_J-K | PJM_E | NYISO_J-K | Internal | Summer | B5 | 200 | 330 | 0.05 | 158.65 | 153.25 | 6 | 0
2035 | PJM_E_2_NYISO_J-K | PJM_E | NYISO_J-K | Internal | Summer | B6 | 300 | 330 | 0.04 | 145.21 | 142.55 | 6 | 0
2035 | PJM_E_2_NYISO_J-K | PJM_E | NYISO_J-K | Internal | Summer | B7 | 400 | 330 | 0.03 | 136.87 | 132.19 | 6 | 0
2035 | PJM_E_2_NYISO_J-K | PJM_E | NYISO_J-K | Internal | Summer | B8 | 500 | 330 | 0.09 | 127.95 | 132.19 | 6 | 0
2035 | PJM_E_2_NYISO_J-K | PJM_E | NYISO_J-K | Internal | Summer | B9 | 800 | 330 | 324.99 | 119.27 | 125.28 | 6 | 0.01
2035 | PJM_E_2_NYISO_J-K | PJM_E | NYISO_J-K | Internal | Summer | B10 | 1262 | 330 | 284.1 | 113.17 | 119.17 | 6 | 0
2035 | PJM_E_2_NYISO_J-K | PJM_E | NYISO_J-K | Internal | Winter | B16 | 25 | 330 | 0.35 | 128.89 | 121.2 | 6 | 0.01
2035 | PJM_E_2_NYISO_J-K | PJM_E | NYISO_J-K | Internal | Winter | B17 | 100 | 330 | 0.09 | 126.64 | 118.94 | 6 | 0
2035 | PJM_E_2_NYISO_J-K | PJM_E | NYISO_J-K | Internal | Winter | B18 | 400 | 330 | 0.02 | 126.64 | 118.93 | 6 | 0
2035 | PJM_E_2_NYISO_J-K | PJM_E | NYISO_J-K | Internal | Winter | B19 | 700 | 330 | 0.01 | 121.06 | 113.35 | 6 | 0
2035 | PJM_E_2_NYISO_J-K | PJM_E | NYISO_J-K | Internal | Winter | B20 | 935 | 330 | 0.01 | 117.71 | 109.86 | 6 | 0
2035 | PJM_E_2_PJM_ROM | PJM_E | PJM_ROM | Internal | Shoulder | B11 | 25 | 8000 | 202.21 | 130.9 | 130.88 | 0.01 | 0
2035 | PJM_E_2_PJM_ROM | PJM_E | PJM_ROM | Internal | Shoulder | B12 | 200 | 8000 | 25.91 | 125.88 | 125.86 | 0.01 | 0
2035 | PJM_E_2_PJM_ROM | PJM_E | PJM_ROM | Internal | Shoulder | B13 | 600 | 8000 | 9.05 | 124.76 | 124.74 | 0.01 | 0
2035 | PJM_E_2_PJM_ROM | PJM_E | PJM_ROM | Internal | Shoulder | B14 | 900 | 8000 | 6.21 | 121.28 | 121.27 | 0.01 | 0
2035 | PJM_E_2_PJM_ROM | PJM_E | PJM_ROM | Internal | Shoulder | B15 | 1203 | 8000 | 4.98 | 114.8 | 114.79 | 0.01 | 0
2035 | PJM_E_2_PJM_ROM | PJM_E | PJM_ROM | Internal | Summer | B1 | 10 | 8000 | 428.57 | 212.59 | 212.58 | 0.01 | 0
2035 | PJM_E_2_PJM_ROM | PJM_E | PJM_ROM | Internal | Summer | B2 | 25 | 8000 | 187.6 | 212.59 | 212.58 | 0.01 | 0
2035 | PJM_E_2_PJM_ROM | PJM_E | PJM_ROM | Internal | Summer | B3 | 75 | 8000 | 1194.69 | 212.55 | 212.56 | 0.01 | 0
2035 | PJM_E_2_PJM_ROM | PJM_E | PJM_ROM | Internal | Summer | B4 | 100 | 8000 | 1669.42 | 185.77 | 185.78 | 0.01 | 0
2035 | PJM_E_2_PJM_ROM | PJM_E | PJM_ROM | Internal | Summer | B5 | 200 | 8000 | 27.61 | 158.65 | 158.63 | 0.01 | 0
2035 | PJM_E_2_PJM_ROM | PJM_E | PJM_ROM | Internal | Summer | B6 | 300 | 8000 | 19.38 | 145.21 | 145.2 | 0.01 | 0
2035 | PJM_E_2_PJM_ROM | PJM_E | PJM_ROM | Internal | Summer | B7 | 400 | 8000 | 14.25 | 136.87 | 136.86 | 0.01 | 0
2035 | PJM_E_2_PJM_ROM | PJM_E | PJM_ROM | Internal | Summer | B8 | 500 | 8000 | 11 | 127.95 | 127.94 | 0.01 | 0
2035 | PJM_E_2_PJM_ROM | PJM_E | PJM_ROM | Internal | Summer | B9 | 800 | 8000 | 6.95 | 119.27 | 119.26 | 0.01 | 0
2035 | PJM_E_2_PJM_ROM | PJM_E | PJM_ROM | Internal | Summer | B10 | 1262 | 8000 | 4.71 | 113.17 | 113.16 | 0.01 | 0
2035 | PJM_E_2_PJM_ROM | PJM_E | PJM_ROM | Internal | Winter | B16 | 25 | 8000 | 179.79 | 128.89 | 128.88 | 0.01 | 0
2035 | PJM_E_2_PJM_ROM | PJM_E | PJM_ROM | Internal | Winter | B17 | 100 | 8000 | 49.7 | 126.64 | 126.63 | 0.01 | 0
2035 | PJM_E_2_PJM_ROM | PJM_E | PJM_ROM | Internal | Winter | B18 | 400 | 8000 | 13.24 | 126.64 | 126.63 | 0.01 | 0
2035 | PJM_E_2_PJM_ROM | PJM_E | PJM_ROM | Internal | Winter | B19 | 700 | 8000 | 7.81 | 121.06 | 121.04 | 0.01 | 0
2035 | PJM_E_2_PJM_ROM | PJM_E | PJM_ROM | Internal | Winter | B20 | 935 | 8000 | 5.84 | 117.71 | 117.7 | 0.01 | 0
2035 | PJM_ROR_2_MISO_IN | PJM_ROR | MISO_IN | Internal | Shoulder | B11 | 25 | 909 | 0.61 | 130.87 | 124.63 | 2 | 0
2035 | PJM_ROR_2_MISO_IN | PJM_ROR | MISO_IN | Internal | Shoulder | B12 | 200 | 909 | 0.08 | 121.08 | 114.84 | 2 | 0
2035 | PJM_ROR_2_MISO_IN | PJM_ROR | MISO_IN | Internal | Shoulder | B13 | 600 | 909 | 0.03 | 119.96 | 114.84 | 2 | 0
2035 | PJM_ROR_2_MISO_IN | PJM_ROR | MISO_IN | Internal | Shoulder | B14 | 900 | 909 | 0.03 | 116.48 | 114.48 | 2 | 0
2035 | PJM_ROR_2_MISO_IN | PJM_ROR | MISO_IN | Internal | Shoulder | B15 | 1203 | 909 | 0.02 | 114.77 | 110.52 | 2 | 0
2035 | PJM_ROR_2_MISO_IN | PJM_ROR | MISO_IN | Internal | Summer | B1 | 10 | 909 | 1.48 | 212.57 | 206.33 | 2 | 0.01
2035 | PJM_ROR_2_MISO_IN | PJM_ROR | MISO_IN | Internal | Summer | B2 | 25 | 909 | 0.65 | 212.57 | 206.8 | 2 | 0
2035 | PJM_ROR_2_MISO_IN | PJM_ROR | MISO_IN | Internal | Summer | B3 | 75 | 909 | 0.22 | 212.57 | 206.8 | 2 | 0
2035 | PJM_ROR_2_MISO_IN | PJM_ROR | MISO_IN | Internal | Summer | B4 | 100 | 909 | 0.16 | 185.79 | 179.55 | 2 | 0
2035 | PJM_ROR_2_MISO_IN | PJM_ROR | MISO_IN | Internal | Summer | B5 | 200 | 909 | 0.08 | 158.62 | 152.38 | 2 | 0
2035 | PJM_ROR_2_MISO_IN | PJM_ROR | MISO_IN | Internal | Summer | B6 | 300 | 909 | 0.05 | 145.19 | 138.94 | 2 | 0
2035 | PJM_ROR_2_MISO_IN | PJM_ROR | MISO_IN | Internal | Summer | B7 | 400 | 909 | 0.04 | 136.85 | 130.61 | 2 | 0
2035 | PJM_ROR_2_MISO_IN | PJM_ROR | MISO_IN | Internal | Summer | B8 | 500 | 909 | 0.03 | 123.16 | 116.91 | 2 | 0
2035 | PJM_ROR_2_MISO_IN | PJM_ROR | MISO_IN | Internal | Summer | B9 | 800 | 909 | 0.02 | 119.24 | 113.39 | 2 | 0
2035 | PJM_ROR_2_MISO_IN | PJM_ROR | MISO_IN | Internal | Summer | B10 | 1262 | 909 | 0.05 | 113.14 | 113.39 | 2 | 0
2035 | PJM_ROR_2_MISO_IN | PJM_ROR | MISO_IN | Internal | Winter | B16 | 25 | 909 | 0.61 | 124.1 | 117.85 | 2 | 0
2035 | PJM_ROR_2_MISO_IN | PJM_ROR | MISO_IN | Internal | Winter | B17 | 100 | 909 | 0.21 | 121.84 | 117.85 | 2 | 0
2035 | PJM_ROR_2_MISO_IN | PJM_ROR | MISO_IN | Internal | Winter | B18 | 400 | 909 | 0.04 | 121.84 | 115.99 | 2 | 0
2035 | PJM_ROR_2_MISO_IN | PJM_ROR | MISO_IN | Internal | Winter | B19 | 700 | 909 | 0.03 | 119.89 | 114.76 | 2 | 0
2035 | PJM_ROR_2_MISO_IN | PJM_ROR | MISO_IN | Internal | Winter | B20 | 935 | 909 | 0.02 | 114.09 | 110.15 | 2 | 0
2035 | PJM_ROR_2_MISO_MI | PJM_ROR | MISO_MI | Internal | Shoulder | B11 | 25 | 1305 | 0.95 | 130.87 | 127.75 | 2 | 0
2035 | PJM_ROR_2_MISO_MI | PJM_ROR | MISO_MI | Internal | Shoulder | B12 | 200 | 1305 | 0.13 | 121.08 | 117.96 | 2 | 0
2035 | PJM_ROR_2_MISO_MI | PJM_ROR | MISO_MI | Internal | Shoulder | B13 | 600 | 1305 | 0.05 | 119.96 | 117.96 | 2 | 0
2035 | PJM_ROR_2_MISO_MI | PJM_ROR | MISO_MI | Internal | Shoulder | B14 | 900 | 1305 | 0.14 | 116.48 | 117.6 | 2 | 0
2035 | PJM_ROR_2_MISO_MI | PJM_ROR | MISO_MI | Internal | Shoulder | B15 | 1203 | 1305 | 0.03 | 114.77 | 113.65 | 2 | 0
2035 | PJM_ROR_2_MISO_MI | PJM_ROR | MISO_MI | Internal | Summer | B1 | 10 | 1305 | 2.31 | 212.57 | 209.45 | 2 | 0.01
2035 | PJM_ROR_2_MISO_MI | PJM_ROR | MISO_MI | Internal | Summer | B2 | 25 | 1305 | 1.04 | 212.57 | 209.92 | 2 | 0
2035 | PJM_ROR_2_MISO_MI | PJM_ROR | MISO_MI | Internal | Summer | B3 | 75 | 1305 | 0.35 | 212.57 | 209.92 | 2 | 0
2035 | PJM_ROR_2_MISO_MI | PJM_ROR | MISO_MI | Internal | Summer | B4 | 100 | 1305 | 0.21 | 185.79 | 181.4 | 2 | 0
2035 | PJM_ROR_2_MISO_MI | PJM_ROR | MISO_MI | Internal | Summer | B5 | 200 | 1305 | 0.12 | 158.62 | 155.5 | 2 | 0
2035 | PJM_ROR_2_MISO_MI | PJM_ROR | MISO_MI | Internal | Summer | B6 | 300 | 1305 | 0.08 | 145.19 | 142.07 | 2 | 0
2035 | PJM_ROR_2_MISO_MI | PJM_ROR | MISO_MI | Internal | Summer | B7 | 400 | 1305 | 0.06 | 136.85 | 133.26 | 2 | 0
2035 | PJM_ROR_2_MISO_MI | PJM_ROR | MISO_MI | Internal | Summer | B8 | 500 | 1305 | 0.05 | 123.16 | 120.04 | 2 | 0
2035 | PJM_ROR_2_MISO_MI | PJM_ROR | MISO_MI | Internal | Summer | B9 | 800 | 1305 | 0.03 | 119.24 | 116.51 | 2 | 0
2035 | PJM_ROR_2_MISO_MI | PJM_ROR | MISO_MI | Internal | Summer | B10 | 1262 | 1305 | 0.18 | 113.14 | 114.68 | 2 | 0
2035 | PJM_ROR_2_MISO_MI | PJM_ROR | MISO_MI | Internal | Winter | B16 | 25 | 1305 | 0.96 | 124.1 | 120.98 | 2 | 0
2035 | PJM_ROR_2_MISO_MI | PJM_ROR | MISO_MI | Internal | Winter | B17 | 100 | 1305 | 0.41 | 121.84 | 120.98 | 2 | 0
2035 | PJM_ROR_2_MISO_MI | PJM_ROR | MISO_MI | Internal | Winter | B18 | 400 | 1305 | 0.07 | 121.84 | 119.12 | 2 | 0
2035 | PJM_ROR_2_MISO_MI | PJM_ROR | MISO_MI | Internal | Winter | B19 | 700 | 1305 | 0.05 | 119.89 | 117.89 | 2 | 0
2035 | PJM_ROR_2_MISO_MI | PJM_ROR | MISO_MI | Internal | Winter | B20 | 935 | 1305 | 0.05 | 114.09 | 113.28 | 2 | 0
2035 | PJM_ROR_2_MISO_MO-IL | PJM_ROR | MISO_MO-IL | Internal | Shoulder | B11 | 25 | 1111 | 0.87 | 130.87 | 127.58 | 2 | 0
2035 | PJM_ROR_2_MISO_MO-IL | PJM_ROR | MISO_MO-IL | Internal | Shoulder | B12 | 200 | 1111 | 0.08 | 121.08 | 114.82 | 2 | 0
2035 | PJM_ROR_2_MISO_MO-IL | PJM_ROR | MISO_MO-IL | Internal | Shoulder | B13 | 600 | 1111 | 0.03 | 119.96 | 114.09 | 2 | 0
2035 | PJM_ROR_2_MISO_MO-IL | PJM_ROR | MISO_MO-IL | Internal | Shoulder | B14 | 900 | 1111 | 0.02 | 116.48 | 112.35 | 2 | 0
2035 | PJM_ROR_2_MISO_MO-IL | PJM_ROR | MISO_MO-IL | Internal | Shoulder | B15 | 1203 | 1111 | 0.01 | 114.77 | 108.1 | 2 | 0
2035 | PJM_ROR_2_MISO_MO-IL | PJM_ROR | MISO_MO-IL | Internal | Summer | B1 | 10 | 1111 | 1.5 | 212.57 | 206.34 | 2 | 0.01
2035 | PJM_ROR_2_MISO_MO-IL | PJM_ROR | MISO_MO-IL | Internal | Summer | B2 | 25 | 1111 | 1.15 | 212.57 | 210.57 | 2 | 0
2035 | PJM_ROR_2_MISO_MO-IL | PJM_ROR | MISO_MO-IL | Internal | Summer | B3 | 75 | 1111 | 0.39 | 212.57 | 210.57 | 2 | 0
2035 | PJM_ROR_2_MISO_MO-IL | PJM_ROR | MISO_MO-IL | Internal | Summer | B4 | 100 | 1111 | 0.28 | 185.79 | 183.79 | 2 | 0
2035 | PJM_ROR_2_MISO_MO-IL | PJM_ROR | MISO_MO-IL | Internal | Summer | B5 | 200 | 1111 | 0.08 | 158.62 | 152.39 | 2 | 0
2035 | PJM_ROR_2_MISO_MO-IL | PJM_ROR | MISO_MO-IL | Internal | Summer | B6 | 300 | 1111 | 0.05 | 145.19 | 138.96 | 2 | 0
2035 | PJM_ROR_2_MISO_MO-IL | PJM_ROR | MISO_MO-IL | Internal | Summer | B7 | 400 | 1111 | 0.04 | 136.85 | 130.62 | 2 | 0
2035 | PJM_ROR_2_MISO_MO-IL | PJM_ROR | MISO_MO-IL | Internal | Summer | B8 | 500 | 1111 | 0.06 | 123.16 | 120.97 | 2 | 0
2035 | PJM_ROR_2_MISO_MO-IL | PJM_ROR | MISO_MO-IL | Internal | Summer | B9 | 800 | 1111 | 0.02 | 119.24 | 113.4 | 2 | 0
2035 | PJM_ROR_2_MISO_MO-IL | PJM_ROR | MISO_MO-IL | Internal | Summer | B10 | 1262 | 1111 | 0.02 | 113.14 | 110.96 | 2 | 0
2035 | PJM_ROR_2_MISO_MO-IL | PJM_ROR | MISO_MO-IL | Internal | Winter | B16 | 25 | 1111 | 0.62 | 124.1 | 117.87 | 2 | 0
2035 | PJM_ROR_2_MISO_MO-IL | PJM_ROR | MISO_MO-IL | Internal | Winter | B17 | 100 | 1111 | 0.16 | 121.84 | 115.98 | 2 | 0
2035 | PJM_ROR_2_MISO_MO-IL | PJM_ROR | MISO_MO-IL | Internal | Winter | B18 | 400 | 1111 | 0.04 | 121.84 | 115.98 | 2 | 0
2035 | PJM_ROR_2_MISO_MO-IL | PJM_ROR | MISO_MO-IL | Internal | Winter | B19 | 700 | 1111 | 0.03 | 119.89 | 114.75 | 2 | 0
2035 | PJM_ROR_2_MISO_MO-IL | PJM_ROR | MISO_MO-IL | Internal | Winter | B20 | 935 | 1111 | 0.02 | 114.09 | 107.73 | 2 | 0
2035 | PJM_ROR_2_MISO_W | PJM_ROR | MISO_W | Internal | Shoulder | B11 | 25 | 709 | 0.21 | 130.87 | 109.49 | 2 | 0
2035 | PJM_ROR_2_MISO_W | PJM_ROR | MISO_W | Internal | Shoulder | B12 | 200 | 709 | 0.03 | 121.08 | 99.7 | 2 | 0
2035 | PJM_ROR_2_MISO_W | PJM_ROR | MISO_W | Internal | Shoulder | B13 | 600 | 709 | 0 | 119.96 | 98.58 | 2 | 0
2035 | PJM_ROR_2_MISO_W | PJM_ROR | MISO_W | Internal | Shoulder | B14 | 900 | 709 | 0 | 116.48 | 95.1 | 2 | 0
2035 | PJM_ROR_2_MISO_W | PJM_ROR | MISO_W | Internal | Shoulder | B15 | 1203 | 709 | 0 | 114.77 | 93.4 | 2 | 0
2035 | PJM_ROR_2_MISO_W | PJM_ROR | MISO_W | Internal | Summer | B1 | 10 | 709 | 0.51 | 212.57 | 191.19 | 2 | 0.01
2035 | PJM_ROR_2_MISO_W | PJM_ROR | MISO_W | Internal | Summer | B2 | 25 | 709 | 0.21 | 212.57 | 191.19 | 2 | 0
2035 | PJM_ROR_2_MISO_W | PJM_ROR | MISO_W | Internal | Summer | B3 | 75 | 709 | 0.11 | 212.57 | 201.23 | 2 | 0
2035 | PJM_ROR_2_MISO_W | PJM_ROR | MISO_W | Internal | Summer | B4 | 100 | 709 | 0.06 | 185.79 | 165.6 | 2 | 0
2035 | PJM_ROR_2_MISO_W | PJM_ROR | MISO_W | Internal | Summer | B5 | 200 | 709 | 0.04 | 158.62 | 144.12 | 2 | 0
2035 | PJM_ROR_2_MISO_W | PJM_ROR | MISO_W | Internal | Summer | B6 | 300 | 709 | 0.03 | 145.19 | 134.86 | 2 | 0
2035 | PJM_ROR_2_MISO_W | PJM_ROR | MISO_W | Internal | Summer | B7 | 400 | 709 | 0.02 | 136.85 | 121.82 | 2 | 0
2035 | PJM_ROR_2_MISO_W | PJM_ROR | MISO_W | Internal | Summer | B8 | 500 | 709 | 0.01 | 123.16 | 101.78 | 2 | 0
2035 | PJM_ROR_2_MISO_W | PJM_ROR | MISO_W | Internal | Summer | B9 | 800 | 709 | 0 | 119.24 | 97.87 | 2 | 0
2035 | PJM_ROR_2_MISO_W | PJM_ROR | MISO_W | Internal | Summer | B10 | 1262 | 709 | 0 | 113.14 | 91.77 | 2 | 0
2035 | PJM_ROR_2_MISO_W | PJM_ROR | MISO_W | Internal | Winter | B16 | 25 | 709 | 0.21 | 124.1 | 102.72 | 2 | 0
2035 | PJM_ROR_2_MISO_W | PJM_ROR | MISO_W | Internal | Winter | B17 | 100 | 709 | 0.05 | 121.84 | 100.47 | 2 | 0
2035 | PJM_ROR_2_MISO_W | PJM_ROR | MISO_W | Internal | Winter | B18 | 400 | 709 | 0.01 | 121.84 | 100.46 | 2 | 0
2035 | PJM_ROR_2_MISO_W | PJM_ROR | MISO_W | Internal | Winter | B19 | 700 | 709 | 0 | 119.89 | 98.51 | 2 | 0
2035 | PJM_ROR_2_MISO_W | PJM_ROR | MISO_W | Internal | Winter | B20 | 935 | 709 | 0 | 114.09 | 92.71 | 2 | 0
2035 | PJM_ROR_2_MISO_WUMS | PJM_ROR | MISO_WUMS | Internal | Shoulder | B11 | 25 | 1467 | 0.64 | 130.87 | 124.73 | 2 | 0
2035 | PJM_ROR_2_MISO_WUMS | PJM_ROR | MISO_WUMS | Internal | Shoulder | B12 | 200 | 1467 | 0.08 | 121.08 | 114.93 | 2 | 0
2035 | PJM_ROR_2_MISO_WUMS | PJM_ROR | MISO_WUMS | Internal | Shoulder | B13 | 600 | 1467 | 0.03 | 119.96 | 114.77 | 2 | 0
2035 | PJM_ROR_2_MISO_WUMS | PJM_ROR | MISO_WUMS | Internal | Shoulder | B14 | 900 | 1467 | 0.04 | 116.48 | 114.77 | 2 | 0
2035 | PJM_ROR_2_MISO_WUMS | PJM_ROR | MISO_WUMS | Internal | Shoulder | B15 | 1203 | 1467 | 0.04 | 114.77 | 114.44 | 2 | 0
2035 | PJM_ROR_2_MISO_WUMS | PJM_ROR | MISO_WUMS | Internal | Summer | B1 | 10 | 1467 | 1.53 | 212.57 | 206.42 | 2 | 0.01
2035 | PJM_ROR_2_MISO_WUMS | PJM_ROR | MISO_WUMS | Internal | Summer | B2 | 25 | 1467 | 0.63 | 212.57 | 206.42 | 2 | 0
2035 | PJM_ROR_2_MISO_WUMS | PJM_ROR | MISO_WUMS | Internal | Summer | B3 | 75 | 1467 | 0.22 | 212.57 | 206.42 | 2 | 0
2035 | PJM_ROR_2_MISO_WUMS | PJM_ROR | MISO_WUMS | Internal | Summer | B4 | 100 | 1467 | 0.16 | 185.79 | 179.65 | 2 | 0
2035 | PJM_ROR_2_MISO_WUMS | PJM_ROR | MISO_WUMS | Internal | Summer | B5 | 200 | 1467 | 0.08 | 158.62 | 152.47 | 2 | 0
2035 | PJM_ROR_2_MISO_WUMS | PJM_ROR | MISO_WUMS | Internal | Summer | B6 | 300 | 1467 | 0.05 | 145.19 | 139.04 | 2 | 0
2035 | PJM_ROR_2_MISO_WUMS | PJM_ROR | MISO_WUMS | Internal | Summer | B7 | 400 | 1467 | 0.04 | 136.85 | 130.7 | 2 | 0
2035 | PJM_ROR_2_MISO_WUMS | PJM_ROR | MISO_WUMS | Internal | Summer | B8 | 500 | 1467 | 0.03 | 123.16 | 117.01 | 2 | 0
2035 | PJM_ROR_2_MISO_WUMS | PJM_ROR | MISO_WUMS | Internal | Summer | B9 | 800 | 1467 | 0.02 | 119.24 | 113.2 | 2 | 0
2035 | PJM_ROR_2_MISO_WUMS | PJM_ROR | MISO_WUMS | Internal | Summer | B10 | 1262 | 1467 | 0.05 | 113.14 | 113.13 | 2 | 0
2035 | PJM_ROR_2_MISO_WUMS | PJM_ROR | MISO_WUMS | Internal | Winter | B16 | 25 | 1467 | 0.63 | 124.1 | 117.95 | 2 | 0
2035 | PJM_ROR_2_MISO_WUMS | PJM_ROR | MISO_WUMS | Internal | Winter | B17 | 100 | 1467 | 0.21 | 121.84 | 117.73 | 2 | 0
2035 | PJM_ROR_2_MISO_WUMS | PJM_ROR | MISO_WUMS | Internal | Winter | B18 | 400 | 1467 | 0.05 | 121.84 | 117.73 | 2 | 0
2035 | PJM_ROR_2_MISO_WUMS | PJM_ROR | MISO_WUMS | Internal | Winter | B19 | 700 | 1467 | 0.04 | 119.89 | 117.73 | 2 | 0
2035 | PJM_ROR_2_MISO_WUMS | PJM_ROR | MISO_WUMS | Internal | Winter | B20 | 935 | 1467 | 0.06 | 114.09 | 114.07 | 2 | 0
2035 | PJM_ROR_2_PJM_ROM | PJM_ROR | PJM_ROM | Internal | Shoulder | B11 | 25 | 8000 | 5767.43 | 130.87 | 130.88 | 0.01 | 0
2035 | PJM_ROR_2_PJM_ROM | PJM_ROR | PJM_ROM | Internal | Shoulder | B12 | 200 | 8000 | 11476.82 | 121.08 | 125.86 | 0.01 | 4.77
2035 | PJM_ROR_2_PJM_ROM | PJM_ROR | PJM_ROM | Internal | Shoulder | B13 | 600 | 8000 | 9762.05 | 119.96 | 124.74 | 0.01 | 4.77
2035 | PJM_ROR_2_PJM_ROM | PJM_ROR | PJM_ROM | Internal | Shoulder | B14 | 900 | 8000 | 8486.91 | 116.48 | 121.27 | 0.01 | 4.77
2035 | PJM_ROR_2_PJM_ROM | PJM_ROR | PJM_ROM | Internal | Shoulder | B15 | 1203 | 8000 | 4234.44 | 114.77 | 114.79 | 0.01 | 0
2035 | PJM_ROR_2_PJM_ROM | PJM_ROR | PJM_ROM | Internal | Summer | B1 | 10 | 8000 | 1673 | 212.57 | 212.58 | 0.01 | 0
2035 | PJM_ROR_2_PJM_ROM | PJM_ROR | PJM_ROM | Internal | Summer | B2 | 25 | 8000 | 4599.59 | 212.57 | 212.58 | 0.01 | 0
2035 | PJM_ROR_2_PJM_ROM | PJM_ROR | PJM_ROM | Internal | Summer | B3 | 75 | 8000 | 34.48 | 212.57 | 212.56 | 0.01 | 0
2035 | PJM_ROR_2_PJM_ROM | PJM_ROR | PJM_ROM | Internal | Summer | B4 | 100 | 8000 | 33.13 | 185.79 | 185.78 | 0.01 | 0
2035 | PJM_ROR_2_PJM_ROM | PJM_ROR | PJM_ROM | Internal | Summer | B5 | 200 | 8000 | 4938.05 | 158.62 | 158.63 | 0.01 | 0
2035 | PJM_ROR_2_PJM_ROM | PJM_ROR | PJM_ROM | Internal | Summer | B6 | 300 | 8000 | 4744.18 | 145.19 | 145.2 | 0.01 | 0
2035 | PJM_ROR_2_PJM_ROM | PJM_ROR | PJM_ROM | Internal | Summer | B7 | 400 | 8000 | 5909.73 | 136.85 | 136.86 | 0.01 | 0
2035 | PJM_ROR_2_PJM_ROM | PJM_ROR | PJM_ROM | Internal | Summer | B8 | 500 | 8000 | 10231.72 | 123.16 | 127.94 | 0.01 | 4.77
2035 | PJM_ROR_2_PJM_ROM | PJM_ROR | PJM_ROM | Internal | Summer | B9 | 800 | 8000 | 7951.75 | 119.24 | 119.26 | 0.01 | 0
2035 | PJM_ROR_2_PJM_ROM | PJM_ROR | PJM_ROM | Internal | Summer | B10 | 1262 | 8000 | 3345.86 | 113.14 | 113.16 | 0.01 | 0
2035 | PJM_ROR_2_PJM_ROM | PJM_ROR | PJM_ROM | Internal | Winter | B16 | 25 | 8000 | 12745.85 | 124.1 | 128.88 | 0.01 | 4.77
2035 | PJM_ROR_2_PJM_ROM | PJM_ROR | PJM_ROM | Internal | Winter | B17 | 100 | 8000 | 10729.08 | 121.84 | 126.63 | 0.01 | 4.77
2035 | PJM_ROR_2_PJM_ROM | PJM_ROR | PJM_ROM | Internal | Winter | B18 | 400 | 8000 | 8506.18 | 121.84 | 126.63 | 0.01 | 4.77
2035 | PJM_ROR_2_PJM_ROM | PJM_ROR | PJM_ROM | Internal | Winter | B19 | 700 | 8000 | 7999.93 | 119.89 | 121.04 | 0.01 | 1.14
2035 | PJM_ROR_2_PJM_ROM | PJM_ROR | PJM_ROM | Internal | Winter | B20 | 935 | 8000 | 8000.26 | 114.09 | 117.7 | 0.01 | 3.6
2035 | PJM_ROR_2_TVA_Transmission | PJM_ROR | TVA_Transmission | Internal | Shoulder | B11 | 25 | 2500 | 2.94 | 130.87 | 135.58 | 6 | 0
2035 | PJM_ROR_2_TVA_Transmission | PJM_ROR | TVA_Transmission | Internal | Shoulder | B12 | 200 | 2500 | 0.1 | 121.08 | 120.37 | 6 | 0
2035 | PJM_ROR_2_TVA_Transmission | PJM_ROR | TVA_Transmission | Internal | Shoulder | B13 | 600 | 2500 | 0.04 | 119.96 | 119.35 | 6 | 0
2035 | PJM_ROR_2_TVA_Transmission | PJM_ROR | TVA_Transmission | Internal | Shoulder | B14 | 900 | 2500 | 0.04 | 116.48 | 118.57 | 6 | 0
2035 | PJM_ROR_2_TVA_Transmission | PJM_ROR | TVA_Transmission | Internal | Shoulder | B15 | 1203 | 2500 | 0.02 | 114.77 | 115.13 | 6 | 0
2035 | PJM_ROR_2_TVA_Transmission | PJM_ROR | TVA_Transmission | Internal | Summer | B1 | 10 | 2500 | 2.16 | 212.57 | 212.93 | 6 | 0
2035 | PJM_ROR_2_TVA_Transmission | PJM_ROR | TVA_Transmission | Internal | Summer | B2 | 25 | 2500 | 2166.87 | 212.57 | 218.57 | 6 | 0
2035 | PJM_ROR_2_TVA_Transmission | PJM_ROR | TVA_Transmission | Internal | Summer | B3 | 75 | 2500 | 682.08 | 212.57 | 218.57 | 6 | 0
2035 | PJM_ROR_2_TVA_Transmission | PJM_ROR | TVA_Transmission | Internal | Summer | B4 | 100 | 2500 | 173.55 | 185.79 | 191.79 | 6 | 0
2035 | PJM_ROR_2_TVA_Transmission | PJM_ROR | TVA_Transmission | Internal | Summer | B5 | 200 | 2500 | 0.11 | 158.62 | 158.62 | 6 | 0
2035 | PJM_ROR_2_TVA_Transmission | PJM_ROR | TVA_Transmission | Internal | Summer | B6 | 300 | 2500 | 0.05 | 145.19 | 141.07 | 6 | 0
2035 | PJM_ROR_2_TVA_Transmission | PJM_ROR | TVA_Transmission | Internal | Summer | B7 | 400 | 2500 | 0.03 | 136.85 | 130.17 | 6 | 0
2035 | PJM_ROR_2_TVA_Transmission | PJM_ROR | TVA_Transmission | Internal | Summer | B8 | 500 | 2500 | 0.04 | 123.16 | 122.51 | 6 | 0
2035 | PJM_ROR_2_TVA_Transmission | PJM_ROR | TVA_Transmission | Internal | Summer | B9 | 800 | 2500 | 0.03 | 119.24 | 119.31 | 6 | 0
2035 | PJM_ROR_2_TVA_Transmission | PJM_ROR | TVA_Transmission | Internal | Summer | B10 | 1262 | 2500 | 0.05 | 113.14 | 117.19 | 6 | 0
2035 | PJM_ROR_2_TVA_Transmission | PJM_ROR | TVA_Transmission | Internal | Winter | B16 | 25 | 2500 | 1.24 | 124.1 | 125.89 | 6 | 0
2035 | PJM_ROR_2_TVA_Transmission | PJM_ROR | TVA_Transmission | Internal | Winter | B17 | 100 | 2500 | 0.24 | 121.84 | 122.2 | 6 | 0
2035 | PJM_ROR_2_TVA_Transmission | PJM_ROR | TVA_Transmission | Internal | Winter | B18 | 400 | 2500 | 0.06 | 121.84 | 121.76 | 6 | 0
2035 | PJM_ROR_2_TVA_Transmission | PJM_ROR | TVA_Transmission | Internal | Winter | B19 | 700 | 2500 | 0.04 | 119.89 | 121.35 | 6 | 0
2035 | PJM_ROR_2_TVA_Transmission | PJM_ROR | TVA_Transmission | Internal | Winter | B20 | 935 | 2500 | 0.03 | 114.09 | 114.45 | 6 | 0
2035 | PJM_ROR_2_VACAR | PJM_ROR | VACAR | Internal | Shoulder | B11 | 25 | 3000 | 0.76 | 130.87 | 131.55 | 6 | 0
2035 | PJM_ROR_2_VACAR | PJM_ROR | VACAR | Internal | Shoulder | B12 | 200 | 3000 | 0.1 | 121.08 | 121.06 | 6 | 0
2035 | PJM_ROR_2_VACAR | PJM_ROR | VACAR | Internal | Shoulder | B13 | 600 | 3000 | 0.04 | 119.96 | 121.06 | 6 | 0
2035 | PJM_ROR_2_VACAR | PJM_ROR | VACAR | Internal | Shoulder | B14 | 900 | 3000 | 0.07 | 116.48 | 121.06 | 6 | 0
2035 | PJM_ROR_2_VACAR | PJM_ROR | VACAR | Internal | Shoulder | B15 | 1203 | 3000 | 2999.86 | 114.77 | 121.06 | 6 | 0.28
2035 | PJM_ROR_2_VACAR | PJM_ROR | VACAR | Internal | Summer | B1 | 10 | 3000 | 4532.03 | 212.57 | 220.94 | 6 | 2.37
2035 | PJM_ROR_2_VACAR | PJM_ROR | VACAR | Internal | Summer | B2 | 25 | 3000 | 3457.72 | 212.57 | 220.94 | 6 | 2.37
2035 | PJM_ROR_2_VACAR | PJM_ROR | VACAR | Internal | Summer | B3 | 75 | 3000 | 1304.43 | 212.57 | 218.57 | 6 | 0
2035 | PJM_ROR_2_VACAR | PJM_ROR | VACAR | Internal | Summer | B4 | 100 | 3000 | 678 | 185.79 | 191.78 | 6 | 0
2035 | PJM_ROR_2_VACAR | PJM_ROR | VACAR | Internal | Summer | B5 | 200 | 3000 | 0.05 | 158.62 | 151.62 | 6 | 0
2035 | PJM_ROR_2_VACAR | PJM_ROR | VACAR | Internal | Summer | B6 | 300 | 3000 | 0.03 | 145.19 | 138.19 | 6 | 0
2035 | PJM_ROR_2_VACAR | PJM_ROR | VACAR | Internal | Summer | B7 | 400 | 3000 | 0.02 | 136.85 | 127.51 | 6 | 0
2035 | PJM_ROR_2_VACAR | PJM_ROR | VACAR | Internal | Summer | B8 | 500 | 3000 | 0.03 | 123.16 | 118.94 | 6 | 0
2035 | PJM_ROR_2_VACAR | PJM_ROR | VACAR | Internal | Summer | B9 | 800 | 3000 | 0.02 | 119.24 | 118.94 | 6 | 0
2035 | PJM_ROR_2_VACAR | PJM_ROR | VACAR | Internal | Summer | B10 | 1262 | 3000 | 0.02 | 113.14 | 111.94 | 6 | 0
2035 | PJM_ROR_2_VACAR | PJM_ROR | VACAR | Internal | Winter | B16 | 25 | 3000 | 3826.71 | 124.1 | 132.47 | 6 | 2.37
2035 | PJM_ROR_2_VACAR | PJM_ROR | VACAR | Internal | Winter | B17 | 100 | 3000 | 0.47 | 121.84 | 125.89 | 6 | 0
2035 | PJM_ROR_2_VACAR | PJM_ROR | VACAR | Internal | Winter | B18 | 400 | 3000 | 0.12 | 121.84 | 125.89 | 6 | 0
2035 | PJM_ROR_2_VACAR | PJM_ROR | VACAR | Internal | Winter | B19 | 700 | 3000 | 210.12 | 119.89 | 125.89 | 6 | 0
2035 | PJM_ROR_2_VACAR | PJM_ROR | VACAR | Internal | Winter | B20 | 935 | 3000 | 66.87 | 114.09 | 120.09 | 6 | 0
2035 | PJM_ROM_2_NYISO_A-F | PJM_ROM | NYISO_A-F | Internal | Shoulder | B11 | 25 | 2000 | 0.12 | 130.88 | 91.72 | 6 | 0
2035 | PJM_ROM_2_NYISO_A-F | PJM_ROM | NYISO_A-F | Internal | Shoulder | B12 | 200 | 2000 | 0.02 | 125.86 | 87.46 | 6 | 0
2035 | PJM_ROM_2_NYISO_A-F | PJM_ROM | NYISO_A-F | Internal | Shoulder | B13 | 600 | 2000 | 0 | 124.74 | 85.58 | 6 | 0
2035 | PJM_ROM_2_NYISO_A-F | PJM_ROM | NYISO_A-F | Internal | Shoulder | B14 | 900 | 2000 | 0 | 121.27 | 82.1 | 6 | 0
2035 | PJM_ROM_2_NYISO_A-F | PJM_ROM | NYISO_A-F | Internal | Shoulder | B15 | 1203 | 2000 | 0 | 114.79 | 82.1 | 6 | 0
2035 | PJM_ROM_2_NYISO_A-F | PJM_ROM | NYISO_A-F | Internal | Summer | B1 | 10 | 2000 | 0.3 | 212.58 | 173.42 | 6 | 0
2035 | PJM_ROM_2_NYISO_A-F | PJM_ROM | NYISO_A-F | Internal | Summer | B2 | 25 | 2000 | 0.12 | 212.58 | 173.42 | 6 | 0
2035 | PJM_ROM_2_NYISO_A-F | PJM_ROM | NYISO_A-F | Internal | Summer | B3 | 75 | 2000 | 0.04 | 212.56 | 173.39 | 6 | 0
2035 | PJM_ROM_2_NYISO_A-F | PJM_ROM | NYISO_A-F | Internal | Summer | B4 | 100 | 2000 | 0.03 | 185.78 | 146.62 | 6 | 0
2035 | PJM_ROM_2_NYISO_A-F | PJM_ROM | NYISO_A-F | Internal | Summer | B5 | 200 | 2000 | 0.02 | 158.63 | 121.78 | 6 | 0
2035 | PJM_ROM_2_NYISO_A-F | PJM_ROM | NYISO_A-F | Internal | Summer | B6 | 300 | 2000 | 0.01 | 145.2 | 111.07 | 6 | 0
2035 | PJM_ROM_2_NYISO_A-F | PJM_ROM | NYISO_A-F | Internal | Summer | B7 | 400 | 2000 | 0 | 136.86 | 103.37 | 6 | 0
2035 | PJM_ROM_2_NYISO_A-F | PJM_ROM | NYISO_A-F | Internal | Summer | B8 | 500 | 2000 | 0 | 127.94 | 103.37 | 6 | 0
2035 | PJM_ROM_2_NYISO_A-F | PJM_ROM | NYISO_A-F | Internal | Summer | B9 | 800 | 2000 | 0 | 119.26 | 103.37 | 6 | 0
2035 | PJM_ROM_2_NYISO_A-F | PJM_ROM | NYISO_A-F | Internal | Summer | B10 | 1262 | 2000 | 0 | 113.16 | 103.37 | 6 | 0
2035 | PJM_ROM_2_NYISO_A-F | PJM_ROM | NYISO_A-F | Internal | Winter | B16 | 25 | 2000 | 0.12 | 128.88 | 89.72 | 6 | 0
2035 | PJM_ROM_2_NYISO_A-F | PJM_ROM | NYISO_A-F | Internal | Winter | B17 | 100 | 2000 | 0.03 | 126.63 | 87.47 | 6 | 0
2035 | PJM_ROM_2_NYISO_A-F | PJM_ROM | NYISO_A-F | Internal | Winter | B18 | 400 | 2000 | 0 | 126.63 | 87.46 | 6 | 0
2035 | PJM_ROM_2_NYISO_A-F | PJM_ROM | NYISO_A-F | Internal | Winter | B19 | 700 | 2000 | 0 | 121.04 | 81.88 | 6 | 0
2035 | PJM_ROM_2_NYISO_A-F | PJM_ROM | NYISO_A-F | Internal | Winter | B20 | 935 | 2000 | 0 | 117.7 | 81.88 | 6 | 0
2035 | PJM_ROM_2_PJM_E | PJM_ROM | PJM_E | Internal | Shoulder | B11 | 25 | 8000 | 1861.76 | 130.88 | 130.9 | 0.01 | 0
2035 | PJM_ROM_2_PJM_E | PJM_ROM | PJM_E | Internal | Shoulder | B12 | 200 | 8000 | 4638.76 | 125.86 | 125.88 | 0.01 | 0
2035 | PJM_ROM_2_PJM_E | PJM_ROM | PJM_E | Internal | Shoulder | B13 | 600 | 8000 | 4142.59 | 124.74 | 124.76 | 0.01 | 0
2035 | PJM_ROM_2_PJM_E | PJM_ROM | PJM_E | Internal | Shoulder | B14 | 900 | 8000 | 3146.21 | 121.27 | 121.28 | 0.01 | 0
2035 | PJM_ROM_2_PJM_E | PJM_ROM | PJM_E | Internal | Shoulder | B15 | 1203 | 8000 | 1017.81 | 114.79 | 114.8 | 0.01 | 0
2035 | PJM_ROM_2_PJM_E | PJM_ROM | PJM_E | Internal | Summer | B1 | 10 | 8000 | 5332.41 | 212.58 | 212.59 | 0.01 | 0
2035 | PJM_ROM_2_PJM_E | PJM_ROM | PJM_E | Internal | Summer | B2 | 25 | 8000 | 4347.26 | 212.58 | 212.59 | 0.01 | 0
2035 | PJM_ROM_2_PJM_E | PJM_ROM | PJM_E | Internal | Summer | B3 | 75 | 8000 | 75.18 | 212.56 | 212.55 | 0.01 | 0
2035 | PJM_ROM_2_PJM_E | PJM_ROM | PJM_E | Internal | Summer | B4 | 100 | 8000 | 57.23 | 185.78 | 185.77 | 0.01 | 0
2035 | PJM_ROM_2_PJM_E | PJM_ROM | PJM_E | Internal | Summer | B5 | 200 | 8000 | 2145.91 | 158.63 | 158.65 | 0.01 | 0
2035 | PJM_ROM_2_PJM_E | PJM_ROM | PJM_E | Internal | Summer | B6 | 300 | 8000 | 1291.41 | 145.2 | 145.21 | 0.01 | 0
2035 | PJM_ROM_2_PJM_E | PJM_ROM | PJM_E | Internal | Summer | B7 | 400 | 8000 | 2225.34 | 136.86 | 136.87 | 0.01 | 0
2035 | PJM_ROM_2_PJM_E | PJM_ROM | PJM_E | Internal | Summer | B8 | 500 | 8000 | 4596.7 | 127.94 | 127.95 | 0.01 | 0
2035 | PJM_ROM_2_PJM_E | PJM_ROM | PJM_E | Internal | Summer | B9 | 800 | 8000 | 3697.52 | 119.26 | 119.27 | 0.01 | 0
2035 | PJM_ROM_2_PJM_E | PJM_ROM | PJM_E | Internal | Summer | B10 | 1262 | 8000 | 1383.35 | 113.16 | 113.17 | 0.01 | 0
2035 | PJM_ROM_2_PJM_E | PJM_ROM | PJM_E | Internal | Winter | B16 | 25 | 8000 | 6575.59 | 128.88 | 128.89 | 0.01 | 0
2035 | PJM_ROM_2_PJM_E | PJM_ROM | PJM_E | Internal | Winter | B17 | 100 | 8000 | 5536.19 | 126.63 | 126.64 | 0.01 | 0
2035 | PJM_ROM_2_PJM_E | PJM_ROM | PJM_E | Internal | Winter | B18 | 400 | 8000 | 4833.21 | 126.63 | 126.64 | 0.01 | 0
2035 | PJM_ROM_2_PJM_E | PJM_ROM | PJM_E | Internal | Winter | B19 | 700 | 8000 | 3971.04 | 121.04 | 121.06 | 0.01 | 0
2035 | PJM_ROM_2_PJM_E | PJM_ROM | PJM_E | Internal | Winter | B20 | 935 | 8000 | 4447.33 | 117.7 | 117.71 | 0.01 | 0
2035 | PJM_ROM_2_PJM_ROR | PJM_ROM | PJM_ROR | Internal | Shoulder | B11 | 25 | 8000 | 111.1 | 130.88 | 130.87 | 0.01 | 0
2035 | PJM_ROM_2_PJM_ROR | PJM_ROM | PJM_ROR | Internal | Shoulder | B12 | 200 | 8000 | 0.15 | 125.86 | 121.08 | 0.01 | 0
2035 | PJM_ROM_2_PJM_ROR | PJM_ROM | PJM_ROR | Internal | Shoulder | B13 | 600 | 8000 | 0.06 | 124.74 | 119.96 | 0.01 | 0
2035 | PJM_ROM_2_PJM_ROR | PJM_ROM | PJM_ROR | Internal | Shoulder | B14 | 900 | 8000 | 0.04 | 121.27 | 116.48 | 0.01 | 0
2035 | PJM_ROM_2_PJM_ROR | PJM_ROM | PJM_ROR | Internal | Shoulder | B15 | 1203 | 8000 | 5.85 | 114.79 | 114.77 | 0.01 | 0
2035 | PJM_ROM_2_PJM_ROR | PJM_ROM | PJM_ROR | Internal | Summer | B1 | 10 | 8000 | 370.86 | 212.58 | 212.57 | 0.01 | 0
2035 | PJM_ROM_2_PJM_ROR | PJM_ROM | PJM_ROR | Internal | Summer | B2 | 25 | 8000 | 138.7 | 212.58 | 212.57 | 0.01 | 0
2035 | PJM_ROM_2_PJM_ROR | PJM_ROM | PJM_ROR | Internal | Summer | B3 | 75 | 8000 | 2788.53 | 212.56 | 212.57 | 0.01 | 0
2035 | PJM_ROM_2_PJM_ROR | PJM_ROM | PJM_ROR | Internal | Summer | B4 | 100 | 8000 | 1167.27 | 185.78 | 185.79 | 0.01 | 0
2035 | PJM_ROM_2_PJM_ROR | PJM_ROM | PJM_ROR | Internal | Summer | B5 | 200 | 8000 | 19.27 | 158.63 | 158.62 | 0.01 | 0
2035 | PJM_ROM_2_PJM_ROR | PJM_ROM | PJM_ROR | Internal | Summer | B6 | 300 | 8000 | 13.51 | 145.2 | 145.19 | 0.01 | 0
2035 | PJM_ROM_2_PJM_ROR | PJM_ROM | PJM_ROR | Internal | Summer | B7 | 400 | 8000 | 10.14 | 136.86 | 136.85 | 0.01 | 0
2035 | PJM_ROM_2_PJM_ROR | PJM_ROM | PJM_ROR | Internal | Summer | B8 | 500 | 8000 | 0.2 | 127.94 | 123.16 | 0.01 | 0
2035 | PJM_ROM_2_PJM_ROR | PJM_ROM | PJM_ROR | Internal | Summer | B9 | 800 | 8000 | 3.69 | 119.26 | 119.24 | 0.01 | 0
2035 | PJM_ROM_2_PJM_ROR | PJM_ROM | PJM_ROR | Internal | Summer | B10 | 1262 | 8000 | 3.67 | 113.16 | 113.14 | 0.01 | 0
2035 | PJM_ROM_2_PJM_ROR | PJM_ROM | PJM_ROR | Internal | Winter | B16 | 25 | 8000 | 1.07 | 128.88 | 124.1 | 0.01 | 0
2035 | PJM_ROM_2_PJM_ROR | PJM_ROM | PJM_ROR | Internal | Winter | B17 | 100 | 8000 | 0.28 | 126.63 | 121.84 | 0.01 | 0
2035 | PJM_ROM_2_PJM_ROR | PJM_ROM | PJM_ROR | Internal | Winter | B18 | 400 | 8000 | 0.08 | 126.63 | 121.84 | 0.01 | 0
2035 | PJM_ROM_2_PJM_ROR | PJM_ROM | PJM_ROR | Internal | Winter | B19 | 700 | 8000 | 0.19 | 121.04 | 119.89 | 0.01 | 0
2035 | PJM_ROM_2_PJM_ROR | PJM_ROM | PJM_ROR | Internal | Winter | B20 | 935 | 8000 | 0.04 | 117.7 | 114.09 | 0.01 | 0
2035 | SOCO_2_ENT | SOCO | ENT | Internal | Shoulder | B11 | 25 | 2400 | 0.41 | 138.55 | 136.35 | 10 | 0
2035 | SOCO_2_ENT | SOCO | ENT | Internal | Shoulder | B12 | 200 | 2400 | 0.05 | 119.24 | 115.17 | 10 | 0
2035 | SOCO_2_ENT | SOCO | ENT | Internal | Shoulder | B13 | 600 | 2400 | 0.01 | 119.24 | 112.32 | 10 | 0
2035 | SOCO_2_ENT | SOCO | ENT | Internal | Shoulder | B14 | 900 | 2400 | 0 | 118.57 | 110.57 | 10 | 0
2035 | SOCO_2_ENT | SOCO | ENT | Internal | Shoulder | B15 | 1203 | 2400 | 0 | 115.13 | 107.13 | 10 | 0
2035 | SOCO_2_ENT | SOCO | ENT | Internal | Summer | B1 | 10 | 2400 | 0.71 | 212.93 | 204.93 | 10 | 0
2035 | SOCO_2_ENT | SOCO | ENT | Internal | Summer | B2 | 25 | 2400 | 0.29 | 222.91 | 214.91 | 10 | 0
2035 | SOCO_2_ENT | SOCO | ENT | Internal | Summer | B3 | 75 | 2400 | 0.1 | 222.98 | 214.98 | 10 | 0
2035 | SOCO_2_ENT | SOCO | ENT | Internal | Summer | B4 | 100 | 2400 | 0.09 | 198.78 | 191.78 | 10 | 0
2035 | SOCO_2_ENT | SOCO | ENT | Internal | Summer | B5 | 200 | 2400 | 0.04 | 158.61 | 150.62 | 10 | 0
2035 | SOCO_2_ENT | SOCO | ENT | Internal | Summer | B6 | 300 | 2400 | 0.06 | 136.99 | 140.36 | 10 | 0
2035 | SOCO_2_ENT | SOCO | ENT | Internal | Summer | B7 | 400 | 2400 | 0.05 | 134.51 | 138.62 | 10 | 0
2035 | SOCO_2_ENT | SOCO | ENT | Internal | Summer | B8 | 500 | 2400 | 1471.39 | 119.74 | 129.74 | 10 | 0
2035 | SOCO_2_ENT | SOCO | ENT | Internal | Summer | B9 | 800 | 2400 | 0.04 | 117.91 | 122.17 | 10 | 0
2035 | SOCO_2_ENT | SOCO | ENT | Internal | Summer | B10 | 1262 | 2400 | 0 | 117.19 | 109.19 | 10 | 0
2035 | SOCO_2_ENT | SOCO | ENT | Internal | Winter | B16 | 25 | 2400 | 0.29 | 126.16 | 118.16 | 10 | 0
2035 | SOCO_2_ENT | SOCO | ENT | Internal | Winter | B17 | 100 | 2400 | 0.07 | 122.2 | 114.2 | 10 | 0
2035 | SOCO_2_ENT | SOCO | ENT | Internal | Winter | B18 | 400 | 2400 | 0.02 | 122.2 | 114.2 | 10 | 0
2035 | SOCO_2_ENT | SOCO | ENT | Internal | Winter | B19 | 700 | 2400 | 0.01 | 121.35 | 113.35 | 10 | 0
2035 | SOCO_2_ENT | SOCO | ENT | Internal | Winter | B20 | 935 | 2400 | 0 | 114.35 | 106.45 | 10 | 0
2035 | SOCO_2_FRCC | SOCO | FRCC | Internal | Shoulder | B11 | 25 | 3700 | 1.14 | 138.55 | 143.76 | 10 | 0
2035 | SOCO_2_FRCC | SOCO | FRCC | Internal | Shoulder | B12 | 200 | 3700 | 0.16 | 119.24 | 123.67 | 10 | 0
2035 | SOCO_2_FRCC | SOCO | FRCC | Internal | Shoulder | B13 | 600 | 3700 | 0.04 | 119.24 | 123.67 | 10 | 0
2035 | SOCO_2_FRCC | SOCO | FRCC | Internal | Shoulder | B14 | 900 | 3700 | 0.03 | 118.57 | 123.67 | 10 | 0
2035 | SOCO_2_FRCC | SOCO | FRCC | Internal | Shoulder | B15 | 1203 | 3700 | 0.03 | 115.13 | 120.74 | 10 | 0
2035 | SOCO_2_FRCC | SOCO | FRCC | Internal | Summer | B1 | 10 | 3700 | 4226 | 212.93 | 222.93 | 10 | 0
2035 | SOCO_2_FRCC | SOCO | FRCC | Internal | Summer | B2 | 25 | 3700 | 1.03 | 222.91 | 227.81 | 10 | 0
2035 | SOCO_2_FRCC | SOCO | FRCC | Internal | Summer | B3 | 75 | 3700 | 0.15 | 222.98 | 222.41 | 10 | 0
2035 | SOCO_2_FRCC | SOCO | FRCC | Internal | Summer | B4 | 100 | 3700 | 0.09 | 198.78 | 190.79 | 10 | 0
2035 | SOCO_2_FRCC | SOCO | FRCC | Internal | Summer | B5 | 200 | 3700 | 0.05 | 158.61 | 150.61 | 10 | 0
2035 | SOCO_2_FRCC | SOCO | FRCC | Internal | Summer | B6 | 300 | 3700 | 0.1 | 136.99 | 142.69 | 10 | 0
2035 | SOCO_2_FRCC | SOCO | FRCC | Internal | Summer | B7 | 400 | 3700 | 0.14 | 134.51 | 142.69 | 10 | 0
2035 | SOCO_2_FRCC | SOCO | FRCC | Internal | Summer | B8 | 500 | 3700 | 0.04 | 119.74 | 122.77 | 10 | 0
2035 | SOCO_2_FRCC | SOCO | FRCC | Internal | Summer | B9 | 800 | 3700 | 0.03 | 117.91 | 122.77 | 10 | 0
2035 | SOCO_2_FRCC | SOCO | FRCC | Internal | Summer | B10 | 1262 | 3700 | 0 | 117.19 | 109.19 | 10 | 0
2035 | SOCO_2_FRCC | SOCO | FRCC | Internal | Winter | B16 | 25 | 3700 | 3007.37 | 126.16 | 136.16 | 10 | 0
2035 | SOCO_2_FRCC | SOCO | FRCC | Internal | Winter | B17 | 100 | 3700 | 0.24 | 122.2 | 126.15 | 10 | 0
2035 | SOCO_2_FRCC | SOCO | FRCC | Internal | Winter | B18 | 400 | 3700 | 0.06 | 122.2 | 126.15 | 10 | 0
2035 | SOCO_2_FRCC | SOCO | FRCC | Internal | Winter | B19 | 700 | 3700 | 0.04 | 121.35 | 126.15 | 10 | 0
2035 | SOCO_2_FRCC | SOCO | FRCC | Internal | Winter | B20 | 935 | 3700 | 0.03 | 114.35 | 117.77 | 10 | 0
2035 | SOCO_2_TVA_Transmission | SOCO | TVA_Transmission | Internal | Shoulder | B11 | 25 | 2600 | 0.4 | 138.55 | 135.58 | 10 | 0
2035 | SOCO_2_TVA_Transmission | SOCO | TVA_Transmission | Internal | Shoulder | B12 | 200 | 2600 | 0.07 | 119.24 | 120.37 | 10 | 0
2035 | SOCO_2_TVA_Transmission | SOCO | TVA_Transmission | Internal | Shoulder | B13 | 600 | 2600 | 0.02 | 119.24 | 119.35 | 10 | 0
2035 | SOCO_2_TVA_Transmission | SOCO | TVA_Transmission | Internal | Shoulder | B14 | 900 | 2600 | 0.01 | 118.57 | 118.57 | 10 | 0
2035 | SOCO_2_TVA_Transmission | SOCO | TVA_Transmission | Internal | Shoulder | B15 | 1203 | 2600 | 0.01 | 115.13 | 115.13 | 10 | 0
2035 | SOCO_2_TVA_Transmission | SOCO | TVA_Transmission | Internal | Summer | B1 | 10 | 2600 | 1.23 | 212.93 | 212.93 | 10 | 0
2035 | SOCO_2_TVA_Transmission | SOCO | TVA_Transmission | Internal | Summer | B2 | 25 | 2600 | 0.38 | 222.91 | 218.57 | 10 | 0
2035 | SOCO_2_TVA_Transmission | SOCO | TVA_Transmission | Internal | Summer | B3 | 75 | 2600 | 0.12 | 222.98 | 218.57 | 10 | 0
2035 | SOCO_2_TVA_Transmission | SOCO | TVA_Transmission | Internal | Summer | B4 | 100 | 2600 | 0.09 | 198.78 | 191.79 | 10 | 0
2035 | SOCO_2_TVA_Transmission | SOCO | TVA_Transmission | Internal | Summer | B5 | 200 | 2600 | 0.07 | 158.61 | 158.62 | 10 | 0
2035 | SOCO_2_TVA_Transmission | SOCO | TVA_Transmission | Internal | Summer | B6 | 300 | 2600 | 0.06 | 136.99 | 141.07 | 10 | 0
2035 | SOCO_2_TVA_Transmission | SOCO | TVA_Transmission | Internal | Summer | B7 | 400 | 2600 | 0.02 | 134.51 | 130.17 | 10 | 0
2035 | SOCO_2_TVA_Transmission | SOCO | TVA_Transmission | Internal | Summer | B8 | 500 | 2600 | 0.03 | 119.74 | 122.51 | 10 | 0
2035 | SOCO_2_TVA_Transmission | SOCO | TVA_Transmission | Internal | Summer | B9 | 800 | 2600 | 0.02 | 117.91 | 119.31 | 10 | 0
2035 | SOCO_2_TVA_Transmission | SOCO | TVA_Transmission | Internal | Summer | B10 | 1262 | 2600 | 0.01 | 117.19 | 117.19 | 10 | 0
2035 | SOCO_2_TVA_Transmission | SOCO | TVA_Transmission | Internal | Winter | B16 | 25 | 2600 | 0.49 | 126.16 | 125.89 | 10 | 0
2035 | SOCO_2_TVA_Transmission | SOCO | TVA_Transmission | Internal | Winter | B17 | 100 | 2600 | 0.13 | 122.2 | 122.2 | 10 | 0
2035 | SOCO_2_TVA_Transmission | SOCO | TVA_Transmission | Internal | Winter | B18 | 400 | 2600 | 0.03 | 122.2 | 121.76 | 10 | 0
2035 | SOCO_2_TVA_Transmission | SOCO | TVA_Transmission | Internal | Winter | B19 | 700 | 2600 | 0.02 | 121.35 | 121.35 | 10 | 0
2035 | SOCO_2_TVA_Transmission | SOCO | TVA_Transmission | Internal | Winter | B20 | 935 | 2600 | 0.01 | 114.35 | 114.45 | 10 | 0
2035 | SOCO_2_VACAR | SOCO | VACAR | Internal | Shoulder | B11 | 25 | 2000 | 0.31 | 138.55 | 131.55 | 10 | 0
2035 | SOCO_2_VACAR | SOCO | VACAR | Internal | Shoulder | B12 | 200 | 2000 | 0.08 | 119.24 | 121.06 | 10 | 0
2035 | SOCO_2_VACAR | SOCO | VACAR | Internal | Shoulder | B13 | 600 | 2000 | 0.03 | 119.24 | 121.06 | 10 | 0
2035 | SOCO_2_VACAR | SOCO | VACAR | Internal | Shoulder | B14 | 900 | 2000 | 0.02 | 118.57 | 121.06 | 10 | 0
2035 | SOCO_2_VACAR | SOCO | VACAR | Internal | Shoulder | B15 | 1203 | 2000 | 0.03 | 115.13 | 121.06 | 10 | 0
2035 | SOCO_2_VACAR | SOCO | VACAR | Internal | Summer | B1 | 10 | 2000 | 4.75 | 212.93 | 220.94 | 10 | 0
2035 | SOCO_2_VACAR | SOCO | VACAR | Internal | Summer | B2 | 25 | 2000 | 0.43 | 222.91 | 220.94 | 10 | 0
2035 | SOCO_2_VACAR | SOCO | VACAR | Internal | Summer | B3 | 75 | 2000 | 0.12 | 222.98 | 218.57 | 10 | 0
2035 | SOCO_2_VACAR | SOCO | VACAR | Internal | Summer | B4 | 100 | 2000 | 0.08 | 198.78 | 191.78 | 10 | 0
2035 | SOCO_2_VACAR | SOCO | VACAR | Internal | Summer | B5 | 200 | 2000 | 0.04 | 158.61 | 151.62 | 10 | 0
2035 | SOCO_2_VACAR | SOCO | VACAR | Internal | Summer | B6 | 300 | 2000 | 0.05 | 136.99 | 138.19 | 10 | 0
2035 | SOCO_2_VACAR | SOCO | VACAR | Internal | Summer | B7 | 400 | 2000 | 0.02 | 134.51 | 127.51 | 10 | 0
2035 | SOCO_2_VACAR | SOCO | VACAR | Internal | Summer | B8 | 500 | 2000 | 0.02 | 119.74 | 118.94 | 10 | 0
2035 | SOCO_2_VACAR | SOCO | VACAR | Internal | Summer | B9 | 800 | 2000 | 0.02 | 117.91 | 118.94 | 10 | 0
2035 | SOCO_2_VACAR | SOCO | VACAR | Internal | Summer | B10 | 1262 | 2000 | 0 | 117.19 | 111.94 | 10 | 0
2035 | SOCO_2_VACAR | SOCO | VACAR | Internal | Winter | B16 | 25 | 2000 | 1.16 | 126.16 | 132.47 | 10 | 0
2035 | SOCO_2_VACAR | SOCO | VACAR | Internal | Winter | B17 | 100 | 2000 | 0.2 | 122.2 | 125.89 | 10 | 0
2035 | SOCO_2_VACAR | SOCO | VACAR | Internal | Winter | B18 | 400 | 2000 | 0.05 | 122.2 | 125.89 | 10 | 0
2035 | SOCO_2_VACAR | SOCO | VACAR | Internal | Winter | B19 | 700 | 2000 | 0.03 | 121.35 | 125.89 | 10 | 0
2035 | SOCO_2_VACAR | SOCO | VACAR | Internal | Winter | B20 | 935 | 2000 | 0.03 | 114.35 | 120.09 | 10 | 0
2035 | SPP_N_2_ENT | SPP_N | ENT | Internal | Shoulder | B11 | 25 | 1800 | 3923.44 | 76.5 | 136.35 | 5 | 54.85
2035 | SPP_N_2_ENT | SPP_N | ENT | Internal | Shoulder | B12 | 200 | 1800 | 11922.67 | 55.32 | 115.17 | 5 | 54.85
2035 | SPP_N_2_ENT | SPP_N | ENT | Internal | Shoulder | B13 | 600 | 1800 | 10770.52 | 52.47 | 112.32 | 5 | 54.85
2035 | SPP_N_2_ENT | SPP_N | ENT | Internal | Shoulder | B14 | 900 | 1800 | 21948.2 | 50.72 | 110.57 | 5 | 54.85
2035 | SPP_N_2_ENT | SPP_N | ENT | Internal | Shoulder | B15 | 1203 | 1800 | 15851.52 | 47.28 | 107.13 | 5 | 54.85
2035 | SPP_N_2_ENT | SPP_N | ENT | Internal | Summer | B1 | 10 | 1800 | 16433.81 | 145.08 | 204.93 | 5 | 54.85
2035 | SPP_N_2_ENT | SPP_N | ENT | Internal | Summer | B2 | 25 | 1800 | 6174.02 | 155.06 | 214.91 | 5 | 54.85
2035 | SPP_N_2_ENT | SPP_N | ENT | Internal | Summer | B3 | 75 | 1800 | 1799.97 | 196.25 | 214.98 | 5 | 13.73
2035 | SPP_N_2_ENT | SPP_N | ENT | Internal | Summer | B4 | 100 | 1800 | 1800 | 160.57 | 191.78 | 5 | 26.22
2035 | SPP_N_2_ENT | SPP_N | ENT | Internal | Summer | B5 | 200 | 1800 | 1799.96 | 139.13 | 150.62 | 5 | 6.49
2035 | SPP_N_2_ENT | SPP_N | ENT | Internal | Summer | B6 | 300 | 1800 | 1799.88 | 133.96 | 140.36 | 5 | 1.4
2035 | SPP_N_2_ENT | SPP_N | ENT | Internal | Summer | B7 | 400 | 1800 | 1799.98 | 128.82 | 138.62 | 5 | 4.8
2035 | SPP_N_2_ENT | SPP_N | ENT | Internal | Summer | B8 | 500 | 1800 | 1800 | 89.79 | 129.74 | 5 | 34.95
2035 | SPP_N_2_ENT | SPP_N | ENT | Internal | Summer | B9 | 800 | 1800 | 3292.81 | 62.32 | 122.17 | 5 | 54.85
2035 | SPP_N_2_ENT | SPP_N | ENT | Internal | Summer | B10 | 1262 | 1800 | 13974.02 | 49.33 | 109.19 | 5 | 54.85
2035 | SPP_N_2_ENT | SPP_N | ENT | Internal | Winter | B16 | 25 | 1800 | 16182.53 | 58.31 | 118.16 | 5 | 54.85
2035 | SPP_N_2_ENT | SPP_N | ENT | Internal | Winter | B17 | 100 | 1800 | 13876.96 | 54.35 | 114.2 | 5 | 54.85
2035 | SPP_N_2_ENT | SPP_N | ENT | Internal | Winter | B18 | 400 | 1800 | 10418.91 | 54.35 | 114.2 | 5 | 54.85
2035 | SPP_N_2_ENT | SPP_N | ENT | Internal | Winter | B19 | 700 | 1800 | 14931.4 | 53.5 | 113.35 | 5 | 54.85
2035 | SPP_N_2_ENT | SPP_N | ENT | Internal | Winter | B20 | 935 | 1800 | 12687.22 | 46.59 | 106.45 | 5 | 54.85
2035 | SPP_N_2_MISO_MO-IL | SPP_N | MISO_MO-IL | Internal | Shoulder | B11 | 25 | 2000 | 2000.2 | 76.5 | 127.58 | 5 | 46.08
2035 | SPP_N_2_MISO_MO-IL | SPP_N | MISO_MO-IL | Internal | Shoulder | B12 | 200 | 2000 | 2000.14 | 55.32 | 114.82 | 5 | 54.51
2035 | SPP_N_2_MISO_MO-IL | SPP_N | MISO_MO-IL | Internal | Shoulder | B13 | 600 | 2000 | 3234.18 | 52.47 | 114.09 | 5 | 56.63
2035 | SPP_N_2_MISO_MO-IL | SPP_N | MISO_MO-IL | Internal | Shoulder | B14 | 900 | 2000 | 2873.7 | 50.72 | 112.35 | 5 | 56.63
2035 | SPP_N_2_MISO_MO-IL | SPP_N | MISO_MO-IL | Internal | Shoulder | B15 | 1203 | 2000 | 2000.08 | 47.28 | 108.1 | 5 | 55.82
2035 | SPP_N_2_MISO_MO-IL | SPP_N | MISO_MO-IL | Internal | Summer | B1 | 10 | 2000 | 2016.8 | 145.08 | 206.34 | 5 | 56.27
2035 | SPP_N_2_MISO_MO-IL | SPP_N | MISO_MO-IL | Internal | Summer | B2 | 25 | 2000 | 2000.39 | 155.06 | 210.57 | 5 | 50.51
2035 | SPP_N_2_MISO_MO-IL | SPP_N | MISO_MO-IL | Internal | Summer | B3 | 75 | 2000 | 1999.94 | 196.25 | 210.57 | 5 | 9.32
2035 | SPP_N_2_MISO_MO-IL | SPP_N | MISO_MO-IL | Internal | Summer | B4 | 100 | 2000 | 1999.99 | 160.57 | 183.79 | 5 | 18.22
2035 | SPP_N_2_MISO_MO-IL | SPP_N | MISO_MO-IL | Internal | Summer | B5 | 200 | 2000 | 1999.97 | 139.13 | 152.39 | 5 | 8.26
2035 | SPP_N_2_MISO_MO-IL | SPP_N | MISO_MO-IL | Internal | Summer | B6 | 300 | 2000 | 881.63 | 133.96 | 138.96 | 5 | 0
2035 | SPP_N_2_MISO_MO-IL | SPP_N | MISO_MO-IL | Internal | Summer | B7 | 400 | 2000 | 0.21 | 128.82 | 130.62 | 5 | 0
2035 | SPP_N_2_MISO_MO-IL | SPP_N | MISO_MO-IL | Internal | Summer | B8 | 500 | 2000 | 2000 | 89.79 | 120.97 | 5 | 26.18
2035 | SPP_N_2_MISO_MO-IL | SPP_N | MISO_MO-IL | Internal | Summer | B9 | 800 | 2000 | 2000.01 | 62.32 | 113.4 | 5 | 46.08
2035 | SPP_N_2_MISO_MO-IL | SPP_N | MISO_MO-IL | Internal | Summer | B10 | 1262 | 2000 | 3199.96 | 49.33 | 110.96 | 5 | 56.63
2035 | SPP_N_2_MISO_MO-IL | SPP_N | MISO_MO-IL | Internal | Winter | B16 | 25 | 2000 | 2001.05 | 58.31 | 117.87 | 5 | 54.56
2035 | SPP_N_2_MISO_MO-IL | SPP_N | MISO_MO-IL | Internal | Winter | B17 | 100 | 2000 | 3397.1 | 54.35 | 115.98 | 5 | 56.63
2035 | SPP_N_2_MISO_MO-IL | SPP_N | MISO_MO-IL | Internal | Winter | B18 | 400 | 2000 | 2843.72 | 54.35 | 115.98 | 5 | 56.63
2035 | SPP_N_2_MISO_MO-IL | SPP_N | MISO_MO-IL | Internal | Winter | B19 | 700 | 2000 | 2000.42 | 53.5 | 114.75 | 5 | 56.25
2035 | SPP_N_2_MISO_MO-IL | SPP_N | MISO_MO-IL | Internal | Winter | B20 | 935 | 2000 | 2000.12 | 46.59 | 107.73 | 5 | 56.13
2035 | SPP_N_2_MISO_W | SPP_N | MISO_W | Internal | Shoulder | B11 | 25 | 750 | 750.13 | 76.5 | 109.49 | 5 | 28
2035 | SPP_N_2_MISO_W | SPP_N | MISO_W | Internal | Shoulder | B12 | 200 | 750 | 750.19 | 55.32 | 99.7 | 5 | 39.39
2035 | SPP_N_2_MISO_W | SPP_N | MISO_W | Internal | Shoulder | B13 | 600 | 750 | 1665.67 | 52.47 | 98.58 | 5 | 41.11
2035 | SPP_N_2_MISO_W | SPP_N | MISO_W | Internal | Shoulder | B14 | 900 | 750 | 750.08 | 50.72 | 95.1 | 5 | 39.38
2035 | SPP_N_2_MISO_W | SPP_N | MISO_W | Internal | Shoulder | B15 | 1203 | 750 | 10231.36 | 47.28 | 93.4 | 5 | 41.11
2035 | SPP_N_2_MISO_W | SPP_N | MISO_W | Internal | Summer | B1 | 10 | 750 | 7511.84 | 145.08 | 191.19 | 5 | 41.12
2035 | SPP_N_2_MISO_W | SPP_N | MISO_W | Internal | Summer | B2 | 25 | 750 | 750.21 | 155.06 | 191.19 | 5 | 31.14
2035 | SPP_N_2_MISO_W | SPP_N | MISO_W | Internal | Summer | B3 | 75 | 750 | 28.86 | 196.25 | 201.23 | 5 | 0
2035 | SPP_N_2_MISO_W | SPP_N | MISO_W | Internal | Summer | B4 | 100 | 750 | 734.81 | 160.57 | 165.6 | 5 | 0.04
2035 | SPP_N_2_MISO_W | SPP_N | MISO_W | Internal | Summer | B5 | 200 | 750 | 18.72 | 139.13 | 144.12 | 5 | 0
2035 | SPP_N_2_MISO_W | SPP_N | MISO_W | Internal | Summer | B6 | 300 | 750 | 0.06 | 133.96 | 134.86 | 5 | 0
2035 | SPP_N_2_MISO_W | SPP_N | MISO_W | Internal | Summer | B7 | 400 | 750 | 0.02 | 128.82 | 121.82 | 5 | 0
2035 | SPP_N_2_MISO_W | SPP_N | MISO_W | Internal | Summer | B8 | 500 | 750 | 749.99 | 89.79 | 101.78 | 5 | 6.99
2035 | SPP_N_2_MISO_W | SPP_N | MISO_W | Internal | Summer | B9 | 800 | 750 | 750 | 62.32 | 97.87 | 5 | 30.55
2035 | SPP_N_2_MISO_W | SPP_N | MISO_W | Internal | Summer | B10 | 1262 | 750 | 750.01 | 49.33 | 91.77 | 5 | 37.43
2035 | SPP_N_2_MISO_W | SPP_N | MISO_W | Internal | Winter | B16 | 25 | 750 | 751.2 | 58.31 | 102.72 | 5 | 39.41
2035 | SPP_N_2_MISO_W | SPP_N | MISO_W | Internal | Winter | B17 | 100 | 750 | 2071.48 | 54.35 | 100.47 | 5 | 41.11
2035 | SPP_N_2_MISO_W | SPP_N | MISO_W | Internal | Winter | B18 | 400 | 750 | 795.92 | 54.35 | 100.46 | 5 | 41.11
2035 | SPP_N_2_MISO_W | SPP_N | MISO_W | Internal | Winter | B19 | 700 | 750 | 750.15 | 53.5 | 98.51 | 5 | 40.01
2035 | SPP_N_2_MISO_W | SPP_N | MISO_W | Internal | Winter | B20 | 935 | 750 | 11392.09 | 46.59 | 92.71 | 5 | 41.11
2035 | SPP_N_2_NE | SPP_N | NE | Internal | Shoulder | B11 | 25 | 330 | 1191.89 | 76.5 | 82.7 | 0.01 | 6.2
2035 | SPP_N_2_NE | SPP_N | NE | Internal | Shoulder | B12 | 200 | 330 | 8.96 | 55.32 | 55.31 | 0.01 | 0
2035 | SPP_N_2_NE | SPP_N | NE | Internal | Shoulder | B13 | 600 | 330 | 329.97 | 52.47 | 54.19 | 0.01 | 1.71
2035 | SPP_N_2_NE | SPP_N | NE | Internal | Shoulder | B14 | 900 | 330 | 2.8 | 50.72 | 50.71 | 0.01 | 0
2035 | SPP_N_2_NE | SPP_N | NE | Internal | Shoulder | B15 | 1203 | 330 | 329.98 | 47.28 | 49 | 0.01 | 1.71
2035 | SPP_N_2_NE | SPP_N | NE | Internal | Summer | B1 | 10 | 330 | 2886.84 | 145.08 | 151.28 | 0.01 | 6.21
2035 | SPP_N_2_NE | SPP_N | NE | Internal | Summer | B2 | 25 | 330 | 504.03 | 155.06 | 161.25 | 0.01 | 6.19
2035 | SPP_N_2_NE | SPP_N | NE | Internal | Summer | B3 | 75 | 330 | 16.74 | 196.25 | 196.24 | 0.01 | 0
2035 | SPP_N_2_NE | SPP_N | NE | Internal | Summer | B4 | 100 | 330 | 302.45 | 160.57 | 160.6 | 0.01 | 0.03
2035 | SPP_N_2_NE | SPP_N | NE | Internal | Summer | B5 | 200 | 330 | 9.16 | 139.13 | 139.12 | 0.01 | 0
2035 | SPP_N_2_NE | SPP_N | NE | Internal | Summer | B6 | 300 | 330 | 5.58 | 133.96 | 133.94 | 0.01 | 0
2035 | SPP_N_2_NE | SPP_N | NE | Internal | Summer | B7 | 400 | 330 | 0.06 | 128.82 | 125.06 | 0.01 | 0
2035 | SPP_N_2_NE | SPP_N | NE | Internal | Summer | B8 | 500 | 330 | 3.86 | 89.79 | 89.78 | 0.01 | 0
2035 | SPP_N_2_NE | SPP_N | NE | Internal | Summer | B9 | 800 | 330 | 70.57 | 62.32 | 62.33 | 0.01 | 0
2035 | SPP_N_2_NE | SPP_N | NE | Internal | Summer | B10 | 1262 | 330 | 1.46 | 49.33 | 49.32 | 0.01 | 0
2035 | SPP_N_2_NE | SPP_N | NE | Internal | Winter | B16 | 25 | 330 | 187.32 | 58.31 | 58.32 | 0.01 | 0.02
2035 | SPP_N_2_NE | SPP_N | NE | Internal | Winter | B17 | 100 | 330 | 329.83 | 54.35 | 56.07 | 0.01 | 1.71
2035 | SPP_N_2_NE | SPP_N | NE | Internal | Winter | B18 | 400 | 330 | 329.95 | 54.35 | 56.07 | 0.01 | 1.7
2035 | SPP_N_2_NE | SPP_N | NE | Internal | Winter | B19 | 700 | 330 | 329.9 | 53.5 | 54.11 | 0.01 | 0.6
2035 | SPP_N_2_NE | SPP_N | NE | Internal | Winter | B20 | 935 | 330 | 329.98 | 46.59 | 48.31 | 0.01 | 1.71
2035 | SPP_N_2_SPP_S | SPP_N | SPP_S | Internal | Shoulder | B11 | 25 | 4000 | 8533.84 | 76.5 | 79.37 | 0.01 | 2.86
2035 | SPP_N_2_SPP_S | SPP_N | SPP_S | Internal | Shoulder | B12 | 200 | 4000 | 3821.03 | 55.32 | 55.33 | 0.01 | 0
2035 | SPP_N_2_SPP_S | SPP_N | SPP_S | Internal | Shoulder | B13 | 600 | 4000 | 2923.4 | 52.47 | 52.48 | 0.01 | 0
2035 | SPP_N_2_SPP_S | SPP_N | SPP_S | Internal | Shoulder | B14 | 900 | 4000 | 0.02 | 50.72 | 44.56 | 0.01 | 0
2035 | SPP_N_2_SPP_S | SPP_N | SPP_S | Internal | Shoulder | B15 | 1203 | 4000 | 0.02 | 47.28 | 41.12 | 0.01 | 0
2035 | SPP_N_2_SPP_S | SPP_N | SPP_S | Internal | Summer | B1 | 10 | 4000 | 1.76 | 145.08 | 138.92 | 0.01 | 0
2035 | SPP_N_2_SPP_S | SPP_N | SPP_S | Internal | Summer | B2 | 25 | 4000 | 4495.05 | 155.06 | 157.93 | 0.01 | 2.86
2035 | SPP_N_2_SPP_S | SPP_N | SPP_S | Internal | Summer | B3 | 75 | 4000 | 3835.82 | 196.25 | 196.27 | 0.01 | 0.01
2035 | SPP_N_2_SPP_S | SPP_N | SPP_S | Internal | Summer | B4 | 100 | 4000 | 4176.8 | 160.57 | 163.44 | 0.01 | 2.86
2035 | SPP_N_2_SPP_S | SPP_N | SPP_S | Internal | Summer | B5 | 200 | 4000 | 4684.52 | 139.13 | 142.01 | 0.01 | 2.86
2035 | SPP_N_2_SPP_S | SPP_N | SPP_S | Internal | Summer | B6 | 300 | 4000 | 6154.52 | 133.96 | 136.83 | 0.01 | 2.86
2035 | SPP_N_2_SPP_S | SPP_N | SPP_S | Internal | Summer | B7 | 400 | 4000 | 11724.1 | 128.82 | 131.69 | 0.01 | 2.86
2035 | SPP_N_2_SPP_S | SPP_N | SPP_S | Internal | Summer | B8 | 500 | 4000 | 9745.57 | 89.79 | 92.66 | 0.01 | 2.86
2035 | SPP_N_2_SPP_S | SPP_N | SPP_S | Internal | Summer | B9 | 800 | 4000 | 8750.01 | 62.32 | 65.19 | 0.01 | 2.86
2035 | SPP_N_2_SPP_S | SPP_N | SPP_S | Internal | Summer | B10 | 1262 | 4000 | 4048.09 | 49.33 | 52.21 | 0.01 | 2.86
2035 | SPP_N_2_SPP_S | SPP_N | SPP_S | Internal | Winter | B16 | 25 | 4000 | 3216.82 | 58.31 | 58.33 | 0.01 | 0
2035 | SPP_N_2_SPP_S | SPP_N | SPP_S | Internal | Winter | B17 | 100 | 4000 | 2771.1 | 54.35 | 54.36 | 0.01 | 0
2035 | SPP_N_2_SPP_S | SPP_N | SPP_S | Internal | Winter | B18 | 400 | 4000 | 3403.42 | 54.35 | 54.36 | 0.01 | 0
2035 | SPP_N_2_SPP_S | SPP_N | SPP_S | Internal | Winter | B19 | 700 | 4000 | 1900.06 | 53.5 | 53.51 | 0.01 | 0
2035 | SPP_N_2_SPP_S | SPP_N | SPP_S | Internal | Winter | B20 | 935 | 4000 | 0.05 | 46.59 | 43.24 | 0.01 | 0
2035 | SPP_S_2_ENT | SPP_S | ENT | Internal | Shoulder | B11 | 25 | 850 | 850.24 | 79.37 | 136.35 | 5 | 51.98
2035 | SPP_S_2_ENT | SPP_S | ENT | Internal | Shoulder | B12 | 200 | 850 | 850.04 | 55.33 | 115.17 | 5 | 54.84
2035 | SPP_S_2_ENT | SPP_S | ENT | Internal | Shoulder | B13 | 600 | 850 | 850.02 | 52.48 | 112.32 | 5 | 54.84
2035 | SPP_S_2_ENT | SPP_S | ENT | Internal | Shoulder | B14 | 900 | 850 | 2038.38 | 44.56 | 110.57 | 5 | 61.01
2035 | SPP_S_2_ENT | SPP_S | ENT | Internal | Shoulder | B15 | 1203 | 850 | 3862.11 | 41.12 | 107.13 | 5 | 61.01
2035 | SPP_S_2_ENT | SPP_S | ENT | Internal | Summer | B1 | 10 | 850 | 1996.12 | 138.92 | 204.93 | 5 | 61.01
2035 | SPP_S_2_ENT | SPP_S | ENT | Internal | Summer | B2 | 25 | 850 | 850.25 | 157.93 | 214.91 | 5 | 51.98
2035 | SPP_S_2_ENT | SPP_S | ENT | Internal | Summer | B3 | 75 | 850 | 849.97 | 196.27 | 214.98 | 5 | 13.72
2035 | SPP_S_2_ENT | SPP_S | ENT | Internal | Summer | B4 | 100 | 850 | 850 | 163.44 | 191.78 | 5 | 23.35
2035 | SPP_S_2_ENT | SPP_S | ENT | Internal | Summer | B5 | 200 | 850 | 849.93 | 142.01 | 150.62 | 5 | 3.62
2035 | SPP_S_2_ENT | SPP_S | ENT | Internal | Summer | B6 | 300 | 850 | 0.2 | 136.83 | 140.36 | 5 | 0
2035 | SPP_S_2_ENT | SPP_S | ENT | Internal | Summer | B7 | 400 | 850 | 849.94 | 131.69 | 138.62 | 5 | 1.93
2035 | SPP_S_2_ENT | SPP_S | ENT | Internal | Summer | B8 | 500 | 850 | 850 | 92.66 | 129.74 | 5 | 32.07
2035 | SPP_S_2_ENT | SPP_S | ENT | Internal | Summer | B9 | 800 | 850 | 850.01 | 65.19 | 122.17 | 5 | 51.98
2035 | SPP_S_2_ENT | SPP_S | ENT | Internal | Summer | B10 | 1262 | 850 | 850.01 | 52.21 | 109.19 | 5 | 51.98
2035 | SPP_S_2_ENT | SPP_S | ENT | Internal | Winter | B16 | 25 | 850 | 850.37 | 58.33 | 118.16 | 5 | 54.84
2035 | SPP_S_2_ENT | SPP_S | ENT | Internal | Winter | B17 | 100 | 850 | 850.09 | 54.36 | 114.2 | 5 | 54.84
2035 | SPP_S_2_ENT | SPP_S | ENT | Internal | Winter | B18 | 400 | 850 | 850.02 | 54.36 | 114.2 | 5 | 54.84
2035 | SPP_S_2_ENT | SPP_S | ENT | Internal | Winter | B19 | 700 | 850 | 850.01 | 53.51 | 113.35 | 5 | 54.84
2035 | SPP_S_2_ENT | SPP_S | ENT | Internal | Winter | B20 | 935 | 850 | 850.02 | 43.24 | 106.45 | 5 | 58.2
2035 | SPP_S_2_SPP_N | SPP_S | SPP_N | Internal | Shoulder | B11 | 25 | 640 | 1.02 | 79.37 | 76.5 | 0.01 | 0
2035 | SPP_S_2_SPP_N | SPP_S | SPP_N | Internal | Shoulder | B12 | 200 | 640 | 6.43 | 55.33 | 55.32 | 0.01 | 0
2035 | SPP_S_2_SPP_N | SPP_S | SPP_N | Internal | Shoulder | B13 | 600 | 640 | 3.13 | 52.48 | 52.47 | 0.01 | 0
2035 | SPP_S_2_SPP_N | SPP_S | SPP_N | Internal | Shoulder | B14 | 900 | 640 | 640.43 | 44.56 | 50.72 | 0.01 | 6.15
2035 | SPP_S_2_SPP_N | SPP_S | SPP_N | Internal | Shoulder | B15 | 1203 | 640 | 640.36 | 41.12 | 47.28 | 0.01 | 6.15
2035 | SPP_S_2_SPP_N | SPP_S | SPP_N | Internal | Summer | B1 | 10 | 640 | 664.1 | 138.92 | 145.08 | 0.01 | 6.16
2035 | SPP_S_2_SPP_N | SPP_S | SPP_N | Internal | Summer | B2 | 25 | 640 | 1.07 | 157.93 | 155.06 | 0.01 | 0
2035 | SPP_S_2_SPP_N | SPP_S | SPP_N | Internal | Summer | B3 | 75 | 640 | 15.39 | 196.27 | 196.25 | 0.01 | 0
2035 | SPP_S_2_SPP_N | SPP_S | SPP_N | Internal | Summer | B4 | 100 | 640 | 0.28 | 163.44 | 160.57 | 0.01 | 0
2035 | SPP_S_2_SPP_N | SPP_S | SPP_N | Internal | Summer | B5 | 200 | 640 | 0.14 | 142.01 | 139.13 | 0.01 | 0
2035 | SPP_S_2_SPP_N | SPP_S | SPP_N | Internal | Summer | B6 | 300 | 640 | 0.09 | 136.83 | 133.96 | 0.01 | 0
2035 | SPP_S_2_SPP_N | SPP_S | SPP_N | Internal | Summer | B7 | 400 | 640 | 0.07 | 131.69 | 128.82 | 0.01 | 0
2035 | SPP_S_2_SPP_N | SPP_S | SPP_N | Internal | Summer | B8 | 500 | 640 | 0.06 | 92.66 | 89.79 | 0.01 | 0
2035 | SPP_S_2_SPP_N | SPP_S | SPP_N | Internal | Summer | B9 | 800 | 640 | 0.04 | 65.19 | 62.32 | 0.01 | 0
2035 | SPP_S_2_SPP_N | SPP_S | SPP_N | Internal | Summer | B10 | 1262 | 640 | 0.02 | 52.21 | 49.33 | 0.01 | 0
2035 | SPP_S_2_SPP_N | SPP_S | SPP_N | Internal | Winter | B16 | 25 | 640 | 48.31 | 58.33 | 58.31 | 0.01 | 0.01
2035 | SPP_S_2_SPP_N | SPP_S | SPP_N | Internal | Winter | B17 | 100 | 640 | 15.07 | 54.36 | 54.35 | 0.01 | 0
2035 | SPP_S_2_SPP_N | SPP_S | SPP_N | Internal | Winter | B18 | 400 | 640 | 4.25 | 54.36 | 54.35 | 0.01 | 0
2035 | SPP_S_2_SPP_N | SPP_S | SPP_N | Internal | Winter | B19 | 700 | 640 | 2.84 | 53.51 | 53.5 | 0.01 | 0
2035 | SPP_S_2_SPP_N | SPP_S | SPP_N | Internal | Winter | B20 | 935 | 640 | 639.99 | 43.24 | 46.59 | 0.01 | 3.34
2035 | TVA_2_ENT | TVA | ENT | Internal | Shoulder | B11 | 25 | 500 | 0.5 | 135.58 | 136.35 | 9 | 0.01
2035 | TVA_2_ENT | TVA | ENT | Internal | Shoulder | B12 | 200 | 500 | 0.05 | 118.58 | 115.17 | 9 | 0
2035 | TVA_2_ENT | TVA | ENT | Internal | Shoulder | B13 | 600 | 500 | 0.01 | 118.58 | 112.32 | 9 | 0
2035 | TVA_2_ENT | TVA | ENT | Internal | Shoulder | B14 | 900 | 500 | 0 | 118.58 | 110.57 | 9 | 0
2035 | TVA_2_ENT | TVA | ENT | Internal | Shoulder | B15 | 1203 | 500 | 0 | 115.15 | 107.13 | 9 | 0
2035 | TVA_2_ENT | TVA | ENT | Internal | Summer | B1 | 10 | 500 | 0.65 | 212.94 | 204.93 | 9 | 0.01
2035 | TVA_2_ENT | TVA | ENT | Internal | Summer | B2 | 25 | 500 | 0.34 | 218.58 | 214.91 | 9 | 0.01
2035 | TVA_2_ENT | TVA | ENT | Internal | Summer | B3 | 75 | 500 | 0.13 | 218.58 | 214.98 | 9 | 0
2035 | TVA_2_ENT | TVA | ENT | Internal | Summer | B4 | 100 | 500 | 0.12 | 191.8 | 191.78 | 9 | 0
2035 | TVA_2_ENT | TVA | ENT | Internal | Summer | B5 | 200 | 500 | 0.04 | 158.63 | 150.62 | 9 | 0
2035 | TVA_2_ENT | TVA | ENT | Internal | Summer | B6 | 300 | 500 | 0.07 | 136.28 | 140.36 | 9 | 0
2035 | TVA_2_ENT | TVA | ENT | Internal | Summer | B7 | 400 | 500 | 1086.79 | 126.2 | 138.62 | 9 | 3.42
2035 | TVA_2_ENT | TVA | ENT | Internal | Summer | B8 | 500 | 500 | 1308.97 | 117.32 | 129.74 | 9 | 3.42
2035 | TVA_2_ENT | TVA | ENT | Internal | Summer | B9 | 800 | 500 | 0.04 | 117.31 | 122.17 | 9 | 0
2035 | TVA_2_ENT | TVA | ENT | Internal | Summer | B10 | 1262 | 500 | 0 | 117.2 | 109.19 | 9 | 0
2035 | TVA_2_ENT | TVA | ENT | Internal | Winter | B16 | 25 | 500 | 0.27 | 125.9 | 118.16 | 9 | 0.01
2035 | TVA_2_ENT | TVA | ENT | Internal | Winter | B17 | 100 | 500 | 0.07 | 122.21 | 114.2 | 9 | 0
2035 | TVA_2_ENT | TVA | ENT | Internal | Winter | B18 | 400 | 500 | 0.02 | 121.36 | 114.2 | 9 | 0
2035 | TVA_2_ENT | TVA | ENT | Internal | Winter | B19 | 700 | 500 | 0.01 | 121.36 | 113.35 | 9 | 0
2035 | TVA_2_ENT | TVA | ENT | Internal | Winter | B20 | 935 | 500 | 0 | 114.46 | 106.45 | 9 | 0
2035 | TVA_2_MISO_MO-IL | TVA | MISO_MO-IL | Internal | Shoulder | B11 | 25 | 50 | 0.26 | 135.58 | 127.58 | 9 | 0.06
2035 | TVA_2_MISO_MO-IL | TVA | MISO_MO-IL | Internal | Shoulder | B12 | 200 | 50 | 0.04 | 118.58 | 114.82 | 9 | 0.01
2035 | TVA_2_MISO_MO-IL | TVA | MISO_MO-IL | Internal | Shoulder | B13 | 600 | 50 | 0.01 | 118.58 | 114.09 | 9 | 0
2035 | TVA_2_MISO_MO-IL | TVA | MISO_MO-IL | Internal | Shoulder | B14 | 900 | 50 | 0 | 118.58 | 112.35 | 9 | 0
2035 | TVA_2_MISO_MO-IL | TVA | MISO_MO-IL | Internal | Shoulder | B15 | 1203 | 50 | 0 | 115.15 | 108.1 | 9 | 0
2035 | TVA_2_MISO_MO-IL | TVA | MISO_MO-IL | Internal | Summer | B1 | 10 | 50 | 0.65 | 212.94 | 206.34 | 9 | 0.15
2035 | TVA_2_MISO_MO-IL | TVA | MISO_MO-IL | Internal | Summer | B2 | 25 | 50 | 0.26 | 218.58 | 210.57 | 9 | 0.06
2035 | TVA_2_MISO_MO-IL | TVA | MISO_MO-IL | Internal | Summer | B3 | 75 | 50 | 0.09 | 218.58 | 210.57 | 9 | 0.02
2035 | TVA_2_MISO_MO-IL | TVA | MISO_MO-IL | Internal | Summer | B4 | 100 | 50 | 0.07 | 191.8 | 183.79 | 9 | 0.01
2035 | TVA_2_MISO_MO-IL | TVA | MISO_MO-IL | Internal | Summer | B5 | 200 | 50 | 0.04 | 158.63 | 152.39 | 9 | 0.01
2035 | TVA_2_MISO_MO-IL | TVA | MISO_MO-IL | Internal | Summer | B6 | 300 | 50 | 0.05 | 136.28 | 138.96 | 9 | 0
2035 | TVA_2_MISO_MO-IL | TVA | MISO_MO-IL | Internal | Summer | B7 | 400 | 50 | 0.05 | 126.2 | 130.62 | 9 | 0
2035 | TVA_2_MISO_MO-IL | TVA | MISO_MO-IL | Internal | Summer | B8 | 500 | 50 | 0.04 | 117.32 | 120.97 | 9 | 0
2035 | TVA_2_MISO_MO-IL | TVA | MISO_MO-IL | Internal | Summer | B9 | 800 | 50 | 0.01 | 117.31 | 113.4 | 9 | 0
2035 | TVA_2_MISO_MO-IL | TVA | MISO_MO-IL | Internal | Summer | B10 | 1262 | 50 | 0 | 117.2 | 110.96 | 9 | 0
2035 | TVA_2_MISO_MO-IL | TVA | MISO_MO-IL | Internal | Winter | B16 | 25 | 50 | 0.25 | 125.9 | 117.87 | 9 | 0.06
2035 | TVA_2_MISO_MO-IL | TVA | MISO_MO-IL | Internal | Winter | B17 | 100 | 50 | 0.07 | 122.21 | 115.98 | 9 | 0.01
2035 | TVA_2_MISO_MO-IL | TVA | MISO_MO-IL | Internal | Winter | B18 | 400 | 50 | 0.02 | 121.36 | 115.98 | 9 | 0
2035 | TVA_2_MISO_MO-IL | TVA | MISO_MO-IL | Internal | Winter | B19 | 700 | 50 | 0.01 | 121.36 | 114.75 | 9 | 0
2035 | TVA_2_MISO_MO-IL | TVA | MISO_MO-IL | Internal | Winter | B20 | 935 | 50 | 0 | 114.46 | 107.73 | 9 | 0
2035 | TVA_2_NonRTO_Midwest | TVA | NonRTO_Midwest | Internal | Shoulder | B11 | 25 | 100 | 0.38 | 135.58 | 132.62 | 9 | 0.03
2035 | TVA_2_NonRTO_Midwest | TVA | NonRTO_Midwest | Internal | Shoulder | B12 | 200 | 100 | 0.11 | 118.58 | 122.83 | 9 | 0
2035 | TVA_2_NonRTO_Midwest | TVA | NonRTO_Midwest | Internal | Shoulder | B13 | 600 | 100 | 0.02 | 118.58 | 118.54 | 9 | 0
2035 | TVA_2_NonRTO_Midwest | TVA | NonRTO_Midwest | Internal | Shoulder | B14 | 900 | 100 | 0.02 | 118.58 | 118.54 | 9 | 0
2035 | TVA_2_NonRTO_Midwest | TVA | NonRTO_Midwest | Internal | Shoulder | B15 | 1203 | 100 | 0.02 | 115.15 | 118.52 | 9 | 0
2035 | TVA_2_NonRTO_Midwest | TVA | NonRTO_Midwest | Internal | Summer | B1 | 10 | 100 | 1.27 | 212.94 | 214.32 | 9 | 0.08
2035 | TVA_2_NonRTO_Midwest | TVA | NonRTO_Midwest | Internal | Summer | B2 | 25 | 100 | 0.35 | 218.58 | 214.8 | 9 | 0.03
2035 | TVA_2_NonRTO_Midwest | TVA | NonRTO_Midwest | Internal | Summer | B3 | 75 | 100 | 0.12 | 218.58 | 214.8 | 9 | 0.01
2035 | TVA_2_NonRTO_Midwest | TVA | NonRTO_Midwest | Internal | Summer | B4 | 100 | 100 | 0.09 | 191.8 | 187.55 | 9 | 0.01
2035 | TVA_2_NonRTO_Midwest | TVA | NonRTO_Midwest | Internal | Summer | B5 | 200 | 100 | 0.08 | 158.63 | 160.38 | 9 | 0
2035 | TVA_2_NonRTO_Midwest | TVA | NonRTO_Midwest | Internal | Summer | B6 | 300 | 100 | 0.09 | 136.28 | 142.76 | 9 | 0
2035 | TVA_2_NonRTO_Midwest | TVA | NonRTO_Midwest | Internal | Summer | B7 | 400 | 100 | 0.02 | 126.2 | 122.61 | 9 | 0
2035 | TVA_2_NonRTO_Midwest | TVA | NonRTO_Midwest | Internal | Summer | B8 | 500 | 100 | 0.03 | 117.32 | 117.02 | 9 | 0
2035 | TVA_2_NonRTO_Midwest | TVA | NonRTO_Midwest | Internal | Summer | B9 | 800 | 100 | 0.02 | 117.31 | 117.01 | 9 | 0
2035 | TVA_2_NonRTO_Midwest | TVA | NonRTO_Midwest | Internal | Summer | B10 | 1262 | 100 | 0.01 | 117.2 | 117.01 | 9 | 0
2035 | TVA_2_NonRTO_Midwest | TVA | NonRTO_Midwest | Internal | Winter | B16 | 25 | 100 | 0.46 | 125.9 | 125.85 | 9 | 0.03
2035 | TVA_2_NonRTO_Midwest | TVA | NonRTO_Midwest | Internal | Winter | B17 | 100 | 100 | 0.19 | 122.21 | 125.85 | 9 | 0.01
2035 | TVA_2_NonRTO_Midwest | TVA | NonRTO_Midwest | Internal | Winter | B18 | 400 | 100 | 0.04 | 121.36 | 122.85 | 9 | 0
2035 | TVA_2_NonRTO_Midwest | TVA | NonRTO_Midwest | Internal | Winter | B19 | 700 | 100 | 0.02 | 121.36 | 121.86 | 9 | 0
2035 | TVA_2_NonRTO_Midwest | TVA | NonRTO_Midwest | Internal | Winter | B20 | 935 | 100 | 0.02 | 114.46 | 118.15 | 9 | 0
2035 | TVA_2_PJM_ROR | TVA | PJM_ROR | Internal | Shoulder | B11 | 25 | 500 | 0.35 | 135.58 | 130.87 | 9 | 0.01
2035 | TVA_2_PJM_ROR | TVA | PJM_ROR | Internal | Shoulder | B12 | 200 | 500 | 0.08 | 118.58 | 121.08 | 9 | 0
2035 | TVA_2_PJM_ROR | TVA | PJM_ROR | Internal | Shoulder | B13 | 600 | 500 | 0.02 | 118.58 | 119.96 | 9 | 0
2035 | TVA_2_PJM_ROR | TVA | PJM_ROR | Internal | Shoulder | B14 | 900 | 500 | 0.01 | 118.58 | 116.48 | 9 | 0
2035 | TVA_2_PJM_ROR | TVA | PJM_ROR | Internal | Shoulder | B15 | 1203 | 500 | 0.01 | 115.15 | 114.77 | 9 | 0
2035 | TVA_2_PJM_ROR | TVA | PJM_ROR | Internal | Summer | B1 | 10 | 500 | 1.11 | 212.94 | 212.57 | 9 | 0.01
2035 | TVA_2_PJM_ROR | TVA | PJM_ROR | Internal | Summer | B2 | 25 | 500 | 0.32 | 218.58 | 212.57 | 9 | 0.01
2035 | TVA_2_PJM_ROR | TVA | PJM_ROR | Internal | Summer | B3 | 75 | 500 | 0.11 | 218.58 | 212.57 | 9 | 0
2035 | TVA_2_PJM_ROR | TVA | PJM_ROR | Internal | Summer | B4 | 100 | 500 | 0.09 | 191.8 | 185.79 | 9 | 0
2035 | TVA_2_PJM_ROR | TVA | PJM_ROR | Internal | Summer | B5 | 200 | 500 | 0.07 | 158.63 | 158.62 | 9 | 0
2035 | TVA_2_PJM_ROR | TVA | PJM_ROR | Internal | Summer | B6 | 300 | 500 | 1.45 | 136.28 | 145.19 | 9 | 0
2035 | TVA_2_PJM_ROR | TVA | PJM_ROR | Internal | Summer | B7 | 400 | 500 | 499.96 | 126.2 | 136.85 | 9 | 1.65
2035 | TVA_2_PJM_ROR | TVA | PJM_ROR | Internal | Summer | B8 | 500 | 500 | 0.06 | 117.32 | 123.16 | 9 | 0
2035 | TVA_2_PJM_ROR | TVA | PJM_ROR | Internal | Summer | B9 | 800 | 500 | 0.02 | 117.31 | 119.24 | 9 | 0
2035 | TVA_2_PJM_ROR | TVA | PJM_ROR | Internal | Summer | B10 | 1262 | 500 | 0 | 117.2 | 113.14 | 9 | 0
2035 | TVA_2_PJM_ROR | TVA | PJM_ROR | Internal | Winter | B16 | 25 | 500 | 0.4 | 125.9 | 124.1 | 9 | 0.01
2035 | TVA_2_PJM_ROR | TVA | PJM_ROR | Internal | Winter | B17 | 100 | 500 | 0.12 | 122.21 | 121.84 | 9 | 0
2035 | TVA_2_PJM_ROR | TVA | PJM_ROR | Internal | Winter | B18 | 400 | 500 | 0.03 | 121.36 | 121.84 | 9 | 0
2035 | TVA_2_PJM_ROR | TVA | PJM_ROR | Internal | Winter | B19 | 700 | 500 | 0.02 | 121.36 | 119.89 | 9 | 0
2035 | TVA_2_PJM_ROR | TVA | PJM_ROR | Internal | Winter | B20 | 935 | 500 | 0.01 | 114.46 | 114.09 | 9 | 0
2035 | TVA_2_SOCO | TVA | SOCO | Internal | Shoulder | B11 | 25 | 500 | 0.82 | 135.58 | 138.55 | 9 | 0.01
2035 | TVA_2_SOCO | TVA | SOCO | Internal | Shoulder | B12 | 200 | 500 | 0.08 | 118.58 | 119.24 | 9 | 0
2035 | TVA_2_SOCO | TVA | SOCO | Internal | Shoulder | B13 | 600 | 500 | 0.03 | 118.58 | 119.24 | 9 | 0
2035 | TVA_2_SOCO | TVA | SOCO | Internal | Shoulder | B14 | 900 | 500 | 0.02 | 118.58 | 118.57 | 9 | 0
2035 | TVA_2_SOCO | TVA | SOCO | Internal | Shoulder | B15 | 1203 | 500 | 0.01 | 115.15 | 115.13 | 9 | 0
2035 | TVA_2_SOCO | TVA | SOCO | Internal | Summer | B1 | 10 | 500 | 1.32 | 212.94 | 212.93 | 9 | 0.01
2035 | TVA_2_SOCO | TVA | SOCO | Internal | Summer | B2 | 25 | 500 | 0.96 | 218.58 | 222.91 | 9 | 0.01
2035 | TVA_2_SOCO | TVA | SOCO | Internal | Summer | B3 | 75 | 500 | 0.48 | 218.58 | 222.98 | 9 | 0
2035 | TVA_2_SOCO | TVA | SOCO | Internal | Summer | B4 | 100 | 500 | 0.5 | 191.8 | 198.78 | 9 | 0
2035 | TVA_2_SOCO | TVA | SOCO | Internal | Summer | B5 | 200 | 500 | 0.07 | 158.63 | 158.61 | 9 | 0
2035 | TVA_2_SOCO | TVA | SOCO | Internal | Summer | B6 | 300 | 500 | 0.06 | 136.28 | 136.99 | 9 | 0
2035 | TVA_2_SOCO | TVA | SOCO | Internal | Summer | B7 | 400 | 500 | 1.06 | 126.2 | 134.51 | 9 | 0
2035 | TVA_2_SOCO | TVA | SOCO | Internal | Summer | B8 | 500 | 500 | 0.04 | 117.32 | 119.74 | 9 | 0
2035 | TVA_2_SOCO | TVA | SOCO | Internal | Summer | B9 | 800 | 500 | 0.02 | 117.31 | 117.91 | 9 | 0
2035 | TVA_2_SOCO | TVA | SOCO | Internal | Summer | B10 | 1262 | 500 | 0.01 | 117.2 | 117.19 | 9 | 0
2035 | TVA_2_SOCO | TVA | SOCO | Internal | Winter | B16 | 25 | 500 | 0.56 | 125.9 | 126.16 | 9 | 0.01
2035 | TVA_2_SOCO | TVA | SOCO | Internal | Winter | B17 | 100 | 500 | 0.14 | 122.21 | 122.2 | 9 | 0
2035 | TVA_2_SOCO | TVA | SOCO | Internal | Winter | B18 | 400 | 500 | 0.04 | 121.36 | 122.2 | 9 | 0
2035 | TVA_2_SOCO | TVA | SOCO | Internal | Winter | B19 | 700 | 500 | 0.02 | 121.36 | 121.35 | 9 | 0
2035 | TVA_2_SOCO | TVA | SOCO | Internal | Winter | B20 | 935 | 500 | 0.02 | 114.46 | 114.35 | 9 | 0
2035 | TVA_2_VACAR | TVA | VACAR | Internal | Shoulder | B11 | 25 | 150 | 0.38 | 135.58 | 131.55 | 9 | 0.02
2035 | TVA_2_VACAR | TVA | VACAR | Internal | Shoulder | B12 | 200 | 150 | 0.09 | 118.58 | 121.06 | 9 | 0
2035 | TVA_2_VACAR | TVA | VACAR | Internal | Shoulder | B13 | 600 | 150 | 0.03 | 118.58 | 121.06 | 9 | 0
2035 | TVA_2_VACAR | TVA | VACAR | Internal | Shoulder | B14 | 900 | 150 | 0.02 | 118.58 | 121.06 | 9 | 0
2035 | TVA_2_VACAR | TVA | VACAR | Internal | Shoulder | B15 | 1203 | 150 | 0.04 | 115.15 | 121.06 | 9 | 0
2035 | TVA_2_VACAR | TVA | VACAR | Internal | Summer | B1 | 10 | 150 | 8.14 | 212.94 | 220.94 | 9 | 0.06
2035 | TVA_2_VACAR | TVA | VACAR | Internal | Summer | B2 | 25 | 150 | 0.67 | 218.58 | 220.94 | 9 | 0.02
2035 | TVA_2_VACAR | TVA | VACAR | Internal | Summer | B3 | 75 | 150 | 0.18 | 218.58 | 218.57 | 9 | 0.01
2035 | TVA_2_VACAR | TVA | VACAR | Internal | Summer | B4 | 100 | 150 | 0.13 | 191.8 | 191.78 | 9 | 0
2035 | TVA_2_VACAR | TVA | VACAR | Internal | Summer | B5 | 200 | 150 | 0.04 | 158.63 | 151.62 | 9 | 0
2035 | TVA_2_VACAR | TVA | VACAR | Internal | Summer | B6 | 300 | 150 | 0.06 | 136.28 | 138.19 | 9 | 0
2035 | TVA_2_VACAR | TVA | VACAR | Internal | Summer | B7 | 400 | 150 | 0.04 | 126.2 | 127.51 | 9 | 0
2035 | TVA_2_VACAR | TVA | VACAR | Internal | Summer | B8 | 500 | 150 | 0.03 | 117.32 | 118.94 | 9 | 0
2035 | TVA_2_VACAR | TVA | VACAR | Internal | Summer | B9 | 800 | 150 | 0.02 | 117.31 | 118.94 | 9 | 0
2035 | TVA_2_VACAR | TVA | VACAR | Internal | Summer | B10 | 1262 | 150 | 0 | 117.2 | 111.94 | 9 | 0
2035 | TVA_2_VACAR | TVA | VACAR | Internal | Winter | B16 | 25 | 150 | 1.58 | 125.9 | 132.47 | 9 | 0.02
2035 | TVA_2_VACAR | TVA | VACAR | Internal | Winter | B17 | 100 | 150 | 0.23 | 122.21 | 125.89 | 9 | 0
2035 | TVA_2_VACAR | TVA | VACAR | Internal | Winter | B18 | 400 | 150 | 0.07 | 121.36 | 125.89 | 9 | 0
2035 | TVA_2_VACAR | TVA | VACAR | Internal | Winter | B19 | 700 | 150 | 0.04 | 121.36 | 125.89 | 9 | 0
2035 | TVA_2_VACAR | TVA | VACAR | Internal | Winter | B20 | 935 | 150 | 0.04 | 114.46 | 120.09 | 9 | 0
2035 | TVA_Transmission_2_ENT | TVA_Transmission | ENT | Internal | Shoulder | B11 | 25 | 3000 | 0.6 | 135.58 | 136.35 | 9 | 0
2035 | TVA_Transmission_2_ENT | TVA_Transmission | ENT | Internal | Shoulder | B12 | 200 | 3000 | 0.05 | 120.37 | 115.17 | 9 | 0
2035 | TVA_Transmission_2_ENT | TVA_Transmission | ENT | Internal | Shoulder | B13 | 600 | 3000 | 0.01 | 119.35 | 112.32 | 9 | 0
2035 | TVA_Transmission_2_ENT | TVA_Transmission | ENT | Internal | Shoulder | B14 | 900 | 3000 | 0 | 118.57 | 110.57 | 9 | 0
2035 | TVA_Transmission_2_ENT | TVA_Transmission | ENT | Internal | Shoulder | B15 | 1203 | 3000 | 0 | 115.13 | 107.13 | 9 | 0
2035 | TVA_Transmission_2_ENT | TVA_Transmission | ENT | Internal | Summer | B1 | 10 | 3000 | 0.74 | 212.93 | 204.93 | 9 | 0
2035 | TVA_Transmission_2_ENT | TVA_Transmission | ENT | Internal | Summer | B2 | 25 | 3000 | 0.39 | 218.57 | 214.91 | 9 | 0
2035 | TVA_Transmission_2_ENT | TVA_Transmission | ENT | Internal | Summer | B3 | 75 | 3000 | 0.15 | 218.57 | 214.98 | 9 | 0
2035 | TVA_Transmission_2_ENT | TVA_Transmission | ENT | Internal | Summer | B4 | 100 | 3000 | 0.14 | 191.79 | 191.78 | 9 | 0
2035 | TVA_Transmission_2_ENT | TVA_Transmission | ENT | Internal | Summer | B5 | 200 | 3000 | 0.04 | 158.62 | 150.62 | 9 | 0
2035 | TVA_Transmission_2_ENT | TVA_Transmission | ENT | Internal | Summer | B6 | 300 | 3000 | 0.05 | 141.07 | 140.36 | 9 | 0
2035 | TVA_Transmission_2_ENT | TVA_Transmission | ENT | Internal | Summer | B7 | 400 | 3000 | 0.64 | 130.17 | 138.62 | 9 | 0
2035 | TVA_Transmission_2_ENT | TVA_Transmission | ENT | Internal | Summer | B8 | 500 | 3000 | 0.13 | 122.51 | 129.74 | 9 | 0
2035 | TVA_Transmission_2_ENT | TVA_Transmission | ENT | Internal | Summer | B9 | 800 | 3000 | 0.03 | 119.31 | 122.17 | 9 | 0
2035 | TVA_Transmission_2_ENT | TVA_Transmission | ENT | Internal | Summer | B10 | 1262 | 3000 | 0 | 117.19 | 109.19 | 9 | 0
2035 | TVA_Transmission_2_ENT | TVA_Transmission | ENT | Internal | Winter | B16 | 25 | 3000 | 0.31 | 125.89 | 118.16 | 9 | 0
2035 | TVA_Transmission_2_ENT | TVA_Transmission | ENT | Internal | Winter | B17 | 100 | 3000 | 0.08 | 122.2 | 114.2 | 9 | 0
2035 | TVA_Transmission_2_ENT | TVA_Transmission | ENT | Internal | Winter | B18 | 400 | 3000 | 0.02 | 121.76 | 114.2 | 9 | 0
2035 | TVA_Transmission_2_ENT | TVA_Transmission | ENT | Internal | Winter | B19 | 700 | 3000 | 0.01 | 121.35 | 113.35 | 9 | 0
2035 | TVA_Transmission_2_ENT | TVA_Transmission | ENT | Internal | Winter | B20 | 935 | 3000 | 0 | 114.45 | 106.45 | 9 | 0
2035 | TVA_Transmission_2_MISO_MO-IL | TVA_Transmission | MISO_MO-IL | Internal | Shoulder | B11 | 25 | 4000 | 0.3 | 135.58 | 127.58 | 9 | 0
2035 | TVA_Transmission_2_MISO_MO-IL | TVA_Transmission | MISO_MO-IL | Internal | Shoulder | B12 | 200 | 4000 | 0.04 | 120.37 | 114.82 | 9 | 0
2035 | TVA_Transmission_2_MISO_MO-IL | TVA_Transmission | MISO_MO-IL | Internal | Shoulder | B13 | 600 | 4000 | 0.02 | 119.35 | 114.09 | 9 | 0
2035 | TVA_Transmission_2_MISO_MO-IL | TVA_Transmission | MISO_MO-IL | Internal | Shoulder | B14 | 900 | 4000 | 0 | 118.57 | 112.35 | 9 | 0
2035 | TVA_Transmission_2_MISO_MO-IL | TVA_Transmission | MISO_MO-IL | Internal | Shoulder | B15 | 1203 | 4000 | 0 | 115.13 | 108.1 | 9 | 0
2035 | TVA_Transmission_2_MISO_MO-IL | TVA_Transmission | MISO_MO-IL | Internal | Summer | B1 | 10 | 4000 | 0.81 | 212.93 | 206.34 | 9 | 0
2035 | TVA_Transmission_2_MISO_MO-IL | TVA_Transmission | MISO_MO-IL | Internal | Summer | B2 | 25 | 4000 | 0.3 | 218.57 | 210.57 | 9 | 0
2035 | TVA_Transmission_2_MISO_MO-IL | TVA_Transmission | MISO_MO-IL | Internal | Summer | B3 | 75 | 4000 | 0.1 | 218.57 | 210.57 | 9 | 0
2035 | TVA_Transmission_2_MISO_MO-IL | TVA_Transmission | MISO_MO-IL | Internal | Summer | B4 | 100 | 4000 | 0.08 | 191.79 | 183.79 | 9 | 0
2035 | TVA_Transmission_2_MISO_MO-IL | TVA_Transmission | MISO_MO-IL | Internal | Summer | B5 | 200 | 4000 | 0.04 | 158.62 | 152.39 | 9 | 0
2035 | TVA_Transmission_2_MISO_MO-IL | TVA_Transmission | MISO_MO-IL | Internal | Summer | B6 | 300 | 4000 | 0.04 | 141.07 | 138.96 | 9 | 0
2035 | TVA_Transmission_2_MISO_MO-IL | TVA_Transmission | MISO_MO-IL | Internal | Summer | B7 | 400 | 4000 | 0.04 | 130.17 | 130.62 | 9 | 0
2035 | TVA_Transmission_2_MISO_MO-IL | TVA_Transmission | MISO_MO-IL | Internal | Summer | B8 | 500 | 4000 | 0.02 | 122.51 | 120.97 | 9 | 0
2035 | TVA_Transmission_2_MISO_MO-IL | TVA_Transmission | MISO_MO-IL | Internal | Summer | B9 | 800 | 4000 | 0.01 | 119.31 | 113.4 | 9 | 0
2035 | TVA_Transmission_2_MISO_MO-IL | TVA_Transmission | MISO_MO-IL | Internal | Summer | B10 | 1262 | 4000 | 0 | 117.19 | 110.96 | 9 | 0
2035 | TVA_Transmission_2_MISO_MO-IL | TVA_Transmission | MISO_MO-IL | Internal | Winter | B16 | 25 | 4000 | 0.3 | 125.89 | 117.87 | 9 | 0
2035 | TVA_Transmission_2_MISO_MO-IL | TVA_Transmission | MISO_MO-IL | Internal | Winter | B17 | 100 | 4000 | 0.09 | 122.2 | 115.98 | 9 | 0
2035 | TVA_Transmission_2_MISO_MO-IL | TVA_Transmission | MISO_MO-IL | Internal | Winter | B18 | 400 | 4000 | 0.02 | 121.76 | 115.98 | 9 | 0
2035 | TVA_Transmission_2_MISO_MO-IL | TVA_Transmission | MISO_MO-IL | Internal | Winter | B19 | 700 | 4000 | 0.01 | 121.35 | 114.75 | 9 | 0
2035 | TVA_Transmission_2_MISO_MO-IL | TVA_Transmission | MISO_MO-IL | Internal | Winter | B20 | 935 | 4000 | 0 | 114.45 | 107.73 | 9 | 0
2035 | TVA_Transmission_2_NonRTO_Midwest | TVA_Transmission | NonRTO_Midwest | Internal | Shoulder | B11 | 25 | 700 | 0.41 | 135.58 | 132.62 | 9 | 0
2035 | TVA_Transmission_2_NonRTO_Midwest | TVA_Transmission | NonRTO_Midwest | Internal | Shoulder | B12 | 200 | 700 | 0.09 | 120.37 | 122.83 | 9 | 0
2035 | TVA_Transmission_2_NonRTO_Midwest | TVA_Transmission | NonRTO_Midwest | Internal | Shoulder | B13 | 600 | 700 | 0.02 | 119.35 | 118.54 | 9 | 0
2035 | TVA_Transmission_2_NonRTO_Midwest | TVA_Transmission | NonRTO_Midwest | Internal | Shoulder | B14 | 900 | 700 | 0.02 | 118.57 | 118.54 | 9 | 0
2035 | TVA_Transmission_2_NonRTO_Midwest | TVA_Transmission | NonRTO_Midwest | Internal | Shoulder | B15 | 1203 | 700 | 0.02 | 115.13 | 118.52 | 9 | 0
2035 | TVA_Transmission_2_NonRTO_Midwest | TVA_Transmission | NonRTO_Midwest | Internal | Summer | B1 | 10 | 700 | 1.44 | 212.93 | 214.32 | 9 | 0.01
2035 | TVA_Transmission_2_NonRTO_Midwest | TVA_Transmission | NonRTO_Midwest | Internal | Summer | B2 | 25 | 700 | 0.38 | 218.57 | 214.8 | 9 | 0
2035 | TVA_Transmission_2_NonRTO_Midwest | TVA_Transmission | NonRTO_Midwest | Internal | Summer | B3 | 75 | 700 | 0.13 | 218.57 | 214.8 | 9 | 0
2035 | TVA_Transmission_2_NonRTO_Midwest | TVA_Transmission | NonRTO_Midwest | Internal | Summer | B4 | 100 | 700 | 0.1 | 191.79 | 187.55 | 9 | 0
2035 | TVA_Transmission_2_NonRTO_Midwest | TVA_Transmission | NonRTO_Midwest | Internal | Summer | B5 | 200 | 700 | 0.08 | 158.62 | 160.38 | 9 | 0
2035 | TVA_Transmission_2_NonRTO_Midwest | TVA_Transmission | NonRTO_Midwest | Internal | Summer | B6 | 300 | 700 | 0.05 | 141.07 | 142.76 | 9 | 0
2035 | TVA_Transmission_2_NonRTO_Midwest | TVA_Transmission | NonRTO_Midwest | Internal | Summer | B7 | 400 | 700 | 0.02 | 130.17 | 122.61 | 9 | 0
2035 | TVA_Transmission_2_NonRTO_Midwest | TVA_Transmission | NonRTO_Midwest | Internal | Summer | B8 | 500 | 700 | 0.02 | 122.51 | 117.02 | 9 | 0
2035 | TVA_Transmission_2_NonRTO_Midwest | TVA_Transmission | NonRTO_Midwest | Internal | Summer | B9 | 800 | 700 | 0.02 | 119.31 | 117.01 | 9 | 0
2035 | TVA_Transmission_2_NonRTO_Midwest | TVA_Transmission | NonRTO_Midwest | Internal | Summer | B10 | 1262 | 700 | 0.01 | 117.19 | 117.01 | 9 | 0
2035 | TVA_Transmission_2_NonRTO_Midwest | TVA_Transmission | NonRTO_Midwest | Internal | Winter | B16 | 25 | 700 | 0.51 | 125.89 | 125.85 | 9 | 0
2035 | TVA_Transmission_2_NonRTO_Midwest | TVA_Transmission | NonRTO_Midwest | Internal | Winter | B17 | 100 | 700 | 0.22 | 122.2 | 125.85 | 9 | 0
2035 | TVA_Transmission_2_NonRTO_Midwest | TVA_Transmission | NonRTO_Midwest | Internal | Winter | B18 | 400 | 700 | 0.04 | 121.76 | 122.85 | 9 | 0
2035 | TVA_Transmission_2_NonRTO_Midwest | TVA_Transmission | NonRTO_Midwest | Internal | Winter | B19 | 700 | 700 | 0.02 | 121.35 | 121.86 | 9 | 0
2035 | TVA_Transmission_2_NonRTO_Midwest | TVA_Transmission | NonRTO_Midwest | Internal | Winter | B20 | 935 | 700 | 0.02 | 114.45 | 118.15 | 9 | 0
2035 | TVA_Transmission_2_PJM_ROR | TVA_Transmission | PJM_ROR | Internal | Shoulder | B11 | 25 | 2000 | 0.35 | 135.58 | 130.87 | 9 | 0
2035 | TVA_Transmission_2_PJM_ROR | TVA_Transmission | PJM_ROR | Internal | Shoulder | B12 | 200 | 2000 | 0.07 | 120.37 | 121.08 | 9 | 0
2035 | TVA_Transmission_2_PJM_ROR | TVA_Transmission | PJM_ROR | Internal | Shoulder | B13 | 600 | 2000 | 0.02 | 119.35 | 119.96 | 9 | 0
2035 | TVA_Transmission_2_PJM_ROR | TVA_Transmission | PJM_ROR | Internal | Shoulder | B14 | 900 | 2000 | 0.01 | 118.57 | 116.48 | 9 | 0
2035 | TVA_Transmission_2_PJM_ROR | TVA_Transmission | PJM_ROR | Internal | Shoulder | B15 | 1203 | 2000 | 0.01 | 115.13 | 114.77 | 9 | 0
2035 | TVA_Transmission_2_PJM_ROR | TVA_Transmission | PJM_ROR | Internal | Summer | B1 | 10 | 2000 | 1.14 | 212.93 | 212.57 | 9 | 0
2035 | TVA_Transmission_2_PJM_ROR | TVA_Transmission | PJM_ROR | Internal | Summer | B2 | 25 | 2000 | 0.32 | 218.57 | 212.57 | 9 | 0
2035 | TVA_Transmission_2_PJM_ROR | TVA_Transmission | PJM_ROR | Internal | Summer | B3 | 75 | 2000 | 0.11 | 218.57 | 212.57 | 9 | 0
2035 | TVA_Transmission_2_PJM_ROR | TVA_Transmission | PJM_ROR | Internal | Summer | B4 | 100 | 2000 | 0.09 | 191.79 | 185.79 | 9 | 0
2035 | TVA_Transmission_2_PJM_ROR | TVA_Transmission | PJM_ROR | Internal | Summer | B5 | 200 | 2000 | 0.06 | 158.62 | 158.62 | 9 | 0
2035 | TVA_Transmission_2_PJM_ROR | TVA_Transmission | PJM_ROR | Internal | Summer | B6 | 300 | 2000 | 0.08 | 141.07 | 145.19 | 9 | 0
2035 | TVA_Transmission_2_PJM_ROR | TVA_Transmission | PJM_ROR | Internal | Summer | B7 | 400 | 2000 | 0.09 | 130.17 | 136.85 | 9 | 0
2035 | TVA_Transmission_2_PJM_ROR | TVA_Transmission | PJM_ROR | Internal | Summer | B8 | 500 | 2000 | 0.03 | 122.51 | 123.16 | 9 | 0
2035 | TVA_Transmission_2_PJM_ROR | TVA_Transmission | PJM_ROR | Internal | Summer | B9 | 800 | 2000 | 0.02 | 119.31 | 119.24 | 9 | 0
2035 | TVA_Transmission_2_PJM_ROR | TVA_Transmission | PJM_ROR | Internal | Summer | B10 | 1262 | 2000 | 0 | 117.19 | 113.14 | 9 | 0
2035 | TVA_Transmission_2_PJM_ROR | TVA_Transmission | PJM_ROR | Internal | Winter | B16 | 25 | 2000 | 0.41 | 125.89 | 124.1 | 9 | 0
2035 | TVA_Transmission_2_PJM_ROR | TVA_Transmission | PJM_ROR | Internal | Winter | B17 | 100 | 2000 | 0.12 | 122.2 | 121.84 | 9 | 0
2035 | TVA_Transmission_2_PJM_ROR | TVA_Transmission | PJM_ROR | Internal | Winter | B18 | 400 | 2000 | 0.03 | 121.76 | 121.84 | 9 | 0
2035 | TVA_Transmission_2_PJM_ROR | TVA_Transmission | PJM_ROR | Internal | Winter | B19 | 700 | 2000 | 0.02 | 121.35 | 119.89 | 9 | 0
2035 | TVA_Transmission_2_PJM_ROR | TVA_Transmission | PJM_ROR | Internal | Winter | B20 | 935 | 2000 | 0.01 | 114.45 | 114.09 | 9 | 0
2035 | TVA_Transmission_2_SOCO | TVA_Transmission | SOCO | Internal | Shoulder | B11 | 25 | 3200 | 0.81 | 135.58 | 138.55 | 9 | 0
2035 | TVA_Transmission_2_SOCO | TVA_Transmission | SOCO | Internal | Shoulder | B12 | 200 | 3200 | 0.07 | 120.37 | 119.24 | 9 | 0
2035 | TVA_Transmission_2_SOCO | TVA_Transmission | SOCO | Internal | Shoulder | B13 | 600 | 3200 | 0.02 | 119.35 | 119.24 | 9 | 0
2035 | TVA_Transmission_2_SOCO | TVA_Transmission | SOCO | Internal | Shoulder | B14 | 900 | 3200 | 0.02 | 118.57 | 118.57 | 9 | 0
2035 | TVA_Transmission_2_SOCO | TVA_Transmission | SOCO | Internal | Shoulder | B15 | 1203 | 3200 | 0.01 | 115.13 | 115.13 | 9 | 0
2035 | TVA_Transmission_2_SOCO | TVA_Transmission | SOCO | Internal | Summer | B1 | 10 | 3200 | 1.35 | 212.93 | 212.93 | 9 | 0
2035 | TVA_Transmission_2_SOCO | TVA_Transmission | SOCO | Internal | Summer | B2 | 25 | 3200 | 0.97 | 218.57 | 222.91 | 9 | 0
2035 | TVA_Transmission_2_SOCO | TVA_Transmission | SOCO | Internal | Summer | B3 | 75 | 3200 | 0.47 | 218.57 | 222.98 | 9 | 0
2035 | TVA_Transmission_2_SOCO | TVA_Transmission | SOCO | Internal | Summer | B4 | 100 | 3200 | 0.49 | 191.79 | 198.78 | 9 | 0
2035 | TVA_Transmission_2_SOCO | TVA_Transmission | SOCO | Internal | Summer | B5 | 200 | 3200 | 0.07 | 158.62 | 158.61 | 9 | 0
2035 | TVA_Transmission_2_SOCO | TVA_Transmission | SOCO | Internal | Summer | B6 | 300 | 3200 | 0.04 | 141.07 | 136.99 | 9 | 0
2035 | TVA_Transmission_2_SOCO | TVA_Transmission | SOCO | Internal | Summer | B7 | 400 | 3200 | 0.07 | 130.17 | 134.51 | 9 | 0
2035 | TVA_Transmission_2_SOCO | TVA_Transmission | SOCO | Internal | Summer | B8 | 500 | 3200 | 0.02 | 122.51 | 119.74 | 9 | 0
2035 | TVA_Transmission_2_SOCO | TVA_Transmission | SOCO | Internal | Summer | B9 | 800 | 3200 | 0.02 | 119.31 | 117.91 | 9 | 0
2035 | TVA_Transmission_2_SOCO | TVA_Transmission | SOCO | Internal | Summer | B10 | 1262 | 3200 | 0.01 | 117.19 | 117.19 | 9 | 0
2035 | TVA_Transmission_2_SOCO | TVA_Transmission | SOCO | Internal | Winter | B16 | 25 | 3200 | 0.57 | 125.89 | 126.16 | 9 | 0
2035 | TVA_Transmission_2_SOCO | TVA_Transmission | SOCO | Internal | Winter | B17 | 100 | 3200 | 0.14 | 122.2 | 122.2 | 9 | 0
2035 | TVA_Transmission_2_SOCO | TVA_Transmission | SOCO | Internal | Winter | B18 | 400 | 3200 | 0.04 | 121.76 | 122.2 | 9 | 0
2035 | TVA_Transmission_2_SOCO | TVA_Transmission | SOCO | Internal | Winter | B19 | 700 | 3200 | 0.02 | 121.35 | 121.35 | 9 | 0
2035 | TVA_Transmission_2_SOCO | TVA_Transmission | SOCO | Internal | Winter | B20 | 935 | 3200 | 0.02 | 114.45 | 114.35 | 9 | 0
2035 | TVA_Transmission_2_TVA | TVA_Transmission | TVA | Internal | Shoulder | B11 | 25 | 99999 | 654.1 | 135.58 | 135.58 | 0.01 | 0
2035 | TVA_Transmission_2_TVA | TVA_Transmission | TVA | Internal | Shoulder | B12 | 200 | 99999 | 0.39 | 120.37 | 118.58 | 0.01 | 0
2035 | TVA_Transmission_2_TVA | TVA_Transmission | TVA | Internal | Shoulder | B13 | 600 | 99999 | 0.26 | 119.35 | 118.58 | 0.01 | 0
2035 | TVA_Transmission_2_TVA | TVA_Transmission | TVA | Internal | Shoulder | B14 | 900 | 99999 | 5715.72 | 118.57 | 118.58 | 0.01 | 0
2035 | TVA_Transmission_2_TVA | TVA_Transmission | TVA | Internal | Shoulder | B15 | 1203 | 99999 | 6639.28 | 115.13 | 115.15 | 0.01 | 0
2035 | TVA_Transmission_2_TVA | TVA_Transmission | TVA | Internal | Summer | B1 | 10 | 99999 | 4125.83 | 212.93 | 212.94 | 0.01 | 0
2035 | TVA_Transmission_2_TVA | TVA_Transmission | TVA | Internal | Summer | B2 | 25 | 99999 | 3324.4 | 218.57 | 218.58 | 0.01 | 0
2035 | TVA_Transmission_2_TVA | TVA_Transmission | TVA | Internal | Summer | B3 | 75 | 99999 | 1763.74 | 218.57 | 218.58 | 0.01 | 0
2035 | TVA_Transmission_2_TVA | TVA_Transmission | TVA | Internal | Summer | B4 | 100 | 99999 | 1044.81 | 191.79 | 191.8 | 0.01 | 0
2035 | TVA_Transmission_2_TVA | TVA_Transmission | TVA | Internal | Summer | B5 | 200 | 99999 | 934.3 | 158.62 | 158.63 | 0.01 | 0
2035 | TVA_Transmission_2_TVA | TVA_Transmission | TVA | Internal | Summer | B6 | 300 | 99999 | 0.11 | 141.07 | 136.28 | 0.01 | 0
2035 | TVA_Transmission_2_TVA | TVA_Transmission | TVA | Internal | Summer | B7 | 400 | 99999 | 0.1 | 130.17 | 126.2 | 0.01 | 0
2035 | TVA_Transmission_2_TVA | TVA_Transmission | TVA | Internal | Summer | B8 | 500 | 99999 | 0.06 | 122.51 | 117.32 | 0.01 | 0
2035 | TVA_Transmission_2_TVA | TVA_Transmission | TVA | Internal | Summer | B9 | 800 | 99999 | 0.08 | 119.31 | 117.31 | 0.01 | 0
2035 | TVA_Transmission_2_TVA | TVA_Transmission | TVA | Internal | Summer | B10 | 1262 | 99999 | 3875.67 | 117.19 | 117.2 | 0.01 | 0
2035 | TVA_Transmission_2_TVA | TVA_Transmission | TVA | Internal | Winter | B16 | 25 | 99999 | 3966.37 | 125.89 | 125.9 | 0.01 | 0
2035 | TVA_Transmission_2_TVA | TVA_Transmission | TVA | Internal | Winter | B17 | 100 | 99999 | 1081.32 | 122.2 | 122.21 | 0.01 | 0
2035 | TVA_Transmission_2_TVA | TVA_Transmission | TVA | Internal | Winter | B18 | 400 | 99999 | 0.7 | 121.76 | 121.36 | 0.01 | 0
2035 | TVA_Transmission_2_TVA | TVA_Transmission | TVA | Internal | Winter | B19 | 700 | 99999 | 4438.89 | 121.35 | 121.36 | 0.01 | 0
2035 | TVA_Transmission_2_TVA | TVA_Transmission | TVA | Internal | Winter | B20 | 935 | 99999 | 5367.07 | 114.45 | 114.46 | 0.01 | 0
2035 | TVA_Transmission_2_VACAR | TVA_Transmission | VACAR | Internal | Shoulder | B11 | 25 | 900 | 0.39 | 135.58 | 131.55 | 9 | 0
2035 | TVA_Transmission_2_VACAR | TVA_Transmission | VACAR | Internal | Shoulder | B12 | 200 | 900 | 0.08 | 120.37 | 121.06 | 9 | 0
2035 | TVA_Transmission_2_VACAR | TVA_Transmission | VACAR | Internal | Shoulder | B13 | 600 | 900 | 0.03 | 119.35 | 121.06 | 9 | 0
2035 | TVA_Transmission_2_VACAR | TVA_Transmission | VACAR | Internal | Shoulder | B14 | 900 | 900 | 0.02 | 118.57 | 121.06 | 9 | 0
2035 | TVA_Transmission_2_VACAR | TVA_Transmission | VACAR | Internal | Shoulder | B15 | 1203 | 900 | 0.04 | 115.13 | 121.06 | 9 | 0
2035 | TVA_Transmission_2_VACAR | TVA_Transmission | VACAR | Internal | Summer | B1 | 10 | 900 | 8.69 | 212.93 | 220.94 | 9 | 0.01
2035 | TVA_Transmission_2_VACAR | TVA_Transmission | VACAR | Internal | Summer | B2 | 25 | 900 | 0.69 | 218.57 | 220.94 | 9 | 0
2035 | TVA_Transmission_2_VACAR | TVA_Transmission | VACAR | Internal | Summer | B3 | 75 | 900 | 0.19 | 218.57 | 218.57 | 9 | 0
2035 | TVA_Transmission_2_VACAR | TVA_Transmission | VACAR | Internal | Summer | B4 | 100 | 900 | 0.13 | 191.79 | 191.78 | 9 | 0
2035 | TVA_Transmission_2_VACAR | TVA_Transmission | VACAR | Internal | Summer | B5 | 200 | 900 | 0.04 | 158.62 | 151.62 | 9 | 0
2035 | TVA_Transmission_2_VACAR | TVA_Transmission | VACAR | Internal | Summer | B6 | 300 | 900 | 0.04 | 141.07 | 138.19 | 9 | 0
2035 | TVA_Transmission_2_VACAR | TVA_Transmission | VACAR | Internal | Summer | B7 | 400 | 900 | 0.03 | 130.17 | 127.51 | 9 | 0
2035 | TVA_Transmission_2_VACAR | TVA_Transmission | VACAR | Internal | Summer | B8 | 500 | 900 | 0.02 | 122.51 | 118.94 | 9 | 0
2035 | TVA_Transmission_2_VACAR | TVA_Transmission | VACAR | Internal | Summer | B9 | 800 | 900 | 0.02 | 119.31 | 118.94 | 9 | 0
2035 | TVA_Transmission_2_VACAR | TVA_Transmission | VACAR | Internal | Summer | B10 | 1262 | 900 | 0 | 117.19 | 111.94 | 9 | 0
2035 | TVA_Transmission_2_VACAR | TVA_Transmission | VACAR | Internal | Winter | B16 | 25 | 900 | 1.65 | 125.89 | 132.47 | 9 | 0
2035 | TVA_Transmission_2_VACAR | TVA_Transmission | VACAR | Internal | Winter | B17 | 100 | 900 | 0.23 | 122.2 | 125.89 | 9 | 0
2035 | TVA_Transmission_2_VACAR | TVA_Transmission | VACAR | Internal | Winter | B18 | 400 | 900 | 0.06 | 121.76 | 125.89 | 9 | 0
2035 | TVA_Transmission_2_VACAR | TVA_Transmission | VACAR | Internal | Winter | B19 | 700 | 900 | 0.04 | 121.35 | 125.89 | 9 | 0
2035 | TVA_Transmission_2_VACAR | TVA_Transmission | VACAR | Internal | Winter | B20 | 935 | 900 | 0.04 | 114.45 | 120.09 | 9 | 0
2035 | VACAR_2_PJM_ROR | VACAR | PJM_ROR | Internal | Shoulder | B11 | 25 | 2000 | 0.57 | 131.55 | 130.87 | 7 | 0
2035 | VACAR_2_PJM_ROR | VACAR | PJM_ROR | Internal | Shoulder | B12 | 200 | 2000 | 0.08 | 121.06 | 121.08 | 7 | 0
2035 | VACAR_2_PJM_ROR | VACAR | PJM_ROR | Internal | Shoulder | B13 | 600 | 2000 | 0.02 | 121.06 | 119.96 | 7 | 0
2035 | VACAR_2_PJM_ROR | VACAR | PJM_ROR | Internal | Shoulder | B14 | 900 | 2000 | 0.01 | 121.06 | 116.48 | 7 | 0
2035 | VACAR_2_PJM_ROR | VACAR | PJM_ROR | Internal | Shoulder | B15 | 1203 | 2000 | 0 | 121.06 | 114.77 | 7 | 0
2035 | VACAR_2_PJM_ROR | VACAR | PJM_ROR | Internal | Summer | B1 | 10 | 2000 | 0.8 | 220.94 | 212.57 | 7 | 0
2035 | VACAR_2_PJM_ROR | VACAR | PJM_ROR | Internal | Summer | B2 | 25 | 2000 | 0.33 | 220.94 | 212.57 | 7 | 0
2035 | VACAR_2_PJM_ROR | VACAR | PJM_ROR | Internal | Summer | B3 | 75 | 2000 | 0.13 | 218.57 | 212.57 | 7 | 0
2035 | VACAR_2_PJM_ROR | VACAR | PJM_ROR | Internal | Summer | B4 | 100 | 2000 | 0.16 | 191.78 | 185.79 | 7 | 0
2035 | VACAR_2_PJM_ROR | VACAR | PJM_ROR | Internal | Summer | B5 | 200 | 2000 | 747.55 | 151.62 | 158.62 | 7 | 0
2035 | VACAR_2_PJM_ROR | VACAR | PJM_ROR | Internal | Summer | B6 | 300 | 2000 | 1460 | 138.19 | 145.19 | 7 | 0
2035 | VACAR_2_PJM_ROR | VACAR | PJM_ROR | Internal | Summer | B7 | 400 | 2000 | 2000.04 | 127.51 | 136.85 | 7 | 2.34
2035 | VACAR_2_PJM_ROR | VACAR | PJM_ROR | Internal | Summer | B8 | 500 | 2000 | 0.24 | 118.94 | 123.16 | 7 | 0
2035 | VACAR_2_PJM_ROR | VACAR | PJM_ROR | Internal | Summer | B9 | 800 | 2000 | 0.09 | 118.94 | 119.24 | 7 | 0
2035 | VACAR_2_PJM_ROR | VACAR | PJM_ROR | Internal | Summer | B10 | 1262 | 2000 | 0.01 | 111.94 | 113.14 | 7 | 0
2035 | VACAR_2_PJM_ROR | VACAR | PJM_ROR | Internal | Winter | B16 | 25 | 2000 | 0.32 | 132.47 | 124.1 | 7 | 0
2035 | VACAR_2_PJM_ROR | VACAR | PJM_ROR | Internal | Winter | B17 | 100 | 2000 | 0.1 | 125.89 | 121.84 | 7 | 0
2035 | VACAR_2_PJM_ROR | VACAR | PJM_ROR | Internal | Winter | B18 | 400 | 2000 | 0.03 | 125.89 | 121.84 | 7 | 0
2035 | VACAR_2_PJM_ROR | VACAR | PJM_ROR | Internal | Winter | B19 | 700 | 2000 | 0.01 | 125.89 | 119.89 | 7 | 0
2035 | VACAR_2_PJM_ROR | VACAR | PJM_ROR | Internal | Winter | B20 | 935 | 2000 | 0.01 | 120.09 | 114.09 | 7 | 0
2035 | VACAR_2_SOCO | VACAR | SOCO | Internal | Shoulder | B11 | 25 | 3000 | 1816.7 | 131.55 | 138.55 | 7 | 0
2035 | VACAR_2_SOCO | VACAR | SOCO | Internal | Shoulder | B12 | 200 | 3000 | 0.08 | 121.06 | 119.24 | 7 | 0
2035 | VACAR_2_SOCO | VACAR | SOCO | Internal | Shoulder | B13 | 600 | 3000 | 0.03 | 121.06 | 119.24 | 7 | 0
2035 | VACAR_2_SOCO | VACAR | SOCO | Internal | Shoulder | B14 | 900 | 3000 | 0.02 | 121.06 | 118.57 | 7 | 0
2035 | VACAR_2_SOCO | VACAR | SOCO | Internal | Shoulder | B15 | 1203 | 3000 | 0 | 121.06 | 115.13 | 7 | 0
2035 | VACAR_2_SOCO | VACAR | SOCO | Internal | Summer | B1 | 10 | 3000 | 0.93 | 220.94 | 212.93 | 7 | 0
2035 | VACAR_2_SOCO | VACAR | SOCO | Internal | Summer | B2 | 25 | 3000 | 0.96 | 220.94 | 222.91 | 7 | 0
2035 | VACAR_2_SOCO | VACAR | SOCO | Internal | Summer | B3 | 75 | 3000 | 1.69 | 218.57 | 222.98 | 7 | 0
2035 | VACAR_2_SOCO | VACAR | SOCO | Internal | Summer | B4 | 100 | 3000 | 1599.78 | 191.78 | 198.78 | 7 | 0
2035 | VACAR_2_SOCO | VACAR | SOCO | Internal | Summer | B5 | 200 | 3000 | 99.18 | 151.62 | 158.61 | 7 | 0
2035 | VACAR_2_SOCO | VACAR | SOCO | Internal | Summer | B6 | 300 | 3000 | 0.06 | 138.19 | 136.99 | 7 | 0
2035 | VACAR_2_SOCO | VACAR | SOCO | Internal | Summer | B7 | 400 | 3000 | 1321.47 | 127.51 | 134.51 | 7 | 0
2035 | VACAR_2_SOCO | VACAR | SOCO | Internal | Summer | B8 | 500 | 3000 | 0.13 | 118.94 | 119.74 | 7 | 0
2035 | VACAR_2_SOCO | VACAR | SOCO | Internal | Summer | B9 | 800 | 3000 | 0.04 | 118.94 | 117.91 | 7 | 0
2035 | VACAR_2_SOCO | VACAR | SOCO | Internal | Summer | B10 | 1262 | 3000 | 0.05 | 111.94 | 117.19 | 7 | 0
2035 | VACAR_2_SOCO | VACAR | SOCO | Internal | Winter | B16 | 25 | 3000 | 0.41 | 132.47 | 126.16 | 7 | 0
2035 | VACAR_2_SOCO | VACAR | SOCO | Internal | Winter | B17 | 100 | 3000 | 0.12 | 125.89 | 122.2 | 7 | 0
2035 | VACAR_2_SOCO | VACAR | SOCO | Internal | Winter | B18 | 400 | 3000 | 0.03 | 125.89 | 122.2 | 7 | 0
2035 | VACAR_2_SOCO | VACAR | SOCO | Internal | Winter | B19 | 700 | 3000 | 0.02 | 125.89 | 121.35 | 7 | 0
2035 | VACAR_2_SOCO | VACAR | SOCO | Internal | Winter | B20 | 935 | 3000 | 0.01 | 120.09 | 114.35 | 7 | 0
2035 | VACAR_2_TVA_Transmission | VACAR | TVA_Transmission | Internal | Shoulder | B11 | 25 | 900 | 1.02 | 131.55 | 135.58 | 7 | 0
2035 | VACAR_2_TVA_Transmission | VACAR | TVA_Transmission | Internal | Shoulder | B12 | 200 | 900 | 0.07 | 121.06 | 120.37 | 7 | 0
2035 | VACAR_2_TVA_Transmission | VACAR | TVA_Transmission | Internal | Shoulder | B13 | 600 | 900 | 0.02 | 121.06 | 119.35 | 7 | 0
2035 | VACAR_2_TVA_Transmission | VACAR | TVA_Transmission | Internal | Shoulder | B14 | 900 | 900 | 0.01 | 121.06 | 118.57 | 7 | 0
2035 | VACAR_2_TVA_Transmission | VACAR | TVA_Transmission | Internal | Shoulder | B15 | 1203 | 900 | 0 | 121.06 | 115.13 | 7 | 0
2035 | VACAR_2_TVA_Transmission | VACAR | TVA_Transmission | Internal | Summer | B1 | 10 | 900 | 0.76 | 220.94 | 212.93 | 7 | 0.01
2035 | VACAR_2_TVA_Transmission | VACAR | TVA_Transmission | Internal | Summer | B2 | 25 | 900 | 0.45 | 220.94 | 218.57 | 7 | 0
2035 | VACAR_2_TVA_Transmission | VACAR | TVA_Transmission | Internal | Summer | B3 | 75 | 900 | 0.19 | 218.57 | 218.57 | 7 | 0
2035 | VACAR_2_TVA_Transmission | VACAR | TVA_Transmission | Internal | Summer | B4 | 100 | 900 | 0.22 | 191.78 | 191.79 | 7 | 0
2035 | VACAR_2_TVA_Transmission | VACAR | TVA_Transmission | Internal | Summer | B5 | 200 | 900 | 385.5 | 151.62 | 158.62 | 7 | 0
2035 | VACAR_2_TVA_Transmission | VACAR | TVA_Transmission | Internal | Summer | B6 | 300 | 900 | 0.07 | 138.19 | 141.07 | 7 | 0
2035 | VACAR_2_TVA_Transmission | VACAR | TVA_Transmission | Internal | Summer | B7 | 400 | 900 | 0.05 | 127.51 | 130.17 | 7 | 0
2035 | VACAR_2_TVA_Transmission | VACAR | TVA_Transmission | Internal | Summer | B8 | 500 | 900 | 0.07 | 118.94 | 122.51 | 7 | 0
2035 | VACAR_2_TVA_Transmission | VACAR | TVA_Transmission | Internal | Summer | B9 | 800 | 900 | 0.03 | 118.94 | 119.31 | 7 | 0
2035 | VACAR_2_TVA_Transmission | VACAR | TVA_Transmission | Internal | Summer | B10 | 1262 | 900 | 0.03 | 111.94 | 117.19 | 7 | 0
2035 | VACAR_2_TVA_Transmission | VACAR | TVA_Transmission | Internal | Winter | B16 | 25 | 900 | 0.34 | 132.47 | 125.89 | 7 | 0
2035 | VACAR_2_TVA_Transmission | VACAR | TVA_Transmission | Internal | Winter | B17 | 100 | 900 | 0.1 | 125.89 | 122.2 | 7 | 0
2035 | VACAR_2_TVA_Transmission | VACAR | TVA_Transmission | Internal | Winter | B18 | 400 | 900 | 0.03 | 125.89 | 121.76 | 7 | 0
2035 | VACAR_2_TVA_Transmission | VACAR | TVA_Transmission | Internal | Winter | B19 | 700 | 900 | 0.01 | 125.89 | 121.35 | 7 | 0
2035 | VACAR_2_TVA_Transmission | VACAR | TVA_Transmission | Internal | Winter | B20 | 935 | 900 | 0.01 | 120.09 | 114.45 | 7 | 0
2040 | ENT_2_MISO_MO-IL | ENT | MISO_MO-IL | Internal | Shoulder | B11 | 25 | 2260 | 0.43 | 156.99 | 149.83 | 8 | 0
2040 | ENT_2_MISO_MO-IL | ENT | MISO_MO-IL | Internal | Shoulder | B12 | 200 | 2260 | 0.07 | 148.1 | 143.46 | 8 | 0
2040 | ENT_2_MISO_MO-IL | ENT | MISO_MO-IL | Internal | Shoulder | B13 | 600 | 2260 | 0.02 | 143.97 | 139.34 | 8 | 0
2040 | ENT_2_MISO_MO-IL | ENT | MISO_MO-IL | Internal | Shoulder | B14 | 900 | 2260 | 0.02 | 141.16 | 136.74 | 8 | 0
2040 | ENT_2_MISO_MO-IL | ENT | MISO_MO-IL | Internal | Shoulder | B15 | 1203 | 2260 | 0.01 | 75.37 | 70.97 | 8 | 0
2040 | ENT_2_MISO_MO-IL | ENT | MISO_MO-IL | Internal | Summer | B1 | 10 | 2260 | 1.26 | 257.06 | 252.42 | 8 | 0
2040 | ENT_2_MISO_MO-IL | ENT | MISO_MO-IL | Internal | Summer | B2 | 25 | 2260 | 0.51 | 287.55 | 282.91 | 8 | 0
2040 | ENT_2_MISO_MO-IL | ENT | MISO_MO-IL | Internal | Summer | B3 | 75 | 2260 | 0.14 | 288.75 | 281.02 | 8 | 0
2040 | ENT_2_MISO_MO-IL | ENT | MISO_MO-IL | Internal | Summer | B4 | 100 | 2260 | 0.11 | 207.28 | 199.28 | 8 | 0
2040 | ENT_2_MISO_MO-IL | ENT | MISO_MO-IL | Internal | Summer | B5 | 200 | 2260 | 0.07 | 185.67 | 182.22 | 8 | 0
2040 | ENT_2_MISO_MO-IL | ENT | MISO_MO-IL | Internal | Summer | B6 | 300 | 2260 | 0.05 | 180.52 | 178.46 | 8 | 0
2040 | ENT_2_MISO_MO-IL | ENT | MISO_MO-IL | Internal | Summer | B7 | 400 | 2260 | 0.03 | 169.91 | 161.91 | 8 | 0
2040 | ENT_2_MISO_MO-IL | ENT | MISO_MO-IL | Internal | Summer | B8 | 500 | 2260 | 0.02 | 159.58 | 152.27 | 8 | 0
2040 | ENT_2_MISO_MO-IL | ENT | MISO_MO-IL | Internal | Summer | B9 | 800 | 2260 | 0.02 | 154.94 | 150.3 | 8 | 0
2040 | ENT_2_MISO_MO-IL | ENT | MISO_MO-IL | Internal | Summer | B10 | 1262 | 2260 | 0.01 | 91.5 | 90.16 | 8 | 0
2040 | ENT_2_MISO_MO-IL | ENT | MISO_MO-IL | Internal | Winter | B16 | 25 | 2260 | 0.5 | 152.74 | 148.09 | 8 | 0
2040 | ENT_2_MISO_MO-IL | ENT | MISO_MO-IL | Internal | Winter | B17 | 100 | 2260 | 0.13 | 149.43 | 144.78 | 8 | 0
2040 | ENT_2_MISO_MO-IL | ENT | MISO_MO-IL | Internal | Winter | B18 | 400 | 2260 | 0.03 | 145.32 | 140.67 | 8 | 0
2040 | ENT_2_MISO_MO-IL | ENT | MISO_MO-IL | Internal | Winter | B19 | 700 | 2260 | 0.02 | 145.31 | 140.67 | 8 | 0
2040 | ENT_2_MISO_MO-IL | ENT | MISO_MO-IL | Internal | Winter | B20 | 935 | 2260 | 0.01 | 75.37 | 70.97 | 8 | 0
2040 | ENT_2_SOCO | ENT | SOCO | Internal | Shoulder | B11 | 25 | 2000 | 2507.9 | 156.99 | 166.18 | 8 | 1.19
2040 | ENT_2_SOCO | ENT | SOCO | Internal | Shoulder | B12 | 200 | 2000 | 0.25 | 148.1 | 152.93 | 8 | 0
2040 | ENT_2_SOCO | ENT | SOCO | Internal | Shoulder | B13 | 600 | 2000 | 1055.64 | 143.97 | 151.97 | 8 | 0
2040 | ENT_2_SOCO | ENT | SOCO | Internal | Shoulder | B14 | 900 | 2000 | 4953.62 | 141.16 | 150.36 | 8 | 1.2
2040 | ENT_2_SOCO | ENT | SOCO | Internal | Shoulder | B15 | 1203 | 2000 | 0.02 | 75.37 | 73.5 | 8 | 0
2040 | ENT_2_SOCO | ENT | SOCO | Internal | Summer | B1 | 10 | 2000 | 10115.72 | 257.06 | 266.26 | 8 | 1.21
2040 | ENT_2_SOCO | ENT | SOCO | Internal | Summer | B2 | 25 | 2000 | 2399.63 | 287.55 | 296.75 | 8 | 1.2
2040 | ENT_2_SOCO | ENT | SOCO | Internal | Summer | B3 | 75 | 2000 | 211.67 | 288.75 | 296.75 | 8 | 0
2040 | ENT_2_SOCO | ENT | SOCO | Internal | Summer | B4 | 100 | 2000 | 0.73 | 207.28 | 214.25 | 8 | 0
2040 | ENT_2_SOCO | ENT | SOCO | Internal | Summer | B5 | 200 | 2000 | 0.08 | 185.67 | 184.22 | 8 | 0
2040 | ENT_2_SOCO | ENT | SOCO | Internal | Summer | B6 | 300 | 2000 | 0.04 | 180.52 | 173.88 | 8 | 0
2040 | ENT_2_SOCO | ENT | SOCO | Internal | Summer | B7 | 400 | 2000 | 0.03 | 169.91 | 163.92 | 8 | 0
2040 | ENT_2_SOCO | ENT | SOCO | Internal | Summer | B8 | 500 | 2000 | 0.03 | 159.58 | 157.31 | 8 | 0
2040 | ENT_2_SOCO | ENT | SOCO | Internal | Summer | B9 | 800 | 2000 | 0.02 | 154.94 | 152.95 | 8 | 0
2040 | ENT_2_SOCO | ENT | SOCO | Internal | Summer | B10 | 1262 | 2000 | 0 | 91.5 | 81.5 | 8 | 0
2040 | ENT_2_SOCO | ENT | SOCO | Internal | Winter | B16 | 25 | 2000 | 7139.23 | 152.74 | 161.94 | 8 | 1.2
2040 | ENT_2_SOCO | ENT | SOCO | Internal | Winter | B17 | 100 | 2000 | 1307.17 | 149.43 | 157.43 | 8 | 0
2040 | ENT_2_SOCO | ENT | SOCO | Internal | Winter | B18 | 400 | 2000 | 1399.27 | 145.32 | 153.32 | 8 | 0
2040 | ENT_2_SOCO | ENT | SOCO | Internal | Winter | B19 | 700 | 2000 | 1928.69 | 145.31 | 153.31 | 8 | 0
2040 | ENT_2_SOCO | ENT | SOCO | Internal | Winter | B20 | 935 | 2000 | 0.04 | 75.37 | 74.34 | 8 | 0
2040 | ENT_2_SPP_N | ENT | SPP_N | Internal | Shoulder | B11 | 25 | 1300 | 0.08 | 156.99 | 85.15 | 8 | 0
2040 | ENT_2_SPP_N | ENT | SPP_N | Internal | Shoulder | B12 | 200 | 1300 | 0.01 | 148.1 | 76.26 | 8 | 0
2040 | ENT_2_SPP_N | ENT | SPP_N | Internal | Shoulder | B13 | 600 | 1300 | 0 | 143.97 | 72.14 | 8 | 0
2040 | ENT_2_SPP_N | ENT | SPP_N | Internal | Shoulder | B14 | 900 | 1300 | 0 | 141.16 | 69.55 | 8 | 0
2040 | ENT_2_SPP_N | ENT | SPP_N | Internal | Shoulder | B15 | 1203 | 1300 | 0 | 75.37 | 3.77 | 8 | 0
2040 | ENT_2_SPP_N | ENT | SPP_N | Internal | Summer | B1 | 10 | 1300 | 0.21 | 257.06 | 185.23 | 8 | 0.01
2040 | ENT_2_SPP_N | ENT | SPP_N | Internal | Summer | B2 | 25 | 1300 | 0.08 | 287.55 | 215.71 | 8 | 0
2040 | ENT_2_SPP_N | ENT | SPP_N | Internal | Summer | B3 | 75 | 1300 | 0.07 | 288.75 | 263.81 | 8 | 0
2040 | ENT_2_SPP_N | ENT | SPP_N | Internal | Summer | B4 | 100 | 1300 | 0.06 | 207.28 | 189.22 | 8 | 0
2040 | ENT_2_SPP_N | ENT | SPP_N | Internal | Summer | B5 | 200 | 1300 | 0.05 | 185.67 | 177.22 | 8 | 0
2040 | ENT_2_SPP_N | ENT | SPP_N | Internal | Summer | B6 | 300 | 1300 | 0.04 | 180.52 | 176.8 | 8 | 0
2040 | ENT_2_SPP_N | ENT | SPP_N | Internal | Summer | B7 | 400 | 1300 | 0.02 | 169.91 | 156.91 | 8 | 0
2040 | ENT_2_SPP_N | ENT | SPP_N | Internal | Summer | B8 | 500 | 1300 | 0 | 159.58 | 87.74 | 8 | 0
2040 | ENT_2_SPP_N | ENT | SPP_N | Internal | Summer | B9 | 800 | 1300 | 0 | 154.94 | 83.1 | 8 | 0
2040 | ENT_2_SPP_N | ENT | SPP_N | Internal | Summer | B10 | 1262 | 1300 | 0 | 91.5 | 22.97 | 8 | 0
2040 | ENT_2_SPP_N | ENT | SPP_N | Internal | Winter | B16 | 25 | 1300 | 0.08 | 152.74 | 80.9 | 8 | 0
2040 | ENT_2_SPP_N | ENT | SPP_N | Internal | Winter | B17 | 100 | 1300 | 0.02 | 149.43 | 77.59 | 8 | 0
2040 | ENT_2_SPP_N | ENT | SPP_N | Internal | Winter | B18 | 400 | 1300 | 0 | 145.32 | 73.48 | 8 | 0
2040 | ENT_2_SPP_N | ENT | SPP_N | Internal | Winter | B19 | 700 | 1300 | 0 | 145.31 | 73.47 | 8 | 0
2040 | ENT_2_SPP_N | ENT | SPP_N | Internal | Winter | B20 | 935 | 1300 | 0 | 75.37 | 3.77 | 8 | 0
2040 | ENT_2_SPP_S | ENT | SPP_S | Internal | Shoulder | B11 | 25 | 1300 | 0.09 | 156.99 | 88.59 | 8 | 0
2040 | ENT_2_SPP_S | ENT | SPP_S | Internal | Shoulder | B12 | 200 | 1300 | 0.01 | 148.1 | 76.5 | 8 | 0
2040 | ENT_2_SPP_S | ENT | SPP_S | Internal | Shoulder | B13 | 600 | 1300 | 0 | 143.97 | 72.37 | 8 | 0
2040 | ENT_2_SPP_S | ENT | SPP_S | Internal | Shoulder | B14 | 900 | 1300 | 0 | 141.16 | 69.56 | 8 | 0
2040 | ENT_2_SPP_S | ENT | SPP_S | Internal | Shoulder | B15 | 1203 | 1300 | 0 | 75.37 | 3.77 | 8 | 0
2040 | ENT_2_SPP_S | ENT | SPP_S | Internal | Summer | B1 | 10 | 1300 | 0.21 | 257.06 | 185.46 | 8 | 0.01
2040 | ENT_2_SPP_S | ENT | SPP_S | Internal | Summer | B2 | 25 | 1300 | 0.08 | 287.55 | 215.95 | 8 | 0
2040 | ENT_2_SPP_S | ENT | SPP_S | Internal | Summer | B3 | 75 | 1300 | 0.07 | 288.75 | 263.82 | 8 | 0
2040 | ENT_2_SPP_S | ENT | SPP_S | Internal | Summer | B4 | 100 | 1300 | 0.06 | 207.28 | 189.24 | 8 | 0
2040 | ENT_2_SPP_S | ENT | SPP_S | Internal | Summer | B5 | 200 | 1300 | 0.06 | 185.67 | 180.67 | 8 | 0
2040 | ENT_2_SPP_S | ENT | SPP_S | Internal | Summer | B6 | 300 | 1300 | 0.06 | 180.52 | 180.25 | 8 | 0
2040 | ENT_2_SPP_S | ENT | SPP_S | Internal | Summer | B7 | 400 | 1300 | 0.02 | 169.91 | 160.35 | 8 | 0
2040 | ENT_2_SPP_S | ENT | SPP_S | Internal | Summer | B8 | 500 | 1300 | 0 | 159.58 | 91.19 | 8 | 0
2040 | ENT_2_SPP_S | ENT | SPP_S | Internal | Summer | B9 | 800 | 1300 | 0 | 154.94 | 86.55 | 8 | 0
2040 | ENT_2_SPP_S | ENT | SPP_S | Internal | Summer | B10 | 1262 | 1300 | 0 | 91.5 | 22.98 | 8 | 0
2040 | ENT_2_SPP_S | ENT | SPP_S | Internal | Winter | B16 | 25 | 1300 | 0.08 | 152.74 | 81.14 | 8 | 0
2040 | ENT_2_SPP_S | ENT | SPP_S | Internal | Winter | B17 | 100 | 1300 | 0.02 | 149.43 | 77.83 | 8 | 0
2040 | ENT_2_SPP_S | ENT | SPP_S | Internal | Winter | B18 | 400 | 1300 | 0 | 145.32 | 73.72 | 8 | 0
2040 | ENT_2_SPP_S | ENT | SPP_S | Internal | Winter | B19 | 700 | 1300 | 0 | 145.31 | 73.71 | 8 | 0
2040 | ENT_2_SPP_S | ENT | SPP_S | Internal | Winter | B20 | 935 | 1300 | 0 | 75.37 | 3.77 | 8 | 0
2040 | ENT_2_TVA_Transmission | ENT | TVA_Transmission | Internal | Shoulder | B11 | 25 | 2100 | 0.89 | 156.99 | 157.81 | 8 | 0
2040 | ENT_2_TVA_Transmission | ENT | TVA_Transmission | Internal | Shoulder | B12 | 200 | 2100 | 0.17 | 148.1 | 151.46 | 8 | 0
2040 | ENT_2_TVA_Transmission | ENT | TVA_Transmission | Internal | Shoulder | B13 | 600 | 2100 | 0.05 | 143.97 | 146.8 | 8 | 0
2040 | ENT_2_TVA_Transmission | ENT | TVA_Transmission | Internal | Shoulder | B14 | 900 | 2100 | 0.04 | 141.16 | 144.74 | 8 | 0
2040 | ENT_2_TVA_Transmission | ENT | TVA_Transmission | Internal | Shoulder | B15 | 1203 | 2100 | 0.09 | 75.37 | 80.88 | 8 | 0
2040 | ENT_2_TVA_Transmission | ENT | TVA_Transmission | Internal | Summer | B1 | 10 | 2100 | 165 | 257.06 | 265.01 | 8 | 0
2040 | ENT_2_TVA_Transmission | ENT | TVA_Transmission | Internal | Summer | B2 | 25 | 2100 | 1.4 | 287.55 | 290.91 | 8 | 0
2040 | ENT_2_TVA_Transmission | ENT | TVA_Transmission | Internal | Summer | B3 | 75 | 2100 | 0.29 | 288.75 | 289.02 | 8 | 0
2040 | ENT_2_TVA_Transmission | ENT | TVA_Transmission | Internal | Summer | B4 | 100 | 2100 | 0.21 | 207.28 | 207.28 | 8 | 0
2040 | ENT_2_TVA_Transmission | ENT | TVA_Transmission | Internal | Summer | B5 | 200 | 2100 | 0.07 | 185.67 | 181.82 | 8 | 0
2040 | ENT_2_TVA_Transmission | ENT | TVA_Transmission | Internal | Summer | B6 | 300 | 2100 | 0.04 | 180.52 | 171.52 | 8 | 0
2040 | ENT_2_TVA_Transmission | ENT | TVA_Transmission | Internal | Summer | B7 | 400 | 2100 | 0.03 | 169.91 | 162.57 | 8 | 0
2040 | ENT_2_TVA_Transmission | ENT | TVA_Transmission | Internal | Summer | B8 | 500 | 2100 | 0.03 | 159.58 | 158.04 | 8 | 0
2040 | ENT_2_TVA_Transmission | ENT | TVA_Transmission | Internal | Summer | B9 | 800 | 2100 | 0.03 | 154.94 | 156.43 | 8 | 0
2040 | ENT_2_TVA_Transmission | ENT | TVA_Transmission | Internal | Summer | B10 | 1262 | 2100 | 0.02 | 91.5 | 91.5 | 8 | 0
2040 | ENT_2_TVA_Transmission | ENT | TVA_Transmission | Internal | Winter | B16 | 25 | 2100 | 728.44 | 152.74 | 160.73 | 8 | 0
2040 | ENT_2_TVA_Transmission | ENT | TVA_Transmission | Internal | Winter | B17 | 100 | 2100 | 0.36 | 149.43 | 152.78 | 8 | 0
2040 | ENT_2_TVA_Transmission | ENT | TVA_Transmission | Internal | Winter | B18 | 400 | 2100 | 0.09 | 145.32 | 148.67 | 8 | 0
2040 | ENT_2_TVA_Transmission | ENT | TVA_Transmission | Internal | Winter | B19 | 700 | 2100 | 0.05 | 145.31 | 148.66 | 8 | 0
2040 | ENT_2_TVA_Transmission | ENT | TVA_Transmission | Internal | Winter | B20 | 935 | 2100 | 0.07 | 75.37 | 79.54 | 8 | 0
2040 | FRCC_2_SOCO | FRCC | SOCO | Internal | Shoulder | B11 | 25 | 900 | 0.34 | 177.05 | 166.18 | 8 | 0
2040 | FRCC_2_SOCO | FRCC | SOCO | Internal | Shoulder | B12 | 200 | 900 | 0.05 | 162.93 | 152.93 | 8 | 0
2040 | FRCC_2_SOCO | FRCC | SOCO | Internal | Shoulder | B13 | 600 | 900 | 0.01 | 162.93 | 151.97 | 8 | 0
2040 | FRCC_2_SOCO | FRCC | SOCO | Internal | Shoulder | B14 | 900 | 900 | 0.01 | 161.32 | 150.36 | 8 | 0
2040 | FRCC_2_SOCO | FRCC | SOCO | Internal | Shoulder | B15 | 1203 | 900 | 0.07 | 71.08 | 73.5 | 8 | 0
2040 | FRCC_2_SOCO | FRCC | SOCO | Internal | Summer | B1 | 10 | 900 | 0.85 | 277.21 | 266.26 | 8 | 0.01
2040 | FRCC_2_SOCO | FRCC | SOCO | Internal | Summer | B2 | 25 | 900 | 0.55 | 299.74 | 296.75 | 8 | 0
2040 | FRCC_2_SOCO | FRCC | SOCO | Internal | Summer | B3 | 75 | 900 | 459.98 | 288.75 | 296.75 | 8 | 0
2040 | FRCC_2_SOCO | FRCC | SOCO | Internal | Summer | B4 | 100 | 900 | 1139.34 | 206.25 | 214.25 | 8 | 0
2040 | FRCC_2_SOCO | FRCC | SOCO | Internal | Summer | B5 | 200 | 900 | 0.07 | 188.67 | 184.22 | 8 | 0
2040 | FRCC_2_SOCO | FRCC | SOCO | Internal | Summer | B6 | 300 | 900 | 0.03 | 183.88 | 173.88 | 8 | 0
2040 | FRCC_2_SOCO | FRCC | SOCO | Internal | Summer | B7 | 400 | 900 | 0.06 | 161.87 | 163.92 | 8 | 0
2040 | FRCC_2_SOCO | FRCC | SOCO | Internal | Summer | B8 | 500 | 900 | 0.03 | 161.87 | 157.31 | 8 | 0
2040 | FRCC_2_SOCO | FRCC | SOCO | Internal | Summer | B9 | 800 | 900 | 0.01 | 161.87 | 152.95 | 8 | 0
2040 | FRCC_2_SOCO | FRCC | SOCO | Internal | Summer | B10 | 1262 | 900 | 868.18 | 73.5 | 81.5 | 8 | 0
2040 | FRCC_2_SOCO | FRCC | SOCO | Internal | Winter | B16 | 25 | 900 | 0.35 | 171.94 | 161.94 | 8 | 0
2040 | FRCC_2_SOCO | FRCC | SOCO | Internal | Winter | B17 | 100 | 900 | 0.1 | 165.62 | 157.43 | 8 | 0
2040 | FRCC_2_SOCO | FRCC | SOCO | Internal | Winter | B18 | 400 | 900 | 0.02 | 164.28 | 153.32 | 8 | 0
2040 | FRCC_2_SOCO | FRCC | SOCO | Internal | Winter | B19 | 700 | 900 | 0.01 | 163.31 | 153.31 | 8 | 0
2040 | FRCC_2_SOCO | FRCC | SOCO | Internal | Winter | B20 | 935 | 900 | 0.04 | 73.5 | 74.34 | 8 | 0
2040 | HQ_NEISO_2_NEISO | HQ_NEISO | NEISO | Internal | Shoulder | B11 | 25 | 99999 | 3112.34 | 111.33 | 111.34 | 0.01 | 0
2040 | HQ_NEISO_2_NEISO | HQ_NEISO | NEISO | Internal | Shoulder | B12 | 200 | 99999 | 3110.55 | 111.31 | 111.32 | 0.01 | 0
2040 | HQ_NEISO_2_NEISO | HQ_NEISO | NEISO | Internal | Shoulder | B13 | 600 | 99999 | 3102.96 | 107.19 | 107.21 | 0.01 | 0
2040 | HQ_NEISO_2_NEISO | HQ_NEISO | NEISO | Internal | Shoulder | B14 | 900 | 99999 | 3089.68 | 106.92 | 106.93 | 0.01 | 0
2040 | HQ_NEISO_2_NEISO | HQ_NEISO | NEISO | Internal | Shoulder | B15 | 1203 | 99999 | 1276.23 | 78.61 | 78.63 | 0.01 | 0
2040 | HQ_NEISO_2_NEISO | HQ_NEISO | NEISO | Internal | Summer | B1 | 10 | 99999 | 3220.01 | 220.28 | 220.29 | 0.01 | 0
2040 | HQ_NEISO_2_NEISO | HQ_NEISO | NEISO | Internal | Summer | B2 | 25 | 99999 | 3207.23 | 242.47 | 242.49 | 0.01 | 0
2040 | HQ_NEISO_2_NEISO | HQ_NEISO | NEISO | Internal | Summer | B3 | 75 | 99999 | 3181.93 | 240.49 | 240.5 | 0.01 | 0
2040 | HQ_NEISO_2_NEISO | HQ_NEISO | NEISO | Internal | Summer | B4 | 100 | 99999 | 3160.08 | 165.89 | 165.9 | 0.01 | 0
2040 | HQ_NEISO_2_NEISO | HQ_NEISO | NEISO | Internal | Summer | B5 | 200 | 99999 | 3148.2 | 165.89 | 165.9 | 0.01 | 0
2040 | HQ_NEISO_2_NEISO | HQ_NEISO | NEISO | Internal | Summer | B6 | 300 | 99999 | 3134.8 | 165.88 | 165.89 | 0.01 | 0
2040 | HQ_NEISO_2_NEISO | HQ_NEISO | NEISO | Internal | Summer | B7 | 400 | 99999 | 3119.44 | 158.9 | 158.91 | 0.01 | 0
2040 | HQ_NEISO_2_NEISO | HQ_NEISO | NEISO | Internal | Summer | B8 | 500 | 99999 | 3107.37 | 149.27 | 149.28 | 0.01 | 0
2040 | HQ_NEISO_2_NEISO | HQ_NEISO | NEISO | Internal | Summer | B9 | 800 | 99999 | 3092.58 | 123.87 | 123.88 | 0.01 | 0
2040 | HQ_NEISO_2_NEISO | HQ_NEISO | NEISO | Internal | Summer | B10 | 1262 | 99999 | 933.39 | 123.37 | 123.39 | 0.01 | 0
2040 | HQ_NEISO_2_NEISO | HQ_NEISO | NEISO | Internal | Winter | B16 | 25 | 99999 | 3139.08 | 115.27 | 115.28 | 0.01 | 0
2040 | HQ_NEISO_2_NEISO | HQ_NEISO | NEISO | Internal | Winter | B17 | 100 | 99999 | 3128.47 | 112.64 | 112.65 | 0.01 | 0
2040 | HQ_NEISO_2_NEISO | HQ_NEISO | NEISO | Internal | Winter | B18 | 400 | 99999 | 3120.28 | 108.53 | 108.54 | 0.01 | 0
2040 | HQ_NEISO_2_NEISO | HQ_NEISO | NEISO | Internal | Winter | B19 | 700 | 99999 | 3104.98 | 108.52 | 108.53 | 0.01 | 0
2040 | HQ_NEISO_2_NEISO | HQ_NEISO | NEISO | Internal | Winter | B20 | 935 | 99999 | 1382.1 | 78.94 | 78.95 | 0.01 | 0
2040 | HQ_NY_2_NYISO_A-F | HQ_NY | NYISO_A-F | Internal | Shoulder | B11 | 25 | 99999 | 2812.21 | 108.32 | 108.33 | 0.01 | 0
2040 | HQ_NY_2_NYISO_A-F | HQ_NY | NYISO_A-F | Internal | Shoulder | B12 | 200 | 99999 | 2847.77 | 108.3 | 108.31 | 0.01 | 0
2040 | HQ_NY_2_NYISO_A-F | HQ_NY | NYISO_A-F | Internal | Shoulder | B13 | 600 | 99999 | 2781.94 | 104.18 | 104.19 | 0.01 | 0
2040 | HQ_NY_2_NYISO_A-F | HQ_NY | NYISO_A-F | Internal | Shoulder | B14 | 900 | 99999 | 2673.22 | 103.91 | 103.92 | 0.01 | 0
2040 | HQ_NY_2_NYISO_A-F | HQ_NY | NYISO_A-F | Internal | Shoulder | B15 | 1203 | 99999 | 1582.7 | 76.35 | 76.36 | 0.01 | 0
2040 | HQ_NY_2_NYISO_A-F | HQ_NY | NYISO_A-F | Internal | Summer | B1 | 10 | 99999 | 3500.01 | 217.26 | 217.28 | 0.01 | 0
2040 | HQ_NY_2_NYISO_A-F | HQ_NY | NYISO_A-F | Internal | Summer | B2 | 25 | 99999 | 3406.6 | 239.46 | 239.47 | 0.01 | 0
2040 | HQ_NY_2_NYISO_A-F | HQ_NY | NYISO_A-F | Internal | Summer | B3 | 75 | 99999 | 3266.69 | 237.48 | 237.49 | 0.01 | 0
2040 | HQ_NY_2_NYISO_A-F | HQ_NY | NYISO_A-F | Internal | Summer | B4 | 100 | 99999 | 3116.37 | 162.88 | 162.89 | 0.01 | 0
2040 | HQ_NY_2_NYISO_A-F | HQ_NY | NYISO_A-F | Internal | Summer | B5 | 200 | 99999 | 3025.59 | 162.88 | 162.89 | 0.01 | 0
2040 | HQ_NY_2_NYISO_A-F | HQ_NY | NYISO_A-F | Internal | Summer | B6 | 300 | 99999 | 2934.96 | 162.88 | 162.89 | 0.01 | 0
2040 | HQ_NY_2_NYISO_A-F | HQ_NY | NYISO_A-F | Internal | Summer | B7 | 400 | 99999 | 2830.85 | 155.9 | 155.91 | 0.01 | 0
2040 | HQ_NY_2_NYISO_A-F | HQ_NY | NYISO_A-F | Internal | Summer | B8 | 500 | 99999 | 2760.35 | 146.27 | 146.28 | 0.01 | 0
2040 | HQ_NY_2_NYISO_A-F | HQ_NY | NYISO_A-F | Internal | Summer | B9 | 800 | 99999 | 2664.81 | 120.85 | 120.87 | 0.01 | 0
2040 | HQ_NY_2_NYISO_A-F | HQ_NY | NYISO_A-F | Internal | Summer | B10 | 1262 | 99999 | 1436.41 | 120.38 | 120.39 | 0.01 | 0
2040 | HQ_NY_2_NYISO_A-F | HQ_NY | NYISO_A-F | Internal | Winter | B16 | 25 | 99999 | 3058.81 | 112.25 | 112.27 | 0.01 | 0
2040 | HQ_NY_2_NYISO_A-F | HQ_NY | NYISO_A-F | Internal | Winter | B17 | 100 | 99999 | 3001.16 | 109.62 | 109.63 | 0.01 | 0
2040 | HQ_NY_2_NYISO_A-F | HQ_NY | NYISO_A-F | Internal | Winter | B18 | 400 | 99999 | 2934.78 | 105.51 | 105.53 | 0.01 | 0
2040 | HQ_NY_2_NYISO_A-F | HQ_NY | NYISO_A-F | Internal | Winter | B19 | 700 | 99999 | 2819.15 | 105.5 | 105.52 | 0.01 | 0
2040 | HQ_NY_2_NYISO_A-F | HQ_NY | NYISO_A-F | Internal | Winter | B20 | 935 | 99999 | 1762.97 | 75.94 | 75.96 | 0.01 | 0
2040 | HQ_IESO_2_IESO | HQ_IESO | IESO | Internal | Shoulder | B11 | 25 | 99999 | 400.08 | 100.93 | 100.94 | 0.01 | 0
2040 | HQ_IESO_2_IESO | HQ_IESO | IESO | Internal | Shoulder | B12 | 200 | 99999 | 400.23 | 101.28 | 101.29 | 0.01 | 0
2040 | HQ_IESO_2_IESO | HQ_IESO | IESO | Internal | Shoulder | B13 | 600 | 99999 | 400.23 | 96.91 | 96.93 | 0.01 | 0
2040 | HQ_IESO_2_IESO | HQ_IESO | IESO | Internal | Shoulder | B14 | 900 | 99999 | 400.23 | 96.91 | 96.92 | 0.01 | 0
2040 | HQ_IESO_2_IESO | HQ_IESO | IESO | Internal | Shoulder | B15 | 1203 | 99999 | 75.6 | 68.94 | 68.96 | 0.01 | 0
2040 | HQ_IESO_2_IESO | HQ_IESO | IESO | Internal | Summer | B1 | 10 | 99999 | 400.21 | 210.24 | 210.25 | 0.01 | 0
2040 | HQ_IESO_2_IESO | HQ_IESO | IESO | Internal | Summer | B2 | 25 | 99999 | 400.16 | 231.78 | 231.79 | 0.01 | 0
2040 | HQ_IESO_2_IESO | HQ_IESO | IESO | Internal | Summer | B3 | 75 | 99999 | 400.27 | 230.48 | 230.49 | 0.01 | 0
2040 | HQ_IESO_2_IESO | HQ_IESO | IESO | Internal | Summer | B4 | 100 | 99999 | 400.25 | 148.09 | 148.1 | 0.01 | 0
2040 | HQ_IESO_2_IESO | HQ_IESO | IESO | Internal | Summer | B5 | 200 | 99999 | 400.26 | 130.14 | 130.15 | 0.01 | 0
2040 | HQ_IESO_2_IESO | HQ_IESO | IESO | Internal | Summer | B6 | 300 | 99999 | 400.25 | 124.2 | 124.22 | 0.01 | 0
2040 | HQ_IESO_2_IESO | HQ_IESO | IESO | Internal | Summer | B7 | 400 | 99999 | 400.25 | 107.07 | 107.08 | 0.01 | 0
2040 | HQ_IESO_2_IESO | HQ_IESO | IESO | Internal | Summer | B8 | 500 | 99999 | 400.24 | 101.38 | 101.4 | 0.01 | 0
2040 | HQ_IESO_2_IESO | HQ_IESO | IESO | Internal | Summer | B9 | 800 | 99999 | 400.24 | 101.38 | 101.39 | 0.01 | 0
2040 | HQ_IESO_2_IESO | HQ_IESO | IESO | Internal | Summer | B10 | 1262 | 99999 | 12.17 | 88.14 | 88.15 | 0.01 | 0
2040 | HQ_IESO_2_IESO | HQ_IESO | IESO | Internal | Winter | B16 | 25 | 99999 | 400.1 | 105.25 | 105.26 | 0.01 | 0
2040 | HQ_IESO_2_IESO | HQ_IESO | IESO | Internal | Winter | B17 | 100 | 99999 | 400.22 | 102.62 | 102.64 | 0.01 | 0
2040 | HQ_IESO_2_IESO | HQ_IESO | IESO | Internal | Winter | B18 | 400 | 99999 | 400.25 | 98.12 | 98.13 | 0.01 | 0
2040 | HQ_IESO_2_IESO | HQ_IESO | IESO | Internal | Winter | B19 | 700 | 99999 | 400.24 | 98.12 | 98.13 | 0.01 | 0
2040 | HQ_IESO_2_IESO | HQ_IESO | IESO | Internal | Winter | B20 | 935 | 99999 | 92.12 | 68.94 | 68.96 | 0.01 | 0
2040 | IESO_2_MAPP_CA | IESO | MAPP_CA | Internal | Shoulder | B11 | 25 | 262 | 0.25 | 100.94 | 81.69 | 7 | 0.01
2040 | IESO_2_MAPP_CA | IESO | MAPP_CA | Internal | Shoulder | B12 | 200 | 262 | 0.03 | 101.29 | 82.04 | 7 | 0
2040 | IESO_2_MAPP_CA | IESO | MAPP_CA | Internal | Shoulder | B13 | 600 | 262 | 0.01 | 96.93 | 77.67 | 7 | 0
2040 | IESO_2_MAPP_CA | IESO | MAPP_CA | Internal | Shoulder | B14 | 900 | 262 | 0 | 96.92 | 77.67 | 7 | 0
2040 | IESO_2_MAPP_CA | IESO | MAPP_CA | Internal | Shoulder | B15 | 1203 | 262 | 0 | 68.96 | 56.45 | 7 | 0
2040 | IESO_2_MAPP_CA | IESO | MAPP_CA | Internal | Summer | B1 | 10 | 262 | 0.59 | 210.25 | 191.01 | 7 | 0.03
2040 | IESO_2_MAPP_CA | IESO | MAPP_CA | Internal | Summer | B2 | 25 | 262 | 0.24 | 231.79 | 212.54 | 7 | 0.01
2040 | IESO_2_MAPP_CA | IESO | MAPP_CA | Internal | Summer | B3 | 75 | 262 | 0.09 | 230.49 | 214.54 | 7 | 0
2040 | IESO_2_MAPP_CA | IESO | MAPP_CA | Internal | Summer | B4 | 100 | 262 | 0.1 | 148.1 | 140 | 7 | 0
2040 | IESO_2_MAPP_CA | IESO | MAPP_CA | Internal | Summer | B5 | 200 | 262 | 0.08 | 130.15 | 126.86 | 7 | 0
2040 | IESO_2_MAPP_CA | IESO | MAPP_CA | Internal | Summer | B6 | 300 | 262 | 0.07 | 124.22 | 124.15 | 7 | 0
2040 | IESO_2_MAPP_CA | IESO | MAPP_CA | Internal | Summer | B7 | 400 | 262 | 0.02 | 107.08 | 95.62 | 7 | 0
2040 | IESO_2_MAPP_CA | IESO | MAPP_CA | Internal | Summer | B8 | 500 | 262 | 0.01 | 101.4 | 82.14 | 7 | 0
2040 | IESO_2_MAPP_CA | IESO | MAPP_CA | Internal | Summer | B9 | 800 | 262 | 0 | 101.39 | 82.14 | 7 | 0
2040 | IESO_2_MAPP_CA | IESO | MAPP_CA | Internal | Summer | B10 | 1262 | 262 | 0 | 88.15 | 75.64 | 7 | 0
2040 | IESO_2_MAPP_CA | IESO | MAPP_CA | Internal | Winter | B16 | 25 | 262 | 0.25 | 105.26 | 86.02 | 7 | 0.01
2040 | IESO_2_MAPP_CA | IESO | MAPP_CA | Internal | Winter | B17 | 100 | 262 | 0.06 | 102.64 | 83.39 | 7 | 0
2040 | IESO_2_MAPP_CA | IESO | MAPP_CA | Internal | Winter | B18 | 400 | 262 | 0.02 | 98.13 | 78.88 | 7 | 0
2040 | IESO_2_MAPP_CA | IESO | MAPP_CA | Internal | Winter | B19 | 700 | 262 | 0 | 98.13 | 78.88 | 7 | 0
2040 | IESO_2_MAPP_CA | IESO | MAPP_CA | Internal | Winter | B20 | 935 | 262 | 0 | 68.96 | 56.45 | 7 | 0
2040 | IESO_2_MISO_MI | IESO | MISO_MI | Internal | Shoulder | B11 | 25 | 1840 | 2171.92 | 100.94 | 151.81 | 7 | 43.87
2040 | IESO_2_MISO_MI | IESO | MISO_MI | Internal | Shoulder | B12 | 200 | 1840 | 1841.27 | 101.29 | 151.79 | 7 | 43.5
2040 | IESO_2_MISO_MI | IESO | MISO_MI | Internal | Shoulder | B13 | 600 | 1840 | 1841.71 | 96.93 | 147.67 | 7 | 43.75
2040 | IESO_2_MISO_MI | IESO | MISO_MI | Internal | Shoulder | B14 | 900 | 1840 | 1840.05 | 96.92 | 145.77 | 7 | 41.85
2040 | IESO_2_MISO_MI | IESO | MISO_MI | Internal | Shoulder | B15 | 1203 | 1840 | 1839.99 | 68.96 | 80.01 | 7 | 4.06
2040 | IESO_2_MISO_MI | IESO | MISO_MI | Internal | Summer | B1 | 10 | 1840 | 1848.88 | 210.25 | 260.46 | 7 | 43.21
2040 | IESO_2_MISO_MI | IESO | MISO_MI | Internal | Summer | B2 | 25 | 1840 | 2075.28 | 231.79 | 282.66 | 7 | 43.87
2040 | IESO_2_MISO_MI | IESO | MISO_MI | Internal | Summer | B3 | 75 | 1840 | 1840.24 | 230.49 | 277.07 | 7 | 39.58
2040 | IESO_2_MISO_MI | IESO | MISO_MI | Internal | Summer | B4 | 100 | 1840 | 1888.99 | 148.1 | 198.94 | 7 | 43.84
2040 | IESO_2_MISO_MI | IESO | MISO_MI | Internal | Summer | B5 | 200 | 1840 | 2150.96 | 130.15 | 181.02 | 7 | 43.87
2040 | IESO_2_MISO_MI | IESO | MISO_MI | Internal | Summer | B6 | 300 | 1840 | 2596.13 | 124.22 | 175.09 | 7 | 43.87
2040 | IESO_2_MISO_MI | IESO | MISO_MI | Internal | Summer | B7 | 400 | 1840 | 3441.72 | 107.08 | 157.95 | 7 | 43.87
2040 | IESO_2_MISO_MI | IESO | MISO_MI | Internal | Summer | B8 | 500 | 1840 | 5154.39 | 101.4 | 152.27 | 7 | 43.87
2040 | IESO_2_MISO_MI | IESO | MISO_MI | Internal | Summer | B9 | 800 | 1840 | 5997.59 | 101.39 | 152.27 | 7 | 43.87
2040 | IESO_2_MISO_MI | IESO | MISO_MI | Internal | Summer | B10 | 1262 | 1840 | 1839.99 | 88.15 | 101.63 | 7 | 6.48
2040 | IESO_2_MISO_MI | IESO | MISO_MI | Internal | Winter | B16 | 25 | 1840 | 2513.08 | 105.26 | 156.13 | 7 | 43.87
2040 | IESO_2_MISO_MI | IESO | MISO_MI | Internal | Winter | B17 | 100 | 1840 | 3072.46 | 102.64 | 153.51 | 7 | 43.87
2040 | IESO_2_MISO_MI | IESO | MISO_MI | Internal | Winter | B18 | 400 | 1840 | 2549.25 | 98.13 | 149 | 7 | 43.87
2040 | IESO_2_MISO_MI | IESO | MISO_MI | Internal | Winter | B19 | 700 | 1840 | 1990.83 | 98.13 | 149 | 7 | 43.87
2040 | IESO_2_MISO_MI | IESO | MISO_MI | Internal | Winter | B20 | 935 | 1840 | 1839.98 | 68.96 | 80.42 | 7 | 4.47
2040 | IESO_2_MISO_W | IESO | MISO_W | Internal | Shoulder | B11 | 25 | 140 | 140.02 | 100.94 | 130.5 | 7 | 22.58
2040 | IESO_2_MISO_W | IESO | MISO_W | Internal | Shoulder | B12 | 200 | 140 | 140 | 101.29 | 128.92 | 7 | 20.64
2040 | IESO_2_MISO_W | IESO | MISO_W | Internal | Shoulder | B13 | 600 | 140 | 140 | 96.93 | 124.81 | 7 | 20.88
2040 | IESO_2_MISO_W | IESO | MISO_W | Internal | Shoulder | B14 | 900 | 140 | 140 | 96.92 | 122.21 | 7 | 18.29
2040 | IESO_2_MISO_W | IESO | MISO_W | Internal | Shoulder | B15 | 1203 | 140 | 0 | 68.96 | 56.43 | 7 | 0
2040 | IESO_2_MISO_W | IESO | MISO_W | Internal | Summer | B1 | 10 | 140 | 140.01 | 210.25 | 237.89 | 7 | 20.7
2040 | IESO_2_MISO_W | IESO | MISO_W | Internal | Summer | B2 | 25 | 140 | 140.01 | 231.79 | 260.08 | 7 | 21.32
2040 | IESO_2_MISO_W | IESO | MISO_W | Internal | Summer | B3 | 75 | 140 | 140.04 | 230.49 | 268.83 | 7 | 31.35
2040 | IESO_2_MISO_W | IESO | MISO_W | Internal | Summer | B4 | 100 | 140 | 140.06 | 148.1 | 194.29 | 7 | 39.19
2040 | IESO_2_MISO_W | IESO | MISO_W | Internal | Summer | B5 | 200 | 140 | 140.1 | 130.15 | 181.15 | 7 | 44
2040 | IESO_2_MISO_W | IESO | MISO_W | Internal | Summer | B6 | 300 | 140 | 140.21 | 124.22 | 178.45 | 7 | 47.23
2040 | IESO_2_MISO_W | IESO | MISO_W | Internal | Summer | B7 | 400 | 140 | 140.01 | 107.08 | 149.91 | 7 | 35.83
2040 | IESO_2_MISO_W | IESO | MISO_W | Internal | Summer | B8 | 500 | 140 | 140 | 101.4 | 129.4 | 7 | 21.01
2040 | IESO_2_MISO_W | IESO | MISO_W | Internal | Summer | B9 | 800 | 140 | 140 | 101.39 | 127.15 | 7 | 18.76
2040 | IESO_2_MISO_W | IESO | MISO_W | Internal | Summer | B10 | 1262 | 140 | 0 | 88.15 | 75.63 | 7 | 0
2040 | IESO_2_MISO_W | IESO | MISO_W | Internal | Winter | B16 | 25 | 140 | 140 | 105.26 | 132.88 | 7 | 20.65
2040 | IESO_2_MISO_W | IESO | MISO_W | Internal | Winter | B17 | 100 | 140 | 140 | 102.64 | 130.25 | 7 | 20.62
2040 | IESO_2_MISO_W | IESO | MISO_W | Internal | Winter | B18 | 400 | 140 | 140 | 98.13 | 126.14 | 7 | 21.01
2040 | IESO_2_MISO_W | IESO | MISO_W | Internal | Winter | B19 | 700 | 140 | 140 | 98.13 | 126.13 | 7 | 21.01
2040 | IESO_2_MISO_W | IESO | MISO_W | Internal | Winter | B20 | 935 | 140 | 0 | 68.96 | 56.44 | 7 | 0
2040 | IESO_2_NYISO_A-F | IESO | NYISO_A-F | Internal | Shoulder | B11 | 25 | 1725 | 1719.17 | 100.94 | 108.33 | 7 | 0.39
2040 | IESO_2_NYISO_A-F | IESO | NYISO_A-F | Internal | Shoulder | B12 | 200 | 1725 | 1709.18 | 101.29 | 108.31 | 7 | 0.02
2040 | IESO_2_NYISO_A-F | IESO | NYISO_A-F | Internal | Shoulder | B13 | 600 | 1725 | 1724.65 | 96.93 | 104.19 | 7 | 0.27
2040 | IESO_2_NYISO_A-F | IESO | NYISO_A-F | Internal | Shoulder | B14 | 900 | 1725 | 936.98 | 96.92 | 103.92 | 7 | 0
2040 | IESO_2_NYISO_A-F | IESO | NYISO_A-F | Internal | Shoulder | B15 | 1203 | 1725 | 1724.84 | 68.96 | 76.36 | 7 | 0.41
2040 | IESO_2_NYISO_A-F | IESO | NYISO_A-F | Internal | Summer | B1 | 10 | 1725 | 1529.16 | 210.25 | 217.28 | 7 | 0.03
2040 | IESO_2_NYISO_A-F | IESO | NYISO_A-F | Internal | Summer | B2 | 25 | 1725 | 1721.75 | 231.79 | 239.47 | 7 | 0.68
2040 | IESO_2_NYISO_A-F | IESO | NYISO_A-F | Internal | Summer | B3 | 75 | 1725 | 1031.88 | 230.49 | 237.49 | 7 | 0
2040 | IESO_2_NYISO_A-F | IESO | NYISO_A-F | Internal | Summer | B4 | 100 | 1725 | 1724.91 | 148.1 | 162.89 | 7 | 7.8
2040 | IESO_2_NYISO_A-F | IESO | NYISO_A-F | Internal | Summer | B5 | 200 | 1725 | 1725 | 130.15 | 162.89 | 7 | 25.74
2040 | IESO_2_NYISO_A-F | IESO | NYISO_A-F | Internal | Summer | B6 | 300 | 1725 | 1725 | 124.22 | 162.89 | 7 | 31.67
2040 | IESO_2_NYISO_A-F | IESO | NYISO_A-F | Internal | Summer | B7 | 400 | 1725 | 1725.01 | 107.08 | 155.91 | 7 | 41.83
2040 | IESO_2_NYISO_A-F | IESO | NYISO_A-F | Internal | Summer | B8 | 500 | 1725 | 1725.01 | 101.4 | 146.28 | 7 | 37.88
2040 | IESO_2_NYISO_A-F | IESO | NYISO_A-F | Internal | Summer | B9 | 800 | 1725 | 1725 | 101.39 | 120.87 | 7 | 12.47
2040 | IESO_2_NYISO_A-F | IESO | NYISO_A-F | Internal | Summer | B10 | 1262 | 1725 | 1725 | 88.15 | 120.39 | 7 | 25.23
2040 | IESO_2_NYISO_A-F | IESO | NYISO_A-F | Internal | Winter | B16 | 25 | 1725 | 1270.12 | 105.26 | 112.27 | 7 | 0.01
2040 | IESO_2_NYISO_A-F | IESO | NYISO_A-F | Internal | Winter | B17 | 100 | 1725 | 776.58 | 102.64 | 109.63 | 7 | 0
2040 | IESO_2_NYISO_A-F | IESO | NYISO_A-F | Internal | Winter | B18 | 400 | 1725 | 1724.66 | 98.13 | 105.53 | 7 | 0.4
2040 | IESO_2_NYISO_A-F | IESO | NYISO_A-F | Internal | Winter | B19 | 700 | 1725 | 1724.68 | 98.13 | 105.52 | 7 | 0.39
2040 | IESO_2_NYISO_A-F | IESO | NYISO_A-F | Internal | Winter | B20 | 935 | 1725 | 1009.49 | 68.96 | 75.96 | 7 | 0
2040 | MAPP_CA_2_IESO | MAPP_CA | IESO | Internal | Shoulder | B11 | 25 | 330 | 1539.62 | 81.69 | 100.94 | 8 | 11.26
2040 | MAPP_CA_2_IESO | MAPP_CA | IESO | Internal | Shoulder | B12 | 200 | 330 | 1330.38 | 82.04 | 101.29 | 8 | 11.25
2040 | MAPP_CA_2_IESO | MAPP_CA | IESO | Internal | Shoulder | B13 | 600 | 330 | 989.07 | 77.67 | 96.93 | 8 | 11.25
2040 | MAPP_CA_2_IESO | MAPP_CA | IESO | Internal | Shoulder | B14 | 900 | 330 | 993.15 | 77.67 | 96.92 | 8 | 11.25
2040 | MAPP_CA_2_IESO | MAPP_CA | IESO | Internal | Shoulder | B15 | 1203 | 330 | 330 | 56.45 | 68.96 | 8 | 4.51
2040 | MAPP_CA_2_IESO | MAPP_CA | IESO | Internal | Summer | B1 | 10 | 330 | 2085.14 | 191.01 | 210.25 | 8 | 11.28
2040 | MAPP_CA_2_IESO | MAPP_CA | IESO | Internal | Summer | B2 | 25 | 330 | 2096.01 | 212.54 | 231.79 | 8 | 11.26
2040 | MAPP_CA_2_IESO | MAPP_CA | IESO | Internal | Summer | B3 | 75 | 330 | 330.2 | 214.54 | 230.49 | 8 | 7.95
2040 | MAPP_CA_2_IESO | MAPP_CA | IESO | Internal | Summer | B4 | 100 | 330 | 325.32 | 140 | 148.1 | 8 | 0.11
2040 | MAPP_CA_2_IESO | MAPP_CA | IESO | Internal | Summer | B5 | 200 | 330 | 0.11 | 126.86 | 130.15 | 8 | 0
2040 | MAPP_CA_2_IESO | MAPP_CA | IESO | Internal | Summer | B6 | 300 | 330 | 0.05 | 124.15 | 124.22 | 8 | 0
2040 | MAPP_CA_2_IESO | MAPP_CA | IESO | Internal | Summer | B7 | 400 | 330 | 329.98 | 95.62 | 107.08 | 8 | 3.46
2040 | MAPP_CA_2_IESO | MAPP_CA | IESO | Internal | Summer | B8 | 500 | 330 | 1380.15 | 82.14 | 101.4 | 8 | 11.25
2040 | MAPP_CA_2_IESO | MAPP_CA | IESO | Internal | Summer | B9 | 800 | 330 | 1400.77 | 82.14 | 101.39 | 8 | 11.25
2040 | MAPP_CA_2_IESO | MAPP_CA | IESO | Internal | Summer | B10 | 1262 | 330 | 329.98 | 75.64 | 88.15 | 8 | 4.51
2040 | MAPP_CA_2_IESO | MAPP_CA | IESO | Internal | Winter | B16 | 25 | 330 | 793.13 | 86.02 | 105.26 | 8 | 11.26
2040 | MAPP_CA_2_IESO | MAPP_CA | IESO | Internal | Winter | B17 | 100 | 330 | 450.4 | 83.39 | 102.64 | 8 | 11.25
2040 | MAPP_CA_2_IESO | MAPP_CA | IESO | Internal | Winter | B18 | 400 | 330 | 461.73 | 78.88 | 98.13 | 8 | 11.25
2040 | MAPP_CA_2_IESO | MAPP_CA | IESO | Internal | Winter | B19 | 700 | 330 | 439.72 | 78.88 | 98.13 | 8 | 11.25
2040 | MAPP_CA_2_IESO | MAPP_CA | IESO | Internal | Winter | B20 | 935 | 330 | 329.99 | 56.45 | 68.96 | 8 | 4.51
2040 | MAPP_CA_2_MAPP_US | MAPP_CA | MAPP_US | Internal | Shoulder | B11 | 25 | 372 | 371.99 | 81.69 | 112.51 | 7 | 23.83
2040 | MAPP_CA_2_MAPP_US | MAPP_CA | MAPP_US | Internal | Shoulder | B12 | 200 | 372 | 29.9 | 82.04 | 89.03 | 7 | 0
2040 | MAPP_CA_2_MAPP_US | MAPP_CA | MAPP_US | Internal | Shoulder | B13 | 600 | 372 | 371.91 | 77.67 | 85.85 | 7 | 1.18
2040 | MAPP_CA_2_MAPP_US | MAPP_CA | MAPP_US | Internal | Shoulder | B14 | 900 | 372 | 371.95 | 77.67 | 85.85 | 7 | 1.18
2040 | MAPP_CA_2_MAPP_US | MAPP_CA | MAPP_US | Internal | Shoulder | B15 | 1203 | 372 | 0 | 56.45 | 48.67 | 7 | 0
2040 | MAPP_CA_2_MAPP_US | MAPP_CA | MAPP_US | Internal | Summer | B1 | 10 | 372 | 372.18 | 191.01 | 230.89 | 7 | 32.91
2040 | MAPP_CA_2_MAPP_US | MAPP_CA | MAPP_US | Internal | Summer | B2 | 25 | 372 | 372.07 | 212.54 | 253.07 | 7 | 33.54
2040 | MAPP_CA_2_MAPP_US | MAPP_CA | MAPP_US | Internal | Summer | B3 | 75 | 372 | 372.06 | 214.54 | 261.83 | 7 | 40.29
2040 | MAPP_CA_2_MAPP_US | MAPP_CA | MAPP_US | Internal | Summer | B4 | 100 | 372 | 372.05 | 140 | 187.29 | 7 | 40.29
2040 | MAPP_CA_2_MAPP_US | MAPP_CA | MAPP_US | Internal | Summer | B5 | 200 | 372 | 372.04 | 126.86 | 180.37 | 7 | 46.51
2040 | MAPP_CA_2_MAPP_US | MAPP_CA | MAPP_US | Internal | Summer | B6 | 300 | 372 | 372.02 | 124.15 | 171.45 | 7 | 40.29
2040 | MAPP_CA_2_MAPP_US | MAPP_CA | MAPP_US | Internal | Summer | B7 | 400 | 372 | 372.02 | 95.62 | 147.9 | 7 | 45.29
2040 | MAPP_CA_2_MAPP_US | MAPP_CA | MAPP_US | Internal | Summer | B8 | 500 | 372 | 372 | 82.14 | 120.15 | 7 | 31.01
2040 | MAPP_CA_2_MAPP_US | MAPP_CA | MAPP_US | Internal | Summer | B9 | 800 | 372 | 372 | 82.14 | 120.15 | 7 | 31.01
2040 | MAPP_CA_2_MAPP_US | MAPP_CA | MAPP_US | Internal | Summer | B10 | 1262 | 372 | 0 | 75.64 | 67.86 | 7 | 0
2040 | MAPP_CA_2_MAPP_US | MAPP_CA | MAPP_US | Internal | Winter | B16 | 25 | 372 | 371.89 | 86.02 | 108.48 | 7 | 15.47
2040 | MAPP_CA_2_MAPP_US | MAPP_CA | MAPP_US | Internal | Winter | B17 | 100 | 372 | 371.98 | 83.39 | 108.49 | 7 | 18.1
2040 | MAPP_CA_2_MAPP_US | MAPP_CA | MAPP_US | Internal | Winter | B18 | 400 | 372 | 372 | 78.88 | 108.49 | 7 | 22.61
2040 | MAPP_CA_2_MAPP_US | MAPP_CA | MAPP_US | Internal | Winter | B19 | 700 | 372 | 372 | 78.88 | 108.49 | 7 | 22.61
2040 | MAPP_CA_2_MAPP_US | MAPP_CA | MAPP_US | Internal | Winter | B20 | 935 | 372 | 0 | 56.45 | 48.67 | 7 | 0
2040 | MAPP_CA_2_MISO_W | MAPP_CA | MISO_W | Internal | Shoulder | B11 | 25 | 1970 | 1970.46 | 81.69 | 130.5 | 0.01 | 48.8
2040 | MAPP_CA_2_MISO_W | MAPP_CA | MISO_W | Internal | Shoulder | B12 | 200 | 1970 | 1970.05 | 82.04 | 128.92 | 0.01 | 46.87
2040 | MAPP_CA_2_MISO_W | MAPP_CA | MISO_W | Internal | Shoulder | B13 | 600 | 1970 | 1970.02 | 77.67 | 124.81 | 0.01 | 47.12
2040 | MAPP_CA_2_MISO_W | MAPP_CA | MISO_W | Internal | Shoulder | B14 | 900 | 1970 | 1970.01 | 77.67 | 122.21 | 0.01 | 44.53
2040 | MAPP_CA_2_MISO_W | MAPP_CA | MISO_W | Internal | Shoulder | B15 | 1203 | 1970 | 1.88 | 56.45 | 56.43 | 0.01 | 0
2040 | MAPP_CA_2_MISO_W | MAPP_CA | MISO_W | Internal | Summer | B1 | 10 | 1970 | 1970.81 | 191.01 | 237.89 | 0.01 | 46.87
2040 | MAPP_CA_2_MISO_W | MAPP_CA | MISO_W | Internal | Summer | B2 | 25 | 1970 | 1970.39 | 212.54 | 260.08 | 0.01 | 47.53
2040 | MAPP_CA_2_MISO_W | MAPP_CA | MISO_W | Internal | Summer | B3 | 75 | 1970 | 3599.13 | 214.54 | 268.83 | 0.01 | 54.28
2040 | MAPP_CA_2_MISO_W | MAPP_CA | MISO_W | Internal | Summer | B4 | 100 | 1970 | 3474.5 | 140 | 194.29 | 0.01 | 54.28
2040 | MAPP_CA_2_MISO_W | MAPP_CA | MISO_W | Internal | Summer | B5 | 200 | 1970 | 3677.65 | 126.86 | 181.15 | 0.01 | 54.28
2040 | MAPP_CA_2_MISO_W | MAPP_CA | MISO_W | Internal | Summer | B6 | 300 | 1970 | 3538.88 | 124.15 | 178.45 | 0.01 | 54.28
2040 | MAPP_CA_2_MISO_W | MAPP_CA | MISO_W | Internal | Summer | B7 | 400 | 1970 | 3147.84 | 95.62 | 149.91 | 0.01 | 54.28
2040 | MAPP_CA_2_MISO_W | MAPP_CA | MISO_W | Internal | Summer | B8 | 500 | 1970 | 1970.02 | 82.14 | 129.4 | 0.01 | 47.25
2040 | MAPP_CA_2_MISO_W | MAPP_CA | MISO_W | Internal | Summer | B9 | 800 | 1970 | 1970.01 | 82.14 | 127.15 | 0.01 | 45
2040 | MAPP_CA_2_MISO_W | MAPP_CA | MISO_W | Internal | Summer | B10 | 1262 | 1970 | 2.06 | 75.64 | 75.63 | 0.01 | 0
2040 | MAPP_CA_2_MISO_W | MAPP_CA | MISO_W | Internal | Winter | B16 | 25 | 1970 | 1970.32 | 86.02 | 132.88 | 0.01 | 46.86
2040 | MAPP_CA_2_MISO_W | MAPP_CA | MISO_W | Internal | Winter | B17 | 100 | 1970 | 1970.08 | 83.39 | 130.25 | 0.01 | 46.85
2040 | MAPP_CA_2_MISO_W | MAPP_CA | MISO_W | Internal | Winter | B18 | 400 | 1970 | 1970.02 | 78.88 | 126.14 | 0.01 | 47.25
2040 | MAPP_CA_2_MISO_W | MAPP_CA | MISO_W | Internal | Winter | B19 | 700 | 1970 | 1970.01 | 78.88 | 126.13 | 0.01 | 47.25
2040 | MAPP_CA_2_MISO_W | MAPP_CA | MISO_W | Internal | Winter | B20 | 935 | 1970 | 2.53 | 56.45 | 56.44 | 0.01 | 0
2040 | MAPP_US_2_MAPP_CA | MAPP_US | MAPP_CA | Internal | Shoulder | B11 | 25 | 165 | 0.17 | 112.51 | 81.69 | 7 | 0.02
2040 | MAPP_US_2_MAPP_CA | MAPP_US | MAPP_CA | Internal | Shoulder | B12 | 200 | 165 | 0.05 | 89.03 | 82.04 | 7 | 0
2040 | MAPP_US_2_MAPP_CA | MAPP_US | MAPP_CA | Internal | Shoulder | B13 | 600 | 165 | 0.02 | 85.85 | 77.67 | 7 | 0
2040 | MAPP_US_2_MAPP_CA | MAPP_US | MAPP_CA | Internal | Shoulder | B14 | 900 | 165 | 0.01 | 85.85 | 77.67 | 7 | 0
2040 | MAPP_US_2_MAPP_CA | MAPP_US | MAPP_CA | Internal | Shoulder | B15 | 1203 | 165 | 164.97 | 48.67 | 56.45 | 7 | 0.77
2040 | MAPP_US_2_MAPP_CA | MAPP_US | MAPP_CA | Internal | Summer | B1 | 10 | 165 | 0.34 | 230.89 | 191.01 | 7 | 0.05
2040 | MAPP_US_2_MAPP_CA | MAPP_US | MAPP_CA | Internal | Summer | B2 | 25 | 165 | 0.14 | 253.07 | 212.54 | 7 | 0.02
2040 | MAPP_US_2_MAPP_CA | MAPP_US | MAPP_CA | Internal | Summer | B3 | 75 | 165 | 0.04 | 261.83 | 214.54 | 7 | 0.01
2040 | MAPP_US_2_MAPP_CA | MAPP_US | MAPP_CA | Internal | Summer | B4 | 100 | 165 | 0.03 | 187.29 | 140 | 7 | 0.01
2040 | MAPP_US_2_MAPP_CA | MAPP_US | MAPP_CA | Internal | Summer | B5 | 200 | 165 | 0.01 | 180.37 | 126.86 | 7 | 0
2040 | MAPP_US_2_MAPP_CA | MAPP_US | MAPP_CA | Internal | Summer | B6 | 300 | 165 | 0.01 | 171.45 | 124.15 | 7 | 0
2040 | MAPP_US_2_MAPP_CA | MAPP_US | MAPP_CA | Internal | Summer | B7 | 400 | 165 | 0 | 147.9 | 95.62 | 7 | 0
2040 | MAPP_US_2_MAPP_CA | MAPP_US | MAPP_CA | Internal | Summer | B8 | 500 | 165 | 0 | 120.15 | 82.14 | 7 | 0
2040 | MAPP_US_2_MAPP_CA | MAPP_US | MAPP_CA | Internal | Summer | B9 | 800 | 165 | 0 | 120.15 | 82.14 | 7 | 0
2040 | MAPP_US_2_MAPP_CA | MAPP_US | MAPP_CA | Internal | Summer | B10 | 1262 | 165 | 164.97 | 67.86 | 75.64 | 7 | 0.79
2040 | MAPP_US_2_MAPP_CA | MAPP_US | MAPP_CA | Internal | Winter | B16 | 25 | 165 | 0.22 | 108.48 | 86.02 | 7 | 0.02
2040 | MAPP_US_2_MAPP_CA | MAPP_US | MAPP_CA | Internal | Winter | B17 | 100 | 165 | 0.05 | 108.49 | 83.39 | 7 | 0.01
2040 | MAPP_US_2_MAPP_CA | MAPP_US | MAPP_CA | Internal | Winter | B18 | 400 | 165 | 0.01 | 108.49 | 78.88 | 7 | 0
2040 | MAPP_US_2_MAPP_CA | MAPP_US | MAPP_CA | Internal | Winter | B19 | 700 | 165 | 0 | 108.49 | 78.88 | 7 | 0
2040 | MAPP_US_2_MAPP_CA | MAPP_US | MAPP_CA | Internal | Winter | B20 | 935 | 165 | 164.97 | 48.67 | 56.45 | 7 | 0.77
2040 | MAPP_US_2_MISO_W | MAPP_US | MISO_W | Internal | Shoulder | B11 | 25 | 2635 | 2634.85 | 112.51 | 130.5 | 7 | 11
2040 | MAPP_US_2_MISO_W | MAPP_US | MISO_W | Internal | Shoulder | B12 | 200 | 2635 | 2635.04 | 89.03 | 128.92 | 7 | 32.89
2040 | MAPP_US_2_MISO_W | MAPP_US | MISO_W | Internal | Shoulder | B13 | 600 | 2635 | 2635.01 | 85.85 | 124.81 | 7 | 31.96
2040 | MAPP_US_2_MISO_W | MAPP_US | MISO_W | Internal | Shoulder | B14 | 900 | 2635 | 2635 | 85.85 | 122.21 | 7 | 29.36
2040 | MAPP_US_2_MISO_W | MAPP_US | MISO_W | Internal | Shoulder | B15 | 1203 | 2635 | 2634.92 | 48.67 | 56.43 | 7 | 0.76
2040 | MAPP_US_2_MISO_W | MAPP_US | MISO_W | Internal | Summer | B1 | 10 | 2635 | 1214.72 | 230.89 | 237.89 | 7 | 0.01
2040 | MAPP_US_2_MISO_W | MAPP_US | MISO_W | Internal | Summer | B2 | 25 | 2635 | 2385.66 | 253.07 | 260.08 | 7 | 0.01
2040 | MAPP_US_2_MISO_W | MAPP_US | MISO_W | Internal | Summer | B3 | 75 | 2635 | 722.8 | 261.83 | 268.83 | 7 | 0
2040 | MAPP_US_2_MISO_W | MAPP_US | MISO_W | Internal | Summer | B4 | 100 | 2635 | 592.07 | 187.29 | 194.29 | 7 | 0
2040 | MAPP_US_2_MISO_W | MAPP_US | MISO_W | Internal | Summer | B5 | 200 | 2635 | 0.22 | 180.37 | 181.15 | 7 | 0
2040 | MAPP_US_2_MISO_W | MAPP_US | MISO_W | Internal | Summer | B6 | 300 | 2635 | 203.08 | 171.45 | 178.45 | 7 | 0
2040 | MAPP_US_2_MISO_W | MAPP_US | MISO_W | Internal | Summer | B7 | 400 | 2635 | 0.06 | 147.9 | 149.91 | 7 | 0
2040 | MAPP_US_2_MISO_W | MAPP_US | MISO_W | Internal | Summer | B8 | 500 | 2635 | 2634.94 | 120.15 | 129.4 | 7 | 2.25
2040 | MAPP_US_2_MISO_W | MAPP_US | MISO_W | Internal | Summer | B9 | 800 | 2635 | 2525.82 | 120.15 | 127.15 | 7 | 0
2040 | MAPP_US_2_MISO_W | MAPP_US | MISO_W | Internal | Summer | B10 | 1262 | 2635 | 2634.92 | 67.86 | 75.63 | 7 | 0.77
2040 | MAPP_US_2_MISO_W | MAPP_US | MISO_W | Internal | Winter | B16 | 25 | 2635 | 2634.99 | 108.48 | 132.88 | 7 | 17.41
2040 | MAPP_US_2_MISO_W | MAPP_US | MISO_W | Internal | Winter | B17 | 100 | 2635 | 2634.98 | 108.49 | 130.25 | 7 | 14.76
2040 | MAPP_US_2_MISO_W | MAPP_US | MISO_W | Internal | Winter | B18 | 400 | 2635 | 2634.99 | 108.49 | 126.14 | 7 | 10.65
2040 | MAPP_US_2_MISO_W | MAPP_US | MISO_W | Internal | Winter | B19 | 700 | 2635 | 2634.99 | 108.49 | 126.13 | 7 | 10.64
2040 | MAPP_US_2_MISO_W | MAPP_US | MISO_W | Internal | Winter | B20 | 935 | 2635 | 2634.9 | 48.67 | 56.44 | 7 | 0.76
2040 | MAPP_US_2_NE | MAPP_US | NE | Internal | Shoulder | B11 | 25 | 2000 | 0.49 | 112.51 | 107.5 | 7 | 0
2040 | MAPP_US_2_NE | MAPP_US | NE | Internal | Shoulder | B12 | 200 | 2000 | 0.04 | 89.03 | 76.25 | 7 | 0
2040 | MAPP_US_2_NE | MAPP_US | NE | Internal | Shoulder | B13 | 600 | 2000 | 0.02 | 85.85 | 72.13 | 7 | 0
2040 | MAPP_US_2_NE | MAPP_US | NE | Internal | Shoulder | B14 | 900 | 2000 | 0 | 85.85 | 68.49 | 7 | 0
2040 | MAPP_US_2_NE | MAPP_US | NE | Internal | Shoulder | B15 | 1203 | 2000 | 0 | 48.67 | 3.77 | 7 | 0
2040 | MAPP_US_2_NE | MAPP_US | NE | Internal | Summer | B1 | 10 | 2000 | 0.53 | 230.89 | 207.59 | 7 | 0
2040 | MAPP_US_2_NE | MAPP_US | NE | Internal | Summer | B2 | 25 | 2000 | 0.2 | 253.07 | 223.25 | 7 | 0
2040 | MAPP_US_2_NE | MAPP_US | NE | Internal | Summer | B3 | 75 | 2000 | 0.4 | 261.83 | 263.8 | 7 | 0
2040 | MAPP_US_2_NE | MAPP_US | NE | Internal | Summer | B4 | 100 | 2000 | 0.32 | 187.29 | 189.29 | 7 | 0
2040 | MAPP_US_2_NE | MAPP_US | NE | Internal | Summer | B5 | 200 | 2000 | 0.13 | 180.37 | 177.21 | 7 | 0
2040 | MAPP_US_2_NE | MAPP_US | NE | Internal | Summer | B6 | 300 | 2000 | 0.42 | 171.45 | 176.79 | 7 | 0
2040 | MAPP_US_2_NE | MAPP_US | NE | Internal | Summer | B7 | 400 | 2000 | 846.26 | 147.9 | 154.9 | 7 | 0
2040 | MAPP_US_2_NE | MAPP_US | NE | Internal | Summer | B8 | 500 | 2000 | 0.02 | 120.15 | 87.76 | 7 | 0
2040 | MAPP_US_2_NE | MAPP_US | NE | Internal | Summer | B9 | 800 | 2000 | 0 | 120.15 | 83.12 | 7 | 0
2040 | MAPP_US_2_NE | MAPP_US | NE | Internal | Summer | B10 | 1262 | 2000 | 0 | 67.86 | 22.96 | 7 | 0
2040 | MAPP_US_2_NE | MAPP_US | NE | Internal | Winter | B16 | 25 | 2000 | 0.19 | 108.48 | 79.17 | 7 | 0
2040 | MAPP_US_2_NE | MAPP_US | NE | Internal | Winter | B17 | 100 | 2000 | 0.05 | 108.49 | 76.54 | 7 | 0
2040 | MAPP_US_2_NE | MAPP_US | NE | Internal | Winter | B18 | 400 | 2000 | 0.01 | 108.49 | 72.43 | 7 | 0
2040 | MAPP_US_2_NE | MAPP_US | NE | Internal | Winter | B19 | 700 | 2000 | 0 | 108.49 | 72.42 | 7 | 0
2040 | MAPP_US_2_NE | MAPP_US | NE | Internal | Winter | B20 | 935 | 2000 | 0 | 48.67 | 3.77 | 7 | 0
2040 | MARITIMES_2_NEISO | MARITIMES | NEISO | Internal | Shoulder | B11 | 25 | 99999 | 1720.6 | 111.33 | 111.34 | 0.01 | 0
2040 | MARITIMES_2_NEISO | MARITIMES | NEISO | Internal | Shoulder | B12 | 200 | 99999 | 1717.52 | 111.31 | 111.32 | 0.01 | 0
2040 | MARITIMES_2_NEISO | MARITIMES | NEISO | Internal | Shoulder | B13 | 600 | 99999 | 1704.87 | 107.19 | 107.21 | 0.01 | 0
2040 | MARITIMES_2_NEISO | MARITIMES | NEISO | Internal | Shoulder | B14 | 900 | 99999 | 1682.73 | 106.92 | 106.93 | 0.01 | 0
2040 | MARITIMES_2_NEISO | MARITIMES | NEISO | Internal | Shoulder | B15 | 1203 | 99999 | 648.08 | 78.61 | 78.63 | 0.01 | 0
2040 | MARITIMES_2_NEISO | MARITIMES | NEISO | Internal | Summer | B1 | 10 | 99999 | 1900.01 | 220.28 | 220.29 | 0.01 | 0
2040 | MARITIMES_2_NEISO | MARITIMES | NEISO | Internal | Summer | B2 | 25 | 99999 | 1878.73 | 242.47 | 242.49 | 0.01 | 0
2040 | MARITIMES_2_NEISO | MARITIMES | NEISO | Internal | Summer | B3 | 75 | 99999 | 1836.48 | 240.49 | 240.5 | 0.01 | 0
2040 | MARITIMES_2_NEISO | MARITIMES | NEISO | Internal | Summer | B4 | 100 | 99999 | 1800.06 | 165.89 | 165.9 | 0.01 | 0
2040 | MARITIMES_2_NEISO | MARITIMES | NEISO | Internal | Summer | B5 | 200 | 99999 | 1780.26 | 165.89 | 165.9 | 0.01 | 0
2040 | MARITIMES_2_NEISO | MARITIMES | NEISO | Internal | Summer | B6 | 300 | 99999 | 1757.93 | 165.88 | 165.89 | 0.01 | 0
2040 | MARITIMES_2_NEISO | MARITIMES | NEISO | Internal | Summer | B7 | 400 | 99999 | 1732.33 | 158.9 | 158.91 | 0.01 | 0
2040 | MARITIMES_2_NEISO | MARITIMES | NEISO | Internal | Summer | B8 | 500 | 99999 | 1712.21 | 149.27 | 149.28 | 0.01 | 0
2040 | MARITIMES_2_NEISO | MARITIMES | NEISO | Internal | Summer | B9 | 800 | 99999 | 1687.55 | 123.87 | 123.88 | 0.01 | 0
2040 | MARITIMES_2_NEISO | MARITIMES | NEISO | Internal | Summer | B10 | 1262 | 99999 | 465.15 | 123.38 | 123.39 | 0.01 | 0
2040 | MARITIMES_2_NEISO | MARITIMES | NEISO | Internal | Winter | B16 | 25 | 99999 | 1765.17 | 115.27 | 115.28 | 0.01 | 0
2040 | MARITIMES_2_NEISO | MARITIMES | NEISO | Internal | Winter | B17 | 100 | 99999 | 1747.4 | 112.64 | 112.65 | 0.01 | 0
2040 | MARITIMES_2_NEISO | MARITIMES | NEISO | Internal | Winter | B18 | 400 | 99999 | 1733.74 | 108.53 | 108.54 | 0.01 | 0
2040 | MARITIMES_2_NEISO | MARITIMES | NEISO | Internal | Winter | B19 | 700 | 99999 | 1708.23 | 108.52 | 108.53 | 0.01 | 0
2040 | MARITIMES_2_NEISO | MARITIMES | NEISO | Internal | Winter | B20 | 935 | 99999 | 723.45 | 78.94 | 78.95 | 0.01 | 0
2040 | MISO_IN_2_MISO_MI | MISO_IN | MISO_MI | Internal | Shoulder | B11 | 25 | 5000 | 4998.9 | 149.84 | 151.81 | 0.01 | 1.96
2040 | MISO_IN_2_MISO_MI | MISO_IN | MISO_MI | Internal | Shoulder | B12 | 200 | 5000 | 4999.91 | 149.63 | 151.79 | 0.01 | 2.15
2040 | MISO_IN_2_MISO_MI | MISO_IN | MISO_MI | Internal | Shoulder | B13 | 600 | 5000 | 4368.75 | 147.66 | 147.67 | 0.01 | 0
2040 | MISO_IN_2_MISO_MI | MISO_IN | MISO_MI | Internal | Shoulder | B14 | 900 | 5000 | 4824.76 | 145.76 | 145.77 | 0.01 | 0
2040 | MISO_IN_2_MISO_MI | MISO_IN | MISO_MI | Internal | Shoulder | B15 | 1203 | 5000 | 5000.04 | 74.37 | 80.01 | 0.01 | 5.63
2040 | MISO_IN_2_MISO_MI | MISO_IN | MISO_MI | Internal | Summer | B1 | 10 | 5000 | 5001.1 | 255.82 | 260.46 | 0.01 | 4.63
2040 | MISO_IN_2_MISO_MI | MISO_IN | MISO_MI | Internal | Summer | B2 | 25 | 5000 | 5000.29 | 278.02 | 282.66 | 0.01 | 4.63
2040 | MISO_IN_2_MISO_MI | MISO_IN | MISO_MI | Internal | Summer | B3 | 75 | 5000 | 4999.24 | 276.08 | 277.07 | 0.01 | 0.97
2040 | MISO_IN_2_MISO_MI | MISO_IN | MISO_MI | Internal | Summer | B4 | 100 | 5000 | 4887.98 | 198.92 | 198.94 | 0.01 | 0.01
2040 | MISO_IN_2_MISO_MI | MISO_IN | MISO_MI | Internal | Summer | B5 | 200 | 5000 | 4999.89 | 177.37 | 181.02 | 0.01 | 3.64
2040 | MISO_IN_2_MISO_MI | MISO_IN | MISO_MI | Internal | Summer | B6 | 300 | 5000 | 5000 | 170.16 | 175.09 | 0.01 | 4.92
2040 | MISO_IN_2_MISO_MI | MISO_IN | MISO_MI | Internal | Summer | B7 | 400 | 5000 | 4999.8 | 156.97 | 157.95 | 0.01 | 0.97
2040 | MISO_IN_2_MISO_MI | MISO_IN | MISO_MI | Internal | Summer | B8 | 500 | 5000 | 2888.37 | 152.26 | 152.27 | 0.01 | 0
2040 | MISO_IN_2_MISO_MI | MISO_IN | MISO_MI | Internal | Summer | B9 | 800 | 5000 | 961.01 | 152.25 | 152.27 | 0.01 | 0
2040 | MISO_IN_2_MISO_MI | MISO_IN | MISO_MI | Internal | Summer | B10 | 1262 | 5000 | 4999.95 | 100.46 | 101.63 | 0.01 | 1.16
2040 | MISO_IN_2_MISO_MI | MISO_IN | MISO_MI | Internal | Winter | B16 | 25 | 5000 | 5000.77 | 150.82 | 156.13 | 0.01 | 5.3
2040 | MISO_IN_2_MISO_MI | MISO_IN | MISO_MI | Internal | Winter | B17 | 100 | 5000 | 3706.1 | 153.49 | 153.51 | 0.01 | 0
2040 | MISO_IN_2_MISO_MI | MISO_IN | MISO_MI | Internal | Winter | B18 | 400 | 5000 | 4999.93 | 147.23 | 149 | 0.01 | 1.76
2040 | MISO_IN_2_MISO_MI | MISO_IN | MISO_MI | Internal | Winter | B19 | 700 | 5000 | 5000 | 145.77 | 149 | 0.01 | 3.22
2040 | MISO_IN_2_MISO_MI | MISO_IN | MISO_MI | Internal | Winter | B20 | 935 | 5000 | 5000.1 | 74.37 | 80.42 | 0.01 | 6.04
2040 | MISO_IN_2_MISO_MO-IL | MISO_IN | MISO_MO-IL | Internal | Shoulder | B11 | 25 | 5000 | 105.91 | 149.84 | 149.83 | 0.01 | 0
2040 | MISO_IN_2_MISO_MO-IL | MISO_IN | MISO_MO-IL | Internal | Shoulder | B12 | 200 | 5000 | 0.1 | 149.63 | 143.46 | 0.01 | 0
2040 | MISO_IN_2_MISO_MO-IL | MISO_IN | MISO_MO-IL | Internal | Shoulder | B13 | 600 | 5000 | 0.03 | 147.66 | 139.34 | 0.01 | 0
2040 | MISO_IN_2_MISO_MO-IL | MISO_IN | MISO_MO-IL | Internal | Shoulder | B14 | 900 | 5000 | 0.02 | 145.76 | 136.74 | 0.01 | 0
2040 | MISO_IN_2_MISO_MO-IL | MISO_IN | MISO_MO-IL | Internal | Shoulder | B15 | 1203 | 5000 | 0.02 | 74.37 | 70.97 | 0.01 | 0
2040 | MISO_IN_2_MISO_MO-IL | MISO_IN | MISO_MO-IL | Internal | Summer | B1 | 10 | 5000 | 2.73 | 255.82 | 252.42 | 0.01 | 0
2040 | MISO_IN_2_MISO_MO-IL | MISO_IN | MISO_MO-IL | Internal | Summer | B2 | 25 | 5000 | 4999.6 | 278.02 | 282.91 | 0.01 | 4.88
2040 | MISO_IN_2_MISO_MO-IL | MISO_IN | MISO_MO-IL | Internal | Summer | B3 | 75 | 5000 | 4999.91 | 276.08 | 281.02 | 0.01 | 4.92
2040 | MISO_IN_2_MISO_MO-IL | MISO_IN | MISO_MO-IL | Internal | Summer | B4 | 100 | 5000 | 4998.54 | 198.92 | 199.28 | 0.01 | 0.36
2040 | MISO_IN_2_MISO_MO-IL | MISO_IN | MISO_MO-IL | Internal | Summer | B5 | 200 | 5000 | 4999.91 | 177.37 | 182.22 | 0.01 | 4.84
2040 | MISO_IN_2_MISO_MO-IL | MISO_IN | MISO_MO-IL | Internal | Summer | B6 | 300 | 5000 | 4999.98 | 170.16 | 178.46 | 0.01 | 8.29
2040 | MISO_IN_2_MISO_MO-IL | MISO_IN | MISO_MO-IL | Internal | Summer | B7 | 400 | 5000 | 4999.92 | 156.97 | 161.91 | 0.01 | 4.93
2040 | MISO_IN_2_MISO_MO-IL | MISO_IN | MISO_MO-IL | Internal | Summer | B8 | 500 | 5000 | 962.61 | 152.26 | 152.27 | 0.01 | 0
2040 | MISO_IN_2_MISO_MO-IL | MISO_IN | MISO_MO-IL | Internal | Summer | B9 | 800 | 5000 | 0.07 | 152.25 | 150.3 | 0.01 | 0
2040 | MISO_IN_2_MISO_MO-IL | MISO_IN | MISO_MO-IL | Internal | Summer | B10 | 1262 | 5000 | 0.01 | 100.46 | 90.16 | 0.01 | 0
2040 | MISO_IN_2_MISO_MO-IL | MISO_IN | MISO_MO-IL | Internal | Winter | B16 | 25 | 5000 | 1.31 | 150.82 | 148.09 | 0.01 | 0
2040 | MISO_IN_2_MISO_MO-IL | MISO_IN | MISO_MO-IL | Internal | Winter | B17 | 100 | 5000 | 0.15 | 153.49 | 144.78 | 0.01 | 0
2040 | MISO_IN_2_MISO_MO-IL | MISO_IN | MISO_MO-IL | Internal | Winter | B18 | 400 | 5000 | 0.05 | 147.23 | 140.67 | 0.01 | 0
2040 | MISO_IN_2_MISO_MO-IL | MISO_IN | MISO_MO-IL | Internal | Winter | B19 | 700 | 5000 | 0.03 | 145.77 | 140.67 | 0.01 | 0
2040 | MISO_IN_2_MISO_MO-IL | MISO_IN | MISO_MO-IL | Internal | Winter | B20 | 935 | 5000 | 0.03 | 74.37 | 70.97 | 0.01 | 0
2040 | MISO_IN_2_NonRTO_Midwest | MISO_IN | NonRTO_Midwest | Internal | Shoulder | B11 | 25 | 4800 | 13.84 | 149.84 | 157.63 | 8 | 0
2040 | MISO_IN_2_NonRTO_Midwest | MISO_IN | NonRTO_Midwest | Internal | Shoulder | B12 | 200 | 4800 | 154.35 | 149.63 | 157.63 | 8 | 0
2040 | MISO_IN_2_NonRTO_Midwest | MISO_IN | NonRTO_Midwest | Internal | Shoulder | B13 | 600 | 4800 | 0.11 | 147.66 | 153.75 | 8 | 0
2040 | MISO_IN_2_NonRTO_Midwest | MISO_IN | NonRTO_Midwest | Internal | Shoulder | B14 | 900 | 4800 | 5.13 | 145.76 | 153.74 | 8 | 0
2040 | MISO_IN_2_NonRTO_Midwest | MISO_IN | NonRTO_Midwest | Internal | Shoulder | B15 | 1203 | 4800 | 0.13 | 74.37 | 79.52 | 8 | 0
2040 | MISO_IN_2_NonRTO_Midwest | MISO_IN | NonRTO_Midwest | Internal | Summer | B1 | 10 | 4800 | 881.92 | 255.82 | 263.8 | 8 | 0
2040 | MISO_IN_2_NonRTO_Midwest | MISO_IN | NonRTO_Midwest | Internal | Summer | B2 | 25 | 4800 | 679.62 | 278.02 | 286.01 | 8 | 0
2040 | MISO_IN_2_NonRTO_Midwest | MISO_IN | NonRTO_Midwest | Internal | Summer | B3 | 75 | 4800 | 164.08 | 276.08 | 284.07 | 8 | 0
2040 | MISO_IN_2_NonRTO_Midwest | MISO_IN | NonRTO_Midwest | Internal | Summer | B4 | 100 | 4800 | 0.26 | 198.92 | 199.28 | 8 | 0
2040 | MISO_IN_2_NonRTO_Midwest | MISO_IN | NonRTO_Midwest | Internal | Summer | B5 | 200 | 4800 | 0.07 | 177.37 | 173.82 | 8 | 0
2040 | MISO_IN_2_NonRTO_Midwest | MISO_IN | NonRTO_Midwest | Internal | Summer | B6 | 300 | 4800 | 0.04 | 170.16 | 163.52 | 8 | 0
2040 | MISO_IN_2_NonRTO_Midwest | MISO_IN | NonRTO_Midwest | Internal | Summer | B7 | 400 | 4800 | 0.04 | 156.97 | 156.06 | 8 | 0
2040 | MISO_IN_2_NonRTO_Midwest | MISO_IN | NonRTO_Midwest | Internal | Summer | B8 | 500 | 4800 | 0.07 | 152.26 | 156.06 | 8 | 0
2040 | MISO_IN_2_NonRTO_Midwest | MISO_IN | NonRTO_Midwest | Internal | Summer | B9 | 800 | 4800 | 0.05 | 152.25 | 156.06 | 8 | 0
2040 | MISO_IN_2_NonRTO_Midwest | MISO_IN | NonRTO_Midwest | Internal | Summer | B10 | 1262 | 4800 | 0.01 | 100.46 | 95.63 | 8 | 0
2040 | MISO_IN_2_NonRTO_Midwest | MISO_IN | NonRTO_Midwest | Internal | Winter | B16 | 25 | 4800 | 3817.44 | 150.82 | 158.81 | 8 | 0
2040 | MISO_IN_2_NonRTO_Midwest | MISO_IN | NonRTO_Midwest | Internal | Winter | B17 | 100 | 4800 | 1692.52 | 153.49 | 161.49 | 8 | 0
2040 | MISO_IN_2_NonRTO_Midwest | MISO_IN | NonRTO_Midwest | Internal | Winter | B18 | 400 | 4800 | 1860.45 | 147.23 | 155.23 | 8 | 0
2040 | MISO_IN_2_NonRTO_Midwest | MISO_IN | NonRTO_Midwest | Internal | Winter | B19 | 700 | 4800 | 1895.56 | 145.77 | 153.77 | 8 | 0
2040 | MISO_IN_2_NonRTO_Midwest | MISO_IN | NonRTO_Midwest | Internal | Winter | B20 | 935 | 4800 | 2078.75 | 74.37 | 82.37 | 8 | 0
2040 | MISO_IN_2_PJM_ROR | MISO_IN | PJM_ROR | Internal | Shoulder | B11 | 25 | 992 | 991.84 | 149.84 | 153.81 | 2 | 1.98
2040 | MISO_IN_2_PJM_ROR | MISO_IN | PJM_ROR | Internal | Shoulder | B12 | 200 | 992 | 992.21 | 149.63 | 153.79 | 2 | 2.16
2040 | MISO_IN_2_PJM_ROR | MISO_IN | PJM_ROR | Internal | Shoulder | B13 | 600 | 992 | 982.59 | 147.66 | 149.67 | 2 | 0.01
2040 | MISO_IN_2_PJM_ROR | MISO_IN | PJM_ROR | Internal | Shoulder | B14 | 900 | 992 | 0.53 | 145.76 | 147.07 | 2 | 0
2040 | MISO_IN_2_PJM_ROR | MISO_IN | PJM_ROR | Internal | Shoulder | B15 | 1203 | 992 | 1745.65 | 74.37 | 81.3 | 2 | 4.93
2040 | MISO_IN_2_PJM_ROR | MISO_IN | PJM_ROR | Internal | Summer | B1 | 10 | 992 | 13074.88 | 255.82 | 262.75 | 2 | 4.94
2040 | MISO_IN_2_PJM_ROR | MISO_IN | PJM_ROR | Internal | Summer | B2 | 25 | 992 | 2238.35 | 278.02 | 284.95 | 2 | 4.94
2040 | MISO_IN_2_PJM_ROR | MISO_IN | PJM_ROR | Internal | Summer | B3 | 75 | 992 | 2383.86 | 276.08 | 283.02 | 2 | 4.93
2040 | MISO_IN_2_PJM_ROR | MISO_IN | PJM_ROR | Internal | Summer | B4 | 100 | 992 | 991.35 | 198.92 | 201.28 | 2 | 0.37
2040 | MISO_IN_2_PJM_ROR | MISO_IN | PJM_ROR | Internal | Summer | B5 | 200 | 992 | 995.27 | 177.37 | 184.22 | 2 | 4.85
2040 | MISO_IN_2_PJM_ROR | MISO_IN | PJM_ROR | Internal | Summer | B6 | 300 | 992 | 1880.1 | 170.16 | 177.09 | 2 | 4.93
2040 | MISO_IN_2_PJM_ROR | MISO_IN | PJM_ROR | Internal | Summer | B7 | 400 | 992 | 2597.88 | 156.97 | 163.9 | 2 | 4.93
2040 | MISO_IN_2_PJM_ROR | MISO_IN | PJM_ROR | Internal | Summer | B8 | 500 | 992 | 979.94 | 152.26 | 154.27 | 2 | 0.01
2040 | MISO_IN_2_PJM_ROR | MISO_IN | PJM_ROR | Internal | Summer | B9 | 800 | 992 | 0.07 | 152.25 | 152.02 | 2 | 0
2040 | MISO_IN_2_PJM_ROR | MISO_IN | PJM_ROR | Internal | Summer | B10 | 1262 | 992 | 0.04 | 100.46 | 100.5 | 2 | 0
2040 | MISO_IN_2_PJM_ROR | MISO_IN | PJM_ROR | Internal | Winter | B16 | 25 | 992 | 3291.84 | 150.82 | 157.75 | 2 | 4.94
2040 | MISO_IN_2_PJM_ROR | MISO_IN | PJM_ROR | Internal | Winter | B17 | 100 | 992 | 2.12 | 153.49 | 155.12 | 2 | 0
2040 | MISO_IN_2_PJM_ROR | MISO_IN | PJM_ROR | Internal | Winter | B18 | 400 | 992 | 992.13 | 147.23 | 151.01 | 2 | 1.78
2040 | MISO_IN_2_PJM_ROR | MISO_IN | PJM_ROR | Internal | Winter | B19 | 700 | 992 | 992.18 | 145.77 | 151 | 2 | 3.23
2040 | MISO_IN_2_PJM_ROR | MISO_IN | PJM_ROR | Internal | Winter | B20 | 935 | 992 | 2284.93 | 74.37 | 81.3 | 2 | 4.93
2040 | MISO_MI_2_IESO | MISO_MI | IESO | Internal | Shoulder | B11 | 25 | 1580 | 0.12 | 151.81 | 100.94 | 8 | 0
2040 | MISO_MI_2_IESO | MISO_MI | IESO | Internal | Shoulder | B12 | 200 | 1580 | 0.02 | 151.79 | 101.29 | 8 | 0
2040 | MISO_MI_2_IESO | MISO_MI | IESO | Internal | Shoulder | B13 | 600 | 1580 | 0 | 147.67 | 96.93 | 8 | 0
2040 | MISO_MI_2_IESO | MISO_MI | IESO | Internal | Shoulder | B14 | 900 | 1580 | 0 | 145.77 | 96.92 | 8 | 0
2040 | MISO_MI_2_IESO | MISO_MI | IESO | Internal | Shoulder | B15 | 1203 | 1580 | 0 | 80.01 | 68.96 | 8 | 0
2040 | MISO_MI_2_IESO | MISO_MI | IESO | Internal | Summer | B1 | 10 | 1580 | 0.29 | 260.46 | 210.25 | 8 | 0.01
2040 | MISO_MI_2_IESO | MISO_MI | IESO | Internal | Summer | B2 | 25 | 1580 | 0.11 | 282.66 | 231.79 | 8 | 0
2040 | MISO_MI_2_IESO | MISO_MI | IESO | Internal | Summer | B3 | 75 | 1580 | 0.04 | 277.07 | 230.49 | 8 | 0
2040 | MISO_MI_2_IESO | MISO_MI | IESO | Internal | Summer | B4 | 100 | 1580 | 0.03 | 198.94 | 148.1 | 8 | 0
2040 | MISO_MI_2_IESO | MISO_MI | IESO | Internal | Summer | B5 | 200 | 1580 | 0.01 | 181.02 | 130.15 | 8 | 0
2040 | MISO_MI_2_IESO | MISO_MI | IESO | Internal | Summer | B6 | 300 | 1580 | 0 | 175.09 | 124.22 | 8 | 0
2040 | MISO_MI_2_IESO | MISO_MI | IESO | Internal | Summer | B7 | 400 | 1580 | 0 | 157.95 | 107.08 | 8 | 0
2040 | MISO_MI_2_IESO | MISO_MI | IESO | Internal | Summer | B8 | 500 | 1580 | 0 | 152.27 | 101.4 | 8 | 0
2040 | MISO_MI_2_IESO | MISO_MI | IESO | Internal | Summer | B9 | 800 | 1580 | 0 | 152.27 | 101.39 | 8 | 0
2040 | MISO_MI_2_IESO | MISO_MI | IESO | Internal | Summer | B10 | 1262 | 1580 | 0 | 101.63 | 88.15 | 8 | 0
2040 | MISO_MI_2_IESO | MISO_MI | IESO | Internal | Winter | B16 | 25 | 1580 | 0.12 | 156.13 | 105.26 | 8 | 0
2040 | MISO_MI_2_IESO | MISO_MI | IESO | Internal | Winter | B17 | 100 | 1580 | 0.03 | 153.51 | 102.64 | 8 | 0
2040 | MISO_MI_2_IESO | MISO_MI | IESO | Internal | Winter | B18 | 400 | 1580 | 0 | 149 | 98.13 | 8 | 0
2040 | MISO_MI_2_IESO | MISO_MI | IESO | Internal | Winter | B19 | 700 | 1580 | 0 | 149 | 98.13 | 8 | 0
2040 | MISO_MI_2_IESO | MISO_MI | IESO | Internal | Winter | B20 | 935 | 1580 | 0 | 80.42 | 68.96 | 8 | 0
2040 | MISO_MI_2_MISO_IN | MISO_MI | MISO_IN | Internal | Shoulder | B11 | 25 | 2045 | 3.42 | 151.81 | 149.84 | 0.01 | 0
2040 | MISO_MI_2_MISO_IN | MISO_MI | MISO_IN | Internal | Shoulder | B12 | 200 | 2045 | 0.36 | 151.79 | 149.63 | 0.01 | 0
2040 | MISO_MI_2_MISO_IN | MISO_MI | MISO_IN | Internal | Shoulder | B13 | 600 | 2045 | 8.38 | 147.67 | 147.66 | 0.01 | 0
2040 | MISO_MI_2_MISO_IN | MISO_MI | MISO_IN | Internal | Shoulder | B14 | 900 | 2045 | 4.35 | 145.77 | 145.76 | 0.01 | 0
2040 | MISO_MI_2_MISO_IN | MISO_MI | MISO_IN | Internal | Shoulder | B15 | 1203 | 2045 | 0.03 | 80.01 | 74.37 | 0.01 | 0
2040 | MISO_MI_2_MISO_IN | MISO_MI | MISO_IN | Internal | Summer | B1 | 10 | 2045 | 3.38 | 260.46 | 255.82 | 0.01 | 0
2040 | MISO_MI_2_MISO_IN | MISO_MI | MISO_IN | Internal | Summer | B2 | 25 | 2045 | 1.54 | 282.66 | 278.02 | 0.01 | 0
2040 | MISO_MI_2_MISO_IN | MISO_MI | MISO_IN | Internal | Summer | B3 | 75 | 2045 | 1.87 | 277.07 | 276.08 | 0.01 | 0
2040 | MISO_MI_2_MISO_IN | MISO_MI | MISO_IN | Internal | Summer | B4 | 100 | 2045 | 31.58 | 198.94 | 198.92 | 0.01 | 0
2040 | MISO_MI_2_MISO_IN | MISO_MI | MISO_IN | Internal | Summer | B5 | 200 | 2045 | 0.4 | 181.02 | 177.37 | 0.01 | 0
2040 | MISO_MI_2_MISO_IN | MISO_MI | MISO_IN | Internal | Summer | B6 | 300 | 2045 | 0.2 | 175.09 | 170.16 | 0.01 | 0
2040 | MISO_MI_2_MISO_IN | MISO_MI | MISO_IN | Internal | Summer | B7 | 400 | 2045 | 0.46 | 157.95 | 156.97 | 0.01 | 0
2040 | MISO_MI_2_MISO_IN | MISO_MI | MISO_IN | Internal | Summer | B8 | 500 | 2045 | 9.95 | 152.27 | 152.26 | 0.01 | 0
2040 | MISO_MI_2_MISO_IN | MISO_MI | MISO_IN | Internal | Summer | B9 | 800 | 2045 | 7.53 | 152.27 | 152.25 | 0.01 | 0
2040 | MISO_MI_2_MISO_IN | MISO_MI | MISO_IN | Internal | Summer | B10 | 1262 | 2045 | 0.11 | 101.63 | 100.46 | 0.01 | 0
2040 | MISO_MI_2_MISO_IN | MISO_MI | MISO_IN | Internal | Winter | B16 | 25 | 2045 | 1.27 | 156.13 | 150.82 | 0.01 | 0
2040 | MISO_MI_2_MISO_IN | MISO_MI | MISO_IN | Internal | Winter | B17 | 100 | 2045 | 39.1 | 153.51 | 153.49 | 0.01 | 0
2040 | MISO_MI_2_MISO_IN | MISO_MI | MISO_IN | Internal | Winter | B18 | 400 | 2045 | 0.22 | 149 | 147.23 | 0.01 | 0
2040 | MISO_MI_2_MISO_IN | MISO_MI | MISO_IN | Internal | Winter | B19 | 700 | 2045 | 0.07 | 149 | 145.77 | 0.01 | 0
2040 | MISO_MI_2_MISO_IN | MISO_MI | MISO_IN | Internal | Winter | B20 | 935 | 2045 | 0.03 | 80.42 | 74.37 | 0.01 | 0
2040 | MISO_MI_2_MISO_WUMS | MISO_MI | MISO_WUMS | Internal | Shoulder | B11 | 25 | 117 | 50.4 | 151.81 | 151.81 | 0.01 | 0.05
2040 | MISO_MI_2_MISO_WUMS | MISO_MI | MISO_WUMS | Internal | Shoulder | B12 | 200 | 117 | 0.29 | 151.79 | 150.23 | 0.01 | 0
2040 | MISO_MI_2_MISO_WUMS | MISO_MI | MISO_WUMS | Internal | Shoulder | B13 | 600 | 117 | 0.11 | 147.67 | 146.12 | 0.01 | 0
2040 | MISO_MI_2_MISO_WUMS | MISO_MI | MISO_WUMS | Internal | Shoulder | B14 | 900 | 117 | 0.05 | 145.77 | 143.52 | 0.01 | 0
2040 | MISO_MI_2_MISO_WUMS | MISO_MI | MISO_WUMS | Internal | Shoulder | B15 | 1203 | 117 | 0.04 | 80.01 | 77.75 | 0.01 | 0
2040 | MISO_MI_2_MISO_WUMS | MISO_MI | MISO_WUMS | Internal | Summer | B1 | 10 | 117 | 2.15 | 260.46 | 255.78 | 0.01 | 0.09
2040 | MISO_MI_2_MISO_WUMS | MISO_MI | MISO_WUMS | Internal | Summer | B2 | 25 | 117 | 0.94 | 282.66 | 277.97 | 0.01 | 0.03
2040 | MISO_MI_2_MISO_WUMS | MISO_MI | MISO_WUMS | Internal | Summer | B3 | 75 | 117 | 0.93 | 277.07 | 276.04 | 0.01 | 0.01
2040 | MISO_MI_2_MISO_WUMS | MISO_MI | MISO_WUMS | Internal | Summer | B4 | 100 | 117 | 0.31 | 198.94 | 194.31 | 0.01 | 0.01
2040 | MISO_MI_2_MISO_WUMS | MISO_MI | MISO_WUMS | Internal | Summer | B5 | 200 | 117 | 112.21 | 181.02 | 181.08 | 0.01 | 0.06
2040 | MISO_MI_2_MISO_WUMS | MISO_MI | MISO_WUMS | Internal | Summer | B6 | 300 | 117 | 117.06 | 175.09 | 177.26 | 0.01 | 2.17
2040 | MISO_MI_2_MISO_WUMS | MISO_MI | MISO_WUMS | Internal | Summer | B7 | 400 | 117 | 0.2 | 157.95 | 156.92 | 0.01 | 0
2040 | MISO_MI_2_MISO_WUMS | MISO_MI | MISO_WUMS | Internal | Summer | B8 | 500 | 117 | 0.12 | 152.27 | 150.71 | 0.01 | 0
2040 | MISO_MI_2_MISO_WUMS | MISO_MI | MISO_WUMS | Internal | Summer | B9 | 800 | 117 | 0.04 | 152.27 | 148.47 | 0.01 | 0
2040 | MISO_MI_2_MISO_WUMS | MISO_MI | MISO_WUMS | Internal | Summer | B10 | 1262 | 117 | 0.02 | 101.63 | 96.94 | 0.01 | 0
2040 | MISO_MI_2_MISO_WUMS | MISO_MI | MISO_WUMS | Internal | Winter | B16 | 25 | 117 | 1.65 | 156.13 | 154.19 | 0.01 | 0.04
2040 | MISO_MI_2_MISO_WUMS | MISO_MI | MISO_WUMS | Internal | Winter | B17 | 100 | 117 | 0.46 | 153.51 | 151.56 | 0.01 | 0.01
2040 | MISO_MI_2_MISO_WUMS | MISO_MI | MISO_WUMS | Internal | Winter | B18 | 400 | 117 | 0.17 | 149 | 147.45 | 0.01 | 0
2040 | MISO_MI_2_MISO_WUMS | MISO_MI | MISO_WUMS | Internal | Winter | B19 | 700 | 117 | 0.09 | 149 | 147.44 | 0.01 | 0
2040 | MISO_MI_2_MISO_WUMS | MISO_MI | MISO_WUMS | Internal | Winter | B20 | 935 | 117 | 0.04 | 80.42 | 77.75 | 0.01 | 0
2040 | MISO_MI_2_PJM_ROR | MISO_MI | PJM_ROR | Internal | Shoulder | B11 | 25 | 1424 | 805.89 | 151.81 | 153.81 | 2 | 0.01
2040 | MISO_MI_2_PJM_ROR | MISO_MI | PJM_ROR | Internal | Shoulder | B12 | 200 | 1424 | 605.83 | 151.79 | 153.79 | 2 | 0
2040 | MISO_MI_2_PJM_ROR | MISO_MI | PJM_ROR | Internal | Shoulder | B13 | 600 | 1424 | 334.26 | 147.67 | 149.67 | 2 | 0
2040 | MISO_MI_2_PJM_ROR | MISO_MI | PJM_ROR | Internal | Shoulder | B14 | 900 | 1424 | 0.21 | 145.77 | 147.07 | 2 | 0
2040 | MISO_MI_2_PJM_ROR | MISO_MI | PJM_ROR | Internal | Shoulder | B15 | 1203 | 1424 | 0.09 | 80.01 | 81.3 | 2 | 0
2040 | MISO_MI_2_PJM_ROR | MISO_MI | PJM_ROR | Internal | Summer | B1 | 10 | 1424 | 1408.8 | 260.46 | 262.75 | 2 | 0.3
2040 | MISO_MI_2_PJM_ROR | MISO_MI | PJM_ROR | Internal | Summer | B2 | 25 | 1424 | 1418.27 | 282.66 | 284.95 | 2 | 0.3
2040 | MISO_MI_2_PJM_ROR | MISO_MI | PJM_ROR | Internal | Summer | B3 | 75 | 1424 | 1866.17 | 277.07 | 283.02 | 2 | 3.95
2040 | MISO_MI_2_PJM_ROR | MISO_MI | PJM_ROR | Internal | Summer | B4 | 100 | 1424 | 1423.2 | 198.94 | 201.28 | 2 | 0.35
2040 | MISO_MI_2_PJM_ROR | MISO_MI | PJM_ROR | Internal | Summer | B5 | 200 | 1424 | 1423.99 | 181.02 | 184.22 | 2 | 1.2
2040 | MISO_MI_2_PJM_ROR | MISO_MI | PJM_ROR | Internal | Summer | B6 | 300 | 1424 | 1176.83 | 175.09 | 177.09 | 2 | 0
2040 | MISO_MI_2_PJM_ROR | MISO_MI | PJM_ROR | Internal | Summer | B7 | 400 | 1424 | 2375.84 | 157.95 | 163.9 | 2 | 3.95
2040 | MISO_MI_2_PJM_ROR | MISO_MI | PJM_ROR | Internal | Summer | B8 | 500 | 1424 | 134.06 | 152.27 | 154.27 | 2 | 0
2040 | MISO_MI_2_PJM_ROR | MISO_MI | PJM_ROR | Internal | Summer | B9 | 800 | 1424 | 0.07 | 152.27 | 152.02 | 2 | 0
2040 | MISO_MI_2_PJM_ROR | MISO_MI | PJM_ROR | Internal | Summer | B10 | 1262 | 1424 | 0.03 | 101.63 | 100.5 | 2 | 0
2040 | MISO_MI_2_PJM_ROR | MISO_MI | PJM_ROR | Internal | Winter | B16 | 25 | 1424 | 7.72 | 156.13 | 157.75 | 2 | 0
2040 | MISO_MI_2_PJM_ROR | MISO_MI | PJM_ROR | Internal | Winter | B17 | 100 | 1424 | 1.92 | 153.51 | 155.12 | 2 | 0
2040 | MISO_MI_2_PJM_ROR | MISO_MI | PJM_ROR | Internal | Winter | B18 | 400 | 1424 | 1405.12 | 149 | 151.01 | 2 | 0.01
2040 | MISO_MI_2_PJM_ROR | MISO_MI | PJM_ROR | Internal | Winter | B19 | 700 | 1424 | 521.69 | 149 | 151 | 2 | 0
2040 | MISO_MI_2_PJM_ROR | MISO_MI | PJM_ROR | Internal | Winter | B20 | 935 | 1424 | 0.08 | 80.42 | 81.3 | 2 | 0
2040 | MISO_MO-IL_2_ENT | MISO_MO-IL | ENT | Internal | Shoulder | B11 | 25 | 2540 | 5.33 | 149.83 | 156.99 | 8 | 0
2040 | MISO_MO-IL_2_ENT | MISO_MO-IL | ENT | Internal | Shoulder | B12 | 200 | 2540 | 0.24 | 143.46 | 148.1 | 8 | 0
2040 | MISO_MO-IL_2_ENT | MISO_MO-IL | ENT | Internal | Shoulder | B13 | 600 | 2540 | 0.09 | 139.34 | 143.97 | 8 | 0
2040 | MISO_MO-IL_2_ENT | MISO_MO-IL | ENT | Internal | Shoulder | B14 | 900 | 2540 | 0.05 | 136.74 | 141.16 | 8 | 0
2040 | MISO_MO-IL_2_ENT | MISO_MO-IL | ENT | Internal | Shoulder | B15 | 1203 | 2540 | 0.04 | 70.97 | 75.37 | 8 | 0
2040 | MISO_MO-IL_2_ENT | MISO_MO-IL | ENT | Internal | Summer | B1 | 10 | 2540 | 4.01 | 252.42 | 257.06 | 8 | 0
2040 | MISO_MO-IL_2_ENT | MISO_MO-IL | ENT | Internal | Summer | B2 | 25 | 2540 | 1.71 | 282.91 | 287.55 | 8 | 0
2040 | MISO_MO-IL_2_ENT | MISO_MO-IL | ENT | Internal | Summer | B3 | 75 | 2540 | 4.37 | 281.02 | 288.75 | 8 | 0
2040 | MISO_MO-IL_2_ENT | MISO_MO-IL | ENT | Internal | Summer | B4 | 100 | 2540 | 270.42 | 199.28 | 207.28 | 8 | 0
2040 | MISO_MO-IL_2_ENT | MISO_MO-IL | ENT | Internal | Summer | B5 | 200 | 2540 | 0.19 | 182.22 | 185.67 | 8 | 0
2040 | MISO_MO-IL_2_ENT | MISO_MO-IL | ENT | Internal | Summer | B6 | 300 | 2540 | 0.11 | 178.46 | 180.52 | 8 | 0
2040 | MISO_MO-IL_2_ENT | MISO_MO-IL | ENT | Internal | Summer | B7 | 400 | 2540 | 2380.46 | 161.91 | 169.91 | 8 | 0
2040 | MISO_MO-IL_2_ENT | MISO_MO-IL | ENT | Internal | Summer | B8 | 500 | 2540 | 4.33 | 152.27 | 159.58 | 8 | 0
2040 | MISO_MO-IL_2_ENT | MISO_MO-IL | ENT | Internal | Summer | B9 | 800 | 2540 | 0.08 | 150.3 | 154.94 | 8 | 0
2040 | MISO_MO-IL_2_ENT | MISO_MO-IL | ENT | Internal | Summer | B10 | 1262 | 2540 | 0.03 | 90.16 | 91.5 | 8 | 0
2040 | MISO_MO-IL_2_ENT | MISO_MO-IL | ENT | Internal | Winter | B16 | 25 | 2540 | 1.77 | 148.09 | 152.74 | 8 | 0
2040 | MISO_MO-IL_2_ENT | MISO_MO-IL | ENT | Internal | Winter | B17 | 100 | 2540 | 0.46 | 144.78 | 149.43 | 8 | 0
2040 | MISO_MO-IL_2_ENT | MISO_MO-IL | ENT | Internal | Winter | B18 | 400 | 2540 | 0.12 | 140.67 | 145.32 | 8 | 0
2040 | MISO_MO-IL_2_ENT | MISO_MO-IL | ENT | Internal | Winter | B19 | 700 | 2540 | 0.07 | 140.67 | 145.31 | 8 | 0
2040 | MISO_MO-IL_2_ENT | MISO_MO-IL | ENT | Internal | Winter | B20 | 935 | 2540 | 0.05 | 70.97 | 75.37 | 8 | 0
2040 | MISO_MO-IL_2_MISO_IN | MISO_MO-IL | MISO_IN | Internal | Shoulder | B11 | 25 | 2100 | 232.45 | 149.83 | 149.84 | 0.01 | 0
2040 | MISO_MO-IL_2_MISO_IN | MISO_MO-IL | MISO_IN | Internal | Shoulder | B12 | 200 | 2100 | 2100.02 | 143.46 | 149.63 | 0.01 | 6.16
2040 | MISO_MO-IL_2_MISO_IN | MISO_MO-IL | MISO_IN | Internal | Shoulder | B13 | 600 | 2100 | 2100.04 | 139.34 | 147.66 | 0.01 | 8.31
2040 | MISO_MO-IL_2_MISO_IN | MISO_MO-IL | MISO_IN | Internal | Shoulder | B14 | 900 | 2100 | 2100.05 | 136.74 | 145.76 | 0.01 | 9.01
2040 | MISO_MO-IL_2_MISO_IN | MISO_MO-IL | MISO_IN | Internal | Shoulder | B15 | 1203 | 2100 | 2099.99 | 70.97 | 74.37 | 0.01 | 3.39
2040 | MISO_MO-IL_2_MISO_IN | MISO_MO-IL | MISO_IN | Internal | Summer | B1 | 10 | 2100 | 2099.1 | 252.42 | 255.82 | 0.01 | 3.39
2040 | MISO_MO-IL_2_MISO_IN | MISO_MO-IL | MISO_IN | Internal | Summer | B2 | 25 | 2100 | 0.94 | 282.91 | 278.02 | 0.01 | 0
2040 | MISO_MO-IL_2_MISO_IN | MISO_MO-IL | MISO_IN | Internal | Summer | B3 | 75 | 2100 | 0.3 | 281.02 | 276.08 | 0.01 | 0
2040 | MISO_MO-IL_2_MISO_IN | MISO_MO-IL | MISO_IN | Internal | Summer | B4 | 100 | 2100 | 1.37 | 199.28 | 198.92 | 0.01 | 0
2040 | MISO_MO-IL_2_MISO_IN | MISO_MO-IL | MISO_IN | Internal | Summer | B5 | 200 | 2100 | 0.14 | 182.22 | 177.37 | 0.01 | 0
2040 | MISO_MO-IL_2_MISO_IN | MISO_MO-IL | MISO_IN | Internal | Summer | B6 | 300 | 2100 | 0.07 | 178.46 | 170.16 | 0.01 | 0
2040 | MISO_MO-IL_2_MISO_IN | MISO_MO-IL | MISO_IN | Internal | Summer | B7 | 400 | 2100 | 0.08 | 161.91 | 156.97 | 0.01 | 0
2040 | MISO_MO-IL_2_MISO_IN | MISO_MO-IL | MISO_IN | Internal | Summer | B8 | 500 | 2100 | 5.41 | 152.27 | 152.26 | 0.01 | 0
2040 | MISO_MO-IL_2_MISO_IN | MISO_MO-IL | MISO_IN | Internal | Summer | B9 | 800 | 2100 | 2099.95 | 150.3 | 152.25 | 0.01 | 1.94
2040 | MISO_MO-IL_2_MISO_IN | MISO_MO-IL | MISO_IN | Internal | Summer | B10 | 1262 | 2100 | 5012.3 | 90.16 | 100.46 | 0.01 | 10.28
2040 | MISO_MO-IL_2_MISO_IN | MISO_MO-IL | MISO_IN | Internal | Winter | B16 | 25 | 2100 | 2099.4 | 148.09 | 150.82 | 0.01 | 2.71
2040 | MISO_MO-IL_2_MISO_IN | MISO_MO-IL | MISO_IN | Internal | Winter | B17 | 100 | 2100 | 2100.35 | 144.78 | 153.49 | 0.01 | 8.7
2040 | MISO_MO-IL_2_MISO_IN | MISO_MO-IL | MISO_IN | Internal | Winter | B18 | 400 | 2100 | 2100.01 | 140.67 | 147.23 | 0.01 | 6.54
2040 | MISO_MO-IL_2_MISO_IN | MISO_MO-IL | MISO_IN | Internal | Winter | B19 | 700 | 2100 | 2100 | 140.67 | 145.77 | 0.01 | 5.09
2040 | MISO_MO-IL_2_MISO_IN | MISO_MO-IL | MISO_IN | Internal | Winter | B20 | 935 | 2100 | 2099.99 | 70.97 | 74.37 | 0.01 | 3.39
2040 | MISO_MO-IL_2_MISO_W | MISO_MO-IL | MISO_W | Internal | Shoulder | B11 | 25 | 960 | 0.27 | 149.83 | 130.5 | 0.01 | 0
2040 | MISO_MO-IL_2_MISO_W | MISO_MO-IL | MISO_W | Internal | Shoulder | B12 | 200 | 960 | 0.04 | 143.46 | 128.92 | 0.01 | 0
2040 | MISO_MO-IL_2_MISO_W | MISO_MO-IL | MISO_W | Internal | Shoulder | B13 | 600 | 960 | 0.02 | 139.34 | 124.81 | 0.01 | 0
2040 | MISO_MO-IL_2_MISO_W | MISO_MO-IL | MISO_W | Internal | Shoulder | B14 | 900 | 960 | 0.01 | 136.74 | 122.21 | 0.01 | 0
2040 | MISO_MO-IL_2_MISO_W | MISO_MO-IL | MISO_W | Internal | Shoulder | B15 | 1203 | 960 | 0 | 70.97 | 56.43 | 0.01 | 0
2040 | MISO_MO-IL_2_MISO_W | MISO_MO-IL | MISO_W | Internal | Summer | B1 | 10 | 960 | 0.81 | 252.42 | 237.89 | 0.01 | 0.01
2040 | MISO_MO-IL_2_MISO_W | MISO_MO-IL | MISO_W | Internal | Summer | B2 | 25 | 960 | 0.24 | 282.91 | 260.08 | 0.01 | 0
2040 | MISO_MO-IL_2_MISO_W | MISO_MO-IL | MISO_W | Internal | Summer | B3 | 75 | 960 | 0.13 | 281.02 | 268.83 | 0.01 | 0
2040 | MISO_MO-IL_2_MISO_W | MISO_MO-IL | MISO_W | Internal | Summer | B4 | 100 | 960 | 0.18 | 199.28 | 194.29 | 0.01 | 0
2040 | MISO_MO-IL_2_MISO_W | MISO_MO-IL | MISO_W | Internal | Summer | B5 | 200 | 960 | 0.34 | 182.22 | 181.15 | 0.01 | 0
2040 | MISO_MO-IL_2_MISO_W | MISO_MO-IL | MISO_W | Internal | Summer | B6 | 300 | 960 | 6.99 | 178.46 | 178.45 | 0.01 | 0
2040 | MISO_MO-IL_2_MISO_W | MISO_MO-IL | MISO_W | Internal | Summer | B7 | 400 | 960 | 0.03 | 161.91 | 149.91 | 0.01 | 0
2040 | MISO_MO-IL_2_MISO_W | MISO_MO-IL | MISO_W | Internal | Summer | B8 | 500 | 960 | 0.01 | 152.27 | 129.4 | 0.01 | 0
2040 | MISO_MO-IL_2_MISO_W | MISO_MO-IL | MISO_W | Internal | Summer | B9 | 800 | 960 | 0 | 150.3 | 127.15 | 0.01 | 0
2040 | MISO_MO-IL_2_MISO_W | MISO_MO-IL | MISO_W | Internal | Summer | B10 | 1262 | 960 | 0 | 90.16 | 75.63 | 0.01 | 0
2040 | MISO_MO-IL_2_MISO_W | MISO_MO-IL | MISO_W | Internal | Winter | B16 | 25 | 960 | 0.32 | 148.09 | 132.88 | 0.01 | 0
2040 | MISO_MO-IL_2_MISO_W | MISO_MO-IL | MISO_W | Internal | Winter | B17 | 100 | 960 | 0.09 | 144.78 | 130.25 | 0.01 | 0
2040 | MISO_MO-IL_2_MISO_W | MISO_MO-IL | MISO_W | Internal | Winter | B18 | 400 | 960 | 0.02 | 140.67 | 126.14 | 0.01 | 0
2040 | MISO_MO-IL_2_MISO_W | MISO_MO-IL | MISO_W | Internal | Winter | B19 | 700 | 960 | 0.01 | 140.67 | 126.13 | 0.01 | 0
2040 | MISO_MO-IL_2_MISO_W | MISO_MO-IL | MISO_W | Internal | Winter | B20 | 935 | 960 | 0 | 70.97 | 56.44 | 0.01 | 0
2040 | MISO_MO-IL_2_PJM_ROR | MISO_MO-IL | PJM_ROR | Internal | Shoulder | B11 | 25 | 1212 | 1210.98 | 149.83 | 153.81 | 2 | 1.98
2040 | MISO_MO-IL_2_PJM_ROR | MISO_MO-IL | PJM_ROR | Internal | Shoulder | B12 | 200 | 1212 | 1212.27 | 143.46 | 153.79 | 2 | 8.34
2040 | MISO_MO-IL_2_PJM_ROR | MISO_MO-IL | PJM_ROR | Internal | Shoulder | B13 | 600 | 1212 | 1212.1 | 139.34 | 149.67 | 2 | 8.34
2040 | MISO_MO-IL_2_PJM_ROR | MISO_MO-IL | PJM_ROR | Internal | Shoulder | B14 | 900 | 1212 | 1212.06 | 136.74 | 147.07 | 2 | 8.34
2040 | MISO_MO-IL_2_PJM_ROR | MISO_MO-IL | PJM_ROR | Internal | Shoulder | B15 | 1203 | 1212 | 1212.05 | 70.97 | 81.3 | 2 | 8.33
2040 | MISO_MO-IL_2_PJM_ROR | MISO_MO-IL | PJM_ROR | Internal | Summer | B1 | 10 | 1212 | 1216.33 | 252.42 | 262.75 | 2 | 8.34
2040 | MISO_MO-IL_2_PJM_ROR | MISO_MO-IL | PJM_ROR | Internal | Summer | B2 | 25 | 1212 | 1159.79 | 282.91 | 284.95 | 2 | 0.04
2040 | MISO_MO-IL_2_PJM_ROR | MISO_MO-IL | PJM_ROR | Internal | Summer | B3 | 75 | 1212 | 439.94 | 281.02 | 283.02 | 2 | 0
2040 | MISO_MO-IL_2_PJM_ROR | MISO_MO-IL | PJM_ROR | Internal | Summer | B4 | 100 | 1212 | 734.77 | 199.28 | 201.28 | 2 | 0
2040 | MISO_MO-IL_2_PJM_ROR | MISO_MO-IL | PJM_ROR | Internal | Summer | B5 | 200 | 1212 | 339.56 | 182.22 | 184.22 | 2 | 0
2040 | MISO_MO-IL_2_PJM_ROR | MISO_MO-IL | PJM_ROR | Internal | Summer | B6 | 300 | 1212 | 0.12 | 178.46 | 177.09 | 2 | 0
2040 | MISO_MO-IL_2_PJM_ROR | MISO_MO-IL | PJM_ROR | Internal | Summer | B7 | 400 | 1212 | 156.16 | 161.91 | 163.9 | 2 | 0
2040 | MISO_MO-IL_2_PJM_ROR | MISO_MO-IL | PJM_ROR | Internal | Summer | B8 | 500 | 1212 | 153.18 | 152.27 | 154.27 | 2 | 0
2040 | MISO_MO-IL_2_PJM_ROR | MISO_MO-IL | PJM_ROR | Internal | Summer | B9 | 800 | 1212 | 0.34 | 150.3 | 152.02 | 2 | 0
2040 | MISO_MO-IL_2_PJM_ROR | MISO_MO-IL | PJM_ROR | Internal | Summer | B10 | 1262 | 1212 | 1212.04 | 90.16 | 100.5 | 2 | 8.33
2040 | MISO_MO-IL_2_PJM_ROR | MISO_MO-IL | PJM_ROR | Internal | Winter | B16 | 25 | 1212 | 1213.15 | 148.09 | 157.75 | 2 | 7.66
2040 | MISO_MO-IL_2_PJM_ROR | MISO_MO-IL | PJM_ROR | Internal | Winter | B17 | 100 | 1212 | 1212.52 | 144.78 | 155.12 | 2 | 8.34
2040 | MISO_MO-IL_2_PJM_ROR | MISO_MO-IL | PJM_ROR | Internal | Winter | B18 | 400 | 1212 | 1212.14 | 140.67 | 151.01 | 2 | 8.34
2040 | MISO_MO-IL_2_PJM_ROR | MISO_MO-IL | PJM_ROR | Internal | Winter | B19 | 700 | 1212 | 1212.08 | 140.67 | 151 | 2 | 8.34
2040 | MISO_MO-IL_2_PJM_ROR | MISO_MO-IL | PJM_ROR | Internal | Winter | B20 | 935 | 1212 | 1212.06 | 70.97 | 81.3 | 2 | 8.34
2040 | MISO_MO-IL_2_SPP_N | MISO_MO-IL | SPP_N | Internal | Shoulder | B11 | 25 | 2000 | 0.09 | 149.83 | 85.15 | 8 | 0
2040 | MISO_MO-IL_2_SPP_N | MISO_MO-IL | SPP_N | Internal | Shoulder | B12 | 200 | 2000 | 0.01 | 143.46 | 76.26 | 8 | 0
2040 | MISO_MO-IL_2_SPP_N | MISO_MO-IL | SPP_N | Internal | Shoulder | B13 | 600 | 2000 | 0 | 139.34 | 72.14 | 8 | 0
2040 | MISO_MO-IL_2_SPP_N | MISO_MO-IL | SPP_N | Internal | Shoulder | B14 | 900 | 2000 | 0 | 136.74 | 69.55 | 8 | 0
2040 | MISO_MO-IL_2_SPP_N | MISO_MO-IL | SPP_N | Internal | Shoulder | B15 | 1203 | 2000 | 0 | 70.97 | 3.77 | 8 | 0
2040 | MISO_MO-IL_2_SPP_N | MISO_MO-IL | SPP_N | Internal | Summer | B1 | 10 | 2000 | 0.22 | 252.42 | 185.23 | 8 | 0
2040 | MISO_MO-IL_2_SPP_N | MISO_MO-IL | SPP_N | Internal | Summer | B2 | 25 | 2000 | 0.09 | 282.91 | 215.71 | 8 | 0
2040 | MISO_MO-IL_2_SPP_N | MISO_MO-IL | SPP_N | Internal | Summer | B3 | 75 | 2000 | 0.09 | 281.02 | 263.81 | 8 | 0
2040 | MISO_MO-IL_2_SPP_N | MISO_MO-IL | SPP_N | Internal | Summer | B4 | 100 | 2000 | 0.08 | 199.28 | 189.22 | 8 | 0
2040 | MISO_MO-IL_2_SPP_N | MISO_MO-IL | SPP_N | Internal | Summer | B5 | 200 | 2000 | 0.06 | 182.22 | 177.22 | 8 | 0
2040 | MISO_MO-IL_2_SPP_N | MISO_MO-IL | SPP_N | Internal | Summer | B6 | 300 | 2000 | 0.06 | 178.46 | 176.8 | 8 | 0
2040 | MISO_MO-IL_2_SPP_N | MISO_MO-IL | SPP_N | Internal | Summer | B7 | 400 | 2000 | 0.03 | 161.91 | 156.91 | 8 | 0
2040 | MISO_MO-IL_2_SPP_N | MISO_MO-IL | SPP_N | Internal | Summer | B8 | 500 | 2000 | 0 | 152.27 | 87.74 | 8 | 0
2040 | MISO_MO-IL_2_SPP_N | MISO_MO-IL | SPP_N | Internal | Summer | B9 | 800 | 2000 | 0 | 150.3 | 83.1 | 8 | 0
2040 | MISO_MO-IL_2_SPP_N | MISO_MO-IL | SPP_N | Internal | Summer | B10 | 1262 | 2000 | 0 | 90.16 | 22.97 | 8 | 0
2040 | MISO_MO-IL_2_SPP_N | MISO_MO-IL | SPP_N | Internal | Winter | B16 | 25 | 2000 | 0.09 | 148.09 | 80.9 | 8 | 0
2040 | MISO_MO-IL_2_SPP_N | MISO_MO-IL | SPP_N | Internal | Winter | B17 | 100 | 2000 | 0.02 | 144.78 | 77.59 | 8 | 0
2040 | MISO_MO-IL_2_SPP_N | MISO_MO-IL | SPP_N | Internal | Winter | B18 | 400 | 2000 | 0 | 140.67 | 73.48 | 8 | 0
2040 | MISO_MO-IL_2_SPP_N | MISO_MO-IL | SPP_N | Internal | Winter | B19 | 700 | 2000 | 0 | 140.67 | 73.47 | 8 | 0
2040 | MISO_MO-IL_2_SPP_N | MISO_MO-IL | SPP_N | Internal | Winter | B20 | 935 | 2000 | 0 | 70.97 | 3.77 | 8 | 0
2040 | MISO_MO-IL_2_TVA_Transmission | MISO_MO-IL | TVA_Transmission | Internal | Shoulder | B11 | 25 | 4000 | 87.01 | 149.83 | 157.81 | 8 | 0
2040 | MISO_MO-IL_2_TVA_Transmission | MISO_MO-IL | TVA_Transmission | Internal | Shoulder | B12 | 200 | 4000 | 708.31 | 143.46 | 151.46 | 8 | 0
2040 | MISO_MO-IL_2_TVA_Transmission | MISO_MO-IL | TVA_Transmission | Internal | Shoulder | B13 | 600 | 4000 | 0.24 | 139.34 | 146.8 | 8 | 0
2040 | MISO_MO-IL_2_TVA_Transmission | MISO_MO-IL | TVA_Transmission | Internal | Shoulder | B14 | 900 | 4000 | 2777.16 | 136.74 | 144.74 | 8 | 0
2040 | MISO_MO-IL_2_TVA_Transmission | MISO_MO-IL | TVA_Transmission | Internal | Shoulder | B15 | 1203 | 4000 | 4000 | 70.97 | 80.88 | 8 | 1.92
2040 | MISO_MO-IL_2_TVA_Transmission | MISO_MO-IL | TVA_Transmission | Internal | Summer | B1 | 10 | 4000 | 4009.04 | 252.42 | 265.01 | 8 | 4.59
2040 | MISO_MO-IL_2_TVA_Transmission | MISO_MO-IL | TVA_Transmission | Internal | Summer | B2 | 25 | 4000 | 3269.92 | 282.91 | 290.91 | 8 | 0
2040 | MISO_MO-IL_2_TVA_Transmission | MISO_MO-IL | TVA_Transmission | Internal | Summer | B3 | 75 | 4000 | 556.79 | 281.02 | 289.02 | 8 | 0
2040 | MISO_MO-IL_2_TVA_Transmission | MISO_MO-IL | TVA_Transmission | Internal | Summer | B4 | 100 | 4000 | 379.32 | 199.28 | 207.28 | 8 | 0
2040 | MISO_MO-IL_2_TVA_Transmission | MISO_MO-IL | TVA_Transmission | Internal | Summer | B5 | 200 | 4000 | 0.09 | 182.22 | 181.82 | 8 | 0
2040 | MISO_MO-IL_2_TVA_Transmission | MISO_MO-IL | TVA_Transmission | Internal | Summer | B6 | 300 | 4000 | 0.04 | 178.46 | 171.52 | 8 | 0
2040 | MISO_MO-IL_2_TVA_Transmission | MISO_MO-IL | TVA_Transmission | Internal | Summer | B7 | 400 | 4000 | 0.05 | 161.91 | 162.57 | 8 | 0
2040 | MISO_MO-IL_2_TVA_Transmission | MISO_MO-IL | TVA_Transmission | Internal | Summer | B8 | 500 | 4000 | 0.09 | 152.27 | 158.04 | 8 | 0
2040 | MISO_MO-IL_2_TVA_Transmission | MISO_MO-IL | TVA_Transmission | Internal | Summer | B9 | 800 | 4000 | 0.07 | 150.3 | 156.43 | 8 | 0
2040 | MISO_MO-IL_2_TVA_Transmission | MISO_MO-IL | TVA_Transmission | Internal | Summer | B10 | 1262 | 4000 | 0.03 | 90.16 | 91.5 | 8 | 0
2040 | MISO_MO-IL_2_TVA_Transmission | MISO_MO-IL | TVA_Transmission | Internal | Winter | B16 | 25 | 4000 | 4005.35 | 148.09 | 160.73 | 8 | 4.64
2040 | MISO_MO-IL_2_TVA_Transmission | MISO_MO-IL | TVA_Transmission | Internal | Winter | B17 | 100 | 4000 | 2775.58 | 144.78 | 152.78 | 8 | 0
2040 | MISO_MO-IL_2_TVA_Transmission | MISO_MO-IL | TVA_Transmission | Internal | Winter | B18 | 400 | 4000 | 47.58 | 140.67 | 148.67 | 8 | 0
2040 | MISO_MO-IL_2_TVA_Transmission | MISO_MO-IL | TVA_Transmission | Internal | Winter | B19 | 700 | 4000 | 1353.34 | 140.67 | 148.66 | 8 | 0
2040 | MISO_MO-IL_2_TVA_Transmission | MISO_MO-IL | TVA_Transmission | Internal | Winter | B20 | 935 | 4000 | 3999.92 | 70.97 | 79.54 | 8 | 0.57
2040 | MISO_W_2_IESO | MISO_W | IESO | Internal | Shoulder | B11 | 25 | 90 | 0.16 | 130.5 | 100.94 | 8 | 0.04
2040 | MISO_W_2_IESO | MISO_W | IESO | Internal | Shoulder | B12 | 200 | 90 | 0.02 | 128.92 | 101.29 | 8 | 0
2040 | MISO_W_2_IESO | MISO_W | IESO | Internal | Shoulder | B13 | 600 | 90 | 0 | 124.81 | 96.93 | 8 | 0
2040 | MISO_W_2_IESO | MISO_W | IESO | Internal | Shoulder | B14 | 900 | 90 | 0 | 122.21 | 96.92 | 8 | 0
2040 | MISO_W_2_IESO | MISO_W | IESO | Internal | Shoulder | B15 | 1203 | 90 | 4965.44 | 56.43 | 68.96 | 8 | 4.52
2040 | MISO_W_2_IESO | MISO_W | IESO | Internal | Summer | B1 | 10 | 90 | 0.39 | 237.89 | 210.25 | 8 | 0.1
2040 | MISO_W_2_IESO | MISO_W | IESO | Internal | Summer | B2 | 25 | 90 | 0.16 | 260.08 | 231.79 | 8 | 0.04
2040 | MISO_W_2_IESO | MISO_W | IESO | Internal | Summer | B3 | 75 | 90 | 0.04 | 268.83 | 230.49 | 8 | 0.01
2040 | MISO_W_2_IESO | MISO_W | IESO | Internal | Summer | B4 | 100 | 90 | 0.03 | 194.29 | 148.1 | 8 | 0.01
2040 | MISO_W_2_IESO | MISO_W | IESO | Internal | Summer | B5 | 200 | 90 | 0.01 | 181.15 | 130.15 | 8 | 0
2040 | MISO_W_2_IESO | MISO_W | IESO | Internal | Summer | B6 | 300 | 90 | 0 | 178.45 | 124.22 | 8 | 0
2040 | MISO_W_2_IESO | MISO_W | IESO | Internal | Summer | B7 | 400 | 90 | 0 | 149.91 | 107.08 | 8 | 0
2040 | MISO_W_2_IESO | MISO_W | IESO | Internal | Summer | B8 | 500 | 90 | 0 | 129.4 | 101.4 | 8 | 0
2040 | MISO_W_2_IESO | MISO_W | IESO | Internal | Summer | B9 | 800 | 90 | 0 | 127.15 | 101.39 | 8 | 0
2040 | MISO_W_2_IESO | MISO_W | IESO | Internal | Summer | B10 | 1262 | 90 | 2065.52 | 75.63 | 88.15 | 8 | 4.52
2040 | MISO_W_2_IESO | MISO_W | IESO | Internal | Winter | B16 | 25 | 90 | 0.17 | 132.88 | 105.26 | 8 | 0.04
2040 | MISO_W_2_IESO | MISO_W | IESO | Internal | Winter | B17 | 100 | 90 | 0.04 | 130.25 | 102.64 | 8 | 0.01
2040 | MISO_W_2_IESO | MISO_W | IESO | Internal | Winter | B18 | 400 | 90 | 0.01 | 126.14 | 98.13 | 8 | 0
2040 | MISO_W_2_IESO | MISO_W | IESO | Internal | Winter | B19 | 700 | 90 | 0 | 126.13 | 98.13 | 8 | 0
2040 | MISO_W_2_IESO | MISO_W | IESO | Internal | Winter | B20 | 935 | 90 | 2905.81 | 56.44 | 68.96 | 8 | 4.52
2040 | MISO_W_2_MAPP_CA | MISO_W | MAPP_CA | Internal | Shoulder | B11 | 25 | 700 | 0.13 | 130.5 | 81.69 | 0.01 | 0.01
2040 | MISO_W_2_MAPP_CA | MISO_W | MAPP_CA | Internal | Shoulder | B12 | 200 | 700 | 0.02 | 128.92 | 82.04 | 0.01 | 0
2040 | MISO_W_2_MAPP_CA | MISO_W | MAPP_CA | Internal | Shoulder | B13 | 600 | 700 | 0 | 124.81 | 77.67 | 0.01 | 0
2040 | MISO_W_2_MAPP_CA | MISO_W | MAPP_CA | Internal | Shoulder | B14 | 900 | 700 | 0 | 122.21 | 77.67 | 0.01 | 0
2040 | MISO_W_2_MAPP_CA | MISO_W | MAPP_CA | Internal | Shoulder | B15 | 1203 | 700 | 503.36 | 56.43 | 56.45 | 0.01 | 0
2040 | MISO_W_2_MAPP_CA | MISO_W | MAPP_CA | Internal | Summer | B1 | 10 | 700 | 0.33 | 237.89 | 191.01 | 0.01 | 0.01
2040 | MISO_W_2_MAPP_CA | MISO_W | MAPP_CA | Internal | Summer | B2 | 25 | 700 | 0.13 | 260.08 | 212.54 | 0.01 | 0.01
2040 | MISO_W_2_MAPP_CA | MISO_W | MAPP_CA | Internal | Summer | B3 | 75 | 700 | 0.04 | 268.83 | 214.54 | 0.01 | 0
2040 | MISO_W_2_MAPP_CA | MISO_W | MAPP_CA | Internal | Summer | B4 | 100 | 700 | 0.03 | 194.29 | 140 | 0.01 | 0
2040 | MISO_W_2_MAPP_CA | MISO_W | MAPP_CA | Internal | Summer | B5 | 200 | 700 | 0.02 | 181.15 | 126.86 | 0.01 | 0
2040 | MISO_W_2_MAPP_CA | MISO_W | MAPP_CA | Internal | Summer | B6 | 300 | 700 | 0.01 | 178.45 | 124.15 | 0.01 | 0
2040 | MISO_W_2_MAPP_CA | MISO_W | MAPP_CA | Internal | Summer | B7 | 400 | 700 | 0 | 149.91 | 95.62 | 0.01 | 0
2040 | MISO_W_2_MAPP_CA | MISO_W | MAPP_CA | Internal | Summer | B8 | 500 | 700 | 0 | 129.4 | 82.14 | 0.01 | 0
2040 | MISO_W_2_MAPP_CA | MISO_W | MAPP_CA | Internal | Summer | B9 | 800 | 700 | 0 | 127.15 | 82.14 | 0.01 | 0
2040 | MISO_W_2_MAPP_CA | MISO_W | MAPP_CA | Internal | Summer | B10 | 1262 | 700 | 521.73 | 75.63 | 75.64 | 0.01 | 0
2040 | MISO_W_2_MAPP_CA | MISO_W | MAPP_CA | Internal | Winter | B16 | 25 | 700 | 0.14 | 132.88 | 86.02 | 0.01 | 0.01
2040 | MISO_W_2_MAPP_CA | MISO_W | MAPP_CA | Internal | Winter | B17 | 100 | 700 | 0.04 | 130.25 | 83.39 | 0.01 | 0
2040 | MISO_W_2_MAPP_CA | MISO_W | MAPP_CA | Internal | Winter | B18 | 400 | 700 | 0 | 126.14 | 78.88 | 0.01 | 0
2040 | MISO_W_2_MAPP_CA | MISO_W | MAPP_CA | Internal | Winter | B19 | 700 | 700 | 0 | 126.13 | 78.88 | 0.01 | 0
2040 | MISO_W_2_MAPP_CA | MISO_W | MAPP_CA | Internal | Winter | B20 | 935 | 700 | 384.8 | 56.44 | 56.45 | 0.01 | 0
2040 | MISO_W_2_MAPP_US | MISO_W | MAPP_US | Internal | Shoulder | B11 | 25 | 2300 | 0.26 | 130.5 | 112.51 | 7 | 0
2040 | MISO_W_2_MAPP_US | MISO_W | MAPP_US | Internal | Shoulder | B12 | 200 | 2300 | 0.02 | 128.92 | 89.03 | 7 | 0
2040 | MISO_W_2_MAPP_US | MISO_W | MAPP_US | Internal | Shoulder | B13 | 600 | 2300 | 0 | 124.81 | 85.85 | 7 | 0
2040 | MISO_W_2_MAPP_US | MISO_W | MAPP_US | Internal | Shoulder | B14 | 900 | 2300 | 0 | 122.21 | 85.85 | 7 | 0
2040 | MISO_W_2_MAPP_US | MISO_W | MAPP_US | Internal | Shoulder | B15 | 1203 | 2300 | 0 | 56.43 | 48.67 | 7 | 0
2040 | MISO_W_2_MAPP_US | MISO_W | MAPP_US | Internal | Summer | B1 | 10 | 2300 | 1.07 | 237.89 | 230.89 | 7 | 0
2040 | MISO_W_2_MAPP_US | MISO_W | MAPP_US | Internal | Summer | B2 | 25 | 2300 | 0.41 | 260.08 | 253.07 | 7 | 0
2040 | MISO_W_2_MAPP_US | MISO_W | MAPP_US | Internal | Summer | B3 | 75 | 2300 | 0.15 | 268.83 | 261.83 | 7 | 0
2040 | MISO_W_2_MAPP_US | MISO_W | MAPP_US | Internal | Summer | B4 | 100 | 2300 | 0.12 | 194.29 | 187.29 | 7 | 0
2040 | MISO_W_2_MAPP_US | MISO_W | MAPP_US | Internal | Summer | B5 | 200 | 2300 | 0.09 | 181.15 | 180.37 | 7 | 0
2040 | MISO_W_2_MAPP_US | MISO_W | MAPP_US | Internal | Summer | B6 | 300 | 2300 | 0.04 | 178.45 | 171.45 | 7 | 0
2040 | MISO_W_2_MAPP_US | MISO_W | MAPP_US | Internal | Summer | B7 | 400 | 2300 | 0.04 | 149.91 | 147.9 | 7 | 0
2040 | MISO_W_2_MAPP_US | MISO_W | MAPP_US | Internal | Summer | B8 | 500 | 2300 | 0.02 | 129.4 | 120.15 | 7 | 0
2040 | MISO_W_2_MAPP_US | MISO_W | MAPP_US | Internal | Summer | B9 | 800 | 2300 | 0.01 | 127.15 | 120.15 | 7 | 0
2040 | MISO_W_2_MAPP_US | MISO_W | MAPP_US | Internal | Summer | B10 | 1262 | 2300 | 0 | 75.63 | 67.86 | 7 | 0
2040 | MISO_W_2_MAPP_US | MISO_W | MAPP_US | Internal | Winter | B16 | 25 | 2300 | 0.21 | 132.88 | 108.48 | 7 | 0
2040 | MISO_W_2_MAPP_US | MISO_W | MAPP_US | Internal | Winter | B17 | 100 | 2300 | 0.06 | 130.25 | 108.49 | 7 | 0
2040 | MISO_W_2_MAPP_US | MISO_W | MAPP_US | Internal | Winter | B18 | 400 | 2300 | 0.02 | 126.14 | 108.49 | 7 | 0
2040 | MISO_W_2_MAPP_US | MISO_W | MAPP_US | Internal | Winter | B19 | 700 | 2300 | 0.01 | 126.13 | 108.49 | 7 | 0
2040 | MISO_W_2_MAPP_US | MISO_W | MAPP_US | Internal | Winter | B20 | 935 | 2300 | 0.01 | 56.44 | 48.67 | 7 | 0
2040 | MISO_W_2_MISO_MO-IL | MISO_W | MISO_MO-IL | Internal | Shoulder | B11 | 25 | 3800 | 3800.45 | 130.5 | 149.83 | 0.01 | 19.32
2040 | MISO_W_2_MISO_MO-IL | MISO_W | MISO_MO-IL | Internal | Shoulder | B12 | 200 | 3800 | 3800.01 | 128.92 | 143.46 | 0.01 | 14.52
2040 | MISO_W_2_MISO_MO-IL | MISO_W | MISO_MO-IL | Internal | Shoulder | B13 | 600 | 3800 | 3800 | 124.81 | 139.34 | 0.01 | 14.52
2040 | MISO_W_2_MISO_MO-IL | MISO_W | MISO_MO-IL | Internal | Shoulder | B14 | 900 | 3800 | 3800 | 122.21 | 136.74 | 0.01 | 14.52
2040 | MISO_W_2_MISO_MO-IL | MISO_W | MISO_MO-IL | Internal | Shoulder | B15 | 1203 | 3800 | 3800 | 56.43 | 70.97 | 0.01 | 14.52
2040 | MISO_W_2_MISO_MO-IL | MISO_W | MISO_MO-IL | Internal | Summer | B1 | 10 | 3800 | 3800.3 | 237.89 | 252.42 | 0.01 | 14.52
2040 | MISO_W_2_MISO_MO-IL | MISO_W | MISO_MO-IL | Internal | Summer | B2 | 25 | 3800 | 3801.23 | 260.08 | 282.91 | 0.01 | 22.81
2040 | MISO_W_2_MISO_MO-IL | MISO_W | MISO_MO-IL | Internal | Summer | B3 | 75 | 3800 | 3800 | 268.83 | 281.02 | 0.01 | 12.18
2040 | MISO_W_2_MISO_MO-IL | MISO_W | MISO_MO-IL | Internal | Summer | B4 | 100 | 3800 | 3799.92 | 194.29 | 199.28 | 0.01 | 4.98
2040 | MISO_W_2_MISO_MO-IL | MISO_W | MISO_MO-IL | Internal | Summer | B5 | 200 | 3800 | 3799.7 | 181.15 | 182.22 | 0.01 | 1.06
2040 | MISO_W_2_MISO_MO-IL | MISO_W | MISO_MO-IL | Internal | Summer | B6 | 300 | 3800 | 3089.42 | 178.45 | 178.46 | 0.01 | 0
2040 | MISO_W_2_MISO_MO-IL | MISO_W | MISO_MO-IL | Internal | Summer | B7 | 400 | 3800 | 3800 | 149.91 | 161.91 | 0.01 | 11.99
2040 | MISO_W_2_MISO_MO-IL | MISO_W | MISO_MO-IL | Internal | Summer | B8 | 500 | 3800 | 3800.08 | 129.4 | 152.27 | 0.01 | 22.85
2040 | MISO_W_2_MISO_MO-IL | MISO_W | MISO_MO-IL | Internal | Summer | B9 | 800 | 3800 | 3800.06 | 127.15 | 150.3 | 0.01 | 23.13
2040 | MISO_W_2_MISO_MO-IL | MISO_W | MISO_MO-IL | Internal | Summer | B10 | 1262 | 3800 | 3800 | 75.63 | 90.16 | 0.01 | 14.52
2040 | MISO_W_2_MISO_MO-IL | MISO_W | MISO_MO-IL | Internal | Winter | B16 | 25 | 3800 | 3800.16 | 132.88 | 148.09 | 0.01 | 15.2
2040 | MISO_W_2_MISO_MO-IL | MISO_W | MISO_MO-IL | Internal | Winter | B17 | 100 | 3800 | 3800.03 | 130.25 | 144.78 | 0.01 | 14.52
2040 | MISO_W_2_MISO_MO-IL | MISO_W | MISO_MO-IL | Internal | Winter | B18 | 400 | 3800 | 3800.01 | 126.14 | 140.67 | 0.01 | 14.52
2040 | MISO_W_2_MISO_MO-IL | MISO_W | MISO_MO-IL | Internal | Winter | B19 | 700 | 3800 | 3800 | 126.13 | 140.67 | 0.01 | 14.52
2040 | MISO_W_2_MISO_MO-IL | MISO_W | MISO_MO-IL | Internal | Winter | B20 | 935 | 3800 | 3800 | 56.44 | 70.97 | 0.01 | 14.52
2040 | MISO_W_2_MISO_WUMS | MISO_W | MISO_WUMS | Internal | Shoulder | B11 | 25 | 1629 | 5186.43 | 130.5 | 151.81 | 0.01 | 21.3
2040 | MISO_W_2_MISO_WUMS | MISO_W | MISO_WUMS | Internal | Shoulder | B12 | 200 | 1629 | 6089.74 | 128.92 | 150.23 | 0.01 | 21.3
2040 | MISO_W_2_MISO_WUMS | MISO_W | MISO_WUMS | Internal | Shoulder | B13 | 600 | 1629 | 6162.25 | 124.81 | 146.12 | 0.01 | 21.3
2040 | MISO_W_2_MISO_WUMS | MISO_W | MISO_WUMS | Internal | Shoulder | B14 | 900 | 1629 | 5771.01 | 122.21 | 143.52 | 0.01 | 21.3
2040 | MISO_W_2_MISO_WUMS | MISO_W | MISO_WUMS | Internal | Shoulder | B15 | 1203 | 1629 | 4471.19 | 56.43 | 77.75 | 0.01 | 21.3
2040 | MISO_W_2_MISO_WUMS | MISO_W | MISO_WUMS | Internal | Summer | B1 | 10 | 1629 | 1630.93 | 237.89 | 255.78 | 0.01 | 17.88
2040 | MISO_W_2_MISO_WUMS | MISO_W | MISO_WUMS | Internal | Summer | B2 | 25 | 1629 | 1629.8 | 260.08 | 277.97 | 0.01 | 17.88
2040 | MISO_W_2_MISO_WUMS | MISO_W | MISO_WUMS | Internal | Summer | B3 | 75 | 1629 | 1628.95 | 268.83 | 276.04 | 0.01 | 7.2
2040 | MISO_W_2_MISO_WUMS | MISO_W | MISO_WUMS | Internal | Summer | B4 | 100 | 1629 | 1349.5 | 194.29 | 194.31 | 0.01 | 0.01
2040 | MISO_W_2_MISO_WUMS | MISO_W | MISO_WUMS | Internal | Summer | B5 | 200 | 1629 | 8.28 | 181.15 | 181.08 | 0.01 | 0
2040 | MISO_W_2_MISO_WUMS | MISO_W | MISO_WUMS | Internal | Summer | B6 | 300 | 1629 | 0.37 | 178.45 | 177.26 | 0.01 | 0
2040 | MISO_W_2_MISO_WUMS | MISO_W | MISO_WUMS | Internal | Summer | B7 | 400 | 1629 | 1629 | 149.91 | 156.92 | 0.01 | 7
2040 | MISO_W_2_MISO_WUMS | MISO_W | MISO_WUMS | Internal | Summer | B8 | 500 | 1629 | 6959 | 129.4 | 150.71 | 0.01 | 21.3
2040 | MISO_W_2_MISO_WUMS | MISO_W | MISO_WUMS | Internal | Summer | B9 | 800 | 1629 | 6571.15 | 127.15 | 148.47 | 0.01 | 21.3
2040 | MISO_W_2_MISO_WUMS | MISO_W | MISO_WUMS | Internal | Summer | B10 | 1262 | 1629 | 5573.9 | 75.63 | 96.94 | 0.01 | 21.3
2040 | MISO_W_2_MISO_WUMS | MISO_W | MISO_WUMS | Internal | Winter | B16 | 25 | 1629 | 4801.17 | 132.88 | 154.19 | 0.01 | 21.3
2040 | MISO_W_2_MISO_WUMS | MISO_W | MISO_WUMS | Internal | Winter | B17 | 100 | 1629 | 5738.07 | 130.25 | 151.56 | 0.01 | 21.3
2040 | MISO_W_2_MISO_WUMS | MISO_W | MISO_WUMS | Internal | Winter | B18 | 400 | 1629 | 5863.89 | 126.14 | 147.45 | 0.01 | 21.3
2040 | MISO_W_2_MISO_WUMS | MISO_W | MISO_WUMS | Internal | Winter | B19 | 700 | 1629 | 5824.54 | 126.13 | 147.44 | 0.01 | 21.3
2040 | MISO_W_2_MISO_WUMS | MISO_W | MISO_WUMS | Internal | Winter | B20 | 935 | 1629 | 4723.81 | 56.44 | 77.75 | 0.01 | 21.3
2040 | MISO_W_2_NE | MISO_W | NE | Internal | Shoulder | B11 | 25 | 2800 | 0.21 | 130.5 | 107.5 | 7 | 0
2040 | MISO_W_2_NE | MISO_W | NE | Internal | Shoulder | B12 | 200 | 2800 | 0.02 | 128.92 | 76.25 | 7 | 0
2040 | MISO_W_2_NE | MISO_W | NE | Internal | Shoulder | B13 | 600 | 2800 | 0 | 124.81 | 72.13 | 7 | 0
2040 | MISO_W_2_NE | MISO_W | NE | Internal | Shoulder | B14 | 900 | 2800 | 0 | 122.21 | 68.49 | 7 | 0
2040 | MISO_W_2_NE | MISO_W | NE | Internal | Shoulder | B15 | 1203 | 2800 | 0 | 56.43 | 3.77 | 7 | 0
2040 | MISO_W_2_NE | MISO_W | NE | Internal | Summer | B1 | 10 | 2800 | 0.43 | 237.89 | 207.59 | 7 | 0
2040 | MISO_W_2_NE | MISO_W | NE | Internal | Summer | B2 | 25 | 2800 | 0.15 | 260.08 | 223.25 | 7 | 0
2040 | MISO_W_2_NE | MISO_W | NE | Internal | Summer | B3 | 75 | 2800 | 0.17 | 268.83 | 263.8 | 7 | 0
2040 | MISO_W_2_NE | MISO_W | NE | Internal | Summer | B4 | 100 | 2800 | 0.13 | 194.29 | 189.29 | 7 | 0
2040 | MISO_W_2_NE | MISO_W | NE | Internal | Summer | B5 | 200 | 2800 | 0.08 | 181.15 | 177.21 | 7 | 0
2040 | MISO_W_2_NE | MISO_W | NE | Internal | Summer | B6 | 300 | 2800 | 0.07 | 178.45 | 176.79 | 7 | 0
2040 | MISO_W_2_NE | MISO_W | NE | Internal | Summer | B7 | 400 | 2800 | 0.18 | 149.91 | 154.9 | 7 | 0
2040 | MISO_W_2_NE | MISO_W | NE | Internal | Summer | B8 | 500 | 2800 | 0 | 129.4 | 87.76 | 7 | 0
2040 | MISO_W_2_NE | MISO_W | NE | Internal | Summer | B9 | 800 | 2800 | 0 | 127.15 | 83.12 | 7 | 0
2040 | MISO_W_2_NE | MISO_W | NE | Internal | Summer | B10 | 1262 | 2800 | 0 | 75.63 | 22.96 | 7 | 0
2040 | MISO_W_2_NE | MISO_W | NE | Internal | Winter | B16 | 25 | 2800 | 0.11 | 132.88 | 79.17 | 7 | 0
2040 | MISO_W_2_NE | MISO_W | NE | Internal | Winter | B17 | 100 | 2800 | 0.03 | 130.25 | 76.54 | 7 | 0
2040 | MISO_W_2_NE | MISO_W | NE | Internal | Winter | B18 | 400 | 2800 | 0 | 126.14 | 72.43 | 7 | 0
2040 | MISO_W_2_NE | MISO_W | NE | Internal | Winter | B19 | 700 | 2800 | 0 | 126.13 | 72.42 | 7 | 0
2040 | MISO_W_2_NE | MISO_W | NE | Internal | Winter | B20 | 935 | 2800 | 0 | 56.44 | 3.77 | 7 | 0
2040 | MISO_W_2_PJM_ROR | MISO_W | PJM_ROR | Internal | Shoulder | B11 | 25 | 773 | 775.27 | 130.5 | 153.81 | 2 | 21.31
2040 | MISO_W_2_PJM_ROR | MISO_W | PJM_ROR | Internal | Shoulder | B12 | 200 | 773 | 13794.64 | 128.92 | 153.79 | 2 | 22.87
2040 | MISO_W_2_PJM_ROR | MISO_W | PJM_ROR | Internal | Shoulder | B13 | 600 | 773 | 18421.73 | 124.81 | 149.67 | 2 | 22.87
2040 | MISO_W_2_PJM_ROR | MISO_W | PJM_ROR | Internal | Shoulder | B14 | 900 | 773 | 27472.67 | 122.21 | 147.07 | 2 | 22.87
2040 | MISO_W_2_PJM_ROR | MISO_W | PJM_ROR | Internal | Shoulder | B15 | 1203 | 773 | 22239.45 | 56.43 | 81.3 | 2 | 22.87
2040 | MISO_W_2_PJM_ROR | MISO_W | PJM_ROR | Internal | Summer | B1 | 10 | 773 | 3691.56 | 237.89 | 262.75 | 2 | 22.88
2040 | MISO_W_2_PJM_ROR | MISO_W | PJM_ROR | Internal | Summer | B2 | 25 | 773 | 5935.61 | 260.08 | 284.95 | 2 | 22.87
2040 | MISO_W_2_PJM_ROR | MISO_W | PJM_ROR | Internal | Summer | B3 | 75 | 773 | 773.03 | 268.83 | 283.02 | 2 | 12.19
2040 | MISO_W_2_PJM_ROR | MISO_W | PJM_ROR | Internal | Summer | B4 | 100 | 773 | 772.94 | 194.29 | 201.28 | 2 | 5
2040 | MISO_W_2_PJM_ROR | MISO_W | PJM_ROR | Internal | Summer | B5 | 200 | 773 | 772.7 | 181.15 | 184.22 | 2 | 1.07
2040 | MISO_W_2_PJM_ROR | MISO_W | PJM_ROR | Internal | Summer | B6 | 300 | 773 | 0.11 | 178.45 | 177.09 | 2 | 0
2040 | MISO_W_2_PJM_ROR | MISO_W | PJM_ROR | Internal | Summer | B7 | 400 | 773 | 773.02 | 149.91 | 163.9 | 2 | 11.99
2040 | MISO_W_2_PJM_ROR | MISO_W | PJM_ROR | Internal | Summer | B8 | 500 | 773 | 4886.98 | 129.4 | 154.27 | 2 | 22.87
2040 | MISO_W_2_PJM_ROR | MISO_W | PJM_ROR | Internal | Summer | B9 | 800 | 773 | 5552.48 | 127.15 | 152.02 | 2 | 22.87
2040 | MISO_W_2_PJM_ROR | MISO_W | PJM_ROR | Internal | Summer | B10 | 1262 | 773 | 18055.52 | 75.63 | 100.5 | 2 | 22.87
2040 | MISO_W_2_PJM_ROR | MISO_W | PJM_ROR | Internal | Winter | B16 | 25 | 773 | 23061.14 | 132.88 | 157.75 | 2 | 22.87
2040 | MISO_W_2_PJM_ROR | MISO_W | PJM_ROR | Internal | Winter | B17 | 100 | 773 | 26756.41 | 130.25 | 155.12 | 2 | 22.87
2040 | MISO_W_2_PJM_ROR | MISO_W | PJM_ROR | Internal | Winter | B18 | 400 | 773 | 17637.87 | 126.14 | 151.01 | 2 | 22.87
2040 | MISO_W_2_PJM_ROR | MISO_W | PJM_ROR | Internal | Winter | B19 | 700 | 773 | 18673.89 | 126.13 | 151 | 2 | 22.87
2040 | MISO_W_2_PJM_ROR | MISO_W | PJM_ROR | Internal | Winter | B20 | 935 | 773 | 23232.8 | 56.44 | 81.3 | 2 | 22.87
2040 | MISO_W_2_SPP_N | MISO_W | SPP_N | Internal | Shoulder | B11 | 25 | 3200 | 0.13 | 130.5 | 85.15 | 7 | 0
2040 | MISO_W_2_SPP_N | MISO_W | SPP_N | Internal | Shoulder | B12 | 200 | 3200 | 0.02 | 128.92 | 76.26 | 7 | 0
2040 | MISO_W_2_SPP_N | MISO_W | SPP_N | Internal | Shoulder | B13 | 600 | 3200 | 0 | 124.81 | 72.14 | 7 | 0
2040 | MISO_W_2_SPP_N | MISO_W | SPP_N | Internal | Shoulder | B14 | 900 | 3200 | 0 | 122.21 | 69.55 | 7 | 0
2040 | MISO_W_2_SPP_N | MISO_W | SPP_N | Internal | Shoulder | B15 | 1203 | 3200 | 0 | 56.43 | 3.77 | 7 | 0
2040 | MISO_W_2_SPP_N | MISO_W | SPP_N | Internal | Summer | B1 | 10 | 3200 | 0.28 | 237.89 | 185.23 | 7 | 0
2040 | MISO_W_2_SPP_N | MISO_W | SPP_N | Internal | Summer | B2 | 25 | 3200 | 0.13 | 260.08 | 215.71 | 7 | 0
2040 | MISO_W_2_SPP_N | MISO_W | SPP_N | Internal | Summer | B3 | 75 | 3200 | 0.17 | 268.83 | 263.81 | 7 | 0
2040 | MISO_W_2_SPP_N | MISO_W | SPP_N | Internal | Summer | B4 | 100 | 3200 | 0.12 | 194.29 | 189.22 | 7 | 0
2040 | MISO_W_2_SPP_N | MISO_W | SPP_N | Internal | Summer | B5 | 200 | 3200 | 0.08 | 181.15 | 177.22 | 7 | 0
2040 | MISO_W_2_SPP_N | MISO_W | SPP_N | Internal | Summer | B6 | 300 | 3200 | 0.07 | 178.45 | 176.8 | 7 | 0
2040 | MISO_W_2_SPP_N | MISO_W | SPP_N | Internal | Summer | B7 | 400 | 3200 | 413.55 | 149.91 | 156.91 | 7 | 0
2040 | MISO_W_2_SPP_N | MISO_W | SPP_N | Internal | Summer | B8 | 500 | 3200 | 0 | 129.4 | 87.74 | 7 | 0
2040 | MISO_W_2_SPP_N | MISO_W | SPP_N | Internal | Summer | B9 | 800 | 3200 | 0 | 127.15 | 83.1 | 7 | 0
2040 | MISO_W_2_SPP_N | MISO_W | SPP_N | Internal | Summer | B10 | 1262 | 3200 | 0 | 75.63 | 22.97 | 7 | 0
2040 | MISO_W_2_SPP_N | MISO_W | SPP_N | Internal | Winter | B16 | 25 | 3200 | 0.11 | 132.88 | 80.9 | 7 | 0
2040 | MISO_W_2_SPP_N | MISO_W | SPP_N | Internal | Winter | B17 | 100 | 3200 | 0.03 | 130.25 | 77.59 | 7 | 0
2040 | MISO_W_2_SPP_N | MISO_W | SPP_N | Internal | Winter | B18 | 400 | 3200 | 0 | 126.14 | 73.48 | 7 | 0
2040 | MISO_W_2_SPP_N | MISO_W | SPP_N | Internal | Winter | B19 | 700 | 3200 | 0 | 126.13 | 73.47 | 7 | 0
2040 | MISO_W_2_SPP_N | MISO_W | SPP_N | Internal | Winter | B20 | 935 | 3200 | 0 | 56.44 | 3.77 | 7 | 0
2040 | MISO_WUMS_2_MISO_MI | MISO_WUMS | MISO_MI | Internal | Shoulder | B11 | 25 | 99 | 41.02 | 151.81 | 151.81 | 0.01 | 0.06
2040 | MISO_WUMS_2_MISO_MI | MISO_WUMS | MISO_MI | Internal | Shoulder | B12 | 200 | 99 | 98.92 | 150.23 | 151.79 | 0.01 | 1.55
2040 | MISO_WUMS_2_MISO_MI | MISO_WUMS | MISO_MI | Internal | Shoulder | B13 | 600 | 99 | 98.97 | 146.12 | 147.67 | 0.01 | 1.55
2040 | MISO_WUMS_2_MISO_MI | MISO_WUMS | MISO_MI | Internal | Shoulder | B14 | 900 | 99 | 99 | 143.52 | 145.77 | 0.01 | 2.24
2040 | MISO_WUMS_2_MISO_MI | MISO_WUMS | MISO_MI | Internal | Shoulder | B15 | 1203 | 99 | 99.02 | 77.75 | 80.01 | 0.01 | 2.26
2040 | MISO_WUMS_2_MISO_MI | MISO_WUMS | MISO_MI | Internal | Summer | B1 | 10 | 99 | 2199.49 | 255.78 | 260.46 | 0.01 | 4.78
2040 | MISO_WUMS_2_MISO_MI | MISO_WUMS | MISO_MI | Internal | Summer | B2 | 25 | 99 | 808.2 | 277.97 | 282.66 | 0.01 | 4.71
2040 | MISO_WUMS_2_MISO_MI | MISO_WUMS | MISO_MI | Internal | Summer | B3 | 75 | 99 | 98.61 | 276.04 | 277.07 | 0.01 | 1.03
2040 | MISO_WUMS_2_MISO_MI | MISO_WUMS | MISO_MI | Internal | Summer | B4 | 100 | 99 | 111.4 | 194.31 | 198.94 | 0.01 | 4.63
2040 | MISO_WUMS_2_MISO_MI | MISO_WUMS | MISO_MI | Internal | Summer | B5 | 200 | 99 | 2.9 | 181.08 | 181.02 | 0.01 | 0.01
2040 | MISO_WUMS_2_MISO_MI | MISO_WUMS | MISO_MI | Internal | Summer | B6 | 300 | 99 | 0.15 | 177.26 | 175.09 | 0.01 | 0
2040 | MISO_WUMS_2_MISO_MI | MISO_WUMS | MISO_MI | Internal | Summer | B7 | 400 | 99 | 98.9 | 156.92 | 157.95 | 0.01 | 1.02
2040 | MISO_WUMS_2_MISO_MI | MISO_WUMS | MISO_MI | Internal | Summer | B8 | 500 | 99 | 98.97 | 150.71 | 152.27 | 0.01 | 1.55
2040 | MISO_WUMS_2_MISO_MI | MISO_WUMS | MISO_MI | Internal | Summer | B9 | 800 | 99 | 99.07 | 148.47 | 152.27 | 0.01 | 3.79
2040 | MISO_WUMS_2_MISO_MI | MISO_WUMS | MISO_MI | Internal | Summer | B10 | 1262 | 99 | 387.88 | 96.94 | 101.63 | 0.01 | 4.68
2040 | MISO_WUMS_2_MISO_MI | MISO_WUMS | MISO_MI | Internal | Winter | B16 | 25 | 99 | 99.15 | 154.19 | 156.13 | 0.01 | 1.97
2040 | MISO_WUMS_2_MISO_MI | MISO_WUMS | MISO_MI | Internal | Winter | B17 | 100 | 99 | 99 | 151.56 | 153.51 | 0.01 | 1.94
2040 | MISO_WUMS_2_MISO_MI | MISO_WUMS | MISO_MI | Internal | Winter | B18 | 400 | 99 | 98.94 | 147.45 | 149 | 0.01 | 1.54
2040 | MISO_WUMS_2_MISO_MI | MISO_WUMS | MISO_MI | Internal | Winter | B19 | 700 | 99 | 98.97 | 147.44 | 149 | 0.01 | 1.55
2040 | MISO_WUMS_2_MISO_MI | MISO_WUMS | MISO_MI | Internal | Winter | B20 | 935 | 99 | 99.03 | 77.75 | 80.42 | 0.01 | 2.67
2040 | MISO_WUMS_2_MISO_W | MISO_WUMS | MISO_W | Internal | Shoulder | B11 | 25 | 1137 | 0.25 | 151.81 | 130.5 | 0.01 | 0
2040 | MISO_WUMS_2_MISO_W | MISO_WUMS | MISO_W | Internal | Shoulder | B12 | 200 | 1137 | 0.03 | 150.23 | 128.92 | 0.01 | 0
2040 | MISO_WUMS_2_MISO_W | MISO_WUMS | MISO_W | Internal | Shoulder | B13 | 600 | 1137 | 0.01 | 146.12 | 124.81 | 0.01 | 0
2040 | MISO_WUMS_2_MISO_W | MISO_WUMS | MISO_W | Internal | Shoulder | B14 | 900 | 1137 | 0 | 143.52 | 122.21 | 0.01 | 0
2040 | MISO_WUMS_2_MISO_W | MISO_WUMS | MISO_W | Internal | Shoulder | B15 | 1203 | 1137 | 0 | 77.75 | 56.43 | 0.01 | 0
2040 | MISO_WUMS_2_MISO_W | MISO_WUMS | MISO_W | Internal | Summer | B1 | 10 | 1137 | 0.68 | 255.78 | 237.89 | 0.01 | 0.01
2040 | MISO_WUMS_2_MISO_W | MISO_WUMS | MISO_W | Internal | Summer | B2 | 25 | 1137 | 0.28 | 277.97 | 260.08 | 0.01 | 0
2040 | MISO_WUMS_2_MISO_W | MISO_WUMS | MISO_W | Internal | Summer | B3 | 75 | 1137 | 0.2 | 276.04 | 268.83 | 0.01 | 0
2040 | MISO_WUMS_2_MISO_W | MISO_WUMS | MISO_W | Internal | Summer | B4 | 100 | 1137 | 25.75 | 194.31 | 194.29 | 0.01 | 0
2040 | MISO_WUMS_2_MISO_W | MISO_WUMS | MISO_W | Internal | Summer | B5 | 200 | 1137 | 1121.36 | 181.08 | 181.15 | 0.01 | 0.05
2040 | MISO_WUMS_2_MISO_W | MISO_WUMS | MISO_W | Internal | Summer | B6 | 300 | 1137 | 1136.69 | 177.26 | 178.45 | 0.01 | 1.17
2040 | MISO_WUMS_2_MISO_W | MISO_WUMS | MISO_W | Internal | Summer | B7 | 400 | 1137 | 0.04 | 156.92 | 149.91 | 0.01 | 0
2040 | MISO_WUMS_2_MISO_W | MISO_WUMS | MISO_W | Internal | Summer | B8 | 500 | 1137 | 0.01 | 150.71 | 129.4 | 0.01 | 0
2040 | MISO_WUMS_2_MISO_W | MISO_WUMS | MISO_W | Internal | Summer | B9 | 800 | 1137 | 0 | 148.47 | 127.15 | 0.01 | 0
2040 | MISO_WUMS_2_MISO_W | MISO_WUMS | MISO_W | Internal | Summer | B10 | 1262 | 1137 | 0 | 96.94 | 75.63 | 0.01 | 0
2040 | MISO_WUMS_2_MISO_W | MISO_WUMS | MISO_W | Internal | Winter | B16 | 25 | 1137 | 0.25 | 154.19 | 132.88 | 0.01 | 0
2040 | MISO_WUMS_2_MISO_W | MISO_WUMS | MISO_W | Internal | Winter | B17 | 100 | 1137 | 0.06 | 151.56 | 130.25 | 0.01 | 0
2040 | MISO_WUMS_2_MISO_W | MISO_WUMS | MISO_W | Internal | Winter | B18 | 400 | 1137 | 0.02 | 147.45 | 126.14 | 0.01 | 0
2040 | MISO_WUMS_2_MISO_W | MISO_WUMS | MISO_W | Internal | Winter | B19 | 700 | 1137 | 0 | 147.44 | 126.13 | 0.01 | 0
2040 | MISO_WUMS_2_MISO_W | MISO_WUMS | MISO_W | Internal | Winter | B20 | 935 | 1137 | 0 | 77.75 | 56.44 | 0.01 | 0
2040 | MISO_WUMS_2_PJM_ROR | MISO_WUMS | PJM_ROR | Internal | Shoulder | B11 | 25 | 1600 | 582.99 | 151.81 | 153.81 | 2 | 0
2040 | MISO_WUMS_2_PJM_ROR | MISO_WUMS | PJM_ROR | Internal | Shoulder | B12 | 200 | 1600 | 1599.89 | 150.23 | 153.79 | 2 | 1.56
2040 | MISO_WUMS_2_PJM_ROR | MISO_WUMS | PJM_ROR | Internal | Shoulder | B13 | 600 | 1600 | 1599.96 | 146.12 | 149.67 | 2 | 1.56
2040 | MISO_WUMS_2_PJM_ROR | MISO_WUMS | PJM_ROR | Internal | Shoulder | B14 | 900 | 1600 | 1599.97 | 143.52 | 147.07 | 2 | 1.56
2040 | MISO_WUMS_2_PJM_ROR | MISO_WUMS | PJM_ROR | Internal | Shoulder | B15 | 1203 | 1600 | 1599.98 | 77.75 | 81.3 | 2 | 1.56
2040 | MISO_WUMS_2_PJM_ROR | MISO_WUMS | PJM_ROR | Internal | Summer | B1 | 10 | 1600 | 2584.01 | 255.78 | 262.75 | 2 | 4.98
2040 | MISO_WUMS_2_PJM_ROR | MISO_WUMS | PJM_ROR | Internal | Summer | B2 | 25 | 1600 | 2943.53 | 277.97 | 284.95 | 2 | 4.98
2040 | MISO_WUMS_2_PJM_ROR | MISO_WUMS | PJM_ROR | Internal | Summer | B3 | 75 | 1600 | 3209.42 | 276.04 | 283.02 | 2 | 4.98
2040 | MISO_WUMS_2_PJM_ROR | MISO_WUMS | PJM_ROR | Internal | Summer | B4 | 100 | 1600 | 3425.63 | 194.31 | 201.28 | 2 | 4.98
2040 | MISO_WUMS_2_PJM_ROR | MISO_WUMS | PJM_ROR | Internal | Summer | B5 | 200 | 1600 | 1599.84 | 181.08 | 184.22 | 2 | 1.14
2040 | MISO_WUMS_2_PJM_ROR | MISO_WUMS | PJM_ROR | Internal | Summer | B6 | 300 | 1600 | 0.19 | 177.26 | 177.09 | 2 | 0
2040 | MISO_WUMS_2_PJM_ROR | MISO_WUMS | PJM_ROR | Internal | Summer | B7 | 400 | 1600 | 2882.07 | 156.92 | 163.9 | 2 | 4.98
2040 | MISO_WUMS_2_PJM_ROR | MISO_WUMS | PJM_ROR | Internal | Summer | B8 | 500 | 1600 | 1599.95 | 150.71 | 154.27 | 2 | 1.56
2040 | MISO_WUMS_2_PJM_ROR | MISO_WUMS | PJM_ROR | Internal | Summer | B9 | 800 | 1600 | 1599.97 | 148.47 | 152.02 | 2 | 1.56
2040 | MISO_WUMS_2_PJM_ROR | MISO_WUMS | PJM_ROR | Internal | Summer | B10 | 1262 | 1600 | 1599.98 | 96.94 | 100.5 | 2 | 1.56
2040 | MISO_WUMS_2_PJM_ROR | MISO_WUMS | PJM_ROR | Internal | Winter | B16 | 25 | 1600 | 1599.42 | 154.19 | 157.75 | 2 | 1.56
2040 | MISO_WUMS_2_PJM_ROR | MISO_WUMS | PJM_ROR | Internal | Winter | B17 | 100 | 1600 | 1599.8 | 151.56 | 155.12 | 2 | 1.56
2040 | MISO_WUMS_2_PJM_ROR | MISO_WUMS | PJM_ROR | Internal | Winter | B18 | 400 | 1600 | 1599.94 | 147.45 | 151.01 | 2 | 1.56
2040 | MISO_WUMS_2_PJM_ROR | MISO_WUMS | PJM_ROR | Internal | Winter | B19 | 700 | 1600 | 1599.97 | 147.44 | 151 | 2 | 1.56
2040 | MISO_WUMS_2_PJM_ROR | MISO_WUMS | PJM_ROR | Internal | Winter | B20 | 935 | 1600 | 1599.98 | 77.75 | 81.3 | 2 | 1.56
2040 | NE_2_MAPP_US | NE | MAPP_US | Internal | Shoulder | B11 | 25 | 1600 | 1255.52 | 107.5 | 112.51 | 5 | 0.01
2040 | NE_2_MAPP_US | NE | MAPP_US | Internal | Shoulder | B12 | 200 | 1600 | 1599.97 | 76.25 | 89.03 | 5 | 7.78
2040 | NE_2_MAPP_US | NE | MAPP_US | Internal | Shoulder | B13 | 600 | 1600 | 1599.99 | 72.13 | 85.85 | 5 | 8.72
2040 | NE_2_MAPP_US | NE | MAPP_US | Internal | Shoulder | B14 | 900 | 1600 | 1600.01 | 68.49 | 85.85 | 5 | 12.36
2040 | NE_2_MAPP_US | NE | MAPP_US | Internal | Shoulder | B15 | 1203 | 1600 | 2522.82 | 3.77 | 48.67 | 5 | 39.9
2040 | NE_2_MAPP_US | NE | MAPP_US | Internal | Summer | B1 | 10 | 1600 | 1599.99 | 207.59 | 230.89 | 5 | 18.31
2040 | NE_2_MAPP_US | NE | MAPP_US | Internal | Summer | B2 | 25 | 1600 | 1600.06 | 223.25 | 253.07 | 5 | 24.82
2040 | NE_2_MAPP_US | NE | MAPP_US | Internal | Summer | B3 | 75 | 1600 | 0.18 | 263.8 | 261.83 | 5 | 0
2040 | NE_2_MAPP_US | NE | MAPP_US | Internal | Summer | B4 | 100 | 1600 | 0.13 | 189.29 | 187.29 | 5 | 0
2040 | NE_2_MAPP_US | NE | MAPP_US | Internal | Summer | B5 | 200 | 1600 | 0.16 | 177.21 | 180.37 | 5 | 0
2040 | NE_2_MAPP_US | NE | MAPP_US | Internal | Summer | B6 | 300 | 1600 | 0.03 | 176.79 | 171.45 | 5 | 0
2040 | NE_2_MAPP_US | NE | MAPP_US | Internal | Summer | B7 | 400 | 1600 | 0.02 | 154.9 | 147.9 | 5 | 0
2040 | NE_2_MAPP_US | NE | MAPP_US | Internal | Summer | B8 | 500 | 1600 | 1600 | 87.76 | 120.15 | 5 | 27.4
2040 | NE_2_MAPP_US | NE | MAPP_US | Internal | Summer | B9 | 800 | 1600 | 1600.01 | 83.12 | 120.15 | 5 | 32.04
2040 | NE_2_MAPP_US | NE | MAPP_US | Internal | Summer | B10 | 1262 | 1600 | 2405 | 22.96 | 67.86 | 5 | 39.9
2040 | NE_2_MAPP_US | NE | MAPP_US | Internal | Winter | B16 | 25 | 1600 | 1600.07 | 79.17 | 108.48 | 5 | 24.31
2040 | NE_2_MAPP_US | NE | MAPP_US | Internal | Winter | B17 | 100 | 1600 | 1600.04 | 76.54 | 108.49 | 5 | 26.95
2040 | NE_2_MAPP_US | NE | MAPP_US | Internal | Winter | B18 | 400 | 1600 | 1600.02 | 72.43 | 108.49 | 5 | 31.06
2040 | NE_2_MAPP_US | NE | MAPP_US | Internal | Winter | B19 | 700 | 1600 | 1600.04 | 72.42 | 108.49 | 5 | 31.07
2040 | NE_2_MAPP_US | NE | MAPP_US | Internal | Winter | B20 | 935 | 1600 | 2734.62 | 3.77 | 48.67 | 5 | 39.9
2040 | NE_2_MISO_W | NE | MISO_W | Internal | Shoulder | B11 | 25 | 1600 | 1599.97 | 107.5 | 130.5 | 5 | 18
2040 | NE_2_MISO_W | NE | MISO_W | Internal | Shoulder | B12 | 200 | 1600 | 1600.34 | 76.25 | 128.92 | 5 | 47.68
2040 | NE_2_MISO_W | NE | MISO_W | Internal | Shoulder | B13 | 600 | 1600 | 1600.15 | 72.13 | 124.81 | 5 | 47.68
2040 | NE_2_MISO_W | NE | MISO_W | Internal | Shoulder | B14 | 900 | 1600 | 2088.17 | 68.49 | 122.21 | 5 | 48.72
2040 | NE_2_MISO_W | NE | MISO_W | Internal | Shoulder | B15 | 1203 | 1600 | 1600.07 | 3.77 | 56.43 | 5 | 47.66
2040 | NE_2_MISO_W | NE | MISO_W | Internal | Summer | B1 | 10 | 1600 | 1600.09 | 207.59 | 237.89 | 5 | 25.31
2040 | NE_2_MISO_W | NE | MISO_W | Internal | Summer | B2 | 25 | 1600 | 1600.09 | 223.25 | 260.08 | 5 | 31.84
2040 | NE_2_MISO_W | NE | MISO_W | Internal | Summer | B3 | 75 | 1600 | 1583.01 | 263.8 | 268.83 | 5 | 0.03
2040 | NE_2_MISO_W | NE | MISO_W | Internal | Summer | B4 | 100 | 1600 | 464.69 | 189.29 | 194.29 | 5 | 0
2040 | NE_2_MISO_W | NE | MISO_W | Internal | Summer | B5 | 200 | 1600 | 0.33 | 177.21 | 181.15 | 5 | 0
2040 | NE_2_MISO_W | NE | MISO_W | Internal | Summer | B6 | 300 | 1600 | 0.08 | 176.79 | 178.45 | 5 | 0
2040 | NE_2_MISO_W | NE | MISO_W | Internal | Summer | B7 | 400 | 1600 | 0.03 | 154.9 | 149.91 | 5 | 0
2040 | NE_2_MISO_W | NE | MISO_W | Internal | Summer | B8 | 500 | 1600 | 1600.01 | 87.76 | 129.4 | 5 | 36.64
2040 | NE_2_MISO_W | NE | MISO_W | Internal | Summer | B9 | 800 | 1600 | 1600.01 | 83.12 | 127.15 | 5 | 39.04
2040 | NE_2_MISO_W | NE | MISO_W | Internal | Summer | B10 | 1262 | 1600 | 1600.07 | 22.96 | 75.63 | 5 | 47.68
2040 | NE_2_MISO_W | NE | MISO_W | Internal | Winter | B16 | 25 | 1600 | 5381.77 | 79.17 | 132.88 | 5 | 48.72
2040 | NE_2_MISO_W | NE | MISO_W | Internal | Winter | B17 | 100 | 1600 | 3741.72 | 76.54 | 130.25 | 5 | 48.72
2040 | NE_2_MISO_W | NE | MISO_W | Internal | Winter | B18 | 400 | 1600 | 2732.37 | 72.43 | 126.14 | 5 | 48.72
2040 | NE_2_MISO_W | NE | MISO_W | Internal | Winter | B19 | 700 | 1600 | 2146.48 | 72.42 | 126.13 | 5 | 48.72
2040 | NE_2_MISO_W | NE | MISO_W | Internal | Winter | B20 | 935 | 1600 | 1600.1 | 3.77 | 56.44 | 5 | 47.66
2040 | NE_2_SPP_N | NE | SPP_N | Internal | Shoulder | B11 | 25 | 1800 | 0.31 | 107.5 | 85.15 | 0.01 | 0
2040 | NE_2_SPP_N | NE | SPP_N | Internal | Shoulder | B12 | 200 | 1800 | 595.75 | 76.25 | 76.26 | 0.01 | 0
2040 | NE_2_SPP_N | NE | SPP_N | Internal | Shoulder | B13 | 600 | 1800 | 1612.47 | 72.13 | 72.14 | 0.01 | 0
2040 | NE_2_SPP_N | NE | SPP_N | Internal | Shoulder | B14 | 900 | 1800 | 1800 | 68.49 | 69.55 | 0.01 | 1.04
2040 | NE_2_SPP_N | NE | SPP_N | Internal | Shoulder | B15 | 1203 | 1800 | 4.47 | 3.77 | 3.77 | 0.01 | 0
2040 | NE_2_SPP_N | NE | SPP_N | Internal | Summer | B1 | 10 | 1800 | 0.71 | 207.59 | 185.23 | 0.01 | 0.01
2040 | NE_2_SPP_N | NE | SPP_N | Internal | Summer | B2 | 25 | 1800 | 0.66 | 223.25 | 215.71 | 0.01 | 0
2040 | NE_2_SPP_N | NE | SPP_N | Internal | Summer | B3 | 75 | 1800 | 116.43 | 263.8 | 263.81 | 0.01 | 0
2040 | NE_2_SPP_N | NE | SPP_N | Internal | Summer | B4 | 100 | 1800 | 5.98 | 189.29 | 189.22 | 0.01 | 0
2040 | NE_2_SPP_N | NE | SPP_N | Internal | Summer | B5 | 200 | 1800 | 270.55 | 177.21 | 177.22 | 0.01 | 0
2040 | NE_2_SPP_N | NE | SPP_N | Internal | Summer | B6 | 300 | 1800 | 735.55 | 176.79 | 176.8 | 0.01 | 0
2040 | NE_2_SPP_N | NE | SPP_N | Internal | Summer | B7 | 400 | 1800 | 2695.49 | 154.9 | 156.91 | 0.01 | 1.99
2040 | NE_2_SPP_N | NE | SPP_N | Internal | Summer | B8 | 500 | 1800 | 4.05 | 87.76 | 87.74 | 0.01 | 0
2040 | NE_2_SPP_N | NE | SPP_N | Internal | Summer | B9 | 800 | 1800 | 2.92 | 83.12 | 83.1 | 0.01 | 0
2040 | NE_2_SPP_N | NE | SPP_N | Internal | Summer | B10 | 1262 | 1800 | 609.89 | 22.96 | 22.97 | 0.01 | 0
2040 | NE_2_SPP_N | NE | SPP_N | Internal | Winter | B16 | 25 | 1800 | 1808.2 | 79.17 | 80.9 | 0.01 | 1.72
2040 | NE_2_SPP_N | NE | SPP_N | Internal | Winter | B17 | 100 | 1800 | 1800.09 | 76.54 | 77.59 | 0.01 | 1.04
2040 | NE_2_SPP_N | NE | SPP_N | Internal | Winter | B18 | 400 | 1800 | 1800.02 | 72.43 | 73.48 | 0.01 | 1.04
2040 | NE_2_SPP_N | NE | SPP_N | Internal | Winter | B19 | 700 | 1800 | 1800 | 72.42 | 73.47 | 0.01 | 1.04
2040 | NE_2_SPP_N | NE | SPP_N | Internal | Winter | B20 | 935 | 1800 | 7.82 | 3.77 | 3.77 | 0.01 | 0
2040 | NEISO_2_NYISO_A-F | NEISO | NYISO_A-F | Internal | Shoulder | B11 | 25 | 600 | 0.72 | 111.34 | 108.33 | 3 | 0.01
2040 | NEISO_2_NYISO_A-F | NEISO | NYISO_A-F | Internal | Shoulder | B12 | 200 | 600 | 0.1 | 111.32 | 108.31 | 3 | 0
2040 | NEISO_2_NYISO_A-F | NEISO | NYISO_A-F | Internal | Shoulder | B13 | 600 | 600 | 0.03 | 107.21 | 104.19 | 3 | 0
2040 | NEISO_2_NYISO_A-F | NEISO | NYISO_A-F | Internal | Shoulder | B14 | 900 | 600 | 0.02 | 106.93 | 103.92 | 3 | 0
2040 | NEISO_2_NYISO_A-F | NEISO | NYISO_A-F | Internal | Shoulder | B15 | 1203 | 600 | 0.03 | 78.63 | 76.36 | 3 | 0
2040 | NEISO_2_NYISO_A-F | NEISO | NYISO_A-F | Internal | Summer | B1 | 10 | 600 | 1.71 | 220.29 | 217.28 | 3 | 0.02
2040 | NEISO_2_NYISO_A-F | NEISO | NYISO_A-F | Internal | Summer | B2 | 25 | 600 | 0.72 | 242.49 | 239.47 | 3 | 0.01
2040 | NEISO_2_NYISO_A-F | NEISO | NYISO_A-F | Internal | Summer | B3 | 75 | 600 | 0.25 | 240.5 | 237.49 | 3 | 0
2040 | NEISO_2_NYISO_A-F | NEISO | NYISO_A-F | Internal | Summer | B4 | 100 | 600 | 0.19 | 165.9 | 162.89 | 3 | 0
2040 | NEISO_2_NYISO_A-F | NEISO | NYISO_A-F | Internal | Summer | B5 | 200 | 600 | 0.1 | 165.9 | 162.89 | 3 | 0
2040 | NEISO_2_NYISO_A-F | NEISO | NYISO_A-F | Internal | Summer | B6 | 300 | 600 | 0.07 | 165.89 | 162.89 | 3 | 0
2040 | NEISO_2_NYISO_A-F | NEISO | NYISO_A-F | Internal | Summer | B7 | 400 | 600 | 0.06 | 158.91 | 155.91 | 3 | 0
2040 | NEISO_2_NYISO_A-F | NEISO | NYISO_A-F | Internal | Summer | B8 | 500 | 600 | 0.04 | 149.28 | 146.28 | 3 | 0
2040 | NEISO_2_NYISO_A-F | NEISO | NYISO_A-F | Internal | Summer | B9 | 800 | 600 | 0.03 | 123.88 | 120.87 | 3 | 0
2040 | NEISO_2_NYISO_A-F | NEISO | NYISO_A-F | Internal | Summer | B10 | 1262 | 600 | 0.02 | 123.39 | 120.39 | 3 | 0
2040 | NEISO_2_NYISO_A-F | NEISO | NYISO_A-F | Internal | Winter | B16 | 25 | 600 | 0.72 | 115.28 | 112.27 | 3 | 0.01
2040 | NEISO_2_NYISO_A-F | NEISO | NYISO_A-F | Internal | Winter | B17 | 100 | 600 | 0.19 | 112.65 | 109.63 | 3 | 0
2040 | NEISO_2_NYISO_A-F | NEISO | NYISO_A-F | Internal | Winter | B18 | 400 | 600 | 0.05 | 108.54 | 105.53 | 3 | 0
2040 | NEISO_2_NYISO_A-F | NEISO | NYISO_A-F | Internal | Winter | B19 | 700 | 600 | 0.03 | 108.53 | 105.52 | 3 | 0
2040 | NEISO_2_NYISO_A-F | NEISO | NYISO_A-F | Internal | Winter | B20 | 935 | 600 | 0.04 | 78.95 | 75.96 | 3 | 0
2040 | NEISO_2_NYISO_G-I | NEISO | NYISO_G-I | Internal | Shoulder | B11 | 25 | 600 | 3057.78 | 111.34 | 144.81 | 3 | 30.47
2040 | NEISO_2_NYISO_G-I | NEISO | NYISO_G-I | Internal | Shoulder | B12 | 200 | 600 | 3033.94 | 111.32 | 144.79 | 3 | 30.47
2040 | NEISO_2_NYISO_G-I | NEISO | NYISO_G-I | Internal | Shoulder | B13 | 600 | 600 | 2918.92 | 107.21 | 140.67 | 3 | 30.47
2040 | NEISO_2_NYISO_G-I | NEISO | NYISO_G-I | Internal | Shoulder | B14 | 900 | 600 | 2766.24 | 106.93 | 140.4 | 3 | 30.47
2040 | NEISO_2_NYISO_G-I | NEISO | NYISO_G-I | Internal | Shoulder | B15 | 1203 | 600 | 253.07 | 78.63 | 81.63 | 3 | 0
2040 | NEISO_2_NYISO_G-I | NEISO | NYISO_G-I | Internal | Summer | B1 | 10 | 600 | 2875.87 | 220.29 | 253.75 | 3 | 30.48
2040 | NEISO_2_NYISO_G-I | NEISO | NYISO_G-I | Internal | Summer | B2 | 25 | 600 | 2761.25 | 242.49 | 275.95 | 3 | 30.47
2040 | NEISO_2_NYISO_G-I | NEISO | NYISO_G-I | Internal | Summer | B3 | 75 | 600 | 2378.48 | 240.5 | 273.97 | 3 | 30.47
2040 | NEISO_2_NYISO_G-I | NEISO | NYISO_G-I | Internal | Summer | B4 | 100 | 600 | 640.04 | 165.9 | 199.34 | 3 | 30.44
2040 | NEISO_2_NYISO_G-I | NEISO | NYISO_G-I | Internal | Summer | B5 | 200 | 600 | 600.01 | 165.9 | 184.55 | 3 | 15.65
2040 | NEISO_2_NYISO_G-I | NEISO | NYISO_G-I | Internal | Summer | B6 | 300 | 600 | 599.22 | 165.89 | 169.11 | 3 | 0.22
2040 | NEISO_2_NYISO_G-I | NEISO | NYISO_G-I | Internal | Summer | B7 | 400 | 600 | 599.99 | 158.91 | 168.65 | 3 | 6.74
2040 | NEISO_2_NYISO_G-I | NEISO | NYISO_G-I | Internal | Summer | B8 | 500 | 600 | 599.99 | 149.28 | 160.3 | 3 | 8.01
2040 | NEISO_2_NYISO_G-I | NEISO | NYISO_G-I | Internal | Summer | B9 | 800 | 600 | 858.28 | 123.88 | 157.35 | 3 | 30.47
2040 | NEISO_2_NYISO_G-I | NEISO | NYISO_G-I | Internal | Summer | B10 | 1262 | 600 | 0.05 | 123.39 | 120.4 | 3 | 0
2040 | NEISO_2_NYISO_G-I | NEISO | NYISO_G-I | Internal | Winter | B16 | 25 | 600 | 2965.85 | 115.28 | 148.75 | 3 | 30.47
2040 | NEISO_2_NYISO_G-I | NEISO | NYISO_G-I | Internal | Winter | B17 | 100 | 600 | 2856.17 | 112.65 | 146.12 | 3 | 30.47
2040 | NEISO_2_NYISO_G-I | NEISO | NYISO_G-I | Internal | Winter | B18 | 400 | 600 | 2801.42 | 108.54 | 142.01 | 3 | 30.47
2040 | NEISO_2_NYISO_G-I | NEISO | NYISO_G-I | Internal | Winter | B19 | 700 | 600 | 2634.99 | 108.53 | 142 | 3 | 30.47
2040 | NEISO_2_NYISO_G-I | NEISO | NYISO_G-I | Internal | Winter | B20 | 935 | 600 | 599.92 | 78.95 | 82.81 | 3 | 0.85
2040 | NEISO_2_NYISO_J-K | NEISO | NYISO_J-K | Internal | Shoulder | B11 | 25 | 430 | 5444.8 | 111.34 | 145.51 | 3 | 31.17
2040 | NEISO_2_NYISO_J-K | NEISO | NYISO_J-K | Internal | Shoulder | B12 | 200 | 430 | 3956.19 | 111.32 | 145.49 | 3 | 31.17
2040 | NEISO_2_NYISO_J-K | NEISO | NYISO_J-K | Internal | Shoulder | B13 | 600 | 430 | 2719.22 | 107.21 | 141.37 | 3 | 31.17
2040 | NEISO_2_NYISO_J-K | NEISO | NYISO_J-K | Internal | Shoulder | B14 | 900 | 430 | 1517.61 | 106.93 | 141.1 | 3 | 31.17
2040 | NEISO_2_NYISO_J-K | NEISO | NYISO_J-K | Internal | Shoulder | B15 | 1203 | 430 | 420.72 | 78.63 | 81.64 | 3 | 0.01
2040 | NEISO_2_NYISO_J-K | NEISO | NYISO_J-K | Internal | Summer | B1 | 10 | 430 | 4771.57 | 220.29 | 254.45 | 3 | 31.18
2040 | NEISO_2_NYISO_J-K | NEISO | NYISO_J-K | Internal | Summer | B2 | 25 | 430 | 1797.84 | 242.49 | 276.65 | 3 | 31.17
2040 | NEISO_2_NYISO_J-K | NEISO | NYISO_J-K | Internal | Summer | B3 | 75 | 430 | 1765.02 | 240.5 | 274.67 | 3 | 31.17
2040 | NEISO_2_NYISO_J-K | NEISO | NYISO_J-K | Internal | Summer | B4 | 100 | 430 | 1784.23 | 165.9 | 200.07 | 3 | 31.17
2040 | NEISO_2_NYISO_J-K | NEISO | NYISO_J-K | Internal | Summer | B5 | 200 | 430 | 819.72 | 165.9 | 200.07 | 3 | 31.17
2040 | NEISO_2_NYISO_J-K | NEISO | NYISO_J-K | Internal | Summer | B6 | 300 | 430 | 430 | 165.89 | 177.72 | 3 | 8.83
2040 | NEISO_2_NYISO_J-K | NEISO | NYISO_J-K | Internal | Summer | B7 | 400 | 430 | 430.01 | 158.91 | 177.71 | 3 | 15.8
2040 | NEISO_2_NYISO_J-K | NEISO | NYISO_J-K | Internal | Summer | B8 | 500 | 430 | 430.01 | 149.28 | 166.7 | 3 | 14.42
2040 | NEISO_2_NYISO_J-K | NEISO | NYISO_J-K | Internal | Summer | B9 | 800 | 430 | 1108.21 | 123.88 | 158.05 | 3 | 31.17
2040 | NEISO_2_NYISO_J-K | NEISO | NYISO_J-K | Internal | Summer | B10 | 1262 | 430 | 335.8 | 123.39 | 126.39 | 3 | 0
2040 | NEISO_2_NYISO_J-K | NEISO | NYISO_J-K | Internal | Winter | B16 | 25 | 430 | 7571.47 | 115.28 | 149.44 | 3 | 31.17
2040 | NEISO_2_NYISO_J-K | NEISO | NYISO_J-K | Internal | Winter | B17 | 100 | 430 | 6684.08 | 112.65 | 146.81 | 3 | 31.17
2040 | NEISO_2_NYISO_J-K | NEISO | NYISO_J-K | Internal | Winter | B18 | 400 | 430 | 8063.39 | 108.54 | 142.71 | 3 | 31.17
2040 | NEISO_2_NYISO_J-K | NEISO | NYISO_J-K | Internal | Winter | B19 | 700 | 430 | 6216.11 | 108.53 | 142.7 | 3 | 31.17
2040 | NEISO_2_NYISO_J-K | NEISO | NYISO_J-K | Internal | Winter | B20 | 935 | 430 | 429.93 | 78.95 | 82.82 | 3 | 0.87
2040 | NonRTO_Midwest_2_MISO_IN | NonRTO_Midwest | MISO_IN | Internal | Shoulder | B11 | 25 | 4450 | 0.49 | 157.63 | 149.84 | 8 | 0
2040 | NonRTO_Midwest_2_MISO_IN | NonRTO_Midwest | MISO_IN | Internal | Shoulder | B12 | 200 | 4450 | 0.06 | 157.63 | 149.63 | 8 | 0
2040 | NonRTO_Midwest_2_MISO_IN | NonRTO_Midwest | MISO_IN | Internal | Shoulder | B13 | 600 | 4450 | 0.02 | 153.75 | 147.66 | 8 | 0
2040 | NonRTO_Midwest_2_MISO_IN | NonRTO_Midwest | MISO_IN | Internal | Shoulder | B14 | 900 | 4450 | 0.01 | 153.74 | 145.76 | 8 | 0
2040 | NonRTO_Midwest_2_MISO_IN | NonRTO_Midwest | MISO_IN | Internal | Shoulder | B15 | 1203 | 4450 | 0.01 | 79.52 | 74.37 | 8 | 0
2040 | NonRTO_Midwest_2_MISO_IN | NonRTO_Midwest | MISO_IN | Internal | Summer | B1 | 10 | 4450 | 1.16 | 263.8 | 255.82 | 8 | 0
2040 | NonRTO_Midwest_2_MISO_IN | NonRTO_Midwest | MISO_IN | Internal | Summer | B2 | 25 | 4450 | 0.47 | 286.01 | 278.02 | 8 | 0
2040 | NonRTO_Midwest_2_MISO_IN | NonRTO_Midwest | MISO_IN | Internal | Summer | B3 | 75 | 4450 | 0.17 | 284.07 | 276.08 | 8 | 0
2040 | NonRTO_Midwest_2_MISO_IN | NonRTO_Midwest | MISO_IN | Internal | Summer | B4 | 100 | 4450 | 0.19 | 199.28 | 198.92 | 8 | 0
2040 | NonRTO_Midwest_2_MISO_IN | NonRTO_Midwest | MISO_IN | Internal | Summer | B5 | 200 | 4450 | 0.19 | 173.82 | 177.37 | 8 | 0
2040 | NonRTO_Midwest_2_MISO_IN | NonRTO_Midwest | MISO_IN | Internal | Summer | B6 | 300 | 4450 | 0.38 | 163.52 | 170.16 | 8 | 0
2040 | NonRTO_Midwest_2_MISO_IN | NonRTO_Midwest | MISO_IN | Internal | Summer | B7 | 400 | 4450 | 0.09 | 156.06 | 156.97 | 8 | 0
2040 | NonRTO_Midwest_2_MISO_IN | NonRTO_Midwest | MISO_IN | Internal | Summer | B8 | 500 | 4450 | 0.04 | 156.06 | 152.26 | 8 | 0
2040 | NonRTO_Midwest_2_MISO_IN | NonRTO_Midwest | MISO_IN | Internal | Summer | B9 | 800 | 4450 | 0.02 | 156.06 | 152.25 | 8 | 0
2040 | NonRTO_Midwest_2_MISO_IN | NonRTO_Midwest | MISO_IN | Internal | Summer | B10 | 1262 | 4450 | 0.03 | 95.63 | 100.46 | 8 | 0
2040 | NonRTO_Midwest_2_MISO_IN | NonRTO_Midwest | MISO_IN | Internal | Winter | B16 | 25 | 4450 | 0.44 | 158.81 | 150.82 | 8 | 0
2040 | NonRTO_Midwest_2_MISO_IN | NonRTO_Midwest | MISO_IN | Internal | Winter | B17 | 100 | 4450 | 0.11 | 161.49 | 153.49 | 8 | 0
2040 | NonRTO_Midwest_2_MISO_IN | NonRTO_Midwest | MISO_IN | Internal | Winter | B18 | 400 | 4450 | 0.03 | 155.23 | 147.23 | 8 | 0
2040 | NonRTO_Midwest_2_MISO_IN | NonRTO_Midwest | MISO_IN | Internal | Winter | B19 | 700 | 4450 | 0.02 | 153.77 | 145.77 | 8 | 0
2040 | NonRTO_Midwest_2_MISO_IN | NonRTO_Midwest | MISO_IN | Internal | Winter | B20 | 935 | 4450 | 0.01 | 82.37 | 74.37 | 8 | 0
2040 | NonRTO_Midwest_2_TVA_Transmission | NonRTO_Midwest | TVA_Transmission | Internal | Shoulder | B11 | 25 | 2400 | 0.54 | 157.63 | 157.81 | 8 | 0
2040 | NonRTO_Midwest_2_TVA_Transmission | NonRTO_Midwest | TVA_Transmission | Internal | Shoulder | B12 | 200 | 2400 | 0.05 | 157.63 | 151.46 | 8 | 0
2040 | NonRTO_Midwest_2_TVA_Transmission | NonRTO_Midwest | TVA_Transmission | Internal | Shoulder | B13 | 600 | 2400 | 0.01 | 153.75 | 146.8 | 8 | 0
2040 | NonRTO_Midwest_2_TVA_Transmission | NonRTO_Midwest | TVA_Transmission | Internal | Shoulder | B14 | 900 | 2400 | 0 | 153.74 | 144.74 | 8 | 0
2040 | NonRTO_Midwest_2_TVA_Transmission | NonRTO_Midwest | TVA_Transmission | Internal | Shoulder | B15 | 1203 | 2400 | 0.01 | 79.52 | 80.88 | 8 | 0
2040 | NonRTO_Midwest_2_TVA_Transmission | NonRTO_Midwest | TVA_Transmission | Internal | Summer | B1 | 10 | 2400 | 1.29 | 263.8 | 265.01 | 8 | 0
2040 | NonRTO_Midwest_2_TVA_Transmission | NonRTO_Midwest | TVA_Transmission | Internal | Summer | B2 | 25 | 2400 | 1.04 | 286.01 | 290.91 | 8 | 0
2040 | NonRTO_Midwest_2_TVA_Transmission | NonRTO_Midwest | TVA_Transmission | Internal | Summer | B3 | 75 | 2400 | 0.45 | 284.07 | 289.02 | 8 | 0
2040 | NonRTO_Midwest_2_TVA_Transmission | NonRTO_Midwest | TVA_Transmission | Internal | Summer | B4 | 100 | 2400 | 265.14 | 199.28 | 207.28 | 8 | 0
2040 | NonRTO_Midwest_2_TVA_Transmission | NonRTO_Midwest | TVA_Transmission | Internal | Summer | B5 | 200 | 2400 | 589.92 | 173.82 | 181.82 | 8 | 0
2040 | NonRTO_Midwest_2_TVA_Transmission | NonRTO_Midwest | TVA_Transmission | Internal | Summer | B6 | 300 | 2400 | 1084.72 | 163.52 | 171.52 | 8 | 0
2040 | NonRTO_Midwest_2_TVA_Transmission | NonRTO_Midwest | TVA_Transmission | Internal | Summer | B7 | 400 | 2400 | 0.19 | 156.06 | 162.57 | 8 | 0
2040 | NonRTO_Midwest_2_TVA_Transmission | NonRTO_Midwest | TVA_Transmission | Internal | Summer | B8 | 500 | 2400 | 0.04 | 156.06 | 158.04 | 8 | 0
2040 | NonRTO_Midwest_2_TVA_Transmission | NonRTO_Midwest | TVA_Transmission | Internal | Summer | B9 | 800 | 2400 | 0.02 | 156.06 | 156.43 | 8 | 0
2040 | NonRTO_Midwest_2_TVA_Transmission | NonRTO_Midwest | TVA_Transmission | Internal | Summer | B10 | 1262 | 2400 | 0 | 95.63 | 91.5 | 8 | 0
2040 | NonRTO_Midwest_2_TVA_Transmission | NonRTO_Midwest | TVA_Transmission | Internal | Winter | B16 | 25 | 2400 | 0.55 | 158.81 | 160.73 | 8 | 0
2040 | NonRTO_Midwest_2_TVA_Transmission | NonRTO_Midwest | TVA_Transmission | Internal | Winter | B17 | 100 | 2400 | 0.07 | 161.49 | 152.78 | 8 | 0
2040 | NonRTO_Midwest_2_TVA_Transmission | NonRTO_Midwest | TVA_Transmission | Internal | Winter | B18 | 400 | 2400 | 0.02 | 155.23 | 148.67 | 8 | 0
2040 | NonRTO_Midwest_2_TVA_Transmission | NonRTO_Midwest | TVA_Transmission | Internal | Winter | B19 | 700 | 2400 | 0.01 | 153.77 | 148.66 | 8 | 0
2040 | NonRTO_Midwest_2_TVA_Transmission | NonRTO_Midwest | TVA_Transmission | Internal | Winter | B20 | 935 | 2400 | 0.01 | 82.37 | 79.54 | 8 | 0
2040 | NYISO_A-F_2_IESO | NYISO_A-F | IESO | Internal | Shoulder | B11 | 25 | 1600 | 0.42 | 108.33 | 100.94 | 7 | 0
2040 | NYISO_A-F_2_IESO | NYISO_A-F | IESO | Internal | Shoulder | B12 | 200 | 1600 | 0.06 | 108.31 | 101.29 | 7 | 0
2040 | NYISO_A-F_2_IESO | NYISO_A-F | IESO | Internal | Shoulder | B13 | 600 | 1600 | 0.02 | 104.19 | 96.93 | 7 | 0
2040 | NYISO_A-F_2_IESO | NYISO_A-F | IESO | Internal | Shoulder | B14 | 900 | 1600 | 0.01 | 103.92 | 96.92 | 7 | 0
2040 | NYISO_A-F_2_IESO | NYISO_A-F | IESO | Internal | Shoulder | B15 | 1203 | 1600 | 0 | 76.36 | 68.96 | 7 | 0
2040 | NYISO_A-F_2_IESO | NYISO_A-F | IESO | Internal | Summer | B1 | 10 | 1600 | 1.01 | 217.28 | 210.25 | 7 | 0.01
2040 | NYISO_A-F_2_IESO | NYISO_A-F | IESO | Internal | Summer | B2 | 25 | 1600 | 0.39 | 239.47 | 231.79 | 7 | 0
2040 | NYISO_A-F_2_IESO | NYISO_A-F | IESO | Internal | Summer | B3 | 75 | 1600 | 0.15 | 237.49 | 230.49 | 7 | 0
2040 | NYISO_A-F_2_IESO | NYISO_A-F | IESO | Internal | Summer | B4 | 100 | 1600 | 0.08 | 162.89 | 148.1 | 7 | 0
2040 | NYISO_A-F_2_IESO | NYISO_A-F | IESO | Internal | Summer | B5 | 200 | 1600 | 0.02 | 162.89 | 130.15 | 7 | 0
2040 | NYISO_A-F_2_IESO | NYISO_A-F | IESO | Internal | Summer | B6 | 300 | 1600 | 0.01 | 162.89 | 124.22 | 7 | 0
2040 | NYISO_A-F_2_IESO | NYISO_A-F | IESO | Internal | Summer | B7 | 400 | 1600 | 0 | 155.91 | 107.08 | 7 | 0
2040 | NYISO_A-F_2_IESO | NYISO_A-F | IESO | Internal | Summer | B8 | 500 | 1600 | 0 | 146.28 | 101.4 | 7 | 0
2040 | NYISO_A-F_2_IESO | NYISO_A-F | IESO | Internal | Summer | B9 | 800 | 1600 | 0 | 120.87 | 101.39 | 7 | 0
2040 | NYISO_A-F_2_IESO | NYISO_A-F | IESO | Internal | Summer | B10 | 1262 | 1600 | 0 | 120.39 | 88.15 | 7 | 0
2040 | NYISO_A-F_2_IESO | NYISO_A-F | IESO | Internal | Winter | B16 | 25 | 1600 | 0.43 | 112.27 | 105.26 | 7 | 0
2040 | NYISO_A-F_2_IESO | NYISO_A-F | IESO | Internal | Winter | B17 | 100 | 1600 | 0.11 | 109.63 | 102.64 | 7 | 0
2040 | NYISO_A-F_2_IESO | NYISO_A-F | IESO | Internal | Winter | B18 | 400 | 1600 | 0.03 | 105.53 | 98.13 | 7 | 0
2040 | NYISO_A-F_2_IESO | NYISO_A-F | IESO | Internal | Winter | B19 | 700 | 1600 | 0.02 | 105.52 | 98.13 | 7 | 0
2040 | NYISO_A-F_2_IESO | NYISO_A-F | IESO | Internal | Winter | B20 | 935 | 1600 | 0.01 | 75.96 | 68.96 | 7 | 0
2040 | NYISO_A-F_2_NEISO | NYISO_A-F | NEISO | Internal | Shoulder | B11 | 25 | 600 | 3353.23 | 108.33 | 111.34 | 3 | 0.02
2040 | NYISO_A-F_2_NEISO | NYISO_A-F | NEISO | Internal | Shoulder | B12 | 200 | 600 | 2496.78 | 108.31 | 111.32 | 3 | 0.02
2040 | NYISO_A-F_2_NEISO | NYISO_A-F | NEISO | Internal | Shoulder | B13 | 600 | 600 | 2755.69 | 104.19 | 107.21 | 3 | 0.02
2040 | NYISO_A-F_2_NEISO | NYISO_A-F | NEISO | Internal | Shoulder | B14 | 900 | 600 | 1441.77 | 103.92 | 106.93 | 3 | 0.01
2040 | NYISO_A-F_2_NEISO | NYISO_A-F | NEISO | Internal | Shoulder | B15 | 1203 | 600 | 0.18 | 76.36 | 78.63 | 3 | 0
2040 | NYISO_A-F_2_NEISO | NYISO_A-F | NEISO | Internal | Summer | B1 | 10 | 600 | 5118.55 | 217.28 | 220.29 | 3 | 0.04
2040 | NYISO_A-F_2_NEISO | NYISO_A-F | NEISO | Internal | Summer | B2 | 25 | 600 | 2867.14 | 239.47 | 242.49 | 3 | 0.02
2040 | NYISO_A-F_2_NEISO | NYISO_A-F | NEISO | Internal | Summer | B3 | 75 | 600 | 1223.3 | 237.49 | 240.5 | 3 | 0.02
2040 | NYISO_A-F_2_NEISO | NYISO_A-F | NEISO | Internal | Summer | B4 | 100 | 600 | 650.59 | 162.89 | 165.9 | 3 | 0.01
2040 | NYISO_A-F_2_NEISO | NYISO_A-F | NEISO | Internal | Summer | B5 | 200 | 600 | 702.3 | 162.89 | 165.9 | 3 | 0.01
2040 | NYISO_A-F_2_NEISO | NYISO_A-F | NEISO | Internal | Summer | B6 | 300 | 600 | 560.04 | 162.89 | 165.89 | 3 | 0
2040 | NYISO_A-F_2_NEISO | NYISO_A-F | NEISO | Internal | Summer | B7 | 400 | 600 | 97.1 | 155.91 | 158.91 | 3 | 0
2040 | NYISO_A-F_2_NEISO | NYISO_A-F | NEISO | Internal | Summer | B8 | 500 | 600 | 596.59 | 146.28 | 149.28 | 3 | 0.01
2040 | NYISO_A-F_2_NEISO | NYISO_A-F | NEISO | Internal | Summer | B9 | 800 | 600 | 1339.98 | 120.87 | 123.88 | 3 | 0.01
2040 | NYISO_A-F_2_NEISO | NYISO_A-F | NEISO | Internal | Summer | B10 | 1262 | 600 | 176.58 | 120.39 | 123.39 | 3 | 0
2040 | NYISO_A-F_2_NEISO | NYISO_A-F | NEISO | Internal | Winter | B16 | 25 | 600 | 4057.27 | 112.27 | 115.28 | 3 | 0.02
2040 | NYISO_A-F_2_NEISO | NYISO_A-F | NEISO | Internal | Winter | B17 | 100 | 600 | 3584.08 | 109.63 | 112.65 | 3 | 0.02
2040 | NYISO_A-F_2_NEISO | NYISO_A-F | NEISO | Internal | Winter | B18 | 400 | 600 | 4696.18 | 105.53 | 108.54 | 3 | 0.02
2040 | NYISO_A-F_2_NEISO | NYISO_A-F | NEISO | Internal | Winter | B19 | 700 | 600 | 4055.9 | 105.52 | 108.53 | 3 | 0.02
2040 | NYISO_A-F_2_NEISO | NYISO_A-F | NEISO | Internal | Winter | B20 | 935 | 600 | 30.96 | 75.96 | 78.95 | 3 | 0
2040 | NYISO_A-F_2_NYISO_G-I | NYISO_A-F | NYISO_G-I | Internal | Shoulder | B11 | 25 | 4250 | 4250.36 | 108.33 | 144.81 | 0.01 | 36.47
2040 | NYISO_A-F_2_NYISO_G-I | NYISO_A-F | NYISO_G-I | Internal | Shoulder | B12 | 200 | 4250 | 4250.05 | 108.31 | 144.79 | 0.01 | 36.47
2040 | NYISO_A-F_2_NYISO_G-I | NYISO_A-F | NYISO_G-I | Internal | Shoulder | B13 | 600 | 4250 | 4250.02 | 104.19 | 140.67 | 0.01 | 36.47
2040 | NYISO_A-F_2_NYISO_G-I | NYISO_A-F | NYISO_G-I | Internal | Shoulder | B14 | 900 | 4250 | 4250.01 | 103.92 | 140.4 | 0.01 | 36.47
2040 | NYISO_A-F_2_NYISO_G-I | NYISO_A-F | NYISO_G-I | Internal | Shoulder | B15 | 1203 | 4250 | 4249.99 | 76.36 | 81.63 | 0.01 | 5.25
2040 | NYISO_A-F_2_NYISO_G-I | NYISO_A-F | NYISO_G-I | Internal | Summer | B1 | 10 | 4250 | 4250.85 | 217.28 | 253.75 | 0.01 | 36.47
2040 | NYISO_A-F_2_NYISO_G-I | NYISO_A-F | NYISO_G-I | Internal | Summer | B2 | 25 | 4250 | 4250.35 | 239.47 | 275.95 | 0.01 | 36.47
2040 | NYISO_A-F_2_NYISO_G-I | NYISO_A-F | NYISO_G-I | Internal | Summer | B3 | 75 | 4250 | 4250.12 | 237.49 | 273.97 | 0.01 | 36.47
2040 | NYISO_A-F_2_NYISO_G-I | NYISO_A-F | NYISO_G-I | Internal | Summer | B4 | 100 | 4250 | 4250.08 | 162.89 | 199.34 | 0.01 | 36.44
2040 | NYISO_A-F_2_NYISO_G-I | NYISO_A-F | NYISO_G-I | Internal | Summer | B5 | 200 | 4250 | 4250 | 162.89 | 184.55 | 0.01 | 21.65
2040 | NYISO_A-F_2_NYISO_G-I | NYISO_A-F | NYISO_G-I | Internal | Summer | B6 | 300 | 4250 | 4249.97 | 162.89 | 169.11 | 0.01 | 6.21
2040 | NYISO_A-F_2_NYISO_G-I | NYISO_A-F | NYISO_G-I | Internal | Summer | B7 | 400 | 4250 | 4249.99 | 155.91 | 168.65 | 0.01 | 12.72
2040 | NYISO_A-F_2_NYISO_G-I | NYISO_A-F | NYISO_G-I | Internal | Summer | B8 | 500 | 4250 | 4250 | 146.28 | 160.3 | 0.01 | 14.01
2040 | NYISO_A-F_2_NYISO_G-I | NYISO_A-F | NYISO_G-I | Internal | Summer | B9 | 800 | 4250 | 4250.01 | 120.87 | 157.35 | 0.01 | 36.47
2040 | NYISO_A-F_2_NYISO_G-I | NYISO_A-F | NYISO_G-I | Internal | Summer | B10 | 1262 | 4250 | 4226.04 | 120.39 | 120.4 | 0.01 | 0.01
2040 | NYISO_A-F_2_NYISO_G-I | NYISO_A-F | NYISO_G-I | Internal | Winter | B16 | 25 | 4250 | 4250.36 | 112.27 | 148.75 | 0.01 | 36.47
2040 | NYISO_A-F_2_NYISO_G-I | NYISO_A-F | NYISO_G-I | Internal | Winter | B17 | 100 | 4250 | 4250.1 | 109.63 | 146.12 | 0.01 | 36.47
2040 | NYISO_A-F_2_NYISO_G-I | NYISO_A-F | NYISO_G-I | Internal | Winter | B18 | 400 | 4250 | 4250.02 | 105.53 | 142.01 | 0.01 | 36.47
2040 | NYISO_A-F_2_NYISO_G-I | NYISO_A-F | NYISO_G-I | Internal | Winter | B19 | 700 | 4250 | 4250.01 | 105.52 | 142 | 0.01 | 36.47
2040 | NYISO_A-F_2_NYISO_G-I | NYISO_A-F | NYISO_G-I | Internal | Winter | B20 | 935 | 4250 | 4249.99 | 75.96 | 82.81 | 0.01 | 6.84
2040 | NYISO_A-F_2_PJM_ROM | NYISO_A-F | PJM_ROM | Internal | Shoulder | B11 | 25 | 1000 | 1000.71 | 108.33 | 153.82 | 8 | 37.5
2040 | NYISO_A-F_2_PJM_ROM | NYISO_A-F | PJM_ROM | Internal | Shoulder | B12 | 200 | 1000 | 1000.1 | 108.31 | 153.8 | 8 | 37.5
2040 | NYISO_A-F_2_PJM_ROM | NYISO_A-F | PJM_ROM | Internal | Shoulder | B13 | 600 | 1000 | 1000.03 | 104.19 | 149.69 | 8 | 37.5
2040 | NYISO_A-F_2_PJM_ROM | NYISO_A-F | PJM_ROM | Internal | Shoulder | B14 | 900 | 1000 | 1000.02 | 103.92 | 149.08 | 8 | 37.16
2040 | NYISO_A-F_2_PJM_ROM | NYISO_A-F | PJM_ROM | Internal | Shoulder | B15 | 1203 | 1000 | 0.07 | 76.36 | 81.95 | 8 | 0
2040 | NYISO_A-F_2_PJM_ROM | NYISO_A-F | PJM_ROM | Internal | Summer | B1 | 10 | 1000 | 1001.68 | 217.28 | 262.77 | 8 | 37.5
2040 | NYISO_A-F_2_PJM_ROM | NYISO_A-F | PJM_ROM | Internal | Summer | B2 | 25 | 1000 | 1000.67 | 239.47 | 284.96 | 8 | 37.49
2040 | NYISO_A-F_2_PJM_ROM | NYISO_A-F | PJM_ROM | Internal | Summer | B3 | 75 | 1000 | 1000.24 | 237.49 | 283.01 | 8 | 37.52
2040 | NYISO_A-F_2_PJM_ROM | NYISO_A-F | PJM_ROM | Internal | Summer | B4 | 100 | 1000 | 1000.06 | 162.89 | 201.3 | 8 | 30.4
2040 | NYISO_A-F_2_PJM_ROM | NYISO_A-F | PJM_ROM | Internal | Summer | B5 | 200 | 1000 | 999.99 | 162.89 | 184.23 | 8 | 13.34
2040 | NYISO_A-F_2_PJM_ROM | NYISO_A-F | PJM_ROM | Internal | Summer | B6 | 300 | 1000 | 999.97 | 162.89 | 177.1 | 8 | 6.21
2040 | NYISO_A-F_2_PJM_ROM | NYISO_A-F | PJM_ROM | Internal | Summer | B7 | 400 | 1000 | 695.98 | 155.91 | 163.91 | 8 | 0
2040 | NYISO_A-F_2_PJM_ROM | NYISO_A-F | PJM_ROM | Internal | Summer | B8 | 500 | 1000 | 846.64 | 146.28 | 154.28 | 8 | 0
2040 | NYISO_A-F_2_PJM_ROM | NYISO_A-F | PJM_ROM | Internal | Summer | B9 | 800 | 1000 | 1000 | 120.87 | 152.03 | 8 | 23.17
2040 | NYISO_A-F_2_PJM_ROM | NYISO_A-F | PJM_ROM | Internal | Summer | B10 | 1262 | 1000 | 0 | 120.39 | 109.53 | 8 | 0
2040 | NYISO_A-F_2_PJM_ROM | NYISO_A-F | PJM_ROM | Internal | Winter | B16 | 25 | 1000 | 1000.72 | 112.27 | 157.76 | 8 | 37.5
2040 | NYISO_A-F_2_PJM_ROM | NYISO_A-F | PJM_ROM | Internal | Winter | B17 | 100 | 1000 | 1000.19 | 109.63 | 155.13 | 8 | 37.5
2040 | NYISO_A-F_2_PJM_ROM | NYISO_A-F | PJM_ROM | Internal | Winter | B18 | 400 | 1000 | 1000.05 | 105.53 | 151.02 | 8 | 37.5
2040 | NYISO_A-F_2_PJM_ROM | NYISO_A-F | PJM_ROM | Internal | Winter | B19 | 700 | 1000 | 1000.03 | 105.52 | 151.01 | 8 | 37.5
2040 | NYISO_A-F_2_PJM_ROM | NYISO_A-F | PJM_ROM | Internal | Winter | B20 | 935 | 1000 | 0.21 | 75.96 | 83.33 | 8 | 0
2040 | NYISO_G-I_2_NEISO | NYISO_G-I | NEISO | Internal | Shoulder | B11 | 25 | 600 | 0.18 | 144.81 | 111.34 | 3 | 0.01
2040 | NYISO_G-I_2_NEISO | NYISO_G-I | NEISO | Internal | Shoulder | B12 | 200 | 600 | 0.02 | 144.79 | 111.32 | 3 | 0
2040 | NYISO_G-I_2_NEISO | NYISO_G-I | NEISO | Internal | Shoulder | B13 | 600 | 600 | 0 | 140.67 | 107.21 | 3 | 0
2040 | NYISO_G-I_2_NEISO | NYISO_G-I | NEISO | Internal | Shoulder | B14 | 900 | 600 | 0 | 140.4 | 106.93 | 3 | 0
2040 | NYISO_G-I_2_NEISO | NYISO_G-I | NEISO | Internal | Shoulder | B15 | 1203 | 600 | 0.02 | 81.63 | 78.63 | 3 | 0
2040 | NYISO_G-I_2_NEISO | NYISO_G-I | NEISO | Internal | Summer | B1 | 10 | 600 | 0.45 | 253.75 | 220.29 | 3 | 0.01
2040 | NYISO_G-I_2_NEISO | NYISO_G-I | NEISO | Internal | Summer | B2 | 25 | 600 | 0.19 | 275.95 | 242.49 | 3 | 0.01
2040 | NYISO_G-I_2_NEISO | NYISO_G-I | NEISO | Internal | Summer | B3 | 75 | 600 | 0.06 | 273.97 | 240.5 | 3 | 0
2040 | NYISO_G-I_2_NEISO | NYISO_G-I | NEISO | Internal | Summer | B4 | 100 | 600 | 0.05 | 199.34 | 165.9 | 3 | 0
2040 | NYISO_G-I_2_NEISO | NYISO_G-I | NEISO | Internal | Summer | B5 | 200 | 600 | 0.04 | 184.55 | 165.9 | 3 | 0
2040 | NYISO_G-I_2_NEISO | NYISO_G-I | NEISO | Internal | Summer | B6 | 300 | 600 | 0.08 | 169.11 | 165.89 | 3 | 0
2040 | NYISO_G-I_2_NEISO | NYISO_G-I | NEISO | Internal | Summer | B7 | 400 | 600 | 0.03 | 168.65 | 158.91 | 3 | 0
2040 | NYISO_G-I_2_NEISO | NYISO_G-I | NEISO | Internal | Summer | B8 | 500 | 600 | 0.02 | 160.3 | 149.28 | 3 | 0
2040 | NYISO_G-I_2_NEISO | NYISO_G-I | NEISO | Internal | Summer | B9 | 800 | 600 | 0 | 157.35 | 123.88 | 3 | 0
2040 | NYISO_G-I_2_NEISO | NYISO_G-I | NEISO | Internal | Summer | B10 | 1262 | 600 | 5.66 | 120.4 | 123.39 | 3 | 0
2040 | NYISO_G-I_2_NEISO | NYISO_G-I | NEISO | Internal | Winter | B16 | 25 | 600 | 0.18 | 148.75 | 115.28 | 3 | 0.01
2040 | NYISO_G-I_2_NEISO | NYISO_G-I | NEISO | Internal | Winter | B17 | 100 | 600 | 0.05 | 146.12 | 112.65 | 3 | 0
2040 | NYISO_G-I_2_NEISO | NYISO_G-I | NEISO | Internal | Winter | B18 | 400 | 600 | 0.01 | 142.01 | 108.54 | 3 | 0
2040 | NYISO_G-I_2_NEISO | NYISO_G-I | NEISO | Internal | Winter | B19 | 700 | 600 | 0 | 142 | 108.53 | 3 | 0
2040 | NYISO_G-I_2_NEISO | NYISO_G-I | NEISO | Internal | Winter | B20 | 935 | 600 | 0.02 | 82.81 | 78.95 | 3 | 0
2040 | NYISO_G-I_2_NYISO_A-F | NYISO_G-I | NYISO_A-F | Internal | Shoulder | B11 | 25 | 1999 | 0.19 | 144.81 | 108.33 | 0.01 | 0
2040 | NYISO_G-I_2_NYISO_A-F | NYISO_G-I | NYISO_A-F | Internal | Shoulder | B12 | 200 | 1999 | 0.02 | 144.79 | 108.31 | 0.01 | 0
2040 | NYISO_G-I_2_NYISO_A-F | NYISO_G-I | NYISO_A-F | Internal | Shoulder | B13 | 600 | 1999 | 0 | 140.67 | 104.19 | 0.01 | 0
2040 | NYISO_G-I_2_NYISO_A-F | NYISO_G-I | NYISO_A-F | Internal | Shoulder | B14 | 900 | 1999 | 0 | 140.4 | 103.92 | 0.01 | 0
2040 | NYISO_G-I_2_NYISO_A-F | NYISO_G-I | NYISO_A-F | Internal | Shoulder | B15 | 1203 | 1999 | 0.02 | 81.63 | 76.36 | 0.01 | 0
2040 | NYISO_G-I_2_NYISO_A-F | NYISO_G-I | NYISO_A-F | Internal | Summer | B1 | 10 | 1999 | 0.48 | 253.75 | 217.28 | 0.01 | 0
2040 | NYISO_G-I_2_NYISO_A-F | NYISO_G-I | NYISO_A-F | Internal | Summer | B2 | 25 | 1999 | 0.19 | 275.95 | 239.47 | 0.01 | 0
2040 | NYISO_G-I_2_NYISO_A-F | NYISO_G-I | NYISO_A-F | Internal | Summer | B3 | 75 | 1999 | 0.06 | 273.97 | 237.49 | 0.01 | 0
2040 | NYISO_G-I_2_NYISO_A-F | NYISO_G-I | NYISO_A-F | Internal | Summer | B4 | 100 | 1999 | 0.05 | 199.34 | 162.89 | 0.01 | 0
2040 | NYISO_G-I_2_NYISO_A-F | NYISO_G-I | NYISO_A-F | Internal | Summer | B5 | 200 | 1999 | 0.04 | 184.55 | 162.89 | 0.01 | 0
2040 | NYISO_G-I_2_NYISO_A-F | NYISO_G-I | NYISO_A-F | Internal | Summer | B6 | 300 | 1999 | 0.08 | 169.11 | 162.89 | 0.01 | 0
2040 | NYISO_G-I_2_NYISO_A-F | NYISO_G-I | NYISO_A-F | Internal | Summer | B7 | 400 | 1999 | 0.03 | 168.65 | 155.91 | 0.01 | 0
2040 | NYISO_G-I_2_NYISO_A-F | NYISO_G-I | NYISO_A-F | Internal | Summer | B8 | 500 | 1999 | 0.02 | 160.3 | 146.28 | 0.01 | 0
2040 | NYISO_G-I_2_NYISO_A-F | NYISO_G-I | NYISO_A-F | Internal | Summer | B9 | 800 | 1999 | 0 | 157.35 | 120.87 | 0.01 | 0
2040 | NYISO_G-I_2_NYISO_A-F | NYISO_G-I | NYISO_A-F | Internal | Summer | B10 | 1262 | 1999 | 2.95 | 120.4 | 120.39 | 0.01 | 0
2040 | NYISO_G-I_2_NYISO_A-F | NYISO_G-I | NYISO_A-F | Internal | Winter | B16 | 25 | 1999 | 0.19 | 148.75 | 112.27 | 0.01 | 0
2040 | NYISO_G-I_2_NYISO_A-F | NYISO_G-I | NYISO_A-F | Internal | Winter | B17 | 100 | 1999 | 0.05 | 146.12 | 109.63 | 0.01 | 0
2040 | NYISO_G-I_2_NYISO_A-F | NYISO_G-I | NYISO_A-F | Internal | Winter | B18 | 400 | 1999 | 0.01 | 142.01 | 105.53 | 0.01 | 0
2040 | NYISO_G-I_2_NYISO_A-F | NYISO_G-I | NYISO_A-F | Internal | Winter | B19 | 700 | 1999 | 0 | 142 | 105.52 | 0.01 | 0
2040 | NYISO_G-I_2_NYISO_A-F | NYISO_G-I | NYISO_A-F | Internal | Winter | B20 | 935 | 1999 | 0.02 | 82.81 | 75.96 | 0.01 | 0
2040 | NYISO_G-I_2_NYISO_J-K | NYISO_G-I | NYISO_J-K | Internal | Shoulder | B11 | 25 | 6130 | 6126.64 | 144.81 | 145.51 | 0.01 | 0.69
2040 | NYISO_G-I_2_NYISO_J-K | NYISO_G-I | NYISO_J-K | Internal | Shoulder | B12 | 200 | 6130 | 6129.5 | 144.79 | 145.49 | 0.01 | 0.68
2040 | NYISO_G-I_2_NYISO_J-K | NYISO_G-I | NYISO_J-K | Internal | Shoulder | B13 | 600 | 6130 | 6129.82 | 140.67 | 141.37 | 0.01 | 0.68
2040 | NYISO_G-I_2_NYISO_J-K | NYISO_G-I | NYISO_J-K | Internal | Shoulder | B14 | 900 | 6130 | 6129.88 | 140.4 | 141.1 | 0.01 | 0.68
2040 | NYISO_G-I_2_NYISO_J-K | NYISO_G-I | NYISO_J-K | Internal | Shoulder | B15 | 1203 | 6130 | 5540.2 | 81.63 | 81.64 | 0.01 | 0
2040 | NYISO_G-I_2_NYISO_J-K | NYISO_G-I | NYISO_J-K | Internal | Summer | B1 | 10 | 6130 | 6122.6 | 253.75 | 254.45 | 0.01 | 0.69
2040 | NYISO_G-I_2_NYISO_J-K | NYISO_G-I | NYISO_J-K | Internal | Summer | B2 | 25 | 6130 | 6126.62 | 275.95 | 276.65 | 0.01 | 0.69
2040 | NYISO_G-I_2_NYISO_J-K | NYISO_G-I | NYISO_J-K | Internal | Summer | B3 | 75 | 6130 | 6128.78 | 273.97 | 274.67 | 0.01 | 0.68
2040 | NYISO_G-I_2_NYISO_J-K | NYISO_G-I | NYISO_J-K | Internal | Summer | B4 | 100 | 6130 | 6129.37 | 199.34 | 200.07 | 0.01 | 0.72
2040 | NYISO_G-I_2_NYISO_J-K | NYISO_G-I | NYISO_J-K | Internal | Summer | B5 | 200 | 6130 | 6228.22 | 184.55 | 200.07 | 0.01 | 15.51
2040 | NYISO_G-I_2_NYISO_J-K | NYISO_G-I | NYISO_J-K | Internal | Summer | B6 | 300 | 6130 | 6130 | 169.11 | 177.72 | 0.01 | 8.59
2040 | NYISO_G-I_2_NYISO_J-K | NYISO_G-I | NYISO_J-K | Internal | Summer | B7 | 400 | 6130 | 6130 | 168.65 | 177.71 | 0.01 | 9.05
2040 | NYISO_G-I_2_NYISO_J-K | NYISO_G-I | NYISO_J-K | Internal | Summer | B8 | 500 | 6130 | 6129.98 | 160.3 | 166.7 | 0.01 | 6.4
2040 | NYISO_G-I_2_NYISO_J-K | NYISO_G-I | NYISO_J-K | Internal | Summer | B9 | 800 | 6130 | 6129.88 | 157.35 | 158.05 | 0.01 | 0.69
2040 | NYISO_G-I_2_NYISO_J-K | NYISO_G-I | NYISO_J-K | Internal | Summer | B10 | 1262 | 6130 | 6129.98 | 120.4 | 126.39 | 0.01 | 5.97
2040 | NYISO_G-I_2_NYISO_J-K | NYISO_G-I | NYISO_J-K | Internal | Winter | B16 | 25 | 6130 | 6126.67 | 148.75 | 149.44 | 0.01 | 0.69
2040 | NYISO_G-I_2_NYISO_J-K | NYISO_G-I | NYISO_J-K | Internal | Winter | B17 | 100 | 6130 | 6129.06 | 146.12 | 146.81 | 0.01 | 0.68
2040 | NYISO_G-I_2_NYISO_J-K | NYISO_G-I | NYISO_J-K | Internal | Winter | B18 | 400 | 6130 | 6129.74 | 142.01 | 142.71 | 0.01 | 0.68
2040 | NYISO_G-I_2_NYISO_J-K | NYISO_G-I | NYISO_J-K | Internal | Winter | B19 | 700 | 6130 | 6129.85 | 142 | 142.7 | 0.01 | 0.68
2040 | NYISO_G-I_2_NYISO_J-K | NYISO_G-I | NYISO_J-K | Internal | Winter | B20 | 935 | 6130 | 6013.16 | 82.81 | 82.82 | 0.01 | 0
2040 | NYISO_G-I_2_PJM_E | NYISO_G-I | PJM_E | Internal | Shoulder | B11 | 25 | 1500 | 1497.96 | 144.81 | 153.83 | 8 | 1.03
2040 | NYISO_G-I_2_PJM_E | NYISO_G-I | PJM_E | Internal | Shoulder | B12 | 200 | 1500 | 1499.68 | 144.79 | 153.81 | 8 | 1.02
2040 | NYISO_G-I_2_PJM_E | NYISO_G-I | PJM_E | Internal | Shoulder | B13 | 600 | 1500 | 1499.87 | 140.67 | 149.7 | 8 | 1.02
2040 | NYISO_G-I_2_PJM_E | NYISO_G-I | PJM_E | Internal | Shoulder | B14 | 900 | 1500 | 1499.87 | 140.4 | 149.09 | 8 | 0.69
2040 | NYISO_G-I_2_PJM_E | NYISO_G-I | PJM_E | Internal | Shoulder | B15 | 1203 | 1500 | 0.01 | 81.63 | 81.96 | 8 | 0
2040 | NYISO_G-I_2_PJM_E | NYISO_G-I | PJM_E | Internal | Summer | B1 | 10 | 1500 | 1495.54 | 253.75 | 262.78 | 8 | 1.03
2040 | NYISO_G-I_2_PJM_E | NYISO_G-I | PJM_E | Internal | Summer | B2 | 25 | 1500 | 1497.79 | 275.95 | 284.97 | 8 | 1.02
2040 | NYISO_G-I_2_PJM_E | NYISO_G-I | PJM_E | Internal | Summer | B3 | 75 | 1500 | 1499.25 | 273.97 | 283 | 8 | 1.02
2040 | NYISO_G-I_2_PJM_E | NYISO_G-I | PJM_E | Internal | Summer | B4 | 100 | 1500 | 0.42 | 199.34 | 201.31 | 8 | 0
2040 | NYISO_G-I_2_PJM_E | NYISO_G-I | PJM_E | Internal | Summer | B5 | 200 | 1500 | 0.07 | 184.55 | 184.24 | 8 | 0
2040 | NYISO_G-I_2_PJM_E | NYISO_G-I | PJM_E | Internal | Summer | B6 | 300 | 1500 | 274.62 | 169.11 | 177.11 | 8 | 0
2040 | NYISO_G-I_2_PJM_E | NYISO_G-I | PJM_E | Internal | Summer | B7 | 400 | 1500 | 0.03 | 168.65 | 163.93 | 8 | 0
2040 | NYISO_G-I_2_PJM_E | NYISO_G-I | PJM_E | Internal | Summer | B8 | 500 | 1500 | 0.02 | 160.3 | 154.29 | 8 | 0
2040 | NYISO_G-I_2_PJM_E | NYISO_G-I | PJM_E | Internal | Summer | B9 | 800 | 1500 | 0.01 | 157.35 | 152.04 | 8 | 0
2040 | NYISO_G-I_2_PJM_E | NYISO_G-I | PJM_E | Internal | Summer | B10 | 1262 | 1500 | 0 | 120.4 | 109.55 | 8 | 0
2040 | NYISO_G-I_2_PJM_E | NYISO_G-I | PJM_E | Internal | Winter | B16 | 25 | 1500 | 1498.01 | 148.75 | 157.77 | 8 | 1.03
2040 | NYISO_G-I_2_PJM_E | NYISO_G-I | PJM_E | Internal | Winter | B17 | 100 | 1500 | 1499.42 | 146.12 | 155.14 | 8 | 1.02
2040 | NYISO_G-I_2_PJM_E | NYISO_G-I | PJM_E | Internal | Winter | B18 | 400 | 1500 | 1499.83 | 142.01 | 151.03 | 8 | 1.02
2040 | NYISO_G-I_2_PJM_E | NYISO_G-I | PJM_E | Internal | Winter | B19 | 700 | 1500 | 1499.9 | 142 | 151.02 | 8 | 1.02
2040 | NYISO_G-I_2_PJM_E | NYISO_G-I | PJM_E | Internal | Winter | B20 | 935 | 1500 | 0.02 | 82.81 | 83.34 | 8 | 0
2040 | NYISO_J-K_2_NEISO_OL | NYISO_J-K | NEISO | Internal | Shoulder | B11 | 25 | 99999 | 0.09 | 145.51 | 111.34 | 3.06 | 0
2040 | NYISO_J-K_2_NEISO_OL | NYISO_J-K | NEISO | Internal | Shoulder | B12 | 200 | 99999 | 0.01 | 145.49 | 111.32 | 3.06 | 0
2040 | NYISO_J-K_2_NEISO_OL | NYISO_J-K | NEISO | Internal | Shoulder | B13 | 600 | 99999 | 0 | 141.37 | 107.21 | 3.06 | 0
2040 | NYISO_J-K_2_NEISO_OL | NYISO_J-K | NEISO | Internal | Shoulder | B14 | 900 | 99999 | 0 | 141.1 | 106.93 | 3.06 | 0
2040 | NYISO_J-K_2_NEISO_OL | NYISO_J-K | NEISO | Internal | Shoulder | B15 | 1203 | 99999 | 0.01 | 81.64 | 78.63 | 3.06 | 0
2040 | NYISO_J-K_2_NEISO_OL | NYISO_J-K | NEISO | Internal | Summer | B1 | 10 | 99999 | 0.23 | 254.45 | 220.29 | 3.06 | 0
2040 | NYISO_J-K_2_NEISO_OL | NYISO_J-K | NEISO | Internal | Summer | B2 | 25 | 99999 | 0.09 | 276.65 | 242.49 | 3.06 | 0
2040 | NYISO_J-K_2_NEISO_OL | NYISO_J-K | NEISO | Internal | Summer | B3 | 75 | 99999 | 0.03 | 274.67 | 240.5 | 3.06 | 0
2040 | NYISO_J-K_2_NEISO_OL | NYISO_J-K | NEISO | Internal | Summer | B4 | 100 | 99999 | 0.02 | 200.07 | 165.9 | 3.06 | 0
2040 | NYISO_J-K_2_NEISO_OL | NYISO_J-K | NEISO | Internal | Summer | B5 | 200 | 99999 | 0.01 | 200.07 | 165.9 | 3.06 | 0
2040 | NYISO_J-K_2_NEISO_OL | NYISO_J-K | NEISO | Internal | Summer | B6 | 300 | 99999 | 0.02 | 177.72 | 165.89 | 3.06 | 0
2040 | NYISO_J-K_2_NEISO_OL | NYISO_J-K | NEISO | Internal | Summer | B7 | 400 | 99999 | 0 | 177.71 | 158.91 | 3.06 | 0
2040 | NYISO_J-K_2_NEISO_OL | NYISO_J-K | NEISO | Internal | Summer | B8 | 500 | 99999 | 0 | 166.7 | 149.28 | 3.06 | 0
2040 | NYISO_J-K_2_NEISO_OL | NYISO_J-K | NEISO | Internal | Summer | B9 | 800 | 99999 | 0 | 158.05 | 123.88 | 3.06 | 0
2040 | NYISO_J-K_2_NEISO_OL | NYISO_J-K | NEISO | Internal | Summer | B10 | 1262 | 99999 | 0.01 | 126.39 | 123.39 | 3.06 | 0
2040 | NYISO_J-K_2_NEISO_OL | NYISO_J-K | NEISO | Internal | Winter | B16 | 25 | 99999 | 0.09 | 149.44 | 115.28 | 3.06 | 0
2040 | NYISO_J-K_2_NEISO_OL | NYISO_J-K | NEISO | Internal | Winter | B17 | 100 | 99999 | 0.02 | 146.81 | 112.65 | 3.06 | 0
2040 | NYISO_J-K_2_NEISO_OL | NYISO_J-K | NEISO | Internal | Winter | B18 | 400 | 99999 | 0 | 142.71 | 108.54 | 3.06 | 0
2040 | NYISO_J-K_2_NEISO_OL | NYISO_J-K | NEISO | Internal | Winter | B19 | 700 | 99999 | 0 | 142.7 | 108.53 | 3.06 | 0
2040 | NYISO_J-K_2_NEISO_OL | NYISO_J-K | NEISO | Internal | Winter | B20 | 935 | 99999 | 0.01 | 82.82 | 78.95 | 3.06 | 0
2040 | NYISO_J-K_2_NYISO_G-I | NYISO_J-K | NYISO_G-I | Internal | Shoulder | B11 | 25 | 1999 | 6.99 | 145.51 | 144.81 | 0.01 | 0
2040 | NYISO_J-K_2_NYISO_G-I | NYISO_J-K | NYISO_G-I | Internal | Shoulder | B12 | 200 | 1999 | 1.03 | 145.49 | 144.79 | 0.01 | 0
2040 | NYISO_J-K_2_NYISO_G-I | NYISO_J-K | NYISO_G-I | Internal | Shoulder | B13 | 600 | 1999 | 0.36 | 141.37 | 140.67 | 0.01 | 0
2040 | NYISO_J-K_2_NYISO_G-I | NYISO_J-K | NYISO_G-I | Internal | Shoulder | B14 | 900 | 1999 | 0.24 | 141.1 | 140.4 | 0.01 | 0
2040 | NYISO_J-K_2_NYISO_G-I | NYISO_J-K | NYISO_G-I | Internal | Shoulder | B15 | 1203 | 1999 | 3.85 | 81.64 | 81.63 | 0.01 | 0
2040 | NYISO_J-K_2_NYISO_G-I | NYISO_J-K | NYISO_G-I | Internal | Summer | B1 | 10 | 1999 | 15.6 | 254.45 | 253.75 | 0.01 | 0
2040 | NYISO_J-K_2_NYISO_G-I | NYISO_J-K | NYISO_G-I | Internal | Summer | B2 | 25 | 1999 | 7.03 | 276.65 | 275.95 | 0.01 | 0
2040 | NYISO_J-K_2_NYISO_G-I | NYISO_J-K | NYISO_G-I | Internal | Summer | B3 | 75 | 1999 | 2.53 | 274.67 | 273.97 | 0.01 | 0
2040 | NYISO_J-K_2_NYISO_G-I | NYISO_J-K | NYISO_G-I | Internal | Summer | B4 | 100 | 1999 | 1.36 | 200.07 | 199.34 | 0.01 | 0
2040 | NYISO_J-K_2_NYISO_G-I | NYISO_J-K | NYISO_G-I | Internal | Summer | B5 | 200 | 1999 | 0.07 | 200.07 | 184.55 | 0.01 | 0
2040 | NYISO_J-K_2_NYISO_G-I | NYISO_J-K | NYISO_G-I | Internal | Summer | B6 | 300 | 1999 | 0.07 | 177.72 | 169.11 | 0.01 | 0
2040 | NYISO_J-K_2_NYISO_G-I | NYISO_J-K | NYISO_G-I | Internal | Summer | B7 | 400 | 1999 | 0.06 | 177.71 | 168.65 | 0.01 | 0
2040 | NYISO_J-K_2_NYISO_G-I | NYISO_J-K | NYISO_G-I | Internal | Summer | B8 | 500 | 1999 | 0.07 | 166.7 | 160.3 | 0.01 | 0
2040 | NYISO_J-K_2_NYISO_G-I | NYISO_J-K | NYISO_G-I | Internal | Summer | B9 | 800 | 1999 | 0.25 | 158.05 | 157.35 | 0.01 | 0
2040 | NYISO_J-K_2_NYISO_G-I | NYISO_J-K | NYISO_G-I | Internal | Summer | B10 | 1262 | 1999 | 0.04 | 126.39 | 120.4 | 0.01 | 0
2040 | NYISO_J-K_2_NYISO_G-I | NYISO_J-K | NYISO_G-I | Internal | Winter | B16 | 25 | 1999 | 6.92 | 149.44 | 148.75 | 0.01 | 0
2040 | NYISO_J-K_2_NYISO_G-I | NYISO_J-K | NYISO_G-I | Internal | Winter | B17 | 100 | 1999 | 1.94 | 146.81 | 146.12 | 0.01 | 0
2040 | NYISO_J-K_2_NYISO_G-I | NYISO_J-K | NYISO_G-I | Internal | Winter | B18 | 400 | 1999 | 0.53 | 142.71 | 142.01 | 0.01 | 0
2040 | NYISO_J-K_2_NYISO_G-I | NYISO_J-K | NYISO_G-I | Internal | Winter | B19 | 700 | 1999 | 0.31 | 142.7 | 142 | 0.01 | 0
2040 | NYISO_J-K_2_NYISO_G-I | NYISO_J-K | NYISO_G-I | Internal | Winter | B20 | 935 | 1999 | 3.95 | 82.82 | 82.81 | 0.01 | 0
2040 | NYISO_J-K_2_PJM_E_OL | NYISO_J-K | PJM_E | Internal | Shoulder | B11 | 25 | 99999 | 2228.89 | 145.51 | 153.83 | 8.33 | 0
2040 | NYISO_J-K_2_PJM_E_OL | NYISO_J-K | PJM_E | Internal | Shoulder | B12 | 200 | 99999 | 1428.55 | 145.49 | 153.81 | 8.33 | 0
2040 | NYISO_J-K_2_PJM_E_OL | NYISO_J-K | PJM_E | Internal | Shoulder | B13 | 600 | 99999 | 474.22 | 141.37 | 149.7 | 8.33 | 0
2040 | NYISO_J-K_2_PJM_E_OL | NYISO_J-K | PJM_E | Internal | Shoulder | B14 | 900 | 99999 | 0.74 | 141.1 | 149.09 | 8.33 | 0
2040 | NYISO_J-K_2_PJM_E_OL | NYISO_J-K | PJM_E | Internal | Shoulder | B15 | 1203 | 99999 | 0 | 81.64 | 81.96 | 8.33 | 0
2040 | NYISO_J-K_2_PJM_E_OL | NYISO_J-K | PJM_E | Internal | Summer | B1 | 10 | 99999 | 4670.75 | 254.45 | 262.78 | 8.33 | 0
2040 | NYISO_J-K_2_PJM_E_OL | NYISO_J-K | PJM_E | Internal | Summer | B2 | 25 | 99999 | 2117.38 | 276.65 | 284.97 | 8.33 | 0
2040 | NYISO_J-K_2_PJM_E_OL | NYISO_J-K | PJM_E | Internal | Summer | B3 | 75 | 99999 | 3454.61 | 274.67 | 283 | 8.33 | 0
2040 | NYISO_J-K_2_PJM_E_OL | NYISO_J-K | PJM_E | Internal | Summer | B4 | 100 | 99999 | 0.15 | 200.07 | 201.31 | 8.33 | 0
2040 | NYISO_J-K_2_PJM_E_OL | NYISO_J-K | PJM_E | Internal | Summer | B5 | 200 | 99999 | 0.02 | 200.07 | 184.24 | 8.33 | 0
2040 | NYISO_J-K_2_PJM_E_OL | NYISO_J-K | PJM_E | Internal | Summer | B6 | 300 | 99999 | 0.03 | 177.72 | 177.11 | 8.33 | 0
2040 | NYISO_J-K_2_PJM_E_OL | NYISO_J-K | PJM_E | Internal | Summer | B7 | 400 | 99999 | 0.01 | 177.71 | 163.93 | 8.33 | 0
2040 | NYISO_J-K_2_PJM_E_OL | NYISO_J-K | PJM_E | Internal | Summer | B8 | 500 | 99999 | 0 | 166.7 | 154.29 | 8.33 | 0
2040 | NYISO_J-K_2_PJM_E_OL | NYISO_J-K | PJM_E | Internal | Summer | B9 | 800 | 99999 | 0 | 158.05 | 152.04 | 8.33 | 0
2040 | NYISO_J-K_2_PJM_E_OL | NYISO_J-K | PJM_E | Internal | Summer | B10 | 1262 | 99999 | 0 | 126.39 | 109.55 | 8.33 | 0
2040 | NYISO_J-K_2_PJM_E_OL | NYISO_J-K | PJM_E | Internal | Winter | B16 | 25 | 99999 | 4677.58 | 149.44 | 157.77 | 8.33 | 0
2040 | NYISO_J-K_2_PJM_E_OL | NYISO_J-K | PJM_E | Internal | Winter | B17 | 100 | 99999 | 4143.87 | 146.81 | 155.14 | 8.33 | 0
2040 | NYISO_J-K_2_PJM_E_OL | NYISO_J-K | PJM_E | Internal | Winter | B18 | 400 | 99999 | 5603.42 | 142.71 | 151.03 | 8.33 | 0
2040 | NYISO_J-K_2_PJM_E_OL | NYISO_J-K | PJM_E | Internal | Winter | B19 | 700 | 99999 | 4206.73 | 142.7 | 151.02 | 8.33 | 0
2040 | NYISO_J-K_2_PJM_E_OL | NYISO_J-K | PJM_E | Internal | Winter | B20 | 935 | 99999 | 0.01 | 82.82 | 83.34 | 8.33 | 0
2040 | PJM_E_2_NYISO_G-I | PJM_E | NYISO_G-I | Internal | Shoulder | B11 | 25 | 500 | 0.31 | 153.83 | 144.81 | 6 | 0.01
2040 | PJM_E_2_NYISO_G-I | PJM_E | NYISO_G-I | Internal | Shoulder | B12 | 200 | 500 | 0.04 | 153.81 | 144.79 | 6 | 0
2040 | PJM_E_2_NYISO_G-I | PJM_E | NYISO_G-I | Internal | Shoulder | B13 | 600 | 500 | 0.01 | 149.7 | 140.67 | 6 | 0
2040 | PJM_E_2_NYISO_G-I | PJM_E | NYISO_G-I | Internal | Shoulder | B14 | 900 | 500 | 0 | 149.09 | 140.4 | 6 | 0
2040 | PJM_E_2_NYISO_G-I | PJM_E | NYISO_G-I | Internal | Shoulder | B15 | 1203 | 500 | 0.03 | 81.96 | 81.63 | 6 | 0
2040 | PJM_E_2_NYISO_G-I | PJM_E | NYISO_G-I | Internal | Summer | B1 | 10 | 500 | 0.75 | 262.78 | 253.75 | 6 | 0.02
2040 | PJM_E_2_NYISO_G-I | PJM_E | NYISO_G-I | Internal | Summer | B2 | 25 | 500 | 0.32 | 284.97 | 275.95 | 6 | 0.01
2040 | PJM_E_2_NYISO_G-I | PJM_E | NYISO_G-I | Internal | Summer | B3 | 75 | 500 | 0.11 | 283 | 273.97 | 6 | 0
2040 | PJM_E_2_NYISO_G-I | PJM_E | NYISO_G-I | Internal | Summer | B4 | 100 | 500 | 0.12 | 201.31 | 199.34 | 6 | 0
2040 | PJM_E_2_NYISO_G-I | PJM_E | NYISO_G-I | Internal | Summer | B5 | 200 | 500 | 0.1 | 184.24 | 184.55 | 6 | 0
2040 | PJM_E_2_NYISO_G-I | PJM_E | NYISO_G-I | Internal | Summer | B6 | 300 | 500 | 0.03 | 177.11 | 169.11 | 6 | 0
2040 | PJM_E_2_NYISO_G-I | PJM_E | NYISO_G-I | Internal | Summer | B7 | 400 | 500 | 0.15 | 163.93 | 168.65 | 6 | 0
2040 | PJM_E_2_NYISO_G-I | PJM_E | NYISO_G-I | Internal | Summer | B8 | 500 | 500 | 474.09 | 154.29 | 160.3 | 6 | 0
2040 | PJM_E_2_NYISO_G-I | PJM_E | NYISO_G-I | Internal | Summer | B9 | 800 | 500 | 0.18 | 152.04 | 157.35 | 6 | 0
2040 | PJM_E_2_NYISO_G-I | PJM_E | NYISO_G-I | Internal | Summer | B10 | 1262 | 500 | 499.99 | 109.55 | 120.4 | 6 | 4.86
2040 | PJM_E_2_NYISO_G-I | PJM_E | NYISO_G-I | Internal | Winter | B16 | 25 | 500 | 0.31 | 157.77 | 148.75 | 6 | 0.01
2040 | PJM_E_2_NYISO_G-I | PJM_E | NYISO_G-I | Internal | Winter | B17 | 100 | 500 | 0.08 | 155.14 | 146.12 | 6 | 0
2040 | PJM_E_2_NYISO_G-I | PJM_E | NYISO_G-I | Internal | Winter | B18 | 400 | 500 | 0.02 | 151.03 | 142.01 | 6 | 0
2040 | PJM_E_2_NYISO_G-I | PJM_E | NYISO_G-I | Internal | Winter | B19 | 700 | 500 | 0.01 | 151.02 | 142 | 6 | 0
2040 | PJM_E_2_NYISO_G-I | PJM_E | NYISO_G-I | Internal | Winter | B20 | 935 | 500 | 0.04 | 83.34 | 82.81 | 6 | 0
2040 | PJM_E_2_NYISO_J-K | PJM_E | NYISO_J-K | Internal | Shoulder | B11 | 25 | 330 | 0.33 | 153.83 | 145.51 | 6 | 0.01
2040 | PJM_E_2_NYISO_J-K | PJM_E | NYISO_J-K | Internal | Shoulder | B12 | 200 | 330 | 0.05 | 153.81 | 145.49 | 6 | 0
2040 | PJM_E_2_NYISO_J-K | PJM_E | NYISO_J-K | Internal | Shoulder | B13 | 600 | 330 | 0.02 | 149.7 | 141.37 | 6 | 0
2040 | PJM_E_2_NYISO_J-K | PJM_E | NYISO_J-K | Internal | Shoulder | B14 | 900 | 330 | 0.01 | 149.09 | 141.1 | 6 | 0
2040 | PJM_E_2_NYISO_J-K | PJM_E | NYISO_J-K | Internal | Shoulder | B15 | 1203 | 330 | 0.02 | 81.96 | 81.64 | 6 | 0
2040 | PJM_E_2_NYISO_J-K | PJM_E | NYISO_J-K | Internal | Summer | B1 | 10 | 330 | 0.82 | 262.78 | 254.45 | 6 | 0.03
2040 | PJM_E_2_NYISO_J-K | PJM_E | NYISO_J-K | Internal | Summer | B2 | 25 | 330 | 0.36 | 284.97 | 276.65 | 6 | 0.01
2040 | PJM_E_2_NYISO_J-K | PJM_E | NYISO_J-K | Internal | Summer | B3 | 75 | 330 | 0.11 | 283 | 274.67 | 6 | 0
2040 | PJM_E_2_NYISO_J-K | PJM_E | NYISO_J-K | Internal | Summer | B4 | 100 | 330 | 0.13 | 201.31 | 200.07 | 6 | 0
2040 | PJM_E_2_NYISO_J-K | PJM_E | NYISO_J-K | Internal | Summer | B5 | 200 | 330 | 330.08 | 184.24 | 200.07 | 6 | 9.83
2040 | PJM_E_2_NYISO_J-K | PJM_E | NYISO_J-K | Internal | Summer | B6 | 300 | 330 | 0.07 | 177.11 | 177.72 | 6 | 0
2040 | PJM_E_2_NYISO_J-K | PJM_E | NYISO_J-K | Internal | Summer | B7 | 400 | 330 | 330 | 163.93 | 177.71 | 6 | 7.78
2040 | PJM_E_2_NYISO_J-K | PJM_E | NYISO_J-K | Internal | Summer | B8 | 500 | 330 | 330 | 154.29 | 166.7 | 6 | 6.41
2040 | PJM_E_2_NYISO_J-K | PJM_E | NYISO_J-K | Internal | Summer | B9 | 800 | 330 | 244.56 | 152.04 | 158.05 | 6 | 0
2040 | PJM_E_2_NYISO_J-K | PJM_E | NYISO_J-K | Internal | Summer | B10 | 1262 | 330 | 330.03 | 109.55 | 126.39 | 6 | 10.84
2040 | PJM_E_2_NYISO_J-K | PJM_E | NYISO_J-K | Internal | Winter | B16 | 25 | 330 | 0.33 | 157.77 | 149.44 | 6 | 0.01
2040 | PJM_E_2_NYISO_J-K | PJM_E | NYISO_J-K | Internal | Winter | B17 | 100 | 330 | 0.09 | 155.14 | 146.81 | 6 | 0
2040 | PJM_E_2_NYISO_J-K | PJM_E | NYISO_J-K | Internal | Winter | B18 | 400 | 330 | 0.02 | 151.03 | 142.71 | 6 | 0
2040 | PJM_E_2_NYISO_J-K | PJM_E | NYISO_J-K | Internal | Winter | B19 | 700 | 330 | 0.01 | 151.02 | 142.7 | 6 | 0
2040 | PJM_E_2_NYISO_J-K | PJM_E | NYISO_J-K | Internal | Winter | B20 | 935 | 330 | 0.03 | 83.34 | 82.82 | 6 | 0
2040 | PJM_E_2_PJM_ROM | PJM_E | PJM_ROM | Internal | Shoulder | B11 | 25 | 8000 | 251.4 | 153.83 | 153.82 | 0.01 | 0
2040 | PJM_E_2_PJM_ROM | PJM_E | PJM_ROM | Internal | Shoulder | B12 | 200 | 8000 | 34.89 | 153.81 | 153.8 | 0.01 | 0
2040 | PJM_E_2_PJM_ROM | PJM_E | PJM_ROM | Internal | Shoulder | B13 | 600 | 8000 | 11.64 | 149.7 | 149.69 | 0.01 | 0
2040 | PJM_E_2_PJM_ROM | PJM_E | PJM_ROM | Internal | Shoulder | B14 | 900 | 8000 | 7.53 | 149.09 | 149.08 | 0.01 | 0
2040 | PJM_E_2_PJM_ROM | PJM_E | PJM_ROM | Internal | Shoulder | B15 | 1203 | 8000 | 5.7 | 81.96 | 81.95 | 0.01 | 0
2040 | PJM_E_2_PJM_ROM | PJM_E | PJM_ROM | Internal | Summer | B1 | 10 | 8000 | 564.32 | 262.78 | 262.77 | 0.01 | 0
2040 | PJM_E_2_PJM_ROM | PJM_E | PJM_ROM | Internal | Summer | B2 | 25 | 8000 | 238.39 | 284.97 | 284.96 | 0.01 | 0
2040 | PJM_E_2_PJM_ROM | PJM_E | PJM_ROM | Internal | Summer | B3 | 75 | 8000 | 861.77 | 283 | 283.01 | 0.01 | 0
2040 | PJM_E_2_PJM_ROM | PJM_E | PJM_ROM | Internal | Summer | B4 | 100 | 8000 | 63.29 | 201.31 | 201.3 | 0.01 | 0
2040 | PJM_E_2_PJM_ROM | PJM_E | PJM_ROM | Internal | Summer | B5 | 200 | 8000 | 32.92 | 184.24 | 184.23 | 0.01 | 0
2040 | PJM_E_2_PJM_ROM | PJM_E | PJM_ROM | Internal | Summer | B6 | 300 | 8000 | 22.11 | 177.11 | 177.1 | 0.01 | 0
2040 | PJM_E_2_PJM_ROM | PJM_E | PJM_ROM | Internal | Summer | B7 | 400 | 8000 | 16.36 | 163.93 | 163.91 | 0.01 | 0
2040 | PJM_E_2_PJM_ROM | PJM_E | PJM_ROM | Internal | Summer | B8 | 500 | 8000 | 13.22 | 154.29 | 154.28 | 0.01 | 0
2040 | PJM_E_2_PJM_ROM | PJM_E | PJM_ROM | Internal | Summer | B9 | 800 | 8000 | 8.58 | 152.04 | 152.03 | 0.01 | 0
2040 | PJM_E_2_PJM_ROM | PJM_E | PJM_ROM | Internal | Summer | B10 | 1262 | 8000 | 5.39 | 109.55 | 109.53 | 0.01 | 0
2040 | PJM_E_2_PJM_ROM | PJM_E | PJM_ROM | Internal | Winter | B16 | 25 | 8000 | 252.08 | 157.77 | 157.76 | 0.01 | 0
2040 | PJM_E_2_PJM_ROM | PJM_E | PJM_ROM | Internal | Winter | B17 | 100 | 8000 | 70.42 | 155.14 | 155.13 | 0.01 | 0
2040 | PJM_E_2_PJM_ROM | PJM_E | PJM_ROM | Internal | Winter | B18 | 400 | 8000 | 17.82 | 151.03 | 151.02 | 0.01 | 0
2040 | PJM_E_2_PJM_ROM | PJM_E | PJM_ROM | Internal | Winter | B19 | 700 | 8000 | 10.07 | 151.02 | 151.01 | 0.01 | 0
2040 | PJM_E_2_PJM_ROM | PJM_E | PJM_ROM | Internal | Winter | B20 | 935 | 8000 | 7.23 | 83.34 | 83.33 | 0.01 | 0
2040 | PJM_ROR_2_MISO_IN | PJM_ROR | MISO_IN | Internal | Shoulder | B11 | 25 | 909 | 1.02 | 153.81 | 149.84 | 2 | 0
2040 | PJM_ROR_2_MISO_IN | PJM_ROR | MISO_IN | Internal | Shoulder | B12 | 200 | 909 | 0.12 | 153.79 | 149.63 | 2 | 0
2040 | PJM_ROR_2_MISO_IN | PJM_ROR | MISO_IN | Internal | Shoulder | B13 | 600 | 909 | 0.06 | 149.67 | 147.66 | 2 | 0
2040 | PJM_ROR_2_MISO_IN | PJM_ROR | MISO_IN | Internal | Shoulder | B14 | 900 | 909 | 0.05 | 147.07 | 145.76 | 2 | 0
2040 | PJM_ROR_2_MISO_IN | PJM_ROR | MISO_IN | Internal | Shoulder | B15 | 1203 | 909 | 0.02 | 81.3 | 74.37 | 2 | 0
2040 | PJM_ROR_2_MISO_IN | PJM_ROR | MISO_IN | Internal | Summer | B1 | 10 | 909 | 1.7 | 262.75 | 255.82 | 2 | 0.01
2040 | PJM_ROR_2_MISO_IN | PJM_ROR | MISO_IN | Internal | Summer | B2 | 25 | 909 | 0.71 | 284.95 | 278.02 | 2 | 0
2040 | PJM_ROR_2_MISO_IN | PJM_ROR | MISO_IN | Internal | Summer | B3 | 75 | 909 | 0.25 | 283.02 | 276.08 | 2 | 0
2040 | PJM_ROR_2_MISO_IN | PJM_ROR | MISO_IN | Internal | Summer | B4 | 100 | 909 | 0.29 | 201.28 | 198.92 | 2 | 0
2040 | PJM_ROR_2_MISO_IN | PJM_ROR | MISO_IN | Internal | Summer | B5 | 200 | 909 | 0.1 | 184.22 | 177.37 | 2 | 0
2040 | PJM_ROR_2_MISO_IN | PJM_ROR | MISO_IN | Internal | Summer | B6 | 300 | 909 | 0.07 | 177.09 | 170.16 | 2 | 0
2040 | PJM_ROR_2_MISO_IN | PJM_ROR | MISO_IN | Internal | Summer | B7 | 400 | 909 | 0.05 | 163.9 | 156.97 | 2 | 0
2040 | PJM_ROR_2_MISO_IN | PJM_ROR | MISO_IN | Internal | Summer | B8 | 500 | 909 | 0.08 | 154.27 | 152.26 | 2 | 0
2040 | PJM_ROR_2_MISO_IN | PJM_ROR | MISO_IN | Internal | Summer | B9 | 800 | 909 | 0.1 | 152.02 | 152.25 | 2 | 0
2040 | PJM_ROR_2_MISO_IN | PJM_ROR | MISO_IN | Internal | Summer | B10 | 1262 | 909 | 0.06 | 100.5 | 100.46 | 2 | 0
2040 | PJM_ROR_2_MISO_IN | PJM_ROR | MISO_IN | Internal | Winter | B16 | 25 | 909 | 0.71 | 157.75 | 150.82 | 2 | 0
2040 | PJM_ROR_2_MISO_IN | PJM_ROR | MISO_IN | Internal | Winter | B17 | 100 | 909 | 0.4 | 155.12 | 153.49 | 2 | 0
2040 | PJM_ROR_2_MISO_IN | PJM_ROR | MISO_IN | Internal | Winter | B18 | 400 | 909 | 0.07 | 151.01 | 147.23 | 2 | 0
2040 | PJM_ROR_2_MISO_IN | PJM_ROR | MISO_IN | Internal | Winter | B19 | 700 | 909 | 0.03 | 151 | 145.77 | 2 | 0
2040 | PJM_ROR_2_MISO_IN | PJM_ROR | MISO_IN | Internal | Winter | B20 | 935 | 909 | 0.02 | 81.3 | 74.37 | 2 | 0
2040 | PJM_ROR_2_MISO_MI | PJM_ROR | MISO_MI | Internal | Shoulder | B11 | 25 | 1305 | 1.46 | 153.81 | 151.81 | 2 | 0
2040 | PJM_ROR_2_MISO_MI | PJM_ROR | MISO_MI | Internal | Shoulder | B12 | 200 | 1305 | 0.19 | 153.79 | 151.79 | 2 | 0
2040 | PJM_ROR_2_MISO_MI | PJM_ROR | MISO_MI | Internal | Shoulder | B13 | 600 | 1305 | 0.07 | 149.67 | 147.67 | 2 | 0
2040 | PJM_ROR_2_MISO_MI | PJM_ROR | MISO_MI | Internal | Shoulder | B14 | 900 | 1305 | 0.05 | 147.07 | 145.77 | 2 | 0
2040 | PJM_ROR_2_MISO_MI | PJM_ROR | MISO_MI | Internal | Shoulder | B15 | 1203 | 1305 | 0.05 | 81.3 | 80.01 | 2 | 0
2040 | PJM_ROR_2_MISO_MI | PJM_ROR | MISO_MI | Internal | Summer | B1 | 10 | 1305 | 3.36 | 262.75 | 260.46 | 2 | 0.01
2040 | PJM_ROR_2_MISO_MI | PJM_ROR | MISO_MI | Internal | Summer | B2 | 25 | 1305 | 1.34 | 284.95 | 282.66 | 2 | 0
2040 | PJM_ROR_2_MISO_MI | PJM_ROR | MISO_MI | Internal | Summer | B3 | 75 | 1305 | 0.29 | 283.02 | 277.07 | 2 | 0
2040 | PJM_ROR_2_MISO_MI | PJM_ROR | MISO_MI | Internal | Summer | B4 | 100 | 1305 | 0.31 | 201.28 | 198.94 | 2 | 0
2040 | PJM_ROR_2_MISO_MI | PJM_ROR | MISO_MI | Internal | Summer | B5 | 200 | 1305 | 0.15 | 184.22 | 181.02 | 2 | 0
2040 | PJM_ROR_2_MISO_MI | PJM_ROR | MISO_MI | Internal | Summer | B6 | 300 | 1305 | 0.13 | 177.09 | 175.09 | 2 | 0
2040 | PJM_ROR_2_MISO_MI | PJM_ROR | MISO_MI | Internal | Summer | B7 | 400 | 1305 | 0.06 | 163.9 | 157.95 | 2 | 0
2040 | PJM_ROR_2_MISO_MI | PJM_ROR | MISO_MI | Internal | Summer | B8 | 500 | 1305 | 0.08 | 154.27 | 152.27 | 2 | 0
2040 | PJM_ROR_2_MISO_MI | PJM_ROR | MISO_MI | Internal | Summer | B9 | 800 | 1305 | 0.1 | 152.02 | 152.27 | 2 | 0
2040 | PJM_ROR_2_MISO_MI | PJM_ROR | MISO_MI | Internal | Summer | B10 | 1262 | 1305 | 0.14 | 100.5 | 101.63 | 2 | 0
2040 | PJM_ROR_2_MISO_MI | PJM_ROR | MISO_MI | Internal | Winter | B16 | 25 | 1305 | 1.6 | 157.75 | 156.13 | 2 | 0
2040 | PJM_ROR_2_MISO_MI | PJM_ROR | MISO_MI | Internal | Winter | B17 | 100 | 1305 | 0.43 | 155.12 | 153.51 | 2 | 0
2040 | PJM_ROR_2_MISO_MI | PJM_ROR | MISO_MI | Internal | Winter | B18 | 400 | 1305 | 0.09 | 151.01 | 149 | 2 | 0
2040 | PJM_ROR_2_MISO_MI | PJM_ROR | MISO_MI | Internal | Winter | B19 | 700 | 1305 | 0.06 | 151 | 149 | 2 | 0
2040 | PJM_ROR_2_MISO_MI | PJM_ROR | MISO_MI | Internal | Winter | B20 | 935 | 1305 | 0.07 | 81.3 | 80.42 | 2 | 0
2040 | PJM_ROR_2_MISO_MO-IL | PJM_ROR | MISO_MO-IL | Internal | Shoulder | B11 | 25 | 1111 | 0.86 | 153.81 | 149.83 | 2 | 0
2040 | PJM_ROR_2_MISO_MO-IL | PJM_ROR | MISO_MO-IL | Internal | Shoulder | B12 | 200 | 1111 | 0.06 | 153.79 | 143.46 | 2 | 0
2040 | PJM_ROR_2_MISO_MO-IL | PJM_ROR | MISO_MO-IL | Internal | Shoulder | B13 | 600 | 1111 | 0.02 | 149.67 | 139.34 | 2 | 0
2040 | PJM_ROR_2_MISO_MO-IL | PJM_ROR | MISO_MO-IL | Internal | Shoulder | B14 | 900 | 1111 | 0.01 | 147.07 | 136.74 | 2 | 0
2040 | PJM_ROR_2_MISO_MO-IL | PJM_ROR | MISO_MO-IL | Internal | Shoulder | B15 | 1203 | 1111 | 0.01 | 81.3 | 70.97 | 2 | 0
2040 | PJM_ROR_2_MISO_MO-IL | PJM_ROR | MISO_MO-IL | Internal | Summer | B1 | 10 | 1111 | 1.14 | 262.75 | 252.42 | 2 | 0.01
2040 | PJM_ROR_2_MISO_MO-IL | PJM_ROR | MISO_MO-IL | Internal | Summer | B2 | 25 | 1111 | 1.08 | 284.95 | 282.91 | 2 | 0
2040 | PJM_ROR_2_MISO_MO-IL | PJM_ROR | MISO_MO-IL | Internal | Summer | B3 | 75 | 1111 | 0.4 | 283.02 | 281.02 | 2 | 0
2040 | PJM_ROR_2_MISO_MO-IL | PJM_ROR | MISO_MO-IL | Internal | Summer | B4 | 100 | 1111 | 0.29 | 201.28 | 199.28 | 2 | 0
2040 | PJM_ROR_2_MISO_MO-IL | PJM_ROR | MISO_MO-IL | Internal | Summer | B5 | 200 | 1111 | 0.16 | 184.22 | 182.22 | 2 | 0
2040 | PJM_ROR_2_MISO_MO-IL | PJM_ROR | MISO_MO-IL | Internal | Summer | B6 | 300 | 1111 | 0.37 | 177.09 | 178.46 | 2 | 0
2040 | PJM_ROR_2_MISO_MO-IL | PJM_ROR | MISO_MO-IL | Internal | Summer | B7 | 400 | 1111 | 0.09 | 163.9 | 161.91 | 2 | 0
2040 | PJM_ROR_2_MISO_MO-IL | PJM_ROR | MISO_MO-IL | Internal | Summer | B8 | 500 | 1111 | 0.06 | 154.27 | 152.27 | 2 | 0
2040 | PJM_ROR_2_MISO_MO-IL | PJM_ROR | MISO_MO-IL | Internal | Summer | B9 | 800 | 1111 | 0.04 | 152.02 | 150.3 | 2 | 0
2040 | PJM_ROR_2_MISO_MO-IL | PJM_ROR | MISO_MO-IL | Internal | Summer | B10 | 1262 | 1111 | 0.01 | 100.5 | 90.16 | 2 | 0
2040 | PJM_ROR_2_MISO_MO-IL | PJM_ROR | MISO_MO-IL | Internal | Winter | B16 | 25 | 1111 | 0.49 | 157.75 | 148.09 | 2 | 0
2040 | PJM_ROR_2_MISO_MO-IL | PJM_ROR | MISO_MO-IL | Internal | Winter | B17 | 100 | 1111 | 0.12 | 155.12 | 144.78 | 2 | 0
2040 | PJM_ROR_2_MISO_MO-IL | PJM_ROR | MISO_MO-IL | Internal | Winter | B18 | 400 | 1111 | 0.03 | 151.01 | 140.67 | 2 | 0
2040 | PJM_ROR_2_MISO_MO-IL | PJM_ROR | MISO_MO-IL | Internal | Winter | B19 | 700 | 1111 | 0.02 | 151 | 140.67 | 2 | 0
2040 | PJM_ROR_2_MISO_MO-IL | PJM_ROR | MISO_MO-IL | Internal | Winter | B20 | 935 | 1111 | 0.01 | 81.3 | 70.97 | 2 | 0
2040 | PJM_ROR_2_MISO_W | PJM_ROR | MISO_W | Internal | Shoulder | B11 | 25 | 709 | 0.21 | 153.81 | 130.5 | 2 | 0.01
2040 | PJM_ROR_2_MISO_W | PJM_ROR | MISO_W | Internal | Shoulder | B12 | 200 | 709 | 0.03 | 153.79 | 128.92 | 2 | 0
2040 | PJM_ROR_2_MISO_W | PJM_ROR | MISO_W | Internal | Shoulder | B13 | 600 | 709 | 0 | 149.67 | 124.81 | 2 | 0
2040 | PJM_ROR_2_MISO_W | PJM_ROR | MISO_W | Internal | Shoulder | B14 | 900 | 709 | 0 | 147.07 | 122.21 | 2 | 0
2040 | PJM_ROR_2_MISO_W | PJM_ROR | MISO_W | Internal | Shoulder | B15 | 1203 | 709 | 0 | 81.3 | 56.43 | 2 | 0
2040 | PJM_ROR_2_MISO_W | PJM_ROR | MISO_W | Internal | Summer | B1 | 10 | 709 | 0.48 | 262.75 | 237.89 | 2 | 0.01
2040 | PJM_ROR_2_MISO_W | PJM_ROR | MISO_W | Internal | Summer | B2 | 25 | 709 | 0.2 | 284.95 | 260.08 | 2 | 0.01
2040 | PJM_ROR_2_MISO_W | PJM_ROR | MISO_W | Internal | Summer | B3 | 75 | 709 | 0.1 | 283.02 | 268.83 | 2 | 0
2040 | PJM_ROR_2_MISO_W | PJM_ROR | MISO_W | Internal | Summer | B4 | 100 | 709 | 0.11 | 201.28 | 194.29 | 2 | 0
2040 | PJM_ROR_2_MISO_W | PJM_ROR | MISO_W | Internal | Summer | B5 | 200 | 709 | 0.09 | 184.22 | 181.15 | 2 | 0
2040 | PJM_ROR_2_MISO_W | PJM_ROR | MISO_W | Internal | Summer | B6 | 300 | 709 | 0.31 | 177.09 | 178.45 | 2 | 0
2040 | PJM_ROR_2_MISO_W | PJM_ROR | MISO_W | Internal | Summer | B7 | 400 | 709 | 0.02 | 163.9 | 149.91 | 2 | 0
2040 | PJM_ROR_2_MISO_W | PJM_ROR | MISO_W | Internal | Summer | B8 | 500 | 709 | 0.01 | 154.27 | 129.4 | 2 | 0
2040 | PJM_ROR_2_MISO_W | PJM_ROR | MISO_W | Internal | Summer | B9 | 800 | 709 | 0 | 152.02 | 127.15 | 2 | 0
2040 | PJM_ROR_2_MISO_W | PJM_ROR | MISO_W | Internal | Summer | B10 | 1262 | 709 | 0 | 100.5 | 75.63 | 2 | 0
2040 | PJM_ROR_2_MISO_W | PJM_ROR | MISO_W | Internal | Winter | B16 | 25 | 709 | 0.2 | 157.75 | 132.88 | 2 | 0.01
2040 | PJM_ROR_2_MISO_W | PJM_ROR | MISO_W | Internal | Winter | B17 | 100 | 709 | 0.05 | 155.12 | 130.25 | 2 | 0
2040 | PJM_ROR_2_MISO_W | PJM_ROR | MISO_W | Internal | Winter | B18 | 400 | 709 | 0.01 | 151.01 | 126.14 | 2 | 0
2040 | PJM_ROR_2_MISO_W | PJM_ROR | MISO_W | Internal | Winter | B19 | 700 | 709 | 0 | 151 | 126.13 | 2 | 0
2040 | PJM_ROR_2_MISO_W | PJM_ROR | MISO_W | Internal | Winter | B20 | 935 | 709 | 0 | 81.3 | 56.44 | 2 | 0
2040 | PJM_ROR_2_MISO_WUMS | PJM_ROR | MISO_WUMS | Internal | Shoulder | B11 | 25 | 1467 | 1.44 | 153.81 | 151.81 | 2 | 0
2040 | PJM_ROR_2_MISO_WUMS | PJM_ROR | MISO_WUMS | Internal | Shoulder | B12 | 200 | 1467 | 0.15 | 153.79 | 150.23 | 2 | 0
2040 | PJM_ROR_2_MISO_WUMS | PJM_ROR | MISO_WUMS | Internal | Shoulder | B13 | 600 | 1467 | 0.05 | 149.67 | 146.12 | 2 | 0
2040 | PJM_ROR_2_MISO_WUMS | PJM_ROR | MISO_WUMS | Internal | Shoulder | B14 | 900 | 1467 | 0.03 | 147.07 | 143.52 | 2 | 0
2040 | PJM_ROR_2_MISO_WUMS | PJM_ROR | MISO_WUMS | Internal | Shoulder | B15 | 1203 | 1467 | 0.02 | 81.3 | 77.75 | 2 | 0
2040 | PJM_ROR_2_MISO_WUMS | PJM_ROR | MISO_WUMS | Internal | Summer | B1 | 10 | 1467 | 1.77 | 262.75 | 255.78 | 2 | 0.01
2040 | PJM_ROR_2_MISO_WUMS | PJM_ROR | MISO_WUMS | Internal | Summer | B2 | 25 | 1467 | 0.72 | 284.95 | 277.97 | 2 | 0
2040 | PJM_ROR_2_MISO_WUMS | PJM_ROR | MISO_WUMS | Internal | Summer | B3 | 75 | 1467 | 0.25 | 283.02 | 276.04 | 2 | 0
2040 | PJM_ROR_2_MISO_WUMS | PJM_ROR | MISO_WUMS | Internal | Summer | B4 | 100 | 1467 | 0.19 | 201.28 | 194.31 | 2 | 0
2040 | PJM_ROR_2_MISO_WUMS | PJM_ROR | MISO_WUMS | Internal | Summer | B5 | 200 | 1467 | 0.15 | 184.22 | 181.08 | 2 | 0
2040 | PJM_ROR_2_MISO_WUMS | PJM_ROR | MISO_WUMS | Internal | Summer | B6 | 300 | 1467 | 0.26 | 177.09 | 177.26 | 2 | 0
2040 | PJM_ROR_2_MISO_WUMS | PJM_ROR | MISO_WUMS | Internal | Summer | B7 | 400 | 1467 | 0.05 | 163.9 | 156.92 | 2 | 0
2040 | PJM_ROR_2_MISO_WUMS | PJM_ROR | MISO_WUMS | Internal | Summer | B8 | 500 | 1467 | 0.06 | 154.27 | 150.71 | 2 | 0
2040 | PJM_ROR_2_MISO_WUMS | PJM_ROR | MISO_WUMS | Internal | Summer | B9 | 800 | 1467 | 0.04 | 152.02 | 148.47 | 2 | 0
2040 | PJM_ROR_2_MISO_WUMS | PJM_ROR | MISO_WUMS | Internal | Summer | B10 | 1262 | 1467 | 0.02 | 100.5 | 96.94 | 2 | 0
2040 | PJM_ROR_2_MISO_WUMS | PJM_ROR | MISO_WUMS | Internal | Winter | B16 | 25 | 1467 | 1.08 | 157.75 | 154.19 | 2 | 0
2040 | PJM_ROR_2_MISO_WUMS | PJM_ROR | MISO_WUMS | Internal | Winter | B17 | 100 | 1467 | 0.28 | 155.12 | 151.56 | 2 | 0
2040 | PJM_ROR_2_MISO_WUMS | PJM_ROR | MISO_WUMS | Internal | Winter | B18 | 400 | 1467 | 0.07 | 151.01 | 147.45 | 2 | 0
2040 | PJM_ROR_2_MISO_WUMS | PJM_ROR | MISO_WUMS | Internal | Winter | B19 | 700 | 1467 | 0.04 | 151 | 147.44 | 2 | 0
2040 | PJM_ROR_2_MISO_WUMS | PJM_ROR | MISO_WUMS | Internal | Winter | B20 | 935 | 1467 | 0.03 | 81.3 | 77.75 | 2 | 0
2040 | PJM_ROR_2_PJM_ROM | PJM_ROR | PJM_ROM | Internal | Shoulder | B11 | 25 | 8000 | 2627.21 | 153.81 | 153.82 | 0.01 | 0
2040 | PJM_ROR_2_PJM_ROM | PJM_ROR | PJM_ROM | Internal | Shoulder | B12 | 200 | 8000 | 2409.85 | 153.79 | 153.8 | 0.01 | 0
2040 | PJM_ROR_2_PJM_ROM | PJM_ROR | PJM_ROM | Internal | Shoulder | B13 | 600 | 8000 | 1751.14 | 149.67 | 149.69 | 0.01 | 0
2040 | PJM_ROR_2_PJM_ROM | PJM_ROR | PJM_ROM | Internal | Shoulder | B14 | 900 | 8000 | 7999.95 | 147.07 | 149.08 | 0.01 | 1.99
2040 | PJM_ROR_2_PJM_ROM | PJM_ROR | PJM_ROM | Internal | Shoulder | B15 | 1203 | 8000 | 7999.91 | 81.3 | 81.95 | 0.01 | 0.63
2040 | PJM_ROR_2_PJM_ROM | PJM_ROR | PJM_ROM | Internal | Summer | B1 | 10 | 8000 | 5123.6 | 262.75 | 262.77 | 0.01 | 0
2040 | PJM_ROR_2_PJM_ROM | PJM_ROR | PJM_ROM | Internal | Summer | B2 | 25 | 8000 | 3680.28 | 284.95 | 284.96 | 0.01 | 0
2040 | PJM_ROR_2_PJM_ROM | PJM_ROR | PJM_ROM | Internal | Summer | B3 | 75 | 8000 | 43.18 | 283.02 | 283.01 | 0.01 | 0
2040 | PJM_ROR_2_PJM_ROM | PJM_ROR | PJM_ROM | Internal | Summer | B4 | 100 | 8000 | 3921.77 | 201.28 | 201.3 | 0.01 | 0
2040 | PJM_ROR_2_PJM_ROM | PJM_ROR | PJM_ROM | Internal | Summer | B5 | 200 | 8000 | 2747.96 | 184.22 | 184.23 | 0.01 | 0
2040 | PJM_ROR_2_PJM_ROM | PJM_ROR | PJM_ROM | Internal | Summer | B6 | 300 | 8000 | 2135.03 | 177.09 | 177.1 | 0.01 | 0
2040 | PJM_ROR_2_PJM_ROM | PJM_ROR | PJM_ROM | Internal | Summer | B7 | 400 | 8000 | 6839.36 | 163.9 | 163.91 | 0.01 | 0
2040 | PJM_ROR_2_PJM_ROM | PJM_ROR | PJM_ROM | Internal | Summer | B8 | 500 | 8000 | 6800.24 | 154.27 | 154.28 | 0.01 | 0
2040 | PJM_ROR_2_PJM_ROM | PJM_ROR | PJM_ROM | Internal | Summer | B9 | 800 | 8000 | 3203.3 | 152.02 | 152.03 | 0.01 | 0
2040 | PJM_ROR_2_PJM_ROM | PJM_ROR | PJM_ROM | Internal | Summer | B10 | 1262 | 8000 | 8601.03 | 100.5 | 109.53 | 0.01 | 9.02
2040 | PJM_ROR_2_PJM_ROM | PJM_ROR | PJM_ROM | Internal | Winter | B16 | 25 | 8000 | 3241.59 | 157.75 | 157.76 | 0.01 | 0
2040 | PJM_ROR_2_PJM_ROM | PJM_ROR | PJM_ROM | Internal | Winter | B17 | 100 | 8000 | 1786.89 | 155.12 | 155.13 | 0.01 | 0
2040 | PJM_ROR_2_PJM_ROM | PJM_ROR | PJM_ROM | Internal | Winter | B18 | 400 | 8000 | 2249.87 | 151.01 | 151.02 | 0.01 | 0
2040 | PJM_ROR_2_PJM_ROM | PJM_ROR | PJM_ROM | Internal | Winter | B19 | 700 | 8000 | 3296.81 | 151 | 151.01 | 0.01 | 0
2040 | PJM_ROR_2_PJM_ROM | PJM_ROR | PJM_ROM | Internal | Winter | B20 | 935 | 8000 | 7999.97 | 81.3 | 83.33 | 0.01 | 2.02
2040 | PJM_ROR_2_TVA_Transmission | PJM_ROR | TVA_Transmission | Internal | Shoulder | B11 | 25 | 2500 | 2.94 | 153.81 | 157.81 | 6 | 0
2040 | PJM_ROR_2_TVA_Transmission | PJM_ROR | TVA_Transmission | Internal | Shoulder | B12 | 200 | 2500 | 0.1 | 153.79 | 151.46 | 6 | 0
2040 | PJM_ROR_2_TVA_Transmission | PJM_ROR | TVA_Transmission | Internal | Shoulder | B13 | 600 | 2500 | 0.03 | 149.67 | 146.8 | 6 | 0
2040 | PJM_ROR_2_TVA_Transmission | PJM_ROR | TVA_Transmission | Internal | Shoulder | B14 | 900 | 2500 | 0.02 | 147.07 | 144.74 | 6 | 0
2040 | PJM_ROR_2_TVA_Transmission | PJM_ROR | TVA_Transmission | Internal | Shoulder | B15 | 1203 | 2500 | 0.03 | 81.3 | 80.88 | 6 | 0
2040 | PJM_ROR_2_TVA_Transmission | PJM_ROR | TVA_Transmission | Internal | Summer | B1 | 10 | 2500 | 3.59 | 262.75 | 265.01 | 6 | 0
2040 | PJM_ROR_2_TVA_Transmission | PJM_ROR | TVA_Transmission | Internal | Summer | B2 | 25 | 2500 | 121.84 | 284.95 | 290.91 | 6 | 0
2040 | PJM_ROR_2_TVA_Transmission | PJM_ROR | TVA_Transmission | Internal | Summer | B3 | 75 | 2500 | 1305.39 | 283.02 | 289.02 | 6 | 0
2040 | PJM_ROR_2_TVA_Transmission | PJM_ROR | TVA_Transmission | Internal | Summer | B4 | 100 | 2500 | 511.49 | 201.28 | 207.28 | 6 | 0
2040 | PJM_ROR_2_TVA_Transmission | PJM_ROR | TVA_Transmission | Internal | Summer | B5 | 200 | 2500 | 0.11 | 184.22 | 181.82 | 6 | 0
2040 | PJM_ROR_2_TVA_Transmission | PJM_ROR | TVA_Transmission | Internal | Summer | B6 | 300 | 2500 | 0.06 | 177.09 | 171.52 | 6 | 0
2040 | PJM_ROR_2_TVA_Transmission | PJM_ROR | TVA_Transmission | Internal | Summer | B7 | 400 | 2500 | 0.06 | 163.9 | 162.57 | 6 | 0
2040 | PJM_ROR_2_TVA_Transmission | PJM_ROR | TVA_Transmission | Internal | Summer | B8 | 500 | 2500 | 0.14 | 154.27 | 158.04 | 6 | 0
2040 | PJM_ROR_2_TVA_Transmission | PJM_ROR | TVA_Transmission | Internal | Summer | B9 | 800 | 2500 | 0.12 | 152.02 | 156.43 | 6 | 0
2040 | PJM_ROR_2_TVA_Transmission | PJM_ROR | TVA_Transmission | Internal | Summer | B10 | 1262 | 2500 | 0.01 | 100.5 | 91.5 | 6 | 0
2040 | PJM_ROR_2_TVA_Transmission | PJM_ROR | TVA_Transmission | Internal | Winter | B16 | 25 | 2500 | 1.89 | 157.75 | 160.73 | 6 | 0
2040 | PJM_ROR_2_TVA_Transmission | PJM_ROR | TVA_Transmission | Internal | Winter | B17 | 100 | 2500 | 0.21 | 155.12 | 152.78 | 6 | 0
2040 | PJM_ROR_2_TVA_Transmission | PJM_ROR | TVA_Transmission | Internal | Winter | B18 | 400 | 2500 | 0.05 | 151.01 | 148.67 | 6 | 0
2040 | PJM_ROR_2_TVA_Transmission | PJM_ROR | TVA_Transmission | Internal | Winter | B19 | 700 | 2500 | 0.03 | 151 | 148.66 | 6 | 0
2040 | PJM_ROR_2_TVA_Transmission | PJM_ROR | TVA_Transmission | Internal | Winter | B20 | 935 | 2500 | 0.03 | 81.3 | 79.54 | 6 | 0
2040 | PJM_ROR_2_VACAR | PJM_ROR | VACAR | Internal | Shoulder | B11 | 25 | 3000 | 4.68 | 153.81 | 159.18 | 6 | 0
2040 | PJM_ROR_2_VACAR | PJM_ROR | VACAR | Internal | Shoulder | B12 | 200 | 3000 | 0.09 | 153.79 | 151.24 | 6 | 0
2040 | PJM_ROR_2_VACAR | PJM_ROR | VACAR | Internal | Shoulder | B13 | 600 | 3000 | 0.03 | 149.67 | 144.97 | 6 | 0
2040 | PJM_ROR_2_VACAR | PJM_ROR | VACAR | Internal | Shoulder | B14 | 900 | 3000 | 0.02 | 147.07 | 143.62 | 6 | 0
2040 | PJM_ROR_2_VACAR | PJM_ROR | VACAR | Internal | Shoulder | B15 | 1203 | 3000 | 0.01 | 81.3 | 74.3 | 6 | 0
2040 | PJM_ROR_2_VACAR | PJM_ROR | VACAR | Internal | Summer | B1 | 10 | 3000 | 4444.59 | 262.75 | 269.48 | 6 | 0.73
2040 | PJM_ROR_2_VACAR | PJM_ROR | VACAR | Internal | Summer | B2 | 25 | 3000 | 3303.9 | 284.95 | 291.67 | 6 | 0.72
2040 | PJM_ROR_2_VACAR | PJM_ROR | VACAR | Internal | Summer | B3 | 75 | 3000 | 3615.69 | 283.02 | 289.75 | 6 | 0.73
2040 | PJM_ROR_2_VACAR | PJM_ROR | VACAR | Internal | Summer | B4 | 100 | 3000 | 356.74 | 201.28 | 207.25 | 6 | 0
2040 | PJM_ROR_2_VACAR | PJM_ROR | VACAR | Internal | Summer | B5 | 200 | 3000 | 0.07 | 184.22 | 177.22 | 6 | 0
2040 | PJM_ROR_2_VACAR | PJM_ROR | VACAR | Internal | Summer | B6 | 300 | 3000 | 0.04 | 177.09 | 166.88 | 6 | 0
2040 | PJM_ROR_2_VACAR | PJM_ROR | VACAR | Internal | Summer | B7 | 400 | 3000 | 0.03 | 163.9 | 156.92 | 6 | 0
2040 | PJM_ROR_2_VACAR | PJM_ROR | VACAR | Internal | Summer | B8 | 500 | 3000 | 0.08 | 154.27 | 156.92 | 6 | 0
2040 | PJM_ROR_2_VACAR | PJM_ROR | VACAR | Internal | Summer | B9 | 800 | 3000 | 0.02 | 152.02 | 145.95 | 6 | 0
2040 | PJM_ROR_2_VACAR | PJM_ROR | VACAR | Internal | Summer | B10 | 1262 | 3000 | 0 | 100.5 | 89.71 | 6 | 0
2040 | PJM_ROR_2_VACAR | PJM_ROR | VACAR | Internal | Winter | B16 | 25 | 3000 | 8519.12 | 157.75 | 164.48 | 6 | 0.73
2040 | PJM_ROR_2_VACAR | PJM_ROR | VACAR | Internal | Winter | B17 | 100 | 3000 | 3004.97 | 155.12 | 161.78 | 6 | 0.66
2040 | PJM_ROR_2_VACAR | PJM_ROR | VACAR | Internal | Winter | B18 | 400 | 3000 | 0.04 | 151.01 | 146.32 | 6 | 0
2040 | PJM_ROR_2_VACAR | PJM_ROR | VACAR | Internal | Winter | B19 | 700 | 3000 | 0.02 | 151 | 146.31 | 6 | 0
2040 | PJM_ROR_2_VACAR | PJM_ROR | VACAR | Internal | Winter | B20 | 935 | 3000 | 0.02 | 81.3 | 74.3 | 6 | 0
2040 | PJM_ROM_2_NYISO_A-F | PJM_ROM | NYISO_A-F | Internal | Shoulder | B11 | 25 | 2000 | 0.12 | 153.82 | 108.33 | 6 | 0
2040 | PJM_ROM_2_NYISO_A-F | PJM_ROM | NYISO_A-F | Internal | Shoulder | B12 | 200 | 2000 | 0.02 | 153.8 | 108.31 | 6 | 0
2040 | PJM_ROM_2_NYISO_A-F | PJM_ROM | NYISO_A-F | Internal | Shoulder | B13 | 600 | 2000 | 0 | 149.69 | 104.19 | 6 | 0
2040 | PJM_ROM_2_NYISO_A-F | PJM_ROM | NYISO_A-F | Internal | Shoulder | B14 | 900 | 2000 | 0 | 149.08 | 103.92 | 6 | 0
2040 | PJM_ROM_2_NYISO_A-F | PJM_ROM | NYISO_A-F | Internal | Shoulder | B15 | 1203 | 2000 | 0 | 81.95 | 76.36 | 6 | 0
2040 | PJM_ROM_2_NYISO_A-F | PJM_ROM | NYISO_A-F | Internal | Summer | B1 | 10 | 2000 | 0.3 | 262.77 | 217.28 | 6 | 0
2040 | PJM_ROM_2_NYISO_A-F | PJM_ROM | NYISO_A-F | Internal | Summer | B2 | 25 | 2000 | 0.12 | 284.96 | 239.47 | 6 | 0
2040 | PJM_ROM_2_NYISO_A-F | PJM_ROM | NYISO_A-F | Internal | Summer | B3 | 75 | 2000 | 0.04 | 283.01 | 237.49 | 6 | 0
2040 | PJM_ROM_2_NYISO_A-F | PJM_ROM | NYISO_A-F | Internal | Summer | B4 | 100 | 2000 | 0.03 | 201.3 | 162.89 | 6 | 0
2040 | PJM_ROM_2_NYISO_A-F | PJM_ROM | NYISO_A-F | Internal | Summer | B5 | 200 | 2000 | 0.03 | 184.23 | 162.89 | 6 | 0
2040 | PJM_ROM_2_NYISO_A-F | PJM_ROM | NYISO_A-F | Internal | Summer | B6 | 300 | 2000 | 0.02 | 177.1 | 162.89 | 6 | 0
2040 | PJM_ROM_2_NYISO_A-F | PJM_ROM | NYISO_A-F | Internal | Summer | B7 | 400 | 2000 | 0.02 | 163.91 | 155.91 | 6 | 0
2040 | PJM_ROM_2_NYISO_A-F | PJM_ROM | NYISO_A-F | Internal | Summer | B8 | 500 | 2000 | 0.02 | 154.28 | 146.28 | 6 | 0
2040 | PJM_ROM_2_NYISO_A-F | PJM_ROM | NYISO_A-F | Internal | Summer | B9 | 800 | 2000 | 0 | 152.03 | 120.87 | 6 | 0
2040 | PJM_ROM_2_NYISO_A-F | PJM_ROM | NYISO_A-F | Internal | Summer | B10 | 1262 | 2000 | 1999.86 | 109.53 | 120.39 | 6 | 4.85
2040 | PJM_ROM_2_NYISO_A-F | PJM_ROM | NYISO_A-F | Internal | Winter | B16 | 25 | 2000 | 0.12 | 157.76 | 112.27 | 6 | 0
2040 | PJM_ROM_2_NYISO_A-F | PJM_ROM | NYISO_A-F | Internal | Winter | B17 | 100 | 2000 | 0.03 | 155.13 | 109.63 | 6 | 0
2040 | PJM_ROM_2_NYISO_A-F | PJM_ROM | NYISO_A-F | Internal | Winter | B18 | 400 | 2000 | 0 | 151.02 | 105.53 | 6 | 0
2040 | PJM_ROM_2_NYISO_A-F | PJM_ROM | NYISO_A-F | Internal | Winter | B19 | 700 | 2000 | 0 | 151.01 | 105.52 | 6 | 0
2040 | PJM_ROM_2_NYISO_A-F | PJM_ROM | NYISO_A-F | Internal | Winter | B20 | 935 | 2000 | 0 | 83.33 | 75.96 | 6 | 0
2040 | PJM_ROM_2_PJM_E | PJM_ROM | PJM_E | Internal | Shoulder | B11 | 25 | 8000 | 2020 | 153.82 | 153.83 | 0.01 | 0
2040 | PJM_ROM_2_PJM_E | PJM_ROM | PJM_E | Internal | Shoulder | B12 | 200 | 8000 | 2130.45 | 153.8 | 153.81 | 0.01 | 0
2040 | PJM_ROM_2_PJM_E | PJM_ROM | PJM_E | Internal | Shoulder | B13 | 600 | 8000 | 2421.12 | 149.69 | 149.7 | 0.01 | 0
2040 | PJM_ROM_2_PJM_E | PJM_ROM | PJM_E | Internal | Shoulder | B14 | 900 | 8000 | 6013.09 | 149.08 | 149.09 | 0.01 | 0
2040 | PJM_ROM_2_PJM_E | PJM_ROM | PJM_E | Internal | Shoulder | B15 | 1203 | 8000 | 5926.53 | 81.95 | 81.96 | 0.01 | 0
2040 | PJM_ROM_2_PJM_E | PJM_ROM | PJM_E | Internal | Summer | B1 | 10 | 8000 | 3190.87 | 262.77 | 262.78 | 0.01 | 0
2040 | PJM_ROM_2_PJM_E | PJM_ROM | PJM_E | Internal | Summer | B2 | 25 | 8000 | 3496.29 | 284.96 | 284.97 | 0.01 | 0
2040 | PJM_ROM_2_PJM_E | PJM_ROM | PJM_E | Internal | Summer | B3 | 75 | 8000 | 96.32 | 283.01 | 283 | 0.01 | 0
2040 | PJM_ROM_2_PJM_E | PJM_ROM | PJM_E | Internal | Summer | B4 | 100 | 8000 | 5123.03 | 201.3 | 201.31 | 0.01 | 0
2040 | PJM_ROM_2_PJM_E | PJM_ROM | PJM_E | Internal | Summer | B5 | 200 | 8000 | 4420.87 | 184.23 | 184.24 | 0.01 | 0
2040 | PJM_ROM_2_PJM_E | PJM_ROM | PJM_E | Internal | Summer | B6 | 300 | 8000 | 4905.5 | 177.1 | 177.11 | 0.01 | 0
2040 | PJM_ROM_2_PJM_E | PJM_ROM | PJM_E | Internal | Summer | B7 | 400 | 8000 | 7176.05 | 163.91 | 163.93 | 0.01 | 0
2040 | PJM_ROM_2_PJM_E | PJM_ROM | PJM_E | Internal | Summer | B8 | 500 | 8000 | 6903.55 | 154.28 | 154.29 | 0.01 | 0
2040 | PJM_ROM_2_PJM_E | PJM_ROM | PJM_E | Internal | Summer | B9 | 800 | 8000 | 4889.25 | 152.03 | 152.04 | 0.01 | 0
2040 | PJM_ROM_2_PJM_E | PJM_ROM | PJM_E | Internal | Summer | B10 | 1262 | 8000 | 7247.89 | 109.53 | 109.55 | 0.01 | 0
2040 | PJM_ROM_2_PJM_E | PJM_ROM | PJM_E | Internal | Winter | B16 | 25 | 8000 | 1923.51 | 157.76 | 157.77 | 0.01 | 0
2040 | PJM_ROM_2_PJM_E | PJM_ROM | PJM_E | Internal | Winter | B17 | 100 | 8000 | 1340.36 | 155.13 | 155.14 | 0.01 | 0
2040 | PJM_ROM_2_PJM_E | PJM_ROM | PJM_E | Internal | Winter | B18 | 400 | 8000 | 1854 | 151.02 | 151.03 | 0.01 | 0
2040 | PJM_ROM_2_PJM_E | PJM_ROM | PJM_E | Internal | Winter | B19 | 700 | 8000 | 2431.59 | 151.01 | 151.02 | 0.01 | 0
2040 | PJM_ROM_2_PJM_E | PJM_ROM | PJM_E | Internal | Winter | B20 | 935 | 8000 | 6581.57 | 83.33 | 83.34 | 0.01 | 0
2040 | PJM_ROM_2_PJM_ROR | PJM_ROM | PJM_ROR | Internal | Shoulder | B11 | 25 | 8000 | 167.57 | 153.82 | 153.81 | 0.01 | 0
2040 | PJM_ROM_2_PJM_ROR | PJM_ROM | PJM_ROR | Internal | Shoulder | B12 | 200 | 8000 | 28.55 | 153.8 | 153.79 | 0.01 | 0
2040 | PJM_ROM_2_PJM_ROR | PJM_ROM | PJM_ROR | Internal | Shoulder | B13 | 600 | 8000 | 10.4 | 149.69 | 149.67 | 0.01 | 0
2040 | PJM_ROM_2_PJM_ROR | PJM_ROM | PJM_ROR | Internal | Shoulder | B14 | 900 | 8000 | 0.12 | 149.08 | 147.07 | 0.01 | 0
2040 | PJM_ROM_2_PJM_ROR | PJM_ROM | PJM_ROR | Internal | Shoulder | B15 | 1203 | 8000 | 0.19 | 81.95 | 81.3 | 0.01 | 0
2040 | PJM_ROM_2_PJM_ROR | PJM_ROM | PJM_ROR | Internal | Summer | B1 | 10 | 8000 | 339.3 | 262.77 | 262.75 | 0.01 | 0
2040 | PJM_ROM_2_PJM_ROR | PJM_ROM | PJM_ROR | Internal | Summer | B2 | 25 | 8000 | 164.17 | 284.96 | 284.95 | 0.01 | 0
2040 | PJM_ROM_2_PJM_ROR | PJM_ROM | PJM_ROR | Internal | Summer | B3 | 75 | 8000 | 2188.9 | 283.01 | 283.02 | 0.01 | 0
2040 | PJM_ROM_2_PJM_ROR | PJM_ROM | PJM_ROR | Internal | Summer | B4 | 100 | 8000 | 47.22 | 201.3 | 201.28 | 0.01 | 0
2040 | PJM_ROM_2_PJM_ROR | PJM_ROM | PJM_ROR | Internal | Summer | B5 | 200 | 8000 | 26.39 | 184.23 | 184.22 | 0.01 | 0
2040 | PJM_ROM_2_PJM_ROR | PJM_ROM | PJM_ROR | Internal | Summer | B6 | 300 | 8000 | 18.71 | 177.1 | 177.09 | 0.01 | 0
2040 | PJM_ROM_2_PJM_ROR | PJM_ROM | PJM_ROR | Internal | Summer | B7 | 400 | 8000 | 11.72 | 163.91 | 163.9 | 0.01 | 0
2040 | PJM_ROM_2_PJM_ROR | PJM_ROM | PJM_ROR | Internal | Summer | B8 | 500 | 8000 | 9.58 | 154.28 | 154.27 | 0.01 | 0
2040 | PJM_ROM_2_PJM_ROR | PJM_ROM | PJM_ROR | Internal | Summer | B9 | 800 | 8000 | 7.23 | 152.03 | 152.02 | 0.01 | 0
2040 | PJM_ROM_2_PJM_ROR | PJM_ROM | PJM_ROR | Internal | Summer | B10 | 1262 | 8000 | 0.04 | 109.53 | 100.5 | 0.01 | 0
2040 | PJM_ROM_2_PJM_ROR | PJM_ROM | PJM_ROR | Internal | Winter | B16 | 25 | 8000 | 176.06 | 157.76 | 157.75 | 0.01 | 0
2040 | PJM_ROM_2_PJM_ROR | PJM_ROM | PJM_ROR | Internal | Winter | B17 | 100 | 8000 | 62.49 | 155.13 | 155.12 | 0.01 | 0
2040 | PJM_ROM_2_PJM_ROR | PJM_ROM | PJM_ROR | Internal | Winter | B18 | 400 | 8000 | 15.9 | 151.02 | 151.01 | 0.01 | 0
2040 | PJM_ROM_2_PJM_ROR | PJM_ROM | PJM_ROR | Internal | Winter | B19 | 700 | 8000 | 8.49 | 151.01 | 151 | 0.01 | 0
2040 | PJM_ROM_2_PJM_ROR | PJM_ROM | PJM_ROR | Internal | Winter | B20 | 935 | 8000 | 0.08 | 83.33 | 81.3 | 0.01 | 0
2040 | SOCO_2_ENT | SOCO | ENT | Internal | Shoulder | B11 | 25 | 2400 | 0.36 | 166.18 | 156.99 | 10 | 0
2040 | SOCO_2_ENT | SOCO | ENT | Internal | Shoulder | B12 | 200 | 2400 | 0.06 | 152.93 | 148.1 | 10 | 0
2040 | SOCO_2_ENT | SOCO | ENT | Internal | Shoulder | B13 | 600 | 2400 | 0.02 | 151.97 | 143.97 | 10 | 0
2040 | SOCO_2_ENT | SOCO | ENT | Internal | Shoulder | B14 | 900 | 2400 | 0.01 | 150.36 | 141.16 | 10 | 0
2040 | SOCO_2_ENT | SOCO | ENT | Internal | Shoulder | B15 | 1203 | 2400 | 0.02 | 73.5 | 75.37 | 10 | 0
2040 | SOCO_2_ENT | SOCO | ENT | Internal | Summer | B1 | 10 | 2400 | 0.84 | 266.26 | 257.06 | 10 | 0
2040 | SOCO_2_ENT | SOCO | ENT | Internal | Summer | B2 | 25 | 2400 | 0.35 | 296.75 | 287.55 | 10 | 0
2040 | SOCO_2_ENT | SOCO | ENT | Internal | Summer | B3 | 75 | 2400 | 0.13 | 296.75 | 288.75 | 10 | 0
2040 | SOCO_2_ENT | SOCO | ENT | Internal | Summer | B4 | 100 | 2400 | 0.13 | 214.25 | 207.28 | 10 | 0
2040 | SOCO_2_ENT | SOCO | ENT | Internal | Summer | B5 | 200 | 2400 | 0.1 | 184.22 | 185.67 | 10 | 0
2040 | SOCO_2_ENT | SOCO | ENT | Internal | Summer | B6 | 300 | 2400 | 0.15 | 173.88 | 180.52 | 10 | 0
2040 | SOCO_2_ENT | SOCO | ENT | Internal | Summer | B7 | 400 | 2400 | 0.12 | 163.92 | 169.91 | 10 | 0
2040 | SOCO_2_ENT | SOCO | ENT | Internal | Summer | B8 | 500 | 2400 | 0.05 | 157.31 | 159.58 | 10 | 0
2040 | SOCO_2_ENT | SOCO | ENT | Internal | Summer | B9 | 800 | 2400 | 0.03 | 152.95 | 154.94 | 10 | 0
2040 | SOCO_2_ENT | SOCO | ENT | Internal | Summer | B10 | 1262 | 2400 | 1976.72 | 81.5 | 91.5 | 10 | 0
2040 | SOCO_2_ENT | SOCO | ENT | Internal | Winter | B16 | 25 | 2400 | 0.34 | 161.94 | 152.74 | 10 | 0
2040 | SOCO_2_ENT | SOCO | ENT | Internal | Winter | B17 | 100 | 2400 | 0.09 | 157.43 | 149.43 | 10 | 0
2040 | SOCO_2_ENT | SOCO | ENT | Internal | Winter | B18 | 400 | 2400 | 0.03 | 153.32 | 145.32 | 10 | 0
2040 | SOCO_2_ENT | SOCO | ENT | Internal | Winter | B19 | 700 | 2400 | 0.01 | 153.31 | 145.31 | 10 | 0
2040 | SOCO_2_ENT | SOCO | ENT | Internal | Winter | B20 | 935 | 2400 | 0.02 | 74.34 | 75.37 | 10 | 0
2040 | SOCO_2_FRCC | SOCO | FRCC | Internal | Shoulder | B11 | 25 | 3700 | 3715.82 | 166.18 | 177.05 | 10 | 0.87
2040 | SOCO_2_FRCC | SOCO | FRCC | Internal | Shoulder | B12 | 200 | 3700 | 784.53 | 152.93 | 162.93 | 10 | 0
2040 | SOCO_2_FRCC | SOCO | FRCC | Internal | Shoulder | B13 | 600 | 3700 | 6401.83 | 151.97 | 162.93 | 10 | 0.96
2040 | SOCO_2_FRCC | SOCO | FRCC | Internal | Shoulder | B14 | 900 | 3700 | 5066.4 | 150.36 | 161.32 | 10 | 0.96
2040 | SOCO_2_FRCC | SOCO | FRCC | Internal | Shoulder | B15 | 1203 | 3700 | 0.01 | 73.5 | 71.08 | 10 | 0
2040 | SOCO_2_FRCC | SOCO | FRCC | Internal | Summer | B1 | 10 | 3700 | 4127.66 | 266.26 | 277.21 | 10 | 0.95
2040 | SOCO_2_FRCC | SOCO | FRCC | Internal | Summer | B2 | 25 | 3700 | 0.9 | 296.75 | 299.74 | 10 | 0
2040 | SOCO_2_FRCC | SOCO | FRCC | Internal | Summer | B3 | 75 | 3700 | 0.13 | 296.75 | 288.75 | 10 | 0
2040 | SOCO_2_FRCC | SOCO | FRCC | Internal | Summer | B4 | 100 | 3700 | 0.1 | 214.25 | 206.25 | 10 | 0
2040 | SOCO_2_FRCC | SOCO | FRCC | Internal | Summer | B5 | 200 | 3700 | 0.14 | 184.22 | 188.67 | 10 | 0
2040 | SOCO_2_FRCC | SOCO | FRCC | Internal | Summer | B6 | 300 | 3700 | 1597.12 | 173.88 | 183.88 | 10 | 0
2040 | SOCO_2_FRCC | SOCO | FRCC | Internal | Summer | B7 | 400 | 3700 | 0.12 | 163.92 | 161.87 | 10 | 0
2040 | SOCO_2_FRCC | SOCO | FRCC | Internal | Summer | B8 | 500 | 3700 | 0.06 | 157.31 | 161.87 | 10 | 0
2040 | SOCO_2_FRCC | SOCO | FRCC | Internal | Summer | B9 | 800 | 3700 | 0.12 | 152.95 | 161.87 | 10 | 0
2040 | SOCO_2_FRCC | SOCO | FRCC | Internal | Summer | B10 | 1262 | 3700 | 0 | 81.5 | 73.5 | 10 | 0
2040 | SOCO_2_FRCC | SOCO | FRCC | Internal | Winter | B16 | 25 | 3700 | 2775.52 | 161.94 | 171.94 | 10 | 0
2040 | SOCO_2_FRCC | SOCO | FRCC | Internal | Winter | B17 | 100 | 3700 | 1.2 | 157.43 | 165.62 | 10 | 0
2040 | SOCO_2_FRCC | SOCO | FRCC | Internal | Winter | B18 | 400 | 3700 | 4961.08 | 153.32 | 164.28 | 10 | 0.96
2040 | SOCO_2_FRCC | SOCO | FRCC | Internal | Winter | B19 | 700 | 3700 | 3428.24 | 153.31 | 163.31 | 10 | 0
2040 | SOCO_2_FRCC | SOCO | FRCC | Internal | Winter | B20 | 935 | 3700 | 0.02 | 74.34 | 73.5 | 10 | 0
2040 | SOCO_2_TVA_Transmission | SOCO | TVA_Transmission | Internal | Shoulder | B11 | 25 | 2600 | 0.39 | 166.18 | 157.81 | 10 | 0
2040 | SOCO_2_TVA_Transmission | SOCO | TVA_Transmission | Internal | Shoulder | B12 | 200 | 2600 | 0.07 | 152.93 | 151.46 | 10 | 0
2040 | SOCO_2_TVA_Transmission | SOCO | TVA_Transmission | Internal | Shoulder | B13 | 600 | 2600 | 0.02 | 151.97 | 146.8 | 10 | 0
2040 | SOCO_2_TVA_Transmission | SOCO | TVA_Transmission | Internal | Shoulder | B14 | 900 | 2600 | 0.01 | 150.36 | 144.74 | 10 | 0
2040 | SOCO_2_TVA_Transmission | SOCO | TVA_Transmission | Internal | Shoulder | B15 | 1203 | 2600 | 0.05 | 73.5 | 80.88 | 10 | 0
2040 | SOCO_2_TVA_Transmission | SOCO | TVA_Transmission | Internal | Summer | B1 | 10 | 2600 | 1.37 | 266.26 | 265.01 | 10 | 0
2040 | SOCO_2_TVA_Transmission | SOCO | TVA_Transmission | Internal | Summer | B2 | 25 | 2600 | 0.44 | 296.75 | 290.91 | 10 | 0
2040 | SOCO_2_TVA_Transmission | SOCO | TVA_Transmission | Internal | Summer | B3 | 75 | 2600 | 0.14 | 296.75 | 289.02 | 10 | 0
2040 | SOCO_2_TVA_Transmission | SOCO | TVA_Transmission | Internal | Summer | B4 | 100 | 2600 | 0.13 | 214.25 | 207.28 | 10 | 0
2040 | SOCO_2_TVA_Transmission | SOCO | TVA_Transmission | Internal | Summer | B5 | 200 | 2600 | 0.07 | 184.22 | 181.82 | 10 | 0
2040 | SOCO_2_TVA_Transmission | SOCO | TVA_Transmission | Internal | Summer | B6 | 300 | 2600 | 0.05 | 173.88 | 171.52 | 10 | 0
2040 | SOCO_2_TVA_Transmission | SOCO | TVA_Transmission | Internal | Summer | B7 | 400 | 2600 | 0.04 | 163.92 | 162.57 | 10 | 0
2040 | SOCO_2_TVA_Transmission | SOCO | TVA_Transmission | Internal | Summer | B8 | 500 | 2600 | 0.04 | 157.31 | 158.04 | 10 | 0
2040 | SOCO_2_TVA_Transmission | SOCO | TVA_Transmission | Internal | Summer | B9 | 800 | 2600 | 0.03 | 152.95 | 156.43 | 10 | 0
2040 | SOCO_2_TVA_Transmission | SOCO | TVA_Transmission | Internal | Summer | B10 | 1262 | 2600 | 1614.34 | 81.5 | 91.5 | 10 | 0
2040 | SOCO_2_TVA_Transmission | SOCO | TVA_Transmission | Internal | Winter | B16 | 25 | 2600 | 0.56 | 161.94 | 160.73 | 10 | 0
2040 | SOCO_2_TVA_Transmission | SOCO | TVA_Transmission | Internal | Winter | B17 | 100 | 2600 | 0.12 | 157.43 | 152.78 | 10 | 0
2040 | SOCO_2_TVA_Transmission | SOCO | TVA_Transmission | Internal | Winter | B18 | 400 | 2600 | 0.03 | 153.32 | 148.67 | 10 | 0
2040 | SOCO_2_TVA_Transmission | SOCO | TVA_Transmission | Internal | Winter | B19 | 700 | 2600 | 0.02 | 153.31 | 148.66 | 10 | 0
2040 | SOCO_2_TVA_Transmission | SOCO | TVA_Transmission | Internal | Winter | B20 | 935 | 2600 | 0.04 | 74.34 | 79.54 | 10 | 0
2040 | SOCO_2_VACAR | SOCO | VACAR | Internal | Shoulder | B11 | 25 | 2000 | 0.39 | 166.18 | 159.18 | 10 | 0
2040 | SOCO_2_VACAR | SOCO | VACAR | Internal | Shoulder | B12 | 200 | 2000 | 0.07 | 152.93 | 151.24 | 10 | 0
2040 | SOCO_2_VACAR | SOCO | VACAR | Internal | Shoulder | B13 | 600 | 2000 | 0.02 | 151.97 | 144.97 | 10 | 0
2040 | SOCO_2_VACAR | SOCO | VACAR | Internal | Shoulder | B14 | 900 | 2000 | 0.01 | 150.36 | 143.62 | 10 | 0
2040 | SOCO_2_VACAR | SOCO | VACAR | Internal | Shoulder | B15 | 1203 | 2000 | 0.02 | 73.5 | 74.3 | 10 | 0
2040 | SOCO_2_VACAR | SOCO | VACAR | Internal | Summer | B1 | 10 | 2000 | 2.11 | 266.26 | 269.48 | 10 | 0
2040 | SOCO_2_VACAR | SOCO | VACAR | Internal | Summer | B2 | 25 | 2000 | 0.45 | 296.75 | 291.67 | 10 | 0
2040 | SOCO_2_VACAR | SOCO | VACAR | Internal | Summer | B3 | 75 | 2000 | 0.14 | 296.75 | 289.75 | 10 | 0
2040 | SOCO_2_VACAR | SOCO | VACAR | Internal | Summer | B4 | 100 | 2000 | 0.1 | 214.25 | 207.25 | 10 | 0
2040 | SOCO_2_VACAR | SOCO | VACAR | Internal | Summer | B5 | 200 | 2000 | 0.05 | 184.22 | 177.22 | 10 | 0
2040 | SOCO_2_VACAR | SOCO | VACAR | Internal | Summer | B6 | 300 | 2000 | 0.03 | 173.88 | 166.88 | 10 | 0
2040 | SOCO_2_VACAR | SOCO | VACAR | Internal | Summer | B7 | 400 | 2000 | 0.03 | 163.92 | 156.92 | 10 | 0
2040 | SOCO_2_VACAR | SOCO | VACAR | Internal | Summer | B8 | 500 | 2000 | 0.03 | 157.31 | 156.92 | 10 | 0
2040 | SOCO_2_VACAR | SOCO | VACAR | Internal | Summer | B9 | 800 | 2000 | 0.01 | 152.95 | 145.95 | 10 | 0
2040 | SOCO_2_VACAR | SOCO | VACAR | Internal | Summer | B10 | 1262 | 2000 | 0.06 | 81.5 | 89.71 | 10 | 0
2040 | SOCO_2_VACAR | SOCO | VACAR | Internal | Winter | B16 | 25 | 2000 | 0.81 | 161.94 | 164.48 | 10 | 0
2040 | SOCO_2_VACAR | SOCO | VACAR | Internal | Winter | B17 | 100 | 2000 | 0.26 | 157.43 | 161.78 | 10 | 0
2040 | SOCO_2_VACAR | SOCO | VACAR | Internal | Winter | B18 | 400 | 2000 | 0.03 | 153.32 | 146.32 | 10 | 0
2040 | SOCO_2_VACAR | SOCO | VACAR | Internal | Winter | B19 | 700 | 2000 | 0.01 | 153.31 | 146.31 | 10 | 0
2040 | SOCO_2_VACAR | SOCO | VACAR | Internal | Winter | B20 | 935 | 2000 | 0.02 | 74.34 | 74.3 | 10 | 0
2040 | SPP_N_2_ENT | SPP_N | ENT | Internal | Shoulder | B11 | 25 | 1800 | 7392.62 | 85.15 | 156.99 | 5 | 66.84
2040 | SPP_N_2_ENT | SPP_N | ENT | Internal | Shoulder | B12 | 200 | 1800 | 2791.05 | 76.26 | 148.1 | 5 | 66.84
2040 | SPP_N_2_ENT | SPP_N | ENT | Internal | Shoulder | B13 | 600 | 1800 | 1814.53 | 72.14 | 143.97 | 5 | 66.82
2040 | SPP_N_2_ENT | SPP_N | ENT | Internal | Shoulder | B14 | 900 | 1800 | 1800.67 | 69.55 | 141.16 | 5 | 66.61
2040 | SPP_N_2_ENT | SPP_N | ENT | Internal | Shoulder | B15 | 1203 | 1800 | 1800.32 | 3.77 | 75.37 | 5 | 66.6
2040 | SPP_N_2_ENT | SPP_N | ENT | Internal | Summer | B1 | 10 | 1800 | 3092.99 | 185.23 | 257.06 | 5 | 66.84
2040 | SPP_N_2_ENT | SPP_N | ENT | Internal | Summer | B2 | 25 | 1800 | 2842.55 | 215.71 | 287.55 | 5 | 66.84
2040 | SPP_N_2_ENT | SPP_N | ENT | Internal | Summer | B3 | 75 | 1800 | 1799.97 | 263.81 | 288.75 | 5 | 19.94
2040 | SPP_N_2_ENT | SPP_N | ENT | Internal | Summer | B4 | 100 | 1800 | 1799.97 | 189.22 | 207.28 | 5 | 13.06
2040 | SPP_N_2_ENT | SPP_N | ENT | Internal | Summer | B5 | 200 | 1800 | 1799.9 | 177.22 | 185.67 | 5 | 3.45
2040 | SPP_N_2_ENT | SPP_N | ENT | Internal | Summer | B6 | 300 | 1800 | 0.32 | 176.8 | 180.52 | 5 | 0
2040 | SPP_N_2_ENT | SPP_N | ENT | Internal | Summer | B7 | 400 | 1800 | 1799.98 | 156.91 | 169.91 | 5 | 8
2040 | SPP_N_2_ENT | SPP_N | ENT | Internal | Summer | B8 | 500 | 1800 | 3255.16 | 87.74 | 159.58 | 5 | 66.84
2040 | SPP_N_2_ENT | SPP_N | ENT | Internal | Summer | B9 | 800 | 1800 | 3911.11 | 83.1 | 154.94 | 5 | 66.84
2040 | SPP_N_2_ENT | SPP_N | ENT | Internal | Summer | B10 | 1262 | 1800 | 1800.18 | 22.97 | 91.5 | 5 | 63.53
2040 | SPP_N_2_ENT | SPP_N | ENT | Internal | Winter | B16 | 25 | 1800 | 11410.07 | 80.9 | 152.74 | 5 | 66.84
2040 | SPP_N_2_ENT | SPP_N | ENT | Internal | Winter | B17 | 100 | 1800 | 3549.9 | 77.59 | 149.43 | 5 | 66.84
2040 | SPP_N_2_ENT | SPP_N | ENT | Internal | Winter | B18 | 400 | 1800 | 4089.81 | 73.48 | 145.32 | 5 | 66.84
2040 | SPP_N_2_ENT | SPP_N | ENT | Internal | Winter | B19 | 700 | 1800 | 2394.1 | 73.47 | 145.31 | 5 | 66.84
2040 | SPP_N_2_ENT | SPP_N | ENT | Internal | Winter | B20 | 935 | 1800 | 1800.47 | 3.77 | 75.37 | 5 | 66.6
2040 | SPP_N_2_MISO_MO-IL | SPP_N | MISO_MO-IL | Internal | Shoulder | B11 | 25 | 2000 | 2001.2 | 85.15 | 149.83 | 5 | 59.69
2040 | SPP_N_2_MISO_MO-IL | SPP_N | MISO_MO-IL | Internal | Shoulder | B12 | 200 | 2000 | 3685.74 | 76.26 | 143.46 | 5 | 62.19
2040 | SPP_N_2_MISO_MO-IL | SPP_N | MISO_MO-IL | Internal | Shoulder | B13 | 600 | 2000 | 2821.8 | 72.14 | 139.34 | 5 | 62.19
2040 | SPP_N_2_MISO_MO-IL | SPP_N | MISO_MO-IL | Internal | Shoulder | B14 | 900 | 2000 | 5603.14 | 69.55 | 136.74 | 5 | 62.19
2040 | SPP_N_2_MISO_MO-IL | SPP_N | MISO_MO-IL | Internal | Shoulder | B15 | 1203 | 2000 | 5461.63 | 3.77 | 70.97 | 5 | 62.19
2040 | SPP_N_2_MISO_MO-IL | SPP_N | MISO_MO-IL | Internal | Summer | B1 | 10 | 2000 | 13015 | 185.23 | 252.42 | 5 | 62.2
2040 | SPP_N_2_MISO_MO-IL | SPP_N | MISO_MO-IL | Internal | Summer | B2 | 25 | 2000 | 5672.78 | 215.71 | 282.91 | 5 | 62.2
2040 | SPP_N_2_MISO_MO-IL | SPP_N | MISO_MO-IL | Internal | Summer | B3 | 75 | 2000 | 1999.94 | 263.81 | 281.02 | 5 | 12.21
2040 | SPP_N_2_MISO_MO-IL | SPP_N | MISO_MO-IL | Internal | Summer | B4 | 100 | 2000 | 1999.9 | 189.22 | 199.28 | 5 | 5.06
2040 | SPP_N_2_MISO_MO-IL | SPP_N | MISO_MO-IL | Internal | Summer | B5 | 200 | 2000 | 624.27 | 177.22 | 182.22 | 5 | 0
2040 | SPP_N_2_MISO_MO-IL | SPP_N | MISO_MO-IL | Internal | Summer | B6 | 300 | 2000 | 0.09 | 176.8 | 178.46 | 5 | 0
2040 | SPP_N_2_MISO_MO-IL | SPP_N | MISO_MO-IL | Internal | Summer | B7 | 400 | 2000 | 1391.23 | 156.91 | 161.91 | 5 | 0
2040 | SPP_N_2_MISO_MO-IL | SPP_N | MISO_MO-IL | Internal | Summer | B8 | 500 | 2000 | 2000.05 | 87.74 | 152.27 | 5 | 59.52
2040 | SPP_N_2_MISO_MO-IL | SPP_N | MISO_MO-IL | Internal | Summer | B9 | 800 | 2000 | 3986.58 | 83.1 | 150.3 | 5 | 62.19
2040 | SPP_N_2_MISO_MO-IL | SPP_N | MISO_MO-IL | Internal | Summer | B10 | 1262 | 2000 | 6455.67 | 22.97 | 90.16 | 5 | 62.19
2040 | SPP_N_2_MISO_MO-IL | SPP_N | MISO_MO-IL | Internal | Winter | B16 | 25 | 2000 | 7632.46 | 80.9 | 148.09 | 5 | 62.2
2040 | SPP_N_2_MISO_MO-IL | SPP_N | MISO_MO-IL | Internal | Winter | B17 | 100 | 2000 | 7164.88 | 77.59 | 144.78 | 5 | 62.2
2040 | SPP_N_2_MISO_MO-IL | SPP_N | MISO_MO-IL | Internal | Winter | B18 | 400 | 2000 | 4018.68 | 73.48 | 140.67 | 5 | 62.19
2040 | SPP_N_2_MISO_MO-IL | SPP_N | MISO_MO-IL | Internal | Winter | B19 | 700 | 2000 | 4944.93 | 73.47 | 140.67 | 5 | 62.19
2040 | SPP_N_2_MISO_MO-IL | SPP_N | MISO_MO-IL | Internal | Winter | B20 | 935 | 2000 | 6341.83 | 3.77 | 70.97 | 5 | 62.19
2040 | SPP_N_2_MISO_W | SPP_N | MISO_W | Internal | Shoulder | B11 | 25 | 750 | 750.36 | 85.15 | 130.5 | 5 | 40.36
2040 | SPP_N_2_MISO_W | SPP_N | MISO_W | Internal | Shoulder | B12 | 200 | 750 | 8224.99 | 76.26 | 128.92 | 5 | 47.66
2040 | SPP_N_2_MISO_W | SPP_N | MISO_W | Internal | Shoulder | B13 | 600 | 750 | 11717.7 | 72.14 | 124.81 | 5 | 47.66
2040 | SPP_N_2_MISO_W | SPP_N | MISO_W | Internal | Shoulder | B14 | 900 | 750 | 17286.89 | 69.55 | 122.21 | 5 | 47.66
2040 | SPP_N_2_MISO_W | SPP_N | MISO_W | Internal | Shoulder | B15 | 1203 | 750 | 16138.86 | 3.77 | 56.43 | 5 | 47.66
2040 | SPP_N_2_MISO_W | SPP_N | MISO_W | Internal | Summer | B1 | 10 | 750 | 4222.47 | 185.23 | 237.89 | 5 | 47.67
2040 | SPP_N_2_MISO_W | SPP_N | MISO_W | Internal | Summer | B2 | 25 | 750 | 750.36 | 215.71 | 260.08 | 5 | 39.37
2040 | SPP_N_2_MISO_W | SPP_N | MISO_W | Internal | Summer | B3 | 75 | 750 | 726.11 | 263.81 | 268.83 | 5 | 0.02
2040 | SPP_N_2_MISO_W | SPP_N | MISO_W | Internal | Summer | B4 | 100 | 750 | 743.19 | 189.22 | 194.29 | 5 | 0.06
2040 | SPP_N_2_MISO_W | SPP_N | MISO_W | Internal | Summer | B5 | 200 | 750 | 0.33 | 177.22 | 181.15 | 5 | 0
2040 | SPP_N_2_MISO_W | SPP_N | MISO_W | Internal | Summer | B6 | 300 | 750 | 0.08 | 176.8 | 178.45 | 5 | 0
2040 | SPP_N_2_MISO_W | SPP_N | MISO_W | Internal | Summer | B7 | 400 | 750 | 0.02 | 156.91 | 149.91 | 5 | 0
2040 | SPP_N_2_MISO_W | SPP_N | MISO_W | Internal | Summer | B8 | 500 | 750 | 750.01 | 87.74 | 129.4 | 5 | 36.66
2040 | SPP_N_2_MISO_W | SPP_N | MISO_W | Internal | Summer | B9 | 800 | 750 | 750.01 | 83.1 | 127.15 | 5 | 39.05
2040 | SPP_N_2_MISO_W | SPP_N | MISO_W | Internal | Summer | B10 | 1262 | 750 | 11728.72 | 22.97 | 75.63 | 5 | 47.66
2040 | SPP_N_2_MISO_W | SPP_N | MISO_W | Internal | Winter | B16 | 25 | 750 | 753.92 | 80.9 | 132.88 | 5 | 46.99
2040 | SPP_N_2_MISO_W | SPP_N | MISO_W | Internal | Winter | B17 | 100 | 750 | 9285.67 | 77.59 | 130.25 | 5 | 47.66
2040 | SPP_N_2_MISO_W | SPP_N | MISO_W | Internal | Winter | B18 | 400 | 750 | 7245.24 | 73.48 | 126.14 | 5 | 47.66
2040 | SPP_N_2_MISO_W | SPP_N | MISO_W | Internal | Winter | B19 | 700 | 750 | 10163.96 | 73.47 | 126.13 | 5 | 47.66
2040 | SPP_N_2_MISO_W | SPP_N | MISO_W | Internal | Winter | B20 | 935 | 750 | 15434.28 | 3.77 | 56.44 | 5 | 47.66
2040 | SPP_N_2_NE | SPP_N | NE | Internal | Shoulder | B11 | 25 | 330 | 585.13 | 85.15 | 107.5 | 0.01 | 22.35
2040 | SPP_N_2_NE | SPP_N | NE | Internal | Shoulder | B12 | 200 | 330 | 9.96 | 76.26 | 76.25 | 0.01 | 0
2040 | SPP_N_2_NE | SPP_N | NE | Internal | Shoulder | B13 | 600 | 330 | 3.18 | 72.14 | 72.13 | 0.01 | 0
2040 | SPP_N_2_NE | SPP_N | NE | Internal | Shoulder | B14 | 900 | 330 | 0.08 | 69.55 | 68.49 | 0.01 | 0
2040 | SPP_N_2_NE | SPP_N | NE | Internal | Shoulder | B15 | 1203 | 330 | 3.75 | 3.77 | 3.77 | 0.01 | 0
2040 | SPP_N_2_NE | SPP_N | NE | Internal | Summer | B1 | 10 | 330 | 2960.67 | 185.23 | 207.59 | 0.01 | 22.38
2040 | SPP_N_2_NE | SPP_N | NE | Internal | Summer | B2 | 25 | 330 | 329.96 | 215.71 | 223.25 | 0.01 | 7.53
2040 | SPP_N_2_NE | SPP_N | NE | Internal | Summer | B3 | 75 | 330 | 30.07 | 263.81 | 263.8 | 0.01 | 0.01
2040 | SPP_N_2_NE | SPP_N | NE | Internal | Summer | B4 | 100 | 330 | 321.72 | 189.22 | 189.29 | 0.01 | 0.05
2040 | SPP_N_2_NE | SPP_N | NE | Internal | Summer | B5 | 200 | 330 | 10.69 | 177.22 | 177.21 | 0.01 | 0
2040 | SPP_N_2_NE | SPP_N | NE | Internal | Summer | B6 | 300 | 330 | 6.94 | 176.8 | 176.79 | 0.01 | 0
2040 | SPP_N_2_NE | SPP_N | NE | Internal | Summer | B7 | 400 | 330 | 0.1 | 156.91 | 154.9 | 0.01 | 0
2040 | SPP_N_2_NE | SPP_N | NE | Internal | Summer | B8 | 500 | 330 | 210.33 | 87.74 | 87.76 | 0.01 | 0
2040 | SPP_N_2_NE | SPP_N | NE | Internal | Summer | B9 | 800 | 330 | 126.15 | 83.1 | 83.12 | 0.01 | 0
2040 | SPP_N_2_NE | SPP_N | NE | Internal | Summer | B10 | 1262 | 330 | 1.98 | 22.97 | 22.96 | 0.01 | 0
2040 | SPP_N_2_NE | SPP_N | NE | Internal | Winter | B16 | 25 | 330 | 1.49 | 80.9 | 79.17 | 0.01 | 0.01
2040 | SPP_N_2_NE | SPP_N | NE | Internal | Winter | B17 | 100 | 330 | 0.64 | 77.59 | 76.54 | 0.01 | 0
2040 | SPP_N_2_NE | SPP_N | NE | Internal | Winter | B18 | 400 | 330 | 0.18 | 73.48 | 72.43 | 0.01 | 0
2040 | SPP_N_2_NE | SPP_N | NE | Internal | Winter | B19 | 700 | 330 | 0.11 | 73.47 | 72.42 | 0.01 | 0
2040 | SPP_N_2_NE | SPP_N | NE | Internal | Winter | B20 | 935 | 330 | 4.35 | 3.77 | 3.77 | 0.01 | 0
2040 | SPP_N_2_SPP_S | SPP_N | SPP_S | Internal | Shoulder | B11 | 25 | 4000 | 5430.83 | 85.15 | 88.59 | 0.01 | 3.43
2040 | SPP_N_2_SPP_S | SPP_N | SPP_S | Internal | Shoulder | B12 | 200 | 4000 | 3998.57 | 76.26 | 76.5 | 0.01 | 0.23
2040 | SPP_N_2_SPP_S | SPP_N | SPP_S | Internal | Shoulder | B13 | 600 | 4000 | 3999.47 | 72.14 | 72.37 | 0.01 | 0.21
2040 | SPP_N_2_SPP_S | SPP_N | SPP_S | Internal | Shoulder | B14 | 900 | 4000 | 1711.66 | 69.55 | 69.56 | 0.01 | 0
2040 | SPP_N_2_SPP_S | SPP_N | SPP_S | Internal | Shoulder | B15 | 1203 | 4000 | 4.62 | 3.77 | 3.77 | 0.01 | 0
2040 | SPP_N_2_SPP_S | SPP_N | SPP_S | Internal | Summer | B1 | 10 | 4000 | 3974.42 | 185.23 | 185.46 | 0.01 | 0.23
2040 | SPP_N_2_SPP_S | SPP_N | SPP_S | Internal | Summer | B2 | 25 | 4000 | 3990.63 | 215.71 | 215.95 | 0.01 | 0.23
2040 | SPP_N_2_SPP_S | SPP_N | SPP_S | Internal | Summer | B3 | 75 | 4000 | 1478.61 | 263.81 | 263.82 | 0.01 | 0
2040 | SPP_N_2_SPP_S | SPP_N | SPP_S | Internal | Summer | B4 | 100 | 4000 | 3828.84 | 189.22 | 189.24 | 0.01 | 0.01
2040 | SPP_N_2_SPP_S | SPP_N | SPP_S | Internal | Summer | B5 | 200 | 4000 | 5047.43 | 177.22 | 180.67 | 0.01 | 3.44
2040 | SPP_N_2_SPP_S | SPP_N | SPP_S | Internal | Summer | B6 | 300 | 4000 | 8490.16 | 176.8 | 180.25 | 0.01 | 3.44
2040 | SPP_N_2_SPP_S | SPP_N | SPP_S | Internal | Summer | B7 | 400 | 4000 | 10195.15 | 156.91 | 160.35 | 0.01 | 3.44
2040 | SPP_N_2_SPP_S | SPP_N | SPP_S | Internal | Summer | B8 | 500 | 4000 | 7618.66 | 87.74 | 91.19 | 0.01 | 3.44
2040 | SPP_N_2_SPP_S | SPP_N | SPP_S | Internal | Summer | B9 | 800 | 4000 | 5886.56 | 83.1 | 86.55 | 0.01 | 3.44
2040 | SPP_N_2_SPP_S | SPP_N | SPP_S | Internal | Summer | B10 | 1262 | 4000 | 970.81 | 22.97 | 22.98 | 0.01 | 0
2040 | SPP_N_2_SPP_S | SPP_N | SPP_S | Internal | Winter | B16 | 25 | 4000 | 3990.6 | 80.9 | 81.14 | 0.01 | 0.23
2040 | SPP_N_2_SPP_S | SPP_N | SPP_S | Internal | Winter | B17 | 100 | 4000 | 3997.21 | 77.59 | 77.83 | 0.01 | 0.23
2040 | SPP_N_2_SPP_S | SPP_N | SPP_S | Internal | Winter | B18 | 400 | 4000 | 3999.26 | 73.48 | 73.72 | 0.01 | 0.23
2040 | SPP_N_2_SPP_S | SPP_N | SPP_S | Internal | Winter | B19 | 700 | 4000 | 3999.54 | 73.47 | 73.71 | 0.01 | 0.23
2040 | SPP_N_2_SPP_S | SPP_N | SPP_S | Internal | Winter | B20 | 935 | 4000 | 6.51 | 3.77 | 3.77 | 0.01 | 0
2040 | SPP_S_2_ENT | SPP_S | ENT | Internal | Shoulder | B11 | 25 | 850 | 850.93 | 88.59 | 156.99 | 5 | 63.4
2040 | SPP_S_2_ENT | SPP_S | ENT | Internal | Shoulder | B12 | 200 | 850 | 4554.99 | 76.5 | 148.1 | 5 | 66.6
2040 | SPP_S_2_ENT | SPP_S | ENT | Internal | Shoulder | B13 | 600 | 850 | 5377.36 | 72.37 | 143.97 | 5 | 66.6
2040 | SPP_S_2_ENT | SPP_S | ENT | Internal | Shoulder | B14 | 900 | 850 | 8204.64 | 69.56 | 141.16 | 5 | 66.6
2040 | SPP_S_2_ENT | SPP_S | ENT | Internal | Shoulder | B15 | 1203 | 850 | 1541.15 | 3.77 | 75.37 | 5 | 66.6
2040 | SPP_S_2_ENT | SPP_S | ENT | Internal | Summer | B1 | 10 | 850 | 11774.53 | 185.46 | 257.06 | 5 | 66.61
2040 | SPP_S_2_ENT | SPP_S | ENT | Internal | Summer | B2 | 25 | 850 | 3807.79 | 215.95 | 287.55 | 5 | 66.6
2040 | SPP_S_2_ENT | SPP_S | ENT | Internal | Summer | B3 | 75 | 850 | 849.97 | 263.82 | 288.75 | 5 | 19.93
2040 | SPP_S_2_ENT | SPP_S | ENT | Internal | Summer | B4 | 100 | 850 | 849.97 | 189.24 | 207.28 | 5 | 13.04
2040 | SPP_S_2_ENT | SPP_S | ENT | Internal | Summer | B5 | 200 | 850 | 210.04 | 180.67 | 185.67 | 5 | 0
2040 | SPP_S_2_ENT | SPP_S | ENT | Internal | Summer | B6 | 300 | 850 | 0.07 | 180.25 | 180.52 | 5 | 0
2040 | SPP_S_2_ENT | SPP_S | ENT | Internal | Summer | B7 | 400 | 850 | 849.97 | 160.35 | 169.91 | 5 | 4.55
2040 | SPP_S_2_ENT | SPP_S | ENT | Internal | Summer | B8 | 500 | 850 | 850.04 | 91.19 | 159.58 | 5 | 63.39
2040 | SPP_S_2_ENT | SPP_S | ENT | Internal | Summer | B9 | 800 | 850 | 850.03 | 86.55 | 154.94 | 5 | 63.39
2040 | SPP_S_2_ENT | SPP_S | ENT | Internal | Summer | B10 | 1262 | 850 | 850.05 | 22.98 | 91.5 | 5 | 63.52
2040 | SPP_S_2_ENT | SPP_S | ENT | Internal | Winter | B16 | 25 | 850 | 5804.85 | 81.14 | 152.74 | 5 | 66.6
2040 | SPP_S_2_ENT | SPP_S | ENT | Internal | Winter | B17 | 100 | 850 | 5908.59 | 77.83 | 149.43 | 5 | 66.6
2040 | SPP_S_2_ENT | SPP_S | ENT | Internal | Winter | B18 | 400 | 850 | 4922.48 | 73.72 | 145.32 | 5 | 66.6
2040 | SPP_S_2_ENT | SPP_S | ENT | Internal | Winter | B19 | 700 | 850 | 6209.81 | 73.71 | 145.31 | 5 | 66.6
2040 | SPP_S_2_ENT | SPP_S | ENT | Internal | Winter | B20 | 935 | 850 | 3573.86 | 3.77 | 75.37 | 5 | 66.6
2040 | SPP_S_2_SPP_N | SPP_S | SPP_N | Internal | Shoulder | B11 | 25 | 640 | 1.01 | 88.59 | 85.15 | 0.01 | 0.01
2040 | SPP_S_2_SPP_N | SPP_S | SPP_N | Internal | Shoulder | B12 | 200 | 640 | 1.32 | 76.5 | 76.26 | 0.01 | 0
2040 | SPP_S_2_SPP_N | SPP_S | SPP_N | Internal | Shoulder | B13 | 600 | 640 | 0.49 | 72.37 | 72.14 | 0.01 | 0
2040 | SPP_S_2_SPP_N | SPP_S | SPP_N | Internal | Shoulder | B14 | 900 | 640 | 2.73 | 69.56 | 69.55 | 0.01 | 0
2040 | SPP_S_2_SPP_N | SPP_S | SPP_N | Internal | Shoulder | B15 | 1203 | 640 | 4.11 | 3.77 | 3.77 | 0.01 | 0
2040 | SPP_S_2_SPP_N | SPP_S | SPP_N | Internal | Summer | B1 | 10 | 640 | 19.28 | 185.46 | 185.23 | 0.01 | 0.02
2040 | SPP_S_2_SPP_N | SPP_S | SPP_N | Internal | Summer | B2 | 25 | 640 | 8.34 | 215.95 | 215.71 | 0.01 | 0.01
2040 | SPP_S_2_SPP_N | SPP_S | SPP_N | Internal | Summer | B3 | 75 | 640 | 25.91 | 263.82 | 263.81 | 0.01 | 0
2040 | SPP_S_2_SPP_N | SPP_S | SPP_N | Internal | Summer | B4 | 100 | 640 | 14.17 | 189.24 | 189.22 | 0.01 | 0
2040 | SPP_S_2_SPP_N | SPP_S | SPP_N | Internal | Summer | B5 | 200 | 640 | 0.14 | 180.67 | 177.22 | 0.01 | 0
2040 | SPP_S_2_SPP_N | SPP_S | SPP_N | Internal | Summer | B6 | 300 | 640 | 0.09 | 180.25 | 176.8 | 0.01 | 0
2040 | SPP_S_2_SPP_N | SPP_S | SPP_N | Internal | Summer | B7 | 400 | 640 | 0.07 | 160.35 | 156.91 | 0.01 | 0
2040 | SPP_S_2_SPP_N | SPP_S | SPP_N | Internal | Summer | B8 | 500 | 640 | 0.06 | 91.19 | 87.74 | 0.01 | 0
2040 | SPP_S_2_SPP_N | SPP_S | SPP_N | Internal | Summer | B9 | 800 | 640 | 0.04 | 86.55 | 83.1 | 0.01 | 0
2040 | SPP_S_2_SPP_N | SPP_S | SPP_N | Internal | Summer | B10 | 1262 | 640 | 2.17 | 22.98 | 22.97 | 0.01 | 0
2040 | SPP_S_2_SPP_N | SPP_S | SPP_N | Internal | Winter | B16 | 25 | 640 | 8.3 | 81.14 | 80.9 | 0.01 | 0.01
2040 | SPP_S_2_SPP_N | SPP_S | SPP_N | Internal | Winter | B17 | 100 | 640 | 2.49 | 77.83 | 77.59 | 0.01 | 0
2040 | SPP_S_2_SPP_N | SPP_S | SPP_N | Internal | Winter | B18 | 400 | 640 | 0.7 | 73.72 | 73.48 | 0.01 | 0
2040 | SPP_S_2_SPP_N | SPP_S | SPP_N | Internal | Winter | B19 | 700 | 640 | 0.42 | 73.71 | 73.47 | 0.01 | 0
2040 | SPP_S_2_SPP_N | SPP_S | SPP_N | Internal | Winter | B20 | 935 | 640 | 5.07 | 3.77 | 3.77 | 0.01 | 0
2040 | TVA_2_ENT | TVA | ENT | Internal | Shoulder | B11 | 25 | 500 | 0.51 | 157.78 | 156.99 | 9 | 0.01
2040 | TVA_2_ENT | TVA | ENT | Internal | Shoulder | B12 | 200 | 500 | 0.06 | 151.47 | 148.1 | 9 | 0
2040 | TVA_2_ENT | TVA | ENT | Internal | Shoulder | B13 | 600 | 500 | 0.02 | 144.75 | 143.97 | 9 | 0
2040 | TVA_2_ENT | TVA | ENT | Internal | Shoulder | B14 | 900 | 500 | 0.01 | 144.75 | 141.16 | 9 | 0
2040 | TVA_2_ENT | TVA | ENT | Internal | Shoulder | B15 | 1203 | 500 | 0 | 80.89 | 75.37 | 9 | 0
2040 | TVA_2_ENT | TVA | ENT | Internal | Summer | B1 | 10 | 500 | 0.78 | 265.02 | 257.06 | 9 | 0.02
2040 | TVA_2_ENT | TVA | ENT | Internal | Summer | B2 | 25 | 500 | 0.4 | 290.92 | 287.55 | 9 | 0.01
2040 | TVA_2_ENT | TVA | ENT | Internal | Summer | B3 | 75 | 500 | 0.18 | 289.03 | 288.75 | 9 | 0
2040 | TVA_2_ENT | TVA | ENT | Internal | Summer | B4 | 100 | 500 | 0.14 | 207.29 | 207.28 | 9 | 0
2040 | TVA_2_ENT | TVA | ENT | Internal | Summer | B5 | 200 | 500 | 0.12 | 181.83 | 185.67 | 9 | 0
2040 | TVA_2_ENT | TVA | ENT | Internal | Summer | B6 | 300 | 500 | 740.81 | 164.88 | 180.52 | 9 | 6.64
2040 | TVA_2_ENT | TVA | ENT | Internal | Summer | B7 | 400 | 500 | 500.54 | 156.45 | 169.91 | 9 | 4.46
2040 | TVA_2_ENT | TVA | ENT | Internal | Summer | B8 | 500 | 500 | 0.05 | 156.45 | 159.58 | 9 | 0
2040 | TVA_2_ENT | TVA | ENT | Internal | Summer | B9 | 800 | 500 | 0.02 | 156.45 | 154.94 | 9 | 0
2040 | TVA_2_ENT | TVA | ENT | Internal | Summer | B10 | 1262 | 500 | 0.01 | 91.51 | 91.5 | 9 | 0
2040 | TVA_2_ENT | TVA | ENT | Internal | Winter | B16 | 25 | 500 | 0.32 | 160.74 | 152.74 | 9 | 0.01
2040 | TVA_2_ENT | TVA | ENT | Internal | Winter | B17 | 100 | 500 | 0.11 | 152.8 | 149.43 | 9 | 0
2040 | TVA_2_ENT | TVA | ENT | Internal | Winter | B18 | 400 | 500 | 0.03 | 148.68 | 145.32 | 9 | 0
2040 | TVA_2_ENT | TVA | ENT | Internal | Winter | B19 | 700 | 500 | 0.02 | 148.68 | 145.31 | 9 | 0
2040 | TVA_2_ENT | TVA | ENT | Internal | Winter | B20 | 935 | 500 | 0.01 | 79.55 | 75.37 | 9 | 0
2040 | TVA_2_MISO_MO-IL | TVA | MISO_MO-IL | Internal | Shoulder | B11 | 25 | 50 | 0.31 | 157.78 | 149.83 | 9 | 0.08
2040 | TVA_2_MISO_MO-IL | TVA | MISO_MO-IL | Internal | Shoulder | B12 | 200 | 50 | 0.04 | 151.47 | 143.46 | 9 | 0.01
2040 | TVA_2_MISO_MO-IL | TVA | MISO_MO-IL | Internal | Shoulder | B13 | 600 | 50 | 0.02 | 144.75 | 139.34 | 9 | 0
2040 | TVA_2_MISO_MO-IL | TVA | MISO_MO-IL | Internal | Shoulder | B14 | 900 | 50 | 0 | 144.75 | 136.74 | 9 | 0
2040 | TVA_2_MISO_MO-IL | TVA | MISO_MO-IL | Internal | Shoulder | B15 | 1203 | 50 | 0 | 80.89 | 70.97 | 9 | 0
2040 | TVA_2_MISO_MO-IL | TVA | MISO_MO-IL | Internal | Summer | B1 | 10 | 50 | 0.6 | 265.02 | 252.42 | 9 | 0.19
2040 | TVA_2_MISO_MO-IL | TVA | MISO_MO-IL | Internal | Summer | B2 | 25 | 50 | 0.3 | 290.92 | 282.91 | 9 | 0.08
2040 | TVA_2_MISO_MO-IL | TVA | MISO_MO-IL | Internal | Summer | B3 | 75 | 50 | 0.11 | 289.03 | 281.02 | 9 | 0.02
2040 | TVA_2_MISO_MO-IL | TVA | MISO_MO-IL | Internal | Summer | B4 | 100 | 50 | 0.08 | 207.29 | 199.28 | 9 | 0.02
2040 | TVA_2_MISO_MO-IL | TVA | MISO_MO-IL | Internal | Summer | B5 | 200 | 50 | 0.07 | 181.83 | 182.22 | 9 | 0.01
2040 | TVA_2_MISO_MO-IL | TVA | MISO_MO-IL | Internal | Summer | B6 | 300 | 50 | 319.16 | 164.88 | 178.46 | 9 | 4.58
2040 | TVA_2_MISO_MO-IL | TVA | MISO_MO-IL | Internal | Summer | B7 | 400 | 50 | 0.08 | 156.45 | 161.91 | 9 | 0
2040 | TVA_2_MISO_MO-IL | TVA | MISO_MO-IL | Internal | Summer | B8 | 500 | 50 | 0.02 | 156.45 | 152.27 | 9 | 0
2040 | TVA_2_MISO_MO-IL | TVA | MISO_MO-IL | Internal | Summer | B9 | 800 | 50 | 0.01 | 156.45 | 150.3 | 9 | 0
2040 | TVA_2_MISO_MO-IL | TVA | MISO_MO-IL | Internal | Summer | B10 | 1262 | 50 | 0.01 | 91.51 | 90.16 | 9 | 0
2040 | TVA_2_MISO_MO-IL | TVA | MISO_MO-IL | Internal | Winter | B16 | 25 | 50 | 0.25 | 160.74 | 148.09 | 9 | 0.07
2040 | TVA_2_MISO_MO-IL | TVA | MISO_MO-IL | Internal | Winter | B17 | 100 | 50 | 0.08 | 152.8 | 144.78 | 9 | 0.02
2040 | TVA_2_MISO_MO-IL | TVA | MISO_MO-IL | Internal | Winter | B18 | 400 | 50 | 0.02 | 148.68 | 140.67 | 9 | 0
2040 | TVA_2_MISO_MO-IL | TVA | MISO_MO-IL | Internal | Winter | B19 | 700 | 50 | 0.01 | 148.68 | 140.67 | 9 | 0
2040 | TVA_2_MISO_MO-IL | TVA | MISO_MO-IL | Internal | Winter | B20 | 935 | 50 | 0 | 79.55 | 70.97 | 9 | 0
2040 | TVA_2_NonRTO_Midwest | TVA | NonRTO_Midwest | Internal | Shoulder | B11 | 25 | 100 | 0.59 | 157.78 | 157.63 | 9 | 0.04
2040 | TVA_2_NonRTO_Midwest | TVA | NonRTO_Midwest | Internal | Shoulder | B12 | 200 | 100 | 0.23 | 151.47 | 157.63 | 9 | 0
2040 | TVA_2_NonRTO_Midwest | TVA | NonRTO_Midwest | Internal | Shoulder | B13 | 600 | 100 | 188 | 144.75 | 153.75 | 9 | 0
2040 | TVA_2_NonRTO_Midwest | TVA | NonRTO_Midwest | Internal | Shoulder | B14 | 900 | 100 | 12.93 | 144.75 | 153.74 | 9 | 0
2040 | TVA_2_NonRTO_Midwest | TVA | NonRTO_Midwest | Internal | Shoulder | B15 | 1203 | 100 | 0.01 | 80.89 | 79.52 | 9 | 0
2040 | TVA_2_NonRTO_Midwest | TVA | NonRTO_Midwest | Internal | Summer | B1 | 10 | 100 | 1.31 | 265.02 | 263.8 | 9 | 0.1
2040 | TVA_2_NonRTO_Midwest | TVA | NonRTO_Midwest | Internal | Summer | B2 | 25 | 100 | 0.42 | 290.92 | 286.01 | 9 | 0.04
2040 | TVA_2_NonRTO_Midwest | TVA | NonRTO_Midwest | Internal | Summer | B3 | 75 | 100 | 0.14 | 289.03 | 284.07 | 9 | 0.01
2040 | TVA_2_NonRTO_Midwest | TVA | NonRTO_Midwest | Internal | Summer | B4 | 100 | 100 | 0.09 | 207.29 | 199.28 | 9 | 0.01
2040 | TVA_2_NonRTO_Midwest | TVA | NonRTO_Midwest | Internal | Summer | B5 | 200 | 100 | 0.05 | 181.83 | 173.82 | 9 | 0
2040 | TVA_2_NonRTO_Midwest | TVA | NonRTO_Midwest | Internal | Summer | B6 | 300 | 100 | 0.05 | 164.88 | 163.52 | 9 | 0
2040 | TVA_2_NonRTO_Midwest | TVA | NonRTO_Midwest | Internal | Summer | B7 | 400 | 100 | 0.04 | 156.45 | 156.06 | 9 | 0
2040 | TVA_2_NonRTO_Midwest | TVA | NonRTO_Midwest | Internal | Summer | B8 | 500 | 100 | 0.03 | 156.45 | 156.06 | 9 | 0
2040 | TVA_2_NonRTO_Midwest | TVA | NonRTO_Midwest | Internal | Summer | B9 | 800 | 100 | 0.02 | 156.45 | 156.06 | 9 | 0
2040 | TVA_2_NonRTO_Midwest | TVA | NonRTO_Midwest | Internal | Summer | B10 | 1262 | 100 | 0.05 | 91.51 | 95.63 | 9 | 0
2040 | TVA_2_NonRTO_Midwest | TVA | NonRTO_Midwest | Internal | Winter | B16 | 25 | 100 | 0.53 | 160.74 | 158.81 | 9 | 0.04
2040 | TVA_2_NonRTO_Midwest | TVA | NonRTO_Midwest | Internal | Winter | B17 | 100 | 100 | 3.57 | 152.8 | 161.49 | 9 | 0.01
2040 | TVA_2_NonRTO_Midwest | TVA | NonRTO_Midwest | Internal | Winter | B18 | 400 | 100 | 0.15 | 148.68 | 155.23 | 9 | 0
2040 | TVA_2_NonRTO_Midwest | TVA | NonRTO_Midwest | Internal | Winter | B19 | 700 | 100 | 0.05 | 148.68 | 153.77 | 9 | 0
2040 | TVA_2_NonRTO_Midwest | TVA | NonRTO_Midwest | Internal | Winter | B20 | 935 | 100 | 0.03 | 79.55 | 82.37 | 9 | 0
2040 | TVA_2_PJM_ROR | TVA | PJM_ROR | Internal | Shoulder | B11 | 25 | 500 | 0.44 | 157.78 | 153.81 | 9 | 0.01
2040 | TVA_2_PJM_ROR | TVA | PJM_ROR | Internal | Shoulder | B12 | 200 | 500 | 0.1 | 151.47 | 153.79 | 9 | 0
2040 | TVA_2_PJM_ROR | TVA | PJM_ROR | Internal | Shoulder | B13 | 600 | 500 | 0.06 | 144.75 | 149.67 | 9 | 0
2040 | TVA_2_PJM_ROR | TVA | PJM_ROR | Internal | Shoulder | B14 | 900 | 500 | 0.02 | 144.75 | 147.07 | 9 | 0
2040 | TVA_2_PJM_ROR | TVA | PJM_ROR | Internal | Shoulder | B15 | 1203 | 500 | 0.01 | 80.89 | 81.3 | 9 | 0
2040 | TVA_2_PJM_ROR | TVA | PJM_ROR | Internal | Summer | B1 | 10 | 500 | 1.2 | 265.02 | 262.75 | 9 | 0.02
2040 | TVA_2_PJM_ROR | TVA | PJM_ROR | Internal | Summer | B2 | 25 | 500 | 0.39 | 290.92 | 284.95 | 9 | 0.01
2040 | TVA_2_PJM_ROR | TVA | PJM_ROR | Internal | Summer | B3 | 75 | 500 | 0.13 | 289.03 | 283.02 | 9 | 0
2040 | TVA_2_PJM_ROR | TVA | PJM_ROR | Internal | Summer | B4 | 100 | 500 | 0.11 | 207.29 | 201.28 | 9 | 0
2040 | TVA_2_PJM_ROR | TVA | PJM_ROR | Internal | Summer | B5 | 200 | 500 | 0.1 | 181.83 | 184.22 | 9 | 0
2040 | TVA_2_PJM_ROR | TVA | PJM_ROR | Internal | Summer | B6 | 300 | 500 | 500.3 | 164.88 | 177.09 | 9 | 3.21
2040 | TVA_2_PJM_ROR | TVA | PJM_ROR | Internal | Summer | B7 | 400 | 500 | 0.21 | 156.45 | 163.9 | 9 | 0
2040 | TVA_2_PJM_ROR | TVA | PJM_ROR | Internal | Summer | B8 | 500 | 500 | 0.03 | 156.45 | 154.27 | 9 | 0
2040 | TVA_2_PJM_ROR | TVA | PJM_ROR | Internal | Summer | B9 | 800 | 500 | 0.01 | 156.45 | 152.02 | 9 | 0
2040 | TVA_2_PJM_ROR | TVA | PJM_ROR | Internal | Summer | B10 | 1262 | 500 | 8.05 | 91.51 | 100.5 | 9 | 0
2040 | TVA_2_PJM_ROR | TVA | PJM_ROR | Internal | Winter | B16 | 25 | 500 | 0.46 | 160.74 | 157.75 | 9 | 0.01
2040 | TVA_2_PJM_ROR | TVA | PJM_ROR | Internal | Winter | B17 | 100 | 500 | 0.19 | 152.8 | 155.12 | 9 | 0
2040 | TVA_2_PJM_ROR | TVA | PJM_ROR | Internal | Winter | B18 | 400 | 500 | 0.05 | 148.68 | 151.01 | 9 | 0
2040 | TVA_2_PJM_ROR | TVA | PJM_ROR | Internal | Winter | B19 | 700 | 500 | 0.03 | 148.68 | 151 | 9 | 0
2040 | TVA_2_PJM_ROR | TVA | PJM_ROR | Internal | Winter | B20 | 935 | 500 | 0.02 | 79.55 | 81.3 | 9 | 0
2040 | TVA_2_SOCO | TVA | SOCO | Internal | Shoulder | B11 | 25 | 500 | 5.76 | 157.78 | 166.18 | 9 | 0.01
2040 | TVA_2_SOCO | TVA | SOCO | Internal | Shoulder | B12 | 200 | 500 | 0.11 | 151.47 | 152.93 | 9 | 0
2040 | TVA_2_SOCO | TVA | SOCO | Internal | Shoulder | B13 | 600 | 500 | 0.19 | 144.75 | 151.97 | 9 | 0
2040 | TVA_2_SOCO | TVA | SOCO | Internal | Shoulder | B14 | 900 | 500 | 0.05 | 144.75 | 150.36 | 9 | 0
2040 | TVA_2_SOCO | TVA | SOCO | Internal | Shoulder | B15 | 1203 | 500 | 0 | 80.89 | 73.5 | 9 | 0
2040 | TVA_2_SOCO | TVA | SOCO | Internal | Summer | B1 | 10 | 500 | 1.92 | 265.02 | 266.26 | 9 | 0.02
2040 | TVA_2_SOCO | TVA | SOCO | Internal | Summer | B2 | 25 | 500 | 1.58 | 290.92 | 296.75 | 9 | 0.01
2040 | TVA_2_SOCO | TVA | SOCO | Internal | Summer | B3 | 75 | 500 | 1.16 | 289.03 | 296.75 | 9 | 0
2040 | TVA_2_SOCO | TVA | SOCO | Internal | Summer | B4 | 100 | 500 | 0.47 | 207.29 | 214.25 | 9 | 0
2040 | TVA_2_SOCO | TVA | SOCO | Internal | Summer | B5 | 200 | 500 | 0.12 | 181.83 | 184.22 | 9 | 0
2040 | TVA_2_SOCO | TVA | SOCO | Internal | Summer | B6 | 300 | 500 | 133.09 | 164.88 | 173.88 | 9 | 0
2040 | TVA_2_SOCO | TVA | SOCO | Internal | Summer | B7 | 400 | 500 | 0.22 | 156.45 | 163.92 | 9 | 0
2040 | TVA_2_SOCO | TVA | SOCO | Internal | Summer | B8 | 500 | 500 | 0.04 | 156.45 | 157.31 | 9 | 0
2040 | TVA_2_SOCO | TVA | SOCO | Internal | Summer | B9 | 800 | 500 | 0.02 | 156.45 | 152.95 | 9 | 0
2040 | TVA_2_SOCO | TVA | SOCO | Internal | Summer | B10 | 1262 | 500 | 0 | 91.51 | 81.5 | 9 | 0
2040 | TVA_2_SOCO | TVA | SOCO | Internal | Winter | B16 | 25 | 500 | 0.79 | 160.74 | 161.94 | 9 | 0.01
2040 | TVA_2_SOCO | TVA | SOCO | Internal | Winter | B17 | 100 | 500 | 0.33 | 152.8 | 157.43 | 9 | 0
2040 | TVA_2_SOCO | TVA | SOCO | Internal | Winter | B18 | 400 | 500 | 0.09 | 148.68 | 153.32 | 9 | 0
2040 | TVA_2_SOCO | TVA | SOCO | Internal | Winter | B19 | 700 | 500 | 0.05 | 148.68 | 153.31 | 9 | 0
2040 | TVA_2_SOCO | TVA | SOCO | Internal | Winter | B20 | 935 | 500 | 0.01 | 79.55 | 74.34 | 9 | 0
2040 | TVA_2_VACAR | TVA | VACAR | Internal | Shoulder | B11 | 25 | 150 | 0.74 | 157.78 | 159.18 | 9 | 0.03
2040 | TVA_2_VACAR | TVA | VACAR | Internal | Shoulder | B12 | 200 | 150 | 0.09 | 151.47 | 151.24 | 9 | 0
2040 | TVA_2_VACAR | TVA | VACAR | Internal | Shoulder | B13 | 600 | 150 | 0.03 | 144.75 | 144.97 | 9 | 0
2040 | TVA_2_VACAR | TVA | VACAR | Internal | Shoulder | B14 | 900 | 150 | 0.02 | 144.75 | 143.62 | 9 | 0
2040 | TVA_2_VACAR | TVA | VACAR | Internal | Shoulder | B15 | 1203 | 150 | 0 | 80.89 | 74.3 | 9 | 0
2040 | TVA_2_VACAR | TVA | VACAR | Internal | Summer | B1 | 10 | 150 | 3.05 | 265.02 | 269.48 | 9 | 0.07
2040 | TVA_2_VACAR | TVA | VACAR | Internal | Summer | B2 | 25 | 150 | 0.72 | 290.92 | 291.67 | 9 | 0.03
2040 | TVA_2_VACAR | TVA | VACAR | Internal | Summer | B3 | 75 | 150 | 0.25 | 289.03 | 289.75 | 9 | 0.01
2040 | TVA_2_VACAR | TVA | VACAR | Internal | Summer | B4 | 100 | 150 | 0.15 | 207.29 | 207.25 | 9 | 0.01
2040 | TVA_2_VACAR | TVA | VACAR | Internal | Summer | B5 | 200 | 150 | 0.06 | 181.83 | 177.22 | 9 | 0
2040 | TVA_2_VACAR | TVA | VACAR | Internal | Summer | B6 | 300 | 150 | 0.08 | 164.88 | 166.88 | 9 | 0
2040 | TVA_2_VACAR | TVA | VACAR | Internal | Summer | B7 | 400 | 150 | 0.05 | 156.45 | 156.92 | 9 | 0
2040 | TVA_2_VACAR | TVA | VACAR | Internal | Summer | B8 | 500 | 150 | 0.04 | 156.45 | 156.92 | 9 | 0
2040 | TVA_2_VACAR | TVA | VACAR | Internal | Summer | B9 | 800 | 150 | 0.01 | 156.45 | 145.95 | 9 | 0
2040 | TVA_2_VACAR | TVA | VACAR | Internal | Summer | B10 | 1262 | 150 | 0.01 | 91.51 | 89.71 | 9 | 0
2040 | TVA_2_VACAR | TVA | VACAR | Internal | Winter | B16 | 25 | 150 | 1.12 | 160.74 | 164.48 | 9 | 0.03
2040 | TVA_2_VACAR | TVA | VACAR | Internal | Winter | B17 | 100 | 150 | 61.2 | 152.8 | 161.78 | 9 | 0.01
2040 | TVA_2_VACAR | TVA | VACAR | Internal | Winter | B18 | 400 | 150 | 0.04 | 148.68 | 146.32 | 9 | 0
2040 | TVA_2_VACAR | TVA | VACAR | Internal | Winter | B19 | 700 | 150 | 0.02 | 148.68 | 146.31 | 9 | 0
2040 | TVA_2_VACAR | TVA | VACAR | Internal | Winter | B20 | 935 | 150 | 0.01 | 79.55 | 74.3 | 9 | 0
2040 | TVA_Transmission_2_ENT | TVA_Transmission | ENT | Internal | Shoulder | B11 | 25 | 3000 | 0.64 | 157.81 | 156.99 | 9 | 0
2040 | TVA_Transmission_2_ENT | TVA_Transmission | ENT | Internal | Shoulder | B12 | 200 | 3000 | 0.07 | 151.46 | 148.1 | 9 | 0
2040 | TVA_Transmission_2_ENT | TVA_Transmission | ENT | Internal | Shoulder | B13 | 600 | 3000 | 0.02 | 146.8 | 143.97 | 9 | 0
2040 | TVA_Transmission_2_ENT | TVA_Transmission | ENT | Internal | Shoulder | B14 | 900 | 3000 | 0.02 | 144.74 | 141.16 | 9 | 0
2040 | TVA_Transmission_2_ENT | TVA_Transmission | ENT | Internal | Shoulder | B15 | 1203 | 3000 | 0 | 80.88 | 75.37 | 9 | 0
2040 | TVA_Transmission_2_ENT | TVA_Transmission | ENT | Internal | Summer | B1 | 10 | 3000 | 0.96 | 265.01 | 257.06 | 9 | 0
2040 | TVA_Transmission_2_ENT | TVA_Transmission | ENT | Internal | Summer | B2 | 25 | 3000 | 0.51 | 290.91 | 287.55 | 9 | 0
2040 | TVA_Transmission_2_ENT | TVA_Transmission | ENT | Internal | Summer | B3 | 75 | 3000 | 0.23 | 289.02 | 288.75 | 9 | 0
2040 | TVA_Transmission_2_ENT | TVA_Transmission | ENT | Internal | Summer | B4 | 100 | 3000 | 0.18 | 207.28 | 207.28 | 9 | 0
2040 | TVA_Transmission_2_ENT | TVA_Transmission | ENT | Internal | Summer | B5 | 200 | 3000 | 0.16 | 181.82 | 185.67 | 9 | 0
2040 | TVA_Transmission_2_ENT | TVA_Transmission | ENT | Internal | Summer | B6 | 300 | 3000 | 1084.5 | 171.52 | 180.52 | 9 | 0
2040 | TVA_Transmission_2_ENT | TVA_Transmission | ENT | Internal | Summer | B7 | 400 | 3000 | 0.33 | 162.57 | 169.91 | 9 | 0
2040 | TVA_Transmission_2_ENT | TVA_Transmission | ENT | Internal | Summer | B8 | 500 | 3000 | 0.05 | 158.04 | 159.58 | 9 | 0
2040 | TVA_Transmission_2_ENT | TVA_Transmission | ENT | Internal | Summer | B9 | 800 | 3000 | 0.02 | 156.43 | 154.94 | 9 | 0
2040 | TVA_Transmission_2_ENT | TVA_Transmission | ENT | Internal | Summer | B10 | 1262 | 3000 | 0.01 | 91.5 | 91.5 | 9 | 0
2040 | TVA_Transmission_2_ENT | TVA_Transmission | ENT | Internal | Winter | B16 | 25 | 3000 | 0.39 | 160.73 | 152.74 | 9 | 0
2040 | TVA_Transmission_2_ENT | TVA_Transmission | ENT | Internal | Winter | B17 | 100 | 3000 | 0.13 | 152.78 | 149.43 | 9 | 0
2040 | TVA_Transmission_2_ENT | TVA_Transmission | ENT | Internal | Winter | B18 | 400 | 3000 | 0.03 | 148.67 | 145.32 | 9 | 0
2040 | TVA_Transmission_2_ENT | TVA_Transmission | ENT | Internal | Winter | B19 | 700 | 3000 | 0.02 | 148.66 | 145.31 | 9 | 0
2040 | TVA_Transmission_2_ENT | TVA_Transmission | ENT | Internal | Winter | B20 | 935 | 3000 | 0.01 | 79.54 | 75.37 | 9 | 0
2040 | TVA_Transmission_2_MISO_MO-IL | TVA_Transmission | MISO_MO-IL | Internal | Shoulder | B11 | 25 | 4000 | 0.38 | 157.81 | 149.83 | 9 | 0
2040 | TVA_Transmission_2_MISO_MO-IL | TVA_Transmission | MISO_MO-IL | Internal | Shoulder | B12 | 200 | 4000 | 0.05 | 151.46 | 143.46 | 9 | 0
2040 | TVA_Transmission_2_MISO_MO-IL | TVA_Transmission | MISO_MO-IL | Internal | Shoulder | B13 | 600 | 4000 | 0.02 | 146.8 | 139.34 | 9 | 0
2040 | TVA_Transmission_2_MISO_MO-IL | TVA_Transmission | MISO_MO-IL | Internal | Shoulder | B14 | 900 | 4000 | 0.01 | 144.74 | 136.74 | 9 | 0
2040 | TVA_Transmission_2_MISO_MO-IL | TVA_Transmission | MISO_MO-IL | Internal | Shoulder | B15 | 1203 | 4000 | 0 | 80.88 | 70.97 | 9 | 0
2040 | TVA_Transmission_2_MISO_MO-IL | TVA_Transmission | MISO_MO-IL | Internal | Summer | B1 | 10 | 4000 | 0.77 | 265.01 | 252.42 | 9 | 0
2040 | TVA_Transmission_2_MISO_MO-IL | TVA_Transmission | MISO_MO-IL | Internal | Summer | B2 | 25 | 4000 | 0.38 | 290.91 | 282.91 | 9 | 0
2040 | TVA_Transmission_2_MISO_MO-IL | TVA_Transmission | MISO_MO-IL | Internal | Summer | B3 | 75 | 4000 | 0.13 | 289.02 | 281.02 | 9 | 0
2040 | TVA_Transmission_2_MISO_MO-IL | TVA_Transmission | MISO_MO-IL | Internal | Summer | B4 | 100 | 4000 | 0.1 | 207.28 | 199.28 | 9 | 0
2040 | TVA_Transmission_2_MISO_MO-IL | TVA_Transmission | MISO_MO-IL | Internal | Summer | B5 | 200 | 4000 | 0.09 | 181.82 | 182.22 | 9 | 0
2040 | TVA_Transmission_2_MISO_MO-IL | TVA_Transmission | MISO_MO-IL | Internal | Summer | B6 | 300 | 4000 | 0.21 | 171.52 | 178.46 | 9 | 0
2040 | TVA_Transmission_2_MISO_MO-IL | TVA_Transmission | MISO_MO-IL | Internal | Summer | B7 | 400 | 4000 | 0.04 | 162.57 | 161.91 | 9 | 0
2040 | TVA_Transmission_2_MISO_MO-IL | TVA_Transmission | MISO_MO-IL | Internal | Summer | B8 | 500 | 4000 | 0.02 | 158.04 | 152.27 | 9 | 0
2040 | TVA_Transmission_2_MISO_MO-IL | TVA_Transmission | MISO_MO-IL | Internal | Summer | B9 | 800 | 4000 | 0.01 | 156.43 | 150.3 | 9 | 0
2040 | TVA_Transmission_2_MISO_MO-IL | TVA_Transmission | MISO_MO-IL | Internal | Summer | B10 | 1262 | 4000 | 0.01 | 91.5 | 90.16 | 9 | 0
2040 | TVA_Transmission_2_MISO_MO-IL | TVA_Transmission | MISO_MO-IL | Internal | Winter | B16 | 25 | 4000 | 0.31 | 160.73 | 148.09 | 9 | 0
2040 | TVA_Transmission_2_MISO_MO-IL | TVA_Transmission | MISO_MO-IL | Internal | Winter | B17 | 100 | 4000 | 0.1 | 152.78 | 144.78 | 9 | 0
2040 | TVA_Transmission_2_MISO_MO-IL | TVA_Transmission | MISO_MO-IL | Internal | Winter | B18 | 400 | 4000 | 0.03 | 148.67 | 140.67 | 9 | 0
2040 | TVA_Transmission_2_MISO_MO-IL | TVA_Transmission | MISO_MO-IL | Internal | Winter | B19 | 700 | 4000 | 0.01 | 148.66 | 140.67 | 9 | 0
2040 | TVA_Transmission_2_MISO_MO-IL | TVA_Transmission | MISO_MO-IL | Internal | Winter | B20 | 935 | 4000 | 0.01 | 79.54 | 70.97 | 9 | 0
2040 | TVA_Transmission_2_NonRTO_Midwest | TVA_Transmission | NonRTO_Midwest | Internal | Shoulder | B11 | 25 | 700 | 0.6 | 157.81 | 157.63 | 9 | 0.01
2040 | TVA_Transmission_2_NonRTO_Midwest | TVA_Transmission | NonRTO_Midwest | Internal | Shoulder | B12 | 200 | 700 | 0.23 | 151.46 | 157.63 | 9 | 0
2040 | TVA_Transmission_2_NonRTO_Midwest | TVA_Transmission | NonRTO_Midwest | Internal | Shoulder | B13 | 600 | 700 | 0.1 | 146.8 | 153.75 | 9 | 0
2040 | TVA_Transmission_2_NonRTO_Midwest | TVA_Transmission | NonRTO_Midwest | Internal | Shoulder | B14 | 900 | 700 | 381.12 | 144.74 | 153.74 | 9 | 0
2040 | TVA_Transmission_2_NonRTO_Midwest | TVA_Transmission | NonRTO_Midwest | Internal | Shoulder | B15 | 1203 | 700 | 0.01 | 80.88 | 79.52 | 9 | 0
2040 | TVA_Transmission_2_NonRTO_Midwest | TVA_Transmission | NonRTO_Midwest | Internal | Summer | B1 | 10 | 700 | 1.39 | 265.01 | 263.8 | 9 | 0.01
2040 | TVA_Transmission_2_NonRTO_Midwest | TVA_Transmission | NonRTO_Midwest | Internal | Summer | B2 | 25 | 700 | 0.44 | 290.91 | 286.01 | 9 | 0.01
2040 | TVA_Transmission_2_NonRTO_Midwest | TVA_Transmission | NonRTO_Midwest | Internal | Summer | B3 | 75 | 700 | 0.15 | 289.02 | 284.07 | 9 | 0
2040 | TVA_Transmission_2_NonRTO_Midwest | TVA_Transmission | NonRTO_Midwest | Internal | Summer | B4 | 100 | 700 | 0.1 | 207.28 | 199.28 | 9 | 0
2040 | TVA_Transmission_2_NonRTO_Midwest | TVA_Transmission | NonRTO_Midwest | Internal | Summer | B5 | 200 | 700 | 0.05 | 181.82 | 173.82 | 9 | 0
2040 | TVA_Transmission_2_NonRTO_Midwest | TVA_Transmission | NonRTO_Midwest | Internal | Summer | B6 | 300 | 700 | 0.03 | 171.52 | 163.52 | 9 | 0
2040 | TVA_Transmission_2_NonRTO_Midwest | TVA_Transmission | NonRTO_Midwest | Internal | Summer | B7 | 400 | 700 | 0.03 | 162.57 | 156.06 | 9 | 0
2040 | TVA_Transmission_2_NonRTO_Midwest | TVA_Transmission | NonRTO_Midwest | Internal | Summer | B8 | 500 | 700 | 0.03 | 158.04 | 156.06 | 9 | 0
2040 | TVA_Transmission_2_NonRTO_Midwest | TVA_Transmission | NonRTO_Midwest | Internal | Summer | B9 | 800 | 700 | 0.02 | 156.43 | 156.06 | 9 | 0
2040 | TVA_Transmission_2_NonRTO_Midwest | TVA_Transmission | NonRTO_Midwest | Internal | Summer | B10 | 1262 | 700 | 0.06 | 91.5 | 95.63 | 9 | 0
2040 | TVA_Transmission_2_NonRTO_Midwest | TVA_Transmission | NonRTO_Midwest | Internal | Winter | B16 | 25 | 700 | 0.56 | 160.73 | 158.81 | 9 | 0.01
2040 | TVA_Transmission_2_NonRTO_Midwest | TVA_Transmission | NonRTO_Midwest | Internal | Winter | B17 | 100 | 700 | 3.89 | 152.78 | 161.49 | 9 | 0
2040 | TVA_Transmission_2_NonRTO_Midwest | TVA_Transmission | NonRTO_Midwest | Internal | Winter | B18 | 400 | 700 | 0.14 | 148.67 | 155.23 | 9 | 0
2040 | TVA_Transmission_2_NonRTO_Midwest | TVA_Transmission | NonRTO_Midwest | Internal | Winter | B19 | 700 | 700 | 0.05 | 148.66 | 153.77 | 9 | 0
2040 | TVA_Transmission_2_NonRTO_Midwest | TVA_Transmission | NonRTO_Midwest | Internal | Winter | B20 | 935 | 700 | 0.03 | 79.54 | 82.37 | 9 | 0
2040 | TVA_Transmission_2_PJM_ROR | TVA_Transmission | PJM_ROR | Internal | Shoulder | B11 | 25 | 2000 | 0.43 | 157.81 | 153.81 | 9 | 0
2040 | TVA_Transmission_2_PJM_ROR | TVA_Transmission | PJM_ROR | Internal | Shoulder | B12 | 200 | 2000 | 0.1 | 151.46 | 153.79 | 9 | 0
2040 | TVA_Transmission_2_PJM_ROR | TVA_Transmission | PJM_ROR | Internal | Shoulder | B13 | 600 | 2000 | 0.04 | 146.8 | 149.67 | 9 | 0
2040 | TVA_Transmission_2_PJM_ROR | TVA_Transmission | PJM_ROR | Internal | Shoulder | B14 | 900 | 2000 | 0.02 | 144.74 | 147.07 | 9 | 0
2040 | TVA_Transmission_2_PJM_ROR | TVA_Transmission | PJM_ROR | Internal | Shoulder | B15 | 1203 | 2000 | 0.01 | 80.88 | 81.3 | 9 | 0
2040 | TVA_Transmission_2_PJM_ROR | TVA_Transmission | PJM_ROR | Internal | Summer | B1 | 10 | 2000 | 1.2 | 265.01 | 262.75 | 9 | 0
2040 | TVA_Transmission_2_PJM_ROR | TVA_Transmission | PJM_ROR | Internal | Summer | B2 | 25 | 2000 | 0.39 | 290.91 | 284.95 | 9 | 0
2040 | TVA_Transmission_2_PJM_ROR | TVA_Transmission | PJM_ROR | Internal | Summer | B3 | 75 | 2000 | 0.13 | 289.02 | 283.02 | 9 | 0
2040 | TVA_Transmission_2_PJM_ROR | TVA_Transmission | PJM_ROR | Internal | Summer | B4 | 100 | 2000 | 0.1 | 207.28 | 201.28 | 9 | 0
2040 | TVA_Transmission_2_PJM_ROR | TVA_Transmission | PJM_ROR | Internal | Summer | B5 | 200 | 2000 | 0.1 | 181.82 | 184.22 | 9 | 0
2040 | TVA_Transmission_2_PJM_ROR | TVA_Transmission | PJM_ROR | Internal | Summer | B6 | 300 | 2000 | 0.1 | 171.52 | 177.09 | 9 | 0
2040 | TVA_Transmission_2_PJM_ROR | TVA_Transmission | PJM_ROR | Internal | Summer | B7 | 400 | 2000 | 0.04 | 162.57 | 163.9 | 9 | 0
2040 | TVA_Transmission_2_PJM_ROR | TVA_Transmission | PJM_ROR | Internal | Summer | B8 | 500 | 2000 | 0.02 | 158.04 | 154.27 | 9 | 0
2040 | TVA_Transmission_2_PJM_ROR | TVA_Transmission | PJM_ROR | Internal | Summer | B9 | 800 | 2000 | 0.01 | 156.43 | 152.02 | 9 | 0
2040 | TVA_Transmission_2_PJM_ROR | TVA_Transmission | PJM_ROR | Internal | Summer | B10 | 1262 | 2000 | 807.59 | 91.5 | 100.5 | 9 | 0
2040 | TVA_Transmission_2_PJM_ROR | TVA_Transmission | PJM_ROR | Internal | Winter | B16 | 25 | 2000 | 0.46 | 160.73 | 157.75 | 9 | 0
2040 | TVA_Transmission_2_PJM_ROR | TVA_Transmission | PJM_ROR | Internal | Winter | B17 | 100 | 2000 | 0.19 | 152.78 | 155.12 | 9 | 0
2040 | TVA_Transmission_2_PJM_ROR | TVA_Transmission | PJM_ROR | Internal | Winter | B18 | 400 | 2000 | 0.05 | 148.67 | 151.01 | 9 | 0
2040 | TVA_Transmission_2_PJM_ROR | TVA_Transmission | PJM_ROR | Internal | Winter | B19 | 700 | 2000 | 0.03 | 148.66 | 151 | 9 | 0
2040 | TVA_Transmission_2_PJM_ROR | TVA_Transmission | PJM_ROR | Internal | Winter | B20 | 935 | 2000 | 0.02 | 79.54 | 81.3 | 9 | 0
2040 | TVA_Transmission_2_SOCO | TVA_Transmission | SOCO | Internal | Shoulder | B11 | 25 | 3200 | 5.84 | 157.81 | 166.18 | 9 | 0
2040 | TVA_Transmission_2_SOCO | TVA_Transmission | SOCO | Internal | Shoulder | B12 | 200 | 3200 | 0.12 | 151.46 | 152.93 | 9 | 0
2040 | TVA_Transmission_2_SOCO | TVA_Transmission | SOCO | Internal | Shoulder | B13 | 600 | 3200 | 0.07 | 146.8 | 151.97 | 9 | 0
2040 | TVA_Transmission_2_SOCO | TVA_Transmission | SOCO | Internal | Shoulder | B14 | 900 | 3200 | 0.05 | 144.74 | 150.36 | 9 | 0
2040 | TVA_Transmission_2_SOCO | TVA_Transmission | SOCO | Internal | Shoulder | B15 | 1203 | 3200 | 0 | 80.88 | 73.5 | 9 | 0
2040 | TVA_Transmission_2_SOCO | TVA_Transmission | SOCO | Internal | Summer | B1 | 10 | 3200 | 2.07 | 265.01 | 266.26 | 9 | 0
2040 | TVA_Transmission_2_SOCO | TVA_Transmission | SOCO | Internal | Summer | B2 | 25 | 3200 | 1.76 | 290.91 | 296.75 | 9 | 0
2040 | TVA_Transmission_2_SOCO | TVA_Transmission | SOCO | Internal | Summer | B3 | 75 | 3200 | 1.39 | 289.02 | 296.75 | 9 | 0
2040 | TVA_Transmission_2_SOCO | TVA_Transmission | SOCO | Internal | Summer | B4 | 100 | 3200 | 0.52 | 207.28 | 214.25 | 9 | 0
2040 | TVA_Transmission_2_SOCO | TVA_Transmission | SOCO | Internal | Summer | B5 | 200 | 3200 | 0.12 | 181.82 | 184.22 | 9 | 0
2040 | TVA_Transmission_2_SOCO | TVA_Transmission | SOCO | Internal | Summer | B6 | 300 | 3200 | 0.08 | 171.52 | 173.88 | 9 | 0
2040 | TVA_Transmission_2_SOCO | TVA_Transmission | SOCO | Internal | Summer | B7 | 400 | 3200 | 0.05 | 162.57 | 163.92 | 9 | 0
2040 | TVA_Transmission_2_SOCO | TVA_Transmission | SOCO | Internal | Summer | B8 | 500 | 3200 | 0.04 | 158.04 | 157.31 | 9 | 0
2040 | TVA_Transmission_2_SOCO | TVA_Transmission | SOCO | Internal | Summer | B9 | 800 | 3200 | 0.02 | 156.43 | 152.95 | 9 | 0
2040 | TVA_Transmission_2_SOCO | TVA_Transmission | SOCO | Internal | Summer | B10 | 1262 | 3200 | 0 | 91.5 | 81.5 | 9 | 0
2040 | TVA_Transmission_2_SOCO | TVA_Transmission | SOCO | Internal | Winter | B16 | 25 | 3200 | 0.85 | 160.73 | 161.94 | 9 | 0
2040 | TVA_Transmission_2_SOCO | TVA_Transmission | SOCO | Internal | Winter | B17 | 100 | 3200 | 0.36 | 152.78 | 157.43 | 9 | 0
2040 | TVA_Transmission_2_SOCO | TVA_Transmission | SOCO | Internal | Winter | B18 | 400 | 3200 | 0.09 | 148.67 | 153.32 | 9 | 0
2040 | TVA_Transmission_2_SOCO | TVA_Transmission | SOCO | Internal | Winter | B19 | 700 | 3200 | 0.05 | 148.66 | 153.31 | 9 | 0
2040 | TVA_Transmission_2_SOCO | TVA_Transmission | SOCO | Internal | Winter | B20 | 935 | 3200 | 0.01 | 79.54 | 74.34 | 9 | 0
2040 | TVA_Transmission_2_TVA | TVA_Transmission | TVA | Internal | Shoulder | B11 | 25 | 99999 | 83.84 | 157.81 | 157.78 | 0.01 | 0
2040 | TVA_Transmission_2_TVA | TVA_Transmission | TVA | Internal | Shoulder | B12 | 200 | 99999 | 708.16 | 151.46 | 151.47 | 0.01 | 0
2040 | TVA_Transmission_2_TVA | TVA_Transmission | TVA | Internal | Shoulder | B13 | 600 | 99999 | 0.13 | 146.8 | 144.75 | 0.01 | 0
2040 | TVA_Transmission_2_TVA | TVA_Transmission | TVA | Internal | Shoulder | B14 | 900 | 99999 | 2396.03 | 144.74 | 144.75 | 0.01 | 0
2040 | TVA_Transmission_2_TVA | TVA_Transmission | TVA | Internal | Shoulder | B15 | 1203 | 99999 | 4001.31 | 80.88 | 80.89 | 0.01 | 0
2040 | TVA_Transmission_2_TVA | TVA_Transmission | TVA | Internal | Summer | B1 | 10 | 99999 | 4171.86 | 265.01 | 265.02 | 0.01 | 0
2040 | TVA_Transmission_2_TVA | TVA_Transmission | TVA | Internal | Summer | B2 | 25 | 99999 | 3391.11 | 290.91 | 290.92 | 0.01 | 0
2040 | TVA_Transmission_2_TVA | TVA_Transmission | TVA | Internal | Summer | B3 | 75 | 99999 | 1861.02 | 289.02 | 289.03 | 0.01 | 0
2040 | TVA_Transmission_2_TVA | TVA_Transmission | TVA | Internal | Summer | B4 | 100 | 99999 | 1155.59 | 207.28 | 207.29 | 0.01 | 0
2040 | TVA_Transmission_2_TVA | TVA_Transmission | TVA | Internal | Summer | B5 | 200 | 99999 | 589.91 | 181.82 | 181.83 | 0.01 | 0
2040 | TVA_Transmission_2_TVA | TVA_Transmission | TVA | Internal | Summer | B6 | 300 | 99999 | 0.09 | 171.52 | 164.88 | 0.01 | 0
2040 | TVA_Transmission_2_TVA | TVA_Transmission | TVA | Internal | Summer | B7 | 400 | 99999 | 0.07 | 162.57 | 156.45 | 0.01 | 0
2040 | TVA_Transmission_2_TVA | TVA_Transmission | TVA | Internal | Summer | B8 | 500 | 99999 | 0.19 | 158.04 | 156.45 | 0.01 | 0
2040 | TVA_Transmission_2_TVA | TVA_Transmission | TVA | Internal | Summer | B9 | 800 | 99999 | 1336.73 | 156.43 | 156.45 | 0.01 | 0
2040 | TVA_Transmission_2_TVA | TVA_Transmission | TVA | Internal | Summer | B10 | 1262 | 99999 | 806.74 | 91.5 | 91.51 | 0.01 | 0
2040 | TVA_Transmission_2_TVA | TVA_Transmission | TVA | Internal | Winter | B16 | 25 | 99999 | 4733.56 | 160.73 | 160.74 | 0.01 | 0
2040 | TVA_Transmission_2_TVA | TVA_Transmission | TVA | Internal | Winter | B17 | 100 | 99999 | 2085.03 | 152.78 | 152.8 | 0.01 | 0
2040 | TVA_Transmission_2_TVA | TVA_Transmission | TVA | Internal | Winter | B18 | 400 | 99999 | 47.45 | 148.67 | 148.68 | 0.01 | 0
2040 | TVA_Transmission_2_TVA | TVA_Transmission | TVA | Internal | Winter | B19 | 700 | 99999 | 1353.3 | 148.66 | 148.68 | 0.01 | 0
2040 | TVA_Transmission_2_TVA | TVA_Transmission | TVA | Internal | Winter | B20 | 935 | 99999 | 4000.04 | 79.54 | 79.55 | 0.01 | 0
2040 | TVA_Transmission_2_VACAR | TVA_Transmission | VACAR | Internal | Shoulder | B11 | 25 | 900 | 0.73 | 157.81 | 159.18 | 9 | 0
2040 | TVA_Transmission_2_VACAR | TVA_Transmission | VACAR | Internal | Shoulder | B12 | 200 | 900 | 0.09 | 151.46 | 151.24 | 9 | 0
2040 | TVA_Transmission_2_VACAR | TVA_Transmission | VACAR | Internal | Shoulder | B13 | 600 | 900 | 0.03 | 146.8 | 144.97 | 9 | 0
2040 | TVA_Transmission_2_VACAR | TVA_Transmission | VACAR | Internal | Shoulder | B14 | 900 | 900 | 0.02 | 144.74 | 143.62 | 9 | 0
2040 | TVA_Transmission_2_VACAR | TVA_Transmission | VACAR | Internal | Shoulder | B15 | 1203 | 900 | 0 | 80.88 | 74.3 | 9 | 0
2040 | TVA_Transmission_2_VACAR | TVA_Transmission | VACAR | Internal | Summer | B1 | 10 | 900 | 3.23 | 265.01 | 269.48 | 9 | 0.01
2040 | TVA_Transmission_2_VACAR | TVA_Transmission | VACAR | Internal | Summer | B2 | 25 | 900 | 0.74 | 290.91 | 291.67 | 9 | 0
2040 | TVA_Transmission_2_VACAR | TVA_Transmission | VACAR | Internal | Summer | B3 | 75 | 900 | 0.25 | 289.02 | 289.75 | 9 | 0
2040 | TVA_Transmission_2_VACAR | TVA_Transmission | VACAR | Internal | Summer | B4 | 100 | 900 | 0.15 | 207.28 | 207.25 | 9 | 0
2040 | TVA_Transmission_2_VACAR | TVA_Transmission | VACAR | Internal | Summer | B5 | 200 | 900 | 0.06 | 181.82 | 177.22 | 9 | 0
2040 | TVA_Transmission_2_VACAR | TVA_Transmission | VACAR | Internal | Summer | B6 | 300 | 900 | 0.04 | 171.52 | 166.88 | 9 | 0
2040 | TVA_Transmission_2_VACAR | TVA_Transmission | VACAR | Internal | Summer | B7 | 400 | 900 | 0.03 | 162.57 | 156.92 | 9 | 0
2040 | TVA_Transmission_2_VACAR | TVA_Transmission | VACAR | Internal | Summer | B8 | 500 | 900 | 0.03 | 158.04 | 156.92 | 9 | 0
2040 | TVA_Transmission_2_VACAR | TVA_Transmission | VACAR | Internal | Summer | B9 | 800 | 900 | 0.01 | 156.43 | 145.95 | 9 | 0
2040 | TVA_Transmission_2_VACAR | TVA_Transmission | VACAR | Internal | Summer | B10 | 1262 | 900 | 0.01 | 91.5 | 89.71 | 9 | 0
2040 | TVA_Transmission_2_VACAR | TVA_Transmission | VACAR | Internal | Winter | B16 | 25 | 900 | 1.18 | 160.73 | 164.48 | 9 | 0
2040 | TVA_Transmission_2_VACAR | TVA_Transmission | VACAR | Internal | Winter | B17 | 100 | 900 | 686.75 | 152.78 | 161.78 | 9 | 0
2040 | TVA_Transmission_2_VACAR | TVA_Transmission | VACAR | Internal | Winter | B18 | 400 | 900 | 0.04 | 148.67 | 146.32 | 9 | 0
2040 | TVA_Transmission_2_VACAR | TVA_Transmission | VACAR | Internal | Winter | B19 | 700 | 900 | 0.02 | 148.66 | 146.31 | 9 | 0
2040 | TVA_Transmission_2_VACAR | TVA_Transmission | VACAR | Internal | Winter | B20 | 935 | 900 | 0.01 | 79.54 | 74.3 | 9 | 0
2040 | VACAR_2_PJM_ROR | VACAR | PJM_ROR | Internal | Shoulder | B11 | 25 | 2000 | 0.49 | 159.18 | 153.81 | 7 | 0
2040 | VACAR_2_PJM_ROR | VACAR | PJM_ROR | Internal | Shoulder | B12 | 200 | 2000 | 0.17 | 151.24 | 153.79 | 7 | 0
2040 | VACAR_2_PJM_ROR | VACAR | PJM_ROR | Internal | Shoulder | B13 | 600 | 2000 | 0.09 | 144.97 | 149.67 | 7 | 0
2040 | VACAR_2_PJM_ROR | VACAR | PJM_ROR | Internal | Shoulder | B14 | 900 | 2000 | 0.04 | 143.62 | 147.07 | 7 | 0
2040 | VACAR_2_PJM_ROR | VACAR | PJM_ROR | Internal | Shoulder | B15 | 1203 | 2000 | 1286.92 | 74.3 | 81.3 | 7 | 0
2040 | VACAR_2_PJM_ROR | VACAR | PJM_ROR | Internal | Summer | B1 | 10 | 2000 | 1.06 | 269.48 | 262.75 | 7 | 0
2040 | VACAR_2_PJM_ROR | VACAR | PJM_ROR | Internal | Summer | B2 | 25 | 2000 | 0.44 | 291.67 | 284.95 | 7 | 0
2040 | VACAR_2_PJM_ROR | VACAR | PJM_ROR | Internal | Summer | B3 | 75 | 2000 | 0.15 | 289.75 | 283.02 | 7 | 0
2040 | VACAR_2_PJM_ROR | VACAR | PJM_ROR | Internal | Summer | B4 | 100 | 2000 | 0.19 | 207.25 | 201.28 | 7 | 0
2040 | VACAR_2_PJM_ROR | VACAR | PJM_ROR | Internal | Summer | B5 | 200 | 2000 | 824.68 | 177.22 | 184.22 | 7 | 0
2040 | VACAR_2_PJM_ROR | VACAR | PJM_ROR | Internal | Summer | B6 | 300 | 2000 | 2000.22 | 166.88 | 177.09 | 7 | 3.21
2040 | VACAR_2_PJM_ROR | VACAR | PJM_ROR | Internal | Summer | B7 | 400 | 2000 | 12.61 | 156.92 | 163.9 | 7 | 0
2040 | VACAR_2_PJM_ROR | VACAR | PJM_ROR | Internal | Summer | B8 | 500 | 2000 | 0.04 | 156.92 | 154.27 | 7 | 0
2040 | VACAR_2_PJM_ROR | VACAR | PJM_ROR | Internal | Summer | B9 | 800 | 2000 | 0.11 | 145.95 | 152.02 | 7 | 0
2040 | VACAR_2_PJM_ROR | VACAR | PJM_ROR | Internal | Summer | B10 | 1262 | 2000 | 5094.56 | 89.71 | 100.5 | 7 | 3.79
2040 | VACAR_2_PJM_ROR | VACAR | PJM_ROR | Internal | Winter | B16 | 25 | 2000 | 0.42 | 164.48 | 157.75 | 7 | 0
2040 | VACAR_2_PJM_ROR | VACAR | PJM_ROR | Internal | Winter | B17 | 100 | 2000 | 0.11 | 161.78 | 155.12 | 7 | 0
2040 | VACAR_2_PJM_ROR | VACAR | PJM_ROR | Internal | Winter | B18 | 400 | 2000 | 0.16 | 146.32 | 151.01 | 7 | 0
2040 | VACAR_2_PJM_ROR | VACAR | PJM_ROR | Internal | Winter | B19 | 700 | 2000 | 0.07 | 146.31 | 151 | 7 | 0
2040 | VACAR_2_PJM_ROR | VACAR | PJM_ROR | Internal | Winter | B20 | 935 | 2000 | 92.53 | 74.3 | 81.3 | 7 | 0
2040 | VACAR_2_SOCO | VACAR | SOCO | Internal | Shoulder | B11 | 25 | 3000 | 813.29 | 159.18 | 166.18 | 7 | 0
2040 | VACAR_2_SOCO | VACAR | SOCO | Internal | Shoulder | B12 | 200 | 3000 | 0.25 | 151.24 | 152.93 | 7 | 0
2040 | VACAR_2_SOCO | VACAR | SOCO | Internal | Shoulder | B13 | 600 | 3000 | 2209.56 | 144.97 | 151.97 | 7 | 0
2040 | VACAR_2_SOCO | VACAR | SOCO | Internal | Shoulder | B14 | 900 | 3000 | 0.42 | 143.62 | 150.36 | 7 | 0
2040 | VACAR_2_SOCO | VACAR | SOCO | Internal | Shoulder | B15 | 1203 | 3000 | 0.02 | 74.3 | 73.5 | 7 | 0
2040 | VACAR_2_SOCO | VACAR | SOCO | Internal | Summer | B1 | 10 | 3000 | 1.57 | 269.48 | 266.26 | 7 | 0
2040 | VACAR_2_SOCO | VACAR | SOCO | Internal | Summer | B2 | 25 | 3000 | 2.57 | 291.67 | 296.75 | 7 | 0
2040 | VACAR_2_SOCO | VACAR | SOCO | Internal | Summer | B3 | 75 | 3000 | 2522.33 | 289.75 | 296.75 | 7 | 0
2040 | VACAR_2_SOCO | VACAR | SOCO | Internal | Summer | B4 | 100 | 3000 | 1559.12 | 207.25 | 214.25 | 7 | 0
2040 | VACAR_2_SOCO | VACAR | SOCO | Internal | Summer | B5 | 200 | 3000 | 1007.84 | 177.22 | 184.22 | 7 | 0
2040 | VACAR_2_SOCO | VACAR | SOCO | Internal | Summer | B6 | 300 | 3000 | 2258.71 | 166.88 | 173.88 | 7 | 0
2040 | VACAR_2_SOCO | VACAR | SOCO | Internal | Summer | B7 | 400 | 3000 | 910.64 | 156.92 | 163.92 | 7 | 0
2040 | VACAR_2_SOCO | VACAR | SOCO | Internal | Summer | B8 | 500 | 3000 | 0.06 | 156.92 | 157.31 | 7 | 0
2040 | VACAR_2_SOCO | VACAR | SOCO | Internal | Summer | B9 | 800 | 3000 | 279.02 | 145.95 | 152.95 | 7 | 0
2040 | VACAR_2_SOCO | VACAR | SOCO | Internal | Summer | B10 | 1262 | 3000 | 0.01 | 89.71 | 81.5 | 7 | 0
2040 | VACAR_2_SOCO | VACAR | SOCO | Internal | Winter | B16 | 25 | 3000 | 0.68 | 164.48 | 161.94 | 7 | 0
2040 | VACAR_2_SOCO | VACAR | SOCO | Internal | Winter | B17 | 100 | 3000 | 0.16 | 161.78 | 157.43 | 7 | 0
2040 | VACAR_2_SOCO | VACAR | SOCO | Internal | Winter | B18 | 400 | 3000 | 922.72 | 146.32 | 153.32 | 7 | 0
2040 | VACAR_2_SOCO | VACAR | SOCO | Internal | Winter | B19 | 700 | 3000 | 654.28 | 146.31 | 153.31 | 7 | 0
2040 | VACAR_2_SOCO | VACAR | SOCO | Internal | Winter | B20 | 935 | 3000 | 0.03 | 74.3 | 74.34 | 7 | 0
2040 | VACAR_2_TVA_Transmission | VACAR | TVA_Transmission | Internal | Shoulder | B11 | 25 | 900 | 0.68 | 159.18 | 157.81 | 7 | 0
2040 | VACAR_2_TVA_Transmission | VACAR | TVA_Transmission | Internal | Shoulder | B12 | 200 | 900 | 0.11 | 151.24 | 151.46 | 7 | 0
2040 | VACAR_2_TVA_Transmission | VACAR | TVA_Transmission | Internal | Shoulder | B13 | 600 | 900 | 0.04 | 144.97 | 146.8 | 7 | 0
2040 | VACAR_2_TVA_Transmission | VACAR | TVA_Transmission | Internal | Shoulder | B14 | 900 | 900 | 0.02 | 143.62 | 144.74 | 7 | 0
2040 | VACAR_2_TVA_Transmission | VACAR | TVA_Transmission | Internal | Shoulder | B15 | 1203 | 900 | 1.19 | 74.3 | 80.88 | 7 | 0
2040 | VACAR_2_TVA_Transmission | VACAR | TVA_Transmission | Internal | Summer | B1 | 10 | 900 | 1.18 | 269.48 | 265.01 | 7 | 0.01
2040 | VACAR_2_TVA_Transmission | VACAR | TVA_Transmission | Internal | Summer | B2 | 25 | 900 | 0.67 | 291.67 | 290.91 | 7 | 0
2040 | VACAR_2_TVA_Transmission | VACAR | TVA_Transmission | Internal | Summer | B3 | 75 | 900 | 0.24 | 289.75 | 289.02 | 7 | 0
2040 | VACAR_2_TVA_Transmission | VACAR | TVA_Transmission | Internal | Summer | B4 | 100 | 900 | 0.43 | 207.25 | 207.28 | 7 | 0
2040 | VACAR_2_TVA_Transmission | VACAR | TVA_Transmission | Internal | Summer | B5 | 200 | 900 | 0.23 | 177.22 | 181.82 | 7 | 0
2040 | VACAR_2_TVA_Transmission | VACAR | TVA_Transmission | Internal | Summer | B6 | 300 | 900 | 0.16 | 166.88 | 171.52 | 7 | 0
2040 | VACAR_2_TVA_Transmission | VACAR | TVA_Transmission | Internal | Summer | B7 | 400 | 900 | 0.23 | 156.92 | 162.57 | 7 | 0
2040 | VACAR_2_TVA_Transmission | VACAR | TVA_Transmission | Internal | Summer | B8 | 500 | 900 | 0.05 | 156.92 | 158.04 | 7 | 0
2040 | VACAR_2_TVA_Transmission | VACAR | TVA_Transmission | Internal | Summer | B9 | 800 | 900 | 1336.56 | 145.95 | 156.43 | 7 | 3.48
2040 | VACAR_2_TVA_Transmission | VACAR | TVA_Transmission | Internal | Summer | B10 | 1262 | 900 | 0.03 | 89.71 | 91.5 | 7 | 0
2040 | VACAR_2_TVA_Transmission | VACAR | TVA_Transmission | Internal | Winter | B16 | 25 | 900 | 0.51 | 164.48 | 160.73 | 7 | 0
2040 | VACAR_2_TVA_Transmission | VACAR | TVA_Transmission | Internal | Winter | B17 | 100 | 900 | 0.1 | 161.78 | 152.78 | 7 | 0
2040 | VACAR_2_TVA_Transmission | VACAR | TVA_Transmission | Internal | Winter | B18 | 400 | 900 | 0.07 | 146.32 | 148.67 | 7 | 0
2040 | VACAR_2_TVA_Transmission | VACAR | TVA_Transmission | Internal | Winter | B19 | 700 | 900 | 0.04 | 146.31 | 148.66 | 7 | 0
2040 | VACAR_2_TVA_Transmission | VACAR | TVA_Transmission | Internal | Winter | B20 | 935 | 900 | 0.07 | 74.3 | 79.54 | 7 | 0
2015 | AZ_NM_SNV_Coal_2_SPP_S | AZ_NM_SNV_Coal | SPP_S | External | Shoulder | B11 | 25 | 400 | 399.96 | 57.87 | 83.27 | 8.17 | 17.23
2015 | AZ_NM_SNV_Coal_2_SPP_S | AZ_NM_SNV_Coal | SPP_S | External | Shoulder | B12 | 200 | 400 | 193.6 | 57.87 | 66.03 | 8.17 | 0
2015 | AZ_NM_SNV_Coal_2_SPP_S | AZ_NM_SNV_Coal | SPP_S | External | Shoulder | B13 | 600 | 400 | 0 | 57.87 | 60.2 | 8.17 | 0
2015 | AZ_NM_SNV_Coal_2_SPP_S | AZ_NM_SNV_Coal | SPP_S | External | Shoulder | B14 | 900 | 400 | 0 | 57.87 | 60.19 | 8.17 | 0
2015 | AZ_NM_SNV_Coal_2_SPP_S | AZ_NM_SNV_Coal | SPP_S | External | Shoulder | B15 | 1203 | 400 | 0 | 57.87 | 57.54 | 8.17 | 0
2015 | AZ_NM_SNV_Coal_2_SPP_S | AZ_NM_SNV_Coal | SPP_S | External | Summer | B1 | 10 | 400 | 399.09 | 78.92 | 89.9 | 8.17 | 2.83
2015 | AZ_NM_SNV_Coal_2_SPP_S | AZ_NM_SNV_Coal | SPP_S | External | Summer | B2 | 25 | 400 | 399.86 | 75.84 | 89.9 | 8.17 | 5.9
2015 | AZ_NM_SNV_Coal_2_SPP_S | AZ_NM_SNV_Coal | SPP_S | External | Summer | B3 | 75 | 400 | 399.95 | 75.84 | 88.72 | 8.17 | 4.72
2015 | AZ_NM_SNV_Coal_2_SPP_S | AZ_NM_SNV_Coal | SPP_S | External | Summer | B4 | 100 | 400 | 399.8 | 75.84 | 84.95 | 8.17 | 0.95
2015 | AZ_NM_SNV_Coal_2_SPP_S | AZ_NM_SNV_Coal | SPP_S | External | Summer | B5 | 200 | 400 | 399.98 | 66.24 | 82.1 | 8.17 | 7.7
2015 | AZ_NM_SNV_Coal_2_SPP_S | AZ_NM_SNV_Coal | SPP_S | External | Summer | B6 | 300 | 400 | 399.98 | 60.11 | 72.89 | 8.17 | 4.61
2015 | AZ_NM_SNV_Coal_2_SPP_S | AZ_NM_SNV_Coal | SPP_S | External | Summer | B7 | 400 | 400 | 0.04 | 58.1 | 64.96 | 8.17 | 0
2015 | AZ_NM_SNV_Coal_2_SPP_S | AZ_NM_SNV_Coal | SPP_S | External | Summer | B8 | 500 | 400 | 0 | 58.1 | 61.14 | 8.17 | 0
2015 | AZ_NM_SNV_Coal_2_SPP_S | AZ_NM_SNV_Coal | SPP_S | External | Summer | B9 | 800 | 400 | 0 | 58.08 | 58.28 | 8.17 | 0
2015 | AZ_NM_SNV_Coal_2_SPP_S | AZ_NM_SNV_Coal | SPP_S | External | Summer | B10 | 1262 | 400 | 0 | 56.46 | 56.28 | 8.17 | 0
2015 | AZ_NM_SNV_Coal_2_SPP_S | AZ_NM_SNV_Coal | SPP_S | External | Winter | B16 | 25 | 400 | 399.92 | 60.52 | 78.69 | 8.17 | 10.01
2015 | AZ_NM_SNV_Coal_2_SPP_S | AZ_NM_SNV_Coal | SPP_S | External | Winter | B17 | 100 | 400 | 0.04 | 60.51 | 62.8 | 8.17 | 0
2015 | AZ_NM_SNV_Coal_2_SPP_S | AZ_NM_SNV_Coal | SPP_S | External | Winter | B18 | 400 | 400 | 0 | 60.51 | 62.16 | 8.17 | 0
2015 | AZ_NM_SNV_Coal_2_SPP_S | AZ_NM_SNV_Coal | SPP_S | External | Winter | B19 | 700 | 400 | 0 | 60.51 | 60.02 | 8.17 | 0
2015 | AZ_NM_SNV_Coal_2_SPP_S | AZ_NM_SNV_Coal | SPP_S | External | Winter | B20 | 935 | 400 | 0 | 60.51 | 60 | 8.17 | 0
2015 | ERCOT_2_SPP_S | ERCOT | SPP_S | External | Shoulder | B11 | 25 | 800 | 0.1 | 84.22 | 83.27 | 8 | 0
2015 | ERCOT_2_SPP_S | ERCOT | SPP_S | External | Shoulder | B12 | 200 | 800 | 0.05 | 59.78 | 66.03 | 8 | 0
2015 | ERCOT_2_SPP_S | ERCOT | SPP_S | External | Shoulder | B13 | 600 | 800 | 0 | 57.4 | 60.2 | 8 | 0
2015 | ERCOT_2_SPP_S | ERCOT | SPP_S | External | Shoulder | B14 | 900 | 800 | 0 | 57.4 | 60.19 | 8 | 0
2015 | ERCOT_2_SPP_S | ERCOT | SPP_S | External | Shoulder | B15 | 1203 | 800 | 0 | 57.4 | 57.54 | 8 | 0
2015 | ERCOT_2_SPP_S | ERCOT | SPP_S | External | Summer | B1 | 10 | 800 | 2.4 | 82.67 | 89.9 | 8 | 0
2015 | ERCOT_2_SPP_S | ERCOT | SPP_S | External | Summer | B2 | 25 | 800 | 1.14 | 82.66 | 89.9 | 8 | 0
2015 | ERCOT_2_SPP_S | ERCOT | SPP_S | External | Summer | B3 | 75 | 800 | 0.26 | 82.66 | 88.72 | 8 | 0
2015 | ERCOT_2_SPP_S | ERCOT | SPP_S | External | Summer | B4 | 100 | 800 | 0.05 | 82.66 | 84.95 | 8 | 0
2015 | ERCOT_2_SPP_S | ERCOT | SPP_S | External | Summer | B5 | 200 | 800 | 0.01 | 82.66 | 82.1 | 8 | 0
2015 | ERCOT_2_SPP_S | ERCOT | SPP_S | External | Summer | B6 | 300 | 800 | 0 | 72.84 | 72.89 | 8 | 0
2015 | ERCOT_2_SPP_S | ERCOT | SPP_S | External | Summer | B7 | 400 | 800 | 0.01 | 61.49 | 64.96 | 8 | 0
2015 | ERCOT_2_SPP_S | ERCOT | SPP_S | External | Summer | B8 | 500 | 800 | 0.01 | 56.35 | 61.14 | 8 | 0
2015 | ERCOT_2_SPP_S | ERCOT | SPP_S | External | Summer | B9 | 800 | 800 | 0 | 56.35 | 58.28 | 8 | 0
2015 | ERCOT_2_SPP_S | ERCOT | SPP_S | External | Summer | B10 | 1262 | 800 | 0 | 56.35 | 56.28 | 8 | 0
2015 | ERCOT_2_SPP_S | ERCOT | SPP_S | External | Winter | B16 | 25 | 800 | 799.86 | 65.05 | 78.69 | 8 | 5.64
2015 | ERCOT_2_SPP_S | ERCOT | SPP_S | External | Winter | B17 | 100 | 800 | 0.05 | 59.6 | 62.8 | 8 | 0
2015 | ERCOT_2_SPP_S | ERCOT | SPP_S | External | Winter | B18 | 400 | 800 | 0.01 | 59.6 | 62.16 | 8 | 0
2015 | ERCOT_2_SPP_S | ERCOT | SPP_S | External | Winter | B19 | 700 | 800 | 0 | 59.6 | 60.02 | 8 | 0
2015 | ERCOT_2_SPP_S | ERCOT | SPP_S | External | Winter | B20 | 935 | 800 | 0 | 59.6 | 60 | 8 | 0
2015 | MAPP_US_2_RMPA | MAPP_US | RMPA | External | Shoulder | B11 | 25 | 200 | 0.05 | 76.22 | 66.03 | 8 | 0.01
2015 | MAPP_US_2_RMPA | MAPP_US | RMPA | External | Shoulder | B12 | 200 | 200 | 0.02 | 59.03 | 61.14 | 8 | 0
2015 | MAPP_US_2_RMPA | MAPP_US | RMPA | External | Shoulder | B13 | 600 | 200 | 0.01 | 56.59 | 60.96 | 8 | 0
2015 | MAPP_US_2_RMPA | MAPP_US | RMPA | External | Shoulder | B14 | 900 | 200 | 0 | 56.59 | 60.96 | 8 | 0
2015 | MAPP_US_2_RMPA | MAPP_US | RMPA | External | Shoulder | B15 | 1203 | 200 | 0 | 56.59 | 60.96 | 8 | 0
2015 | MAPP_US_2_RMPA | MAPP_US | RMPA | External | Summer | B1 | 10 | 200 | 0.32 | 85.1 | 87.09 | 8 | 0.01
2015 | MAPP_US_2_RMPA | MAPP_US | RMPA | External | Summer | B2 | 25 | 200 | 0.09 | 84.62 | 83.65 | 8 | 0.01
2015 | MAPP_US_2_RMPA | MAPP_US | RMPA | External | Summer | B3 | 75 | 200 | 0.04 | 84.62 | 83.65 | 8 | 0
2015 | MAPP_US_2_RMPA | MAPP_US | RMPA | External | Summer | B4 | 100 | 200 | 0.02 | 80.87 | 79.88 | 8 | 0
2015 | MAPP_US_2_RMPA | MAPP_US | RMPA | External | Summer | B5 | 200 | 200 | 0 | 75.27 | 66.24 | 8 | 0
2015 | MAPP_US_2_RMPA | MAPP_US | RMPA | External | Summer | B6 | 300 | 200 | 0 | 63.94 | 59.43 | 8 | 0
2015 | MAPP_US_2_RMPA | MAPP_US | RMPA | External | Summer | B7 | 400 | 200 | 0.01 | 56.02 | 59.42 | 8 | 0
2015 | MAPP_US_2_RMPA | MAPP_US | RMPA | External | Summer | B8 | 500 | 200 | 0.03 | 52.68 | 59.42 | 8 | 0
2015 | MAPP_US_2_RMPA | MAPP_US | RMPA | External | Summer | B9 | 800 | 200 | 0.02 | 52.68 | 59.42 | 8 | 0
2015 | MAPP_US_2_RMPA | MAPP_US | RMPA | External | Summer | B10 | 1262 | 200 | 0.01 | 52.68 | 59.42 | 8 | 0
2015 | MAPP_US_2_RMPA | MAPP_US | RMPA | External | Winter | B16 | 25 | 200 | 0.09 | 69.75 | 68.76 | 8 | 0.01
2015 | MAPP_US_2_RMPA | MAPP_US | RMPA | External | Winter | B17 | 100 | 200 | 0.05 | 60.32 | 63.87 | 8 | 0
2015 | MAPP_US_2_RMPA | MAPP_US | RMPA | External | Winter | B18 | 400 | 200 | 0.02 | 59.4 | 63.87 | 8 | 0
2015 | MAPP_US_2_RMPA | MAPP_US | RMPA | External | Winter | B19 | 700 | 200 | 0 | 59.4 | 63.87 | 8 | 0
2015 | MAPP_US_2_RMPA | MAPP_US | RMPA | External | Winter | B20 | 935 | 200 | 0 | 59.4 | 63.06 | 8 | 0
2015 | NE_2_RMPA | NE | RMPA | External | Shoulder | B11 | 25 | 310 | 0.04 | 83.22 | 66.03 | 5 | 0
2015 | NE_2_RMPA | NE | RMPA | External | Shoulder | B12 | 200 | 310 | 0.01 | 66.03 | 61.14 | 5 | 0
2015 | NE_2_RMPA | NE | RMPA | External | Shoulder | B13 | 600 | 310 | 0 | 60.24 | 60.96 | 5 | 0
2015 | NE_2_RMPA | NE | RMPA | External | Shoulder | B14 | 900 | 310 | 0 | 60.17 | 60.96 | 5 | 0
2015 | NE_2_RMPA | NE | RMPA | External | Shoulder | B15 | 1203 | 310 | 0.01 | 57.52 | 60.96 | 5 | 0
2015 | NE_2_RMPA | NE | RMPA | External | Summer | B1 | 10 | 310 | 0.22 | 92.08 | 87.09 | 5 | 0.01
2015 | NE_2_RMPA | NE | RMPA | External | Summer | B2 | 25 | 310 | 0.07 | 91.62 | 83.65 | 5 | 0
2015 | NE_2_RMPA | NE | RMPA | External | Summer | B3 | 75 | 310 | 0.03 | 91.62 | 83.65 | 5 | 0
2015 | NE_2_RMPA | NE | RMPA | External | Summer | B4 | 100 | 310 | 0.02 | 87.87 | 79.88 | 5 | 0
2015 | NE_2_RMPA | NE | RMPA | External | Summer | B5 | 200 | 310 | 0 | 82.27 | 66.24 | 5 | 0
2015 | NE_2_RMPA | NE | RMPA | External | Summer | B6 | 300 | 310 | 0 | 70.94 | 59.43 | 5 | 0
2015 | NE_2_RMPA | NE | RMPA | External | Summer | B7 | 400 | 310 | 0 | 63.02 | 59.42 | 5 | 0
2015 | NE_2_RMPA | NE | RMPA | External | Summer | B8 | 500 | 310 | 0 | 59.68 | 59.42 | 5 | 0
2015 | NE_2_RMPA | NE | RMPA | External | Summer | B9 | 800 | 310 | 0 | 58.25 | 59.42 | 5 | 0
2015 | NE_2_RMPA | NE | RMPA | External | Summer | B10 | 1262 | 310 | 94.82 | 54.42 | 59.42 | 5 | 0
2015 | NE_2_RMPA | NE | RMPA | External | Winter | B16 | 25 | 310 | 0.07 | 76.74 | 68.76 | 5 | 0
2015 | NE_2_RMPA | NE | RMPA | External | Winter | B17 | 100 | 310 | 0.06 | 62.77 | 63.87 | 5 | 0
2015 | NE_2_RMPA | NE | RMPA | External | Winter | B18 | 400 | 310 | 0.02 | 62.14 | 63.87 | 5 | 0
2015 | NE_2_RMPA | NE | RMPA | External | Winter | B19 | 700 | 310 | 0.03 | 60 | 63.87 | 5 | 0
2015 | NE_2_RMPA | NE | RMPA | External | Winter | B20 | 935 | 310 | 82.11 | 58.06 | 63.06 | 5 | 0
2015 | NWPP_Coal_2_MAPP_US | NWPP_Coal | MAPP_US | External | Shoulder | B11 | 25 | 150 | 149.93 | 57.86 | 76.22 | 8 | 10.37
2015 | NWPP_Coal_2_MAPP_US | NWPP_Coal | MAPP_US | External | Shoulder | B12 | 200 | 150 | 0.02 | 57.86 | 59.03 | 8 | 0
2015 | NWPP_Coal_2_MAPP_US | NWPP_Coal | MAPP_US | External | Shoulder | B13 | 600 | 150 | 0 | 57.86 | 56.59 | 8 | 0
2015 | NWPP_Coal_2_MAPP_US | NWPP_Coal | MAPP_US | External | Shoulder | B14 | 900 | 150 | 0 | 57.86 | 56.59 | 8 | 0
2015 | NWPP_Coal_2_MAPP_US | NWPP_Coal | MAPP_US | External | Shoulder | B15 | 1203 | 150 | 0 | 57.86 | 56.59 | 8 | 0
2015 | NWPP_Coal_2_MAPP_US | NWPP_Coal | MAPP_US | External | Summer | B1 | 10 | 150 | 149.9 | 58.16 | 85.1 | 8 | 18.96
2015 | NWPP_Coal_2_MAPP_US | NWPP_Coal | MAPP_US | External | Summer | B2 | 25 | 150 | 149.96 | 58.07 | 84.62 | 8 | 18.56
2015 | NWPP_Coal_2_MAPP_US | NWPP_Coal | MAPP_US | External | Summer | B3 | 75 | 150 | 149.99 | 58.07 | 84.62 | 8 | 18.55
2015 | NWPP_Coal_2_MAPP_US | NWPP_Coal | MAPP_US | External | Summer | B4 | 100 | 150 | 149.99 | 58.07 | 80.87 | 8 | 14.8
2015 | NWPP_Coal_2_MAPP_US | NWPP_Coal | MAPP_US | External | Summer | B5 | 200 | 150 | 149.99 | 58.07 | 75.27 | 8 | 9.2
2015 | NWPP_Coal_2_MAPP_US | NWPP_Coal | MAPP_US | External | Summer | B6 | 300 | 150 | 0.03 | 58.07 | 63.94 | 8 | 0
2015 | NWPP_Coal_2_MAPP_US | NWPP_Coal | MAPP_US | External | Summer | B7 | 400 | 150 | 0 | 58.07 | 56.02 | 8 | 0
2015 | NWPP_Coal_2_MAPP_US | NWPP_Coal | MAPP_US | External | Summer | B8 | 500 | 150 | 0 | 58.07 | 52.68 | 8 | 0
2015 | NWPP_Coal_2_MAPP_US | NWPP_Coal | MAPP_US | External | Summer | B9 | 800 | 150 | 0 | 58.07 | 52.68 | 8 | 0
2015 | NWPP_Coal_2_MAPP_US | NWPP_Coal | MAPP_US | External | Summer | B10 | 1262 | 150 | 0 | 58.07 | 52.68 | 8 | 0
2015 | NWPP_Coal_2_MAPP_US | NWPP_Coal | MAPP_US | External | Winter | B16 | 25 | 150 | 149.2 | 61 | 69.75 | 8 | 0.75
2015 | NWPP_Coal_2_MAPP_US | NWPP_Coal | MAPP_US | External | Winter | B17 | 100 | 150 | 0.03 | 61 | 60.32 | 8 | 0
2015 | NWPP_Coal_2_MAPP_US | NWPP_Coal | MAPP_US | External | Winter | B18 | 400 | 150 | 0 | 61 | 59.4 | 8 | 0
2015 | NWPP_Coal_2_MAPP_US | NWPP_Coal | MAPP_US | External | Winter | B19 | 700 | 150 | 0 | 61 | 59.4 | 8 | 0
2015 | NWPP_Coal_2_MAPP_US | NWPP_Coal | MAPP_US | External | Winter | B20 | 935 | 150 | 0 | 61 | 59.4 | 8 | 0
2015 | RMPA_2_MAPP_US | RMPA | MAPP_US | External | Shoulder | B11 | 25 | 200 | 199.59 | 66.03 | 76.22 | 8 | 2.2
2015 | RMPA_2_MAPP_US | RMPA | MAPP_US | External | Shoulder | B12 | 200 | 200 | 0.01 | 61.14 | 59.03 | 8 | 0
2015 | RMPA_2_MAPP_US | RMPA | MAPP_US | External | Shoulder | B13 | 600 | 200 | 0 | 60.96 | 56.59 | 8 | 0
2015 | RMPA_2_MAPP_US | RMPA | MAPP_US | External | Shoulder | B14 | 900 | 200 | 0 | 60.96 | 56.59 | 8 | 0
2015 | RMPA_2_MAPP_US | RMPA | MAPP_US | External | Shoulder | B15 | 1203 | 200 | 0 | 60.96 | 56.59 | 8 | 0
2015 | RMPA_2_MAPP_US | RMPA | MAPP_US | External | Summer | B1 | 10 | 200 | 0.2 | 87.09 | 85.1 | 8 | 0.01
2015 | RMPA_2_MAPP_US | RMPA | MAPP_US | External | Summer | B2 | 25 | 200 | 0.12 | 83.65 | 84.62 | 8 | 0.01
2015 | RMPA_2_MAPP_US | RMPA | MAPP_US | External | Summer | B3 | 75 | 200 | 0.04 | 83.65 | 84.62 | 8 | 0
2015 | RMPA_2_MAPP_US | RMPA | MAPP_US | External | Summer | B4 | 100 | 200 | 0.03 | 79.88 | 80.87 | 8 | 0
2015 | RMPA_2_MAPP_US | RMPA | MAPP_US | External | Summer | B5 | 200 | 200 | 199.82 | 66.24 | 75.27 | 8 | 1.03
2015 | RMPA_2_MAPP_US | RMPA | MAPP_US | External | Summer | B6 | 300 | 200 | 0.02 | 59.43 | 63.94 | 8 | 0
2015 | RMPA_2_MAPP_US | RMPA | MAPP_US | External | Summer | B7 | 400 | 200 | 0 | 59.42 | 56.02 | 8 | 0
2015 | RMPA_2_MAPP_US | RMPA | MAPP_US | External | Summer | B8 | 500 | 200 | 0 | 59.42 | 52.68 | 8 | 0
2015 | RMPA_2_MAPP_US | RMPA | MAPP_US | External | Summer | B9 | 800 | 200 | 0 | 59.42 | 52.68 | 8 | 0
2015 | RMPA_2_MAPP_US | RMPA | MAPP_US | External | Summer | B10 | 1262 | 200 | 0 | 59.42 | 52.68 | 8 | 0
2015 | RMPA_2_MAPP_US | RMPA | MAPP_US | External | Winter | B16 | 25 | 200 | 0.12 | 68.76 | 69.75 | 8 | 0.01
2015 | RMPA_2_MAPP_US | RMPA | MAPP_US | External | Winter | B17 | 100 | 200 | 0.02 | 63.87 | 60.32 | 8 | 0
2015 | RMPA_2_MAPP_US | RMPA | MAPP_US | External | Winter | B18 | 400 | 200 | 0 | 63.87 | 59.4 | 8 | 0
2015 | RMPA_2_MAPP_US | RMPA | MAPP_US | External | Winter | B19 | 700 | 200 | 0 | 63.87 | 59.4 | 8 | 0
2015 | RMPA_2_MAPP_US | RMPA | MAPP_US | External | Winter | B20 | 935 | 200 | 0 | 63.06 | 59.4 | 8 | 0
2015 | RMPA_2_NE | RMPA | NE | External | Shoulder | B11 | 25 | 310 | 309.91 | 66.03 | 83.22 | 8 | 9.19
2015 | RMPA_2_NE | RMPA | NE | External | Shoulder | B12 | 200 | 310 | 0.03 | 61.14 | 66.03 | 8 | 0
2015 | RMPA_2_NE | RMPA | NE | External | Shoulder | B13 | 600 | 310 | 0 | 60.96 | 60.24 | 8 | 0
2015 | RMPA_2_NE | RMPA | NE | External | Shoulder | B14 | 900 | 310 | 0 | 60.96 | 60.17 | 8 | 0
2015 | RMPA_2_NE | RMPA | NE | External | Shoulder | B15 | 1203 | 310 | 0 | 60.96 | 57.52 | 8 | 0
2015 | RMPA_2_NE | RMPA | NE | External | Summer | B1 | 10 | 310 | 0.55 | 87.09 | 92.08 | 8 | 0.01
2015 | RMPA_2_NE | RMPA | NE | External | Summer | B2 | 25 | 310 | 13.94 | 83.65 | 91.62 | 8 | 0
2015 | RMPA_2_NE | RMPA | NE | External | Summer | B3 | 75 | 310 | 61.97 | 83.65 | 91.62 | 8 | 0
2015 | RMPA_2_NE | RMPA | NE | External | Summer | B4 | 100 | 310 | 23.37 | 79.88 | 87.87 | 8 | 0
2015 | RMPA_2_NE | RMPA | NE | External | Summer | B5 | 200 | 310 | 309.98 | 66.24 | 82.27 | 8 | 8.03
2015 | RMPA_2_NE | RMPA | NE | External | Summer | B6 | 300 | 310 | 309.95 | 59.43 | 70.94 | 8 | 3.51
2015 | RMPA_2_NE | RMPA | NE | External | Summer | B7 | 400 | 310 | 0.01 | 59.42 | 63.02 | 8 | 0
2015 | RMPA_2_NE | RMPA | NE | External | Summer | B8 | 500 | 310 | 0 | 59.42 | 59.68 | 8 | 0
2015 | RMPA_2_NE | RMPA | NE | External | Summer | B9 | 800 | 310 | 0 | 59.42 | 58.25 | 8 | 0
2015 | RMPA_2_NE | RMPA | NE | External | Summer | B10 | 1262 | 310 | 0 | 59.42 | 54.42 | 8 | 0
2015 | RMPA_2_NE | RMPA | NE | External | Winter | B16 | 25 | 310 | 35.16 | 68.76 | 76.74 | 8 | 0
2015 | RMPA_2_NE | RMPA | NE | External | Winter | B17 | 100 | 310 | 0.02 | 63.87 | 62.77 | 8 | 0
2015 | RMPA_2_NE | RMPA | NE | External | Winter | B18 | 400 | 310 | 0 | 63.87 | 62.14 | 8 | 0
2015 | RMPA_2_NE | RMPA | NE | External | Winter | B19 | 700 | 310 | 0 | 63.87 | 60 | 8 | 0
2015 | RMPA_2_NE | RMPA | NE | External | Winter | B20 | 935 | 310 | 0 | 63.06 | 58.06 | 8 | 0
2015 | RMPA_2_SPP_N | RMPA | SPP_N | External | Shoulder | B11 | 25 | 210 | 209.92 | 66.03 | 83.25 | 8 | 9.23
2015 | RMPA_2_SPP_N | RMPA | SPP_N | External | Shoulder | B12 | 200 | 210 | 0.03 | 61.14 | 66.04 | 8 | 0
2015 | RMPA_2_SPP_N | RMPA | SPP_N | External | Shoulder | B13 | 600 | 210 | 0 | 60.96 | 60.26 | 8 | 0
2015 | RMPA_2_SPP_N | RMPA | SPP_N | External | Shoulder | B14 | 900 | 210 | 0 | 60.96 | 60.18 | 8 | 0
2015 | RMPA_2_SPP_N | RMPA | SPP_N | External | Shoulder | B15 | 1203 | 210 | 0 | 60.96 | 57.53 | 8 | 0
2015 | RMPA_2_SPP_N | RMPA | SPP_N | External | Summer | B1 | 10 | 210 | 0.67 | 87.09 | 92.84 | 8 | 0.01
2015 | RMPA_2_SPP_N | RMPA | SPP_N | External | Summer | B2 | 25 | 210 | 209.35 | 83.65 | 92.83 | 8 | 1.19
2015 | RMPA_2_SPP_N | RMPA | SPP_N | External | Summer | B3 | 75 | 210 | 112.34 | 83.65 | 91.66 | 8 | 0.01
2015 | RMPA_2_SPP_N | RMPA | SPP_N | External | Summer | B4 | 100 | 210 | 191.96 | 79.88 | 87.89 | 8 | 0.01
2015 | RMPA_2_SPP_N | RMPA | SPP_N | External | Summer | B5 | 200 | 210 | 209.98 | 66.24 | 82.28 | 8 | 8.05
2015 | RMPA_2_SPP_N | RMPA | SPP_N | External | Summer | B6 | 300 | 210 | 209.97 | 59.43 | 72.87 | 8 | 5.45
2015 | RMPA_2_SPP_N | RMPA | SPP_N | External | Summer | B7 | 400 | 210 | 0.02 | 59.42 | 64.95 | 8 | 0
2015 | RMPA_2_SPP_N | RMPA | SPP_N | External | Summer | B8 | 500 | 210 | 0 | 59.42 | 61.13 | 8 | 0
2015 | RMPA_2_SPP_N | RMPA | SPP_N | External | Summer | B9 | 800 | 210 | 0 | 59.42 | 58.27 | 8 | 0
2015 | RMPA_2_SPP_N | RMPA | SPP_N | External | Summer | B10 | 1262 | 210 | 0 | 59.42 | 56.26 | 8 | 0
2015 | RMPA_2_SPP_N | RMPA | SPP_N | External | Winter | B16 | 25 | 210 | 209.59 | 68.76 | 78.68 | 8 | 1.92
2015 | RMPA_2_SPP_N | RMPA | SPP_N | External | Winter | B17 | 100 | 210 | 0.02 | 63.87 | 62.78 | 8 | 0
2015 | RMPA_2_SPP_N | RMPA | SPP_N | External | Winter | B18 | 400 | 210 | 0 | 63.87 | 62.15 | 8 | 0
2015 | RMPA_2_SPP_N | RMPA | SPP_N | External | Winter | B19 | 700 | 210 | 0 | 63.87 | 60.01 | 8 | 0
2015 | RMPA_2_SPP_N | RMPA | SPP_N | External | Winter | B20 | 935 | 210 | 0 | 63.06 | 59.99 | 8 | 0
2015 | SPP_N_2_RMPA | SPP_N | RMPA | External | Shoulder | B11 | 25 | 210 | 0.04 | 83.25 | 66.03 | 5 | 0
2015 | SPP_N_2_RMPA | SPP_N | RMPA | External | Shoulder | B12 | 200 | 210 | 0.01 | 66.04 | 61.14 | 5 | 0
2015 | SPP_N_2_RMPA | SPP_N | RMPA | External | Shoulder | B13 | 600 | 210 | 0 | 60.26 | 60.96 | 5 | 0
2015 | SPP_N_2_RMPA | SPP_N | RMPA | External | Shoulder | B14 | 900 | 210 | 0 | 60.18 | 60.96 | 5 | 0
2015 | SPP_N_2_RMPA | SPP_N | RMPA | External | Shoulder | B15 | 1203 | 210 | 0.01 | 57.53 | 60.96 | 5 | 0
2015 | SPP_N_2_RMPA | SPP_N | RMPA | External | Summer | B1 | 10 | 210 | 0.2 | 92.84 | 87.09 | 5 | 0.01
2015 | SPP_N_2_RMPA | SPP_N | RMPA | External | Summer | B2 | 25 | 210 | 0.06 | 92.83 | 83.65 | 5 | 0
2015 | SPP_N_2_RMPA | SPP_N | RMPA | External | Summer | B3 | 75 | 210 | 0.02 | 91.66 | 83.65 | 5 | 0
2015 | SPP_N_2_RMPA | SPP_N | RMPA | External | Summer | B4 | 100 | 210 | 0.02 | 87.89 | 79.88 | 5 | 0
2015 | SPP_N_2_RMPA | SPP_N | RMPA | External | Summer | B5 | 200 | 210 | 0 | 82.28 | 66.24 | 5 | 0
2015 | SPP_N_2_RMPA | SPP_N | RMPA | External | Summer | B6 | 300 | 210 | 0 | 72.87 | 59.43 | 5 | 0
2015 | SPP_N_2_RMPA | SPP_N | RMPA | External | Summer | B7 | 400 | 210 | 0 | 64.95 | 59.42 | 5 | 0
2015 | SPP_N_2_RMPA | SPP_N | RMPA | External | Summer | B8 | 500 | 210 | 0 | 61.13 | 59.42 | 5 | 0
2015 | SPP_N_2_RMPA | SPP_N | RMPA | External | Summer | B9 | 800 | 210 | 0 | 58.27 | 59.42 | 5 | 0
2015 | SPP_N_2_RMPA | SPP_N | RMPA | External | Summer | B10 | 1262 | 210 | 0 | 56.26 | 59.42 | 5 | 0
2015 | SPP_N_2_RMPA | SPP_N | RMPA | External | Winter | B16 | 25 | 210 | 0.06 | 78.68 | 68.76 | 5 | 0.01
2015 | SPP_N_2_RMPA | SPP_N | RMPA | External | Winter | B17 | 100 | 210 | 0.06 | 62.78 | 63.87 | 5 | 0
2015 | SPP_N_2_RMPA | SPP_N | RMPA | External | Winter | B18 | 400 | 210 | 0.02 | 62.15 | 63.87 | 5 | 0
2015 | SPP_N_2_RMPA | SPP_N | RMPA | External | Winter | B19 | 700 | 210 | 0.03 | 60.01 | 63.87 | 5 | 0
2015 | SPP_N_2_RMPA | SPP_N | RMPA | External | Winter | B20 | 935 | 210 | 0.01 | 59.99 | 63.06 | 5 | 0
2015 | SPP_S_2_ERCOT | SPP_S | ERCOT | External | Shoulder | B11 | 25 | 800 | 0.21 | 83.27 | 84.22 | 5 | 0
2015 | SPP_S_2_ERCOT | SPP_S | ERCOT | External | Shoulder | B12 | 200 | 800 | 0.01 | 66.03 | 59.78 | 5 | 0
2015 | SPP_S_2_ERCOT | SPP_S | ERCOT | External | Shoulder | B13 | 600 | 800 | 0 | 60.2 | 57.4 | 5 | 0
2015 | SPP_S_2_ERCOT | SPP_S | ERCOT | External | Shoulder | B14 | 900 | 800 | 0 | 60.19 | 57.4 | 5 | 0
2015 | SPP_S_2_ERCOT | SPP_S | ERCOT | External | Shoulder | B15 | 1203 | 800 | 0 | 57.54 | 57.4 | 5 | 0
2015 | SPP_S_2_ERCOT | SPP_S | ERCOT | External | Summer | B1 | 10 | 800 | 0.18 | 89.9 | 82.67 | 5 | 0
2015 | SPP_S_2_ERCOT | SPP_S | ERCOT | External | Summer | B2 | 25 | 800 | 0.07 | 89.9 | 82.66 | 5 | 0
2015 | SPP_S_2_ERCOT | SPP_S | ERCOT | External | Summer | B3 | 75 | 800 | 0.03 | 88.72 | 82.66 | 5 | 0
2015 | SPP_S_2_ERCOT | SPP_S | ERCOT | External | Summer | B4 | 100 | 800 | 0.03 | 84.95 | 82.66 | 5 | 0
2015 | SPP_S_2_ERCOT | SPP_S | ERCOT | External | Summer | B5 | 200 | 800 | 0.03 | 82.1 | 82.66 | 5 | 0
2015 | SPP_S_2_ERCOT | SPP_S | ERCOT | External | Summer | B6 | 300 | 800 | 0.02 | 72.89 | 72.84 | 5 | 0
2015 | SPP_S_2_ERCOT | SPP_S | ERCOT | External | Summer | B7 | 400 | 800 | 0 | 64.96 | 61.49 | 5 | 0
2015 | SPP_S_2_ERCOT | SPP_S | ERCOT | External | Summer | B8 | 500 | 800 | 0 | 61.14 | 56.35 | 5 | 0
2015 | SPP_S_2_ERCOT | SPP_S | ERCOT | External | Summer | B9 | 800 | 800 | 0 | 58.28 | 56.35 | 5 | 0
2015 | SPP_S_2_ERCOT | SPP_S | ERCOT | External | Summer | B10 | 1262 | 800 | 0 | 56.28 | 56.35 | 5 | 0
2015 | SPP_S_2_ERCOT | SPP_S | ERCOT | External | Winter | B16 | 25 | 800 | 0.05 | 78.69 | 65.05 | 5 | 0
2015 | SPP_S_2_ERCOT | SPP_S | ERCOT | External | Winter | B17 | 100 | 800 | 0.03 | 62.8 | 59.6 | 5 | 0
2015 | SPP_S_2_ERCOT | SPP_S | ERCOT | External | Winter | B18 | 400 | 800 | 0 | 62.16 | 59.6 | 5 | 0
2015 | SPP_S_2_ERCOT | SPP_S | ERCOT | External | Winter | B19 | 700 | 800 | 0 | 60.02 | 59.6 | 5 | 0
2015 | SPP_S_2_ERCOT | SPP_S | ERCOT | External | Winter | B20 | 935 | 800 | 0 | 60 | 59.6 | 5 | 0
2020 | AZ_NM_SNV_Coal_2_SPP_S | AZ_NM_SNV_Coal | SPP_S | External | Shoulder | B11 | 25 | 400 | 0.17 | 66.92 | 68.97 | 8.17 | 0
2020 | AZ_NM_SNV_Coal_2_SPP_S | AZ_NM_SNV_Coal | SPP_S | External | Shoulder | B12 | 200 | 400 | 0.01 | 66.92 | 63.35 | 8.17 | 0
2020 | AZ_NM_SNV_Coal_2_SPP_S | AZ_NM_SNV_Coal | SPP_S | External | Shoulder | B13 | 600 | 400 | 0 | 66.92 | 60.9 | 8.17 | 0
2020 | AZ_NM_SNV_Coal_2_SPP_S | AZ_NM_SNV_Coal | SPP_S | External | Shoulder | B14 | 900 | 400 | 0 | 66.92 | 56.57 | 8.17 | 0
2020 | AZ_NM_SNV_Coal_2_SPP_S | AZ_NM_SNV_Coal | SPP_S | External | Shoulder | B15 | 1203 | 400 | 0 | 66.92 | 52.16 | 8.17 | 0
2020 | AZ_NM_SNV_Coal_2_SPP_S | AZ_NM_SNV_Coal | SPP_S | External | Summer | B1 | 10 | 400 | 0.27 | 92.44 | 91.45 | 8.17 | 0.01
2020 | AZ_NM_SNV_Coal_2_SPP_S | AZ_NM_SNV_Coal | SPP_S | External | Summer | B2 | 25 | 400 | 0.23 | 89.3 | 92.99 | 8.17 | 0
2020 | AZ_NM_SNV_Coal_2_SPP_S | AZ_NM_SNV_Coal | SPP_S | External | Summer | B3 | 75 | 400 | 0.1 | 89.29 | 93.77 | 8.17 | 0
2020 | AZ_NM_SNV_Coal_2_SPP_S | AZ_NM_SNV_Coal | SPP_S | External | Summer | B4 | 100 | 400 | 0.07 | 88.91 | 92.99 | 8.17 | 0
2020 | AZ_NM_SNV_Coal_2_SPP_S | AZ_NM_SNV_Coal | SPP_S | External | Summer | B5 | 200 | 400 | 399.93 | 74.06 | 85.64 | 8.17 | 3.41
2020 | AZ_NM_SNV_Coal_2_SPP_S | AZ_NM_SNV_Coal | SPP_S | External | Summer | B6 | 300 | 400 | 0 | 72.97 | 70.44 | 8.17 | 0
2020 | AZ_NM_SNV_Coal_2_SPP_S | AZ_NM_SNV_Coal | SPP_S | External | Summer | B7 | 400 | 400 | 0 | 66.34 | 65.11 | 8.17 | 0
2020 | AZ_NM_SNV_Coal_2_SPP_S | AZ_NM_SNV_Coal | SPP_S | External | Summer | B8 | 500 | 400 | 0 | 65.45 | 63.84 | 8.17 | 0
2020 | AZ_NM_SNV_Coal_2_SPP_S | AZ_NM_SNV_Coal | SPP_S | External | Summer | B9 | 800 | 400 | 0 | 65.43 | 61.5 | 8.17 | 0
2020 | AZ_NM_SNV_Coal_2_SPP_S | AZ_NM_SNV_Coal | SPP_S | External | Summer | B10 | 1262 | 400 | 0 | 65.31 | 56.05 | 8.17 | 0
2020 | AZ_NM_SNV_Coal_2_SPP_S | AZ_NM_SNV_Coal | SPP_S | External | Winter | B16 | 25 | 400 | 0.12 | 69.96 | 68.36 | 8.17 | 0
2020 | AZ_NM_SNV_Coal_2_SPP_S | AZ_NM_SNV_Coal | SPP_S | External | Winter | B17 | 100 | 400 | 0.02 | 69.96 | 64.63 | 8.17 | 0
2020 | AZ_NM_SNV_Coal_2_SPP_S | AZ_NM_SNV_Coal | SPP_S | External | Winter | B18 | 400 | 400 | 0 | 69.96 | 62.72 | 8.17 | 0
2020 | AZ_NM_SNV_Coal_2_SPP_S | AZ_NM_SNV_Coal | SPP_S | External | Winter | B19 | 700 | 400 | 0 | 69.96 | 59.51 | 8.17 | 0
2020 | AZ_NM_SNV_Coal_2_SPP_S | AZ_NM_SNV_Coal | SPP_S | External | Winter | B20 | 935 | 400 | 0 | 68.55 | 53.92 | 8.17 | 0
2020 | ERCOT_2_SPP_S | ERCOT | SPP_S | External | Shoulder | B11 | 25 | 800 | 0.03 | 96.05 | 68.97 | 8 | 0
2020 | ERCOT_2_SPP_S | ERCOT | SPP_S | External | Shoulder | B12 | 200 | 800 | 0.01 | 69.91 | 63.35 | 8 | 0
2020 | ERCOT_2_SPP_S | ERCOT | SPP_S | External | Shoulder | B13 | 600 | 800 | 0 | 65.35 | 60.9 | 8 | 0
2020 | ERCOT_2_SPP_S | ERCOT | SPP_S | External | Shoulder | B14 | 900 | 800 | 0 | 65.35 | 56.57 | 8 | 0
2020 | ERCOT_2_SPP_S | ERCOT | SPP_S | External | Shoulder | B15 | 1203 | 800 | 0 | 65.35 | 52.16 | 8 | 0
2020 | ERCOT_2_SPP_S | ERCOT | SPP_S | External | Summer | B1 | 10 | 800 | 0.12 | 108.37 | 91.45 | 8 | 0
2020 | ERCOT_2_SPP_S | ERCOT | SPP_S | External | Summer | B2 | 25 | 800 | 0.09 | 97.99 | 92.99 | 8 | 0
2020 | ERCOT_2_SPP_S | ERCOT | SPP_S | External | Summer | B3 | 75 | 800 | 0.05 | 94.36 | 93.77 | 8 | 0
2020 | ERCOT_2_SPP_S | ERCOT | SPP_S | External | Summer | B4 | 100 | 800 | 0.03 | 94.35 | 92.99 | 8 | 0
2020 | ERCOT_2_SPP_S | ERCOT | SPP_S | External | Summer | B5 | 200 | 800 | 0 | 94.35 | 85.64 | 8 | 0
2020 | ERCOT_2_SPP_S | ERCOT | SPP_S | External | Summer | B6 | 300 | 800 | 0 | 94.35 | 70.44 | 8 | 0
2020 | ERCOT_2_SPP_S | ERCOT | SPP_S | External | Summer | B7 | 400 | 800 | 0 | 70.11 | 65.11 | 8 | 0
2020 | ERCOT_2_SPP_S | ERCOT | SPP_S | External | Summer | B8 | 500 | 800 | 0 | 65.83 | 63.84 | 8 | 0
2020 | ERCOT_2_SPP_S | ERCOT | SPP_S | External | Summer | B9 | 800 | 800 | 0 | 64.21 | 61.5 | 8 | 0
2020 | ERCOT_2_SPP_S | ERCOT | SPP_S | External | Summer | B10 | 1262 | 800 | 0 | 64.21 | 56.05 | 8 | 0
2020 | ERCOT_2_SPP_S | ERCOT | SPP_S | External | Winter | B16 | 25 | 800 | 0.07 | 77.12 | 68.36 | 8 | 0
2020 | ERCOT_2_SPP_S | ERCOT | SPP_S | External | Winter | B17 | 100 | 800 | 0.02 | 69.91 | 64.63 | 8 | 0
2020 | ERCOT_2_SPP_S | ERCOT | SPP_S | External | Winter | B18 | 400 | 800 | 0 | 67.82 | 62.72 | 8 | 0
2020 | ERCOT_2_SPP_S | ERCOT | SPP_S | External | Winter | B19 | 700 | 800 | 0 | 67.82 | 59.51 | 8 | 0
2020 | ERCOT_2_SPP_S | ERCOT | SPP_S | External | Winter | B20 | 935 | 800 | 0 | 67.82 | 53.92 | 8 | 0
2020 | MAPP_US_2_RMPA | MAPP_US | RMPA | External | Shoulder | B11 | 25 | 200 | 0.18 | 67.93 | 70.43 | 8 | 0.01
2020 | MAPP_US_2_RMPA | MAPP_US | RMPA | External | Shoulder | B12 | 200 | 200 | 198.49 | 62.35 | 70.43 | 8 | 0.07
2020 | MAPP_US_2_RMPA | MAPP_US | RMPA | External | Shoulder | B13 | 600 | 200 | 127.42 | 59.39 | 67.39 | 8 | 0
2020 | MAPP_US_2_RMPA | MAPP_US | RMPA | External | Shoulder | B14 | 900 | 200 | 199.94 | 58.71 | 67.39 | 8 | 0.68
2020 | MAPP_US_2_RMPA | MAPP_US | RMPA | External | Shoulder | B15 | 1203 | 200 | 199.98 | 55.45 | 64.88 | 8 | 1.43
2020 | MAPP_US_2_RMPA | MAPP_US | RMPA | External | Summer | B1 | 10 | 200 | 0.66 | 95.01 | 99.32 | 8 | 0.02
2020 | MAPP_US_2_RMPA | MAPP_US | RMPA | External | Summer | B2 | 25 | 200 | 0.09 | 95 | 89.3 | 8 | 0.01
2020 | MAPP_US_2_RMPA | MAPP_US | RMPA | External | Summer | B3 | 75 | 200 | 0.03 | 94.62 | 88.62 | 8 | 0
2020 | MAPP_US_2_RMPA | MAPP_US | RMPA | External | Summer | B4 | 100 | 200 | 0.02 | 90.96 | 84.97 | 8 | 0
2020 | MAPP_US_2_RMPA | MAPP_US | RMPA | External | Summer | B5 | 200 | 200 | 0.01 | 83.61 | 77.61 | 8 | 0
2020 | MAPP_US_2_RMPA | MAPP_US | RMPA | External | Summer | B6 | 300 | 200 | 0.01 | 68.42 | 68.66 | 8 | 0
2020 | MAPP_US_2_RMPA | MAPP_US | RMPA | External | Summer | B7 | 400 | 200 | 0.14 | 61.11 | 68.66 | 8 | 0
2020 | MAPP_US_2_RMPA | MAPP_US | RMPA | External | Summer | B8 | 500 | 200 | 199.98 | 57.37 | 68.66 | 8 | 3.29
2020 | MAPP_US_2_RMPA | MAPP_US | RMPA | External | Summer | B9 | 800 | 200 | 199.94 | 56.19 | 64.79 | 8 | 0.6
2020 | MAPP_US_2_RMPA | MAPP_US | RMPA | External | Summer | B10 | 1262 | 200 | 199.97 | 55.45 | 64.27 | 8 | 0.82
2020 | MAPP_US_2_RMPA | MAPP_US | RMPA | External | Winter | B16 | 25 | 200 | 0.36 | 70.41 | 76 | 8 | 0.01
2020 | MAPP_US_2_RMPA | MAPP_US | RMPA | External | Winter | B17 | 100 | 200 | 199.62 | 65.15 | 73.77 | 8 | 0.62
2020 | MAPP_US_2_RMPA | MAPP_US | RMPA | External | Winter | B18 | 400 | 200 | 11.87 | 62.07 | 70.07 | 8 | 0
2020 | MAPP_US_2_RMPA | MAPP_US | RMPA | External | Winter | B19 | 700 | 200 | 9.39 | 62.07 | 70.07 | 8 | 0
2020 | MAPP_US_2_RMPA | MAPP_US | RMPA | External | Winter | B20 | 935 | 200 | 0.02 | 55.45 | 61.48 | 8 | 0
2020 | NE_2_RMPA | NE | RMPA | External | Shoulder | B11 | 25 | 310 | 0.29 | 68.95 | 70.43 | 5 | 0
2020 | NE_2_RMPA | NE | RMPA | External | Shoulder | B12 | 200 | 310 | 309.96 | 61.63 | 70.43 | 5 | 3.79
2020 | NE_2_RMPA | NE | RMPA | External | Shoulder | B13 | 600 | 310 | 309.99 | 58.74 | 67.39 | 5 | 3.65
2020 | NE_2_RMPA | NE | RMPA | External | Shoulder | B14 | 900 | 310 | 309.99 | 56.04 | 67.39 | 5 | 6.35
2020 | NE_2_RMPA | NE | RMPA | External | Shoulder | B15 | 1203 | 310 | 310 | 52.14 | 64.88 | 5 | 7.73
2020 | NE_2_RMPA | NE | RMPA | External | Summer | B1 | 10 | 310 | 219.33 | 94.3 | 99.32 | 5 | 0.03
2020 | NE_2_RMPA | NE | RMPA | External | Summer | B2 | 25 | 310 | 0.13 | 94.29 | 89.3 | 5 | 0
2020 | NE_2_RMPA | NE | RMPA | External | Summer | B3 | 75 | 310 | 0.04 | 96.61 | 88.62 | 5 | 0
2020 | NE_2_RMPA | NE | RMPA | External | Summer | B4 | 100 | 310 | 0.02 | 92.96 | 84.97 | 5 | 0
2020 | NE_2_RMPA | NE | RMPA | External | Summer | B5 | 200 | 310 | 0.01 | 85.61 | 77.61 | 5 | 0
2020 | NE_2_RMPA | NE | RMPA | External | Summer | B6 | 300 | 310 | 0.02 | 70.42 | 68.66 | 5 | 0
2020 | NE_2_RMPA | NE | RMPA | External | Summer | B7 | 400 | 310 | 309.86 | 63.11 | 68.66 | 5 | 0.54
2020 | NE_2_RMPA | NE | RMPA | External | Summer | B8 | 500 | 310 | 309.97 | 61.67 | 68.66 | 5 | 1.99
2020 | NE_2_RMPA | NE | RMPA | External | Summer | B9 | 800 | 310 | 309.93 | 59.33 | 64.79 | 5 | 0.46
2020 | NE_2_RMPA | NE | RMPA | External | Summer | B10 | 1262 | 310 | 310 | 53.88 | 64.27 | 5 | 5.38
2020 | NE_2_RMPA | NE | RMPA | External | Winter | B16 | 25 | 310 | 29.69 | 71.02 | 76 | 5 | 0.01
2020 | NE_2_RMPA | NE | RMPA | External | Winter | B17 | 100 | 310 | 309.94 | 64.43 | 73.77 | 5 | 4.34
2020 | NE_2_RMPA | NE | RMPA | External | Winter | B18 | 400 | 310 | 309.98 | 61.35 | 70.07 | 5 | 3.72
2020 | NE_2_RMPA | NE | RMPA | External | Winter | B19 | 700 | 310 | 309.99 | 59.1 | 70.07 | 5 | 5.96
2020 | NE_2_RMPA | NE | RMPA | External | Winter | B20 | 935 | 310 | 309.99 | 53.9 | 61.48 | 5 | 2.58
2020 | NWPP_Coal_2_MAPP_US | NWPP_Coal | MAPP_US | External | Shoulder | B11 | 25 | 150 | 0.08 | 73.04 | 67.93 | 8 | 0.01
2020 | NWPP_Coal_2_MAPP_US | NWPP_Coal | MAPP_US | External | Shoulder | B12 | 200 | 150 | 0 | 73.04 | 62.35 | 8 | 0
2020 | NWPP_Coal_2_MAPP_US | NWPP_Coal | MAPP_US | External | Shoulder | B13 | 600 | 150 | 0 | 73.04 | 59.39 | 8 | 0
2020 | NWPP_Coal_2_MAPP_US | NWPP_Coal | MAPP_US | External | Shoulder | B14 | 900 | 150 | 0 | 73.04 | 58.71 | 8 | 0
2020 | NWPP_Coal_2_MAPP_US | NWPP_Coal | MAPP_US | External | Shoulder | B15 | 1203 | 150 | 0 | 73.04 | 55.45 | 8 | 0
2020 | NWPP_Coal_2_MAPP_US | NWPP_Coal | MAPP_US | External | Summer | B1 | 10 | 150 | 149.21 | 84.28 | 95.01 | 8 | 2.76
2020 | NWPP_Coal_2_MAPP_US | NWPP_Coal | MAPP_US | External | Summer | B2 | 25 | 150 | 149.84 | 81.13 | 95 | 8 | 5.89
2020 | NWPP_Coal_2_MAPP_US | NWPP_Coal | MAPP_US | External | Summer | B3 | 75 | 150 | 149.98 | 72.96 | 94.62 | 8 | 13.67
2020 | NWPP_Coal_2_MAPP_US | NWPP_Coal | MAPP_US | External | Summer | B4 | 100 | 150 | 149.97 | 72.96 | 90.96 | 8 | 10.01
2020 | NWPP_Coal_2_MAPP_US | NWPP_Coal | MAPP_US | External | Summer | B5 | 200 | 150 | 149.94 | 72.96 | 83.61 | 8 | 2.66
2020 | NWPP_Coal_2_MAPP_US | NWPP_Coal | MAPP_US | External | Summer | B6 | 300 | 150 | 0 | 72.96 | 68.42 | 8 | 0
2020 | NWPP_Coal_2_MAPP_US | NWPP_Coal | MAPP_US | External | Summer | B7 | 400 | 150 | 0 | 72.96 | 61.11 | 8 | 0
2020 | NWPP_Coal_2_MAPP_US | NWPP_Coal | MAPP_US | External | Summer | B8 | 500 | 150 | 0 | 72.96 | 57.37 | 8 | 0
2020 | NWPP_Coal_2_MAPP_US | NWPP_Coal | MAPP_US | External | Summer | B9 | 800 | 150 | 0 | 72.96 | 56.19 | 8 | 0
2020 | NWPP_Coal_2_MAPP_US | NWPP_Coal | MAPP_US | External | Summer | B10 | 1262 | 150 | 0 | 72.96 | 55.45 | 8 | 0
2020 | NWPP_Coal_2_MAPP_US | NWPP_Coal | MAPP_US | External | Winter | B16 | 25 | 150 | 0.08 | 76.71 | 70.41 | 8 | 0.01
2020 | NWPP_Coal_2_MAPP_US | NWPP_Coal | MAPP_US | External | Winter | B17 | 100 | 150 | 0.01 | 76.71 | 65.15 | 8 | 0
2020 | NWPP_Coal_2_MAPP_US | NWPP_Coal | MAPP_US | External | Winter | B18 | 400 | 150 | 0 | 76.71 | 62.07 | 8 | 0
2020 | NWPP_Coal_2_MAPP_US | NWPP_Coal | MAPP_US | External | Winter | B19 | 700 | 150 | 0 | 76.71 | 62.07 | 8 | 0
2020 | NWPP_Coal_2_MAPP_US | NWPP_Coal | MAPP_US | External | Winter | B20 | 935 | 150 | 0 | 76.71 | 55.45 | 8 | 0
2020 | RMPA_2_MAPP_US | RMPA | MAPP_US | External | Shoulder | B11 | 25 | 200 | 0.1 | 70.43 | 67.93 | 8 | 0.01
2020 | RMPA_2_MAPP_US | RMPA | MAPP_US | External | Shoulder | B12 | 200 | 200 | 0 | 70.43 | 62.35 | 8 | 0
2020 | RMPA_2_MAPP_US | RMPA | MAPP_US | External | Shoulder | B13 | 600 | 200 | 0 | 67.39 | 59.39 | 8 | 0
2020 | RMPA_2_MAPP_US | RMPA | MAPP_US | External | Shoulder | B14 | 900 | 200 | 0 | 67.39 | 58.71 | 8 | 0
2020 | RMPA_2_MAPP_US | RMPA | MAPP_US | External | Shoulder | B15 | 1203 | 200 | 0 | 64.88 | 55.45 | 8 | 0
2020 | RMPA_2_MAPP_US | RMPA | MAPP_US | External | Summer | B1 | 10 | 200 | 0.2 | 99.32 | 95.01 | 8 | 0.02
2020 | RMPA_2_MAPP_US | RMPA | MAPP_US | External | Summer | B2 | 25 | 200 | 0.37 | 89.3 | 95 | 8 | 0.01
2020 | RMPA_2_MAPP_US | RMPA | MAPP_US | External | Summer | B3 | 75 | 200 | 0.15 | 88.62 | 94.62 | 8 | 0
2020 | RMPA_2_MAPP_US | RMPA | MAPP_US | External | Summer | B4 | 100 | 200 | 0.12 | 84.97 | 90.96 | 8 | 0
2020 | RMPA_2_MAPP_US | RMPA | MAPP_US | External | Summer | B5 | 200 | 200 | 0.06 | 77.61 | 83.61 | 8 | 0
2020 | RMPA_2_MAPP_US | RMPA | MAPP_US | External | Summer | B6 | 300 | 200 | 0.01 | 68.66 | 68.42 | 8 | 0
2020 | RMPA_2_MAPP_US | RMPA | MAPP_US | External | Summer | B7 | 400 | 200 | 0 | 68.66 | 61.11 | 8 | 0
2020 | RMPA_2_MAPP_US | RMPA | MAPP_US | External | Summer | B8 | 500 | 200 | 0 | 68.66 | 57.37 | 8 | 0
2020 | RMPA_2_MAPP_US | RMPA | MAPP_US | External | Summer | B9 | 800 | 200 | 0 | 64.79 | 56.19 | 8 | 0
2020 | RMPA_2_MAPP_US | RMPA | MAPP_US | External | Summer | B10 | 1262 | 200 | 0 | 64.27 | 55.45 | 8 | 0
2020 | RMPA_2_MAPP_US | RMPA | MAPP_US | External | Winter | B16 | 25 | 200 | 0.08 | 76 | 70.41 | 8 | 0.01
2020 | RMPA_2_MAPP_US | RMPA | MAPP_US | External | Winter | B17 | 100 | 200 | 0.02 | 73.77 | 65.15 | 8 | 0
2020 | RMPA_2_MAPP_US | RMPA | MAPP_US | External | Winter | B18 | 400 | 200 | 0 | 70.07 | 62.07 | 8 | 0
2020 | RMPA_2_MAPP_US | RMPA | MAPP_US | External | Winter | B19 | 700 | 200 | 0 | 70.07 | 62.07 | 8 | 0
2020 | RMPA_2_MAPP_US | RMPA | MAPP_US | External | Winter | B20 | 935 | 200 | 0 | 61.48 | 55.45 | 8 | 0
2020 | RMPA_2_NE | RMPA | NE | External | Shoulder | B11 | 25 | 310 | 0.11 | 70.43 | 68.95 | 8 | 0
2020 | RMPA_2_NE | RMPA | NE | External | Shoulder | B12 | 200 | 310 | 0 | 70.43 | 61.63 | 8 | 0
2020 | RMPA_2_NE | RMPA | NE | External | Shoulder | B13 | 600 | 310 | 0 | 67.39 | 58.74 | 8 | 0
2020 | RMPA_2_NE | RMPA | NE | External | Shoulder | B14 | 900 | 310 | 0 | 67.39 | 56.04 | 8 | 0
2020 | RMPA_2_NE | RMPA | NE | External | Shoulder | B15 | 1203 | 310 | 0 | 64.88 | 52.14 | 8 | 0
2020 | RMPA_2_NE | RMPA | NE | External | Summer | B1 | 10 | 310 | 0.19 | 99.32 | 94.3 | 8 | 0.01
2020 | RMPA_2_NE | RMPA | NE | External | Summer | B2 | 25 | 310 | 0.3 | 89.3 | 94.29 | 8 | 0
2020 | RMPA_2_NE | RMPA | NE | External | Summer | B3 | 75 | 310 | 37.1 | 88.62 | 96.61 | 8 | 0
2020 | RMPA_2_NE | RMPA | NE | External | Summer | B4 | 100 | 310 | 73.8 | 84.97 | 92.96 | 8 | 0
2020 | RMPA_2_NE | RMPA | NE | External | Summer | B5 | 200 | 310 | 120.36 | 77.61 | 85.61 | 8 | 0
2020 | RMPA_2_NE | RMPA | NE | External | Summer | B6 | 300 | 310 | 0.02 | 68.66 | 70.42 | 8 | 0
2020 | RMPA_2_NE | RMPA | NE | External | Summer | B7 | 400 | 310 | 0 | 68.66 | 63.11 | 8 | 0
2020 | RMPA_2_NE | RMPA | NE | External | Summer | B8 | 500 | 310 | 0 | 68.66 | 61.67 | 8 | 0
2020 | RMPA_2_NE | RMPA | NE | External | Summer | B9 | 800 | 310 | 0 | 64.79 | 59.33 | 8 | 0
2020 | RMPA_2_NE | RMPA | NE | External | Summer | B10 | 1262 | 310 | 0 | 64.27 | 53.88 | 8 | 0
2020 | RMPA_2_NE | RMPA | NE | External | Winter | B16 | 25 | 310 | 0.08 | 76 | 71.02 | 8 | 0
2020 | RMPA_2_NE | RMPA | NE | External | Winter | B17 | 100 | 310 | 0.02 | 73.77 | 64.43 | 8 | 0
2020 | RMPA_2_NE | RMPA | NE | External | Winter | B18 | 400 | 310 | 0 | 70.07 | 61.35 | 8 | 0
2020 | RMPA_2_NE | RMPA | NE | External | Winter | B19 | 700 | 310 | 0 | 70.07 | 59.1 | 8 | 0
2020 | RMPA_2_NE | RMPA | NE | External | Winter | B20 | 935 | 310 | 0 | 61.48 | 53.9 | 8 | 0
2020 | RMPA_2_SPP_N | RMPA | SPP_N | External | Shoulder | B11 | 25 | 210 | 0.11 | 70.43 | 68.96 | 8 | 0.01
2020 | RMPA_2_SPP_N | RMPA | SPP_N | External | Shoulder | B12 | 200 | 210 | 0 | 70.43 | 63.34 | 8 | 0
2020 | RMPA_2_SPP_N | RMPA | SPP_N | External | Shoulder | B13 | 600 | 210 | 0 | 67.39 | 60.89 | 8 | 0
2020 | RMPA_2_SPP_N | RMPA | SPP_N | External | Shoulder | B14 | 900 | 210 | 0 | 67.39 | 56.55 | 8 | 0
2020 | RMPA_2_SPP_N | RMPA | SPP_N | External | Shoulder | B15 | 1203 | 210 | 0 | 64.88 | 52.15 | 8 | 0
2020 | RMPA_2_SPP_N | RMPA | SPP_N | External | Summer | B1 | 10 | 210 | 0.19 | 99.32 | 94.29 | 8 | 0.02
2020 | RMPA_2_SPP_N | RMPA | SPP_N | External | Summer | B2 | 25 | 210 | 0.3 | 89.3 | 94.3 | 8 | 0.01
2020 | RMPA_2_SPP_N | RMPA | SPP_N | External | Summer | B3 | 75 | 210 | 131.89 | 88.62 | 96.62 | 8 | 0
2020 | RMPA_2_SPP_N | RMPA | SPP_N | External | Summer | B4 | 100 | 210 | 193.88 | 84.97 | 92.97 | 8 | 0.01
2020 | RMPA_2_SPP_N | RMPA | SPP_N | External | Summer | B5 | 200 | 210 | 202.77 | 77.61 | 85.62 | 8 | 0.01
2020 | RMPA_2_SPP_N | RMPA | SPP_N | External | Summer | B6 | 300 | 210 | 0.02 | 68.66 | 70.43 | 8 | 0
2020 | RMPA_2_SPP_N | RMPA | SPP_N | External | Summer | B7 | 400 | 210 | 0 | 68.66 | 65.09 | 8 | 0
2020 | RMPA_2_SPP_N | RMPA | SPP_N | External | Summer | B8 | 500 | 210 | 0 | 68.66 | 63.82 | 8 | 0
2020 | RMPA_2_SPP_N | RMPA | SPP_N | External | Summer | B9 | 800 | 210 | 0 | 64.79 | 61.48 | 8 | 0
2020 | RMPA_2_SPP_N | RMPA | SPP_N | External | Summer | B10 | 1262 | 210 | 0 | 64.27 | 56.03 | 8 | 0
2020 | RMPA_2_SPP_N | RMPA | SPP_N | External | Winter | B16 | 25 | 210 | 0.08 | 76 | 71.21 | 8 | 0.01
2020 | RMPA_2_SPP_N | RMPA | SPP_N | External | Winter | B17 | 100 | 210 | 0.02 | 73.77 | 64.62 | 8 | 0
2020 | RMPA_2_SPP_N | RMPA | SPP_N | External | Winter | B18 | 400 | 210 | 0 | 70.07 | 62.71 | 8 | 0
2020 | RMPA_2_SPP_N | RMPA | SPP_N | External | Winter | B19 | 700 | 210 | 0 | 70.07 | 59.5 | 8 | 0
2020 | RMPA_2_SPP_N | RMPA | SPP_N | External | Winter | B20 | 935 | 210 | 0 | 61.48 | 53.91 | 8 | 0
2020 | SPP_N_2_RMPA | SPP_N | RMPA | External | Shoulder | B11 | 25 | 210 | 0.28 | 68.96 | 70.43 | 5 | 0.01
2020 | SPP_N_2_RMPA | SPP_N | RMPA | External | Shoulder | B12 | 200 | 210 | 209.94 | 63.34 | 70.43 | 5 | 2.09
2020 | SPP_N_2_RMPA | SPP_N | RMPA | External | Shoulder | B13 | 600 | 210 | 209.97 | 60.89 | 67.39 | 5 | 1.5
2020 | SPP_N_2_RMPA | SPP_N | RMPA | External | Shoulder | B14 | 900 | 210 | 209.99 | 56.55 | 67.39 | 5 | 5.84
2020 | SPP_N_2_RMPA | SPP_N | RMPA | External | Shoulder | B15 | 1203 | 210 | 210 | 52.15 | 64.88 | 5 | 7.73
2020 | SPP_N_2_RMPA | SPP_N | RMPA | External | Summer | B1 | 10 | 210 | 160.06 | 94.29 | 99.32 | 5 | 0.05
2020 | SPP_N_2_RMPA | SPP_N | RMPA | External | Summer | B2 | 25 | 210 | 0.12 | 94.3 | 89.3 | 5 | 0.01
2020 | SPP_N_2_RMPA | SPP_N | RMPA | External | Summer | B3 | 75 | 210 | 0.04 | 96.62 | 88.62 | 5 | 0
2020 | SPP_N_2_RMPA | SPP_N | RMPA | External | Summer | B4 | 100 | 210 | 0.02 | 92.97 | 84.97 | 5 | 0
2020 | SPP_N_2_RMPA | SPP_N | RMPA | External | Summer | B5 | 200 | 210 | 0.01 | 85.62 | 77.61 | 5 | 0
2020 | SPP_N_2_RMPA | SPP_N | RMPA | External | Summer | B6 | 300 | 210 | 0.01 | 70.43 | 68.66 | 5 | 0
2020 | SPP_N_2_RMPA | SPP_N | RMPA | External | Summer | B7 | 400 | 210 | 0.05 | 65.09 | 68.66 | 5 | 0
2020 | SPP_N_2_RMPA | SPP_N | RMPA | External | Summer | B8 | 500 | 210 | 0.27 | 63.82 | 68.66 | 5 | 0
2020 | SPP_N_2_RMPA | SPP_N | RMPA | External | Summer | B9 | 800 | 210 | 0.02 | 61.48 | 64.79 | 5 | 0
2020 | SPP_N_2_RMPA | SPP_N | RMPA | External | Summer | B10 | 1262 | 210 | 209.99 | 56.03 | 64.27 | 5 | 3.23
2020 | SPP_N_2_RMPA | SPP_N | RMPA | External | Winter | B16 | 25 | 210 | 2.81 | 71.21 | 76 | 5 | 0.01
2020 | SPP_N_2_RMPA | SPP_N | RMPA | External | Winter | B17 | 100 | 210 | 209.94 | 64.62 | 73.77 | 5 | 4.16
2020 | SPP_N_2_RMPA | SPP_N | RMPA | External | Winter | B18 | 400 | 210 | 209.97 | 62.71 | 70.07 | 5 | 2.36
2020 | SPP_N_2_RMPA | SPP_N | RMPA | External | Winter | B19 | 700 | 210 | 209.99 | 59.5 | 70.07 | 5 | 5.57
2020 | SPP_N_2_RMPA | SPP_N | RMPA | External | Winter | B20 | 935 | 210 | 209.99 | 53.91 | 61.48 | 5 | 2.57
2020 | SPP_S_2_ERCOT | SPP_S | ERCOT | External | Shoulder | B11 | 25 | 800 | 799.95 | 68.97 | 96.05 | 5 | 22.08
2020 | SPP_S_2_ERCOT | SPP_S | ERCOT | External | Shoulder | B12 | 200 | 800 | 799.92 | 63.35 | 69.91 | 5 | 1.56
2020 | SPP_S_2_ERCOT | SPP_S | ERCOT | External | Shoulder | B13 | 600 | 800 | 0.08 | 60.9 | 65.35 | 5 | 0
2020 | SPP_S_2_ERCOT | SPP_S | ERCOT | External | Shoulder | B14 | 900 | 800 | 799.99 | 56.57 | 65.35 | 5 | 3.79
2020 | SPP_S_2_ERCOT | SPP_S | ERCOT | External | Shoulder | B15 | 1203 | 800 | 800 | 52.16 | 65.35 | 5 | 8.19
2020 | SPP_S_2_ERCOT | SPP_S | ERCOT | External | Summer | B1 | 10 | 800 | 799.78 | 91.45 | 108.37 | 5 | 11.92
2020 | SPP_S_2_ERCOT | SPP_S | ERCOT | External | Summer | B2 | 25 | 800 | 455.37 | 92.99 | 97.99 | 5 | 0.01
2020 | SPP_S_2_ERCOT | SPP_S | ERCOT | External | Summer | B3 | 75 | 800 | 0.09 | 93.77 | 94.36 | 5 | 0
2020 | SPP_S_2_ERCOT | SPP_S | ERCOT | External | Summer | B4 | 100 | 800 | 0.08 | 92.99 | 94.35 | 5 | 0
2020 | SPP_S_2_ERCOT | SPP_S | ERCOT | External | Summer | B5 | 200 | 800 | 799.96 | 85.64 | 94.35 | 5 | 3.72
2020 | SPP_S_2_ERCOT | SPP_S | ERCOT | External | Summer | B6 | 300 | 800 | 799.99 | 70.44 | 94.35 | 5 | 18.91
2020 | SPP_S_2_ERCOT | SPP_S | ERCOT | External | Summer | B7 | 400 | 800 | 259.08 | 65.11 | 70.11 | 5 | 0
2020 | SPP_S_2_ERCOT | SPP_S | ERCOT | External | Summer | B8 | 500 | 800 | 0.03 | 63.84 | 65.83 | 5 | 0
2020 | SPP_S_2_ERCOT | SPP_S | ERCOT | External | Summer | B9 | 800 | 800 | 0.02 | 61.5 | 64.21 | 5 | 0
2020 | SPP_S_2_ERCOT | SPP_S | ERCOT | External | Summer | B10 | 1262 | 800 | 799.98 | 56.05 | 64.21 | 5 | 3.16
2020 | SPP_S_2_ERCOT | SPP_S | ERCOT | External | Winter | B16 | 25 | 800 | 799.73 | 68.36 | 77.12 | 5 | 3.76
2020 | SPP_S_2_ERCOT | SPP_S | ERCOT | External | Winter | B17 | 100 | 800 | 799.32 | 64.63 | 69.91 | 5 | 0.28
2020 | SPP_S_2_ERCOT | SPP_S | ERCOT | External | Winter | B18 | 400 | 800 | 798.14 | 62.72 | 67.82 | 5 | 0.1
2020 | SPP_S_2_ERCOT | SPP_S | ERCOT | External | Winter | B19 | 700 | 800 | 799.98 | 59.51 | 67.82 | 5 | 3.31
2020 | SPP_S_2_ERCOT | SPP_S | ERCOT | External | Winter | B20 | 935 | 800 | 799.99 | 53.92 | 67.82 | 5 | 8.89
2025 | AZ_NM_SNV_Coal_2_SPP_S | AZ_NM_SNV_Coal | SPP_S | External | Shoulder | B11 | 25 | 400 | 0.13 | 72.79 | 70.49 | 8.17 | 0
2025 | AZ_NM_SNV_Coal_2_SPP_S | AZ_NM_SNV_Coal | SPP_S | External | Shoulder | B12 | 200 | 400 | 0 | 72.49 | 54.93 | 8.17 | 0
2025 | AZ_NM_SNV_Coal_2_SPP_S | AZ_NM_SNV_Coal | SPP_S | External | Shoulder | B13 | 600 | 400 | 0 | 72.49 | 51.64 | 8.17 | 0
2025 | AZ_NM_SNV_Coal_2_SPP_S | AZ_NM_SNV_Coal | SPP_S | External | Shoulder | B14 | 900 | 400 | 0 | 72.49 | 47.15 | 8.17 | 0
2025 | AZ_NM_SNV_Coal_2_SPP_S | AZ_NM_SNV_Coal | SPP_S | External | Shoulder | B15 | 1203 | 400 | 0 | 72.49 | 40.47 | 8.17 | 0
2025 | AZ_NM_SNV_Coal_2_SPP_S | AZ_NM_SNV_Coal | SPP_S | External | Summer | B1 | 10 | 400 | 0.12 | 107.48 | 87.75 | 8.17 | 0.01
2025 | AZ_NM_SNV_Coal_2_SPP_S | AZ_NM_SNV_Coal | SPP_S | External | Summer | B2 | 25 | 400 | 0.09 | 97.41 | 90.48 | 8.17 | 0
2025 | AZ_NM_SNV_Coal_2_SPP_S | AZ_NM_SNV_Coal | SPP_S | External | Summer | B3 | 75 | 400 | 0.1 | 97.4 | 101.07 | 8.17 | 0
2025 | AZ_NM_SNV_Coal_2_SPP_S | AZ_NM_SNV_Coal | SPP_S | External | Summer | B4 | 100 | 400 | 0.07 | 95.16 | 98.61 | 8.17 | 0
2025 | AZ_NM_SNV_Coal_2_SPP_S | AZ_NM_SNV_Coal | SPP_S | External | Summer | B5 | 200 | 400 | 0.03 | 87.01 | 90.14 | 8.17 | 0
2025 | AZ_NM_SNV_Coal_2_SPP_S | AZ_NM_SNV_Coal | SPP_S | External | Summer | B6 | 300 | 400 | 0 | 87.01 | 77.25 | 8.17 | 0
2025 | AZ_NM_SNV_Coal_2_SPP_S | AZ_NM_SNV_Coal | SPP_S | External | Summer | B7 | 400 | 400 | 0 | 78.83 | 72.31 | 8.17 | 0
2025 | AZ_NM_SNV_Coal_2_SPP_S | AZ_NM_SNV_Coal | SPP_S | External | Summer | B8 | 500 | 400 | 0 | 78.83 | 67.23 | 8.17 | 0
2025 | AZ_NM_SNV_Coal_2_SPP_S | AZ_NM_SNV_Coal | SPP_S | External | Summer | B9 | 800 | 400 | 0 | 75.29 | 62.52 | 8.17 | 0
2025 | AZ_NM_SNV_Coal_2_SPP_S | AZ_NM_SNV_Coal | SPP_S | External | Summer | B10 | 1262 | 400 | 0 | 70.68 | 41.57 | 8.17 | 0
2025 | AZ_NM_SNV_Coal_2_SPP_S | AZ_NM_SNV_Coal | SPP_S | External | Winter | B16 | 25 | 400 | 0.06 | 75.85 | 60.65 | 8.17 | 0
2025 | AZ_NM_SNV_Coal_2_SPP_S | AZ_NM_SNV_Coal | SPP_S | External | Winter | B17 | 100 | 400 | 0.01 | 75.85 | 54.5 | 8.17 | 0
2025 | AZ_NM_SNV_Coal_2_SPP_S | AZ_NM_SNV_Coal | SPP_S | External | Winter | B18 | 400 | 400 | 0 | 75.85 | 54.5 | 8.17 | 0
2025 | AZ_NM_SNV_Coal_2_SPP_S | AZ_NM_SNV_Coal | SPP_S | External | Winter | B19 | 700 | 400 | 0 | 75.85 | 52.84 | 8.17 | 0
2025 | AZ_NM_SNV_Coal_2_SPP_S | AZ_NM_SNV_Coal | SPP_S | External | Winter | B20 | 935 | 400 | 0 | 75.85 | 43.54 | 8.17 | 0
2025 | ERCOT_2_SPP_S | ERCOT | SPP_S | External | Shoulder | B11 | 25 | 800 | 0.09 | 76.91 | 70.49 | 8 | 0
2025 | ERCOT_2_SPP_S | ERCOT | SPP_S | External | Shoulder | B12 | 200 | 800 | 0 | 70.41 | 54.93 | 8 | 0
2025 | ERCOT_2_SPP_S | ERCOT | SPP_S | External | Shoulder | B13 | 600 | 800 | 0 | 70.41 | 51.64 | 8 | 0
2025 | ERCOT_2_SPP_S | ERCOT | SPP_S | External | Shoulder | B14 | 900 | 800 | 0 | 70.41 | 47.15 | 8 | 0
2025 | ERCOT_2_SPP_S | ERCOT | SPP_S | External | Shoulder | B15 | 1203 | 800 | 0 | 61.29 | 40.47 | 8 | 0
2025 | ERCOT_2_SPP_S | ERCOT | SPP_S | External | Summer | B1 | 10 | 800 | 0.11 | 110.25 | 87.75 | 8 | 0.01
2025 | ERCOT_2_SPP_S | ERCOT | SPP_S | External | Summer | B2 | 25 | 800 | 0.08 | 101.71 | 90.48 | 8 | 0
2025 | ERCOT_2_SPP_S | ERCOT | SPP_S | External | Summer | B3 | 75 | 800 | 0.06 | 101.71 | 101.07 | 8 | 0
2025 | ERCOT_2_SPP_S | ERCOT | SPP_S | External | Summer | B4 | 100 | 800 | 0.03 | 101.71 | 98.61 | 8 | 0
2025 | ERCOT_2_SPP_S | ERCOT | SPP_S | External | Summer | B5 | 200 | 800 | 0.01 | 95.14 | 90.14 | 8 | 0
2025 | ERCOT_2_SPP_S | ERCOT | SPP_S | External | Summer | B6 | 300 | 800 | 0.01 | 81.97 | 77.25 | 8 | 0
2025 | ERCOT_2_SPP_S | ERCOT | SPP_S | External | Summer | B7 | 400 | 800 | 0 | 75.52 | 72.31 | 8 | 0
2025 | ERCOT_2_SPP_S | ERCOT | SPP_S | External | Summer | B8 | 500 | 800 | 0 | 69.15 | 67.23 | 8 | 0
2025 | ERCOT_2_SPP_S | ERCOT | SPP_S | External | Summer | B9 | 800 | 800 | 0 | 69.15 | 62.52 | 8 | 0
2025 | ERCOT_2_SPP_S | ERCOT | SPP_S | External | Summer | B10 | 1262 | 800 | 0 | 69.15 | 41.57 | 8 | 0
2025 | ERCOT_2_SPP_S | ERCOT | SPP_S | External | Winter | B16 | 25 | 800 | 0.07 | 73.23 | 60.65 | 8 | 0
2025 | ERCOT_2_SPP_S | ERCOT | SPP_S | External | Winter | B17 | 100 | 800 | 0.01 | 73.13 | 54.5 | 8 | 0
2025 | ERCOT_2_SPP_S | ERCOT | SPP_S | External | Winter | B18 | 400 | 800 | 0 | 73.12 | 54.5 | 8 | 0
2025 | ERCOT_2_SPP_S | ERCOT | SPP_S | External | Winter | B19 | 700 | 800 | 0 | 73.12 | 52.84 | 8 | 0
2025 | ERCOT_2_SPP_S | ERCOT | SPP_S | External | Winter | B20 | 935 | 800 | 0 | 63.66 | 43.54 | 8 | 0
2025 | MAPP_US_2_RMPA | MAPP_US | RMPA | External | Shoulder | B11 | 25 | 200 | 197.14 | 68.14 | 76.44 | 8 | 0.31
2025 | MAPP_US_2_RMPA | MAPP_US | RMPA | External | Shoulder | B12 | 200 | 200 | 199.99 | 56.46 | 76.44 | 8 | 11.98
2025 | MAPP_US_2_RMPA | MAPP_US | RMPA | External | Shoulder | B13 | 600 | 200 | 200 | 53.52 | 76.44 | 8 | 14.93
2025 | MAPP_US_2_RMPA | MAPP_US | RMPA | External | Shoulder | B14 | 900 | 200 | 200 | 49.99 | 76.44 | 8 | 18.45
2025 | MAPP_US_2_RMPA | MAPP_US | RMPA | External | Shoulder | B15 | 1203 | 200 | 200 | 41.88 | 76.44 | 8 | 26.56
2025 | MAPP_US_2_RMPA | MAPP_US | RMPA | External | Summer | B1 | 10 | 200 | 199.09 | 97.41 | 107.51 | 8 | 2.12
2025 | MAPP_US_2_RMPA | MAPP_US | RMPA | External | Summer | B2 | 25 | 200 | 198.45 | 91.58 | 100.15 | 8 | 0.58
2025 | MAPP_US_2_RMPA | MAPP_US | RMPA | External | Summer | B3 | 75 | 200 | 0.4 | 98.18 | 105.18 | 8 | 0
2025 | MAPP_US_2_RMPA | MAPP_US | RMPA | External | Summer | B4 | 100 | 200 | 54.87 | 91.26 | 99.25 | 8 | 0
2025 | MAPP_US_2_RMPA | MAPP_US | RMPA | External | Summer | B5 | 200 | 200 | 41.22 | 84.89 | 92.89 | 8 | 0
2025 | MAPP_US_2_RMPA | MAPP_US | RMPA | External | Summer | B6 | 300 | 200 | 0.24 | 74.26 | 81.91 | 8 | 0
2025 | MAPP_US_2_RMPA | MAPP_US | RMPA | External | Summer | B7 | 400 | 200 | 199.97 | 66.73 | 76.97 | 8 | 2.24
2025 | MAPP_US_2_RMPA | MAPP_US | RMPA | External | Summer | B8 | 500 | 200 | 199.99 | 57.4 | 74.45 | 8 | 9.05
2025 | MAPP_US_2_RMPA | MAPP_US | RMPA | External | Summer | B9 | 800 | 200 | 200 | 52.69 | 74.45 | 8 | 13.75
2025 | MAPP_US_2_RMPA | MAPP_US | RMPA | External | Summer | B10 | 1262 | 200 | 200 | 39.86 | 74.45 | 8 | 26.58
2025 | MAPP_US_2_RMPA | MAPP_US | RMPA | External | Winter | B16 | 25 | 200 | 199.89 | 62.49 | 80.19 | 8 | 9.72
2025 | MAPP_US_2_RMPA | MAPP_US | RMPA | External | Winter | B17 | 100 | 200 | 199.98 | 56.35 | 80.18 | 8 | 15.83
2025 | MAPP_US_2_RMPA | MAPP_US | RMPA | External | Winter | B18 | 400 | 200 | 199.99 | 56.35 | 80.18 | 8 | 15.83
2025 | MAPP_US_2_RMPA | MAPP_US | RMPA | External | Winter | B19 | 700 | 200 | 200 | 56.35 | 80.18 | 8 | 15.83
2025 | MAPP_US_2_RMPA | MAPP_US | RMPA | External | Winter | B20 | 935 | 200 | 200 | 44.33 | 80.18 | 8 | 27.85
2025 | NE_2_RMPA | NE | RMPA | External | Shoulder | B11 | 25 | 310 | 309.25 | 70.14 | 76.44 | 5 | 1.31
2025 | NE_2_RMPA | NE | RMPA | External | Shoulder | B12 | 200 | 310 | 309.99 | 53.88 | 76.44 | 5 | 17.56
2025 | NE_2_RMPA | NE | RMPA | External | Shoulder | B13 | 600 | 310 | 310 | 50.93 | 76.44 | 5 | 20.51
2025 | NE_2_RMPA | NE | RMPA | External | Shoulder | B14 | 900 | 310 | 310 | 47.41 | 76.44 | 5 | 24.04
2025 | NE_2_RMPA | NE | RMPA | External | Shoulder | B15 | 1203 | 310 | 310 | 39.3 | 76.44 | 5 | 32.14
2025 | NE_2_RMPA | NE | RMPA | External | Summer | B1 | 10 | 310 | 309.72 | 92.57 | 107.51 | 5 | 9.95
2025 | NE_2_RMPA | NE | RMPA | External | Summer | B2 | 25 | 310 | 309.76 | 90.45 | 100.15 | 5 | 4.71
2025 | NE_2_RMPA | NE | RMPA | External | Summer | B3 | 75 | 310 | 106.73 | 100.18 | 105.18 | 5 | 0
2025 | NE_2_RMPA | NE | RMPA | External | Summer | B4 | 100 | 310 | 0.11 | 98.25 | 99.25 | 5 | 0
2025 | NE_2_RMPA | NE | RMPA | External | Summer | B5 | 200 | 310 | 0.43 | 90.08 | 92.89 | 5 | 0
2025 | NE_2_RMPA | NE | RMPA | External | Summer | B6 | 300 | 310 | 309.46 | 76.44 | 81.91 | 5 | 0.47
2025 | NE_2_RMPA | NE | RMPA | External | Summer | B7 | 400 | 310 | 304.49 | 71.95 | 76.97 | 5 | 0.02
2025 | NE_2_RMPA | NE | RMPA | External | Summer | B8 | 500 | 310 | 309.99 | 64.4 | 74.45 | 5 | 5.05
2025 | NE_2_RMPA | NE | RMPA | External | Summer | B9 | 800 | 310 | 309.99 | 59.69 | 74.45 | 5 | 9.75
2025 | NE_2_RMPA | NE | RMPA | External | Summer | B10 | 1262 | 310 | 310 | 38.74 | 74.45 | 5 | 30.71
2025 | NE_2_RMPA | NE | RMPA | External | Winter | B16 | 25 | 310 | 309.93 | 59.9 | 80.19 | 5 | 15.29
2025 | NE_2_RMPA | NE | RMPA | External | Winter | B17 | 100 | 310 | 309.99 | 53.77 | 80.18 | 5 | 21.41
2025 | NE_2_RMPA | NE | RMPA | External | Winter | B18 | 400 | 310 | 310 | 53.76 | 80.18 | 5 | 21.41
2025 | NE_2_RMPA | NE | RMPA | External | Winter | B19 | 700 | 310 | 310 | 52.24 | 80.18 | 5 | 22.94
2025 | NE_2_RMPA | NE | RMPA | External | Winter | B20 | 935 | 310 | 310 | 41.74 | 80.18 | 5 | 33.44
2025 | NWPP_Coal_2_MAPP_US | NWPP_Coal | MAPP_US | External | Shoulder | B11 | 25 | 150 | 0.06 | 84.61 | 68.14 | 8 | 0.01
2025 | NWPP_Coal_2_MAPP_US | NWPP_Coal | MAPP_US | External | Shoulder | B12 | 200 | 150 | 0 | 84.61 | 56.46 | 8 | 0
2025 | NWPP_Coal_2_MAPP_US | NWPP_Coal | MAPP_US | External | Shoulder | B13 | 600 | 150 | 0 | 84.61 | 53.52 | 8 | 0
2025 | NWPP_Coal_2_MAPP_US | NWPP_Coal | MAPP_US | External | Shoulder | B14 | 900 | 150 | 0 | 84.61 | 49.99 | 8 | 0
2025 | NWPP_Coal_2_MAPP_US | NWPP_Coal | MAPP_US | External | Shoulder | B15 | 1203 | 150 | 0 | 84.61 | 41.88 | 8 | 0
2025 | NWPP_Coal_2_MAPP_US | NWPP_Coal | MAPP_US | External | Summer | B1 | 10 | 150 | 0.28 | 99.3 | 97.41 | 8 | 0.03
2025 | NWPP_Coal_2_MAPP_US | NWPP_Coal | MAPP_US | External | Summer | B2 | 25 | 150 | 0.16 | 91.97 | 91.58 | 8 | 0.01
2025 | NWPP_Coal_2_MAPP_US | NWPP_Coal | MAPP_US | External | Summer | B3 | 75 | 150 | 0.26 | 91.96 | 98.18 | 8 | 0
2025 | NWPP_Coal_2_MAPP_US | NWPP_Coal | MAPP_US | External | Summer | B4 | 100 | 150 | 0.09 | 87 | 91.26 | 8 | 0
2025 | NWPP_Coal_2_MAPP_US | NWPP_Coal | MAPP_US | External | Summer | B5 | 200 | 150 | 0.02 | 87 | 84.89 | 8 | 0
2025 | NWPP_Coal_2_MAPP_US | NWPP_Coal | MAPP_US | External | Summer | B6 | 300 | 150 | 0 | 87 | 74.26 | 8 | 0
2025 | NWPP_Coal_2_MAPP_US | NWPP_Coal | MAPP_US | External | Summer | B7 | 400 | 150 | 0 | 87 | 66.73 | 8 | 0
2025 | NWPP_Coal_2_MAPP_US | NWPP_Coal | MAPP_US | External | Summer | B8 | 500 | 150 | 0 | 87 | 57.4 | 8 | 0
2025 | NWPP_Coal_2_MAPP_US | NWPP_Coal | MAPP_US | External | Summer | B9 | 800 | 150 | 0 | 87 | 52.69 | 8 | 0
2025 | NWPP_Coal_2_MAPP_US | NWPP_Coal | MAPP_US | External | Summer | B10 | 1262 | 150 | 0 | 87 | 39.86 | 8 | 0
2025 | NWPP_Coal_2_MAPP_US | NWPP_Coal | MAPP_US | External | Winter | B16 | 25 | 150 | 0.04 | 88.34 | 62.49 | 8 | 0.01
2025 | NWPP_Coal_2_MAPP_US | NWPP_Coal | MAPP_US | External | Winter | B17 | 100 | 150 | 0 | 88.34 | 56.35 | 8 | 0
2025 | NWPP_Coal_2_MAPP_US | NWPP_Coal | MAPP_US | External | Winter | B18 | 400 | 150 | 0 | 88.34 | 56.35 | 8 | 0
2025 | NWPP_Coal_2_MAPP_US | NWPP_Coal | MAPP_US | External | Winter | B19 | 700 | 150 | 0 | 88.34 | 56.35 | 8 | 0
2025 | NWPP_Coal_2_MAPP_US | NWPP_Coal | MAPP_US | External | Winter | B20 | 935 | 150 | 0 | 88.34 | 44.33 | 8 | 0
2025 | RMPA_2_MAPP_US | RMPA | MAPP_US | External | Shoulder | B11 | 25 | 200 | 0.08 | 76.44 | 68.14 | 8 | 0.01
2025 | RMPA_2_MAPP_US | RMPA | MAPP_US | External | Shoulder | B12 | 200 | 200 | 0 | 76.44 | 56.46 | 8 | 0
2025 | RMPA_2_MAPP_US | RMPA | MAPP_US | External | Shoulder | B13 | 600 | 200 | 0 | 76.44 | 53.52 | 8 | 0
2025 | RMPA_2_MAPP_US | RMPA | MAPP_US | External | Shoulder | B14 | 900 | 200 | 0 | 76.44 | 49.99 | 8 | 0
2025 | RMPA_2_MAPP_US | RMPA | MAPP_US | External | Shoulder | B15 | 1203 | 200 | 0 | 76.44 | 41.88 | 8 | 0
2025 | RMPA_2_MAPP_US | RMPA | MAPP_US | External | Summer | B1 | 10 | 200 | 0.16 | 107.51 | 97.41 | 8 | 0.02
2025 | RMPA_2_MAPP_US | RMPA | MAPP_US | External | Summer | B2 | 25 | 200 | 0.08 | 100.15 | 91.58 | 8 | 0.01
2025 | RMPA_2_MAPP_US | RMPA | MAPP_US | External | Summer | B3 | 75 | 200 | 0.03 | 105.18 | 98.18 | 8 | 0
2025 | RMPA_2_MAPP_US | RMPA | MAPP_US | External | Summer | B4 | 100 | 200 | 0.02 | 99.25 | 91.26 | 8 | 0
2025 | RMPA_2_MAPP_US | RMPA | MAPP_US | External | Summer | B5 | 200 | 200 | 0.01 | 92.89 | 84.89 | 8 | 0
2025 | RMPA_2_MAPP_US | RMPA | MAPP_US | External | Summer | B6 | 300 | 200 | 0 | 81.91 | 74.26 | 8 | 0
2025 | RMPA_2_MAPP_US | RMPA | MAPP_US | External | Summer | B7 | 400 | 200 | 0 | 76.97 | 66.73 | 8 | 0
2025 | RMPA_2_MAPP_US | RMPA | MAPP_US | External | Summer | B8 | 500 | 200 | 0 | 74.45 | 57.4 | 8 | 0
2025 | RMPA_2_MAPP_US | RMPA | MAPP_US | External | Summer | B9 | 800 | 200 | 0 | 74.45 | 52.69 | 8 | 0
2025 | RMPA_2_MAPP_US | RMPA | MAPP_US | External | Summer | B10 | 1262 | 200 | 0 | 74.45 | 39.86 | 8 | 0
2025 | RMPA_2_MAPP_US | RMPA | MAPP_US | External | Winter | B16 | 25 | 200 | 0.05 | 80.19 | 62.49 | 8 | 0.01
2025 | RMPA_2_MAPP_US | RMPA | MAPP_US | External | Winter | B17 | 100 | 200 | 0.01 | 80.18 | 56.35 | 8 | 0
2025 | RMPA_2_MAPP_US | RMPA | MAPP_US | External | Winter | B18 | 400 | 200 | 0 | 80.18 | 56.35 | 8 | 0
2025 | RMPA_2_MAPP_US | RMPA | MAPP_US | External | Winter | B19 | 700 | 200 | 0 | 80.18 | 56.35 | 8 | 0
2025 | RMPA_2_MAPP_US | RMPA | MAPP_US | External | Winter | B20 | 935 | 200 | 0 | 80.18 | 44.33 | 8 | 0
2025 | RMPA_2_NE | RMPA | NE | External | Shoulder | B11 | 25 | 310 | 0.09 | 76.44 | 70.14 | 8 | 0.01
2025 | RMPA_2_NE | RMPA | NE | External | Shoulder | B12 | 200 | 310 | 0 | 76.44 | 53.88 | 8 | 0
2025 | RMPA_2_NE | RMPA | NE | External | Shoulder | B13 | 600 | 310 | 0 | 76.44 | 50.93 | 8 | 0
2025 | RMPA_2_NE | RMPA | NE | External | Shoulder | B14 | 900 | 310 | 0 | 76.44 | 47.41 | 8 | 0
2025 | RMPA_2_NE | RMPA | NE | External | Shoulder | B15 | 1203 | 310 | 0 | 76.44 | 39.3 | 8 | 0
2025 | RMPA_2_NE | RMPA | NE | External | Summer | B1 | 10 | 310 | 0.14 | 107.51 | 92.57 | 8 | 0.01
2025 | RMPA_2_NE | RMPA | NE | External | Summer | B2 | 25 | 310 | 0.08 | 100.15 | 90.45 | 8 | 0.01
2025 | RMPA_2_NE | RMPA | NE | External | Summer | B3 | 75 | 310 | 0.04 | 105.18 | 100.18 | 8 | 0
2025 | RMPA_2_NE | RMPA | NE | External | Summer | B4 | 100 | 310 | 0.04 | 99.25 | 98.25 | 8 | 0
2025 | RMPA_2_NE | RMPA | NE | External | Summer | B5 | 200 | 310 | 0.02 | 92.89 | 90.08 | 8 | 0
2025 | RMPA_2_NE | RMPA | NE | External | Summer | B6 | 300 | 310 | 0 | 81.91 | 76.44 | 8 | 0
2025 | RMPA_2_NE | RMPA | NE | External | Summer | B7 | 400 | 310 | 0 | 76.97 | 71.95 | 8 | 0
2025 | RMPA_2_NE | RMPA | NE | External | Summer | B8 | 500 | 310 | 0 | 74.45 | 64.4 | 8 | 0
2025 | RMPA_2_NE | RMPA | NE | External | Summer | B9 | 800 | 310 | 0 | 74.45 | 59.69 | 8 | 0
2025 | RMPA_2_NE | RMPA | NE | External | Summer | B10 | 1262 | 310 | 0 | 74.45 | 38.74 | 8 | 0
2025 | RMPA_2_NE | RMPA | NE | External | Winter | B16 | 25 | 310 | 0.05 | 80.19 | 59.9 | 8 | 0.01
2025 | RMPA_2_NE | RMPA | NE | External | Winter | B17 | 100 | 310 | 0.01 | 80.18 | 53.77 | 8 | 0
2025 | RMPA_2_NE | RMPA | NE | External | Winter | B18 | 400 | 310 | 0 | 80.18 | 53.76 | 8 | 0
2025 | RMPA_2_NE | RMPA | NE | External | Winter | B19 | 700 | 310 | 0 | 80.18 | 52.24 | 8 | 0
2025 | RMPA_2_NE | RMPA | NE | External | Winter | B20 | 935 | 310 | 0 | 80.18 | 41.74 | 8 | 0
2025 | RMPA_2_SPP_N | RMPA | SPP_N | External | Shoulder | B11 | 25 | 210 | 0.09 | 76.44 | 70.16 | 8 | 0.01
2025 | RMPA_2_SPP_N | RMPA | SPP_N | External | Shoulder | B12 | 200 | 210 | 0 | 76.44 | 54.61 | 8 | 0
2025 | RMPA_2_SPP_N | RMPA | SPP_N | External | Shoulder | B13 | 600 | 210 | 0 | 76.44 | 51.62 | 8 | 0
2025 | RMPA_2_SPP_N | RMPA | SPP_N | External | Shoulder | B14 | 900 | 210 | 0 | 76.44 | 47.36 | 8 | 0
2025 | RMPA_2_SPP_N | RMPA | SPP_N | External | Shoulder | B15 | 1203 | 210 | 0 | 76.44 | 40.67 | 8 | 0
2025 | RMPA_2_SPP_N | RMPA | SPP_N | External | Summer | B1 | 10 | 210 | 0.12 | 107.51 | 87.96 | 8 | 0.02
2025 | RMPA_2_SPP_N | RMPA | SPP_N | External | Summer | B2 | 25 | 210 | 0.08 | 100.15 | 90.46 | 8 | 0.01
2025 | RMPA_2_SPP_N | RMPA | SPP_N | External | Summer | B3 | 75 | 210 | 0.04 | 105.18 | 101.06 | 8 | 0
2025 | RMPA_2_SPP_N | RMPA | SPP_N | External | Summer | B4 | 100 | 210 | 0.04 | 99.25 | 98.27 | 8 | 0
2025 | RMPA_2_SPP_N | RMPA | SPP_N | External | Summer | B5 | 200 | 210 | 0.02 | 92.89 | 90.13 | 8 | 0
2025 | RMPA_2_SPP_N | RMPA | SPP_N | External | Summer | B6 | 300 | 210 | 0 | 81.91 | 76.92 | 8 | 0
2025 | RMPA_2_SPP_N | RMPA | SPP_N | External | Summer | B7 | 400 | 210 | 0 | 76.97 | 71.97 | 8 | 0
2025 | RMPA_2_SPP_N | RMPA | SPP_N | External | Summer | B8 | 500 | 210 | 0 | 74.45 | 66.89 | 8 | 0
2025 | RMPA_2_SPP_N | RMPA | SPP_N | External | Summer | B9 | 800 | 210 | 0 | 74.45 | 62.19 | 8 | 0
2025 | RMPA_2_SPP_N | RMPA | SPP_N | External | Summer | B10 | 1262 | 210 | 0 | 74.45 | 41.23 | 8 | 0
2025 | RMPA_2_SPP_N | RMPA | SPP_N | External | Winter | B16 | 25 | 210 | 0.05 | 80.19 | 60.64 | 8 | 0.01
2025 | RMPA_2_SPP_N | RMPA | SPP_N | External | Winter | B17 | 100 | 210 | 0.01 | 80.18 | 54.49 | 8 | 0
2025 | RMPA_2_SPP_N | RMPA | SPP_N | External | Winter | B18 | 400 | 210 | 0 | 80.18 | 54.49 | 8 | 0
2025 | RMPA_2_SPP_N | RMPA | SPP_N | External | Winter | B19 | 700 | 210 | 0 | 80.18 | 52.83 | 8 | 0
2025 | RMPA_2_SPP_N | RMPA | SPP_N | External | Winter | B20 | 935 | 210 | 0 | 80.18 | 43.55 | 8 | 0
2025 | SPP_N_2_RMPA | SPP_N | RMPA | External | Shoulder | B11 | 25 | 210 | 209.16 | 70.16 | 76.44 | 5 | 1.29
2025 | SPP_N_2_RMPA | SPP_N | RMPA | External | Shoulder | B12 | 200 | 210 | 209.99 | 54.61 | 76.44 | 5 | 16.84
2025 | SPP_N_2_RMPA | SPP_N | RMPA | External | Shoulder | B13 | 600 | 210 | 210 | 51.62 | 76.44 | 5 | 19.82
2025 | SPP_N_2_RMPA | SPP_N | RMPA | External | Shoulder | B14 | 900 | 210 | 210 | 47.36 | 76.44 | 5 | 24.09
2025 | SPP_N_2_RMPA | SPP_N | RMPA | External | Shoulder | B15 | 1203 | 210 | 210 | 40.67 | 76.44 | 5 | 30.77
2025 | SPP_N_2_RMPA | SPP_N | RMPA | External | Summer | B1 | 10 | 210 | 209.81 | 87.96 | 107.51 | 5 | 14.57
2025 | SPP_N_2_RMPA | SPP_N | RMPA | External | Summer | B2 | 25 | 210 | 209.76 | 90.46 | 100.15 | 5 | 4.7
2025 | SPP_N_2_RMPA | SPP_N | RMPA | External | Summer | B3 | 75 | 210 | 0.44 | 101.06 | 105.18 | 5 | 0
2025 | SPP_N_2_RMPA | SPP_N | RMPA | External | Summer | B4 | 100 | 210 | 0.1 | 98.27 | 99.25 | 5 | 0
2025 | SPP_N_2_RMPA | SPP_N | RMPA | External | Summer | B5 | 200 | 210 | 0.08 | 90.13 | 92.89 | 5 | 0
2025 | SPP_N_2_RMPA | SPP_N | RMPA | External | Summer | B6 | 300 | 210 | 12.88 | 76.92 | 81.91 | 5 | 0
2025 | SPP_N_2_RMPA | SPP_N | RMPA | External | Summer | B7 | 400 | 210 | 45.44 | 71.97 | 76.97 | 5 | 0
2025 | SPP_N_2_RMPA | SPP_N | RMPA | External | Summer | B8 | 500 | 210 | 209.97 | 66.89 | 74.45 | 5 | 2.55
2025 | SPP_N_2_RMPA | SPP_N | RMPA | External | Summer | B9 | 800 | 210 | 209.99 | 62.19 | 74.45 | 5 | 7.26
2025 | SPP_N_2_RMPA | SPP_N | RMPA | External | Summer | B10 | 1262 | 210 | 210 | 41.23 | 74.45 | 5 | 28.22
2025 | SPP_N_2_RMPA | SPP_N | RMPA | External | Winter | B16 | 25 | 210 | 209.92 | 60.64 | 80.19 | 5 | 14.56
2025 | SPP_N_2_RMPA | SPP_N | RMPA | External | Winter | B17 | 100 | 210 | 209.98 | 54.49 | 80.18 | 5 | 20.69
2025 | SPP_N_2_RMPA | SPP_N | RMPA | External | Winter | B18 | 400 | 210 | 210 | 54.49 | 80.18 | 5 | 20.69
2025 | SPP_N_2_RMPA | SPP_N | RMPA | External | Winter | B19 | 700 | 210 | 210 | 52.83 | 80.18 | 5 | 22.35
2025 | SPP_N_2_RMPA | SPP_N | RMPA | External | Winter | B20 | 935 | 210 | 210 | 43.55 | 80.18 | 5 | 31.62
2025 | SPP_S_2_ERCOT | SPP_S | ERCOT | External | Shoulder | B11 | 25 | 800 | 799.3 | 70.49 | 76.91 | 5 | 1.42
2025 | SPP_S_2_ERCOT | SPP_S | ERCOT | External | Shoulder | B12 | 200 | 800 | 799.98 | 54.93 | 70.41 | 5 | 10.48
2025 | SPP_S_2_ERCOT | SPP_S | ERCOT | External | Shoulder | B13 | 600 | 800 | 800 | 51.64 | 70.41 | 5 | 13.77
2025 | SPP_S_2_ERCOT | SPP_S | ERCOT | External | Shoulder | B14 | 900 | 800 | 800 | 47.15 | 70.41 | 5 | 18.26
2025 | SPP_S_2_ERCOT | SPP_S | ERCOT | External | Shoulder | B15 | 1203 | 800 | 800 | 40.47 | 61.29 | 5 | 15.83
2025 | SPP_S_2_ERCOT | SPP_S | ERCOT | External | Summer | B1 | 10 | 800 | 799.84 | 87.75 | 110.25 | 5 | 17.5
2025 | SPP_S_2_ERCOT | SPP_S | ERCOT | External | Summer | B2 | 25 | 800 | 799.78 | 90.48 | 101.71 | 5 | 6.23
2025 | SPP_S_2_ERCOT | SPP_S | ERCOT | External | Summer | B3 | 75 | 800 | 0.11 | 101.07 | 101.71 | 5 | 0
2025 | SPP_S_2_ERCOT | SPP_S | ERCOT | External | Summer | B4 | 100 | 800 | 0.22 | 98.61 | 101.71 | 5 | 0
2025 | SPP_S_2_ERCOT | SPP_S | ERCOT | External | Summer | B5 | 200 | 800 | 623.27 | 90.14 | 95.14 | 5 | 0
2025 | SPP_S_2_ERCOT | SPP_S | ERCOT | External | Summer | B6 | 300 | 800 | 0.43 | 77.25 | 81.97 | 5 | 0
2025 | SPP_S_2_ERCOT | SPP_S | ERCOT | External | Summer | B7 | 400 | 800 | 0.05 | 72.31 | 75.52 | 5 | 0
2025 | SPP_S_2_ERCOT | SPP_S | ERCOT | External | Summer | B8 | 500 | 800 | 0.02 | 67.23 | 69.15 | 5 | 0
2025 | SPP_S_2_ERCOT | SPP_S | ERCOT | External | Summer | B9 | 800 | 800 | 799.9 | 62.52 | 69.15 | 5 | 1.63
2025 | SPP_S_2_ERCOT | SPP_S | ERCOT | External | Summer | B10 | 1262 | 800 | 800 | 41.57 | 69.15 | 5 | 22.59
2025 | SPP_S_2_ERCOT | SPP_S | ERCOT | External | Winter | B16 | 25 | 800 | 799.84 | 60.65 | 73.23 | 5 | 7.58
2025 | SPP_S_2_ERCOT | SPP_S | ERCOT | External | Winter | B17 | 100 | 800 | 799.97 | 54.5 | 73.13 | 5 | 13.62
2025 | SPP_S_2_ERCOT | SPP_S | ERCOT | External | Winter | B18 | 400 | 800 | 799.99 | 54.5 | 73.12 | 5 | 13.62
2025 | SPP_S_2_ERCOT | SPP_S | ERCOT | External | Winter | B19 | 700 | 800 | 800 | 52.84 | 73.12 | 5 | 15.29
2025 | SPP_S_2_ERCOT | SPP_S | ERCOT | External | Winter | B20 | 935 | 800 | 800 | 43.54 | 63.66 | 5 | 15.12
2030 | AZ_NM_SNV_Coal_2_SPP_S | AZ_NM_SNV_Coal | SPP_S | External | Shoulder | B11 | 25 | 400 | 0.05 | 92.71 | 67.16 | 8.17 | 0.01
2030 | AZ_NM_SNV_Coal_2_SPP_S | AZ_NM_SNV_Coal | SPP_S | External | Shoulder | B12 | 200 | 400 | 0 | 92.71 | 51.49 | 8.17 | 0
2030 | AZ_NM_SNV_Coal_2_SPP_S | AZ_NM_SNV_Coal | SPP_S | External | Shoulder | B13 | 600 | 400 | 0 | 92.38 | 51.47 | 8.17 | 0
2030 | AZ_NM_SNV_Coal_2_SPP_S | AZ_NM_SNV_Coal | SPP_S | External | Shoulder | B14 | 900 | 400 | 0 | 92.38 | 41.32 | 8.17 | 0
2030 | AZ_NM_SNV_Coal_2_SPP_S | AZ_NM_SNV_Coal | SPP_S | External | Shoulder | B15 | 1203 | 400 | 0 | 87.12 | 33.91 | 8.17 | 0
2030 | AZ_NM_SNV_Coal_2_SPP_S | AZ_NM_SNV_Coal | SPP_S | External | Summer | B1 | 10 | 400 | 0.11 | 126.84 | 96.48 | 8.17 | 0.01
2030 | AZ_NM_SNV_Coal_2_SPP_S | AZ_NM_SNV_Coal | SPP_S | External | Summer | B2 | 25 | 400 | 0.08 | 126.75 | 111.21 | 8.17 | 0.01
2030 | AZ_NM_SNV_Coal_2_SPP_S | AZ_NM_SNV_Coal | SPP_S | External | Summer | B3 | 75 | 400 | 0.18 | 126.74 | 131.83 | 8.17 | 0
2030 | AZ_NM_SNV_Coal_2_SPP_S | AZ_NM_SNV_Coal | SPP_S | External | Summer | B4 | 100 | 400 | 399.75 | 119.07 | 128.97 | 8.17 | 1.73
2030 | AZ_NM_SNV_Coal_2_SPP_S | AZ_NM_SNV_Coal | SPP_S | External | Summer | B5 | 200 | 400 | 234.15 | 105.51 | 113.67 | 8.17 | 0
2030 | AZ_NM_SNV_Coal_2_SPP_S | AZ_NM_SNV_Coal | SPP_S | External | Summer | B6 | 300 | 400 | 0.01 | 98.63 | 92.86 | 8.17 | 0
2030 | AZ_NM_SNV_Coal_2_SPP_S | AZ_NM_SNV_Coal | SPP_S | External | Summer | B7 | 400 | 400 | 0 | 93.48 | 88.61 | 8.17 | 0
2030 | AZ_NM_SNV_Coal_2_SPP_S | AZ_NM_SNV_Coal | SPP_S | External | Summer | B8 | 500 | 400 | 0 | 92.72 | 75.62 | 8.17 | 0
2030 | AZ_NM_SNV_Coal_2_SPP_S | AZ_NM_SNV_Coal | SPP_S | External | Summer | B9 | 800 | 400 | 0 | 90.75 | 60.29 | 8.17 | 0
2030 | AZ_NM_SNV_Coal_2_SPP_S | AZ_NM_SNV_Coal | SPP_S | External | Summer | B10 | 1262 | 400 | 0 | 90.75 | 47.42 | 8.17 | 0
2030 | AZ_NM_SNV_Coal_2_SPP_S | AZ_NM_SNV_Coal | SPP_S | External | Winter | B16 | 25 | 400 | 0.04 | 96.47 | 58.15 | 8.17 | 0.01
2030 | AZ_NM_SNV_Coal_2_SPP_S | AZ_NM_SNV_Coal | SPP_S | External | Winter | B17 | 100 | 400 | 0 | 96.47 | 54.64 | 8.17 | 0
2030 | AZ_NM_SNV_Coal_2_SPP_S | AZ_NM_SNV_Coal | SPP_S | External | Winter | B18 | 400 | 400 | 0 | 90.62 | 54.64 | 8.17 | 0
2030 | AZ_NM_SNV_Coal_2_SPP_S | AZ_NM_SNV_Coal | SPP_S | External | Winter | B19 | 700 | 400 | 0 | 90.62 | 50.06 | 8.17 | 0
2030 | AZ_NM_SNV_Coal_2_SPP_S | AZ_NM_SNV_Coal | SPP_S | External | Winter | B20 | 935 | 400 | 0 | 89.63 | 41.73 | 8.17 | 0
2030 | ERCOT_2_SPP_S | ERCOT | SPP_S | External | Shoulder | B11 | 25 | 800 | 0.06 | 90.11 | 67.16 | 8 | 0
2030 | ERCOT_2_SPP_S | ERCOT | SPP_S | External | Shoulder | B12 | 200 | 800 | 0 | 90.09 | 51.49 | 8 | 0
2030 | ERCOT_2_SPP_S | ERCOT | SPP_S | External | Shoulder | B13 | 600 | 800 | 0 | 90.09 | 51.47 | 8 | 0
2030 | ERCOT_2_SPP_S | ERCOT | SPP_S | External | Shoulder | B14 | 900 | 800 | 0 | 90.09 | 41.32 | 8 | 0
2030 | ERCOT_2_SPP_S | ERCOT | SPP_S | External | Shoulder | B15 | 1203 | 800 | 0 | 78.03 | 33.91 | 8 | 0
2030 | ERCOT_2_SPP_S | ERCOT | SPP_S | External | Summer | B1 | 10 | 800 | 0.08 | 148.01 | 96.48 | 8 | 0.01
2030 | ERCOT_2_SPP_S | ERCOT | SPP_S | External | Summer | B2 | 25 | 800 | 0.04 | 148.01 | 111.21 | 8 | 0
2030 | ERCOT_2_SPP_S | ERCOT | SPP_S | External | Summer | B3 | 75 | 800 | 0.08 | 130.8 | 131.83 | 8 | 0
2030 | ERCOT_2_SPP_S | ERCOT | SPP_S | External | Summer | B4 | 100 | 800 | 0.05 | 130.8 | 128.97 | 8 | 0
2030 | ERCOT_2_SPP_S | ERCOT | SPP_S | External | Summer | B5 | 200 | 800 | 301.34 | 105.67 | 113.67 | 8 | 0
2030 | ERCOT_2_SPP_S | ERCOT | SPP_S | External | Summer | B6 | 300 | 800 | 0.01 | 96.94 | 92.86 | 8 | 0
2030 | ERCOT_2_SPP_S | ERCOT | SPP_S | External | Summer | B7 | 400 | 800 | 0.01 | 88.71 | 88.61 | 8 | 0
2030 | ERCOT_2_SPP_S | ERCOT | SPP_S | External | Summer | B8 | 500 | 800 | 0 | 88.71 | 75.62 | 8 | 0
2030 | ERCOT_2_SPP_S | ERCOT | SPP_S | External | Summer | B9 | 800 | 800 | 0 | 88.71 | 60.29 | 8 | 0
2030 | ERCOT_2_SPP_S | ERCOT | SPP_S | External | Summer | B10 | 1262 | 800 | 0 | 87.67 | 47.42 | 8 | 0
2030 | ERCOT_2_SPP_S | ERCOT | SPP_S | External | Winter | B16 | 25 | 800 | 0.04 | 93.06 | 58.15 | 8 | 0
2030 | ERCOT_2_SPP_S | ERCOT | SPP_S | External | Winter | B17 | 100 | 800 | 0.01 | 93.05 | 54.64 | 8 | 0
2030 | ERCOT_2_SPP_S | ERCOT | SPP_S | External | Winter | B18 | 400 | 800 | 0 | 93.05 | 54.64 | 8 | 0
2030 | ERCOT_2_SPP_S | ERCOT | SPP_S | External | Winter | B19 | 700 | 800 | 0 | 93.05 | 50.06 | 8 | 0
2030 | ERCOT_2_SPP_S | ERCOT | SPP_S | External | Winter | B20 | 935 | 800 | 0 | 80.55 | 41.73 | 8 | 0
2030 | MAPP_US_2_RMPA | MAPP_US | RMPA | External | Shoulder | B11 | 25 | 200 | 199.9 | 62.46 | 84.62 | 8 | 14.17
2030 | MAPP_US_2_RMPA | MAPP_US | RMPA | External | Shoulder | B12 | 200 | 200 | 199.99 | 56.18 | 84.61 | 8 | 20.43
2030 | MAPP_US_2_RMPA | MAPP_US | RMPA | External | Shoulder | B13 | 600 | 200 | 200 | 54.22 | 84.61 | 8 | 22.38
2030 | MAPP_US_2_RMPA | MAPP_US | RMPA | External | Shoulder | B14 | 900 | 200 | 200 | 53 | 84.61 | 8 | 23.6
2030 | MAPP_US_2_RMPA | MAPP_US | RMPA | External | Shoulder | B15 | 1203 | 200 | 200 | 46.23 | 84.6 | 8 | 30.38
2030 | MAPP_US_2_RMPA | MAPP_US | RMPA | External | Summer | B1 | 10 | 200 | 199.78 | 110.8 | 134.96 | 8 | 16.18
2030 | MAPP_US_2_RMPA | MAPP_US | RMPA | External | Summer | B2 | 25 | 200 | 199.81 | 113.49 | 129.87 | 8 | 8.39
2030 | MAPP_US_2_RMPA | MAPP_US | RMPA | External | Summer | B3 | 75 | 200 | 0.23 | 129.81 | 134.91 | 8 | 0
2030 | MAPP_US_2_RMPA | MAPP_US | RMPA | External | Summer | B4 | 100 | 200 | 0.16 | 121.8 | 127.23 | 8 | 0
2030 | MAPP_US_2_RMPA | MAPP_US | RMPA | External | Summer | B5 | 200 | 200 | 0.03 | 108.94 | 106.78 | 8 | 0
2030 | MAPP_US_2_RMPA | MAPP_US | RMPA | External | Summer | B6 | 300 | 200 | 99.21 | 87.69 | 95.69 | 8 | 0
2030 | MAPP_US_2_RMPA | MAPP_US | RMPA | External | Summer | B7 | 400 | 200 | 199.99 | 73.92 | 95.69 | 8 | 13.78
2030 | MAPP_US_2_RMPA | MAPP_US | RMPA | External | Summer | B8 | 500 | 200 | 200 | 60.92 | 95.69 | 8 | 26.77
2030 | MAPP_US_2_RMPA | MAPP_US | RMPA | External | Summer | B9 | 800 | 200 | 200 | 55.59 | 95.69 | 8 | 32.1
2030 | MAPP_US_2_RMPA | MAPP_US | RMPA | External | Summer | B10 | 1262 | 200 | 200 | 44.73 | 95.69 | 8 | 42.96
2030 | MAPP_US_2_RMPA | MAPP_US | RMPA | External | Winter | B16 | 25 | 200 | 199.96 | 61.53 | 102.03 | 8 | 32.51
2030 | MAPP_US_2_RMPA | MAPP_US | RMPA | External | Winter | B17 | 100 | 200 | 199.99 | 61.52 | 102.02 | 8 | 32.5
2030 | MAPP_US_2_RMPA | MAPP_US | RMPA | External | Winter | B18 | 400 | 200 | 200 | 56.73 | 88.53 | 8 | 23.8
2030 | MAPP_US_2_RMPA | MAPP_US | RMPA | External | Winter | B19 | 700 | 200 | 200 | 55.79 | 88.53 | 8 | 24.74
2030 | MAPP_US_2_RMPA | MAPP_US | RMPA | External | Winter | B20 | 935 | 200 | 200 | 50.13 | 83.92 | 8 | 25.79
2030 | NE_2_RMPA | NE | RMPA | External | Shoulder | B11 | 25 | 310 | 309.9 | 64.46 | 84.62 | 5 | 15.17
2030 | NE_2_RMPA | NE | RMPA | External | Shoulder | B12 | 200 | 310 | 309.99 | 51.18 | 84.61 | 5 | 28.43
2030 | NE_2_RMPA | NE | RMPA | External | Shoulder | B13 | 600 | 310 | 310 | 49.22 | 84.61 | 5 | 30.38
2030 | NE_2_RMPA | NE | RMPA | External | Shoulder | B14 | 900 | 310 | 310 | 47.25 | 84.61 | 5 | 32.36
2030 | NE_2_RMPA | NE | RMPA | External | Shoulder | B15 | 1203 | 310 | 310 | 40.47 | 84.6 | 5 | 39.13
2030 | NE_2_RMPA | NE | RMPA | External | Summer | B1 | 10 | 310 | 309.86 | 105.04 | 134.96 | 5 | 24.93
2030 | NE_2_RMPA | NE | RMPA | External | Summer | B2 | 25 | 310 | 309.9 | 108.51 | 129.87 | 5 | 16.37
2030 | NE_2_RMPA | NE | RMPA | External | Summer | B3 | 75 | 310 | 0.45 | 131.81 | 134.91 | 5 | 0
2030 | NE_2_RMPA | NE | RMPA | External | Summer | B4 | 100 | 310 | 0.08 | 128.41 | 127.23 | 5 | 0
2030 | NE_2_RMPA | NE | RMPA | External | Summer | B5 | 200 | 310 | 0.03 | 113.65 | 106.78 | 5 | 0
2030 | NE_2_RMPA | NE | RMPA | External | Summer | B6 | 300 | 310 | 0.46 | 90.97 | 95.69 | 5 | 0
2030 | NE_2_RMPA | NE | RMPA | External | Summer | B7 | 400 | 310 | 309.99 | 80.92 | 95.69 | 5 | 9.77
2030 | NE_2_RMPA | NE | RMPA | External | Summer | B8 | 500 | 310 | 310 | 67.92 | 95.69 | 5 | 22.77
2030 | NE_2_RMPA | NE | RMPA | External | Summer | B9 | 800 | 310 | 310 | 57.59 | 95.69 | 5 | 33.1
2030 | NE_2_RMPA | NE | RMPA | External | Summer | B10 | 1262 | 310 | 310 | 39.73 | 95.69 | 5 | 50.96
2030 | NE_2_RMPA | NE | RMPA | External | Winter | B16 | 25 | 310 | 309.97 | 55.77 | 102.03 | 5 | 41.26
2030 | NE_2_RMPA | NE | RMPA | External | Winter | B17 | 100 | 310 | 309.99 | 55.77 | 102.02 | 5 | 41.26
2030 | NE_2_RMPA | NE | RMPA | External | Winter | B18 | 400 | 310 | 310 | 50.97 | 88.53 | 5 | 32.56
2030 | NE_2_RMPA | NE | RMPA | External | Winter | B19 | 700 | 310 | 310 | 50.03 | 88.53 | 5 | 33.5
2030 | NE_2_RMPA | NE | RMPA | External | Winter | B20 | 935 | 310 | 310 | 44.37 | 83.92 | 5 | 34.55
2030 | NWPP_Coal_2_MAPP_US | NWPP_Coal | MAPP_US | External | Shoulder | B11 | 25 | 150 | 0.05 | 92.77 | 62.46 | 8 | 0.01
2030 | NWPP_Coal_2_MAPP_US | NWPP_Coal | MAPP_US | External | Shoulder | B12 | 200 | 150 | 0 | 92.77 | 56.18 | 8 | 0
2030 | NWPP_Coal_2_MAPP_US | NWPP_Coal | MAPP_US | External | Shoulder | B13 | 600 | 150 | 0 | 92.77 | 54.22 | 8 | 0
2030 | NWPP_Coal_2_MAPP_US | NWPP_Coal | MAPP_US | External | Shoulder | B14 | 900 | 150 | 0 | 92.77 | 53 | 8 | 0
2030 | NWPP_Coal_2_MAPP_US | NWPP_Coal | MAPP_US | External | Shoulder | B15 | 1203 | 150 | 0 | 92.77 | 46.23 | 8 | 0
2030 | NWPP_Coal_2_MAPP_US | NWPP_Coal | MAPP_US | External | Summer | B1 | 10 | 150 | 0.27 | 118.62 | 110.8 | 8 | 0.04
2030 | NWPP_Coal_2_MAPP_US | NWPP_Coal | MAPP_US | External | Summer | B2 | 25 | 150 | 149.34 | 103.29 | 113.49 | 8 | 2.22
2030 | NWPP_Coal_2_MAPP_US | NWPP_Coal | MAPP_US | External | Summer | B3 | 75 | 150 | 149.98 | 98.61 | 129.81 | 8 | 23.2
2030 | NWPP_Coal_2_MAPP_US | NWPP_Coal | MAPP_US | External | Summer | B4 | 100 | 150 | 149.97 | 98.61 | 121.8 | 8 | 15.19
2030 | NWPP_Coal_2_MAPP_US | NWPP_Coal | MAPP_US | External | Summer | B5 | 200 | 150 | 149.89 | 98.61 | 108.94 | 8 | 2.33
2030 | NWPP_Coal_2_MAPP_US | NWPP_Coal | MAPP_US | External | Summer | B6 | 300 | 150 | 0 | 98.61 | 87.69 | 8 | 0
2030 | NWPP_Coal_2_MAPP_US | NWPP_Coal | MAPP_US | External | Summer | B7 | 400 | 150 | 0 | 98.61 | 73.92 | 8 | 0
2030 | NWPP_Coal_2_MAPP_US | NWPP_Coal | MAPP_US | External | Summer | B8 | 500 | 150 | 0 | 98.61 | 60.92 | 8 | 0
2030 | NWPP_Coal_2_MAPP_US | NWPP_Coal | MAPP_US | External | Summer | B9 | 800 | 150 | 0 | 98.61 | 55.59 | 8 | 0
2030 | NWPP_Coal_2_MAPP_US | NWPP_Coal | MAPP_US | External | Summer | B10 | 1262 | 150 | 0 | 98.61 | 44.73 | 8 | 0
2030 | NWPP_Coal_2_MAPP_US | NWPP_Coal | MAPP_US | External | Winter | B16 | 25 | 150 | 0.04 | 96.69 | 61.53 | 8 | 0.01
2030 | NWPP_Coal_2_MAPP_US | NWPP_Coal | MAPP_US | External | Winter | B17 | 100 | 150 | 0.01 | 96.69 | 61.52 | 8 | 0
2030 | NWPP_Coal_2_MAPP_US | NWPP_Coal | MAPP_US | External | Winter | B18 | 400 | 150 | 0 | 96.69 | 56.73 | 8 | 0
2030 | NWPP_Coal_2_MAPP_US | NWPP_Coal | MAPP_US | External | Winter | B19 | 700 | 150 | 0 | 96.69 | 55.79 | 8 | 0
2030 | NWPP_Coal_2_MAPP_US | NWPP_Coal | MAPP_US | External | Winter | B20 | 935 | 150 | 0 | 96.69 | 50.13 | 8 | 0
2030 | RMPA_2_MAPP_US | RMPA | MAPP_US | External | Shoulder | B11 | 25 | 200 | 0.06 | 84.62 | 62.46 | 8 | 0.01
2030 | RMPA_2_MAPP_US | RMPA | MAPP_US | External | Shoulder | B12 | 200 | 200 | 0 | 84.61 | 56.18 | 8 | 0
2030 | RMPA_2_MAPP_US | RMPA | MAPP_US | External | Shoulder | B13 | 600 | 200 | 0 | 84.61 | 54.22 | 8 | 0
2030 | RMPA_2_MAPP_US | RMPA | MAPP_US | External | Shoulder | B14 | 900 | 200 | 0 | 84.61 | 53 | 8 | 0
2030 | RMPA_2_MAPP_US | RMPA | MAPP_US | External | Shoulder | B15 | 1203 | 200 | 0 | 84.6 | 46.23 | 8 | 0
2030 | RMPA_2_MAPP_US | RMPA | MAPP_US | External | Summer | B1 | 10 | 200 | 0.13 | 134.96 | 110.8 | 8 | 0.03
2030 | RMPA_2_MAPP_US | RMPA | MAPP_US | External | Summer | B2 | 25 | 200 | 0.07 | 129.87 | 113.49 | 8 | 0.01
2030 | RMPA_2_MAPP_US | RMPA | MAPP_US | External | Summer | B3 | 75 | 200 | 0.04 | 134.91 | 129.81 | 8 | 0
2030 | RMPA_2_MAPP_US | RMPA | MAPP_US | External | Summer | B4 | 100 | 200 | 0.03 | 127.23 | 121.8 | 8 | 0
2030 | RMPA_2_MAPP_US | RMPA | MAPP_US | External | Summer | B5 | 200 | 200 | 0.04 | 106.78 | 108.94 | 8 | 0
2030 | RMPA_2_MAPP_US | RMPA | MAPP_US | External | Summer | B6 | 300 | 200 | 0 | 95.69 | 87.69 | 8 | 0
2030 | RMPA_2_MAPP_US | RMPA | MAPP_US | External | Summer | B7 | 400 | 200 | 0 | 95.69 | 73.92 | 8 | 0
2030 | RMPA_2_MAPP_US | RMPA | MAPP_US | External | Summer | B8 | 500 | 200 | 0 | 95.69 | 60.92 | 8 | 0
2030 | RMPA_2_MAPP_US | RMPA | MAPP_US | External | Summer | B9 | 800 | 200 | 0 | 95.69 | 55.59 | 8 | 0
2030 | RMPA_2_MAPP_US | RMPA | MAPP_US | External | Summer | B10 | 1262 | 200 | 0 | 95.69 | 44.73 | 8 | 0
2030 | RMPA_2_MAPP_US | RMPA | MAPP_US | External | Winter | B16 | 25 | 200 | 0.04 | 102.03 | 61.53 | 8 | 0.01
2030 | RMPA_2_MAPP_US | RMPA | MAPP_US | External | Winter | B17 | 100 | 200 | 0 | 102.02 | 61.52 | 8 | 0
2030 | RMPA_2_MAPP_US | RMPA | MAPP_US | External | Winter | B18 | 400 | 200 | 0 | 88.53 | 56.73 | 8 | 0
2030 | RMPA_2_MAPP_US | RMPA | MAPP_US | External | Winter | B19 | 700 | 200 | 0 | 88.53 | 55.79 | 8 | 0
2030 | RMPA_2_MAPP_US | RMPA | MAPP_US | External | Winter | B20 | 935 | 200 | 0 | 83.92 | 50.13 | 8 | 0
2030 | RMPA_2_NE | RMPA | NE | External | Shoulder | B11 | 25 | 310 | 0.06 | 84.62 | 64.46 | 8 | 0.01
2030 | RMPA_2_NE | RMPA | NE | External | Shoulder | B12 | 200 | 310 | 0 | 84.61 | 51.18 | 8 | 0
2030 | RMPA_2_NE | RMPA | NE | External | Shoulder | B13 | 600 | 310 | 0 | 84.61 | 49.22 | 8 | 0
2030 | RMPA_2_NE | RMPA | NE | External | Shoulder | B14 | 900 | 310 | 0 | 84.61 | 47.25 | 8 | 0
2030 | RMPA_2_NE | RMPA | NE | External | Shoulder | B15 | 1203 | 310 | 0 | 84.6 | 40.47 | 8 | 0
2030 | RMPA_2_NE | RMPA | NE | External | Summer | B1 | 10 | 310 | 0.11 | 134.96 | 105.04 | 8 | 0.02
2030 | RMPA_2_NE | RMPA | NE | External | Summer | B2 | 25 | 310 | 0.06 | 129.87 | 108.51 | 8 | 0.01
2030 | RMPA_2_NE | RMPA | NE | External | Summer | B3 | 75 | 310 | 0.05 | 134.91 | 131.81 | 8 | 0
2030 | RMPA_2_NE | RMPA | NE | External | Summer | B4 | 100 | 310 | 0.06 | 127.23 | 128.41 | 8 | 0
2030 | RMPA_2_NE | RMPA | NE | External | Summer | B5 | 200 | 310 | 0.16 | 106.78 | 113.65 | 8 | 0
2030 | RMPA_2_NE | RMPA | NE | External | Summer | B6 | 300 | 310 | 0.01 | 95.69 | 90.97 | 8 | 0
2030 | RMPA_2_NE | RMPA | NE | External | Summer | B7 | 400 | 310 | 0 | 95.69 | 80.92 | 8 | 0
2030 | RMPA_2_NE | RMPA | NE | External | Summer | B8 | 500 | 310 | 0 | 95.69 | 67.92 | 8 | 0
2030 | RMPA_2_NE | RMPA | NE | External | Summer | B9 | 800 | 310 | 0 | 95.69 | 57.59 | 8 | 0
2030 | RMPA_2_NE | RMPA | NE | External | Summer | B10 | 1262 | 310 | 0 | 95.69 | 39.73 | 8 | 0
2030 | RMPA_2_NE | RMPA | NE | External | Winter | B16 | 25 | 310 | 0.03 | 102.03 | 55.77 | 8 | 0.01
2030 | RMPA_2_NE | RMPA | NE | External | Winter | B17 | 100 | 310 | 0 | 102.02 | 55.77 | 8 | 0
2030 | RMPA_2_NE | RMPA | NE | External | Winter | B18 | 400 | 310 | 0 | 88.53 | 50.97 | 8 | 0
2030 | RMPA_2_NE | RMPA | NE | External | Winter | B19 | 700 | 310 | 0 | 88.53 | 50.03 | 8 | 0
2030 | RMPA_2_NE | RMPA | NE | External | Winter | B20 | 935 | 310 | 0 | 83.92 | 44.37 | 8 | 0
2030 | RMPA_2_SPP_N | RMPA | SPP_N | External | Shoulder | B11 | 25 | 210 | 0.06 | 84.62 | 64.47 | 8 | 0.01
2030 | RMPA_2_SPP_N | RMPA | SPP_N | External | Shoulder | B12 | 200 | 210 | 0 | 84.61 | 51.48 | 8 | 0
2030 | RMPA_2_SPP_N | RMPA | SPP_N | External | Shoulder | B13 | 600 | 210 | 0 | 84.61 | 51.46 | 8 | 0
2030 | RMPA_2_SPP_N | RMPA | SPP_N | External | Shoulder | B14 | 900 | 210 | 0 | 84.61 | 46.47 | 8 | 0
2030 | RMPA_2_SPP_N | RMPA | SPP_N | External | Shoulder | B15 | 1203 | 210 | 0 | 84.6 | 39.06 | 8 | 0
2030 | RMPA_2_SPP_N | RMPA | SPP_N | External | Summer | B1 | 10 | 210 | 0.1 | 134.96 | 101.63 | 8 | 0.02
2030 | RMPA_2_SPP_N | RMPA | SPP_N | External | Summer | B2 | 25 | 210 | 0.06 | 129.87 | 108.53 | 8 | 0.01
2030 | RMPA_2_SPP_N | RMPA | SPP_N | External | Summer | B3 | 75 | 210 | 0.05 | 134.91 | 131.82 | 8 | 0
2030 | RMPA_2_SPP_N | RMPA | SPP_N | External | Summer | B4 | 100 | 210 | 0.06 | 127.23 | 128.43 | 8 | 0
2030 | RMPA_2_SPP_N | RMPA | SPP_N | External | Summer | B5 | 200 | 210 | 0.16 | 106.78 | 113.66 | 8 | 0
2030 | RMPA_2_SPP_N | RMPA | SPP_N | External | Summer | B6 | 300 | 210 | 0.01 | 95.69 | 90.98 | 8 | 0
2030 | RMPA_2_SPP_N | RMPA | SPP_N | External | Summer | B7 | 400 | 210 | 0 | 95.69 | 85.92 | 8 | 0
2030 | RMPA_2_SPP_N | RMPA | SPP_N | External | Summer | B8 | 500 | 210 | 0 | 95.69 | 72.93 | 8 | 0
2030 | RMPA_2_SPP_N | RMPA | SPP_N | External | Summer | B9 | 800 | 210 | 0 | 95.69 | 57.6 | 8 | 0
2030 | RMPA_2_SPP_N | RMPA | SPP_N | External | Summer | B10 | 1262 | 210 | 0 | 95.69 | 44.74 | 8 | 0
2030 | RMPA_2_SPP_N | RMPA | SPP_N | External | Winter | B16 | 25 | 210 | 0.03 | 102.03 | 58.13 | 8 | 0.01
2030 | RMPA_2_SPP_N | RMPA | SPP_N | External | Winter | B17 | 100 | 210 | 0 | 102.02 | 54.63 | 8 | 0
2030 | RMPA_2_SPP_N | RMPA | SPP_N | External | Winter | B18 | 400 | 210 | 0 | 88.53 | 54.63 | 8 | 0
2030 | RMPA_2_SPP_N | RMPA | SPP_N | External | Winter | B19 | 700 | 210 | 0 | 88.53 | 50.04 | 8 | 0
2030 | RMPA_2_SPP_N | RMPA | SPP_N | External | Winter | B20 | 935 | 210 | 0 | 83.92 | 41.75 | 8 | 0
2030 | SPP_N_2_RMPA | SPP_N | RMPA | External | Shoulder | B11 | 25 | 210 | 209.9 | 64.47 | 84.62 | 5 | 15.16
2030 | SPP_N_2_RMPA | SPP_N | RMPA | External | Shoulder | B12 | 200 | 210 | 209.99 | 51.48 | 84.61 | 5 | 28.13
2030 | SPP_N_2_RMPA | SPP_N | RMPA | External | Shoulder | B13 | 600 | 210 | 210 | 51.46 | 84.61 | 5 | 28.14
2030 | SPP_N_2_RMPA | SPP_N | RMPA | External | Shoulder | B14 | 900 | 210 | 210 | 46.47 | 84.61 | 5 | 33.13
2030 | SPP_N_2_RMPA | SPP_N | RMPA | External | Shoulder | B15 | 1203 | 210 | 210 | 39.06 | 84.6 | 5 | 40.55
2030 | SPP_N_2_RMPA | SPP_N | RMPA | External | Summer | B1 | 10 | 210 | 209.88 | 101.63 | 134.96 | 5 | 28.36
2030 | SPP_N_2_RMPA | SPP_N | RMPA | External | Summer | B2 | 25 | 210 | 209.9 | 108.53 | 129.87 | 5 | 16.36
2030 | SPP_N_2_RMPA | SPP_N | RMPA | External | Summer | B3 | 75 | 210 | 0.32 | 131.82 | 134.91 | 5 | 0
2030 | SPP_N_2_RMPA | SPP_N | RMPA | External | Summer | B4 | 100 | 210 | 0.07 | 128.43 | 127.23 | 5 | 0
2030 | SPP_N_2_RMPA | SPP_N | RMPA | External | Summer | B5 | 200 | 210 | 0.03 | 113.66 | 106.78 | 5 | 0
2030 | SPP_N_2_RMPA | SPP_N | RMPA | External | Summer | B6 | 300 | 210 | 0.4 | 90.98 | 95.69 | 5 | 0
2030 | SPP_N_2_RMPA | SPP_N | RMPA | External | Summer | B7 | 400 | 210 | 209.98 | 85.92 | 95.69 | 5 | 4.77
2030 | SPP_N_2_RMPA | SPP_N | RMPA | External | Summer | B8 | 500 | 210 | 209.99 | 72.93 | 95.69 | 5 | 17.76
2030 | SPP_N_2_RMPA | SPP_N | RMPA | External | Summer | B9 | 800 | 210 | 210 | 57.6 | 95.69 | 5 | 33.09
2030 | SPP_N_2_RMPA | SPP_N | RMPA | External | Summer | B10 | 1262 | 210 | 210 | 44.74 | 95.69 | 5 | 45.95
2030 | SPP_N_2_RMPA | SPP_N | RMPA | External | Winter | B16 | 25 | 210 | 209.96 | 58.13 | 102.03 | 5 | 38.9
2030 | SPP_N_2_RMPA | SPP_N | RMPA | External | Winter | B17 | 100 | 210 | 209.99 | 54.63 | 102.02 | 5 | 42.4
2030 | SPP_N_2_RMPA | SPP_N | RMPA | External | Winter | B18 | 400 | 210 | 210 | 54.63 | 88.53 | 5 | 28.9
2030 | SPP_N_2_RMPA | SPP_N | RMPA | External | Winter | B19 | 700 | 210 | 210 | 50.04 | 88.53 | 5 | 33.48
2030 | SPP_N_2_RMPA | SPP_N | RMPA | External | Winter | B20 | 935 | 210 | 210 | 41.75 | 83.92 | 5 | 37.17
2030 | SPP_S_2_ERCOT | SPP_S | ERCOT | External | Shoulder | B11 | 25 | 800 | 799.91 | 67.16 | 90.11 | 5 | 17.95
2030 | SPP_S_2_ERCOT | SPP_S | ERCOT | External | Shoulder | B12 | 200 | 800 | 799.99 | 51.49 | 90.09 | 5 | 33.6
2030 | SPP_S_2_ERCOT | SPP_S | ERCOT | External | Shoulder | B13 | 600 | 800 | 800 | 51.47 | 90.09 | 5 | 33.62
2030 | SPP_S_2_ERCOT | SPP_S | ERCOT | External | Shoulder | B14 | 900 | 800 | 800 | 41.32 | 90.09 | 5 | 43.77
2030 | SPP_S_2_ERCOT | SPP_S | ERCOT | External | Shoulder | B15 | 1203 | 800 | 800 | 33.91 | 78.03 | 5 | 39.12
2030 | SPP_S_2_ERCOT | SPP_S | ERCOT | External | Summer | B1 | 10 | 800 | 799.92 | 96.48 | 148.01 | 5 | 46.54
2030 | SPP_S_2_ERCOT | SPP_S | ERCOT | External | Summer | B2 | 25 | 800 | 799.95 | 111.21 | 148.01 | 5 | 31.8
2030 | SPP_S_2_ERCOT | SPP_S | ERCOT | External | Summer | B3 | 75 | 800 | 0.14 | 131.83 | 130.8 | 5 | 0
2030 | SPP_S_2_ERCOT | SPP_S | ERCOT | External | Summer | B4 | 100 | 800 | 0.17 | 128.97 | 130.8 | 5 | 0
2030 | SPP_S_2_ERCOT | SPP_S | ERCOT | External | Summer | B5 | 200 | 800 | 0.04 | 113.67 | 105.67 | 5 | 0
2030 | SPP_S_2_ERCOT | SPP_S | ERCOT | External | Summer | B6 | 300 | 800 | 0.16 | 92.86 | 96.94 | 5 | 0
2030 | SPP_S_2_ERCOT | SPP_S | ERCOT | External | Summer | B7 | 400 | 800 | 0.03 | 88.61 | 88.71 | 5 | 0
2030 | SPP_S_2_ERCOT | SPP_S | ERCOT | External | Summer | B8 | 500 | 800 | 799.99 | 75.62 | 88.71 | 5 | 8.09
2030 | SPP_S_2_ERCOT | SPP_S | ERCOT | External | Summer | B9 | 800 | 800 | 800 | 60.29 | 88.71 | 5 | 23.42
2030 | SPP_S_2_ERCOT | SPP_S | ERCOT | External | Summer | B10 | 1262 | 800 | 800 | 47.42 | 87.67 | 5 | 35.25
2030 | SPP_S_2_ERCOT | SPP_S | ERCOT | External | Winter | B16 | 25 | 800 | 799.95 | 58.15 | 93.06 | 5 | 29.91
2030 | SPP_S_2_ERCOT | SPP_S | ERCOT | External | Winter | B17 | 100 | 800 | 799.99 | 54.64 | 93.05 | 5 | 33.42
2030 | SPP_S_2_ERCOT | SPP_S | ERCOT | External | Winter | B18 | 400 | 800 | 800 | 54.64 | 93.05 | 5 | 33.42
2030 | SPP_S_2_ERCOT | SPP_S | ERCOT | External | Winter | B19 | 700 | 800 | 800 | 50.06 | 93.05 | 5 | 38
2030 | SPP_S_2_ERCOT | SPP_S | ERCOT | External | Winter | B20 | 935 | 800 | 800 | 41.73 | 80.55 | 5 | 33.82
2035 | AZ_NM_SNV_Coal_2_SPP_S | AZ_NM_SNV_Coal | SPP_S | External | Shoulder | B11 | 25 | 400 | 0.04 | 126.32 | 79.37 | 8.17 | 0.01
2035 | AZ_NM_SNV_Coal_2_SPP_S | AZ_NM_SNV_Coal | SPP_S | External | Shoulder | B12 | 200 | 400 | 0 | 118.17 | 55.33 | 8.17 | 0
2035 | AZ_NM_SNV_Coal_2_SPP_S | AZ_NM_SNV_Coal | SPP_S | External | Shoulder | B13 | 600 | 400 | 0 | 116.1 | 52.48 | 8.17 | 0
2035 | AZ_NM_SNV_Coal_2_SPP_S | AZ_NM_SNV_Coal | SPP_S | External | Shoulder | B14 | 900 | 400 | 0 | 113.65 | 44.56 | 8.17 | 0
2035 | AZ_NM_SNV_Coal_2_SPP_S | AZ_NM_SNV_Coal | SPP_S | External | Shoulder | B15 | 1203 | 400 | 0 | 109.29 | 41.12 | 8.17 | 0
2035 | AZ_NM_SNV_Coal_2_SPP_S | AZ_NM_SNV_Coal | SPP_S | External | Summer | B1 | 10 | 400 | 0.08 | 193.83 | 138.92 | 8.17 | 0.02
2035 | AZ_NM_SNV_Coal_2_SPP_S | AZ_NM_SNV_Coal | SPP_S | External | Summer | B2 | 25 | 400 | 0.05 | 193.62 | 157.93 | 8.17 | 0.01
2035 | AZ_NM_SNV_Coal_2_SPP_S | AZ_NM_SNV_Coal | SPP_S | External | Summer | B3 | 75 | 400 | 399.93 | 179.84 | 196.27 | 8.17 | 8.26
2035 | AZ_NM_SNV_Coal_2_SPP_S | AZ_NM_SNV_Coal | SPP_S | External | Summer | B4 | 100 | 400 | 399.89 | 144.46 | 163.44 | 8.17 | 10.82
2035 | AZ_NM_SNV_Coal_2_SPP_S | AZ_NM_SNV_Coal | SPP_S | External | Summer | B5 | 200 | 400 | 0.1 | 136.31 | 142.01 | 8.17 | 0
2035 | AZ_NM_SNV_Coal_2_SPP_S | AZ_NM_SNV_Coal | SPP_S | External | Summer | B6 | 300 | 400 | 0.03 | 136.3 | 136.83 | 8.17 | 0
2035 | AZ_NM_SNV_Coal_2_SPP_S | AZ_NM_SNV_Coal | SPP_S | External | Summer | B7 | 400 | 400 | 0.01 | 136.3 | 131.69 | 8.17 | 0
2035 | AZ_NM_SNV_Coal_2_SPP_S | AZ_NM_SNV_Coal | SPP_S | External | Summer | B8 | 500 | 400 | 0 | 136.3 | 92.66 | 8.17 | 0
2035 | AZ_NM_SNV_Coal_2_SPP_S | AZ_NM_SNV_Coal | SPP_S | External | Summer | B9 | 800 | 400 | 0 | 136.3 | 65.19 | 8.17 | 0
2035 | AZ_NM_SNV_Coal_2_SPP_S | AZ_NM_SNV_Coal | SPP_S | External | Summer | B10 | 1262 | 400 | 0 | 120.27 | 52.21 | 8.17 | 0
2035 | AZ_NM_SNV_Coal_2_SPP_S | AZ_NM_SNV_Coal | SPP_S | External | Winter | B16 | 25 | 400 | 0.03 | 124.1 | 58.33 | 8.17 | 0.01
2035 | AZ_NM_SNV_Coal_2_SPP_S | AZ_NM_SNV_Coal | SPP_S | External | Winter | B17 | 100 | 400 | 0 | 118.17 | 54.36 | 8.17 | 0
2035 | AZ_NM_SNV_Coal_2_SPP_S | AZ_NM_SNV_Coal | SPP_S | External | Winter | B18 | 400 | 400 | 0 | 118.17 | 54.36 | 8.17 | 0
2035 | AZ_NM_SNV_Coal_2_SPP_S | AZ_NM_SNV_Coal | SPP_S | External | Winter | B19 | 700 | 400 | 0 | 118.17 | 53.51 | 8.17 | 0
2035 | AZ_NM_SNV_Coal_2_SPP_S | AZ_NM_SNV_Coal | SPP_S | External | Winter | B20 | 935 | 400 | 0 | 105.55 | 43.24 | 8.17 | 0
2035 | ERCOT_2_SPP_S | ERCOT | SPP_S | External | Shoulder | B11 | 25 | 800 | 0.04 | 136.06 | 79.37 | 8 | 0
2035 | ERCOT_2_SPP_S | ERCOT | SPP_S | External | Shoulder | B12 | 200 | 800 | 0 | 136.06 | 55.33 | 8 | 0
2035 | ERCOT_2_SPP_S | ERCOT | SPP_S | External | Shoulder | B13 | 600 | 800 | 0 | 117.13 | 52.48 | 8 | 0
2035 | ERCOT_2_SPP_S | ERCOT | SPP_S | External | Shoulder | B14 | 900 | 800 | 0 | 117.13 | 44.56 | 8 | 0
2035 | ERCOT_2_SPP_S | ERCOT | SPP_S | External | Shoulder | B15 | 1203 | 800 | 0 | 111.88 | 41.12 | 8 | 0
2035 | ERCOT_2_SPP_S | ERCOT | SPP_S | External | Summer | B1 | 10 | 800 | 0.06 | 222.11 | 138.92 | 8 | 0.01
2035 | ERCOT_2_SPP_S | ERCOT | SPP_S | External | Summer | B2 | 25 | 800 | 0.03 | 222.11 | 157.93 | 8 | 0
2035 | ERCOT_2_SPP_S | ERCOT | SPP_S | External | Summer | B3 | 75 | 800 | 657.95 | 188.27 | 196.27 | 8 | 0
2035 | ERCOT_2_SPP_S | ERCOT | SPP_S | External | Summer | B4 | 100 | 800 | 799.94 | 134.5 | 163.44 | 8 | 20.93
2035 | ERCOT_2_SPP_S | ERCOT | SPP_S | External | Summer | B5 | 200 | 800 | 0.46 | 134.5 | 142.01 | 8 | 0
2035 | ERCOT_2_SPP_S | ERCOT | SPP_S | External | Summer | B6 | 300 | 800 | 0.03 | 134.5 | 136.83 | 8 | 0
2035 | ERCOT_2_SPP_S | ERCOT | SPP_S | External | Summer | B7 | 400 | 800 | 0.01 | 134.5 | 131.69 | 8 | 0
2035 | ERCOT_2_SPP_S | ERCOT | SPP_S | External | Summer | B8 | 500 | 800 | 0 | 134.5 | 92.66 | 8 | 0
2035 | ERCOT_2_SPP_S | ERCOT | SPP_S | External | Summer | B9 | 800 | 800 | 0 | 115.8 | 65.19 | 8 | 0
2035 | ERCOT_2_SPP_S | ERCOT | SPP_S | External | Summer | B10 | 1262 | 800 | 0 | 115.8 | 52.21 | 8 | 0
2035 | ERCOT_2_SPP_S | ERCOT | SPP_S | External | Winter | B16 | 25 | 800 | 0.03 | 139.33 | 58.33 | 8 | 0
2035 | ERCOT_2_SPP_S | ERCOT | SPP_S | External | Winter | B17 | 100 | 800 | 0 | 139.33 | 54.36 | 8 | 0
2035 | ERCOT_2_SPP_S | ERCOT | SPP_S | External | Winter | B18 | 400 | 800 | 0 | 119.91 | 54.36 | 8 | 0
2035 | ERCOT_2_SPP_S | ERCOT | SPP_S | External | Winter | B19 | 700 | 800 | 0 | 119.91 | 53.51 | 8 | 0
2035 | ERCOT_2_SPP_S | ERCOT | SPP_S | External | Winter | B20 | 935 | 800 | 0 | 109.27 | 43.24 | 8 | 0
2035 | MAPP_US_2_RMPA | MAPP_US | RMPA | External | Shoulder | B11 | 25 | 200 | 199.87 | 94.52 | 118.17 | 8 | 15.66
2035 | MAPP_US_2_RMPA | MAPP_US | RMPA | External | Shoulder | B12 | 200 | 200 | 199.99 | 92.7 | 119.73 | 8 | 19.03
2035 | MAPP_US_2_RMPA | MAPP_US | RMPA | External | Shoulder | B13 | 600 | 200 | 199.99 | 88.1 | 110.51 | 8 | 14.41
2035 | MAPP_US_2_RMPA | MAPP_US | RMPA | External | Shoulder | B14 | 900 | 200 | 200 | 88.1 | 110.51 | 8 | 14.41
2035 | MAPP_US_2_RMPA | MAPP_US | RMPA | External | Shoulder | B15 | 1203 | 200 | 200 | 86.4 | 110.5 | 8 | 16.11
2035 | MAPP_US_2_RMPA | MAPP_US | RMPA | External | Summer | B1 | 10 | 200 | 184.88 | 184.19 | 192.62 | 8 | 0.46
2035 | MAPP_US_2_RMPA | MAPP_US | RMPA | External | Summer | B2 | 25 | 200 | 0.32 | 184.19 | 185.45 | 8 | 0.02
2035 | MAPP_US_2_RMPA | MAPP_US | RMPA | External | Summer | B3 | 75 | 200 | 0.06 | 194.23 | 188.24 | 8 | 0.01
2035 | MAPP_US_2_RMPA | MAPP_US | RMPA | External | Summer | B4 | 100 | 200 | 0.05 | 158.61 | 152.62 | 8 | 0
2035 | MAPP_US_2_RMPA | MAPP_US | RMPA | External | Summer | B5 | 200 | 200 | 0.24 | 137.13 | 143.91 | 8 | 0
2035 | MAPP_US_2_RMPA | MAPP_US | RMPA | External | Summer | B6 | 300 | 200 | 199.98 | 127.86 | 143.9 | 8 | 8.04
2035 | MAPP_US_2_RMPA | MAPP_US | RMPA | External | Summer | B7 | 400 | 200 | 199.99 | 118.06 | 143.9 | 8 | 17.84
2035 | MAPP_US_2_RMPA | MAPP_US | RMPA | External | Summer | B8 | 500 | 200 | 200 | 94.78 | 128.14 | 8 | 25.36
2035 | MAPP_US_2_RMPA | MAPP_US | RMPA | External | Summer | B9 | 800 | 200 | 200 | 90.87 | 128.12 | 8 | 29.26
2035 | MAPP_US_2_RMPA | MAPP_US | RMPA | External | Summer | B10 | 1262 | 200 | 200 | 84.77 | 128.12 | 8 | 35.36
2035 | MAPP_US_2_RMPA | MAPP_US | RMPA | External | Winter | B16 | 25 | 200 | 199.94 | 91.51 | 132.22 | 8 | 32.72
2035 | MAPP_US_2_RMPA | MAPP_US | RMPA | External | Winter | B17 | 100 | 200 | 199.98 | 91.51 | 123.48 | 8 | 23.97
2035 | MAPP_US_2_RMPA | MAPP_US | RMPA | External | Winter | B18 | 400 | 200 | 199.99 | 91.51 | 121.36 | 8 | 21.85
2035 | MAPP_US_2_RMPA | MAPP_US | RMPA | External | Winter | B19 | 700 | 200 | 200 | 91.51 | 121.36 | 8 | 21.85
2035 | MAPP_US_2_RMPA | MAPP_US | RMPA | External | Winter | B20 | 935 | 200 | 199.98 | 85.71 | 97.38 | 8 | 3.68
2035 | NE_2_RMPA | NE | RMPA | External | Shoulder | B11 | 25 | 310 | 309.94 | 82.7 | 118.17 | 5 | 30.48
2035 | NE_2_RMPA | NE | RMPA | External | Shoulder | B12 | 200 | 310 | 310 | 55.31 | 119.73 | 5 | 59.42
2035 | NE_2_RMPA | NE | RMPA | External | Shoulder | B13 | 600 | 310 | 310 | 54.19 | 110.51 | 5 | 51.33
2035 | NE_2_RMPA | NE | RMPA | External | Shoulder | B14 | 900 | 310 | 310 | 50.71 | 110.51 | 5 | 54.8
2035 | NE_2_RMPA | NE | RMPA | External | Shoulder | B15 | 1203 | 310 | 310 | 49 | 110.5 | 5 | 56.5
2035 | NE_2_RMPA | NE | RMPA | External | Summer | B1 | 10 | 310 | 309.9 | 151.28 | 192.62 | 5 | 36.36
2035 | NE_2_RMPA | NE | RMPA | External | Summer | B2 | 25 | 310 | 309.9 | 161.25 | 185.45 | 5 | 19.21
2035 | NE_2_RMPA | NE | RMPA | External | Summer | B3 | 75 | 310 | 0.08 | 196.24 | 188.24 | 5 | 0
2035 | NE_2_RMPA | NE | RMPA | External | Summer | B4 | 100 | 310 | 0.07 | 160.6 | 152.62 | 5 | 0
2035 | NE_2_RMPA | NE | RMPA | External | Summer | B5 | 200 | 310 | 1.57 | 139.12 | 143.91 | 5 | 0
2035 | NE_2_RMPA | NE | RMPA | External | Summer | B6 | 300 | 310 | 309.96 | 133.94 | 143.9 | 5 | 4.96
2035 | NE_2_RMPA | NE | RMPA | External | Summer | B7 | 400 | 310 | 309.99 | 125.06 | 143.9 | 5 | 13.84
2035 | NE_2_RMPA | NE | RMPA | External | Summer | B8 | 500 | 310 | 310 | 89.78 | 128.14 | 5 | 33.36
2035 | NE_2_RMPA | NE | RMPA | External | Summer | B9 | 800 | 310 | 310 | 62.33 | 128.12 | 5 | 60.8
2035 | NE_2_RMPA | NE | RMPA | External | Summer | B10 | 1262 | 310 | 310 | 49.32 | 128.12 | 5 | 73.8
2035 | NE_2_RMPA | NE | RMPA | External | Winter | B16 | 25 | 310 | 309.98 | 58.32 | 132.22 | 5 | 68.9
2035 | NE_2_RMPA | NE | RMPA | External | Winter | B17 | 100 | 310 | 309.99 | 56.07 | 123.48 | 5 | 62.41
2035 | NE_2_RMPA | NE | RMPA | External | Winter | B18 | 400 | 310 | 310 | 56.07 | 121.36 | 5 | 60.29
2035 | NE_2_RMPA | NE | RMPA | External | Winter | B19 | 700 | 310 | 310 | 54.11 | 121.36 | 5 | 62.24
2035 | NE_2_RMPA | NE | RMPA | External | Winter | B20 | 935 | 310 | 310 | 48.31 | 97.38 | 5 | 44.07
2035 | NWPP_Coal_2_MAPP_US | NWPP_Coal | MAPP_US | External | Shoulder | B11 | 25 | 150 | 0.07 | 118.16 | 94.52 | 8 | 0.02
2035 | NWPP_Coal_2_MAPP_US | NWPP_Coal | MAPP_US | External | Shoulder | B12 | 200 | 150 | 0 | 118.16 | 92.7 | 8 | 0
2035 | NWPP_Coal_2_MAPP_US | NWPP_Coal | MAPP_US | External | Shoulder | B13 | 600 | 150 | 0 | 118.16 | 88.1 | 8 | 0
2035 | NWPP_Coal_2_MAPP_US | NWPP_Coal | MAPP_US | External | Shoulder | B14 | 900 | 150 | 0 | 118.16 | 88.1 | 8 | 0
2035 | NWPP_Coal_2_MAPP_US | NWPP_Coal | MAPP_US | External | Shoulder | B15 | 1203 | 150 | 0 | 118.16 | 86.4 | 8 | 0
2035 | NWPP_Coal_2_MAPP_US | NWPP_Coal | MAPP_US | External | Summer | B1 | 10 | 150 | 149.86 | 142.58 | 184.19 | 8 | 33.66
2035 | NWPP_Coal_2_MAPP_US | NWPP_Coal | MAPP_US | External | Summer | B2 | 25 | 150 | 149.95 | 136.29 | 184.19 | 8 | 39.91
2035 | NWPP_Coal_2_MAPP_US | NWPP_Coal | MAPP_US | External | Summer | B3 | 75 | 150 | 149.99 | 136.29 | 194.23 | 8 | 49.95
2035 | NWPP_Coal_2_MAPP_US | NWPP_Coal | MAPP_US | External | Summer | B4 | 100 | 150 | 149.96 | 136.29 | 158.61 | 8 | 14.32
2035 | NWPP_Coal_2_MAPP_US | NWPP_Coal | MAPP_US | External | Summer | B5 | 200 | 150 | 0.04 | 136.29 | 137.13 | 8 | 0
2035 | NWPP_Coal_2_MAPP_US | NWPP_Coal | MAPP_US | External | Summer | B6 | 300 | 150 | 0.01 | 136.29 | 127.86 | 8 | 0
2035 | NWPP_Coal_2_MAPP_US | NWPP_Coal | MAPP_US | External | Summer | B7 | 400 | 150 | 0 | 136.29 | 118.06 | 8 | 0
2035 | NWPP_Coal_2_MAPP_US | NWPP_Coal | MAPP_US | External | Summer | B8 | 500 | 150 | 0 | 136.29 | 94.78 | 8 | 0
2035 | NWPP_Coal_2_MAPP_US | NWPP_Coal | MAPP_US | External | Summer | B9 | 800 | 150 | 0 | 136.29 | 90.87 | 8 | 0
2035 | NWPP_Coal_2_MAPP_US | NWPP_Coal | MAPP_US | External | Summer | B10 | 1262 | 150 | 0 | 136.29 | 84.77 | 8 | 0
2035 | NWPP_Coal_2_MAPP_US | NWPP_Coal | MAPP_US | External | Winter | B16 | 25 | 150 | 0.06 | 118.16 | 91.51 | 8 | 0.02
2035 | NWPP_Coal_2_MAPP_US | NWPP_Coal | MAPP_US | External | Winter | B17 | 100 | 150 | 0.02 | 118.16 | 91.51 | 8 | 0
2035 | NWPP_Coal_2_MAPP_US | NWPP_Coal | MAPP_US | External | Winter | B18 | 400 | 150 | 0 | 118.16 | 91.51 | 8 | 0
2035 | NWPP_Coal_2_MAPP_US | NWPP_Coal | MAPP_US | External | Winter | B19 | 700 | 150 | 0 | 118.16 | 91.51 | 8 | 0
2035 | NWPP_Coal_2_MAPP_US | NWPP_Coal | MAPP_US | External | Winter | B20 | 935 | 150 | 0 | 118.16 | 85.71 | 8 | 0
2035 | RMPA_2_MAPP_US | RMPA | MAPP_US | External | Shoulder | B11 | 25 | 200 | 0.07 | 118.17 | 94.52 | 8 | 0.01
2035 | RMPA_2_MAPP_US | RMPA | MAPP_US | External | Shoulder | B12 | 200 | 200 | 0 | 119.73 | 92.7 | 8 | 0
2035 | RMPA_2_MAPP_US | RMPA | MAPP_US | External | Shoulder | B13 | 600 | 200 | 0 | 110.51 | 88.1 | 8 | 0
2035 | RMPA_2_MAPP_US | RMPA | MAPP_US | External | Shoulder | B14 | 900 | 200 | 0 | 110.51 | 88.1 | 8 | 0
2035 | RMPA_2_MAPP_US | RMPA | MAPP_US | External | Shoulder | B15 | 1203 | 200 | 0 | 110.5 | 86.4 | 8 | 0
2035 | RMPA_2_MAPP_US | RMPA | MAPP_US | External | Summer | B1 | 10 | 200 | 0.24 | 192.62 | 184.19 | 8 | 0.03
2035 | RMPA_2_MAPP_US | RMPA | MAPP_US | External | Summer | B2 | 25 | 200 | 0.22 | 185.45 | 184.19 | 8 | 0.01
2035 | RMPA_2_MAPP_US | RMPA | MAPP_US | External | Summer | B3 | 75 | 200 | 0.32 | 188.24 | 194.23 | 8 | 0
2035 | RMPA_2_MAPP_US | RMPA | MAPP_US | External | Summer | B4 | 100 | 200 | 0.21 | 152.62 | 158.61 | 8 | 0
2035 | RMPA_2_MAPP_US | RMPA | MAPP_US | External | Summer | B5 | 200 | 200 | 0.02 | 143.91 | 137.13 | 8 | 0
2035 | RMPA_2_MAPP_US | RMPA | MAPP_US | External | Summer | B6 | 300 | 200 | 0 | 143.9 | 127.86 | 8 | 0
2035 | RMPA_2_MAPP_US | RMPA | MAPP_US | External | Summer | B7 | 400 | 200 | 0 | 143.9 | 118.06 | 8 | 0
2035 | RMPA_2_MAPP_US | RMPA | MAPP_US | External | Summer | B8 | 500 | 200 | 0 | 128.14 | 94.78 | 8 | 0
2035 | RMPA_2_MAPP_US | RMPA | MAPP_US | External | Summer | B9 | 800 | 200 | 0 | 128.12 | 90.87 | 8 | 0
2035 | RMPA_2_MAPP_US | RMPA | MAPP_US | External | Summer | B10 | 1262 | 200 | 0 | 128.12 | 84.77 | 8 | 0
2035 | RMPA_2_MAPP_US | RMPA | MAPP_US | External | Winter | B16 | 25 | 200 | 0.05 | 132.22 | 91.51 | 8 | 0.01
2035 | RMPA_2_MAPP_US | RMPA | MAPP_US | External | Winter | B17 | 100 | 200 | 0.01 | 123.48 | 91.51 | 8 | 0
2035 | RMPA_2_MAPP_US | RMPA | MAPP_US | External | Winter | B18 | 400 | 200 | 0 | 121.36 | 91.51 | 8 | 0
2035 | RMPA_2_MAPP_US | RMPA | MAPP_US | External | Winter | B19 | 700 | 200 | 0 | 121.36 | 91.51 | 8 | 0
2035 | RMPA_2_MAPP_US | RMPA | MAPP_US | External | Winter | B20 | 935 | 200 | 0 | 97.38 | 85.71 | 8 | 0
2035 | RMPA_2_NE | RMPA | NE | External | Shoulder | B11 | 25 | 310 | 0.05 | 118.17 | 82.7 | 8 | 0.01
2035 | RMPA_2_NE | RMPA | NE | External | Shoulder | B12 | 200 | 310 | 0 | 119.73 | 55.31 | 8 | 0
2035 | RMPA_2_NE | RMPA | NE | External | Shoulder | B13 | 600 | 310 | 0 | 110.51 | 54.19 | 8 | 0
2035 | RMPA_2_NE | RMPA | NE | External | Shoulder | B14 | 900 | 310 | 0 | 110.51 | 50.71 | 8 | 0
2035 | RMPA_2_NE | RMPA | NE | External | Shoulder | B15 | 1203 | 310 | 0 | 110.5 | 49 | 8 | 0
2035 | RMPA_2_NE | RMPA | NE | External | Summer | B1 | 10 | 310 | 0.1 | 192.62 | 151.28 | 8 | 0.02
2035 | RMPA_2_NE | RMPA | NE | External | Summer | B2 | 25 | 310 | 0.07 | 185.45 | 161.25 | 8 | 0.01
2035 | RMPA_2_NE | RMPA | NE | External | Summer | B3 | 75 | 310 | 213.44 | 188.24 | 196.24 | 8 | 0.01
2035 | RMPA_2_NE | RMPA | NE | External | Summer | B4 | 100 | 310 | 75.07 | 152.62 | 160.6 | 8 | 0
2035 | RMPA_2_NE | RMPA | NE | External | Summer | B5 | 200 | 310 | 0.02 | 143.91 | 139.12 | 8 | 0
2035 | RMPA_2_NE | RMPA | NE | External | Summer | B6 | 300 | 310 | 0.01 | 143.9 | 133.94 | 8 | 0
2035 | RMPA_2_NE | RMPA | NE | External | Summer | B7 | 400 | 310 | 0 | 143.9 | 125.06 | 8 | 0
2035 | RMPA_2_NE | RMPA | NE | External | Summer | B8 | 500 | 310 | 0 | 128.14 | 89.78 | 8 | 0
2035 | RMPA_2_NE | RMPA | NE | External | Summer | B9 | 800 | 310 | 0 | 128.12 | 62.33 | 8 | 0
2035 | RMPA_2_NE | RMPA | NE | External | Summer | B10 | 1262 | 310 | 0 | 128.12 | 49.32 | 8 | 0
2035 | RMPA_2_NE | RMPA | NE | External | Winter | B16 | 25 | 310 | 0.03 | 132.22 | 58.32 | 8 | 0.01
2035 | RMPA_2_NE | RMPA | NE | External | Winter | B17 | 100 | 310 | 0 | 123.48 | 56.07 | 8 | 0
2035 | RMPA_2_NE | RMPA | NE | External | Winter | B18 | 400 | 310 | 0 | 121.36 | 56.07 | 8 | 0
2035 | RMPA_2_NE | RMPA | NE | External | Winter | B19 | 700 | 310 | 0 | 121.36 | 54.11 | 8 | 0
2035 | RMPA_2_NE | RMPA | NE | External | Winter | B20 | 935 | 310 | 0 | 97.38 | 48.31 | 8 | 0
2035 | RMPA_2_SPP_N | RMPA | SPP_N | External | Shoulder | B11 | 25 | 210 | 0.05 | 118.17 | 76.5 | 8 | 0.01
2035 | RMPA_2_SPP_N | RMPA | SPP_N | External | Shoulder | B12 | 200 | 210 | 0 | 119.73 | 55.32 | 8 | 0
2035 | RMPA_2_SPP_N | RMPA | SPP_N | External | Shoulder | B13 | 600 | 210 | 0 | 110.51 | 52.47 | 8 | 0
2035 | RMPA_2_SPP_N | RMPA | SPP_N | External | Shoulder | B14 | 900 | 210 | 0 | 110.51 | 50.72 | 8 | 0
2035 | RMPA_2_SPP_N | RMPA | SPP_N | External | Shoulder | B15 | 1203 | 210 | 0 | 110.5 | 47.28 | 8 | 0
2035 | RMPA_2_SPP_N | RMPA | SPP_N | External | Summer | B1 | 10 | 210 | 0.09 | 192.62 | 145.08 | 8 | 0.03
2035 | RMPA_2_SPP_N | RMPA | SPP_N | External | Summer | B2 | 25 | 210 | 0.06 | 185.45 | 155.06 | 8 | 0.01
2035 | RMPA_2_SPP_N | RMPA | SPP_N | External | Summer | B3 | 75 | 210 | 187.07 | 188.24 | 196.25 | 8 | 0.02
2035 | RMPA_2_SPP_N | RMPA | SPP_N | External | Summer | B4 | 100 | 210 | 12.21 | 152.62 | 160.57 | 8 | 0
2035 | RMPA_2_SPP_N | RMPA | SPP_N | External | Summer | B5 | 200 | 210 | 0.02 | 143.91 | 139.13 | 8 | 0
2035 | RMPA_2_SPP_N | RMPA | SPP_N | External | Summer | B6 | 300 | 210 | 0.01 | 143.9 | 133.96 | 8 | 0
2035 | RMPA_2_SPP_N | RMPA | SPP_N | External | Summer | B7 | 400 | 210 | 0 | 143.9 | 128.82 | 8 | 0
2035 | RMPA_2_SPP_N | RMPA | SPP_N | External | Summer | B8 | 500 | 210 | 0 | 128.14 | 89.79 | 8 | 0
2035 | RMPA_2_SPP_N | RMPA | SPP_N | External | Summer | B9 | 800 | 210 | 0 | 128.12 | 62.32 | 8 | 0
2035 | RMPA_2_SPP_N | RMPA | SPP_N | External | Summer | B10 | 1262 | 210 | 0 | 128.12 | 49.33 | 8 | 0
2035 | RMPA_2_SPP_N | RMPA | SPP_N | External | Winter | B16 | 25 | 210 | 0.03 | 132.22 | 58.31 | 8 | 0.01
2035 | RMPA_2_SPP_N | RMPA | SPP_N | External | Winter | B17 | 100 | 210 | 0 | 123.48 | 54.35 | 8 | 0
2035 | RMPA_2_SPP_N | RMPA | SPP_N | External | Winter | B18 | 400 | 210 | 0 | 121.36 | 54.35 | 8 | 0
2035 | RMPA_2_SPP_N | RMPA | SPP_N | External | Winter | B19 | 700 | 210 | 0 | 121.36 | 53.5 | 8 | 0
2035 | RMPA_2_SPP_N | RMPA | SPP_N | External | Winter | B20 | 935 | 210 | 0 | 97.38 | 46.59 | 8 | 0
2035 | SPP_N_2_RMPA | SPP_N | RMPA | External | Shoulder | B11 | 25 | 210 | 209.95 | 76.5 | 118.17 | 5 | 36.68
2035 | SPP_N_2_RMPA | SPP_N | RMPA | External | Shoulder | B12 | 200 | 210 | 210 | 55.32 | 119.73 | 5 | 59.41
2035 | SPP_N_2_RMPA | SPP_N | RMPA | External | Shoulder | B13 | 600 | 210 | 210 | 52.47 | 110.51 | 5 | 53.05
2035 | SPP_N_2_RMPA | SPP_N | RMPA | External | Shoulder | B14 | 900 | 210 | 210 | 50.72 | 110.51 | 5 | 54.79
2035 | SPP_N_2_RMPA | SPP_N | RMPA | External | Shoulder | B15 | 1203 | 210 | 210 | 47.28 | 110.5 | 5 | 58.22
2035 | SPP_N_2_RMPA | SPP_N | RMPA | External | Summer | B1 | 10 | 210 | 209.91 | 145.08 | 192.62 | 5 | 42.57
2035 | SPP_N_2_RMPA | SPP_N | RMPA | External | Summer | B2 | 25 | 210 | 209.93 | 155.06 | 185.45 | 5 | 25.41
2035 | SPP_N_2_RMPA | SPP_N | RMPA | External | Summer | B3 | 75 | 210 | 0.07 | 196.25 | 188.24 | 5 | 0.01
2035 | SPP_N_2_RMPA | SPP_N | RMPA | External | Summer | B4 | 100 | 210 | 0.07 | 160.57 | 152.62 | 5 | 0
2035 | SPP_N_2_RMPA | SPP_N | RMPA | External | Summer | B5 | 200 | 210 | 1.39 | 139.13 | 143.91 | 5 | 0
2035 | SPP_N_2_RMPA | SPP_N | RMPA | External | Summer | B6 | 300 | 210 | 209.96 | 133.96 | 143.9 | 5 | 4.94
2035 | SPP_N_2_RMPA | SPP_N | RMPA | External | Summer | B7 | 400 | 210 | 209.99 | 128.82 | 143.9 | 5 | 10.08
2035 | SPP_N_2_RMPA | SPP_N | RMPA | External | Summer | B8 | 500 | 210 | 210 | 89.79 | 128.14 | 5 | 33.35
2035 | SPP_N_2_RMPA | SPP_N | RMPA | External | Summer | B9 | 800 | 210 | 210 | 62.32 | 128.12 | 5 | 60.81
2035 | SPP_N_2_RMPA | SPP_N | RMPA | External | Summer | B10 | 1262 | 210 | 210 | 49.33 | 128.12 | 5 | 73.79
2035 | SPP_N_2_RMPA | SPP_N | RMPA | External | Winter | B16 | 25 | 210 | 209.98 | 58.31 | 132.22 | 5 | 68.92
2035 | SPP_N_2_RMPA | SPP_N | RMPA | External | Winter | B17 | 100 | 210 | 209.99 | 54.35 | 123.48 | 5 | 64.13
2035 | SPP_N_2_RMPA | SPP_N | RMPA | External | Winter | B18 | 400 | 210 | 210 | 54.35 | 121.36 | 5 | 62.01
2035 | SPP_N_2_RMPA | SPP_N | RMPA | External | Winter | B19 | 700 | 210 | 210 | 53.5 | 121.36 | 5 | 62.86
2035 | SPP_N_2_RMPA | SPP_N | RMPA | External | Winter | B20 | 935 | 210 | 210 | 46.59 | 97.38 | 5 | 45.79
2035 | SPP_S_2_ERCOT | SPP_S | ERCOT | External | Shoulder | B11 | 25 | 800 | 799.96 | 79.37 | 136.06 | 5 | 51.7
2035 | SPP_S_2_ERCOT | SPP_S | ERCOT | External | Shoulder | B12 | 200 | 800 | 800 | 55.33 | 136.06 | 5 | 75.73
2035 | SPP_S_2_ERCOT | SPP_S | ERCOT | External | Shoulder | B13 | 600 | 800 | 800 | 52.48 | 117.13 | 5 | 59.65
2035 | SPP_S_2_ERCOT | SPP_S | ERCOT | External | Shoulder | B14 | 900 | 800 | 800 | 44.56 | 117.13 | 5 | 67.57
2035 | SPP_S_2_ERCOT | SPP_S | ERCOT | External | Shoulder | B15 | 1203 | 800 | 800 | 41.12 | 111.88 | 5 | 65.75
2035 | SPP_S_2_ERCOT | SPP_S | ERCOT | External | Summer | B1 | 10 | 800 | 799.95 | 138.92 | 222.11 | 5 | 78.2
2035 | SPP_S_2_ERCOT | SPP_S | ERCOT | External | Summer | B2 | 25 | 800 | 799.97 | 157.93 | 222.11 | 5 | 59.18
2035 | SPP_S_2_ERCOT | SPP_S | ERCOT | External | Summer | B3 | 75 | 800 | 0.09 | 196.27 | 188.27 | 5 | 0
2035 | SPP_S_2_ERCOT | SPP_S | ERCOT | External | Summer | B4 | 100 | 800 | 0.03 | 163.44 | 134.5 | 5 | 0
2035 | SPP_S_2_ERCOT | SPP_S | ERCOT | External | Summer | B5 | 200 | 800 | 0.03 | 142.01 | 134.5 | 5 | 0
2035 | SPP_S_2_ERCOT | SPP_S | ERCOT | External | Summer | B6 | 300 | 800 | 0.03 | 136.83 | 134.5 | 5 | 0
2035 | SPP_S_2_ERCOT | SPP_S | ERCOT | External | Summer | B7 | 400 | 800 | 0.27 | 131.69 | 134.5 | 5 | 0
2035 | SPP_S_2_ERCOT | SPP_S | ERCOT | External | Summer | B8 | 500 | 800 | 800 | 92.66 | 134.5 | 5 | 36.84
2035 | SPP_S_2_ERCOT | SPP_S | ERCOT | External | Summer | B9 | 800 | 800 | 800 | 65.19 | 115.8 | 5 | 45.61
2035 | SPP_S_2_ERCOT | SPP_S | ERCOT | External | Summer | B10 | 1262 | 800 | 800 | 52.21 | 115.8 | 5 | 58.59
2035 | SPP_S_2_ERCOT | SPP_S | ERCOT | External | Winter | B16 | 25 | 800 | 799.98 | 58.33 | 139.33 | 5 | 76.01
2035 | SPP_S_2_ERCOT | SPP_S | ERCOT | External | Winter | B17 | 100 | 800 | 799.99 | 54.36 | 139.33 | 5 | 79.97
2035 | SPP_S_2_ERCOT | SPP_S | ERCOT | External | Winter | B18 | 400 | 800 | 800 | 54.36 | 119.91 | 5 | 60.54
2035 | SPP_S_2_ERCOT | SPP_S | ERCOT | External | Winter | B19 | 700 | 800 | 800 | 53.51 | 119.91 | 5 | 61.4
2035 | SPP_S_2_ERCOT | SPP_S | ERCOT | External | Winter | B20 | 935 | 800 | 800 | 43.24 | 109.27 | 5 | 61.02
2040 | AZ_NM_SNV_Coal_2_SPP_S | AZ_NM_SNV_Coal | SPP_S | External | Shoulder | B11 | 25 | 400 | 0.08 | 117.27 | 88.59 | 8.17 | 0.01
2040 | AZ_NM_SNV_Coal_2_SPP_S | AZ_NM_SNV_Coal | SPP_S | External | Shoulder | B12 | 200 | 400 | 0.01 | 100.5 | 76.5 | 8.17 | 0
2040 | AZ_NM_SNV_Coal_2_SPP_S | AZ_NM_SNV_Coal | SPP_S | External | Shoulder | B13 | 600 | 400 | 0 | 99.91 | 72.37 | 8.17 | 0
2040 | AZ_NM_SNV_Coal_2_SPP_S | AZ_NM_SNV_Coal | SPP_S | External | Shoulder | B14 | 900 | 400 | 0 | 99.9 | 69.56 | 8.17 | 0
2040 | AZ_NM_SNV_Coal_2_SPP_S | AZ_NM_SNV_Coal | SPP_S | External | Shoulder | B15 | 1203 | 400 | 0 | 84.17 | 3.77 | 8.17 | 0
2040 | AZ_NM_SNV_Coal_2_SPP_S | AZ_NM_SNV_Coal | SPP_S | External | Summer | B1 | 10 | 400 | 0.09 | 260.51 | 185.46 | 8.17 | 0.02
2040 | AZ_NM_SNV_Coal_2_SPP_S | AZ_NM_SNV_Coal | SPP_S | External | Summer | B2 | 25 | 400 | 0.2 | 220.13 | 215.95 | 8.17 | 0.01
2040 | AZ_NM_SNV_Coal_2_SPP_S | AZ_NM_SNV_Coal | SPP_S | External | Summer | B3 | 75 | 400 | 399.97 | 217.83 | 263.82 | 8.17 | 37.82
2040 | AZ_NM_SNV_Coal_2_SPP_S | AZ_NM_SNV_Coal | SPP_S | External | Summer | B4 | 100 | 400 | 0.14 | 185.74 | 189.24 | 8.17 | 0
2040 | AZ_NM_SNV_Coal_2_SPP_S | AZ_NM_SNV_Coal | SPP_S | External | Summer | B5 | 200 | 400 | 0.04 | 181.9 | 180.67 | 8.17 | 0
2040 | AZ_NM_SNV_Coal_2_SPP_S | AZ_NM_SNV_Coal | SPP_S | External | Summer | B6 | 300 | 400 | 0.03 | 181.9 | 180.25 | 8.17 | 0
2040 | AZ_NM_SNV_Coal_2_SPP_S | AZ_NM_SNV_Coal | SPP_S | External | Summer | B7 | 400 | 400 | 0 | 181.9 | 160.35 | 8.17 | 0
2040 | AZ_NM_SNV_Coal_2_SPP_S | AZ_NM_SNV_Coal | SPP_S | External | Summer | B8 | 500 | 400 | 0 | 181.9 | 91.19 | 8.17 | 0
2040 | AZ_NM_SNV_Coal_2_SPP_S | AZ_NM_SNV_Coal | SPP_S | External | Summer | B9 | 800 | 400 | 0 | 177.58 | 86.55 | 8.17 | 0
2040 | AZ_NM_SNV_Coal_2_SPP_S | AZ_NM_SNV_Coal | SPP_S | External | Summer | B10 | 1262 | 400 | 0 | 161.26 | 22.98 | 8.17 | 0
2040 | AZ_NM_SNV_Coal_2_SPP_S | AZ_NM_SNV_Coal | SPP_S | External | Winter | B16 | 25 | 400 | 0.07 | 117.31 | 81.14 | 8.17 | 0.01
2040 | AZ_NM_SNV_Coal_2_SPP_S | AZ_NM_SNV_Coal | SPP_S | External | Winter | B17 | 100 | 400 | 0.02 | 100.5 | 77.83 | 8.17 | 0
2040 | AZ_NM_SNV_Coal_2_SPP_S | AZ_NM_SNV_Coal | SPP_S | External | Winter | B18 | 400 | 400 | 0 | 100.5 | 73.72 | 8.17 | 0
2040 | AZ_NM_SNV_Coal_2_SPP_S | AZ_NM_SNV_Coal | SPP_S | External | Winter | B19 | 700 | 400 | 0 | 100.5 | 73.71 | 8.17 | 0
2040 | AZ_NM_SNV_Coal_2_SPP_S | AZ_NM_SNV_Coal | SPP_S | External | Winter | B20 | 935 | 400 | 0 | 84.18 | 3.77 | 8.17 | 0
2040 | ERCOT_2_SPP_S | ERCOT | SPP_S | External | Shoulder | B11 | 25 | 800 | 0.03 | 182.19 | 88.59 | 8 | 0
2040 | ERCOT_2_SPP_S | ERCOT | SPP_S | External | Shoulder | B12 | 200 | 800 | 0 | 182.19 | 76.5 | 8 | 0
2040 | ERCOT_2_SPP_S | ERCOT | SPP_S | External | Shoulder | B13 | 600 | 800 | 0 | 156.36 | 72.37 | 8 | 0
2040 | ERCOT_2_SPP_S | ERCOT | SPP_S | External | Shoulder | B14 | 900 | 800 | 0 | 156.36 | 69.56 | 8 | 0
2040 | ERCOT_2_SPP_S | ERCOT | SPP_S | External | Shoulder | B15 | 1203 | 800 | 0 | 59.82 | 3.77 | 8 | 0
2040 | ERCOT_2_SPP_S | ERCOT | SPP_S | External | Summer | B1 | 10 | 800 | 0.06 | 296.47 | 185.46 | 8 | 0.01
2040 | ERCOT_2_SPP_S | ERCOT | SPP_S | External | Summer | B2 | 25 | 800 | 0.03 | 296.46 | 215.95 | 8 | 0
2040 | ERCOT_2_SPP_S | ERCOT | SPP_S | External | Summer | B3 | 75 | 800 | 705.84 | 255.82 | 263.82 | 8 | 0.01
2040 | ERCOT_2_SPP_S | ERCOT | SPP_S | External | Summer | B4 | 100 | 800 | 799.12 | 180.46 | 189.24 | 8 | 0.79
2040 | ERCOT_2_SPP_S | ERCOT | SPP_S | External | Summer | B5 | 200 | 800 | 0.05 | 180.45 | 180.67 | 8 | 0
2040 | ERCOT_2_SPP_S | ERCOT | SPP_S | External | Summer | B6 | 300 | 800 | 0.03 | 180.45 | 180.25 | 8 | 0
2040 | ERCOT_2_SPP_S | ERCOT | SPP_S | External | Summer | B7 | 400 | 800 | 0 | 180.45 | 160.35 | 8 | 0
2040 | ERCOT_2_SPP_S | ERCOT | SPP_S | External | Summer | B8 | 500 | 800 | 0 | 154.88 | 91.19 | 8 | 0
2040 | ERCOT_2_SPP_S | ERCOT | SPP_S | External | Summer | B9 | 800 | 800 | 0 | 154.88 | 86.55 | 8 | 0
2040 | ERCOT_2_SPP_S | ERCOT | SPP_S | External | Summer | B10 | 1262 | 800 | 0 | 76.77 | 22.98 | 8 | 0
2040 | ERCOT_2_SPP_S | ERCOT | SPP_S | External | Winter | B16 | 25 | 800 | 0.03 | 185.8 | 81.14 | 8 | 0
2040 | ERCOT_2_SPP_S | ERCOT | SPP_S | External | Winter | B17 | 100 | 800 | 0 | 159.43 | 77.83 | 8 | 0
2040 | ERCOT_2_SPP_S | ERCOT | SPP_S | External | Winter | B18 | 400 | 800 | 0 | 159.43 | 73.72 | 8 | 0
2040 | ERCOT_2_SPP_S | ERCOT | SPP_S | External | Winter | B19 | 700 | 800 | 0 | 159.43 | 73.71 | 8 | 0
2040 | ERCOT_2_SPP_S | ERCOT | SPP_S | External | Winter | B20 | 935 | 800 | 0 | 64.59 | 3.77 | 8 | 0
2040 | MAPP_US_2_RMPA | MAPP_US | RMPA | External | Shoulder | B11 | 25 | 200 | 0.22 | 112.51 | 109.11 | 8 | 0.02
2040 | MAPP_US_2_RMPA | MAPP_US | RMPA | External | Shoulder | B12 | 200 | 200 | 86.27 | 89.03 | 97.03 | 8 | 0
2040 | MAPP_US_2_RMPA | MAPP_US | RMPA | External | Shoulder | B13 | 600 | 200 | 3.68 | 85.85 | 93.82 | 8 | 0
2040 | MAPP_US_2_RMPA | MAPP_US | RMPA | External | Shoulder | B14 | 900 | 200 | 2.54 | 85.85 | 93.81 | 8 | 0
2040 | MAPP_US_2_RMPA | MAPP_US | RMPA | External | Shoulder | B15 | 1203 | 200 | 200 | 48.67 | 92.32 | 8 | 35.64
2040 | MAPP_US_2_RMPA | MAPP_US | RMPA | External | Summer | B1 | 10 | 200 | 199.7 | 230.89 | 253.55 | 8 | 14.7
2040 | MAPP_US_2_RMPA | MAPP_US | RMPA | External | Summer | B2 | 25 | 200 | 0.1 | 253.07 | 228.23 | 8 | 0.02
2040 | MAPP_US_2_RMPA | MAPP_US | RMPA | External | Summer | B3 | 75 | 200 | 0.07 | 261.83 | 255.8 | 8 | 0.01
2040 | MAPP_US_2_RMPA | MAPP_US | RMPA | External | Summer | B4 | 100 | 200 | 0.39 | 187.29 | 193.88 | 8 | 0.01
2040 | MAPP_US_2_RMPA | MAPP_US | RMPA | External | Summer | B5 | 200 | 200 | 199.85 | 180.37 | 190.06 | 8 | 1.7
2040 | MAPP_US_2_RMPA | MAPP_US | RMPA | External | Summer | B6 | 300 | 200 | 199.97 | 171.45 | 185.74 | 8 | 6.3
2040 | MAPP_US_2_RMPA | MAPP_US | RMPA | External | Summer | B7 | 400 | 200 | 199.99 | 147.9 | 185.73 | 8 | 29.83
2040 | MAPP_US_2_RMPA | MAPP_US | RMPA | External | Summer | B8 | 500 | 200 | 200 | 120.15 | 173.73 | 8 | 45.58
2040 | MAPP_US_2_RMPA | MAPP_US | RMPA | External | Summer | B9 | 800 | 200 | 200 | 120.15 | 165.86 | 8 | 37.71
2040 | MAPP_US_2_RMPA | MAPP_US | RMPA | External | Summer | B10 | 1262 | 200 | 200 | 67.86 | 156.69 | 8 | 80.83
2040 | MAPP_US_2_RMPA | MAPP_US | RMPA | External | Winter | B16 | 25 | 200 | 199.95 | 108.48 | 163.09 | 8 | 46.63
2040 | MAPP_US_2_RMPA | MAPP_US | RMPA | External | Winter | B17 | 100 | 200 | 0.09 | 108.49 | 108.66 | 8 | 0.01
2040 | MAPP_US_2_RMPA | MAPP_US | RMPA | External | Winter | B18 | 400 | 200 | 0.02 | 108.49 | 104.81 | 8 | 0
2040 | MAPP_US_2_RMPA | MAPP_US | RMPA | External | Winter | B19 | 700 | 200 | 0.01 | 108.49 | 104.81 | 8 | 0
2040 | MAPP_US_2_RMPA | MAPP_US | RMPA | External | Winter | B20 | 935 | 200 | 200 | 48.67 | 76.83 | 8 | 20.15
2040 | NE_2_RMPA | NE | RMPA | External | Shoulder | B11 | 25 | 310 | 0.69 | 107.5 | 109.11 | 5 | 0.01
2040 | NE_2_RMPA | NE | RMPA | External | Shoulder | B12 | 200 | 310 | 309.98 | 76.25 | 97.03 | 5 | 15.78
2040 | NE_2_RMPA | NE | RMPA | External | Shoulder | B13 | 600 | 310 | 309.99 | 72.13 | 93.82 | 5 | 16.68
2040 | NE_2_RMPA | NE | RMPA | External | Shoulder | B14 | 900 | 310 | 310 | 68.49 | 93.81 | 5 | 20.32
2040 | NE_2_RMPA | NE | RMPA | External | Shoulder | B15 | 1203 | 310 | 310 | 3.77 | 92.32 | 5 | 83.55
2040 | NE_2_RMPA | NE | RMPA | External | Summer | B1 | 10 | 310 | 309.88 | 207.59 | 253.55 | 5 | 40.99
2040 | NE_2_RMPA | NE | RMPA | External | Summer | B2 | 25 | 310 | 58.7 | 223.25 | 228.23 | 5 | 0.02
2040 | NE_2_RMPA | NE | RMPA | External | Summer | B3 | 75 | 310 | 0.09 | 263.8 | 255.8 | 5 | 0
2040 | NE_2_RMPA | NE | RMPA | External | Summer | B4 | 100 | 310 | 1.07 | 189.29 | 193.88 | 5 | 0
2040 | NE_2_RMPA | NE | RMPA | External | Summer | B5 | 200 | 310 | 309.95 | 177.21 | 190.06 | 5 | 7.86
2040 | NE_2_RMPA | NE | RMPA | External | Summer | B6 | 300 | 310 | 309.95 | 176.79 | 185.74 | 5 | 3.96
2040 | NE_2_RMPA | NE | RMPA | External | Summer | B7 | 400 | 310 | 309.99 | 154.9 | 185.73 | 5 | 25.83
2040 | NE_2_RMPA | NE | RMPA | External | Summer | B8 | 500 | 310 | 310 | 87.76 | 173.73 | 5 | 80.97
2040 | NE_2_RMPA | NE | RMPA | External | Summer | B9 | 800 | 310 | 310 | 83.12 | 165.86 | 5 | 77.75
2040 | NE_2_RMPA | NE | RMPA | External | Summer | B10 | 1262 | 310 | 310 | 22.96 | 156.69 | 5 | 128.73
2040 | NE_2_RMPA | NE | RMPA | External | Winter | B16 | 25 | 310 | 309.97 | 79.17 | 163.09 | 5 | 78.93
2040 | NE_2_RMPA | NE | RMPA | External | Winter | B17 | 100 | 310 | 309.98 | 76.54 | 108.66 | 5 | 27.13
2040 | NE_2_RMPA | NE | RMPA | External | Winter | B18 | 400 | 310 | 309.99 | 72.43 | 104.81 | 5 | 27.38
2040 | NE_2_RMPA | NE | RMPA | External | Winter | B19 | 700 | 310 | 310 | 72.42 | 104.81 | 5 | 27.39
2040 | NE_2_RMPA | NE | RMPA | External | Winter | B20 | 935 | 310 | 310 | 3.77 | 76.83 | 5 | 68.06
2040 | NWPP_Coal_2_MAPP_US | NWPP_Coal | MAPP_US | External | Shoulder | B11 | 25 | 150 | 149.46 | 100.48 | 112.51 | 8 | 4.05
2040 | NWPP_Coal_2_MAPP_US | NWPP_Coal | MAPP_US | External | Shoulder | B12 | 200 | 150 | 0.02 | 100.48 | 89.03 | 8 | 0
2040 | NWPP_Coal_2_MAPP_US | NWPP_Coal | MAPP_US | External | Shoulder | B13 | 600 | 150 | 0 | 100.48 | 85.85 | 8 | 0
2040 | NWPP_Coal_2_MAPP_US | NWPP_Coal | MAPP_US | External | Shoulder | B14 | 900 | 150 | 0 | 100.48 | 85.85 | 8 | 0
2040 | NWPP_Coal_2_MAPP_US | NWPP_Coal | MAPP_US | External | Shoulder | B15 | 1203 | 150 | 0 | 100.48 | 48.67 | 8 | 0
2040 | NWPP_Coal_2_MAPP_US | NWPP_Coal | MAPP_US | External | Summer | B1 | 10 | 150 | 148.19 | 220.1 | 230.89 | 8 | 2.86
2040 | NWPP_Coal_2_MAPP_US | NWPP_Coal | MAPP_US | External | Summer | B2 | 25 | 150 | 149.95 | 192.22 | 253.07 | 8 | 52.88
2040 | NWPP_Coal_2_MAPP_US | NWPP_Coal | MAPP_US | External | Summer | B3 | 75 | 150 | 149.99 | 177.77 | 261.83 | 8 | 76.07
2040 | NWPP_Coal_2_MAPP_US | NWPP_Coal | MAPP_US | External | Summer | B4 | 100 | 150 | 149.66 | 177.57 | 187.29 | 8 | 1.72
2040 | NWPP_Coal_2_MAPP_US | NWPP_Coal | MAPP_US | External | Summer | B5 | 200 | 150 | 0.06 | 177.57 | 180.37 | 8 | 0
2040 | NWPP_Coal_2_MAPP_US | NWPP_Coal | MAPP_US | External | Summer | B6 | 300 | 150 | 0.02 | 177.57 | 171.45 | 8 | 0
2040 | NWPP_Coal_2_MAPP_US | NWPP_Coal | MAPP_US | External | Summer | B7 | 400 | 150 | 0 | 177.57 | 147.9 | 8 | 0
2040 | NWPP_Coal_2_MAPP_US | NWPP_Coal | MAPP_US | External | Summer | B8 | 500 | 150 | 0 | 177.57 | 120.15 | 8 | 0
2040 | NWPP_Coal_2_MAPP_US | NWPP_Coal | MAPP_US | External | Summer | B9 | 800 | 150 | 0 | 177.57 | 120.15 | 8 | 0
2040 | NWPP_Coal_2_MAPP_US | NWPP_Coal | MAPP_US | External | Summer | B10 | 1262 | 150 | 0 | 177.57 | 67.86 | 8 | 0
2040 | NWPP_Coal_2_MAPP_US | NWPP_Coal | MAPP_US | External | Winter | B16 | 25 | 150 | 1.79 | 101.41 | 108.48 | 8 | 0.03
2040 | NWPP_Coal_2_MAPP_US | NWPP_Coal | MAPP_US | External | Winter | B17 | 100 | 150 | 100.68 | 100.48 | 108.49 | 8 | 0.01
2040 | NWPP_Coal_2_MAPP_US | NWPP_Coal | MAPP_US | External | Winter | B18 | 400 | 150 | 130.53 | 100.48 | 108.49 | 8 | 0.01
2040 | NWPP_Coal_2_MAPP_US | NWPP_Coal | MAPP_US | External | Winter | B19 | 700 | 150 | 137.87 | 100.48 | 108.49 | 8 | 0.01
2040 | NWPP_Coal_2_MAPP_US | NWPP_Coal | MAPP_US | External | Winter | B20 | 935 | 150 | 0 | 100.48 | 48.67 | 8 | 0
2040 | RMPA_2_MAPP_US | RMPA | MAPP_US | External | Shoulder | B11 | 25 | 200 | 0.58 | 109.11 | 112.51 | 8 | 0.02
2040 | RMPA_2_MAPP_US | RMPA | MAPP_US | External | Shoulder | B12 | 200 | 200 | 0.03 | 97.03 | 89.03 | 8 | 0
2040 | RMPA_2_MAPP_US | RMPA | MAPP_US | External | Shoulder | B13 | 600 | 200 | 0.01 | 93.82 | 85.85 | 8 | 0
2040 | RMPA_2_MAPP_US | RMPA | MAPP_US | External | Shoulder | B14 | 900 | 200 | 0 | 93.81 | 85.85 | 8 | 0
2040 | RMPA_2_MAPP_US | RMPA | MAPP_US | External | Shoulder | B15 | 1203 | 200 | 0 | 92.32 | 48.67 | 8 | 0
2040 | RMPA_2_MAPP_US | RMPA | MAPP_US | External | Summer | B1 | 10 | 200 | 0.18 | 253.55 | 230.89 | 8 | 0.04
2040 | RMPA_2_MAPP_US | RMPA | MAPP_US | External | Summer | B2 | 25 | 200 | 199.81 | 228.23 | 253.07 | 8 | 16.87
2040 | RMPA_2_MAPP_US | RMPA | MAPP_US | External | Summer | B3 | 75 | 200 | 0.48 | 255.8 | 261.83 | 8 | 0.01
2040 | RMPA_2_MAPP_US | RMPA | MAPP_US | External | Summer | B4 | 100 | 200 | 0.05 | 193.88 | 187.29 | 8 | 0
2040 | RMPA_2_MAPP_US | RMPA | MAPP_US | External | Summer | B5 | 200 | 200 | 0.02 | 190.06 | 180.37 | 8 | 0
2040 | RMPA_2_MAPP_US | RMPA | MAPP_US | External | Summer | B6 | 300 | 200 | 0.01 | 185.74 | 171.45 | 8 | 0
2040 | RMPA_2_MAPP_US | RMPA | MAPP_US | External | Summer | B7 | 400 | 200 | 0 | 185.73 | 147.9 | 8 | 0
2040 | RMPA_2_MAPP_US | RMPA | MAPP_US | External | Summer | B8 | 500 | 200 | 0 | 173.73 | 120.15 | 8 | 0
2040 | RMPA_2_MAPP_US | RMPA | MAPP_US | External | Summer | B9 | 800 | 200 | 0 | 165.86 | 120.15 | 8 | 0
2040 | RMPA_2_MAPP_US | RMPA | MAPP_US | External | Summer | B10 | 1262 | 200 | 0 | 156.69 | 67.86 | 8 | 0
2040 | RMPA_2_MAPP_US | RMPA | MAPP_US | External | Winter | B16 | 25 | 200 | 0.05 | 163.09 | 108.48 | 8 | 0.02
2040 | RMPA_2_MAPP_US | RMPA | MAPP_US | External | Winter | B17 | 100 | 200 | 0.08 | 108.66 | 108.49 | 8 | 0
2040 | RMPA_2_MAPP_US | RMPA | MAPP_US | External | Winter | B18 | 400 | 200 | 0.05 | 104.81 | 108.49 | 8 | 0
2040 | RMPA_2_MAPP_US | RMPA | MAPP_US | External | Winter | B19 | 700 | 200 | 0.03 | 104.81 | 108.49 | 8 | 0
2040 | RMPA_2_MAPP_US | RMPA | MAPP_US | External | Winter | B20 | 935 | 200 | 0 | 76.83 | 48.67 | 8 | 0
2040 | RMPA_2_NE | RMPA | NE | External | Shoulder | B11 | 25 | 310 | 0.29 | 109.11 | 107.5 | 8 | 0.01
2040 | RMPA_2_NE | RMPA | NE | External | Shoulder | B12 | 200 | 310 | 0.01 | 97.03 | 76.25 | 8 | 0
2040 | RMPA_2_NE | RMPA | NE | External | Shoulder | B13 | 600 | 310 | 0 | 93.82 | 72.13 | 8 | 0
2040 | RMPA_2_NE | RMPA | NE | External | Shoulder | B14 | 900 | 310 | 0 | 93.81 | 68.49 | 8 | 0
2040 | RMPA_2_NE | RMPA | NE | External | Shoulder | B15 | 1203 | 310 | 0 | 92.32 | 3.77 | 8 | 0
2040 | RMPA_2_NE | RMPA | NE | External | Summer | B1 | 10 | 310 | 0.12 | 253.55 | 207.59 | 8 | 0.03
2040 | RMPA_2_NE | RMPA | NE | External | Summer | B2 | 25 | 310 | 0.21 | 228.23 | 223.25 | 8 | 0.01
2040 | RMPA_2_NE | RMPA | NE | External | Summer | B3 | 75 | 310 | 229.83 | 255.8 | 263.8 | 8 | 0.01
2040 | RMPA_2_NE | RMPA | NE | External | Summer | B4 | 100 | 310 | 0.06 | 193.88 | 189.29 | 8 | 0
2040 | RMPA_2_NE | RMPA | NE | External | Summer | B5 | 200 | 310 | 0.02 | 190.06 | 177.21 | 8 | 0
2040 | RMPA_2_NE | RMPA | NE | External | Summer | B6 | 300 | 310 | 0.01 | 185.74 | 176.79 | 8 | 0
2040 | RMPA_2_NE | RMPA | NE | External | Summer | B7 | 400 | 310 | 0 | 185.73 | 154.9 | 8 | 0
2040 | RMPA_2_NE | RMPA | NE | External | Summer | B8 | 500 | 310 | 0 | 173.73 | 87.76 | 8 | 0
2040 | RMPA_2_NE | RMPA | NE | External | Summer | B9 | 800 | 310 | 0 | 165.86 | 83.12 | 8 | 0
2040 | RMPA_2_NE | RMPA | NE | External | Summer | B10 | 1262 | 310 | 0 | 156.69 | 22.96 | 8 | 0
2040 | RMPA_2_NE | RMPA | NE | External | Winter | B16 | 25 | 310 | 0.03 | 163.09 | 79.17 | 8 | 0.01
2040 | RMPA_2_NE | RMPA | NE | External | Winter | B17 | 100 | 310 | 0.02 | 108.66 | 76.54 | 8 | 0
2040 | RMPA_2_NE | RMPA | NE | External | Winter | B18 | 400 | 310 | 0 | 104.81 | 72.43 | 8 | 0
2040 | RMPA_2_NE | RMPA | NE | External | Winter | B19 | 700 | 310 | 0 | 104.81 | 72.42 | 8 | 0
2040 | RMPA_2_NE | RMPA | NE | External | Winter | B20 | 935 | 310 | 0 | 76.83 | 3.77 | 8 | 0
2040 | RMPA_2_SPP_N | RMPA | SPP_N | External | Shoulder | B11 | 25 | 210 | 0.09 | 109.11 | 85.15 | 8 | 0.02
2040 | RMPA_2_SPP_N | RMPA | SPP_N | External | Shoulder | B12 | 200 | 210 | 0.01 | 97.03 | 76.26 | 8 | 0
2040 | RMPA_2_SPP_N | RMPA | SPP_N | External | Shoulder | B13 | 600 | 210 | 0 | 93.82 | 72.14 | 8 | 0
2040 | RMPA_2_SPP_N | RMPA | SPP_N | External | Shoulder | B14 | 900 | 210 | 0 | 93.81 | 69.55 | 8 | 0
2040 | RMPA_2_SPP_N | RMPA | SPP_N | External | Shoulder | B15 | 1203 | 210 | 0 | 92.32 | 3.77 | 8 | 0
2040 | RMPA_2_SPP_N | RMPA | SPP_N | External | Summer | B1 | 10 | 210 | 0.09 | 253.55 | 185.23 | 8 | 0.04
2040 | RMPA_2_SPP_N | RMPA | SPP_N | External | Summer | B2 | 25 | 210 | 0.12 | 228.23 | 215.71 | 8 | 0.02
2040 | RMPA_2_SPP_N | RMPA | SPP_N | External | Summer | B3 | 75 | 210 | 175.66 | 255.8 | 263.81 | 8 | 0.02
2040 | RMPA_2_SPP_N | RMPA | SPP_N | External | Summer | B4 | 100 | 210 | 0.05 | 193.88 | 189.22 | 8 | 0
2040 | RMPA_2_SPP_N | RMPA | SPP_N | External | Summer | B5 | 200 | 210 | 0.02 | 190.06 | 177.22 | 8 | 0
2040 | RMPA_2_SPP_N | RMPA | SPP_N | External | Summer | B6 | 300 | 210 | 0.01 | 185.74 | 176.8 | 8 | 0
2040 | RMPA_2_SPP_N | RMPA | SPP_N | External | Summer | B7 | 400 | 210 | 0 | 185.73 | 156.91 | 8 | 0
2040 | RMPA_2_SPP_N | RMPA | SPP_N | External | Summer | B8 | 500 | 210 | 0 | 173.73 | 87.74 | 8 | 0
2040 | RMPA_2_SPP_N | RMPA | SPP_N | External | Summer | B9 | 800 | 210 | 0 | 165.86 | 83.1 | 8 | 0
2040 | RMPA_2_SPP_N | RMPA | SPP_N | External | Summer | B10 | 1262 | 210 | 0 | 156.69 | 22.97 | 8 | 0
2040 | RMPA_2_SPP_N | RMPA | SPP_N | External | Winter | B16 | 25 | 210 | 0.03 | 163.09 | 80.9 | 8 | 0.02
2040 | RMPA_2_SPP_N | RMPA | SPP_N | External | Winter | B17 | 100 | 210 | 0.02 | 108.66 | 77.59 | 8 | 0
2040 | RMPA_2_SPP_N | RMPA | SPP_N | External | Winter | B18 | 400 | 210 | 0 | 104.81 | 73.48 | 8 | 0
2040 | RMPA_2_SPP_N | RMPA | SPP_N | External | Winter | B19 | 700 | 210 | 0 | 104.81 | 73.47 | 8 | 0
2040 | RMPA_2_SPP_N | RMPA | SPP_N | External | Winter | B20 | 935 | 210 | 0 | 76.83 | 3.77 | 8 | 0
2040 | SPP_N_2_RMPA | SPP_N | RMPA | External | Shoulder | B11 | 25 | 210 | 209.86 | 85.15 | 109.11 | 5 | 18.98
2040 | SPP_N_2_RMPA | SPP_N | RMPA | External | Shoulder | B12 | 200 | 210 | 209.98 | 76.26 | 97.03 | 5 | 15.77
2040 | SPP_N_2_RMPA | SPP_N | RMPA | External | Shoulder | B13 | 600 | 210 | 209.99 | 72.14 | 93.82 | 5 | 16.67
2040 | SPP_N_2_RMPA | SPP_N | RMPA | External | Shoulder | B14 | 900 | 210 | 210 | 69.55 | 93.81 | 5 | 19.27
2040 | SPP_N_2_RMPA | SPP_N | RMPA | External | Shoulder | B15 | 1203 | 210 | 210 | 3.77 | 92.32 | 5 | 83.55
2040 | SPP_N_2_RMPA | SPP_N | RMPA | External | Summer | B1 | 10 | 210 | 209.92 | 185.23 | 253.55 | 5 | 63.36
2040 | SPP_N_2_RMPA | SPP_N | RMPA | External | Summer | B2 | 25 | 210 | 209.69 | 215.71 | 228.23 | 5 | 7.53
2040 | SPP_N_2_RMPA | SPP_N | RMPA | External | Summer | B3 | 75 | 210 | 0.08 | 263.81 | 255.8 | 5 | 0.01
2040 | SPP_N_2_RMPA | SPP_N | RMPA | External | Summer | B4 | 100 | 210 | 1.47 | 189.22 | 193.88 | 5 | 0.01
2040 | SPP_N_2_RMPA | SPP_N | RMPA | External | Summer | B5 | 200 | 210 | 209.96 | 177.22 | 190.06 | 5 | 7.85
2040 | SPP_N_2_RMPA | SPP_N | RMPA | External | Summer | B6 | 300 | 210 | 209.95 | 176.8 | 185.74 | 5 | 3.95
2040 | SPP_N_2_RMPA | SPP_N | RMPA | External | Summer | B7 | 400 | 210 | 209.99 | 156.91 | 185.73 | 5 | 23.83
2040 | SPP_N_2_RMPA | SPP_N | RMPA | External | Summer | B8 | 500 | 210 | 210 | 87.74 | 173.73 | 5 | 80.99
2040 | SPP_N_2_RMPA | SPP_N | RMPA | External | Summer | B9 | 800 | 210 | 210 | 83.1 | 165.86 | 5 | 77.76
2040 | SPP_N_2_RMPA | SPP_N | RMPA | External | Summer | B10 | 1262 | 210 | 210 | 22.97 | 156.69 | 5 | 128.72
2040 | SPP_N_2_RMPA | SPP_N | RMPA | External | Winter | B16 | 25 | 210 | 209.97 | 80.9 | 163.09 | 5 | 77.21
2040 | SPP_N_2_RMPA | SPP_N | RMPA | External | Winter | B17 | 100 | 210 | 209.97 | 77.59 | 108.66 | 5 | 26.08
2040 | SPP_N_2_RMPA | SPP_N | RMPA | External | Winter | B18 | 400 | 210 | 209.99 | 73.48 | 104.81 | 5 | 26.33
2040 | SPP_N_2_RMPA | SPP_N | RMPA | External | Winter | B19 | 700 | 210 | 210 | 73.47 | 104.81 | 5 | 26.34
2040 | SPP_N_2_RMPA | SPP_N | RMPA | External | Winter | B20 | 935 | 210 | 210 | 3.77 | 76.83 | 5 | 68.06
2040 | SPP_S_2_ERCOT | SPP_S | ERCOT | External | Shoulder | B11 | 25 | 800 | 799.97 | 88.59 | 182.19 | 5 | 88.6
2040 | SPP_S_2_ERCOT | SPP_S | ERCOT | External | Shoulder | B12 | 200 | 800 | 800 | 76.5 | 182.19 | 5 | 100.69
2040 | SPP_S_2_ERCOT | SPP_S | ERCOT | External | Shoulder | B13 | 600 | 800 | 800 | 72.37 | 156.36 | 5 | 78.99
2040 | SPP_S_2_ERCOT | SPP_S | ERCOT | External | Shoulder | B14 | 900 | 800 | 800 | 69.56 | 156.36 | 5 | 81.8
2040 | SPP_S_2_ERCOT | SPP_S | ERCOT | External | Shoulder | B15 | 1203 | 800 | 800 | 3.77 | 59.82 | 5 | 51.05
2040 | SPP_S_2_ERCOT | SPP_S | ERCOT | External | Summer | B1 | 10 | 800 | 799.95 | 185.46 | 296.47 | 5 | 106.02
2040 | SPP_S_2_ERCOT | SPP_S | ERCOT | External | Summer | B2 | 25 | 800 | 799.97 | 215.95 | 296.46 | 5 | 75.51
2040 | SPP_S_2_ERCOT | SPP_S | ERCOT | External | Summer | B3 | 75 | 800 | 0.11 | 263.82 | 255.82 | 5 | 0
2040 | SPP_S_2_ERCOT | SPP_S | ERCOT | External | Summer | B4 | 100 | 800 | 0.07 | 189.24 | 180.46 | 5 | 0
2040 | SPP_S_2_ERCOT | SPP_S | ERCOT | External | Summer | B5 | 200 | 800 | 0.08 | 180.67 | 180.45 | 5 | 0
2040 | SPP_S_2_ERCOT | SPP_S | ERCOT | External | Summer | B6 | 300 | 800 | 0.06 | 180.25 | 180.45 | 5 | 0
2040 | SPP_S_2_ERCOT | SPP_S | ERCOT | External | Summer | B7 | 400 | 800 | 799.99 | 160.35 | 180.45 | 5 | 15.1
2040 | SPP_S_2_ERCOT | SPP_S | ERCOT | External | Summer | B8 | 500 | 800 | 800 | 91.19 | 154.88 | 5 | 58.69
2040 | SPP_S_2_ERCOT | SPP_S | ERCOT | External | Summer | B9 | 800 | 800 | 800 | 86.55 | 154.88 | 5 | 63.33
2040 | SPP_S_2_ERCOT | SPP_S | ERCOT | External | Summer | B10 | 1262 | 800 | 800 | 22.98 | 76.77 | 5 | 48.79
2040 | SPP_S_2_ERCOT | SPP_S | ERCOT | External | Winter | B16 | 25 | 800 | 799.98 | 81.14 | 185.8 | 5 | 99.67
2040 | SPP_S_2_ERCOT | SPP_S | ERCOT | External | Winter | B17 | 100 | 800 | 799.99 | 77.83 | 159.43 | 5 | 76.61
2040 | SPP_S_2_ERCOT | SPP_S | ERCOT | External | Winter | B18 | 400 | 800 | 800 | 73.72 | 159.43 | 5 | 80.71
2040 | SPP_S_2_ERCOT | SPP_S | ERCOT | External | Winter | B19 | 700 | 800 | 800 | 73.71 | 159.43 | 5 | 80.72
2040 | SPP_S_2_ERCOT | SPP_S | ERCOT | External | Winter | B20 | 935 | 800 | 800 | 3.77 | 64.59 | 5 | 55.81