## Title
Future 2, Sensitivity 2: Federal Carbon, Soft Transmission Constraint, 25% Overload Charges
"The results presented herein use modeling assumptions developed by EIPC, EIPC stakeholders and CRA for purposes of EIPC capacity expansion modeling. As such, these results do not necessarily reflect the opinions or views of CRA or any individual EIPC stakeholder."

## Build Summary
EI New Build Summary
EI New Builds by Type
|  | Additions |  |  | Retirements
| 2010 | 2015 | 2020 | 2030 | 2015 | 2020 | 2030 | Total
Coal | 271.9158 | 8.4768 | 0.00026 | 0.0002 | 137.7921 | 62.4927 | 50.4974 | 29.6109
Nuclear | 99.849 | 2.7406 | 4.53 | 23.691 | 0 | 0.6145 | 1.4882 | 128.7079
CC | 132.682 | 75.2495 | 38.3528 | 0.00307 | 7.1253 | 3.0097 | 11.967 | 224.1854
CT | 120.329 | 4.6921 | 0.40514 | 0.58631 | 3.4543 | 0.0001 | 6.1459 | 116.4123
Steam Oil/Gas | 74.547 | 0 | 0 | 0 | 44.5697 | 2e-05 | 1.5136 | 28.4637
Hydro | 44.6048 | 0 | 1.1988 | 5.9385 | 0 | 0 | 0 | 51.742
On-Shore Wind | 18.7066 | 22.1947 | 115.3203 | 159.1308 | 0 | 0 | 1e-05 | 315.3525
Off-Shore Wind | -0.00086 | 0.46886 | 8e-05 | 1.1001 | 0 | 0 | 1e-05 | 1.5682
Other Renewable | 3.6126 | 2.3482 | 3.3004 | 4.7708 | 0 | 0 | 2e-05 | 14.032
New HQ/Maritimes | 0 | 0 | 3e-05 | 2.5369 | 0 | 0 | 0 | 2.5369
Other | 17.054 | 0 | 0 | 0 | 0 | 0 | 0 | 17.054
Total w/o DR | 783.3 | 116.1708 | 163.1078 | 197.7577 | 192.9414 | 66.117 | 71.6121 | 929.6658
DR | 33.1 | -1.344 | 16.8375 | 22.1146 | 0 | 0 | 0 | 70.7081
Total w/DR | 816.4 | 114.8268 | 179.9453 | 219.8724 | 192.9414 | 66.117 | 71.6121 | 1000.3739
EI New Builds by Region
| EI Cumulative New Builds |  |  |  | EI Cumulative New CCs |  |  |  | EI Cumulative New On-Shore Wind |  |  |  | EI Cumulative Coal Retirements
| 2015 | 2020 | 2030 |  |  | 2015 | 2020 | 2030 |  | 2015 | 2020 | 2030 |  | 2015 | 2020 | 2030
ENT | 2916.24 | 5161.68 | 5298.73 |  | ENT | 2026.08 | 4209.6 | 4209.78 | ENT | 0.05 | 0.06 | 0.1 | ENT | 952.79 | 5405.56 | 8308.25
FRCC | 15275.69 | 15281.51 | 30624.85 |  | FRCC | 12566.32 | 12572.11 | 12572.21 | FRCC | 0 | 0 | 0 | FRCC | 7104.15 | 8208.16 | 9459.91
IESO | 5145.02 | 5145.05 | 5395.56 |  | IESO | 1263 | 1263.01 | 1263.03 | IESO | 2105.9 | 2105.9 | 2105.9 | IESO | 6415.98 | 6415.98 | 6415.98
MAPP_CA | 302.47 | 997.48 | 4952.52 |  | MAPP_CA | 0.04 | 0.05 | 0.08 | MAPP_CA | 302.4 | 302.4 | 302.4 | MAPP_CA | 795.15 | 1355.48 | 1745.85
MAPP_US | 729.85 | 5044.59 | 8409.83 |  | MAPP_US | 0.17 | 0.34 | 0.58 | MAPP_US | 421.32 | 4631.66 | 7769.85 | MAPP_US | 1925.23 | 2396.19 | 3094.02
MISO_IN | 618.74 | 2331.59 | 2526.98 |  | MISO_IN | 0.62 | 1487.46 | 1487.62 | MISO_IN | 0.02 | 0.03 | 0.09 | MISO_IN | 5485.07 | 7288.28 | 11111.96
MISO_MI | 2000.39 | 2173.4 | 2288.49 |  | MISO_MI | 0.24 | 0.53 | 0.65 | MISO_MI | 2000.02 | 2127.24 | 2127.24 | MISO_MI | 6973.33 | 10789.45 | 10790
MISO_MO-IL | 2090.18 | 2090.91 | 8193.96 |  | MISO_MO-IL | 0.12 | 0.26 | 0.37 | MISO_MO-IL | 300.02 | 300.03 | 5900.07 | MISO_MO-IL | 4803.92 | 11375.25 | 13323.17
MISO_W | 2895.17 | 2895.61 | 110753.64 |  | MISO_W | 0.21 | 0.38 | 0.6 | MISO_W | 2800.53 | 2800.55 | 110586.56 | MISO_W | 3725.18 | 8150.61 | 13133.24
MISO_WUMS | 10843.41 | 26548.4 | 26802.77 |  | MISO_WUMS | 9024.45 | 24729.15 | 24729.31 | MISO_WUMS | 968.9 | 968.9 | 999.68 | MISO_WUMS | 4190.01 | 6058 | 6392.05
NE | 434.23 | 27038.27 | 27110.15 |  | NE | 0.08 | 0.12 | 0.2 | NE | 202.02 | 26806.01 | 26806.09 | NE | 0.01 | 3195.57 | 3195.6
NEISO | 3384.73 | 6154.21 | 8794.99 |  | NEISO | 2049.53 | 2049.58 | 2049.66 | NEISO | 231.3 | 2712.34 | 5280.27 | NEISO | 2249.87 | 2569.9 | 2569.92
NonRTO_Midwest | 2062.84 | 4440.3 | 6599.46 |  | NonRTO_Midwest | 2062.75 | 4440.14 | 4440.24 | NonRTO_Midwest | 0.02 | 0.03 | 0.04 | NonRTO_Midwest | 3381.48 | 5864.69 | 8902.72
NYISO_A-F | 3289.85 | 3999.69 | 9680.17 |  | NYISO_A-F | 639 | 639.03 | 639.07 | NYISO_A-F | 2476.33 | 3186.13 | 8798.58 | NYISO_A-F | 2251.67 | 2251.69 | 2251.7
NYISO_G-I | 0.21 | 60.17 | 434.67 |  | NYISO_G-I | 0.05 | 0.13 | 0.22 | NYISO_G-I | 0.09 | 59.94 | 359.98 | NYISO_G-I | 368.13 | 368.14 | 368.15
NYISO_J-K | 1207.48 | 1207.55 | 1282.05 |  | NYISO_J-K | 1175.4 | 1175.43 | 1175.47 | NYISO_J-K | 0.03 | 0.04 | 0.17 | NYISO_J-K | 0 | 0 | 0
PJM_E | 5940.11 | 6073.08 | 7173.26 |  | PJM_E | 4634.3 | 4634.35 | 4634.44 | PJM_E | 1150.03 | 1150.04 | 1150.06 | PJM_E | 2803.51 | 3371.08 | 3371.63
PJM_ROM | 2243.8 | 4614.85 | 7351.58 |  | PJM_ROM | 1678.5 | 1678.56 | 1678.67 | PJM_ROM | 479.86 | 1230.1 | 1230.13 | PJM_ROM | 13976.51 | 15210.56 | 15731.69
PJM_ROR | 24378.15 | 32395.41 | 32806.68 |  | PJM_ROR | 13378.96 | 20187.8 | 20188 | PJM_ROR | 8325.7 | 8517.4 | 8517.4 | PJM_ROR | 29830.61 | 41665.14 | 52113.11
SOCO | 6873.91 | 14016.63 | 14305.42 |  | SOCO | 6748.82 | 11691.46 | 11691.67 | SOCO | 0.02 | 0.03 | 0.04 | SOCO | 17197.13 | 21309.24 | 23354.4
SPP_N | 465.3 | 33270.88 | 67726.95 |  | SPP_N | 0.16 | 0.27 | 0.46 | SPP_N | 0.04 | 32805.43 | 66900.22 | SPP_N | 620.91 | 3454.12 | 7881.36
SPP_S | 1831.34 | 46012.26 | 46272.58 |  | SPP_S | 0.24 | 0.4 | 0.71 | SPP_S | 430.02 | 44310.75 | 44310.91 | SPP_S | 2097.98 | 8981.71 | 13138.11
TVA | 5062.26 | 9903.8 | 11284.43 |  | TVA | 3364.3 | 8205.77 | 8205.88 | TVA | 0.02 | 0.03 | 0.04 | TVA | 9165.1 | 11269.3 | 15157.34
VACAR | 16179.44 | 22421.17 | 28429.73 |  | VACAR | 14636.18 | 14636.38 | 14636.46 | VACAR | 0.07 | 3500 | 3500 | VACAR | 11478.39 | 13330.7 | 18972.09
| 116170.81 | 279278.49 | 474499.45 |  |  | 75249.52 | 113602.31 | 113605.38 |  | 22194.71 | 137515.04 | 296645.82 |  | 137792.11 | 200284.8 | 250782.25

## Generation
#1 | Total Generation (GWh)
Total Generation by Reporting Type: Entergy
ReportingType | 2015 | 2020 | 2025 | 2030 | 2035 | 2040
BM | 0 | 0.01 | 0.01 | 0.02 | 0.38 | 39246.48
CC | 71309.26 | 66261.49 | 36913.56 | 33511.88 | 20676.12 | 14109.85
CSP | 0 | 0 | 0 | 0 | 0 | 0
CT | 0.02 | 0.03 | 0.03 | 0.04 | 0.03 | 0.02
Coal | 60590.64 | 7105.18 | 884.96 | 0.53 | 0.37 | 0.32
Geo | 0 | 0 | 0 | 0 | 0 | 0
H | 153 | 153.03 | 153.07 | 153.15 | 3824.33 | 3824.33
LFG | 63.07 | 63.1 | 909.73 | 909.73 | 909.74 | 909.8
Nuc | 42234.07 | 42234.07 | 42234.13 | 42234.2 | 35675.8 | 27910.85
PS | 25.67 | 24.21 | 41.93 | 41.92 | 12.51 | 150.46
PV | 0.03 | 119.13 | 175.71 | 175.71 | 175.7 | 178.39
PeakG | 0.04 | 0.04 | 0.04 | 0.05 | 0.04 | 0.03
PeakO | 0.01 | 0.01 | 0.01 | 0.01 | 0.01 | 0.01
ST | 0 | 0 | 0 | 0 | 0 | 0
STOG | 493.59 | 460.78 | 459.43 | 235.7 | 0.04 | 0.03
STWD | 38.91 | 44.64 | 76.03 | 305.67 | 1443.62 | 892.63
WT | 315.29 | 315.36 | 315.4 | 315.45 | 315.43 | 315.45
IGCC | 0 | 0.05 | 0.04 | 0.02 | 0.02 | 0.02
DemandResponse | 0 | 0 | 0 | 0 | 0 | 0
IGCC-CCS | 0 | 0.04 | 0.05 | 0.07 | 0.13 | 0.13
WT_off | 0 | 0 | 0 | 0 | 0 | 0
PseudoUnit | 0 | 0 | 0 | 0 | 0 | 0
FixedInterchange | 0 | 0 | 0 | 0 | 0 | 0
Total Generation by Reporting Type: FRCC
ReportingType | 2015 | 2020 | 2025 | 2030 | 2035 | 2040
BM | 0 | 0.01 | 0.02 | 0.03 | 1.37 | 9200.69
CC | 194451.44 | 202175.78 | 188117.46 | 103908.93 | 50336.78 | 28174.16
CSP | 0 | 0 | 0 | 0 | 0 | 0
CT | 486.49 | 486.46 | 263.88 | 251.79 | 0.01 | 0.01
Coal | 17446.35 | 5963.96 | 5.2 | 4.47 | 8.56 | 9.12
Geo | 0 | 0 | 0 | 0 | 0 | 0
H | 27.85 | 27.86 | 27.87 | 27.88 | 27.98 | 28.1
LFG | 3831.62 | 3831.7 | 5392.63 | 5392.63 | 5392.63 | 5392.64
Nuc | 32180.57 | 32180.58 | 56282.39 | 150152.67 | 197018.47 | 217241.75
PS | 0 | 0 | 0 | 0 | 0 | 0
PV | 134.03 | 134.03 | 134.04 | 134.04 | 134.04 | 134.04
PeakG | 387.15 | 466.81 | 463.55 | 14.47 | 26.77 | 29.53
PeakO | 0 | 0 | 0 | 0 | 0 | 0
ST | 0 | 0 | 0 | 0 | 0 | 0
STOG | 60.07 | 56.6 | 0.08 | 0.03 | 0.02 | 0.02
STWD | 131.43 | 219.78 | 1366.41 | 1366.53 | 1366.55 | 843.85
WT | 0 | 0 | 0 | 0 | 0 | 0
IGCC | 0 | 0.08 | 0.07 | 0.05 | 0.04 | 0.04
DemandResponse | 0 | 0 | 0 | 0 | 0 | 0
IGCC-CCS | 0 | 0.06 | 0.09 | 0.11 | 0.2 | 0.19
WT_off | 0 | 0 | 0 | 0 | 0 | 0
PseudoUnit | 0 | 0 | 0 | 0 | 0 | 0
FixedInterchange | 0 | 0 | 0 | 0 | 0 | 0
Total Generation by Reporting Type: MAPP_US
ReportingType | 2015 | 2020 | 2025 | 2030 | 2035 | 2040
BM | 0 | 0.01 | 0.01 | 0.01 | 0.12 | 110.04
CC | 1479.13 | 198.7 | 191.43 | 110.74 | 110.83 | 30.67
CSP | 0 | 0 | 0 | 0 | 0 | 0
CT | 0.04 | 0.06 | 0.05 | 0.05 | 0.05 | 0.05
Coal | 10897.17 | 2783.77 | 46.28 | 0.21 | 0.16 | 0.14
Geo | 354.6 | 354.6 | 354.6 | 354.6 | 354.6 | 354.6
H | 10150.03 | 10150.02 | 10150.02 | 10150.02 | 10150.02 | 10150.02
LFG | 15.77 | 15.79 | 15.88 | 580.68 | 580.68 | 580.78
Nuc | 0.01 | 0.02 | 0.04 | 0.09 | 0.82 | 0.57
PS | 0 | 0 | 0 | 0 | 0 | 0
PV | 0 | 0 | 0.01 | 0.01 | 0.01 | 0.02
PeakG | 47.34 | 47.17 | 0.12 | 2.23 | 47.15 | 47.2
PeakO | 0.01 | 0.01 | 0.01 | 0.01 | 0.01 | 0.01
ST | 0 | 0 | 0 | 0 | 0 | 0
STOG | 0.02 | 0.02 | 0.02 | 0.02 | 0.01 | 0.01
STWD | 0 | 0 | 0 | 0 | 0 | 0
WT | 5908.78 | 20635.59 | 31612.16 | 31612.22 | 31612.17 | 31850.87
IGCC | 0 | 0.1 | 0.08 | 0.05 | 0.04 | 0.04
DemandResponse | 0 | 0 | 0 | 0 | 0 | 0
IGCC-CCS | 0 | 0.08 | 0.1 | 0.14 | 0.3 | 0.29
WT_off | 0 | 0 | 0 | 0 | 0 | 0
PseudoUnit | 0 | 0 | 0 | 0 | 0 | 0
FixedInterchange | 0 | 0 | 0 | 0 | 0 | 0
Total Generation by Reporting Type: MISO_IN
ReportingType | 2015 | 2020 | 2025 | 2030 | 2035 | 2040
BM | 0 | 0.01 | 0.01 | 0.02 | 1586.81 | 26072.18
CC | 5733.91 | 16791.54 | 10480.21 | 11337.09 | 6816.48 | 2761.76
CSP | 0 | 0 | 0 | 0 | 0 | 0
CT | 0.01 | 0.02 | 0.02 | 0.02 | 0.02 | 0.01
Coal | 62633.05 | 33591.08 | 1733.68 | 3301.85 | 9713.97 | 9714.02
Geo | 0 | 0 | 0 | 0 | 0 | 0
H | 417.2 | 417.2 | 417.2 | 417.2 | 417.2 | 417.2
LFG | 291.71 | 291.73 | 923.21 | 923.39 | 923.39 | 923.4
Nuc | 0.02 | 0.03 | 0.06 | 0.35 | 1.54 | 1.43
PS | 0 | 0 | 0 | 0 | 0 | 0
PV | 0 | 376.02 | 560.54 | 567.38 | 567.37 | 567.37
PeakG | 0.06 | 0.03 | 0.03 | 0.04 | 0.03 | 0.02
PeakO | 0 | 0 | 0 | 0 | 0 | 0
ST | 0 | 0 | 0 | 0 | 0 | 0
STOG | 28.64 | 28.6 | 3.83 | 28.48 | 0.04 | 0.02
STWD | 0 | 0 | 0 | 0 | 0 | 0
WT | 1553.06 | 1553.1 | 1553.15 | 1553.24 | 1553.23 | 1553.24
IGCC | 4427.28 | 4427.25 | 395.29 | 0.45 | 0.09 | 0.07
DemandResponse | 0 | 0 | 0 | 0 | 0 | 0
IGCC-CCS | 0 | 0.06 | 0.08 | 0.14 | 0.24 | 0.24
WT_off | 0 | 0.01 | 0.01 | 0.02 | 0.02 | 0.02
PseudoUnit | 0 | 0 | 0 | 0 | 0 | 0
FixedInterchange | 0 | 0 | 0 | 0 | 0 | 0
Total Generation by Reporting Type: MISO_MI
ReportingType | 2015 | 2020 | 2025 | 2030 | 2035 | 2040
BM | 0 | 0.01 | 0.01 | 0.03 | 0.93 | 48.45
CC | 12086.43 | 9621.59 | 4613.83 | 3105.29 | 1756.59 | 899.18
CSP | 0 | 0 | 0 | 0 | 0 | 0
CT | 0.01 | 0.02 | 0.02 | 0.03 | 0.02 | 0.02
Coal | 26187.49 | 8.29 | 4.06 | 2.9 | 3.91 | 3.79
Geo | 0 | 0 | 0 | 0 | 0 | 0
H | 410 | 410 | 410 | 410 | 410 | 410
LFG | 1285.09 | 1642.94 | 2548.48 | 2548.48 | 2548.49 | 2548.49
Nuc | 14714.16 | 14714.15 | 14714.18 | 14714.43 | 8658.11 | 8658.76
PS | 833.22 | 767.54 | 1329.02 | 767.58 | 393.21 | 4773.6
PV | 0 | 0.01 | 0.01 | 0.01 | 0.01 | 0.01
PeakG | 29.94 | 0.04 | 0.04 | 0.04 | 0.03 | 0.02
PeakO | 0 | 0 | 0 | 0 | 0 | 0
ST | 0 | 0 | 0 | 0 | 0 | 0
STOG | 283.12 | 215.82 | 0.1 | 0.13 | 0.04 | 0.03
STWD | 1142.29 | 1142.23 | 838.88 | 903.3 | 1142.29 | 890.55
WT | 5161.16 | 5503.02 | 5503.02 | 5503.02 | 5502.99 | 5503
IGCC | 0.01 | 0.08 | 0.08 | 0.06 | 0.05 | 0.04
DemandResponse | 0 | 0 | 0 | 0 | 0 | 0
IGCC-CCS | 0 | 0.07 | 0.09 | 0.15 | 0.25 | 0.25
WT_off | 0 | 0.01 | 0.01 | 0.02 | 0.02 | 0.02
PseudoUnit | 0 | 0 | 0 | 0 | 0 | 0
FixedInterchange | 0 | 0 | 0 | 0 | 0 | 0
Total Generation by Reporting Type: MISO_MO-IL
ReportingType | 2015 | 2020 | 2025 | 2030 | 2035 | 2040
BM | 0 | 0.01 | 0.01 | 0.02 | 0.39 | 0.4
CC | 3094.94 | 3184.91 | 1130.87 | 985.21 | 604.73 | 306.29
CSP | 0 | 0 | 0 | 0 | 0 | 0
CT | 0.01 | 0.02 | 0.02 | 0.02 | 0.02 | 0.01
Coal | 74943.27 | 20636.4 | 1478.77 | 444.78 | 1460.71 | 1460.64
Geo | 0 | 0 | 0 | 0 | 0 | 0
H | 1317.1 | 1319.6 | 1319.61 | 2690.42 | 2690.42 | 2690.42
LFG | 141.91 | 141.94 | 142.5 | 1902.6 | 1902.61 | 1902.66
Nuc | 17393.71 | 17393.71 | 17393.73 | 17393.91 | 17394.01 | 17394.03
PS | 196.59 | 180.42 | 312.4 | 180.45 | 92.51 | 1122.01
PV | 0 | 0.01 | 0.02 | 0.01 | 0.01 | 0.02
PeakG | 140.66 | 29.83 | 0.06 | 63.95 | 1.26 | 0.11
PeakO | 0 | 0 | 0 | 0 | 0 | 0
ST | 0 | 0 | 0 | 0 | 0 | 0
STOG | 18.44 | 0.06 | 0.04 | 0.04 | 0.02 | 0.02
STWD | 0 | 0 | 0 | 0 | 0 | 0
WT | 2075.17 | 2075.23 | 19214.8 | 19215.29 | 19215.27 | 19215.28
IGCC | 0 | 0.04 | 0.03 | 0.02 | 0.02 | 0.02
DemandResponse | 0 | 0 | 0 | 0 | 0 | 0
IGCC-CCS | 0 | 0.03 | 0.04 | 0.07 | 0.11 | 0.11
WT_off | 0 | 0 | 0 | 0 | 0 | 0
PseudoUnit | 0 | 0 | 0 | 0 | 0 | 0
FixedInterchange | 0 | 0 | 0 | 0 | 0 | 0
Total Generation by Reporting Type: MISO_W
ReportingType | 2015 | 2020 | 2025 | 2030 | 2035 | 2040
BM | 0 | 0.01 | 0.01 | 0.02 | 0.12 | 0.15
CC | 10963.47 | 6419.86 | 3144.98 | 1962.29 | 1131.25 | 582.46
CSP | 0 | 0 | 0 | 0 | 0 | 0
CT | 0.03 | 0.05 | 0.04 | 0.05 | 0.04 | 0.04
Coal | 74063.11 | 24636.95 | 2897.31 | 2896.64 | 3124.43 | 3124.4
Geo | 0 | 0 | 0 | 0 | 0 | 0
H | 1643.74 | 1643.74 | 1643.74 | 1643.74 | 1643.74 | 1643.74
LFG | 1616.22 | 1616.24 | 1616.37 | 2181.16 | 2181.17 | 2181.23
Nuc | 18393.34 | 18393.34 | 18393.37 | 18393.41 | 0.88 | 0.9
PS | 0 | 0 | 0 | 0 | 0 | 0
PV | 0 | 0 | 0.01 | 0.01 | 0.01 | 0.01
PeakG | 206.34 | 0.15 | 0.08 | 0.07 | 0.07 | 0.07
PeakO | 0.01 | 0.01 | 0.01 | 0.01 | 0.01 | 0.01
ST | 0 | 0 | 0 | 0 | 0 | 0
STOG | 1.55 | 0.05 | 0.04 | 0.03 | 0.03 | 0.03
STWD | 59.21 | 115.53 | 115.56 | 531.15 | 2193.48 | 1709.91
WT | 27590.65 | 27590.71 | 369400.2 | 383382.62 | 383382.68 | 394436.96
IGCC | 0 | 0.1 | 0.08 | 0.05 | 0.04 | 0.04
DemandResponse | 0 | 0 | 0 | 0 | 0 | 0
IGCC-CCS | 0 | 0.08 | 0.1 | 0.15 | 0.27 | 0.26
WT_off | 0 | 0 | 0 | 0 | 0 | 0
PseudoUnit | 0 | 0 | 0 | 0 | 0 | 0
FixedInterchange | 0 | 0 | 0 | 0 | 0 | 0
Total Generation by Reporting Type: MISO_WUMS
ReportingType | 2015 | 2020 | 2025 | 2030 | 2035 | 2040
BM | 0 | 0.01 | 0.01 | 0.02 | 17.39 | 19.64
CC | 83970.57 | 200795.11 | 128516.07 | 128770.04 | 63698.7 | 31034.29
CSP | 0 | 0 | 0 | 0 | 0 | 0
CT | 0.01 | 0.02 | 0.02 | 0.03 | 0.02 | 0.02
Coal | 12932.4 | 1859.51 | 688.81 | 690.68 | 1936.06 | 2680.29
Geo | 0 | 0 | 0 | 0 | 0 | 0
H | 1018.41 | 1019.01 | 1019.01 | 1019.01 | 1019.01 | 1019.01
LFG | 559.76 | 559.79 | 1569.19 | 2320.44 | 2320.45 | 2320.51
Nuc | 14153.32 | 14153.32 | 14153.35 | 14153.58 | 1.44 | 1.51
PS | 0 | 0 | 0 | 0 | 0 | 0
PV | 0 | 0 | 0.01 | 0.01 | 0.01 | 0.02
PeakG | 3.39 | 0.03 | 0.03 | 0.04 | 0.03 | 0.02
PeakO | 0 | 0 | 0 | 0 | 0 | 0
ST | 0 | 0 | 0 | 0 | 0 | 0
STOG | 0.03 | 0.02 | 0.02 | 0.02 | 0.02 | 0.01
STWD | 42.71 | 38.77 | 38.8 | 108.91 | 735.82 | 573.6
WT | 4109.6 | 4109.6 | 4109.61 | 4197.76 | 4197.73 | 4197.74
IGCC | 0 | 0.04 | 0.03 | 0.02 | 0.02 | 0.02
DemandResponse | 0 | 0 | 0 | 0 | 0 | 0
IGCC-CCS | 0 | 0.02 | 0.03 | 0.04 | 0.08 | 0.08
WT_off | 0 | 0.01 | 0.01 | 0.02 | 0.02 | 0.02
PseudoUnit | 0 | 0 | 0 | 0 | 0 | 0
FixedInterchange | 0 | 0 | 0 | 0 | 0 | 0
Total Generation by Reporting Type: Nebraska
ReportingType | 2015 | 2020 | 2025 | 2030 | 2035 | 2040
BM | 0 | 0.01 | 0.01 | 0.01 | 0.07 | 0.08
CC | 623 | 138.42 | 138.16 | 138.12 | 70.89 | 37.22
CSP | 0 | 0 | 0 | 0 | 0 | 0
CT | 0.01 | 0.01 | 0.01 | 0.01 | 0.01 | 0.01
Coal | 30719.29 | 2979.61 | 1571.4 | 1412.42 | 1973.48 | 1973.48
Geo | 0 | 0 | 0 | 0 | 0 | 0
H | 591 | 591 | 591 | 591 | 591 | 591
LFG | 47.31 | 47.32 | 47.37 | 612.23 | 612.23 | 612.31
Nuc | 9752.31 | 9752.31 | 9752.33 | 9752.35 | 1.62 | 1.62
PS | 0 | 0 | 0 | 0 | 0 | 0
PV | 0 | 0 | 0.01 | 0.01 | 0.01 | 0.02
PeakG | 67.72 | 0.02 | 0.02 | 0.02 | 0.02 | 0.02
PeakO | 0 | 0 | 0 | 0 | 0 | 0
ST | 0 | 0 | 0 | 0 | 0 | 0
STOG | 0.25 | 0.02 | 0.01 | 0.01 | 0.01 | 0.01
STWD | 0 | 0 | 0 | 0 | 0 | 0
WT | 1220.73 | 95627.92 | 95628.1 | 95628.18 | 95628.13 | 93433.37
IGCC | 0 | 0.02 | 0.01 | 0.01 | 0 | 0
DemandResponse | 0 | 0 | 0 | 0 | 0 | 0
IGCC-CCS | 0 | 0.01 | 0.01 | 0.02 | 0.04 | 0.03
WT_off | 0 | 0 | 0 | 0 | 0 | 0
PseudoUnit | 0 | 0 | 0 | 0 | 0 | 0
FixedInterchange | 0 | 0 | 0 | 0 | 0 | 0
Total Generation by Reporting Type: NEISO
ReportingType | 2015 | 2020 | 2025 | 2030 | 2035 | 2040
BM | 1882.95 | 1194.03 | 101.42 | 1882.7 | 1882.94 | 1883.03
CC | 44759.2 | 30583.05 | 24499.55 | 17473.93 | 7907.24 | 5174.3
CSP | 0 | 0 | 0 | 0 | 0 | 0
CT | 0.67 | 3.17 | 0.08 | 9.7 | 0.02 | 0.02
Coal | 62.83 | 0.74 | 0.53 | 0.36 | 0.33 | 0.34
Geo | 0 | 0 | 0 | 0 | 0 | 0
H | 12289.94 | 12289.99 | 12290.2 | 12303.66 | 12303.66 | 12303.66
LFG | 4582.66 | 4582.79 | 5132.04 | 5132.11 | 5132.13 | 5132.42
Nuc | 36181.72 | 36181.72 | 36181.74 | 36181.76 | 26141.28 | 19310.68
PS | 184.21 | 351.55 | 351.24 | 351.58 | 351.56 | 4268.27
PV | 5.26 | 510.46 | 510.45 | 510.46 | 510.49 | 510.47
PeakG | 26.76 | 45.83 | 93.74 | 95.33 | 93.75 | 102.38
PeakO | 0.01 | 0.01 | 0.01 | 0.01 | 0.01 | 0.01
ST | 0 | 0 | 0 | 0 | 0 | 0
STOG | 0.04 | 0.04 | 0.05 | 0.05 | 0.03 | 0.03
STWD | 4274.85 | 1319.75 | 144.14 | 1325.69 | 4274.72 | 4159.33
WT | 1283.31 | 8616.19 | 16204.27 | 16205.65 | 51554.53 | 51554.45
IGCC | 0 | 0 | 0 | 0 | 0 | 0
DemandResponse | 0 | 0 | 0 | 0 | 0 | 0
IGCC-CCS | 0 | 0.01 | 0.02 | 0.03 | 0.04 | 0.05
WT_off | 1870.13 | 1870.19 | 1870.25 | 1870.34 | 1870.47 | 1870.44
PseudoUnit | 0 | 0 | 0 | 0 | 0 | 0
FixedInterchange | 0 | 0 | 0 | 0 | 0 | 0
Total Generation by Reporting Type: NonRTO_Midwest
ReportingType | 2015 | 2020 | 2025 | 2030 | 2035 | 2040
BM | 0 | 0.01 | 0.01 | 0.03 | 2624.49 | 30434.23
CC | 15742.12 | 33885.66 | 33886.13 | 33622.05 | 25640.18 | 2836.63
CSP | 0 | 0 | 0 | 0 | 0 | 0
CT | 0.01 | 0.01 | 0.02 | 0.02 | 0.01 | 0.01
Coal | 44402.09 | 26911.8 | 2658.13 | 2774.52 | 4733.02 | 4732.93
Geo | 0 | 0 | 0 | 0 | 0 | 0
H | 457.8 | 457.88 | 3593.23 | 3593.25 | 3593.25 | 3593.25
LFG | 110.37 | 110.41 | 1373.77 | 1373.77 | 1373.77 | 1373.78
Nuc | 0.03 | 0.04 | 0.21 | 9758.8 | 17835.29 | 17835.29
PS | 0 | 0 | 0 | 0 | 0 | 0
PV | 0 | 0 | 0.01 | 0.01 | 0.01 | 0.01
PeakG | 148.57 | 62.3 | 0.09 | 257.48 | 42 | 0.07
PeakO | 0 | 0 | 0 | 0 | 0 | 0
ST | 0 | 0 | 0 | 0 | 0 | 0
STOG | 0 | 0 | 0 | 0 | 0 | 0
STWD | 0 | 0 | 0 | 0 | 0 | 0
WT | 151.43 | 151.46 | 151.47 | 151.48 | 151.47 | 151.47
IGCC | 0 | 0.06 | 0.06 | 0.04 | 0.03 | 0.03
DemandResponse | 0 | 0 | 0 | 0 | 0 | 0
IGCC-CCS | 0 | 0.05 | 0.09 | 0.11 | 0.18 | 0.17
WT_off | 0 | 0 | 0 | 0 | 0 | 0
PseudoUnit | 0 | 0 | 0 | 0 | 0 | 0
FixedInterchange | 0 | 0 | 0 | 0 | 0 | 0
Total Generation by Reporting Type: NYISO_A-F
ReportingType | 2015 | 2020 | 2025 | 2030 | 2035 | 2040
BM | 0 | 0.01 | 0.02 | 0.03 | 0.09 | 0.28
CC | 7599.33 | 10465.61 | 8880.59 | 5977.16 | 1579.32 | 253.46
CSP | 0 | 0 | 0 | 0 | 0 | 0
CT | 0.01 | 0.01 | 0.01 | 0.01 | 0.01 | 0.01
Coal | 1.15 | 0.83 | 0.55 | 0.39 | 0.39 | 0.38
Geo | 0 | 0 | 0 | 0 | 0 | 0
H | 27149.98 | 27149.98 | 27149.98 | 27149.98 | 27149.98 | 27149.98
LFG | 1359.2 | 1359.2 | 1894.77 | 1894.78 | 1894.78 | 1894.78
Nuc | 26211.3 | 26211.3 | 26211.33 | 21372.57 | 16850.84 | 10212.81
PS | 296.53 | 296.49 | 296 | 296.57 | 296.52 | 3600.45
PV | 0 | 0 | 0.01 | 0.01 | 0.02 | 0.02
PeakG | 1.89 | 6.62 | 20.6 | 20.68 | 20.67 | 20.68
PeakO | 0 | 0 | 0 | 0 | 0 | 0
ST | 0 | 0 | 0 | 0 | 0 | 0
STOG | 0.01 | 0.02 | 0.02 | 0.02 | 0.01 | 0.01
STWD | 0.91 | 16.25 | 16.28 | 57.06 | 602.65 | 563.14
WT | 10101.82 | 11933.68 | 11933.73 | 25753.99 | 37306.28 | 37306.25
IGCC | 0 | 0 | 0 | 0 | 0 | 0
DemandResponse | 0 | 0 | 0 | 0 | 0 | 0
IGCC-CCS | 0 | 0.02 | 0.03 | 0.04 | 0.05 | 0.07
WT_off | 0 | 0.02 | 0.03 | 0.05 | 0.07 | 0.06
PseudoUnit | 0 | 0 | 0 | 0 | 0 | 0
FixedInterchange | 0 | 0 | 0 | 0 | 0 | 0
Total Generation by Reporting Type: NYISO_G-I
ReportingType | 2015 | 2020 | 2025 | 2030 | 2035 | 2040
BM | 0 | 0.01 | 0.02 | 0.04 | 4198.43 | 4199.22
CC | 2385.59 | 6561.28 | 4608.09 | 1347.56 | 1194.5 | 761.41
CSP | 0 | 0 | 0 | 0 | 0 | 0
CT | 0.01 | 0.01 | 0.01 | 0.01 | 0.01 | 0.01
Coal | 0.36 | 0.14 | 0.11 | 0.07 | 0.06 | 0.05
Geo | 0 | 0 | 0 | 0 | 0 | 0
H | 266.55 | 266.55 | 266.55 | 266.55 | 266.55 | 266.55
LFG | 504.57 | 504.6 | 1090.54 | 1090.55 | 1090.55 | 1090.61
Nuc | 15929.3 | 15929.3 | 15929.33 | 15929.36 | 7991.99 | 14066.31
PS | 0 | 0 | 0 | 0 | 0 | 0
PV | 0 | 0 | 0.01 | 0.01 | 0.02 | 0.02
PeakG | 0.02 | 0.05 | 0.06 | 0.11 | 0.12 | 0.12
PeakO | 0 | 0 | 0 | 0 | 0 | 0
ST | 0 | 0 | 0 | 0 | 0 | 0
STOG | 0.03 | 0.04 | 0.04 | 0.05 | 0.03 | 0.03
STWD | 0 | 0 | 0 | 0 | 0 | 0
WT | 0.01 | 177.86 | 178.37 | 909.76 | 909.81 | 909.79
IGCC | 0 | 0 | 0 | 0 | 0 | 0
DemandResponse | 0 | 0 | 0 | 0 | 0 | 0
IGCC-CCS | 0 | 0.02 | 0.03 | 0.04 | 0.08 | 0.08
WT_off | 0 | 0.01 | 0.03 | 0.05 | 0.08 | 0.08
PseudoUnit | 0 | 0 | 0 | 0 | 0 | 0
FixedInterchange | 0 | 0 | 0 | 0 | 0 | 0
Total Generation by Reporting Type: NYISO_J-K
ReportingType | 2015 | 2020 | 2025 | 2030 | 2035 | 2040
BM | 0 | 0 | 0 | 0 | 0 | 0
CC | 21541.36 | 24163.53 | 22831.92 | 12331.23 | 8836.15 | 5647.19
CSP | 0 | 0 | 0 | 0 | 0 | 0
CT | 0.01 | 0.01 | 0.01 | 0.01 | 0.04 | 0.04
Coal | 0 | 0 | 0 | 0 | 0 | 0
Geo | 0 | 0 | 0 | 0 | 0 | 0
H | 0 | 0 | 0 | 0 | 0 | 0
LFG | 977.61 | 977.63 | 1562.78 | 1563.58 | 1563.59 | 1563.65
Nuc | 0.01 | 0.02 | 0.02 | 0.08 | 0.76 | 0.63
PS | 0 | 0 | 0 | 0 | 0 | 0
PV | 53.26 | 53.26 | 53.26 | 53.26 | 0.34 | 0.34
PeakG | 167.32 | 260.37 | 167.35 | 319.42 | 167.33 | 167.32
PeakO | 0 | 0 | 0 | 0 | 0 | 0
ST | 0 | 0 | 0 | 0 | 0 | 0
STOG | 496.98 | 668.85 | 668.8 | 668.85 | 350.35 | 350.35
STWD | 0 | 0 | 0 | 0 | 0 | 0
WT | 0 | 0.06 | 0.11 | 0.42 | 859.75 | 859.74
IGCC | 0 | 0 | 0 | 0 | 0 | 0
DemandResponse | 0 | 0 | 0 | 0 | 0 | 0
IGCC-CCS | 0 | 0 | 0 | 0 | 0 | 0
WT_off | 0 | 0.01 | 0.01 | 0.02 | 0.03 | 0.03
PseudoUnit | 0 | 0 | 0 | 0 | 0 | 0
FixedInterchange | 0 | 0 | 0 | 0 | 0 | 0
Total Generation by Reporting Type: PJM_E
ReportingType | 2015 | 2020 | 2025 | 2030 | 2035 | 2040
BM | 12.55 | 223.98 | 223.99 | 224.01 | 224.2 | 224.27
CC | 46811.72 | 51046.33 | 48731.97 | 36182.64 | 34831.14 | 17559.9
CSP | 0 | 0 | 0 | 0 | 0 | 0
CT | 0.83 | 2.69 | 2.69 | 2.7 | 2.69 | 0.03
Coal | 621.05 | 294.33 | 106.93 | 1.27 | 382.76 | 980.56
Geo | 0 | 0 | 0 | 0 | 0 | 0
H | 1839.28 | 1839.28 | 1839.28 | 1839.28 | 1839.27 | 1839.27
LFG | 3714.15 | 4761.93 | 4761.93 | 4761.93 | 4761.93 | 4761.92
Nuc | 66287.71 | 61501.13 | 61501.16 | 61501.42 | 44178.19 | 35034.15
PS | 174.01 | 164.02 | 230.38 | 165.43 | 88.8 | 1020.01
PV | 102.41 | 102.41 | 102.41 | 102.41 | 102.4 | 102.4
PeakG | 80.28 | 252.24 | 252.23 | 252.25 | 252.23 | 252.23
PeakO | 0 | 0 | 0 | 0 | 0 | 0.01
ST | 0 | 0 | 0 | 0 | 0 | 0
STOG | 268.49 | 268.53 | 268.49 | 365.99 | 268.48 | 0.05
STWD | 0 | 0 | 0 | 0 | 0 | 0
WT | 2143.35 | 2143.39 | 2143.4 | 2143.41 | 20.58 | 20.59
IGCC | 0 | 0 | 0 | 0 | 0 | 0
DemandResponse | 0 | 0 | 0 | 0 | 0 | 0
IGCC-CCS | 0 | 0.03 | 0.05 | 0.07 | 0.12 | 0.12
WT_off | 0 | 0.03 | 3990.54 | 3990.53 | 3990.48 | 3990.45
PseudoUnit | 0 | 0 | 0 | 0 | 0 | 0
FixedInterchange | 0 | 0 | 0 | 0 | 0 | 0
Total Generation by Reporting Type: PJM_ROM
ReportingType | 2015 | 2020 | 2025 | 2030 | 2035 | 2040
BM | 7.53 | 134.39 | 134.4 | 8575.93 | 8587.2 | 17602.38
CC | 19814.99 | 25189.01 | 21894.67 | 14779.06 | 14944.51 | 6162.45
CSP | 0 | 0 | 0 | 0 | 0 | 0
CT | 0.23 | 1.63 | 1.64 | 1.65 | 1.65 | 1.64
Coal | 11119.25 | 1863.63 | 262.01 | 6.79 | 854.18 | 1288.36
Geo | 0 | 0 | 0 | 0 | 0 | 0
H | 3645.46 | 3645.67 | 3645.83 | 6490.46 | 6490.47 | 6490.46
LFG | 2813.79 | 4903.84 | 4903.84 | 4903.84 | 4903.84 | 4903.84
Nuc | 39227.37 | 39227.37 | 39227.4 | 39227.84 | 25738.18 | 84668.04
PS | 658.16 | 620.35 | 626.66 | 622.78 | 358.83 | 3858.15
PV | 10.52 | 2385.53 | 3713.88 | 4011.18 | 4034.61 | 4140.93
PeakG | 0.05 | 0.1 | 0.08 | 151.83 | 152.39 | 152.4
PeakO | 0 | 0 | 0 | 0 | 0 | 0
ST | 0 | 0 | 0 | 0 | 0 | 0
STOG | 691.57 | 691.58 | 691.55 | 691.57 | 362.26 | 0.03
STWD | 27.55 | 490.55 | 490.55 | 490.55 | 490.55 | 490.53
WT | 3032.08 | 4910.86 | 4910.89 | 4910.91 | 4910.88 | 4910.88
IGCC | 0 | 0.05 | 0.05 | 0.04 | 0.03 | 0.03
DemandResponse | 0 | 0 | 0 | 0 | 0 | 0
IGCC-CCS | 0 | 0.04 | 0.05 | 0.09 | 0.16 | 0.16
WT_off | 0 | 0.03 | 0.06 | 0.07 | 0.06 | 0.07
PseudoUnit | 0 | 0 | 0 | 0 | 0 | 0
FixedInterchange | 0 | 0 | 0 | 0 | 0 | 0
Total Generation by Reporting Type: PJM_ROR
ReportingType | 2015 | 2020 | 2025 | 2030 | 2035 | 2040
BM | 161.27 | 2874.44 | 2874.44 | 2874.45 | 29144.43 | 68851.11
CC | 143766.57 | 196983.53 | 170547.29 | 141488.21 | 109539.96 | 52031.73
CSP | 0 | 0 | 0 | 0 | 0 | 0
CT | 2.99 | 2.98 | 2.98 | 2.98 | 2.97 | 2.97
Coal | 227281.55 | 125538.64 | 7065.1 | 6933.34 | 20986.43 | 21261.7
Geo | 0 | 0 | 0 | 0 | 0 | 0
H | 4602.27 | 6925.78 | 6925.78 | 6925.78 | 6925.78 | 6925.78
LFG | 4252.62 | 8302.67 | 8302.7 | 8302.7 | 8302.7 | 8302.69
Nuc | 156083.82 | 156083.81 | 156083.84 | 152532 | 154080.78 | 132690.57
PS | 1340.26 | 1263.23 | 2064.52 | 2108.4 | 1258.73 | 7856.54
PV | 63.07 | 63.09 | 63.11 | 63.12 | 63.1 | 63.11
PeakG | 968.12 | 1111.53 | 507.38 | 593.84 | 158.24 | 77.89
PeakO | 0 | 0 | 0 | 0 | 0 | 0
ST | 0 | 0 | 0 | 0 | 0 | 0
STOG | 706.37 | 409.34 | 409 | 409 | 214.24 | 0.04
STWD | 36.7 | 1359.54 | 1359.54 | 1359.53 | 1359.53 | 1059.98
WT | 28147.96 | 28682.02 | 28682.02 | 28682.02 | 28681.99 | 28681.99
IGCC | 0 | 0.06 | 0.06 | 0.04 | 0.03 | 0.03
DemandResponse | 0 | 0 | 0 | 0 | 0 | 0
IGCC-CCS | 0 | 0.05 | 0.07 | 0.12 | 0.2 | 0.2
WT_off | 0 | 0.01 | 0.02 | 0.03 | 0.02 | 0.03
PseudoUnit | 0 | 0 | 0 | 0 | 0 | 0
FixedInterchange | 0 | 0 | 0 | 0 | 0 | 0
Total Generation by Reporting Type: SOCO
ReportingType | 2015 | 2020 | 2025 | 2030 | 2035 | 2040
BM | 38.27 | 88.99 | 193.12 | 410.6 | 48939.52 | 45344.78
CC | 148826.8 | 175017.69 | 136738.67 | 122048.91 | 34573.78 | 7279.89
CSP | 0 | 0 | 0 | 0 | 0 | 0
CT | 0.02 | 0.03 | 0.03 | 0.03 | 0.02 | 0.02
Coal | 38494.38 | 13328.44 | 5014.04 | 5991.08 | 5992.22 | 5992.21
Geo | 0 | 0 | 0 | 0 | 0 | 0
H | 10893.11 | 10893.12 | 10893.13 | 10893.14 | 10893.19 | 10893.2
LFG | 291.71 | 291.74 | 1138.43 | 1138.43 | 1138.44 | 1138.44
Nuc | 45497.83 | 62634.48 | 62634.49 | 64045.31 | 161056.39 | 203654.32
PS | 770.49 | 686.78 | 931.74 | 924.91 | 352.2 | 4271.26
PV | 0 | 0.01 | 0.01 | 0.02 | 0.02 | 0.03
PeakG | 654.03 | 0.54 | 551.46 | 557.87 | 45.43 | 0.07
PeakO | 0.01 | 0.01 | 0.01 | 0.01 | 0.01 | 0.01
ST | 0 | 0 | 0 | 0 | 0 | 0
STOG | 0.04 | 0.03 | 0.04 | 0.03 | 0.02 | 0.02
STWD | 261.54 | 246.53 | 673.63 | 2516.5 | 4681.32 | 2877.76
WT | 0 | 0.03 | 0.05 | 0.06 | 0.06 | 0.06
IGCC | 0.01 | 0.12 | 0.11 | 0.07 | 0.05 | 0.05
DemandResponse | 0 | 0 | 0 | 0 | 0 | 0
IGCC-CCS | 0 | 0.09 | 0.15 | 0.2 | 0.34 | 0.32
WT_off | 0 | 0 | 0 | 0 | 0 | 0
PseudoUnit | 0 | 0 | 0 | 0 | 0 | 0
FixedInterchange | 0 | 0 | 0 | 0 | 0 | 0
Total Generation by Reporting Type: SPP_N
ReportingType | 2015 | 2020 | 2025 | 2030 | 2035 | 2040
BM | 0 | 0.01 | 0.01 | 0.01 | 0.09 | 0.09
CC | 4138.81 | 957.54 | 924.68 | 534.33 | 534.17 | 218.77
CSP | 0 | 0 | 0 | 0 | 0 | 0
CT | 0.02 | 0.02 | 0.02 | 0.03 | 0.03 | 0.03
Coal | 57180.31 | 9384.6 | 184.71 | 0.63 | 1.24 | 1.29
Geo | 0 | 0 | 0 | 0 | 0 | 0
H | 60 | 60 | 60 | 60 | 60 | 60
LFG | 55.19 | 55.21 | 55.26 | 804.08 | 804.08 | 804.15
Nuc | 9035.69 | 9035.69 | 9035.71 | 9035.73 | 9035.76 | 9035.76
PS | 0 | 0 | 0 | 0 | 0 | 0
PV | 0 | 0 | 0.01 | 0.01 | 0.01 | 0.02
PeakG | 0.23 | 0.04 | 0.04 | 0.04 | 0.03 | 0.03
PeakO | 0.01 | 0.01 | 0.01 | 0.01 | 0.01 | 0.01
ST | 0 | 0 | 0 | 0 | 0 | 0
STOG | 0.57 | 0.05 | 0.04 | 0.04 | 0.03 | 0.03
STWD | 0 | 0 | 0 | 0 | 0 | 0
WT | 4213.49 | 116866.25 | 233946.48 | 233946.73 | 233946.69 | 246285.37
IGCC | 0 | 0.04 | 0.03 | 0.02 | 0.02 | 0.01
DemandResponse | 0 | 0 | 0 | 0 | 0 | 0
IGCC-CCS | 0 | 0.03 | 0.03 | 0.05 | 0.09 | 0.08
WT_off | 0 | 0 | 0 | 0 | 0 | 0
PseudoUnit | 0 | 0 | 0 | 0 | 0 | 0
FixedInterchange | 0 | 0 | 0 | 0 | 0 | 0
Total Generation by Reporting Type: SPP_S
ReportingType | 2015 | 2020 | 2025 | 2030 | 2035 | 2040
BM | 0 | 0.01 | 0.01 | 0.01 | 0.09 | 0.1
CC | 44511.11 | 9273.6 | 7307 | 6061.65 | 5604.09 | 3167.08
CSP | 0 | 0 | 0 | 0 | 0 | 0
CT | 12.93 | 0.05 | 0.05 | 0.06 | 0.05 | 0.05
Coal | 88615.28 | 5666.51 | 391.65 | 0.53 | 0.39 | 0.35
Geo | 0 | 0 | 0 | 0 | 0 | 0
H | 10050.79 | 10050.81 | 10050.81 | 10050.87 | 10336.51 | 10336.51
LFG | 149.8 | 149.82 | 149.87 | 898.69 | 898.69 | 898.76
Nuc | 0.02 | 0.02 | 0.04 | 0.1 | 0.44 | 0.54
PS | 194.02 | 182.89 | 433.22 | 433.31 | 432.22 | 1137.32
PV | 0 | 0 | 0.01 | 0.01 | 0.01 | 0.02
PeakG | 0.15 | 0.07 | 0.07 | 0.07 | 0.05 | 0.05
PeakO | 0.01 | 0.01 | 0.01 | 0.01 | 0.01 | 0.01
ST | 0 | 0 | 0 | 0 | 0 | 0
STOG | 2255.8 | 839.22 | 0.16 | 253.95 | 285.2 | 212.01
STWD | 56.57 | 15.88 | 15.89 | 53.7 | 412.29 | 361.86
WT | 9404.55 | 160735.15 | 160735.54 | 160735.66 | 160735.62 | 160735.48
IGCC | 0 | 0.06 | 0.04 | 0.03 | 0.02 | 0.02
DemandResponse | 0 | 0 | 0 | 0 | 0 | 0
IGCC-CCS | 0 | 0.04 | 0.05 | 0.07 | 0.14 | 0.13
WT_off | 0 | 0 | 0 | 0 | 0 | 0
PseudoUnit | 0 | 0 | 0 | 0 | 0 | 0
FixedInterchange | 0 | 0 | 0 | 0 | 0 | 0
Total Generation by Reporting Type: TVA
ReportingType | 2015 | 2020 | 2025 | 2030 | 2035 | 2040
BM | 0 | 0.01 | 0.01 | 0.03 | 55205.89 | 55206.38
CC | 40984.06 | 68752 | 71205.08 | 65573.68 | 24397.36 | 4839.94
CSP | 0 | 0 | 0 | 0 | 0 | 0
CT | 0.01 | 0.01 | 0.02 | 0.01 | 0.01 | 0.01
Coal | 43928.52 | 23102.61 | 1146.85 | 3.27 | 3.75 | 3.7
Geo | 0 | 0 | 0 | 0 | 0 | 0
H | 17444.81 | 17444.84 | 17545.17 | 17545.56 | 17545.56 | 17545.56
LFG | 102.49 | 102.52 | 949.17 | 949.17 | 949.23 | 949.22
Nuc | 65391.07 | 65391.07 | 65391.07 | 75097.32 | 73216.61 | 90930.65
PS | 714.72 | 523.88 | 714.66 | 714.67 | 518.84 | 4444.64
PV | 0 | 0.01 | 0.01 | 0.02 | 0.02 | 0.03
PeakG | 0.03 | 0.03 | 0.03 | 0.03 | 0.02 | 0.02
PeakO | 0 | 0 | 0 | 0 | 0 | 0
ST | 0 | 0 | 0 | 0 | 0 | 0
STOG | 0 | 0 | 0 | 0 | 0 | 0
STWD | 1.96 | 1.95 | 3.32 | 25.79 | 35.03 | 29.62
WT | 73.94 | 73.96 | 73.98 | 73.99 | 73.99 | 73.99
IGCC | 0 | 0.08 | 0.07 | 0.05 | 0.04 | 0.03
DemandResponse | 0 | 0 | 0 | 0 | 0 | 0
IGCC-CCS | 0 | 0.06 | 0.1 | 0.13 | 0.23 | 0.23
WT_off | 0 | 0 | 0 | 0 | 0 | 0
PseudoUnit | 0 | 0 | 0 | 0 | 0 | 0
FixedInterchange | 0 | 0 | 0 | 0 | 0 | 0
Total Generation by Reporting Type: TVA_Transmission
ReportingType | 2015 | 2020 | 2025 | 2030 | 2035 | 2040
BM | 0 | 0 | 0 | 0 | 0 | 0
CC | 0 | 0 | 0 | 0 | 0 | 0
CSP | 0 | 0 | 0 | 0 | 0 | 0
CT | 0 | 0 | 0 | 0 | 0 | 0
Coal | 0 | 0 | 0 | 0 | 0 | 0
Geo | 0 | 0 | 0 | 0 | 0 | 0
H | 0 | 0 | 0 | 0 | 0 | 0
LFG | 0 | 0 | 0 | 0 | 0 | 0
Nuc | 0 | 0 | 0 | 0 | 0 | 0
PS | 0 | 0 | 0 | 0 | 0 | 0
PV | 0 | 0 | 0 | 0 | 0 | 0
PeakG | 0 | 0 | 0 | 0 | 0 | 0
PeakO | 0 | 0 | 0 | 0 | 0 | 0
ST | 0 | 0 | 0 | 0 | 0 | 0
STOG | 0 | 0 | 0 | 0 | 0 | 0
STWD | 0 | 0 | 0 | 0 | 0 | 0
WT | 0 | 0 | 0 | 0 | 0 | 0
IGCC | 0 | 0 | 0 | 0 | 0 | 0
DemandResponse | 0 | 0 | 0 | 0 | 0 | 0
IGCC-CCS | 0 | 0 | 0 | 0 | 0 | 0
WT_off | 0 | 0 | 0 | 0 | 0 | 0
PseudoUnit | 0 | 0 | 0 | 0 | 0 | 0
FixedInterchange | 0 | 0 | 0 | 0 | 0 | 0
Total Generation by Reporting Type: VACAR
ReportingType | 2015 | 2020 | 2025 | 2030 | 2035 | 2040
BM | 6.76 | 1280.27 | 5301.69 | 5393.28 | 52160.34 | 50736.94
CC | 119903.85 | 118087 | 101111.94 | 72936.14 | 35495.29 | 7387.47
CSP | 0 | 0 | 0 | 0 | 0 | 0
CT | 23.4 | 0.12 | 0.05 | 0.02 | 0.01 | 0.01
Coal | 34580.2 | 19897.07 | 2891.55 | 1875.29 | 3158 | 3159.45
Geo | 0 | 0 | 0 | 0 | 0 | 0
H | 4325 | 4325.01 | 4325.03 | 4325.04 | 4325.09 | 4325.11
LFG | 496.7 | 1343.42 | 1343.41 | 1343.43 | 1343.43 | 1343.42
Nuc | 89032.74 | 107182.01 | 107182.02 | 149668.76 | 153448.87 | 217042.58
PS | 1135.79 | 1072.61 | 1078 | 1072.61 | 695.14 | 6670.8
PV | 42.05 | 299.52 | 304.04 | 305.53 | 305.51 | 311.36
PeakG | 32.05 | 0.04 | 0.04 | 0.04 | 0.05 | 0.12
PeakO | 0 | 0 | 0 | 0 | 0 | 0
ST | 0 | 0 | 0 | 0 | 0 | 0
STOG | 0.01 | 0.01 | 0.01 | 0.01 | 0.01 | 0.01
STWD | 1969.25 | 1969.23 | 1969.21 | 1969.22 | 1969.23 | 1535.07
WT | 0.06 | 7866.98 | 7866.98 | 7866.98 | 7866.96 | 7866.96
IGCC | 0 | 0.06 | 0.05 | 0.03 | 0.03 | 0.02
DemandResponse | 0 | 0 | 0 | 0 | 0 | 0
IGCC-CCS | 0 | 0.03 | 0.05 | 0.07 | 0.11 | 0.11
WT_off | 0 | 0.03 | 0.06 | 0.06 | 0.05 | 0.06
PseudoUnit | 0 | 0 | 0 | 0 | 0 | 0
FixedInterchange | 0 | 0 | 0 | 0 | 0 | 0
Total Generation by Reporting Type: IESO
ReportingType | 2015 | 2020 | 2025 | 2030 | 2035 | 2040
BM | 0.02 | 1.06 | 0.97 | 123.39 | 2436.36 | 1495.39
CC | 1199.95 | 486.42 | 130.56 | 0.09 | 0.06 | 0.05
CSP | 0 | 0 | 0 | 0 | 0 | 0
CT | 0.01 | 0.01 | 0.01 | 0.01 | 0 | 0
Coal | 0.03 | 0.03 | 0.02 | 0.01 | 0.01 | 0.01
Geo | 0 | 0 | 0 | 0 | 0 | 0
H | 46189.03 | 46189.05 | 46189.1 | 47737.92 | 47737.93 | 47737.92
LFG | 926.36 | 926.36 | 926.36 | 930.3 | 930.3 | 930.3
Nuc | 101402.29 | 101402.29 | 101402.3 | 101402.31 | 93379.25 | 81383.6
PS | 50.48 | 50.45 | 50.47 | 50.47 | 50.46 | 313.66
PV | 78.84 | 78.84 | 78.83 | 78.83 | 78.84 | 78.83
PeakG | 0.02 | 0.01 | 0.01 | 0.01 | 0.01 | 0.01
PeakO | 0 | 0 | 0 | 0 | 0 | 0
ST | 0 | 0 | 0 | 0 | 0 | 0
STOG | 0.01 | 0.01 | 0.01 | 0.01 | 0 | 0
STWD | 26.28 | 26.29 | 26.3 | 247.56 | 974.09 | 759.34
WT | 8479.74 | 8479.74 | 8479.73 | 8479.74 | 8479.75 | 26465.9
IGCC | 0 | 0 | 0 | 0 | 0 | 0
DemandResponse | 0 | 0 | 0 | 0 | 0 | 0
IGCC-CCS | 0 | 0 | 0 | 0 | 0 | 0
WT_off | 0 | 0.01 | 0.01 | 0.03 | 0.08 | 0.13
PseudoUnit | 0 | 0 | 0 | 0 | 0 | 0
FixedInterchange | 0 | 0 | 0 | 0 | 0 | 0
Total Generation by Reporting Type: MAPP_CA
ReportingType | 2015 | 2020 | 2025 | 2030 | 2035 | 2040
BM | 0 | 0 | 0 | 0 | 0 | 0
CC | 1306.65 | 377.28 | 0.11 | 0.06 | 0.05 | 0.04
CSP | 0 | 0 | 0 | 0 | 0 | 0
CT | 0.01 | 0.01 | 0.01 | 0 | 0 | 0
Coal | 0.2 | 0.16 | 0.08 | 0.05 | 0.03 | 0.03
Geo | 0 | 0 | 0 | 0 | 0 | 0
H | 41520.42 | 45596.99 | 54366.09 | 68795.49 | 68795.5 | 68795.5
LFG | 0 | 0 | 0 | 0 | 0 | 0
Nuc | 0.02 | 0.04 | 0.05 | 0.08 | 0.8 | 0.52
PS | 0 | 0 | 0 | 0 | 0 | 0
PV | 0 | 0 | 0 | 0 | 0 | 0
PeakG | 4.31 | 0.02 | 0.01 | 0.01 | 0.01 | 0
PeakO | 0 | 0 | 0 | 0 | 0 | 0
ST | 0 | 0 | 0 | 0 | 0 | 0
STOG | 0.02 | 0.01 | 0.01 | 0 | 0 | 0
STWD | 0 | 0 | 0 | 0 | 0 | 0
WT | 1446.05 | 1446.05 | 1446.05 | 1446.05 | 688.8 | 688.8
IGCC | 0 | 0 | 0 | 0 | 0 | 0
DemandResponse | 0 | 0 | 0 | 0 | 0 | 0
IGCC-CCS | 0 | 0 | 0 | 0 | 0 | 0
WT_off | 0 | 0 | 0 | 0 | 0 | 0
PseudoUnit | 0 | 0 | 0 | 0 | 0 | 0
FixedInterchange | 0 | 0 | 0 | 0 | 0 | 0
Total Generation by Reporting Type: AZ_NM_SNV_Coal
ReportingType | 2015 | 2020 | 2025 | 2030 | 2035 | 2040
BM | 0 | 0 | 0 | 0 | 0 | 0
CC | 0 | 0 | 0 | 0 | 0 | 0
CSP | 0 | 0 | 0 | 0 | 0 | 0
CT | 0 | 0 | 0 | 0 | 0 | 0
Coal | 51756.16 | 47396.68 | 10621.56 | 321.1 | 1317.22 | 666.49
Geo | 0 | 0 | 0 | 0 | 0 | 0
H | 0 | 0 | 0 | 0 | 0 | 0
LFG | 0 | 0 | 0 | 0 | 0 | 0
Nuc | 0 | 0 | 0 | 0 | 0 | 0
PS | 0 | 0 | 0 | 0 | 0 | 0
PV | 0 | 0 | 0 | 0 | 0 | 0
PeakG | 0 | 0 | 0 | 0 | 0 | 0
PeakO | 0 | 0 | 0 | 0 | 0 | 0
ST | 0 | 0 | 0 | 0 | 0 | 0
STOG | 0 | 0 | 0 | 0 | 0 | 0
STWD | 0 | 0 | 0 | 0 | 0 | 0
WT | 0 | 0 | 0 | 0 | 0 | 0
IGCC | 0 | 0.04 | 0.04 | 0.02 | 0.02 | 0.02
DemandResponse | 0 | 0 | 0 | 0 | 0 | 0
IGCC-CCS | 0 | 0.03 | 0.06 | 0.07 | 0.12 | 0.12
WT_off | 0 | 0 | 0 | 0 | 0 | 0
PseudoUnit | 0 | 0 | 0 | 0 | 0 | 0
FixedInterchange | 0 | 0 | 0 | 0 | 0 | 0
Total Generation by Reporting Type: AZ_NM_SNV_Gas
ReportingType | 2015 | 2020 | 2025 | 2030 | 2035 | 2040
BM | 0 | 0 | 0 | 0 | 0 | 0
CC | 69204.8 | 56264.96 | 81734.62 | 44930.9 | 16774.26 | 12678.95
CSP | 0 | 0 | 0 | 0 | 0 | 0
CT | 0.01 | 0.02 | 0.02 | 0.02 | 0.01 | 0.01
Coal | 0 | 0 | 0 | 0 | 0 | 0
Geo | 0 | 0 | 0 | 0 | 0 | 0
H | 0 | 0 | 0 | 0 | 0 | 0
LFG | 0 | 0 | 0 | 0 | 0 | 0
Nuc | 0 | 0 | 0 | 0 | 0 | 0
PS | 0 | 0 | 0 | 0 | 0 | 0
PV | 0 | 0 | 0 | 0 | 0 | 0
PeakG | 0.02 | 0.02 | 0.03 | 0.03 | 0.03 | 0.02
PeakO | 0 | 0 | 0 | 0 | 0 | 0
ST | 0 | 0 | 0 | 0 | 0 | 0
STOG | 0.02 | 0.02 | 0.02 | 0.02 | 0.01 | 0.01
STWD | 0 | 0 | 0 | 0 | 0 | 0
WT | 0 | 0 | 0 | 0 | 0 | 0
IGCC | 0 | 0 | 0 | 0 | 0 | 0
DemandResponse | 0 | 0 | 0 | 0 | 0 | 0
IGCC-CCS | 0 | 0 | 0 | 0 | 0 | 0
WT_off | 0 | 0 | 0 | 0 | 0 | 0
PseudoUnit | 0 | 0 | 0 | 0 | 0 | 0
FixedInterchange | 0 | 0 | 0 | 0 | 0 | 0
Total Generation by Reporting Type: AZ_NM_SNV_NucRenew
ReportingType | 2015 | 2020 | 2025 | 2030 | 2035 | 2040
BM | 0 | 0.02 | 0.03 | 0.06 | 0.67 | 4.56
CC | 0 | 0 | 0 | 0 | 0 | 0
CSP | 0 | 0 | 0 | 0 | 0 | 0
CT | 0 | 0 | 0 | 0 | 0 | 0
Coal | 0 | 0 | 0 | 0 | 0 | 0
Geo | 0 | 1 | 12066.65 | 12066.65 | 12066.66 | 12066.65
H | 8952 | 8952 | 8952 | 8952 | 8952 | 8952
LFG | 55.19 | 55.73 | 533.14 | 533.14 | 533.14 | 533.14
Nuc | 30183.89 | 30183.89 | 30184.42 | 63817.4 | 114383.22 | 116956.42
PS | 2.2 | 2.45 | 23.76 | 23.77 | 23.79 | 34.49
PV | 365.64 | 365.64 | 365.65 | 365.66 | 365.67 | 365.67
PeakG | 0 | 0 | 0 | 0 | 0 | 0
PeakO | 0 | 0 | 0 | 0 | 0 | 0
ST | 981.12 | 2542.94 | 3340.84 | 3731.29 | 5562.15 | 5563.4
STOG | 0 | 0 | 0 | 0 | 0 | 0
STWD | 182.2 | 182.19 | 182.16 | 182.19 | 182.2 | 182.19
WT | 1407.74 | 33019.08 | 33082.89 | 33082.96 | 33082.96 | 33082.93
IGCC | 0 | 0 | 0 | 0 | 0 | 0
DemandResponse | 0 | 0 | 0 | 0 | 0 | 0
IGCC-CCS | 0 | 0 | 0 | 0 | 0 | 0
WT_off | 0 | 0 | 0 | 0 | 0 | 0
PseudoUnit | 0 | 0 | 0 | 0 | 0 | 0
FixedInterchange | 0 | 0 | 0 | 0 | 0 | 0
Total Generation by Reporting Type: ERCOT
ReportingType | 2015 | 2020 | 2025 | 2030 | 2035 | 2040
BM | 98.26 | 100.63 | 152.03 | 1082.55 | 30349.15 | 23411.6
CC | 218472.01 | 232282.44 | 199126.94 | 170598.48 | 82491.91 | 58159.45
CSP | 0 | 0 | 0 | 0 | 0 | 0
CT | 0.02 | 2.36 | 1.57 | 8.18 | 0.01 | 0.01
Coal | 43232.06 | 28089.65 | 3948.85 | 4539.2 | 5418.19 | 5418.49
Geo | 0 | 0 | 0 | 0 | 0 | 0
H | 607.39 | 607.39 | 607.4 | 607.42 | 607.49 | 607.57
LFG | 591.3 | 591.33 | 3382.16 | 3382.17 | 3382.23 | 3382.22
Nuc | 39655.79 | 39655.8 | 39655.87 | 64325.41 | 122959.25 | 156347.3
PS | 0 | 0 | 0 | 0 | 0 | 0
PV | 30.83 | 30.83 | 30.83 | 30.82 | 3.49 | 3.31
PeakG | 0.02 | 6.45 | 0.04 | 39.56 | 40.81 | 39.94
PeakO | 0 | 0 | 0 | 0 | 0 | 0
ST | 0 | 0 | 0 | 0 | 0 | 0
STOG | 2306.38 | 3614.4 | 1009.76 | 593.5 | 0.02 | 0.02
STWD | 0 | 0 | 0 | 0 | 0 | 0
WT | 27080.38 | 27080.47 | 83838.32 | 83838.32 | 83850.92 | 84590.43
IGCC | 0 | 0.01 | 0.01 | 0.01 | 0 | 0
DemandResponse | 0 | 0 | 0 | 0 | 0 | 0
IGCC-CCS | 0 | 0.01 | 0.02 | 0.03 | 0.08 | 0.07
WT_off | 0 | 0 | 0 | 0 | 0 | 0
PseudoUnit | 0 | 0 | 0 | 0 | 0 | 0
FixedInterchange | 0 | 0 | 0 | 0 | 0 | 0
Total Generation by Reporting Type: NP15
ReportingType | 2015 | 2020 | 2025 | 2030 | 2035 | 2040
BM | 0 | 0.01 | 0.01 | 0.03 | 0.55 | 0.91
CC | 61740.84 | 61513.91 | 61616.85 | 36954.41 | 15939.94 | 5455.19
CSP | 0 | 0 | 0 | 0 | 0 | 0
CT | 0.01 | 0.01 | 0.02 | 0.02 | 0.01 | 0.01
Coal | 1435.52 | 0.52 | 0.18 | 0.04 | 0.02 | 0.02
Geo | 9050.48 | 13859.66 | 14043.57 | 14043.56 | 14043.67 | 14043.67
H | 24182 | 24182 | 24182 | 24182 | 24182 | 24182
LFG | 670.14 | 3291.27 | 5124.49 | 5124.49 | 5124.59 | 5124.59
Nuc | 17915.6 | 17915.6 | 17916.04 | 58376.82 | 69129.91 | 80864.19
PS | 0.04 | 0.05 | 1.8 | 0.94 | 0.05 | 11.52
PV | 153.52 | 153.52 | 153.51 | 153.51 | 153.51 | 153.51
PeakG | 0.02 | 0.02 | 0.03 | 0.02 | 0.02 | 0.02
PeakO | 0 | 0 | 0 | 0 | 0 | 0
ST | 99.07 | 99.07 | 99.07 | 99.08 | 99.09 | 99.22
STOG | 69.04 | 37.45 | 63.63 | 0.05 | 0.02 | 0.01
STWD | 3097.53 | 3097.51 | 1446.08 | 3097.49 | 3097.52 | 3097.5
WT | 3102.31 | 11679.18 | 11679.23 | 11681.13 | 33575.79 | 35449.72
IGCC | 0 | 0 | 0 | 0 | 0 | 0
DemandResponse | 0 | 0 | 0 | 0 | 0 | 0
IGCC-CCS | 0 | 0.02 | 0.05 | 0.06 | 0.09 | 0.09
WT_off | 0 | 0.01 | 0.02 | 0.04 | 0.06 | 0.07
PseudoUnit | 0 | 0 | 0 | 0 | 0 | 0
FixedInterchange | 0 | 0 | 0 | 0 | 0 | 0
Total Generation by Reporting Type: NWPP_Coal
ReportingType | 2015 | 2020 | 2025 | 2030 | 2035 | 2040
BM | 0 | 0 | 0 | 0 | 0 | 0
CC | 0 | 0 | 0 | 0 | 0 | 0
CSP | 0 | 0 | 0 | 0 | 0 | 0
CT | 0 | 0 | 0 | 0 | 0 | 0
Coal | 52393.4 | 38561.84 | 1286.55 | 1283.12 | 1282.91 | 1282.84
Geo | 0 | 0 | 0 | 0 | 0 | 0
H | 0 | 0 | 0 | 0 | 0 | 0
LFG | 0 | 0 | 0 | 0 | 0 | 0
Nuc | 0 | 0 | 0 | 0 | 0 | 0
PS | 0 | 0 | 0 | 0 | 0 | 0
PV | 0 | 0 | 0 | 0 | 0 | 0
PeakG | 0 | 0 | 0 | 0 | 0 | 0
PeakO | 0 | 0 | 0 | 0 | 0 | 0
ST | 0 | 0 | 0 | 0 | 0 | 0
STOG | 0 | 0 | 0 | 0 | 0 | 0
STWD | 0 | 0 | 0 | 0 | 0 | 0
WT | 0 | 0 | 0 | 0 | 0 | 0
IGCC | 0 | 0 | 0 | 0 | 0 | 0
DemandResponse | 0 | 0 | 0 | 0 | 0 | 0
IGCC-CCS | 0 | 0 | 0 | 0 | 0 | 0
WT_off | 0 | 0 | 0 | 0 | 0 | 0
PseudoUnit | 0 | 0 | 0 | 0 | 0 | 0
FixedInterchange | 0 | 0 | 0 | 0 | 0 | 0
Total Generation by Reporting Type: NWPP_Gas
ReportingType | 2015 | 2020 | 2025 | 2030 | 2035 | 2040
BM | 0 | 0 | 0 | 0 | 0 | 0
CC | 50575.11 | 67621.69 | 67622.63 | 34085.19 | 8737.03 | 7702.4
CSP | 0 | 0 | 0 | 0 | 0 | 0
CT | 0.01 | 0.02 | 0.02 | 0.02 | 0.01 | 0.01
Coal | 0.03 | 0.04 | 0.04 | 0.01 | 0.01 | 0
Geo | 0 | 0 | 0 | 0 | 0 | 0
H | 0 | 0 | 0 | 0 | 0 | 0
LFG | 0 | 0 | 0 | 0 | 0 | 0
Nuc | 0 | 0 | 0 | 0 | 0 | 0
PS | 0 | 0 | 0 | 0 | 0 | 0
PV | 0 | 0 | 0 | 0 | 0 | 0
PeakG | 0.01 | 0.02 | 0.02 | 0.02 | 0.01 | 0.01
PeakO | 0 | 0 | 0 | 0 | 0 | 0
ST | 0 | 0 | 0 | 0 | 0 | 0
STOG | 0.01 | 0.01 | 0.02 | 0.01 | 0.01 | 0.01
STWD | 0 | 0 | 0 | 0 | 0 | 0
WT | 0 | 0 | 0 | 0 | 0 | 0
IGCC | 0 | 0.02 | 0.02 | 0.01 | 0 | 0
DemandResponse | 0 | 0 | 0 | 0 | 0 | 0
IGCC-CCS | 0 | 0.02 | 0.04 | 0.05 | 0.09 | 0.09
WT_off | 0 | 0 | 0 | 0 | 0 | 0
PseudoUnit | 0 | 0 | 0 | 0 | 0 | 0
FixedInterchange | 0 | 0 | 0 | 0 | 0 | 0
Total Generation by Reporting Type: NWPP_NucRenew
ReportingType | 2015 | 2020 | 2025 | 2030 | 2035 | 2040
BM | 0.02 | 66.3 | 243 | 243.03 | 243.45 | 6307.97
CC | 0 | 0 | 0 | 0 | 0 | 0
CSP | 0 | 0 | 0 | 0 | 0 | 0
CT | 0 | 0 | 0 | 0 | 0 | 0
Coal | 0 | 0 | 0 | 0 | 0 | 0
Geo | 3280.12 | 3280.31 | 6891.78 | 6891.78 | 6891.78 | 6891.77
H | 133485.99 | 133486 | 133486.05 | 133486.16 | 134577.78 | 134577.78
LFG | 1013.09 | 1013.23 | 2940.58 | 2940.58 | 2940.58 | 2940.58
Nuc | 8809.8 | 8809.8 | 8810.47 | 14509.43 | 33827.93 | 45806.1
PS | 0.03 | 0.03 | 0.04 | 0.05 | 0.04 | 0.06
PV | 7.88 | 7.89 | 7.9 | 7.91 | 7.92 | 7.98
PeakG | 0 | 0 | 0 | 0 | 0 | 0
PeakO | 0 | 0 | 0 | 0 | 0 | 0
ST | 0 | 0.01 | 0.03 | 0.05 | 0.06 | 0.2
STOG | 0 | 0 | 0 | 0 | 0 | 0
STWD | 0.02 | 17.74 | 3931.41 | 3931.45 | 3931.47 | 3931.45
WT | 15874.4 | 15874.56 | 15874.79 | 65207.89 | 65215.82 | 70575.61
IGCC | 0 | 0 | 0 | 0 | 0 | 0
DemandResponse | 0 | 0 | 0 | 0 | 0 | 0
IGCC-CCS | 0 | 0 | 0 | 0 | 0 | 0
WT_off | 0 | 0.02 | 0.04 | 0.07 | 0.09 | 0.13
PseudoUnit | 0 | 0 | 0 | 0 | 0 | 0
FixedInterchange | 0 | 0 | 0 | 0 | 0 | 0
Total Generation by Reporting Type: RMPA
ReportingType | 2015 | 2020 | 2025 | 2030 | 2035 | 2040
BM | 0.01 | 0.02 | 0.03 | 0.06 | 5352.86 | 10845.4
CC | 11140.08 | 10791.49 | 19532.8 | 10602.55 | 5204.04 | 3474.33
CSP | 0 | 0 | 0 | 0 | 0 | 0
CT | 0.02 | 0.02 | 0.02 | 0.02 | 0.01 | 0.01
Coal | 50096.33 | 41137.38 | 6378.15 | 3050.26 | 3050.11 | 2982.93
Geo | 0 | 390.22 | 21387.3 | 21387.3 | 21387.3 | 21387.3
H | 4353 | 4353 | 4353 | 4353 | 4353 | 4353
LFG | 58.34 | 59.2 | 286.27 | 286.27 | 286.27 | 286.27
Nuc | 0.01 | 0.02 | 3.24 | 15810.36 | 15811.13 | 15811.17
PS | 61.94 | 50.05 | 61.91 | 61.91 | 70.38 | 410.97
PV | 54.93 | 54.94 | 54.93 | 54.96 | 54.93 | 54.97
PeakG | 0.04 | 0.03 | 0.05 | 0.04 | 0.03 | 0.03
PeakO | 0 | 0 | 0 | 0 | 0 | 0
ST | 9.83 | 1213.24 | 1213.23 | 1231.48 | 1231.46 | 1231.65
STOG | 0.01 | 0.02 | 0.02 | 0.02 | 0.01 | 0.01
STWD | 0 | 0 | 0 | 0 | 0 | 0
WT | 6354.36 | 17018.29 | 17018.27 | 18625.59 | 18625.52 | 19035.39
IGCC | 0 | 0.03 | 0.03 | 0.01 | 0.01 | 0.01
DemandResponse | 0 | 0 | 0 | 0 | 0 | 0
IGCC-CCS | 0 | 0.03 | 0.08 | 0.09 | 0.12 | 0.12
WT_off | 0 | 0 | 0 | 0 | 0 | 0
PseudoUnit | 0 | 0 | 0 | 0 | 0 | 0
FixedInterchange | 0 | 0 | 0 | 0 | 0 | 0
Total Generation by Reporting Type: SP15
ReportingType | 2015 | 2020 | 2025 | 2030 | 2035 | 2040
BM | 44.79 | 44.78 | 44.75 | 44.78 | 45.16 | 45.26
CC | 80591.93 | 73078.15 | 71963.51 | 58888.99 | 28360.45 | 18012.18
CSP | 0 | 0 | 0 | 0 | 0 | 0
CT | 0.01 | 0.01 | 0.01 | 0.01 | 0.01 | 0.01
Coal | 1392.44 | 761.64 | 343.28 | 0.04 | 0.03 | 0.02
Geo | 7773.32 | 19841.03 | 19841.04 | 19841.04 | 19841.04 | 19841.03
H | 5920 | 5920 | 5920 | 5920 | 5920 | 5920
LFG | 1759.71 | 6141.56 | 6141.63 | 6141.63 | 6141.63 | 6141.62
Nuc | 17526.13 | 17526.13 | 17526.34 | 25912.49 | 28746.01 | 56536.42
PS | 8.96 | 178.29 | 7.36 | 158.43 | 158.42 | 75.32
PV | 331.57 | 331.56 | 331.56 | 331.56 | 331.56 | 331.56
PeakG | 0.02 | 0.02 | 0.03 | 0.03 | 0.02 | 0.02
PeakO | 0 | 0 | 0 | 0 | 0 | 0
ST | 1569.79 | 1569.79 | 1569.79 | 1569.82 | 10012.05 | 12942.52
STOG | 568.33 | 252.26 | 424.27 | 152.31 | 60.93 | 24.34
STWD | 833.95 | 833.93 | 747.88 | 833.93 | 833.94 | 833.93
WT | 5740.26 | 8388.59 | 42568.62 | 42569.41 | 42569.42 | 42569.41
IGCC | 0 | 0 | 0 | 0 | 0 | 0
DemandResponse | 0 | 0 | 0 | 0 | 0 | 0
IGCC-CCS | 0 | 0.03 | 0.09 | 0.11 | 0.15 | 0.15
WT_off | 0 | 0 | 0 | 0 | 0 | 0
PseudoUnit | 0 | 0 | 0 | 0 | 0 | 0
FixedInterchange | 0 | 0 | 0 | 0 | 0 | 0
Total Generation by Reporting Type: ALB
ReportingType | 2015 | 2020 | 2025 | 2030 | 2035 | 2040
BM | 0 | 0 | 0 | 0 | 0 | 0
CC | 23158.52 | 23158.82 | 5721.48 | 0.09 | 0.06 | 0.05
CSP | 0 | 0 | 0 | 0 | 0 | 0
CT | 0.02 | 0.02 | 0.01 | 0.01 | 0 | 0
Coal | 34728.4 | 34726.64 | 0.34 | 0.12 | 0.07 | 0.06
Geo | 0 | 0 | 0 | 0 | 0 | 0
H | 1979.87 | 1979.87 | 1979.87 | 1979.87 | 1979.87 | 1979.87
LFG | 78.84 | 78.84 | 78.84 | 78.84 | 78.84 | 78.84
Nuc | 0.02 | 0.75 | 56769.57 | 68298.63 | 69499.35 | 69973.41
PS | 0 | 0 | 0 | 0 | 0 | 0
PV | 0 | 0 | 0 | 0 | 0 | 0
PeakG | 0.03 | 0.03 | 0.02 | 0.01 | 0.01 | 8.36
PeakO | 0 | 0 | 0 | 0 | 0 | 0
ST | 0 | 0 | 0 | 0 | 0 | 0
STOG | 0.01 | 0.01 | 0.01 | 0 | 0 | 0
STWD | 895.9 | 1219.37 | 1219.36 | 1219.37 | 1219.38 | 1219.38
WT | 1553.84 | 1553.84 | 1553.85 | 1553.88 | 1764.24 | 1764.24
IGCC | 0 | 0 | 0 | 0 | 0 | 0
DemandResponse | 0 | 0 | 0 | 0 | 0 | 0
IGCC-CCS | 0 | 0 | 0 | 0 | 0 | 0
WT_off | 0 | 0 | 0 | 0 | 0 | 0
PseudoUnit | 0 | 0 | 0 | 0 | 0 | 0
FixedInterchange | 0 | 0 | 0 | 0 | 0 | 0
Total Generation by Reporting Type: BC
ReportingType | 2015 | 2020 | 2025 | 2030 | 2035 | 2040
BM | 0 | 0 | 0 | 0 | 0 | 0
CC | 1565.03 | 1565.17 | 0.69 | 0.07 | 0.05 | 0.04
CSP | 0 | 0 | 0 | 0 | 0 | 0
CT | 0.01 | 0.01 | 0.01 | 0 | 0 | 0
Coal | 0 | 0 | 0 | 0 | 0 | 0
Geo | 0 | 0 | 0 | 0 | 0 | 0
H | 54411.21 | 54411.21 | 54411.21 | 54411.21 | 54411.21 | 54411.21
LFG | 189.21 | 189.21 | 189.21 | 189.21 | 189.21 | 189.21
Nuc | 0.01 | 0.2 | 4657.78 | 7973.26 | 7973.4 | 10635.9
PS | 0 | 0 | 0 | 0 | 0 | 0
PV | 0 | 0 | 0 | 0 | 0 | 0
PeakG | 0.02 | 0.02 | 0.01 | 0.01 | 0.01 | 0
PeakO | 0 | 0 | 0 | 0 | 0 | 0
ST | 0 | 0 | 0 | 0 | 0 | 0
STOG | 0.03 | 0.03 | 0.01 | 0.01 | 0 | 0
STWD | 0.03 | 3573.94 | 3574.01 | 3574.04 | 3574.06 | 3574.05
WT | 568.81 | 568.81 | 568.81 | 568.83 | 929.51 | 929.51
IGCC | 0 | 0 | 0 | 0 | 0 | 0
DemandResponse | 0 | 0 | 0 | 0 | 0 | 0
IGCC-CCS | 0 | 0 | 0 | 0 | 0 | 0
WT_off | 0 | 0 | 0 | 0 | 0 | 0
PseudoUnit | 0 | 0 | 0 | 0 | 0 | 0
FixedInterchange | 0 | 0 | 0 | 0 | 0 | 0
Total Generation by Reporting Type: HQ_IESO
ReportingType | 2015 | 2020 | 2025 | 2030 | 2035 | 2040
BM | 0 | 0 | 0 | 0 | 0 | 0
CC | 0 | 0 | 0 | 0 | 0 | 0
CSP | 0 | 0 | 0 | 0 | 0 | 0
CT | 0 | 0 | 0 | 0 | 0 | 0
Coal | 0 | 0 | 0 | 0 | 0 | 0
Geo | 0 | 0 | 0 | 0 | 0 | 0
H | 0 | 0 | 0 | 0 | 0 | 0
LFG | 0 | 0 | 0 | 0 | 0 | 0
Nuc | 0.01 | 0.01 | 0.01 | 0.04 | 0.72 | 0.47
PS | 0 | 0 | 0 | 0 | 0 | 0
PV | 0 | 0 | 0 | 0 | 0 | 0
PeakG | 0 | 0 | 0 | 0 | 0 | 0
PeakO | 0 | 0 | 0 | 0 | 0 | 0
ST | 0 | 0 | 0 | 0 | 0 | 0
STOG | 0 | 0 | 0 | 0 | 0 | 0
STWD | 0 | 0 | 0 | 0 | 0 | 0
WT | 0 | 0 | 0 | 0 | 0 | 0
IGCC | 0 | 0 | 0 | 0 | 0 | 0
DemandResponse | 0 | 0 | 0 | 0 | 0 | 0
IGCC-CCS | 0 | 0 | 0 | 0 | 0 | 0
WT_off | 0 | 0 | 0 | 0 | 0 | 0
PseudoUnit | 0 | 0.02 | 0.05 | 16.67 | 15489.05 | 15489.05
FixedInterchange | 2336 | 2336 | 2335.99 | 2335.99 | 2336 | 2335.99
Total Generation by Reporting Type: HQ_NEISO
ReportingType | 2015 | 2020 | 2025 | 2030 | 2035 | 2040
BM | 0 | 0 | 0 | 0 | 0 | 0
CC | 0 | 0 | 0 | 0 | 0 | 0
CSP | 0 | 0 | 0 | 0 | 0 | 0
CT | 0 | 0 | 0 | 0 | 0 | 0
Coal | 0 | 0 | 0 | 0 | 0 | 0
Geo | 0 | 0 | 0 | 0 | 0 | 0
H | 0 | 0 | 0 | 0 | 0 | 0
LFG | 0 | 0 | 0 | 0 | 0 | 0
Nuc | 0.01 | 0.02 | 0.02 | 0.05 | 0.74 | 0.6
PS | 0 | 0 | 0 | 0 | 0 | 0
PV | 0 | 0 | 0 | 0 | 0 | 0
PeakG | 0 | 0 | 0 | 0 | 0 | 0
PeakO | 0 | 0 | 0 | 0 | 0 | 0
ST | 0 | 0 | 0 | 0 | 0 | 0
STOG | 0 | 0 | 0 | 0 | 0 | 0
STWD | 0 | 0 | 0 | 0 | 0 | 0
WT | 0 | 0 | 0 | 0 | 0 | 0
IGCC | 0 | 0 | 0 | 0 | 0 | 0
DemandResponse | 0 | 0 | 0 | 0 | 0 | 0
IGCC-CCS | 0 | 0 | 0 | 0 | 0 | 0
WT_off | 0 | 0 | 0 | 0 | 0 | 0
PseudoUnit | 0 | 0.02 | 0.06 | 83.55 | 1488.42 | 1488.43
FixedInterchange | 19184.4 | 19184.39 | 19184.39 | 19184.39 | 19184.39 | 19184.39
Total Generation by Reporting Type: HQ_NY
ReportingType | 2015 | 2020 | 2025 | 2030 | 2035 | 2040
BM | 0 | 0 | 0 | 0 | 0 | 0
CC | 0 | 0 | 0 | 0 | 0 | 0
CSP | 0 | 0 | 0 | 0 | 0 | 0
CT | 0 | 0 | 0 | 0 | 0 | 0
Coal | 0 | 0 | 0 | 0 | 0 | 0
Geo | 0 | 0 | 0 | 0 | 0 | 0
H | 0 | 0 | 0 | 0 | 0 | 0
LFG | 0 | 0 | 0 | 0 | 0 | 0
Nuc | 0.01 | 0.02 | 0.02 | 0.06 | 0.75 | 0.59
PS | 0 | 0 | 0 | 0 | 0 | 0
PV | 0 | 0 | 0 | 0 | 0 | 0
PeakG | 0 | 0 | 0 | 0 | 0 | 0
PeakO | 0 | 0 | 0 | 0 | 0 | 0
ST | 0 | 0 | 0 | 0 | 0 | 0
STOG | 0 | 0 | 0 | 0 | 0 | 0
STWD | 0 | 0 | 0 | 0 | 0 | 0
WT | 0 | 0 | 0 | 0 | 0 | 0
IGCC | 0 | 0 | 0 | 0 | 0 | 0
DemandResponse | 0 | 0 | 0 | 0 | 0 | 0
IGCC-CCS | 0 | 0 | 0 | 0 | 0 | 0
WT_off | 0 | 0 | 0 | 0 | 0 | 0
PseudoUnit | 0 | 0.06 | 0.34 | 14570.09 | 14570.09 | 14570.09
FixedInterchange | 5840 | 5840 | 5840 | 5839.99 | 5840 | 5839.99
Total Generation by Reporting Type: MARITIMES
ReportingType | 2015 | 2020 | 2025 | 2030 | 2035 | 2040
BM | 0 | 0 | 0 | 0 | 0 | 0
CC | 0 | 0 | 0 | 0 | 0 | 0
CSP | 0 | 0 | 0 | 0 | 0 | 0
CT | 0 | 0 | 0 | 0 | 0 | 0
Coal | 0 | 0 | 0 | 0 | 0 | 0
Geo | 0 | 0 | 0 | 0 | 0 | 0
H | 0 | 0 | 0 | 0 | 0 | 0
LFG | 0 | 0 | 0 | 0 | 0 | 0
Nuc | 0.01 | 0.02 | 0.02 | 0.05 | 0.74 | 0.6
PS | 0 | 0 | 0 | 0 | 0 | 0
PV | 0 | 0 | 0 | 0 | 0 | 0
PeakG | 0 | 0 | 0 | 0 | 0 | 0
PeakO | 0 | 0 | 0 | 0 | 0 | 0
ST | 0 | 0 | 0 | 0 | 0 | 0
STOG | 0 | 0 | 0 | 0 | 0 | 0
STWD | 0 | 0 | 0 | 0 | 0 | 0
WT | 0 | 0 | 0 | 0 | 0 | 0
IGCC | 0 | 0 | 0 | 0 | 0 | 0
DemandResponse | 0 | 0 | 0 | 0 | 0 | 0
IGCC-CCS | 0 | 0 | 0 | 0 | 0 | 0
WT_off | 0 | 0 | 0 | 0 | 0 | 0
PseudoUnit | 0 | 0.05 | 0.07 | 86.37 | 2480.71 | 2480.71
FixedInterchange | 8760 | 8760 | 8759.99 | 8759.99 | 8759.99 | 8759.99
Total Generation by Reporting Type: All
ReportingType | 2015 | 2020 | 2025 | 2030 | 2035 | 2040
BM | 2252.47 | 6009.04 | 9270.05 | 20855.21 | 243003.48 | 391292.01
CC | 1563452.59 | 1783693.57 | 1533864.31 | 1170246.99 | 607787.87 | 296738.78
CSP | 0 | 0 | 0 | 0 | 0 | 0
CT | 527.89 | 499.92 | 273.4 | 277.56 | 7.84 | 5.13
Coal | 1151734.29 | 516228.67 | 51611.69 | 35535.97 | 65403.01 | 66738.44
Geo | 20458.53 | 37726.82 | 74584.93 | 74584.93 | 74585.04 | 74585.02
H | 430354.23 | 436757.91 | 448763.24 | 468971.05 | 474019.79 | 474020.01
LFG | 32605.52 | 48003.05 | 65426.55 | 71135.02 | 71135.33 | 71136.28
Nuc | 913193.7 | 943694.07 | 1029228.09 | 1321572.45 | 1504041.24 | 1740011.06
PS | 6647.33 | 6415.28 | 8555.11 | 7975.78 | 5154.19 | 44019.51
PV | 1433.85 | 5066.71 | 6640.77 | 6946.5 | 6889.67 | 7004.49
PeakG | 2966.65 | 2290.55 | 2057.4 | 2369.64 | 1048.66 | 898.8
PeakO | 0.12 | 0.13 | 0.15 | 0.15 | 0.16 | 0.17
ST | 2659.82 | 5425.05 | 6222.96 | 6631.71 | 16904.83 | 19836.99
STOG | 8249.47 | 7543.89 | 3999.53 | 3399.95 | 1541.92 | 587.21
STWD | 13079.79 | 15931.6 | 18235.45 | 24099.64 | 34519.73 | 29585.67
WT | 178094.35 | 624677.03 | 1210274.31 | 1289842.63 | 1357208.97 | 1405014.86
IGCC | 4427.33 | 4428.39 | 396.27 | 1.12 | 0.61 | 0.52
DemandResponse | 0.02 | 0.02 | 0.03 | 0.04 | 0.05 | 0.07
IGCC-CCS | 0 | 1.04 | 1.65 | 2.31 | 4.01 | 3.92
WT_off | 1870.14 | 1870.37 | 5861.12 | 5861.34 | 5861.54 | 5861.6
PseudoUnit | 0 | 0.15 | 0.52 | 14756.69 | 34028.28 | 34028.28
FixedInterchange | 36120.39 | 36120.38 | 36120.38 | 36120.38 | 36120.38 | 36120.38
Total Generation by Reporting Type: EI_US
ReportingType | 2015 | 2020 | 2025 | 2030 | 2035 | 2040
BM | 2109.36 | 5796.22 | 8829.22 | 19361.32 | 204575.29 | 349180.92
CC | 1044497.67 | 1256553.24 | 1026414.12 | 814186.16 | 450280.03 | 191256.11
CSP | 0 | 0 | 0 | 0 | 0 | 0
CT | 527.75 | 497.43 | 271.69 | 269.27 | 7.76 | 5.06
Coal | 916699.73 | 325554.08 | 29032.64 | 26342.02 | 54334.4 | 56387.54
Geo | 354.6 | 354.6 | 354.6 | 354.6 | 354.6 | 354.6
H | 108753.33 | 111080.38 | 114316.51 | 118545.98 | 122503 | 122503.15
LFG | 27263.33 | 35656.32 | 45823.88 | 51528.4 | 51528.53 | 51529.52
Nuc | 697700.15 | 728199.57 | 752302.03 | 901146.22 | 948330.28 | 1105695.55
PS | 6523.68 | 6133.95 | 8409.77 | 7680.2 | 4851.06 | 43173.49
PV | 410.64 | 4043.5 | 5617.56 | 5923.25 | 5893.75 | 6008.66
PeakG | 2962.14 | 2283.9 | 2057.14 | 2329.91 | 1007.72 | 850.39
PeakO | 0.1 | 0.11 | 0.12 | 0.12 | 0.13 | 0.14
ST | 0 | 0 | 0 | 0 | 0 | 0
STOG | 5305.6 | 3639.67 | 2501.78 | 2654.02 | 1480.9 | 562.79
STWD | 8043.88 | 6980.62 | 7108.24 | 11013.61 | 20707.08 | 15987.83
WT | 106486.45 | 499568.41 | 994163.74 | 1022788.84 | 1068426.24 | 1089862.91
IGCC | 4427.33 | 4428.28 | 396.18 | 1.07 | 0.57 | 0.49
DemandResponse | 0.01 | 0.02 | 0.02 | 0.03 | 0.04 | 0.05
IGCC-CCS | 0 | 0.91 | 1.32 | 1.9 | 3.37 | 3.29
WT_off | 1870.14 | 1870.34 | 5861.04 | 5861.2 | 5861.32 | 5861.27
PseudoUnit | 0 | 0.13 | 0.47 | 14740.01 | 18539.23 | 18539.23
FixedInterchange | 33784.39 | 33784.39 | 33784.38 | 33784.38 | 33784.38 | 33784.38
Total Generation by Reporting Type: EI_Canada
ReportingType | 2015 | 2020 | 2025 | 2030 | 2035 | 2040
BM | 0.02 | 1.06 | 0.97 | 123.39 | 2436.36 | 1495.39
CC | 2506.6 | 863.7 | 130.67 | 0.15 | 0.11 | 0.09
CSP | 0 | 0 | 0 | 0 | 0 | 0
CT | 0.02 | 0.02 | 0.01 | 0.01 | 0.01 | 0.01
Coal | 0.22 | 0.18 | 0.1 | 0.06 | 0.05 | 0.04
Geo | 0 | 0 | 0 | 0 | 0 | 0
H | 87709.44 | 91786.05 | 100555.19 | 116533.41 | 116533.43 | 116533.42
LFG | 926.36 | 926.36 | 926.36 | 930.3 | 930.3 | 930.3
Nuc | 101402.31 | 101402.33 | 101402.36 | 101402.43 | 93380.77 | 81384.6
PS | 50.48 | 50.45 | 50.47 | 50.47 | 50.46 | 313.66
PV | 78.84 | 78.84 | 78.83 | 78.83 | 78.84 | 78.83
PeakG | 4.33 | 0.03 | 0.02 | 0.01 | 0.01 | 0.01
PeakO | 0 | 0 | 0 | 0 | 0 | 0
ST | 0 | 0 | 0 | 0 | 0 | 0
STOG | 0.03 | 0.02 | 0.01 | 0.01 | 0.01 | 0.01
STWD | 26.28 | 26.29 | 26.3 | 247.56 | 974.09 | 759.34
WT | 9925.79 | 9925.79 | 9925.78 | 9925.78 | 9168.55 | 27154.69
IGCC | 0 | 0 | 0 | 0 | 0 | 0
DemandResponse | 0 | 0 | 0 | 0 | 0 | 0
IGCC-CCS | 0 | 0 | 0 | 0 | 0 | 0
WT_off | 0 | 0.01 | 0.01 | 0.03 | 0.08 | 0.13
PseudoUnit | 0 | 0.02 | 0.05 | 16.67 | 15489.05 | 15489.05
FixedInterchange | 2336 | 2336 | 2335.99 | 2335.99 | 2336 | 2335.99
Total Generation by Reporting Type: EI
ReportingType | 2015 | 2020 | 2025 | 2030 | 2035 | 2040
BM | 2109.38 | 5797.28 | 8830.19 | 19484.71 | 207011.65 | 350676.32
CC | 1047004.27 | 1257416.94 | 1026544.79 | 814186.31 | 450280.14 | 191256.2
CSP | 0 | 0 | 0 | 0 | 0 | 0
CT | 527.77 | 497.45 | 271.7 | 269.28 | 7.76 | 5.06
Coal | 916699.96 | 325554.26 | 29032.74 | 26342.08 | 54334.45 | 56387.58
Geo | 354.6 | 354.6 | 354.6 | 354.6 | 354.6 | 354.6
H | 196462.77 | 202866.43 | 214871.7 | 235079.39 | 239036.43 | 239036.57
LFG | 28189.69 | 36582.67 | 46750.24 | 52458.7 | 52458.83 | 52459.82
Nuc | 799102.47 | 829601.9 | 853704.38 | 1002548.65 | 1041711.05 | 1187080.15
PS | 6574.16 | 6184.41 | 8460.24 | 7730.68 | 4901.52 | 43487.15
PV | 489.48 | 4122.33 | 5696.39 | 6002.08 | 5972.58 | 6087.5
PeakG | 2966.47 | 2283.94 | 2057.17 | 2329.93 | 1007.73 | 850.4
PeakO | 0.1 | 0.11 | 0.12 | 0.13 | 0.13 | 0.14
ST | 0 | 0 | 0 | 0 | 0 | 0
STOG | 5305.63 | 3639.69 | 2501.8 | 2654.03 | 1480.91 | 562.8
STWD | 8070.17 | 7006.92 | 7134.54 | 11261.17 | 21681.16 | 16747.17
WT | 116412.24 | 509494.2 | 1004089.52 | 1032714.62 | 1077594.79 | 1117017.61
IGCC | 4427.33 | 4428.28 | 396.18 | 1.07 | 0.57 | 0.49
DemandResponse | 0.01 | 0.02 | 0.02 | 0.03 | 0.04 | 0.05
IGCC-CCS | 0 | 0.91 | 1.32 | 1.9 | 3.37 | 3.29
WT_off | 1870.14 | 1870.34 | 5861.05 | 5861.23 | 5861.4 | 5861.4
PseudoUnit | 0 | 0.15 | 0.52 | 14756.69 | 34028.28 | 34028.28
FixedInterchange | 36120.39 | 36120.38 | 36120.38 | 36120.38 | 36120.38 | 36120.38
Total Generation by Reporting Type: Outside_EI
ReportingType | 2015 | 2020 | 2025 | 2030 | 2035 | 2040
BM | 143.09 | 211.76 | 439.86 | 1370.5 | 35991.83 | 40615.69
CC | 516448.32 | 526276.63 | 507319.52 | 356060.68 | 157507.73 | 105482.58
CSP | 0 | 0 | 0 | 0 | 0 | 0
CT | 0.11 | 2.46 | 1.7 | 8.28 | 0.07 | 0.06
Coal | 235034.34 | 190674.4 | 22578.96 | 9193.89 | 11068.56 | 10350.86
Geo | 20103.92 | 37372.22 | 74230.33 | 74230.33 | 74230.44 | 74230.42
H | 233891.46 | 233891.48 | 233891.54 | 233891.66 | 234983.36 | 234983.44
LFG | 4415.83 | 11420.37 | 18676.31 | 18676.32 | 18676.49 | 18676.46
Nuc | 114091.23 | 114092.16 | 175523.71 | 319023.8 | 462330.19 | 552930.91
PS | 73.17 | 230.88 | 94.87 | 245.1 | 252.67 | 532.35
PV | 944.37 | 944.38 | 944.38 | 944.42 | 917.09 | 917
PeakG | 0.18 | 6.62 | 0.23 | 39.72 | 40.93 | 48.4
PeakO | 0.02 | 0.02 | 0.03 | 0.03 | 0.03 | 0.03
ST | 2659.82 | 5425.05 | 6222.96 | 6631.71 | 16904.83 | 19836.99
STOG | 2943.84 | 3904.2 | 1497.73 | 745.92 | 61.01 | 24.41
STWD | 5009.62 | 8924.68 | 11100.91 | 12838.47 | 12838.57 | 12838.5
WT | 61682.11 | 115182.83 | 206184.79 | 257128.01 | 279614.18 | 287997.26
IGCC | 0 | 0.11 | 0.1 | 0.05 | 0.04 | 0.03
DemandResponse | 0 | 0.01 | 0.01 | 0.01 | 0.01 | 0.02
IGCC-CCS | 0 | 0.13 | 0.33 | 0.41 | 0.65 | 0.63
WT_off | 0 | 0.03 | 0.07 | 0.11 | 0.15 | 0.2
PseudoUnit | 0 | 0 | 0 | 0 | 0 | 0
FixedInterchange | 0 | 0 | 0 | 0 | 0 | 0
#2 | 0.01: Energy Demand (TWh)
Energy Demand by Pool & Region:
Pool/Region | 2015 | 2020 | 2025 | 2030 | 2035 | 2040
ENT | 172.01 | 166.75 | 164.83 | 154.8 | 147.09 | 153.29
FRCC | 249.9 | 246.92 | 261.69 | 262.83 | 254.2 | 272.52
MAPP_US | 27.79 | 29.67 | 29.33 | 30.47 | 30.72 | 30.93
MISO_IN | 95.91 | 93.97 | 102.25 | 102.38 | 97.14 | 103.39
MISO_MI | 96.17 | 92.36 | 98.38 | 99.39 | 98.96 | 102.18
MISO_MO-IL | 91.25 | 95.36 | 100.18 | 101.01 | 97.45 | 102.51
MISO_W | 132.21 | 133.56 | 149.12 | 151.7 | 143.52 | 145.35
MISO_WUMS | 63.64 | 67.23 | 67.9 | 70.15 | 66.94 | 68.95
NE | 32.16 | 33.85 | 31.51 | 33.2 | 36.14 | 36.54
NEISO | 131.57 | 120.89 | 118.42 | 115.7 | 119.2 | 115
NonRTO_Midwest | 61.61 | 62.51 | 64.21 | 59.18 | 60.85 | 63.79
NYISO_A-F | 56.54 | 61.09 | 61.61 | 63.51 | 59.89 | 59.48
NYISO_G-I | 17.48 | 18.43 | 18.84 | 18.49 | 18.66 | 18.78
NYISO_J-K | 65.97 | 70.4 | 71.92 | 72.56 | 71.94 | 72.49
PJM_E | 126.81 | 116.81 | 115.88 | 117.65 | 118.41 | 120.36
PJM_ROM | 141.97 | 146.27 | 145.58 | 148.62 | 149.38 | 154.31
PJM_ROR | 504.42 | 506.79 | 479.48 | 484.96 | 481.03 | 484.94
SOCO | 249.16 | 271.69 | 273.21 | 275.08 | 272.37 | 268.12
SPP_N | 78.24 | 82.76 | 77.79 | 84.32 | 90.08 | 91.66
SPP_S | 164.84 | 179.43 | 178.79 | 177.94 | 177.88 | 179.19
TVA | 170.28 | 173.81 | 169.8 | 166.82 | 177.22 | 173.66
TVA_Transmission | 0 | 0 | 0 | 0 | 0 | 0
VACAR | 254.1 | 268.13 | 273.97 | 275.03 | 271.24 | 280.28
IESO | 130.96 | 124.35 | 122.73 | 128.04 | 123.12 | 123.05
MAPP_CA | 49.66 | 51.49 | 51.1 | 53.6 | 51.82 | 52.08
AZ_NM_SNV_Coal | 129.26 | 143.71 | 147.16 | 148.72 | 156.04 | 156.05
AZ_NM_SNV_Gas | 0 | 0 | 0 | 0 | 0 | 0
AZ_NM_SNV_NucRenew | 0 | 0 | 0 | 0 | 0 | 0
ERCOT | 332.05 | 337.88 | 338.63 | 335.48 | 335.42 | 338.37
NP15 | 114.41 | 120.07 | 123.37 | 131.98 | 135.31 | 142.81
NWPP_Coal | 233.89 | 249.47 | 256.63 | 260.86 | 260.9 | 282.34
NWPP_Gas | 0 | 0 | 0 | 0 | 0 | 0
NWPP_NucRenew | 0 | 0 | 0 | 0 | 0 | 0
RMPA | 71.93 | 78.52 | 73.15 | 79.65 | 79.65 | 81.29
SP15 | 189.15 | 200.55 | 201.77 | 206.44 | 211.65 | 223.37
ALB | 63.97 | 66.3 | 67.87 | 73.44 | 73.24 | 75.91
BC | 61.93 | 62.79 | 62.87 | 66.55 | 64.92 | 65.83
HQ_IESO | 0 | 0 | 0 | 0 | 0 | 0
HQ_NEISO | 0 | 0 | 0 | 0 | 0 | 0
HQ_NY | 0 | 0 | 0 | 0 | 0 | 0
MARITIMES | 0 | 0 | 0 | 0 | 0 | 0
All | 4361.26 | 4473.83 | 4499.98 | 4550.55 | 4532.39 | 4638.79
EI_US | 2984.05 | 3038.7 | 3054.68 | 3065.8 | 3040.31 | 3097.7
EI_Canada | 180.62 | 175.84 | 173.83 | 181.64 | 174.95 | 175.12
EI | 3164.67 | 3214.53 | 3228.52 | 3247.44 | 3215.26 | 3272.82
Outside_EI | 1196.59 | 1259.3 | 1271.46 | 1303.11 | 1317.13 | 1365.97
#3 | 0.01: Generation Minus Energy (TWh)
Generation Minus Energy by Pool & Region:
Pool/Region | 2015 | 2020 | 2025 | 2030 | 2035 | 2040
ENT | 3.22 | -49.97 | -82.67 | -76.91 | -84.06 | -65.75
FRCC | -0.77 | -1.38 | -9.64 | -1.58 | 0.11 | -11.46
MAPP_US | 1.06 | 4.51 | 13.04 | 12.34 | 12.14 | 12.2
MISO_IN | -20.83 | -36.49 | -86.18 | -84.25 | -75.55 | -61.38
MISO_MI | -34.04 | -58.33 | -68.42 | -71.44 | -78.54 | -78.44
MISO_MO-IL | 8.07 | -50.4 | -59.18 | -58.14 | -54.09 | -58.42
MISO_W | 2.33 | -53.14 | 248.09 | 259.3 | 250.14 | 258.33
MISO_WUMS | 53.15 | 155.31 | 82.19 | 81.11 | 6.99 | -27.1
NE | 10.86 | 75.29 | 76.22 | 74.93 | 62.74 | 60.11
NEISO | -24.16 | -23.34 | -21.04 | -22.36 | -7.18 | -8.73
NonRTO_Midwest | -0.6 | -0.93 | -22.54 | -7.64 | -4.86 | -2.83
NYISO_A-F | 16.18 | 16.35 | 14.8 | 19.02 | 25.82 | 21.53
NYISO_G-I | 1.61 | 5.01 | 3.23 | 1.05 | -3.01 | 2.51
NYISO_J-K | -42.74 | -44.28 | -46.64 | -57.62 | -60.16 | -63.9
PJM_E | -4.76 | 5.79 | 8.28 | -6.12 | -27.47 | -54.58
PJM_ROM | -60.93 | -62.21 | -65.08 | -63.76 | -77.55 | -19.64
PJM_ROR | 63 | 22.81 | -94.59 | -132.69 | -120.31 | -157.13
SOCO | -3.43 | -8.5 | -54.44 | -66.56 | -4.7 | 13.33
SPP_N | -3.55 | 53.6 | 166.42 | 160.06 | 154.3 | 164.74
SPP_S | -9.59 | 7.49 | 0.29 | 0.54 | 0.82 | -2.34
TVA | -1.63 | 1.58 | -12.77 | -6.84 | -5.27 | 0.37
TVA_Transmission | 0 | 0 | 0 | 0 | 0 | 0
VACAR | -2.56 | -4.81 | -40.59 | -28.28 | -10.48 | 20.1
IESO | 27.4 | 33.29 | 34.55 | 31.01 | 30.95 | 36.12
MAPP_CA | -5.39 | -4.07 | 4.71 | 16.64 | 17.66 | 17.41
AZ_NM_SNV_Coal | -77.51 | -96.31 | -136.54 | -148.4 | -154.73 | -155.38
AZ_NM_SNV_Gas | 69.2 | 56.27 | 81.73 | 44.93 | 16.77 | 12.68
AZ_NM_SNV_NucRenew | 42.13 | 75.3 | 88.73 | 122.76 | 175.15 | 177.74
ERCOT | 0.03 | -5.82 | -6.88 | -6.43 | -6.31 | -6.41
NP15 | 7.1 | 15.76 | 12.96 | 21.73 | 30.03 | 25.67
NWPP_Coal | -181.5 | -210.9 | -255.35 | -259.58 | -259.61 | -281.05
NWPP_Gas | 50.58 | 67.62 | 67.62 | 34.09 | 8.74 | 7.7
NWPP_NucRenew | 162.47 | 162.56 | 172.19 | 227.22 | 247.64 | 271.04
RMPA | 0.2 | -3.45 | -2.86 | -4.19 | -4.22 | -1.41
SP15 | -65.08 | -65.68 | -34.34 | -44.07 | -68.63 | -60.1
ALB | -1.58 | -3.59 | -0.55 | -0.31 | 1.3 | -0.89
BC | -5.2 | -2.48 | 0.53 | 0.17 | 2.16 | 3.91
HQ_IESO | 2.34 | 2.34 | 2.34 | 2.35 | 17.83 | 17.83
HQ_NEISO | 19.18 | 19.18 | 19.18 | 19.27 | 20.67 | 20.67
HQ_NY | 5.84 | 5.84 | 5.84 | 20.41 | 20.41 | 20.41
MARITIMES | 8.76 | 8.76 | 8.76 | 8.85 | 11.24 | 11.24
All | 8.87 | 8.56 | 11.41 | 10.64 | 6.88 | 58.7
EI_US | -16.33 | -12.27 | -17.44 | -27.28 | -47.84 | -6.15
EI_Canada | 24.35 | 31.56 | 41.6 | 50.01 | 66.43 | 71.35
EI | 8.02 | 19.29 | 24.16 | 22.72 | 18.59 | 65.2
Outside_EI | 0.85 | -10.73 | -12.75 | -12.08 | -11.71 | -6.5
#4 | 0.01: Fuel Use (TBtu)
Total Fuel Consumption by Reporting Type: Entergy
ReportingType | 2015 | 2020 | 2025 | 2030 | 2035 | 2040
BM | 0 | 0 | 0 | 0 | 0 | 510.2
CC | 499.95 | 445.51 | 247.91 | 225.92 | 139.56 | 92.18
CSP | 0 | 0 | 0 | 0 | 0 | 0
CT | 0 | 0 | 0 | 0 | 0 | 0
Coal | 608.11 | 66.96 | 8.45 | 0.01 | 0 | 0
Geo | 0 | 0 | 0 | 0 | 0 | 0
H | 0 | 0 | 0 | 0 | 0 | 0
LFG | 0 | 0 | 11.56 | 11.56 | 11.56 | 11.56
Nuc | 464.87 | 464.87 | 464.87 | 464.87 | 392.68 | 307.21
PS | 0 | 0 | 0 | 0 | 0 | 0
PV | 0 | 0 | 0 | 0 | 0 | 0
PeakG | 0 | 0 | 0 | 0 | 0 | 0
PeakO | 0 | 0 | 0 | 0 | 0 | 0
ST | 0 | 0 | 0 | 0 | 0 | 0
STOG | 5.31 | 4.96 | 4.95 | 2.54 | 0 | 0
STWD | 0.51 | 0.59 | 1 | 4.01 | 18.94 | 11.71
WT | 0 | 0 | 0 | 0 | 0 | 0
IGCC | 0 | 0 | 0 | 0 | 0 | 0
DemandResponse | 0 | 0 | 0 | 0 | 0 | 0
IGCC-CCS | 0 | 0 | 0 | 0 | 0 | 0
WT_off | 0 | 0 | 0 | 0 | 0 | 0
PseudoUnit | 0 | 0 | 0 | 0 | 0 | 0
FixedInterchange | 0 | 0 | 0 | 0 | 0 | 0
Total Fuel Consumption by Reporting Type: FRCC
ReportingType | 2015 | 2020 | 2025 | 2030 | 2035 | 2040
BM | 0 | 0 | 0 | 0 | 0.02 | 119.61
CC | 1298.92 | 1354.83 | 1253.77 | 662.34 | 312.88 | 175.04
CSP | 0 | 0 | 0 | 0 | 0 | 0
CT | 5.26 | 5.26 | 2.85 | 2.72 | 0 | 0
Coal | 180.38 | 63.95 | 0.06 | 0.06 | 0.12 | 0.12
Geo | 0 | 0 | 0 | 0 | 0 | 0
H | 0 | 0 | 0 | 0 | 0 | 0
LFG | 0 | 0 | 21.31 | 21.31 | 21.31 | 21.31
Nuc | 352.09 | 352.09 | 603.57 | 1583.01 | 2065.63 | 2270.01
PS | 0 | 0 | 0 | 0 | 0 | 0
PV | 0 | 0 | 0 | 0 | 0 | 0
PeakG | 4.36 | 5.25 | 5.22 | 0.16 | 0.3 | 0.33
PeakO | 0 | 0 | 0 | 0 | 0 | 0
ST | 0 | 0 | 0 | 0 | 0 | 0
STOG | 0.62 | 0.58 | 0 | 0 | 0 | 0
STWD | 1.49 | 2.48 | 15.44 | 15.45 | 15.45 | 9.54
WT | 0 | 0 | 0 | 0 | 0 | 0
IGCC | 0 | 0 | 0 | 0 | 0 | 0
DemandResponse | 0 | 0 | 0 | 0 | 0 | 0
IGCC-CCS | 0 | 0 | 0 | 0 | 0 | 0
WT_off | 0 | 0 | 0 | 0 | 0 | 0
PseudoUnit | 0 | 0 | 0 | 0 | 0 | 0
FixedInterchange | 0 | 0 | 0 | 0 | 0 | 0
Total Fuel Consumption by Reporting Type: MAPP_US
ReportingType | 2015 | 2020 | 2025 | 2030 | 2035 | 2040
BM | 0 | 0 | 0 | 0 | 0 | 1.43
CC | 10.65 | 1.43 | 1.38 | 0.8 | 0.8 | 0.22
CSP | 0 | 0 | 0 | 0 | 0 | 0
CT | 0 | 0 | 0 | 0 | 0 | 0
Coal | 115.61 | 28.77 | 0.5 | 0 | 0 | 0
Geo | 0 | 0 | 0 | 0 | 0 | 0
H | 0 | 0 | 0 | 0 | 0 | 0
LFG | 0 | 0 | 0 | 7.71 | 7.71 | 7.71
Nuc | 0 | 0 | 0 | 0 | 0.07 | 0.05
PS | 0 | 0 | 0 | 0 | 0 | 0
PV | 0 | 0 | 0 | 0 | 0 | 0
PeakG | 0.47 | 0.47 | 0 | 0.02 | 0.47 | 0.47
PeakO | 0 | 0 | 0 | 0 | 0 | 0
ST | 0 | 0 | 0 | 0 | 0 | 0
STOG | 0 | 0 | 0 | 0 | 0 | 0
STWD | 0 | 0 | 0 | 0 | 0 | 0
WT | 0.01 | 0.02 | 0.03 | 0.03 | 0.03 | 0.03
IGCC | 0 | 0 | 0 | 0 | 0 | 0
DemandResponse | 0 | 0 | 0 | 0 | 0 | 0
IGCC-CCS | 0 | 0 | 0 | 0 | 0 | 0
WT_off | 0 | 0 | 0 | 0 | 0 | 0
PseudoUnit | 0 | 0 | 0 | 0 | 0 | 0
FixedInterchange | 0 | 0 | 0 | 0 | 0 | 0
Total Fuel Consumption by Reporting Type: MISO_IN
ReportingType | 2015 | 2020 | 2025 | 2030 | 2035 | 2040
BM | 0 | 0 | 0 | 0 | 20.63 | 338.94
CC | 41.52 | 108.82 | 66.67 | 70.96 | 42.68 | 17.44
CSP | 0 | 0 | 0 | 0 | 0 | 0
CT | 0 | 0 | 0 | 0 | 0 | 0
Coal | 620.61 | 330 | 17.41 | 42.06 | 124.53 | 124.53
Geo | 0 | 0 | 0 | 0 | 0 | 0
H | 0 | 0 | 0 | 0 | 0 | 0
LFG | 0 | 0 | 8.62 | 8.62 | 8.62 | 8.62
Nuc | 0 | 0 | 0 | 0.01 | 0.08 | 0.07
PS | 0 | 0 | 0 | 0 | 0 | 0
PV | 0 | 0 | 0 | 0 | 0 | 0
PeakG | 0 | 0 | 0 | 0 | 0 | 0
PeakO | 0 | 0 | 0 | 0 | 0 | 0
ST | 0 | 0 | 0 | 0 | 0 | 0
STOG | 0.34 | 0.34 | 0.05 | 0.34 | 0 | 0
STWD | 0 | 0 | 0 | 0 | 0 | 0
WT | 0 | 0 | 0 | 0 | 0 | 0
IGCC | 40.45 | 40.45 | 3.61 | 0 | 0 | 0
DemandResponse | 0 | 0 | 0 | 0 | 0 | 0
IGCC-CCS | 0 | 0 | 0 | 0 | 0 | 0
WT_off | 0 | 0 | 0 | 0 | 0 | 0
PseudoUnit | 0 | 0 | 0 | 0 | 0 | 0
FixedInterchange | 0 | 0 | 0 | 0 | 0 | 0
Total Fuel Consumption by Reporting Type: MISO_MI
ReportingType | 2015 | 2020 | 2025 | 2030 | 2035 | 2040
BM | 0 | 0 | 0 | 0 | 0.01 | 0.63
CC | 89.24 | 71.09 | 34.9 | 23.8 | 13.3 | 6.82
CSP | 0 | 0 | 0 | 0 | 0 | 0
CT | 0 | 0 | 0 | 0 | 0 | 0
Coal | 255.5 | 0.08 | 0.04 | 0.03 | 0.05 | 0.04
Geo | 0 | 0 | 0 | 0 | 0 | 0
H | 0 | 0 | 0 | 0 | 0 | 0
LFG | 0 | 4.89 | 17.24 | 17.24 | 17.24 | 17.24
Nuc | 174.19 | 174.19 | 174.19 | 174.19 | 102.49 | 102.5
PS | 0 | 0 | 0 | 0 | 0 | 0
PV | 0 | 0 | 0 | 0 | 0 | 0
PeakG | 0.35 | 0 | 0 | 0 | 0 | 0
PeakO | 0 | 0 | 0 | 0 | 0 | 0
ST | 0 | 0 | 0 | 0 | 0 | 0
STOG | 3.38 | 2.57 | 0 | 0 | 0 | 0
STWD | 13.39 | 13.39 | 9.83 | 10.59 | 13.39 | 10.44
WT | 0.01 | 0.01 | 0.01 | 0.01 | 0.01 | 0.01
IGCC | 0 | 0 | 0 | 0 | 0 | 0
DemandResponse | 0 | 0 | 0 | 0 | 0 | 0
IGCC-CCS | 0 | 0 | 0 | 0 | 0 | 0
WT_off | 0 | 0 | 0 | 0 | 0 | 0
PseudoUnit | 0 | 0 | 0 | 0 | 0 | 0
FixedInterchange | 0 | 0 | 0 | 0 | 0 | 0
Total Fuel Consumption by Reporting Type: MISO_MO-IL
ReportingType | 2015 | 2020 | 2025 | 2030 | 2035 | 2040
BM | 0 | 0 | 0 | 0 | 0.01 | 0.01
CC | 22.48 | 23.15 | 8.38 | 7.24 | 4.44 | 2.23
CSP | 0 | 0 | 0 | 0 | 0 | 0
CT | 0 | 0 | 0 | 0 | 0 | 0
Coal | 740.16 | 194.06 | 13.85 | 5.75 | 19.01 | 19.01
Geo | 0 | 0 | 0 | 0 | 0 | 0
H | 0 | 0 | 0 | 0 | 0 | 0
LFG | 0 | 0 | 0.01 | 24.03 | 24.03 | 24.03
Nuc | 178.81 | 178.81 | 178.81 | 178.81 | 178.81 | 178.81
PS | 0 | 0 | 0 | 0 | 0 | 0
PV | 0 | 0 | 0 | 0 | 0 | 0
PeakG | 1.58 | 0.34 | 0 | 0.72 | 0.01 | 0
PeakO | 0 | 0 | 0 | 0 | 0 | 0
ST | 0 | 0 | 0 | 0 | 0 | 0
STOG | 0.22 | 0 | 0 | 0 | 0 | 0
STWD | 0 | 0 | 0 | 0 | 0 | 0
WT | 0 | 0 | 0.02 | 0.02 | 0.02 | 0.02
IGCC | 0 | 0 | 0 | 0 | 0 | 0
DemandResponse | 0 | 0 | 0 | 0 | 0 | 0
IGCC-CCS | 0 | 0 | 0 | 0 | 0 | 0
WT_off | 0 | 0 | 0 | 0 | 0 | 0
PseudoUnit | 0 | 0 | 0 | 0 | 0 | 0
FixedInterchange | 0 | 0 | 0 | 0 | 0 | 0
Total Fuel Consumption by Reporting Type: MISO_W
ReportingType | 2015 | 2020 | 2025 | 2030 | 2035 | 2040
BM | 0 | 0 | 0 | 0 | 0 | 0
CC | 79.13 | 46.36 | 22.76 | 14.19 | 8.18 | 4.22
CSP | 0 | 0 | 0 | 0 | 0 | 0
CT | 0 | 0 | 0 | 0 | 0 | 0
Coal | 760.66 | 247.05 | 36.16 | 36.15 | 38.99 | 38.99
Geo | 0 | 0 | 0 | 0 | 0 | 0
H | 0 | 0 | 0 | 0 | 0 | 0
LFG | 0 | 0 | 0 | 7.71 | 7.71 | 7.71
Nuc | 190.11 | 190.11 | 190.11 | 190.11 | 0.01 | 0.01
PS | 0 | 0 | 0 | 0 | 0 | 0
PV | 0 | 0 | 0 | 0 | 0 | 0
PeakG | 2.31 | 0 | 0 | 0 | 0 | 0
PeakO | 0 | 0 | 0 | 0 | 0 | 0
ST | 0 | 0 | 0 | 0 | 0 | 0
STOG | 0.02 | 0 | 0 | 0 | 0 | 0
STWD | 0.67 | 1.31 | 1.31 | 6.04 | 24.94 | 19.44
WT | 0.03 | 0.03 | 0.37 | 0.38 | 0.38 | 0.39
IGCC | 0 | 0 | 0 | 0 | 0 | 0
DemandResponse | 0 | 0 | 0 | 0 | 0 | 0
IGCC-CCS | 0 | 0 | 0 | 0 | 0 | 0
WT_off | 0 | 0 | 0 | 0 | 0 | 0
PseudoUnit | 0 | 0 | 0 | 0 | 0 | 0
FixedInterchange | 0 | 0 | 0 | 0 | 0 | 0
Total Fuel Consumption by Reporting Type: MISO_WUMS
ReportingType | 2015 | 2020 | 2025 | 2030 | 2035 | 2040
BM | 0 | 0 | 0 | 0 | 0.23 | 0.26
CC | 530.3 | 1241.93 | 790.48 | 791.23 | 391.78 | 191.02
CSP | 0 | 0 | 0 | 0 | 0 | 0
CT | 0 | 0 | 0 | 0 | 0 | 0
Coal | 128.96 | 18.18 | 7.79 | 8.62 | 24.5 | 34.32
Geo | 0 | 0 | 0 | 0 | 0 | 0
H | 0 | 0 | 0 | 0 | 0 | 0
LFG | 0 | 0 | 13.78 | 24.03 | 24.03 | 24.03
Nuc | 150.68 | 150.68 | 150.68 | 150.68 | 0.02 | 0.02
PS | 0 | 0 | 0 | 0 | 0 | 0
PV | 0 | 0 | 0 | 0 | 0 | 0
PeakG | 0.04 | 0 | 0 | 0 | 0 | 0
PeakO | 0 | 0 | 0 | 0 | 0 | 0
ST | 0 | 0 | 0 | 0 | 0 | 0
STOG | 0 | 0 | 0 | 0 | 0 | 0
STWD | 0.56 | 0.51 | 0.51 | 1.44 | 9.7 | 7.56
WT | 0 | 0 | 0 | 0 | 0 | 0
IGCC | 0 | 0 | 0 | 0 | 0 | 0
DemandResponse | 0 | 0 | 0 | 0 | 0 | 0
IGCC-CCS | 0 | 0 | 0 | 0 | 0 | 0
WT_off | 0 | 0 | 0 | 0 | 0 | 0
PseudoUnit | 0 | 0 | 0 | 0 | 0 | 0
FixedInterchange | 0 | 0 | 0 | 0 | 0 | 0
Total Fuel Consumption by Reporting Type: Nebraska
ReportingType | 2015 | 2020 | 2025 | 2030 | 2035 | 2040
BM | 0 | 0 | 0 | 0 | 0 | 0
CC | 4.87 | 1.08 | 1.08 | 1.08 | 0.55 | 0.29
CSP | 0 | 0 | 0 | 0 | 0 | 0
CT | 0 | 0 | 0 | 0 | 0 | 0
Coal | 332.69 | 30.24 | 20.7 | 19.23 | 26.87 | 26.87
Geo | 0 | 0 | 0 | 0 | 0 | 0
H | 0 | 0 | 0 | 0 | 0 | 0
LFG | 0 | 0 | 0 | 7.71 | 7.71 | 7.71
Nuc | 104.28 | 104.28 | 104.28 | 104.28 | 0.02 | 0.02
PS | 0 | 0 | 0 | 0 | 0 | 0
PV | 0 | 0 | 0 | 0 | 0 | 0
PeakG | 0.78 | 0 | 0 | 0 | 0 | 0
PeakO | 0 | 0 | 0 | 0 | 0 | 0
ST | 0 | 0 | 0 | 0 | 0 | 0
STOG | 0 | 0 | 0 | 0 | 0 | 0
STWD | 0 | 0 | 0 | 0 | 0 | 0
WT | 0 | 0.1 | 0.1 | 0.1 | 0.1 | 0.09
IGCC | 0 | 0 | 0 | 0 | 0 | 0
DemandResponse | 0 | 0 | 0 | 0 | 0 | 0
IGCC-CCS | 0 | 0 | 0 | 0 | 0 | 0
WT_off | 0 | 0 | 0 | 0 | 0 | 0
PseudoUnit | 0 | 0 | 0 | 0 | 0 | 0
FixedInterchange | 0 | 0 | 0 | 0 | 0 | 0
Total Fuel Consumption by Reporting Type: NEISO
ReportingType | 2015 | 2020 | 2025 | 2030 | 2035 | 2040
BM | 24.48 | 15.52 | 1.32 | 24.48 | 24.48 | 24.48
CC | 305.74 | 203.25 | 159.47 | 111.2 | 50.82 | 33.14
CSP | 0 | 0 | 0 | 0 | 0 | 0
CT | 0.01 | 0.03 | 0 | 0.1 | 0 | 0
Coal | 0.7 | 0.01 | 0.01 | 0 | 0 | 0
Geo | 0 | 0 | 0 | 0 | 0 | 0
H | 0 | 0 | 0 | 0 | 0 | 0
LFG | 5.3 | 5.31 | 12.8 | 12.8 | 12.8 | 12.81
Nuc | 365.51 | 365.51 | 365.51 | 365.51 | 264.08 | 195.08
PS | 0 | 0 | 0 | 0 | 0 | 0
PV | 0 | 0 | 0 | 0 | 0 | 0
PeakG | 0.28 | 0.47 | 0.96 | 0.98 | 0.97 | 1.06
PeakO | 0 | 0 | 0 | 0 | 0 | 0
ST | 0 | 0 | 0 | 0 | 0 | 0
STOG | 0 | 0 | 0 | 0 | 0 | 0
STWD | 51.79 | 15.79 | 1.72 | 15.43 | 51.79 | 50.28
WT | 0 | 0.01 | 0.02 | 0.02 | 0.05 | 0.05
IGCC | 0 | 0 | 0 | 0 | 0 | 0
DemandResponse | 0 | 0 | 0 | 0 | 0 | 0
IGCC-CCS | 0 | 0 | 0 | 0 | 0 | 0
WT_off | 0 | 0 | 0 | 0 | 0 | 0
PseudoUnit | 0 | 0 | 0 | 0 | 0 | 0
FixedInterchange | 0 | 0 | 0 | 0 | 0 | 0
Total Fuel Consumption by Reporting Type: NonRTO_Midwest
ReportingType | 2015 | 2020 | 2025 | 2030 | 2035 | 2040
BM | 0 | 0 | 0 | 0 | 34.12 | 395.64
CC | 96.34 | 207.38 | 207.38 | 205.77 | 156.92 | 17.36
CSP | 0 | 0 | 0 | 0 | 0 | 0
CT | 0 | 0 | 0 | 0 | 0 | 0
Coal | 439.32 | 264.63 | 26.25 | 35.62 | 61.11 | 61.11
Geo | 0 | 0 | 0 | 0 | 0 | 0
H | 0 | 0 | 0 | 0 | 0 | 0
LFG | 0 | 0 | 17.24 | 17.24 | 17.24 | 17.24
Nuc | 0 | 0 | 0.01 | 101.85 | 186.16 | 186.14
PS | 0 | 0 | 0 | 0 | 0 | 0
PV | 0 | 0 | 0 | 0 | 0 | 0
PeakG | 1.69 | 0.71 | 0 | 2.94 | 0.48 | 0
PeakO | 0 | 0 | 0 | 0 | 0 | 0
ST | 0 | 0 | 0 | 0 | 0 | 0
STOG | 0 | 0 | 0 | 0 | 0 | 0
STWD | 0 | 0 | 0 | 0 | 0 | 0
WT | 0 | 0 | 0 | 0 | 0 | 0
IGCC | 0 | 0 | 0 | 0 | 0 | 0
DemandResponse | 0 | 0 | 0 | 0 | 0 | 0
IGCC-CCS | 0 | 0 | 0 | 0 | 0 | 0
WT_off | 0 | 0 | 0 | 0 | 0 | 0
PseudoUnit | 0 | 0 | 0 | 0 | 0 | 0
FixedInterchange | 0 | 0 | 0 | 0 | 0 | 0
Total Fuel Consumption by Reporting Type: NYISO_A-F
ReportingType | 2015 | 2020 | 2025 | 2030 | 2035 | 2040
BM | 0 | 0 | 0 | 0 | 0 | 0
CC | 50.09 | 70.96 | 59.49 | 37.81 | 10.33 | 1.83
CSP | 0 | 0 | 0 | 0 | 0 | 0
CT | 0 | 0 | 0 | 0 | 0 | 0
Coal | 0.01 | 0.01 | 0.01 | 0 | 0 | 0
Geo | 0 | 0 | 0 | 0 | 0 | 0
H | 0 | 0 | 0 | 0 | 0 | 0
LFG | 0.69 | 0.69 | 8 | 8 | 8 | 8
Nuc | 270.5 | 270.5 | 270.5 | 220.56 | 173.9 | 105.4
PS | 0 | 0 | 0 | 0 | 0 | 0
PV | 0 | 0 | 0 | 0 | 0 | 0
PeakG | 0.02 | 0.07 | 0.21 | 0.21 | 0.21 | 0.21
PeakO | 0 | 0 | 0 | 0 | 0 | 0
ST | 0 | 0 | 0 | 0 | 0 | 0
STOG | 0 | 0 | 0 | 0 | 0 | 0
STWD | 0.01 | 0.2 | 0.2 | 0.71 | 7.53 | 7.04
WT | 0.01 | 0.01 | 0.01 | 0.03 | 0.04 | 0.04
IGCC | 0 | 0 | 0 | 0 | 0 | 0
DemandResponse | 0 | 0 | 0 | 0 | 0 | 0
IGCC-CCS | 0 | 0 | 0 | 0 | 0 | 0
WT_off | 0 | 0 | 0 | 0 | 0 | 0
PseudoUnit | 0 | 0 | 0 | 0 | 0 | 0
FixedInterchange | 0 | 0 | 0 | 0 | 0 | 0
Total Fuel Consumption by Reporting Type: NYISO_G-I
ReportingType | 2015 | 2020 | 2025 | 2030 | 2035 | 2040
BM | 0 | 0 | 0 | 0 | 54.58 | 54.59
CC | 17.17 | 47.22 | 33.17 | 9.7 | 8.6 | 5.48
CSP | 0 | 0 | 0 | 0 | 0 | 0
CT | 0 | 0 | 0 | 0 | 0 | 0
Coal | 0 | 0 | 0 | 0 | 0 | 0
Geo | 0 | 0 | 0 | 0 | 0 | 0
H | 0 | 0 | 0 | 0 | 0 | 0
LFG | 0 | 0 | 8 | 8 | 8 | 8
Nuc | 162.83 | 162.83 | 162.83 | 162.83 | 81.7 | 146.77
PS | 0 | 0 | 0 | 0 | 0 | 0
PV | 0 | 0 | 0 | 0 | 0 | 0
PeakG | 0 | 0 | 0 | 0 | 0 | 0
PeakO | 0 | 0 | 0 | 0 | 0 | 0
ST | 0 | 0 | 0 | 0 | 0 | 0
STOG | 0 | 0 | 0 | 0 | 0 | 0
STWD | 0 | 0 | 0 | 0 | 0 | 0
WT | 0 | 0 | 0 | 0 | 0 | 0
IGCC | 0 | 0 | 0 | 0 | 0 | 0
DemandResponse | 0 | 0 | 0 | 0 | 0 | 0
IGCC-CCS | 0 | 0 | 0 | 0 | 0 | 0
WT_off | 0 | 0 | 0 | 0 | 0 | 0
PseudoUnit | 0 | 0 | 0 | 0 | 0 | 0
FixedInterchange | 0 | 0 | 0 | 0 | 0 | 0
Total Fuel Consumption by Reporting Type: NYISO_J-K
ReportingType | 2015 | 2020 | 2025 | 2030 | 2035 | 2040
BM | 0 | 0 | 0 | 0 | 0 | 0
CC | 145.84 | 164.92 | 155.33 | 80.92 | 58.24 | 38.01
CSP | 0 | 0 | 0 | 0 | 0 | 0
CT | 0 | 0 | 0 | 0 | 0 | 0
Coal | 0 | 0 | 0 | 0 | 0 | 0
Geo | 0 | 0 | 0 | 0 | 0 | 0
H | 0 | 0 | 0 | 0 | 0 | 0
LFG | 0 | 0 | 7.99 | 8 | 8 | 8
Nuc | 0 | 0 | 0 | 0.01 | 0.08 | 0.06
PS | 0 | 0 | 0 | 0 | 0 | 0
PV | 0 | 0 | 0 | 0 | 0 | 0
PeakG | 1.66 | 2.59 | 1.66 | 3.17 | 1.66 | 1.66
PeakO | 0 | 0 | 0 | 0 | 0 | 0
ST | 0 | 0 | 0 | 0 | 0 | 0
STOG | 5.15 | 6.93 | 6.93 | 6.93 | 3.63 | 3.63
STWD | 0 | 0 | 0 | 0 | 0 | 0
WT | 0 | 0 | 0 | 0 | 0 | 0
IGCC | 0 | 0 | 0 | 0 | 0 | 0
DemandResponse | 0 | 0 | 0 | 0 | 0 | 0
IGCC-CCS | 0 | 0 | 0 | 0 | 0 | 0
WT_off | 0 | 0 | 0 | 0 | 0 | 0
PseudoUnit | 0 | 0 | 0 | 0 | 0 | 0
FixedInterchange | 0 | 0 | 0 | 0 | 0 | 0
Total Fuel Consumption by Reporting Type: PJM_E
ReportingType | 2015 | 2020 | 2025 | 2030 | 2035 | 2040
BM | 0.16 | 2.91 | 2.91 | 2.91 | 2.91 | 2.92
CC | 305.95 | 337.14 | 320.54 | 233.47 | 221.67 | 112.69
CSP | 0 | 0 | 0 | 0 | 0 | 0
CT | 0.01 | 0.03 | 0.03 | 0.03 | 0.03 | 0
Coal | 6.44 | 2.85 | 1.06 | 0.02 | 4.96 | 12.71
Geo | 0 | 0 | 0 | 0 | 0 | 0
H | 0 | 0 | 0 | 0 | 0 | 0
LFG | 0.98 | 15.28 | 15.28 | 15.28 | 15.28 | 15.28
Nuc | 702.72 | 651.97 | 651.97 | 651.98 | 468.33 | 371.4
PS | 0 | 0 | 0 | 0 | 0 | 0
PV | 0 | 0 | 0 | 0 | 0 | 0
PeakG | 0.87 | 2.74 | 2.74 | 2.74 | 2.74 | 2.74
PeakO | 0 | 0 | 0 | 0 | 0 | 0
ST | 0 | 0 | 0 | 0 | 0 | 0
STOG | 3.02 | 3.02 | 3.02 | 4.11 | 3.02 | 0
STWD | 0 | 0 | 0 | 0 | 0 | 0
WT | 0 | 0 | 0 | 0 | 0 | 0
IGCC | 0 | 0 | 0 | 0 | 0 | 0
DemandResponse | 0 | 0 | 0 | 0 | 0 | 0
IGCC-CCS | 0 | 0 | 0 | 0 | 0 | 0
WT_off | 0 | 0 | 0 | 0 | 0 | 0
PseudoUnit | 0 | 0 | 0 | 0 | 0 | 0
FixedInterchange | 0 | 0 | 0 | 0 | 0 | 0
Total Fuel Consumption by Reporting Type: PJM_ROM
ReportingType | 2015 | 2020 | 2025 | 2030 | 2035 | 2040
BM | 0.1 | 1.75 | 1.75 | 111.49 | 111.63 | 228.83
CC | 129.67 | 168.52 | 144.79 | 96.43 | 95.99 | 40.03
CSP | 0 | 0 | 0 | 0 | 0 | 0
CT | 0 | 0.02 | 0.02 | 0.02 | 0.02 | 0.02
Coal | 108.21 | 18.11 | 2.58 | 0.08 | 10.96 | 16.54
Geo | 0 | 0 | 0 | 0 | 0 | 0
H | 0 | 0 | 0 | 0 | 0 | 0
LFG | 2.04 | 30.56 | 30.56 | 30.56 | 30.56 | 30.56
Nuc | 420.79 | 420.79 | 420.79 | 420.8 | 276.09 | 888.92
PS | 0 | 0 | 0 | 0 | 0 | 0
PV | 0 | 0 | 0 | 0 | 0 | 0
PeakG | 0 | 0 | 0 | 1.74 | 1.74 | 1.74
PeakO | 0 | 0 | 0 | 0 | 0 | 0
ST | 0 | 0 | 0 | 0 | 0 | 0
STOG | 7.33 | 7.33 | 7.33 | 7.33 | 3.84 | 0
STWD | 0.3 | 5.38 | 5.38 | 5.38 | 5.38 | 5.38
WT | 0 | 0 | 0 | 0 | 0 | 0
IGCC | 0 | 0 | 0 | 0 | 0 | 0
DemandResponse | 0 | 0 | 0 | 0 | 0 | 0
IGCC-CCS | 0 | 0 | 0 | 0 | 0 | 0
WT_off | 0 | 0 | 0 | 0 | 0 | 0
PseudoUnit | 0 | 0 | 0 | 0 | 0 | 0
FixedInterchange | 0 | 0 | 0 | 0 | 0 | 0
Total Fuel Consumption by Reporting Type: PJM_ROR
ReportingType | 2015 | 2020 | 2025 | 2030 | 2035 | 2040
BM | 2.1 | 37.37 | 37.37 | 37.37 | 378.88 | 895.06
CC | 932.19 | 1258.02 | 1065.55 | 880.69 | 680.29 | 323.94
CSP | 0 | 0 | 0 | 0 | 0 | 0
CT | 0.03 | 0.03 | 0.03 | 0.03 | 0.03 | 0.03
Coal | 2212.92 | 1205.06 | 68.1 | 86.57 | 264.89 | 268.37
Geo | 0 | 0 | 0 | 0 | 0 | 0
H | 0 | 0 | 0 | 0 | 0 | 0
LFG | 6.18 | 61.46 | 61.46 | 61.46 | 61.46 | 61.46
Nuc | 1644.81 | 1644.81 | 1644.81 | 1607.05 | 1619.75 | 1392.6
PS | 0 | 0 | 0 | 0 | 0 | 0
PV | 0 | 0 | 0 | 0 | 0 | 0
PeakG | 11.03 | 12.66 | 5.78 | 6.77 | 1.8 | 0.89
PeakO | 0 | 0 | 0 | 0 | 0 | 0
ST | 0 | 0 | 0 | 0 | 0 | 0
STOG | 7.4 | 4.29 | 4.28 | 4.28 | 2.24 | 0
STWD | 0.43 | 15.91 | 15.91 | 15.91 | 15.91 | 12.4
WT | 0.03 | 0.03 | 0.03 | 0.03 | 0.03 | 0.03
IGCC | 0 | 0 | 0 | 0 | 0 | 0
DemandResponse | 0 | 0 | 0 | 0 | 0 | 0
IGCC-CCS | 0 | 0 | 0 | 0 | 0 | 0
WT_off | 0 | 0 | 0 | 0 | 0 | 0
PseudoUnit | 0 | 0 | 0 | 0 | 0 | 0
FixedInterchange | 0 | 0 | 0 | 0 | 0 | 0
Total Fuel Consumption by Reporting Type: SOCO
ReportingType | 2015 | 2020 | 2025 | 2030 | 2035 | 2040
BM | 0.5 | 1.16 | 2.51 | 5.34 | 636.21 | 589.48
CC | 1018.2 | 1165.04 | 889.82 | 783.33 | 212.42 | 45.03
CSP | 0 | 0 | 0 | 0 | 0 | 0
CT | 0 | 0 | 0 | 0 | 0 | 0
Coal | 387.78 | 133.37 | 64.97 | 77.72 | 77.74 | 77.74
Geo | 0 | 0 | 0 | 0 | 0 | 0
H | 0 | 0 | 0 | 0 | 0 | 0
LFG | 0 | 0 | 11.56 | 11.56 | 11.56 | 11.56
Nuc | 494.38 | 673.18 | 673.18 | 687.9 | 1700.12 | 2135.68
PS | 0 | 0 | 0 | 0 | 0 | 0
PV | 0 | 0 | 0 | 0 | 0 | 0
PeakG | 7.5 | 0.01 | 6.33 | 6.4 | 0.52 | 0
PeakO | 0 | 0 | 0 | 0 | 0 | 0
ST | 0 | 0 | 0 | 0 | 0 | 0
STOG | 0 | 0 | 0 | 0 | 0 | 0
STWD | 3.36 | 3.17 | 8.65 | 32.32 | 60.13 | 36.96
WT | 0 | 0 | 0 | 0 | 0 | 0
IGCC | 0 | 0 | 0 | 0 | 0 | 0
DemandResponse | 0 | 0 | 0 | 0 | 0 | 0
IGCC-CCS | 0 | 0 | 0 | 0 | 0 | 0
WT_off | 0 | 0 | 0 | 0 | 0 | 0
PseudoUnit | 0 | 0 | 0 | 0 | 0 | 0
FixedInterchange | 0 | 0 | 0 | 0 | 0 | 0
Total Fuel Consumption by Reporting Type: SPP_N
ReportingType | 2015 | 2020 | 2025 | 2030 | 2035 | 2040
BM | 0 | 0 | 0 | 0 | 0 | 0
CC | 30.39 | 7.04 | 6.8 | 3.93 | 3.93 | 1.6
CSP | 0 | 0 | 0 | 0 | 0 | 0
CT | 0 | 0 | 0 | 0 | 0 | 0
Coal | 594.53 | 93.7 | 1.7 | 0.01 | 0.02 | 0.02
Geo | 0 | 0 | 0 | 0 | 0 | 0
H | 0 | 0 | 0 | 0 | 0 | 0
LFG | 0 | 0 | 0 | 10.22 | 10.22 | 10.22
Nuc | 93.19 | 93.19 | 93.19 | 93.19 | 93.19 | 93.19
PS | 0 | 0 | 0 | 0 | 0 | 0
PV | 0 | 0 | 0 | 0 | 0 | 0
PeakG | 0 | 0 | 0 | 0 | 0 | 0
PeakO | 0 | 0 | 0 | 0 | 0 | 0
ST | 0 | 0 | 0 | 0 | 0 | 0
STOG | 0.01 | 0 | 0 | 0 | 0 | 0
STWD | 0 | 0 | 0 | 0 | 0 | 0
WT | 0 | 0.12 | 0.23 | 0.23 | 0.23 | 0.25
IGCC | 0 | 0 | 0 | 0 | 0 | 0
DemandResponse | 0 | 0 | 0 | 0 | 0 | 0
IGCC-CCS | 0 | 0 | 0 | 0 | 0 | 0
WT_off | 0 | 0 | 0 | 0 | 0 | 0
PseudoUnit | 0 | 0 | 0 | 0 | 0 | 0
FixedInterchange | 0 | 0 | 0 | 0 | 0 | 0
Total Fuel Consumption by Reporting Type: SPP_S
ReportingType | 2015 | 2020 | 2025 | 2030 | 2035 | 2040
BM | 0 | 0 | 0 | 0 | 0 | 0
CC | 323.14 | 67.79 | 53.6 | 44.32 | 40.79 | 23.06
CSP | 0 | 0 | 0 | 0 | 0 | 0
CT | 0.14 | 0 | 0 | 0 | 0 | 0
Coal | 894.49 | 54.71 | 3.6 | 0.01 | 0 | 0
Geo | 0 | 0 | 0 | 0 | 0 | 0
H | 0 | 0 | 0 | 0 | 0 | 0
LFG | 0 | 0 | 0 | 10.22 | 10.22 | 10.22
Nuc | 0 | 0 | 0 | 0.01 | 0.04 | 0.05
PS | 0 | 0 | 0 | 0 | 0 | 0
PV | 0 | 0 | 0 | 0 | 0 | 0
PeakG | 0 | 0 | 0 | 0 | 0 | 0
PeakO | 0 | 0 | 0 | 0 | 0 | 0
ST | 0 | 0 | 0 | 0 | 0 | 0
STOG | 23.91 | 8.9 | 0 | 2.69 | 3.02 | 2.24
STWD | 0.74 | 0.21 | 0.21 | 0.7 | 5.37 | 4.71
WT | 0.01 | 0.16 | 0.16 | 0.16 | 0.16 | 0.16
IGCC | 0 | 0 | 0 | 0 | 0 | 0
DemandResponse | 0 | 0 | 0 | 0 | 0 | 0
IGCC-CCS | 0 | 0 | 0 | 0 | 0 | 0
WT_off | 0 | 0 | 0 | 0 | 0 | 0
PseudoUnit | 0 | 0 | 0 | 0 | 0 | 0
FixedInterchange | 0 | 0 | 0 | 0 | 0 | 0
Total Fuel Consumption by Reporting Type: TVA
ReportingType | 2015 | 2020 | 2025 | 2030 | 2035 | 2040
BM | 0 | 0 | 0 | 0 | 717.68 | 717.68
CC | 270.83 | 430.52 | 448.69 | 408.72 | 149.37 | 29.62
CSP | 0 | 0 | 0 | 0 | 0 | 0
CT | 0 | 0 | 0 | 0 | 0 | 0
Coal | 437.14 | 228.32 | 11.46 | 0.04 | 0.05 | 0.05
Geo | 0 | 0 | 0 | 0 | 0 | 0
H | 0 | 0 | 0 | 0 | 0 | 0
LFG | 0 | 0 | 11.56 | 11.56 | 11.56 | 11.56
Nuc | 676.63 | 676.63 | 676.63 | 777.91 | 760.26 | 946.1
PS | 0 | 0 | 0 | 0 | 0 | 0
PV | 0 | 0 | 0 | 0 | 0 | 0
PeakG | 0 | 0 | 0 | 0 | 0 | 0
PeakO | 0 | 0 | 0 | 0 | 0 | 0
ST | 0 | 0 | 0 | 0 | 0 | 0
STOG | 0 | 0 | 0 | 0 | 0 | 0
STWD | 0.02 | 0.02 | 0.04 | 0.31 | 0.42 | 0.36
WT | 0 | 0 | 0 | 0 | 0 | 0
IGCC | 0 | 0 | 0 | 0 | 0 | 0
DemandResponse | 0 | 0 | 0 | 0 | 0 | 0
IGCC-CCS | 0 | 0 | 0 | 0 | 0 | 0
WT_off | 0 | 0 | 0 | 0 | 0 | 0
PseudoUnit | 0 | 0 | 0 | 0 | 0 | 0
FixedInterchange | 0 | 0 | 0 | 0 | 0 | 0
Total Fuel Consumption by Reporting Type: TVA_Transmission
ReportingType | 2015 | 2020 | 2025 | 2030 | 2035 | 2040
BM | 0 | 0 | 0 | 0 | 0 | 0
CC | 0 | 0 | 0 | 0 | 0 | 0
CSP | 0 | 0 | 0 | 0 | 0 | 0
CT | 0 | 0 | 0 | 0 | 0 | 0
Coal | 0 | 0 | 0 | 0 | 0 | 0
Geo | 0 | 0 | 0 | 0 | 0 | 0
H | 0 | 0 | 0 | 0 | 0 | 0
LFG | 0 | 0 | 0 | 0 | 0 | 0
Nuc | 0 | 0 | 0 | 0 | 0 | 0
PS | 0 | 0 | 0 | 0 | 0 | 0
PV | 0 | 0 | 0 | 0 | 0 | 0
PeakG | 0 | 0 | 0 | 0 | 0 | 0
PeakO | 0 | 0 | 0 | 0 | 0 | 0
ST | 0 | 0 | 0 | 0 | 0 | 0
STOG | 0 | 0 | 0 | 0 | 0 | 0
STWD | 0 | 0 | 0 | 0 | 0 | 0
WT | 0 | 0 | 0 | 0 | 0 | 0
IGCC | 0 | 0 | 0 | 0 | 0 | 0
DemandResponse | 0 | 0 | 0 | 0 | 0 | 0
IGCC-CCS | 0 | 0 | 0 | 0 | 0 | 0
WT_off | 0 | 0 | 0 | 0 | 0 | 0
PseudoUnit | 0 | 0 | 0 | 0 | 0 | 0
FixedInterchange | 0 | 0 | 0 | 0 | 0 | 0
Total Fuel Consumption by Reporting Type: VACAR
ReportingType | 2015 | 2020 | 2025 | 2030 | 2035 | 2040
BM | 0.09 | 16.64 | 68.92 | 70.11 | 678.08 | 659.58
CC | 743.31 | 732.46 | 624.86 | 450.18 | 217.57 | 45.39
CSP | 0 | 0 | 0 | 0 | 0 | 0
CT | 0.25 | 0 | 0 | 0 | 0 | 0
Coal | 336.25 | 190.84 | 30.23 | 25.15 | 42.79 | 42.81
Geo | 0 | 0 | 0 | 0 | 0 | 0
H | 0 | 0 | 0 | 0 | 0 | 0
LFG | 0 | 11.56 | 11.56 | 11.56 | 11.56 | 11.56
Nuc | 910.72 | 1100.09 | 1100.09 | 1543.39 | 1588.02 | 2254.52
PS | 0 | 0 | 0 | 0 | 0 | 0
PV | 0 | 0 | 0 | 0 | 0 | 0
PeakG | 0.36 | 0 | 0 | 0 | 0 | 0
PeakO | 0 | 0 | 0 | 0 | 0 | 0
ST | 0 | 0 | 0 | 0 | 0 | 0
STOG | 0 | 0 | 0 | 0 | 0 | 0
STWD | 24.47 | 24.47 | 24.47 | 24.47 | 24.47 | 19.07
WT | 0 | 0.01 | 0.01 | 0.01 | 0.01 | 0.01
IGCC | 0 | 0 | 0 | 0 | 0 | 0
DemandResponse | 0 | 0 | 0 | 0 | 0 | 0
IGCC-CCS | 0 | 0 | 0 | 0 | 0 | 0
WT_off | 0 | 0 | 0 | 0 | 0 | 0
PseudoUnit | 0 | 0 | 0 | 0 | 0 | 0
FixedInterchange | 0 | 0 | 0 | 0 | 0 | 0
Total Fuel Consumption by Reporting Type: IESO
ReportingType | 2015 | 2020 | 2025 | 2030 | 2035 | 2040
BM | 0 | 0.01 | 0.01 | 1.6 | 31.67 | 19.44
CC | 7.34 | 2.98 | 0.8 | 0 | 0 | 0
CSP | 0 | 0 | 0 | 0 | 0 | 0
CT | 0 | 0 | 0 | 0 | 0 | 0
Coal | 0 | 0 | 0 | 0 | 0 | 0
Geo | 0 | 0 | 0 | 0 | 0 | 0
H | 0 | 0 | 0 | 0 | 0 | 0
LFG | 1.56 | 1.56 | 1.56 | 1.61 | 1.61 | 1.61
Nuc | 1064.72 | 1064.72 | 1064.72 | 1064.72 | 980.48 | 854.53
PS | 0 | 0 | 0 | 0 | 0 | 0
PV | 0 | 0 | 0 | 0 | 0 | 0
PeakG | 0 | 0 | 0 | 0 | 0 | 0
PeakO | 0 | 0 | 0 | 0 | 0 | 0
ST | 0 | 0 | 0 | 0 | 0 | 0
STOG | 0 | 0 | 0 | 0 | 0 | 0
STWD | 0.28 | 0.28 | 0.28 | 2.62 | 10.32 | 8.05
WT | 0.01 | 0.01 | 0.01 | 0.01 | 0.01 | 0.03
IGCC | 0 | 0 | 0 | 0 | 0 | 0
DemandResponse | 0 | 0 | 0 | 0 | 0 | 0
IGCC-CCS | 0 | 0 | 0 | 0 | 0 | 0
WT_off | 0 | 0 | 0 | 0 | 0 | 0
PseudoUnit | 0 | 0 | 0 | 0 | 0 | 0
FixedInterchange | 0 | 0 | 0 | 0 | 0 | 0
Total Fuel Consumption by Reporting Type: MAPP_CA
ReportingType | 2015 | 2020 | 2025 | 2030 | 2035 | 2040
BM | 0 | 0 | 0 | 0 | 0 | 0
CC | 9.68 | 2.83 | 0 | 0 | 0 | 0
CSP | 0 | 0 | 0 | 0 | 0 | 0
CT | 0 | 0 | 0 | 0 | 0 | 0
Coal | 0 | 0 | 0 | 0 | 0 | 0
Geo | 0 | 0 | 0 | 0 | 0 | 0
H | 0 | 0 | 0.01 | 0.03 | 0.03 | 0.03
LFG | 0 | 0 | 0 | 0 | 0 | 0
Nuc | 0 | 0 | 0 | 0 | 0.08 | 0.05
PS | 0 | 0 | 0 | 0 | 0 | 0
PV | 0 | 0 | 0 | 0 | 0 | 0
PeakG | 0.05 | 0 | 0 | 0 | 0 | 0
PeakO | 0 | 0 | 0 | 0 | 0 | 0
ST | 0 | 0 | 0 | 0 | 0 | 0
STOG | 0 | 0 | 0 | 0 | 0 | 0
STWD | 0 | 0 | 0 | 0 | 0 | 0
WT | 0 | 0 | 0 | 0 | 0 | 0
IGCC | 0 | 0 | 0 | 0 | 0 | 0
DemandResponse | 0 | 0 | 0 | 0 | 0 | 0
IGCC-CCS | 0 | 0 | 0 | 0 | 0 | 0
WT_off | 0 | 0 | 0 | 0 | 0 | 0
PseudoUnit | 0 | 0 | 0 | 0 | 0 | 0
FixedInterchange | 0 | 0 | 0 | 0 | 0 | 0
Total Fuel Consumption by Reporting Type: AZ_NM_SNV_Coal
ReportingType | 2015 | 2020 | 2025 | 2030 | 2035 | 2040
BM | 0 | 0 | 0 | 0 | 0 | 0
CC | 0 | 0 | 0 | 0 | 0 | 0
CSP | 0 | 0 | 0 | 0 | 0 | 0
CT | 0 | 0 | 0 | 0 | 0 | 0
Coal | 510.6 | 464.65 | 103.16 | 4.14 | 16.93 | 8.57
Geo | 0 | 0 | 0 | 0 | 0 | 0
H | 0 | 0 | 0 | 0 | 0 | 0
LFG | 0 | 0 | 0 | 0 | 0 | 0
Nuc | 0 | 0 | 0 | 0 | 0 | 0
PS | 0 | 0 | 0 | 0 | 0 | 0
PV | 0 | 0 | 0 | 0 | 0 | 0
PeakG | 0 | 0 | 0 | 0 | 0 | 0
PeakO | 0 | 0 | 0 | 0 | 0 | 0
ST | 0 | 0 | 0 | 0 | 0 | 0
STOG | 0 | 0 | 0 | 0 | 0 | 0
STWD | 0 | 0 | 0 | 0 | 0 | 0
WT | 0 | 0 | 0 | 0 | 0 | 0
IGCC | 0 | 0 | 0 | 0 | 0 | 0
DemandResponse | 0 | 0 | 0 | 0 | 0 | 0
IGCC-CCS | 0 | 0 | 0 | 0 | 0 | 0
WT_off | 0 | 0 | 0 | 0 | 0 | 0
PseudoUnit | 0 | 0 | 0 | 0 | 0 | 0
FixedInterchange | 0 | 0 | 0 | 0 | 0 | 0
Total Fuel Consumption by Reporting Type: AZ_NM_SNV_Gas
ReportingType | 2015 | 2020 | 2025 | 2030 | 2035 | 2040
BM | 0 | 0 | 0 | 0 | 0 | 0
CC | 493.01 | 387.35 | 571.93 | 305.33 | 112.38 | 83
CSP | 0 | 0 | 0 | 0 | 0 | 0
CT | 0 | 0 | 0 | 0 | 0 | 0
Coal | 0 | 0 | 0 | 0 | 0 | 0
Geo | 0 | 0 | 0 | 0 | 0 | 0
H | 0 | 0 | 0 | 0 | 0 | 0
LFG | 0 | 0 | 0 | 0 | 0 | 0
Nuc | 0 | 0 | 0 | 0 | 0 | 0
PS | 0 | 0 | 0 | 0 | 0 | 0
PV | 0 | 0 | 0 | 0 | 0 | 0
PeakG | 0 | 0 | 0 | 0 | 0 | 0
PeakO | 0 | 0 | 0 | 0 | 0 | 0
ST | 0 | 0 | 0 | 0 | 0 | 0
STOG | 0 | 0 | 0 | 0 | 0 | 0
STWD | 0 | 0 | 0 | 0 | 0 | 0
WT | 0 | 0 | 0 | 0 | 0 | 0
IGCC | 0 | 0 | 0 | 0 | 0 | 0
DemandResponse | 0 | 0 | 0 | 0 | 0 | 0
IGCC-CCS | 0 | 0 | 0 | 0 | 0 | 0
WT_off | 0 | 0 | 0 | 0 | 0 | 0
PseudoUnit | 0 | 0 | 0 | 0 | 0 | 0
FixedInterchange | 0 | 0 | 0 | 0 | 0 | 0
Total Fuel Consumption by Reporting Type: AZ_NM_SNV_NucRenew
ReportingType | 2015 | 2020 | 2025 | 2030 | 2035 | 2040
BM | 0 | 0 | 0 | 0 | 0.01 | 0.06
CC | 0 | 0 | 0 | 0 | 0 | 0
CSP | 0 | 0 | 0 | 0 | 0 | 0
CT | 0 | 0 | 0 | 0 | 0 | 0
Coal | 0 | 0 | 0 | 0 | 0 | 0
Geo | 0 | 0 | 0.01 | 0.01 | 0.01 | 0.01
H | 0 | 0 | 0 | 0 | 0 | 0
LFG | 0 | 0.01 | 6.52 | 6.52 | 6.52 | 6.52
Nuc | 317.72 | 317.72 | 317.72 | 668.65 | 1196.25 | 1223.1
PS | 0 | 0 | 0 | 0 | 0 | 0
PV | 0 | 0 | 0 | 0 | 0 | 0
PeakG | 0 | 0 | 0 | 0 | 0 | 0
PeakO | 0 | 0 | 0 | 0 | 0 | 0
ST | 0 | 0 | 0 | 0 | 0.01 | 0.01
STOG | 0 | 0 | 0 | 0 | 0 | 0
STWD | 1.77 | 1.77 | 1.77 | 1.77 | 1.77 | 1.77
WT | 0 | 0.03 | 0.03 | 0.03 | 0.03 | 0.03
IGCC | 0 | 0 | 0 | 0 | 0 | 0
DemandResponse | 0 | 0 | 0 | 0 | 0 | 0
IGCC-CCS | 0 | 0 | 0 | 0 | 0 | 0
WT_off | 0 | 0 | 0 | 0 | 0 | 0
PseudoUnit | 0 | 0 | 0 | 0 | 0 | 0
FixedInterchange | 0 | 0 | 0 | 0 | 0 | 0
Total Fuel Consumption by Reporting Type: ERCOT
ReportingType | 2015 | 2020 | 2025 | 2030 | 2035 | 2040
BM | 1.28 | 1.31 | 1.98 | 14.07 | 394.54 | 304.35
CC | 1445.19 | 1545.05 | 1306.7 | 1106.95 | 523.65 | 367.02
CSP | 0 | 0 | 0 | 0 | 0 | 0
CT | 0 | 0.03 | 0.02 | 0.09 | 0 | 0
Coal | 424.97 | 269.17 | 49.49 | 60.63 | 71.7 | 71.71
Geo | 0 | 0 | 0 | 0 | 0 | 0
H | 0 | 0 | 0 | 0 | 0 | 0
LFG | 0 | 0 | 38.09 | 38.09 | 38.09 | 38.09
Nuc | 422.69 | 422.69 | 422.69 | 680.09 | 1291.88 | 1640.25
PS | 0 | 0 | 0 | 0 | 0 | 0
PV | 0 | 0 | 0 | 0 | 0 | 0
PeakG | 0 | 0.08 | 0 | 0.46 | 0.48 | 0.47
PeakO | 0 | 0 | 0 | 0 | 0 | 0
ST | 0 | 0 | 0 | 0 | 0 | 0
STOG | 24.69 | 38.69 | 10.81 | 6.35 | 0 | 0
STWD | 0 | 0 | 0 | 0 | 0 | 0
WT | 0.03 | 0.03 | 0.08 | 0.08 | 0.08 | 0.08
IGCC | 0 | 0 | 0 | 0 | 0 | 0
DemandResponse | 0 | 0 | 0 | 0 | 0 | 0
IGCC-CCS | 0 | 0 | 0 | 0 | 0 | 0
WT_off | 0 | 0 | 0 | 0 | 0 | 0
PseudoUnit | 0 | 0 | 0 | 0 | 0 | 0
FixedInterchange | 0 | 0 | 0 | 0 | 0 | 0
Total Fuel Consumption by Reporting Type: NP15
ReportingType | 2015 | 2020 | 2025 | 2030 | 2035 | 2040
BM | 0 | 0 | 0 | 0 | 0.01 | 0.01
CC | 435.16 | 425.24 | 426.3 | 243.97 | 100.69 | 33.59
CSP | 0 | 0 | 0 | 0 | 0 | 0
CT | 0 | 0 | 0 | 0 | 0 | 0
Coal | 16.77 | 0.01 | 0 | 0 | 0 | 0
Geo | 0.01 | 0.01 | 0.01 | 0.01 | 0.01 | 0.01
H | 0 | 0 | 0 | 0 | 0 | 0
LFG | 0 | 35.77 | 60.79 | 60.79 | 60.8 | 60.8
Nuc | 187.74 | 187.74 | 187.74 | 609.91 | 722.11 | 844.54
PS | 0 | 0 | 0 | 0 | 0 | 0
PV | 0 | 0 | 0 | 0 | 0 | 0
PeakG | 0 | 0 | 0 | 0 | 0 | 0
PeakO | 0 | 0 | 0 | 0 | 0 | 0
ST | 0 | 0 | 0 | 0 | 0 | 0
STOG | 0.68 | 0.37 | 0.63 | 0 | 0 | 0
STWD | 37.44 | 37.44 | 17.48 | 37.44 | 37.44 | 37.44
WT | 0 | 0.01 | 0.01 | 0.01 | 0.03 | 0.04
IGCC | 0 | 0 | 0 | 0 | 0 | 0
DemandResponse | 0 | 0 | 0 | 0 | 0 | 0
IGCC-CCS | 0 | 0 | 0 | 0 | 0 | 0
WT_off | 0 | 0 | 0 | 0 | 0 | 0
PseudoUnit | 0 | 0 | 0 | 0 | 0 | 0
FixedInterchange | 0 | 0 | 0 | 0 | 0 | 0
Total Fuel Consumption by Reporting Type: NWPP_Coal
ReportingType | 2015 | 2020 | 2025 | 2030 | 2035 | 2040
BM | 0 | 0 | 0 | 0 | 0 | 0
CC | 0 | 0 | 0 | 0 | 0 | 0
CSP | 0 | 0 | 0 | 0 | 0 | 0
CT | 0 | 0 | 0 | 0 | 0 | 0
Coal | 557.05 | 407.46 | 16.36 | 16.33 | 16.33 | 16.32
Geo | 0 | 0 | 0 | 0 | 0 | 0
H | 0 | 0 | 0 | 0 | 0 | 0
LFG | 0 | 0 | 0 | 0 | 0 | 0
Nuc | 0 | 0 | 0 | 0 | 0 | 0
PS | 0 | 0 | 0 | 0 | 0 | 0
PV | 0 | 0 | 0 | 0 | 0 | 0
PeakG | 0 | 0 | 0 | 0 | 0 | 0
PeakO | 0 | 0 | 0 | 0 | 0 | 0
ST | 0 | 0 | 0 | 0 | 0 | 0
STOG | 0 | 0 | 0 | 0 | 0 | 0
STWD | 0 | 0 | 0 | 0 | 0 | 0
WT | 0 | 0 | 0 | 0 | 0 | 0
IGCC | 0 | 0 | 0 | 0 | 0 | 0
DemandResponse | 0 | 0 | 0 | 0 | 0 | 0
IGCC-CCS | 0 | 0 | 0 | 0 | 0 | 0
WT_off | 0 | 0 | 0 | 0 | 0 | 0
PseudoUnit | 0 | 0 | 0 | 0 | 0 | 0
FixedInterchange | 0 | 0 | 0 | 0 | 0 | 0
Total Fuel Consumption by Reporting Type: NWPP_Gas
ReportingType | 2015 | 2020 | 2025 | 2030 | 2035 | 2040
BM | 0 | 0 | 0 | 0 | 0 | 0
CC | 361.48 | 465.8 | 465.81 | 224.47 | 53.47 | 47.14
CSP | 0 | 0 | 0 | 0 | 0 | 0
CT | 0 | 0 | 0 | 0 | 0 | 0
Coal | 0 | 0 | 0 | 0 | 0 | 0
Geo | 0 | 0 | 0 | 0 | 0 | 0
H | 0 | 0 | 0 | 0 | 0 | 0
LFG | 0 | 0 | 0 | 0 | 0 | 0
Nuc | 0 | 0 | 0 | 0 | 0 | 0
PS | 0 | 0 | 0 | 0 | 0 | 0
PV | 0 | 0 | 0 | 0 | 0 | 0
PeakG | 0 | 0 | 0 | 0 | 0 | 0
PeakO | 0 | 0 | 0 | 0 | 0 | 0
ST | 0 | 0 | 0 | 0 | 0 | 0
STOG | 0 | 0 | 0 | 0 | 0 | 0
STWD | 0 | 0 | 0 | 0 | 0 | 0
WT | 0 | 0 | 0 | 0 | 0 | 0
IGCC | 0 | 0 | 0 | 0 | 0 | 0
DemandResponse | 0 | 0 | 0 | 0 | 0 | 0
IGCC-CCS | 0 | 0 | 0 | 0 | 0 | 0
WT_off | 0 | 0 | 0 | 0 | 0 | 0
PseudoUnit | 0 | 0 | 0 | 0 | 0 | 0
FixedInterchange | 0 | 0 | 0 | 0 | 0 | 0
Total Fuel Consumption by Reporting Type: NWPP_NucRenew
ReportingType | 2015 | 2020 | 2025 | 2030 | 2035 | 2040
BM | 0 | 0.86 | 3.16 | 3.16 | 3.16 | 82
CC | 0 | 0 | 0 | 0 | 0 | 0
CSP | 0 | 0 | 0 | 0 | 0 | 0
CT | 0 | 0 | 0 | 0 | 0 | 0
Coal | 0 | 0 | 0 | 0 | 0 | 0
Geo | 0 | 0 | 0.01 | 0.01 | 0.01 | 0.01
H | 0 | 0 | 0 | 0 | 0 | 0
LFG | 2.74 | 2.75 | 29.05 | 29.05 | 29.05 | 29.05
Nuc | 88.66 | 88.66 | 88.67 | 148.13 | 349.7 | 474.68
PS | 0 | 0 | 0 | 0 | 0 | 0
PV | 0 | 0 | 0 | 0 | 0 | 0
PeakG | 0 | 0 | 0 | 0 | 0 | 0
PeakO | 0 | 0 | 0 | 0 | 0 | 0
ST | 0 | 0 | 0 | 0 | 0 | 0
STOG | 0 | 0 | 0 | 0 | 0 | 0
STWD | 0 | 0.21 | 46.17 | 46.17 | 46.18 | 46.17
WT | 0.02 | 0.02 | 0.02 | 0.07 | 0.07 | 0.07
IGCC | 0 | 0 | 0 | 0 | 0 | 0
DemandResponse | 0 | 0 | 0 | 0 | 0 | 0
IGCC-CCS | 0 | 0 | 0 | 0 | 0 | 0
WT_off | 0 | 0 | 0 | 0 | 0 | 0
PseudoUnit | 0 | 0 | 0 | 0 | 0 | 0
FixedInterchange | 0 | 0 | 0 | 0 | 0 | 0
Total Fuel Consumption by Reporting Type: RMPA
ReportingType | 2015 | 2020 | 2025 | 2030 | 2035 | 2040
BM | 0 | 0 | 0 | 0 | 69.59 | 140.99
CC | 84.41 | 69.35 | 135.59 | 68.74 | 33.62 | 21.68
CSP | 0 | 0 | 0 | 0 | 0 | 0
CT | 0 | 0 | 0 | 0 | 0 | 0
Coal | 516.92 | 420.76 | 73.5 | 42.57 | 42.57 | 41.64
Geo | 0 | 0 | 0.02 | 0.02 | 0.02 | 0.02
H | 0 | 0 | 0 | 0 | 0 | 0
LFG | 0.15 | 0.16 | 3.26 | 3.26 | 3.26 | 3.26
Nuc | 0 | 0 | 0.04 | 165 | 165.04 | 165.03
PS | 0 | 0 | 0 | 0 | 0 | 0
PV | 0 | 0 | 0 | 0 | 0 | 0
PeakG | 0 | 0 | 0 | 0 | 0 | 0
PeakO | 0 | 0 | 0 | 0 | 0 | 0
ST | 0 | 0 | 0 | 0 | 0 | 0
STOG | 0 | 0 | 0 | 0 | 0 | 0
STWD | 0 | 0 | 0 | 0 | 0 | 0
WT | 0.01 | 0.02 | 0.02 | 0.02 | 0.02 | 0.02
IGCC | 0 | 0 | 0 | 0 | 0 | 0
DemandResponse | 0 | 0 | 0 | 0 | 0 | 0
IGCC-CCS | 0 | 0 | 0 | 0 | 0 | 0
WT_off | 0 | 0 | 0 | 0 | 0 | 0
PseudoUnit | 0 | 0 | 0 | 0 | 0 | 0
FixedInterchange | 0 | 0 | 0 | 0 | 0 | 0
Total Fuel Consumption by Reporting Type: SP15
ReportingType | 2015 | 2020 | 2025 | 2030 | 2035 | 2040
BM | 0.58 | 0.58 | 0.58 | 0.58 | 0.59 | 0.59
CC | 570.82 | 511.96 | 503.55 | 406.87 | 190.22 | 121.52
CSP | 0 | 0 | 0 | 0 | 0 | 0
CT | 0 | 0 | 0 | 0 | 0 | 0
Coal | 15.7 | 8.42 | 3.79 | 0 | 0 | 0
Geo | 0.01 | 0.02 | 0.02 | 0.02 | 0.02 | 0.02
H | 0 | 0 | 0 | 0 | 0 | 0
LFG | 0.99 | 60.8 | 60.8 | 60.8 | 60.8 | 60.8
Nuc | 173.28 | 173.28 | 173.28 | 260.78 | 290.35 | 580.31
PS | 0 | 0 | 0 | 0 | 0 | 0
PV | 0 | 0 | 0 | 0 | 0 | 0
PeakG | 0 | 0 | 0 | 0 | 0 | 0
PeakO | 0 | 0 | 0 | 0 | 0 | 0
ST | 0 | 0 | 0 | 0 | 0.01 | 0.01
STOG | 5.94 | 2.64 | 4.43 | 1.59 | 0.64 | 0.25
STWD | 9.59 | 9.59 | 8.6 | 9.59 | 9.59 | 9.59
WT | 0.01 | 0.01 | 0.04 | 0.04 | 0.04 | 0.04
IGCC | 0 | 0 | 0 | 0 | 0 | 0
DemandResponse | 0 | 0 | 0 | 0 | 0 | 0
IGCC-CCS | 0 | 0 | 0 | 0 | 0 | 0
WT_off | 0 | 0 | 0 | 0 | 0 | 0
PseudoUnit | 0 | 0 | 0 | 0 | 0 | 0
FixedInterchange | 0 | 0 | 0 | 0 | 0 | 0
Total Fuel Consumption by Reporting Type: ALB
ReportingType | 2015 | 2020 | 2025 | 2030 | 2035 | 2040
BM | 0 | 0 | 0 | 0 | 0 | 0
CC | 168.26 | 168.26 | 35.02 | 0 | 0 | 0
CSP | 0 | 0 | 0 | 0 | 0 | 0
CT | 0 | 0 | 0 | 0 | 0 | 0
Coal | 343.48 | 343.46 | 0 | 0 | 0 | 0
Geo | 0 | 0 | 0 | 0 | 0 | 0
H | 0 | 0 | 0 | 0 | 0 | 0
LFG | 0 | 0 | 0 | 0 | 0 | 0
Nuc | 0 | 0.07 | 592.37 | 712.68 | 725.22 | 730.17
PS | 0 | 0 | 0 | 0 | 0 | 0
PV | 0 | 0 | 0 | 0 | 0 | 0
PeakG | 0 | 0 | 0 | 0 | 0 | 0.09
PeakO | 0 | 0 | 0 | 0 | 0 | 0
ST | 0 | 0 | 0 | 0 | 0 | 0
STOG | 0 | 0 | 0 | 0 | 0 | 0
STWD | 9.57 | 13.02 | 13.02 | 13.02 | 13.02 | 13.02
WT | 0 | 0 | 0 | 0 | 0 | 0
IGCC | 0 | 0 | 0 | 0 | 0 | 0
DemandResponse | 0 | 0 | 0 | 0 | 0 | 0
IGCC-CCS | 0 | 0 | 0 | 0 | 0 | 0
WT_off | 0 | 0 | 0 | 0 | 0 | 0
PseudoUnit | 0 | 0 | 0 | 0 | 0 | 0
FixedInterchange | 0 | 0 | 0 | 0 | 0 | 0
Total Fuel Consumption by Reporting Type: BC
ReportingType | 2015 | 2020 | 2025 | 2030 | 2035 | 2040
BM | 0 | 0 | 0 | 0 | 0 | 0
CC | 11.26 | 11.26 | 0 | 0 | 0 | 0
CSP | 0 | 0 | 0 | 0 | 0 | 0
CT | 0 | 0 | 0 | 0 | 0 | 0
Coal | 0 | 0 | 0 | 0 | 0 | 0
Geo | 0 | 0 | 0 | 0 | 0 | 0
H | 0 | 0 | 0 | 0 | 0 | 0
LFG | 0 | 0 | 0 | 0 | 0 | 0
Nuc | 0 | 0.02 | 48.62 | 83.26 | 83.26 | 111.04
PS | 0 | 0 | 0 | 0 | 0 | 0
PV | 0 | 0 | 0 | 0 | 0 | 0
PeakG | 0 | 0 | 0 | 0 | 0 | 0
PeakO | 0 | 0 | 0 | 0 | 0 | 0
ST | 0 | 0 | 0 | 0 | 0 | 0
STOG | 0 | 0 | 0 | 0 | 0 | 0
STWD | 0 | 41.58 | 41.58 | 41.58 | 41.58 | 41.58
WT | 0 | 0 | 0 | 0 | 0 | 0
IGCC | 0 | 0 | 0 | 0 | 0 | 0
DemandResponse | 0 | 0 | 0 | 0 | 0 | 0
IGCC-CCS | 0 | 0 | 0 | 0 | 0 | 0
WT_off | 0 | 0 | 0 | 0 | 0 | 0
PseudoUnit | 0 | 0 | 0 | 0 | 0 | 0
FixedInterchange | 0 | 0 | 0 | 0 | 0 | 0
Total Fuel Consumption by Reporting Type: HQ_IESO
ReportingType | 2015 | 2020 | 2025 | 2030 | 2035 | 2040
BM | 0 | 0 | 0 | 0 | 0 | 0
CC | 0 | 0 | 0 | 0 | 0 | 0
CSP | 0 | 0 | 0 | 0 | 0 | 0
CT | 0 | 0 | 0 | 0 | 0 | 0
Coal | 0 | 0 | 0 | 0 | 0 | 0
Geo | 0 | 0 | 0 | 0 | 0 | 0
H | 0 | 0 | 0 | 0 | 0 | 0
LFG | 0 | 0 | 0 | 0 | 0 | 0
Nuc | 0 | 0 | 0 | 0 | 0.07 | 0.05
PS | 0 | 0 | 0 | 0 | 0 | 0
PV | 0 | 0 | 0 | 0 | 0 | 0
PeakG | 0 | 0 | 0 | 0 | 0 | 0
PeakO | 0 | 0 | 0 | 0 | 0 | 0
ST | 0 | 0 | 0 | 0 | 0 | 0
STOG | 0 | 0 | 0 | 0 | 0 | 0
STWD | 0 | 0 | 0 | 0 | 0 | 0
WT | 0 | 0 | 0 | 0 | 0 | 0
IGCC | 0 | 0 | 0 | 0 | 0 | 0
DemandResponse | 0 | 0 | 0 | 0 | 0 | 0
IGCC-CCS | 0 | 0 | 0 | 0 | 0 | 0
WT_off | 0 | 0 | 0 | 0 | 0 | 0
PseudoUnit | 0 | 0 | 0 | 0 | 0.02 | 0.02
FixedInterchange | 0 | 0 | 0 | 0 | 0 | 0
Total Fuel Consumption by Reporting Type: HQ_NEISO
ReportingType | 2015 | 2020 | 2025 | 2030 | 2035 | 2040
BM | 0 | 0 | 0 | 0 | 0 | 0
CC | 0 | 0 | 0 | 0 | 0 | 0
CSP | 0 | 0 | 0 | 0 | 0 | 0
CT | 0 | 0 | 0 | 0 | 0 | 0
Coal | 0 | 0 | 0 | 0 | 0 | 0
Geo | 0 | 0 | 0 | 0 | 0 | 0
H | 0 | 0 | 0 | 0 | 0 | 0
LFG | 0 | 0 | 0 | 0 | 0 | 0
Nuc | 0 | 0 | 0 | 0.01 | 0.07 | 0.06
PS | 0 | 0 | 0 | 0 | 0 | 0
PV | 0 | 0 | 0 | 0 | 0 | 0
PeakG | 0 | 0 | 0 | 0 | 0 | 0
PeakO | 0 | 0 | 0 | 0 | 0 | 0
ST | 0 | 0 | 0 | 0 | 0 | 0
STOG | 0 | 0 | 0 | 0 | 0 | 0
STWD | 0 | 0 | 0 | 0 | 0 | 0
WT | 0 | 0 | 0 | 0 | 0 | 0
IGCC | 0 | 0 | 0 | 0 | 0 | 0
DemandResponse | 0 | 0 | 0 | 0 | 0 | 0
IGCC-CCS | 0 | 0 | 0 | 0 | 0 | 0
WT_off | 0 | 0 | 0 | 0 | 0 | 0
PseudoUnit | 0 | 0 | 0 | 0 | 0 | 0
FixedInterchange | 0.02 | 0.02 | 0.02 | 0.02 | 0.02 | 0.02
Total Fuel Consumption by Reporting Type: HQ_NY
ReportingType | 2015 | 2020 | 2025 | 2030 | 2035 | 2040
BM | 0 | 0 | 0 | 0 | 0 | 0
CC | 0 | 0 | 0 | 0 | 0 | 0
CSP | 0 | 0 | 0 | 0 | 0 | 0
CT | 0 | 0 | 0 | 0 | 0 | 0
Coal | 0 | 0 | 0 | 0 | 0 | 0
Geo | 0 | 0 | 0 | 0 | 0 | 0
H | 0 | 0 | 0 | 0 | 0 | 0
LFG | 0 | 0 | 0 | 0 | 0 | 0
Nuc | 0 | 0 | 0 | 0.01 | 0.07 | 0.06
PS | 0 | 0 | 0 | 0 | 0 | 0
PV | 0 | 0 | 0 | 0 | 0 | 0
PeakG | 0 | 0 | 0 | 0 | 0 | 0
PeakO | 0 | 0 | 0 | 0 | 0 | 0
ST | 0 | 0 | 0 | 0 | 0 | 0
STOG | 0 | 0 | 0 | 0 | 0 | 0
STWD | 0 | 0 | 0 | 0 | 0 | 0
WT | 0 | 0 | 0 | 0 | 0 | 0
IGCC | 0 | 0 | 0 | 0 | 0 | 0
DemandResponse | 0 | 0 | 0 | 0 | 0 | 0
IGCC-CCS | 0 | 0 | 0 | 0 | 0 | 0
WT_off | 0 | 0 | 0 | 0 | 0 | 0
PseudoUnit | 0 | 0 | 0 | 0.01 | 0.01 | 0.01
FixedInterchange | 0.01 | 0.01 | 0.01 | 0.01 | 0.01 | 0.01
Total Fuel Consumption by Reporting Type: MARITIMES
ReportingType | 2015 | 2020 | 2025 | 2030 | 2035 | 2040
BM | 0 | 0 | 0 | 0 | 0 | 0
CC | 0 | 0 | 0 | 0 | 0 | 0
CSP | 0 | 0 | 0 | 0 | 0 | 0
CT | 0 | 0 | 0 | 0 | 0 | 0
Coal | 0 | 0 | 0 | 0 | 0 | 0
Geo | 0 | 0 | 0 | 0 | 0 | 0
H | 0 | 0 | 0 | 0 | 0 | 0
LFG | 0 | 0 | 0 | 0 | 0 | 0
Nuc | 0 | 0 | 0 | 0.01 | 0.07 | 0.06
PS | 0 | 0 | 0 | 0 | 0 | 0
PV | 0 | 0 | 0 | 0 | 0 | 0
PeakG | 0 | 0 | 0 | 0 | 0 | 0
PeakO | 0 | 0 | 0 | 0 | 0 | 0
ST | 0 | 0 | 0 | 0 | 0 | 0
STOG | 0 | 0 | 0 | 0 | 0 | 0
STWD | 0 | 0 | 0 | 0 | 0 | 0
WT | 0 | 0 | 0 | 0 | 0 | 0
IGCC | 0 | 0 | 0 | 0 | 0 | 0
DemandResponse | 0 | 0 | 0 | 0 | 0 | 0
IGCC-CCS | 0 | 0 | 0 | 0 | 0 | 0
WT_off | 0 | 0 | 0 | 0 | 0 | 0
PseudoUnit | 0 | 0 | 0 | 0 | 0 | 0
FixedInterchange | 0.01 | 0.01 | 0.01 | 0.01 | 0.01 | 0.01
Total Fuel Consumption by Reporting Type: All
ReportingType | 2015 | 2020 | 2025 | 2030 | 2035 | 2040
BM | 29.28 | 78.12 | 120.51 | 271.12 | 3159.05 | 5086.8
CC | 10532.53 | 11744.56 | 10042.51 | 7500.36 | 3835.12 | 1880.59
CSP | 0 | 0 | 0 | 0 | 0 | 0
CT | 5.71 | 5.4 | 2.96 | 3 | 0.08 | 0.06
Coal | 11545.95 | 5084.82 | 561.24 | 460.82 | 844.14 | 861.49
Geo | 0.02 | 0.04 | 0.07 | 0.07 | 0.07 | 0.07
H | 0 | 0.01 | 0.02 | 0.04 | 0.04 | 0.04
LFG | 20.65 | 230.8 | 468.6 | 546.51 | 546.51 | 546.52
Nuc | 9611.92 | 9929.46 | 10821.89 | 13872.19 | 15756.19 | 18198.52
PS | 0 | 0 | 0 | 0 | 0 | 0
PV | 0 | 0.01 | 0.01 | 0.01 | 0.01 | 0.01
PeakG | 33.38 | 25.39 | 22.91 | 26.32 | 11.39 | 9.67
PeakO | 0 | 0 | 0 | 0 | 0 | 0
ST | 0 | 0.01 | 0.01 | 0.01 | 0.02 | 0.02
STOG | 88.01 | 80.62 | 42.43 | 36.16 | 16.39 | 6.13
STWD | 156.39 | 187.31 | 213.57 | 284.94 | 413.3 | 352.52
WT | 0.18 | 0.62 | 1.21 | 1.29 | 1.36 | 1.41
IGCC | 40.45 | 40.46 | 3.62 | 0.01 | 0.01 | 0
DemandResponse | 0 | 0 | 0 | 0 | 0.01 | 0.01
IGCC-CCS | 0 | 0.01 | 0.02 | 0.02 | 0.04 | 0.04
WT_off | 0 | 0 | 0.01 | 0.01 | 0.01 | 0.01
PseudoUnit | 0 | 0 | 0 | 0.01 | 0.03 | 0.03
FixedInterchange | 0.04 | 0.04 | 0.04 | 0.04 | 0.04 | 0.04
Total Fuel Consumption by Reporting Type: EI_US
ReportingType | 2015 | 2020 | 2025 | 2030 | 2035 | 2040
BM | 27.42 | 75.35 | 114.78 | 251.7 | 2659.48 | 4539.35
CC | 6945.93 | 8154.47 | 6596.81 | 5144.04 | 2821.1 | 1206.65
CSP | 0 | 0 | 0 | 0 | 0 | 0
CT | 5.7 | 5.38 | 2.94 | 2.91 | 0.08 | 0.05
Coal | 9160.45 | 3170.91 | 314.92 | 337.14 | 696.61 | 723.25
Geo | 0 | 0 | 0 | 0 | 0 | 0
H | 0 | 0 | 0.01 | 0.01 | 0.01 | 0.01
LFG | 15.2 | 129.75 | 268.52 | 346.38 | 346.38 | 346.39
Nuc | 7357.11 | 7674.54 | 7926.03 | 9478.96 | 9951.74 | 11574.76
PS | 0 | 0 | 0 | 0 | 0 | 0
PV | 0 | 0 | 0.01 | 0.01 | 0.01 | 0.01
PeakG | 33.32 | 25.32 | 22.91 | 25.85 | 10.91 | 9.11
PeakO | 0 | 0 | 0 | 0 | 0 | 0
ST | 0 | 0 | 0 | 0 | 0 | 0
STOG | 56.71 | 38.93 | 26.55 | 28.22 | 15.75 | 5.88
STWD | 97.74 | 83.43 | 84.67 | 132.74 | 253.4 | 194.9
WT | 0.11 | 0.5 | 0.99 | 1.02 | 1.07 | 1.09
IGCC | 40.45 | 40.46 | 3.62 | 0.01 | 0.01 | 0
DemandResponse | 0 | 0 | 0 | 0 | 0 | 0
IGCC-CCS | 0 | 0.01 | 0.01 | 0.02 | 0.04 | 0.04
WT_off | 0 | 0 | 0.01 | 0.01 | 0.01 | 0.01
PseudoUnit | 0 | 0 | 0 | 0.01 | 0.02 | 0.02
FixedInterchange | 0.03 | 0.03 | 0.03 | 0.03 | 0.03 | 0.03
Total Fuel Consumption by Reporting Type: EI_Canada
ReportingType | 2015 | 2020 | 2025 | 2030 | 2035 | 2040
BM | 0 | 0.01 | 0.01 | 1.6 | 31.67 | 19.44
CC | 17.02 | 5.8 | 0.8 | 0 | 0 | 0
CSP | 0 | 0 | 0 | 0 | 0 | 0
CT | 0 | 0 | 0 | 0 | 0 | 0
Coal | 0 | 0 | 0 | 0 | 0 | 0
Geo | 0 | 0 | 0 | 0 | 0 | 0
H | 0 | 0 | 0.01 | 0.03 | 0.03 | 0.03
LFG | 1.56 | 1.56 | 1.56 | 1.61 | 1.61 | 1.61
Nuc | 1064.73 | 1064.73 | 1064.73 | 1064.73 | 980.63 | 854.62
PS | 0 | 0 | 0 | 0 | 0 | 0
PV | 0 | 0 | 0 | 0 | 0 | 0
PeakG | 0.05 | 0 | 0 | 0 | 0 | 0
PeakO | 0 | 0 | 0 | 0 | 0 | 0
ST | 0 | 0 | 0 | 0 | 0 | 0
STOG | 0 | 0 | 0 | 0 | 0 | 0
STWD | 0.28 | 0.28 | 0.28 | 2.62 | 10.32 | 8.05
WT | 0.01 | 0.01 | 0.01 | 0.01 | 0.01 | 0.03
IGCC | 0 | 0 | 0 | 0 | 0 | 0
DemandResponse | 0 | 0 | 0 | 0 | 0 | 0
IGCC-CCS | 0 | 0 | 0 | 0 | 0 | 0
WT_off | 0 | 0 | 0 | 0 | 0 | 0
PseudoUnit | 0 | 0 | 0 | 0 | 0.02 | 0.02
FixedInterchange | 0 | 0 | 0 | 0 | 0 | 0
Total Fuel Consumption by Reporting Type: EI
ReportingType | 2015 | 2020 | 2025 | 2030 | 2035 | 2040
BM | 27.42 | 75.36 | 114.79 | 253.3 | 2691.15 | 4558.79
CC | 6962.95 | 8160.27 | 6597.61 | 5144.04 | 2821.1 | 1206.65
CSP | 0 | 0 | 0 | 0 | 0 | 0
CT | 5.71 | 5.38 | 2.94 | 2.91 | 0.08 | 0.05
Coal | 9160.46 | 3170.91 | 314.92 | 337.14 | 696.61 | 723.25
Geo | 0 | 0 | 0 | 0 | 0 | 0
H | 0 | 0.01 | 0.02 | 0.04 | 0.04 | 0.04
LFG | 16.77 | 131.31 | 270.08 | 347.99 | 347.99 | 348.01
Nuc | 8421.83 | 8739.27 | 8990.76 | 10543.69 | 10932.37 | 12429.39
PS | 0 | 0 | 0 | 0 | 0 | 0
PV | 0 | 0 | 0.01 | 0.01 | 0.01 | 0.01
PeakG | 33.37 | 25.32 | 22.91 | 25.85 | 10.91 | 9.11
PeakO | 0 | 0 | 0 | 0 | 0 | 0
ST | 0 | 0 | 0 | 0 | 0 | 0
STOG | 56.71 | 38.93 | 26.56 | 28.22 | 15.75 | 5.88
STWD | 98.02 | 83.71 | 84.95 | 135.37 | 263.72 | 202.94
WT | 0.12 | 0.51 | 1 | 1.03 | 1.08 | 1.12
IGCC | 40.45 | 40.46 | 3.62 | 0.01 | 0.01 | 0
DemandResponse | 0 | 0 | 0 | 0 | 0 | 0.01
IGCC-CCS | 0 | 0.01 | 0.01 | 0.02 | 0.04 | 0.04
WT_off | 0 | 0 | 0.01 | 0.01 | 0.01 | 0.01
PseudoUnit | 0 | 0 | 0 | 0.01 | 0.03 | 0.03
FixedInterchange | 0.04 | 0.04 | 0.04 | 0.04 | 0.04 | 0.04
Total Fuel Consumption by Reporting Type: Outside_EI
ReportingType | 2015 | 2020 | 2025 | 2030 | 2035 | 2040
BM | 1.86 | 2.75 | 5.72 | 17.82 | 467.89 | 528
CC | 3569.58 | 3584.29 | 3444.9 | 2356.33 | 1014.02 | 673.95
CSP | 0 | 0 | 0 | 0 | 0 | 0
CT | 0 | 0.03 | 0.02 | 0.09 | 0 | 0
Coal | 2385.5 | 1913.91 | 246.33 | 123.67 | 147.54 | 138.24
Geo | 0.02 | 0.04 | 0.07 | 0.07 | 0.07 | 0.07
H | 0 | 0 | 0 | 0 | 0 | 0
LFG | 3.89 | 99.49 | 198.52 | 198.52 | 198.52 | 198.52
Nuc | 1190.09 | 1190.18 | 1831.14 | 3328.5 | 4823.82 | 5769.13
PS | 0 | 0 | 0 | 0 | 0 | 0
PV | 0 | 0 | 0 | 0 | 0 | 0
PeakG | 0 | 0.08 | 0 | 0.46 | 0.48 | 0.56
PeakO | 0 | 0 | 0 | 0 | 0 | 0
ST | 0 | 0.01 | 0.01 | 0.01 | 0.02 | 0.02
STOG | 31.31 | 41.7 | 15.87 | 7.95 | 0.64 | 0.26
STWD | 58.37 | 103.61 | 128.62 | 149.57 | 149.58 | 149.58
WT | 0.06 | 0.12 | 0.21 | 0.26 | 0.28 | 0.29
IGCC | 0 | 0 | 0 | 0 | 0 | 0
DemandResponse | 0 | 0 | 0 | 0 | 0 | 0
IGCC-CCS | 0 | 0 | 0 | 0 | 0.01 | 0.01
WT_off | 0 | 0 | 0 | 0 | 0 | 0
PseudoUnit | 0 | 0 | 0 | 0 | 0 | 0
FixedInterchange | 0 | 0 | 0 | 0 | 0 | 0
#5 | 0.01: Annual Emmission Levels
SO2 Emissions (MMshortTons): Entergy
ReportingType | 2015 | 2020 | 2025 | 2030 | 2035 | 2040
BM | 0 | 0 | 0 | 0 | 0 | 0
CC | 0 | 0 | 0 | 0 | 0 | 0
CSP | 0 | 0 | 0 | 0 | 0 | 0
CT | 0 | 0 | 0 | 0 | 0 | 0
Coal | 0.39 | 0.02 | 0 | 0 | 0 | 0
Geo | 0 | 0 | 0 | 0 | 0 | 0
H | 0 | 0 | 0 | 0 | 0 | 0
LFG | 0 | 0 | 0 | 0 | 0 | 0
Nuc | 0 | 0 | 0 | 0 | 0 | 0
PS | 0 | 0 | 0 | 0 | 0 | 0
PV | 0 | 0 | 0 | 0 | 0 | 0
PeakG | 0 | 0 | 0 | 0 | 0 | 0
PeakO | 0 | 0 | 0 | 0 | 0 | 0
ST | 0 | 0 | 0 | 0 | 0 | 0
STOG | 0 | 0 | 0 | 0 | 0 | 0
STWD | 0 | 0 | 0 | 0 | 0 | 0
WT | 0 | 0 | 0 | 0 | 0 | 0
IGCC | 0 | 0 | 0 | 0 | 0 | 0
DemandResponse | 0 | 0 | 0 | 0 | 0 | 0
IGCC-CCS | 0 | 0 | 0 | 0 | 0 | 0
WT_off | 0 | 0 | 0 | 0 | 0 | 0
PseudoUnit | 0 | 0 | 0 | 0 | 0 | 0
FixedInterchange | 0 | 0 | 0 | 0 | 0 | 0
SO2 Emissions (MMshortTons): FRCC
ReportingType | 2015 | 2020 | 2025 | 2030 | 2035 | 2040
BM | 0 | 0 | 0 | 0 | 0 | 0
CC | 0 | 0 | 0 | 0 | 0 | 0
CSP | 0 | 0 | 0 | 0 | 0 | 0
CT | 0 | 0 | 0 | 0 | 0 | 0
Coal | 0.04 | 0 | 0 | 0 | 0 | 0
Geo | 0 | 0 | 0 | 0 | 0 | 0
H | 0 | 0 | 0 | 0 | 0 | 0
LFG | 0 | 0 | 0 | 0 | 0 | 0
Nuc | 0 | 0 | 0 | 0 | 0 | 0
PS | 0 | 0 | 0 | 0 | 0 | 0
PV | 0 | 0 | 0 | 0 | 0 | 0
PeakG | 0 | 0 | 0 | 0 | 0 | 0
PeakO | 0 | 0 | 0 | 0 | 0 | 0
ST | 0 | 0 | 0 | 0 | 0 | 0
STOG | 0 | 0 | 0 | 0 | 0 | 0
STWD | 0 | 0 | 0 | 0 | 0 | 0
WT | 0 | 0 | 0 | 0 | 0 | 0
IGCC | 0 | 0 | 0 | 0 | 0 | 0
DemandResponse | 0 | 0 | 0 | 0 | 0 | 0
IGCC-CCS | 0 | 0 | 0 | 0 | 0 | 0
WT_off | 0 | 0 | 0 | 0 | 0 | 0
PseudoUnit | 0 | 0 | 0 | 0 | 0 | 0
FixedInterchange | 0 | 0 | 0 | 0 | 0 | 0
SO2 Emissions (MMshortTons): MAPP_US
ReportingType | 2015 | 2020 | 2025 | 2030 | 2035 | 2040
BM | 0 | 0 | 0 | 0 | 0 | 0
CC | 0 | 0 | 0 | 0 | 0 | 0
CSP | 0 | 0 | 0 | 0 | 0 | 0
CT | 0 | 0 | 0 | 0 | 0 | 0
Coal | 0.03 | 0 | 0 | 0 | 0 | 0
Geo | 0 | 0 | 0 | 0 | 0 | 0
H | 0 | 0 | 0 | 0 | 0 | 0
LFG | 0 | 0 | 0 | 0 | 0 | 0
Nuc | 0 | 0 | 0 | 0 | 0 | 0
PS | 0 | 0 | 0 | 0 | 0 | 0
PV | 0 | 0 | 0 | 0 | 0 | 0
PeakG | 0 | 0 | 0 | 0 | 0 | 0
PeakO | 0 | 0 | 0 | 0 | 0 | 0
ST | 0 | 0 | 0 | 0 | 0 | 0
STOG | 0 | 0 | 0 | 0 | 0 | 0
STWD | 0 | 0 | 0 | 0 | 0 | 0
WT | 0 | 0 | 0 | 0 | 0 | 0
IGCC | 0 | 0 | 0 | 0 | 0 | 0
DemandResponse | 0 | 0 | 0 | 0 | 0 | 0
IGCC-CCS | 0 | 0 | 0 | 0 | 0 | 0
WT_off | 0 | 0 | 0 | 0 | 0 | 0
PseudoUnit | 0 | 0 | 0 | 0 | 0 | 0
FixedInterchange | 0 | 0 | 0 | 0 | 0 | 0
SO2 Emissions (MMshortTons): MISO_IN
ReportingType | 2015 | 2020 | 2025 | 2030 | 2035 | 2040
BM | 0 | 0 | 0 | 0 | 0 | 0
CC | 0 | 0 | 0 | 0 | 0 | 0
CSP | 0 | 0 | 0 | 0 | 0 | 0
CT | 0 | 0 | 0 | 0 | 0 | 0
Coal | 0.24 | 0.04 | 0 | 0 | 0.01 | 0.01
Geo | 0 | 0 | 0 | 0 | 0 | 0
H | 0 | 0 | 0 | 0 | 0 | 0
LFG | 0 | 0 | 0 | 0 | 0 | 0
Nuc | 0 | 0 | 0 | 0 | 0 | 0
PS | 0 | 0 | 0 | 0 | 0 | 0
PV | 0 | 0 | 0 | 0 | 0 | 0
PeakG | 0 | 0 | 0 | 0 | 0 | 0
PeakO | 0 | 0 | 0 | 0 | 0 | 0
ST | 0 | 0 | 0 | 0 | 0 | 0
STOG | 0 | 0 | 0 | 0 | 0 | 0
STWD | 0 | 0 | 0 | 0 | 0 | 0
WT | 0 | 0 | 0 | 0 | 0 | 0
IGCC | 0 | 0 | 0 | 0 | 0 | 0
DemandResponse | 0 | 0 | 0 | 0 | 0 | 0
IGCC-CCS | 0 | 0 | 0 | 0 | 0 | 0
WT_off | 0 | 0 | 0 | 0 | 0 | 0
PseudoUnit | 0 | 0 | 0 | 0 | 0 | 0
FixedInterchange | 0 | 0 | 0 | 0 | 0 | 0
SO2 Emissions (MMshortTons): MISO_MI
ReportingType | 2015 | 2020 | 2025 | 2030 | 2035 | 2040
BM | 0 | 0 | 0 | 0 | 0 | 0
CC | 0 | 0 | 0 | 0 | 0 | 0
CSP | 0 | 0 | 0 | 0 | 0 | 0
CT | 0 | 0 | 0 | 0 | 0 | 0
Coal | 0.12 | 0 | 0 | 0 | 0 | 0
Geo | 0 | 0 | 0 | 0 | 0 | 0
H | 0 | 0 | 0 | 0 | 0 | 0
LFG | 0 | 0 | 0 | 0 | 0 | 0
Nuc | 0 | 0 | 0 | 0 | 0 | 0
PS | 0 | 0 | 0 | 0 | 0 | 0
PV | 0 | 0 | 0 | 0 | 0 | 0
PeakG | 0 | 0 | 0 | 0 | 0 | 0
PeakO | 0 | 0 | 0 | 0 | 0 | 0
ST | 0 | 0 | 0 | 0 | 0 | 0
STOG | 0 | 0 | 0 | 0 | 0 | 0
STWD | 0 | 0 | 0 | 0 | 0 | 0
WT | 0 | 0 | 0 | 0 | 0 | 0
IGCC | 0 | 0 | 0 | 0 | 0 | 0
DemandResponse | 0 | 0 | 0 | 0 | 0 | 0
IGCC-CCS | 0 | 0 | 0 | 0 | 0 | 0
WT_off | 0 | 0 | 0 | 0 | 0 | 0
PseudoUnit | 0 | 0 | 0 | 0 | 0 | 0
FixedInterchange | 0 | 0 | 0 | 0 | 0 | 0
SO2 Emissions (MMshortTons): MISO_MO-IL
ReportingType | 2015 | 2020 | 2025 | 2030 | 2035 | 2040
BM | 0 | 0 | 0 | 0 | 0 | 0
CC | 0 | 0 | 0 | 0 | 0 | 0
CSP | 0 | 0 | 0 | 0 | 0 | 0
CT | 0 | 0 | 0 | 0 | 0 | 0
Coal | 0.34 | 0.01 | 0 | 0 | 0 | 0
Geo | 0 | 0 | 0 | 0 | 0 | 0
H | 0 | 0 | 0 | 0 | 0 | 0
LFG | 0 | 0 | 0 | 0 | 0 | 0
Nuc | 0 | 0 | 0 | 0 | 0 | 0
PS | 0 | 0 | 0 | 0 | 0 | 0
PV | 0 | 0 | 0 | 0 | 0 | 0
PeakG | 0 | 0 | 0 | 0 | 0 | 0
PeakO | 0 | 0 | 0 | 0 | 0 | 0
ST | 0 | 0 | 0 | 0 | 0 | 0
STOG | 0 | 0 | 0 | 0 | 0 | 0
STWD | 0 | 0 | 0 | 0 | 0 | 0
WT | 0 | 0 | 0 | 0 | 0 | 0
IGCC | 0 | 0 | 0 | 0 | 0 | 0
DemandResponse | 0 | 0 | 0 | 0 | 0 | 0
IGCC-CCS | 0 | 0 | 0 | 0 | 0 | 0
WT_off | 0 | 0 | 0 | 0 | 0 | 0
PseudoUnit | 0 | 0 | 0 | 0 | 0 | 0
FixedInterchange | 0 | 0 | 0 | 0 | 0 | 0
SO2 Emissions (MMshortTons): MISO_W
ReportingType | 2015 | 2020 | 2025 | 2030 | 2035 | 2040
BM | 0 | 0 | 0 | 0 | 0 | 0
CC | 0 | 0 | 0 | 0 | 0 | 0
CSP | 0 | 0 | 0 | 0 | 0 | 0
CT | 0 | 0 | 0 | 0 | 0 | 0
Coal | 0.2 | 0.01 | 0 | 0 | 0 | 0
Geo | 0 | 0 | 0 | 0 | 0 | 0
H | 0 | 0 | 0 | 0 | 0 | 0
LFG | 0 | 0 | 0 | 0 | 0 | 0
Nuc | 0 | 0 | 0 | 0 | 0 | 0
PS | 0 | 0 | 0 | 0 | 0 | 0
PV | 0 | 0 | 0 | 0 | 0 | 0
PeakG | 0 | 0 | 0 | 0 | 0 | 0
PeakO | 0 | 0 | 0 | 0 | 0 | 0
ST | 0 | 0 | 0 | 0 | 0 | 0
STOG | 0 | 0 | 0 | 0 | 0 | 0
STWD | 0 | 0 | 0 | 0 | 0 | 0
WT | 0 | 0 | 0 | 0 | 0 | 0
IGCC | 0 | 0 | 0 | 0 | 0 | 0
DemandResponse | 0 | 0 | 0 | 0 | 0 | 0
IGCC-CCS | 0 | 0 | 0 | 0 | 0 | 0
WT_off | 0 | 0 | 0 | 0 | 0 | 0
PseudoUnit | 0 | 0 | 0 | 0 | 0 | 0
FixedInterchange | 0 | 0 | 0 | 0 | 0 | 0
SO2 Emissions (MMshortTons): MISO_WUMS
ReportingType | 2015 | 2020 | 2025 | 2030 | 2035 | 2040
BM | 0 | 0 | 0 | 0 | 0 | 0
CC | 0 | 0 | 0 | 0 | 0 | 0
CSP | 0 | 0 | 0 | 0 | 0 | 0
CT | 0 | 0 | 0 | 0 | 0 | 0
Coal | 0.03 | 0 | 0 | 0 | 0 | 0
Geo | 0 | 0 | 0 | 0 | 0 | 0
H | 0 | 0 | 0 | 0 | 0 | 0
LFG | 0 | 0 | 0 | 0 | 0 | 0
Nuc | 0 | 0 | 0 | 0 | 0 | 0
PS | 0 | 0 | 0 | 0 | 0 | 0
PV | 0 | 0 | 0 | 0 | 0 | 0
PeakG | 0 | 0 | 0 | 0 | 0 | 0
PeakO | 0 | 0 | 0 | 0 | 0 | 0
ST | 0 | 0 | 0 | 0 | 0 | 0
STOG | 0 | 0 | 0 | 0 | 0 | 0
STWD | 0 | 0 | 0 | 0 | 0 | 0
WT | 0 | 0 | 0 | 0 | 0 | 0
IGCC | 0 | 0 | 0 | 0 | 0 | 0
DemandResponse | 0 | 0 | 0 | 0 | 0 | 0
IGCC-CCS | 0 | 0 | 0 | 0 | 0 | 0
WT_off | 0 | 0 | 0 | 0 | 0 | 0
PseudoUnit | 0 | 0 | 0 | 0 | 0 | 0
FixedInterchange | 0 | 0 | 0 | 0 | 0 | 0
SO2 Emissions (MMshortTons): Nebraska
ReportingType | 2015 | 2020 | 2025 | 2030 | 2035 | 2040
BM | 0 | 0 | 0 | 0 | 0 | 0
CC | 0 | 0 | 0 | 0 | 0 | 0
CSP | 0 | 0 | 0 | 0 | 0 | 0
CT | 0 | 0 | 0 | 0 | 0 | 0
Coal | 0.1 | 0 | 0 | 0 | 0 | 0
Geo | 0 | 0 | 0 | 0 | 0 | 0
H | 0 | 0 | 0 | 0 | 0 | 0
LFG | 0 | 0 | 0 | 0 | 0 | 0
Nuc | 0 | 0 | 0 | 0 | 0 | 0
PS | 0 | 0 | 0 | 0 | 0 | 0
PV | 0 | 0 | 0 | 0 | 0 | 0
PeakG | 0 | 0 | 0 | 0 | 0 | 0
PeakO | 0 | 0 | 0 | 0 | 0 | 0
ST | 0 | 0 | 0 | 0 | 0 | 0
STOG | 0 | 0 | 0 | 0 | 0 | 0
STWD | 0 | 0 | 0 | 0 | 0 | 0
WT | 0 | 0 | 0 | 0 | 0 | 0
IGCC | 0 | 0 | 0 | 0 | 0 | 0
DemandResponse | 0 | 0 | 0 | 0 | 0 | 0
IGCC-CCS | 0 | 0 | 0 | 0 | 0 | 0
WT_off | 0 | 0 | 0 | 0 | 0 | 0
PseudoUnit | 0 | 0 | 0 | 0 | 0 | 0
FixedInterchange | 0 | 0 | 0 | 0 | 0 | 0
SO2 Emissions (MMshortTons): NEISO
ReportingType | 2015 | 2020 | 2025 | 2030 | 2035 | 2040
BM | 0 | 0 | 0 | 0 | 0 | 0
CC | 0 | 0 | 0 | 0 | 0 | 0
CSP | 0 | 0 | 0 | 0 | 0 | 0
CT | 0 | 0 | 0 | 0 | 0 | 0
Coal | 0 | 0 | 0 | 0 | 0 | 0
Geo | 0 | 0 | 0 | 0 | 0 | 0
H | 0 | 0 | 0 | 0 | 0 | 0
LFG | 0 | 0 | 0 | 0 | 0 | 0
Nuc | 0 | 0 | 0 | 0 | 0 | 0
PS | 0 | 0 | 0 | 0 | 0 | 0
PV | 0 | 0 | 0 | 0 | 0 | 0
PeakG | 0 | 0 | 0 | 0 | 0 | 0
PeakO | 0 | 0 | 0 | 0 | 0 | 0
ST | 0 | 0 | 0 | 0 | 0 | 0
STOG | 0 | 0 | 0 | 0 | 0 | 0
STWD | 0 | 0 | 0 | 0 | 0 | 0
WT | 0 | 0 | 0 | 0 | 0 | 0
IGCC | 0 | 0 | 0 | 0 | 0 | 0
DemandResponse | 0 | 0 | 0 | 0 | 0 | 0
IGCC-CCS | 0 | 0 | 0 | 0 | 0 | 0
WT_off | 0 | 0 | 0 | 0 | 0 | 0
PseudoUnit | 0 | 0 | 0 | 0 | 0 | 0
FixedInterchange | 0 | 0 | 0 | 0 | 0 | 0
SO2 Emissions (MMshortTons): NonRTO_Midwest
ReportingType | 2015 | 2020 | 2025 | 2030 | 2035 | 2040
BM | 0 | 0 | 0 | 0 | 0 | 0
CC | 0 | 0 | 0 | 0 | 0 | 0
CSP | 0 | 0 | 0 | 0 | 0 | 0
CT | 0 | 0 | 0 | 0 | 0 | 0
Coal | 0.13 | 0.03 | 0 | 0 | 0.01 | 0.01
Geo | 0 | 0 | 0 | 0 | 0 | 0
H | 0 | 0 | 0 | 0 | 0 | 0
LFG | 0 | 0 | 0 | 0 | 0 | 0
Nuc | 0 | 0 | 0 | 0 | 0 | 0
PS | 0 | 0 | 0 | 0 | 0 | 0
PV | 0 | 0 | 0 | 0 | 0 | 0
PeakG | 0 | 0 | 0 | 0 | 0 | 0
PeakO | 0 | 0 | 0 | 0 | 0 | 0
ST | 0 | 0 | 0 | 0 | 0 | 0
STOG | 0 | 0 | 0 | 0 | 0 | 0
STWD | 0 | 0 | 0 | 0 | 0 | 0
WT | 0 | 0 | 0 | 0 | 0 | 0
IGCC | 0 | 0 | 0 | 0 | 0 | 0
DemandResponse | 0 | 0 | 0 | 0 | 0 | 0
IGCC-CCS | 0 | 0 | 0 | 0 | 0 | 0
WT_off | 0 | 0 | 0 | 0 | 0 | 0
PseudoUnit | 0 | 0 | 0 | 0 | 0 | 0
FixedInterchange | 0 | 0 | 0 | 0 | 0 | 0
SO2 Emissions (MMshortTons): NYISO_A-F
ReportingType | 2015 | 2020 | 2025 | 2030 | 2035 | 2040
BM | 0 | 0 | 0 | 0 | 0 | 0
CC | 0 | 0 | 0 | 0 | 0 | 0
CSP | 0 | 0 | 0 | 0 | 0 | 0
CT | 0 | 0 | 0 | 0 | 0 | 0
Coal | 0 | 0 | 0 | 0 | 0 | 0
Geo | 0 | 0 | 0 | 0 | 0 | 0
H | 0 | 0 | 0 | 0 | 0 | 0
LFG | 0 | 0 | 0 | 0 | 0 | 0
Nuc | 0 | 0 | 0 | 0 | 0 | 0
PS | 0 | 0 | 0 | 0 | 0 | 0
PV | 0 | 0 | 0 | 0 | 0 | 0
PeakG | 0 | 0 | 0 | 0 | 0 | 0
PeakO | 0 | 0 | 0 | 0 | 0 | 0
ST | 0 | 0 | 0 | 0 | 0 | 0
STOG | 0 | 0 | 0 | 0 | 0 | 0
STWD | 0 | 0 | 0 | 0 | 0 | 0
WT | 0 | 0 | 0 | 0 | 0 | 0
IGCC | 0 | 0 | 0 | 0 | 0 | 0
DemandResponse | 0 | 0 | 0 | 0 | 0 | 0
IGCC-CCS | 0 | 0 | 0 | 0 | 0 | 0
WT_off | 0 | 0 | 0 | 0 | 0 | 0
PseudoUnit | 0 | 0 | 0 | 0 | 0 | 0
FixedInterchange | 0 | 0 | 0 | 0 | 0 | 0
SO2 Emissions (MMshortTons): NYISO_G-I
ReportingType | 2015 | 2020 | 2025 | 2030 | 2035 | 2040
BM | 0 | 0 | 0 | 0 | 0 | 0
CC | 0 | 0 | 0 | 0 | 0 | 0
CSP | 0 | 0 | 0 | 0 | 0 | 0
CT | 0 | 0 | 0 | 0 | 0 | 0
Coal | 0 | 0 | 0 | 0 | 0 | 0
Geo | 0 | 0 | 0 | 0 | 0 | 0
H | 0 | 0 | 0 | 0 | 0 | 0
LFG | 0 | 0 | 0 | 0 | 0 | 0
Nuc | 0 | 0 | 0 | 0 | 0 | 0
PS | 0 | 0 | 0 | 0 | 0 | 0
PV | 0 | 0 | 0 | 0 | 0 | 0
PeakG | 0 | 0 | 0 | 0 | 0 | 0
PeakO | 0 | 0 | 0 | 0 | 0 | 0
ST | 0 | 0 | 0 | 0 | 0 | 0
STOG | 0 | 0 | 0 | 0 | 0 | 0
STWD | 0 | 0 | 0 | 0 | 0 | 0
WT | 0 | 0 | 0 | 0 | 0 | 0
IGCC | 0 | 0 | 0 | 0 | 0 | 0
DemandResponse | 0 | 0 | 0 | 0 | 0 | 0
IGCC-CCS | 0 | 0 | 0 | 0 | 0 | 0
WT_off | 0 | 0 | 0 | 0 | 0 | 0
PseudoUnit | 0 | 0 | 0 | 0 | 0 | 0
FixedInterchange | 0 | 0 | 0 | 0 | 0 | 0
SO2 Emissions (MMshortTons): NYISO_J-K
ReportingType | 2015 | 2020 | 2025 | 2030 | 2035 | 2040
BM | 0 | 0 | 0 | 0 | 0 | 0
CC | 0 | 0 | 0 | 0 | 0 | 0
CSP | 0 | 0 | 0 | 0 | 0 | 0
CT | 0 | 0 | 0 | 0 | 0 | 0
Coal | 0 | 0 | 0 | 0 | 0 | 0
Geo | 0 | 0 | 0 | 0 | 0 | 0
H | 0 | 0 | 0 | 0 | 0 | 0
LFG | 0 | 0 | 0 | 0 | 0 | 0
Nuc | 0 | 0 | 0 | 0 | 0 | 0
PS | 0 | 0 | 0 | 0 | 0 | 0
PV | 0 | 0 | 0 | 0 | 0 | 0
PeakG | 0 | 0 | 0 | 0 | 0 | 0
PeakO | 0 | 0 | 0 | 0 | 0 | 0
ST | 0 | 0 | 0 | 0 | 0 | 0
STOG | 0 | 0 | 0 | 0 | 0 | 0
STWD | 0 | 0 | 0 | 0 | 0 | 0
WT | 0 | 0 | 0 | 0 | 0 | 0
IGCC | 0 | 0 | 0 | 0 | 0 | 0
DemandResponse | 0 | 0 | 0 | 0 | 0 | 0
IGCC-CCS | 0 | 0 | 0 | 0 | 0 | 0
WT_off | 0 | 0 | 0 | 0 | 0 | 0
PseudoUnit | 0 | 0 | 0 | 0 | 0 | 0
FixedInterchange | 0 | 0 | 0 | 0 | 0 | 0
SO2 Emissions (MMshortTons): PJM_E
ReportingType | 2015 | 2020 | 2025 | 2030 | 2035 | 2040
BM | 0 | 0 | 0 | 0 | 0 | 0
CC | 0 | 0 | 0 | 0 | 0 | 0
CSP | 0 | 0 | 0 | 0 | 0 | 0
CT | 0 | 0 | 0 | 0 | 0 | 0
Coal | 0 | 0 | 0 | 0 | 0 | 0
Geo | 0 | 0 | 0 | 0 | 0 | 0
H | 0 | 0 | 0 | 0 | 0 | 0
LFG | 0 | 0 | 0 | 0 | 0 | 0
Nuc | 0 | 0 | 0 | 0 | 0 | 0
PS | 0 | 0 | 0 | 0 | 0 | 0
PV | 0 | 0 | 0 | 0 | 0 | 0
PeakG | 0 | 0 | 0 | 0 | 0 | 0
PeakO | 0 | 0 | 0 | 0 | 0 | 0
ST | 0 | 0 | 0 | 0 | 0 | 0
STOG | 0 | 0 | 0 | 0 | 0 | 0
STWD | 0 | 0 | 0 | 0 | 0 | 0
WT | 0 | 0 | 0 | 0 | 0 | 0
IGCC | 0 | 0 | 0 | 0 | 0 | 0
DemandResponse | 0 | 0 | 0 | 0 | 0 | 0
IGCC-CCS | 0 | 0 | 0 | 0 | 0 | 0
WT_off | 0 | 0 | 0 | 0 | 0 | 0
PseudoUnit | 0 | 0 | 0 | 0 | 0 | 0
FixedInterchange | 0 | 0 | 0 | 0 | 0 | 0
SO2 Emissions (MMshortTons): PJM_ROM
ReportingType | 2015 | 2020 | 2025 | 2030 | 2035 | 2040
BM | 0 | 0 | 0 | 0 | 0 | 0
CC | 0 | 0 | 0 | 0 | 0 | 0
CSP | 0 | 0 | 0 | 0 | 0 | 0
CT | 0 | 0 | 0 | 0 | 0 | 0
Coal | 0.15 | 0.01 | 0 | 0 | 0 | 0
Geo | 0 | 0 | 0 | 0 | 0 | 0
H | 0 | 0 | 0 | 0 | 0 | 0
LFG | 0 | 0 | 0 | 0 | 0 | 0
Nuc | 0 | 0 | 0 | 0 | 0 | 0
PS | 0 | 0 | 0 | 0 | 0 | 0
PV | 0 | 0 | 0 | 0 | 0 | 0
PeakG | 0 | 0 | 0 | 0 | 0 | 0
PeakO | 0 | 0 | 0 | 0 | 0 | 0
ST | 0 | 0 | 0 | 0 | 0 | 0
STOG | 0 | 0 | 0 | 0 | 0 | 0
STWD | 0 | 0 | 0 | 0 | 0 | 0
WT | 0 | 0 | 0 | 0 | 0 | 0
IGCC | 0 | 0 | 0 | 0 | 0 | 0
DemandResponse | 0 | 0 | 0 | 0 | 0 | 0
IGCC-CCS | 0 | 0 | 0 | 0 | 0 | 0
WT_off | 0 | 0 | 0 | 0 | 0 | 0
PseudoUnit | 0 | 0 | 0 | 0 | 0 | 0
FixedInterchange | 0 | 0 | 0 | 0 | 0 | 0
SO2 Emissions (MMshortTons): PJM_ROR
ReportingType | 2015 | 2020 | 2025 | 2030 | 2035 | 2040
BM | 0 | 0 | 0 | 0 | 0 | 0
CC | 0 | 0 | 0 | 0 | 0 | 0
CSP | 0 | 0 | 0 | 0 | 0 | 0
CT | 0 | 0 | 0 | 0 | 0 | 0
Coal | 1.01 | 0.11 | 0.01 | 0.01 | 0.03 | 0.03
Geo | 0 | 0 | 0 | 0 | 0 | 0
H | 0 | 0 | 0 | 0 | 0 | 0
LFG | 0 | 0 | 0 | 0 | 0 | 0
Nuc | 0 | 0 | 0 | 0 | 0 | 0
PS | 0 | 0 | 0 | 0 | 0 | 0
PV | 0 | 0 | 0 | 0 | 0 | 0
PeakG | 0 | 0 | 0 | 0 | 0 | 0
PeakO | 0 | 0 | 0 | 0 | 0 | 0
ST | 0 | 0 | 0 | 0 | 0 | 0
STOG | 0 | 0 | 0 | 0 | 0 | 0
STWD | 0 | 0 | 0 | 0 | 0 | 0
WT | 0 | 0 | 0 | 0 | 0 | 0
IGCC | 0 | 0 | 0 | 0 | 0 | 0
DemandResponse | 0 | 0 | 0 | 0 | 0 | 0
IGCC-CCS | 0 | 0 | 0 | 0 | 0 | 0
WT_off | 0 | 0 | 0 | 0 | 0 | 0
PseudoUnit | 0 | 0 | 0 | 0 | 0 | 0
FixedInterchange | 0 | 0 | 0 | 0 | 0 | 0
SO2 Emissions (MMshortTons): SOCO
ReportingType | 2015 | 2020 | 2025 | 2030 | 2035 | 2040
BM | 0 | 0 | 0 | 0 | 0 | 0
CC | 0 | 0 | 0 | 0 | 0 | 0
CSP | 0 | 0 | 0 | 0 | 0 | 0
CT | 0 | 0 | 0 | 0 | 0 | 0
Coal | 0.22 | 0.01 | 0 | 0.01 | 0.01 | 0.01
Geo | 0 | 0 | 0 | 0 | 0 | 0
H | 0 | 0 | 0 | 0 | 0 | 0
LFG | 0 | 0 | 0 | 0 | 0 | 0
Nuc | 0 | 0 | 0 | 0 | 0 | 0
PS | 0 | 0 | 0 | 0 | 0 | 0
PV | 0 | 0 | 0 | 0 | 0 | 0
PeakG | 0 | 0 | 0 | 0 | 0 | 0
PeakO | 0 | 0 | 0 | 0 | 0 | 0
ST | 0 | 0 | 0 | 0 | 0 | 0
STOG | 0 | 0 | 0 | 0 | 0 | 0
STWD | 0 | 0 | 0 | 0 | 0 | 0
WT | 0 | 0 | 0 | 0 | 0 | 0
IGCC | 0 | 0 | 0 | 0 | 0 | 0
DemandResponse | 0 | 0 | 0 | 0 | 0 | 0
IGCC-CCS | 0 | 0 | 0 | 0 | 0 | 0
WT_off | 0 | 0 | 0 | 0 | 0 | 0
PseudoUnit | 0 | 0 | 0 | 0 | 0 | 0
FixedInterchange | 0 | 0 | 0 | 0 | 0 | 0
SO2 Emissions (MMshortTons): SPP_N
ReportingType | 2015 | 2020 | 2025 | 2030 | 2035 | 2040
BM | 0 | 0 | 0 | 0 | 0 | 0
CC | 0 | 0 | 0 | 0 | 0 | 0
CSP | 0 | 0 | 0 | 0 | 0 | 0
CT | 0 | 0 | 0 | 0 | 0 | 0
Coal | 0.07 | 0 | 0 | 0 | 0 | 0
Geo | 0 | 0 | 0 | 0 | 0 | 0
H | 0 | 0 | 0 | 0 | 0 | 0
LFG | 0 | 0 | 0 | 0 | 0 | 0
Nuc | 0 | 0 | 0 | 0 | 0 | 0
PS | 0 | 0 | 0 | 0 | 0 | 0
PV | 0 | 0 | 0 | 0 | 0 | 0
PeakG | 0 | 0 | 0 | 0 | 0 | 0
PeakO | 0 | 0 | 0 | 0 | 0 | 0
ST | 0 | 0 | 0 | 0 | 0 | 0
STOG | 0 | 0 | 0 | 0 | 0 | 0
STWD | 0 | 0 | 0 | 0 | 0 | 0
WT | 0 | 0 | 0 | 0 | 0 | 0
IGCC | 0 | 0 | 0 | 0 | 0 | 0
DemandResponse | 0 | 0 | 0 | 0 | 0 | 0
IGCC-CCS | 0 | 0 | 0 | 0 | 0 | 0
WT_off | 0 | 0 | 0 | 0 | 0 | 0
PseudoUnit | 0 | 0 | 0 | 0 | 0 | 0
FixedInterchange | 0 | 0 | 0 | 0 | 0 | 0
SO2 Emissions (MMshortTons): SPP_S
ReportingType | 2015 | 2020 | 2025 | 2030 | 2035 | 2040
BM | 0 | 0 | 0 | 0 | 0 | 0
CC | 0 | 0 | 0 | 0 | 0 | 0
CSP | 0 | 0 | 0 | 0 | 0 | 0
CT | 0 | 0 | 0 | 0 | 0 | 0
Coal | 0.32 | 0 | 0 | 0 | 0 | 0
Geo | 0 | 0 | 0 | 0 | 0 | 0
H | 0 | 0 | 0 | 0 | 0 | 0
LFG | 0 | 0 | 0 | 0 | 0 | 0
Nuc | 0 | 0 | 0 | 0 | 0 | 0
PS | 0 | 0 | 0 | 0 | 0 | 0
PV | 0 | 0 | 0 | 0 | 0 | 0
PeakG | 0 | 0 | 0 | 0 | 0 | 0
PeakO | 0 | 0 | 0 | 0 | 0 | 0
ST | 0 | 0 | 0 | 0 | 0 | 0
STOG | 0 | 0 | 0 | 0 | 0 | 0
STWD | 0 | 0 | 0 | 0 | 0 | 0
WT | 0 | 0 | 0 | 0 | 0 | 0
IGCC | 0 | 0 | 0 | 0 | 0 | 0
DemandResponse | 0 | 0 | 0 | 0 | 0 | 0
IGCC-CCS | 0 | 0 | 0 | 0 | 0 | 0
WT_off | 0 | 0 | 0 | 0 | 0 | 0
PseudoUnit | 0 | 0 | 0 | 0 | 0 | 0
FixedInterchange | 0 | 0 | 0 | 0 | 0 | 0
SO2 Emissions (MMshortTons): TVA
ReportingType | 2015 | 2020 | 2025 | 2030 | 2035 | 2040
BM | 0 | 0 | 0 | 0 | 0 | 0
CC | 0 | 0 | 0 | 0 | 0 | 0
CSP | 0 | 0 | 0 | 0 | 0 | 0
CT | 0 | 0 | 0 | 0 | 0 | 0
Coal | 0.22 | 0.02 | 0 | 0 | 0 | 0
Geo | 0 | 0 | 0 | 0 | 0 | 0
H | 0 | 0 | 0 | 0 | 0 | 0
LFG | 0 | 0 | 0 | 0 | 0 | 0
Nuc | 0 | 0 | 0 | 0 | 0 | 0
PS | 0 | 0 | 0 | 0 | 0 | 0
PV | 0 | 0 | 0 | 0 | 0 | 0
PeakG | 0 | 0 | 0 | 0 | 0 | 0
PeakO | 0 | 0 | 0 | 0 | 0 | 0
ST | 0 | 0 | 0 | 0 | 0 | 0
STOG | 0 | 0 | 0 | 0 | 0 | 0
STWD | 0 | 0 | 0 | 0 | 0 | 0
WT | 0 | 0 | 0 | 0 | 0 | 0
IGCC | 0 | 0 | 0 | 0 | 0 | 0
DemandResponse | 0 | 0 | 0 | 0 | 0 | 0
IGCC-CCS | 0 | 0 | 0 | 0 | 0 | 0
WT_off | 0 | 0 | 0 | 0 | 0 | 0
PseudoUnit | 0 | 0 | 0 | 0 | 0 | 0
FixedInterchange | 0 | 0 | 0 | 0 | 0 | 0
SO2 Emissions (MMshortTons): TVA_Transmission
ReportingType | 2015 | 2020 | 2025 | 2030 | 2035 | 2040
BM | 0 | 0 | 0 | 0 | 0 | 0
CC | 0 | 0 | 0 | 0 | 0 | 0
CSP | 0 | 0 | 0 | 0 | 0 | 0
CT | 0 | 0 | 0 | 0 | 0 | 0
Coal | 0 | 0 | 0 | 0 | 0 | 0
Geo | 0 | 0 | 0 | 0 | 0 | 0
H | 0 | 0 | 0 | 0 | 0 | 0
LFG | 0 | 0 | 0 | 0 | 0 | 0
Nuc | 0 | 0 | 0 | 0 | 0 | 0
PS | 0 | 0 | 0 | 0 | 0 | 0
PV | 0 | 0 | 0 | 0 | 0 | 0
PeakG | 0 | 0 | 0 | 0 | 0 | 0
PeakO | 0 | 0 | 0 | 0 | 0 | 0
ST | 0 | 0 | 0 | 0 | 0 | 0
STOG | 0 | 0 | 0 | 0 | 0 | 0
STWD | 0 | 0 | 0 | 0 | 0 | 0
WT | 0 | 0 | 0 | 0 | 0 | 0
IGCC | 0 | 0 | 0 | 0 | 0 | 0
DemandResponse | 0 | 0 | 0 | 0 | 0 | 0
IGCC-CCS | 0 | 0 | 0 | 0 | 0 | 0
WT_off | 0 | 0 | 0 | 0 | 0 | 0
PseudoUnit | 0 | 0 | 0 | 0 | 0 | 0
FixedInterchange | 0 | 0 | 0 | 0 | 0 | 0
SO2 Emissions (MMshortTons): VACAR
ReportingType | 2015 | 2020 | 2025 | 2030 | 2035 | 2040
BM | 0 | 0 | 0 | 0 | 0 | 0
CC | 0 | 0 | 0 | 0 | 0 | 0
CSP | 0 | 0 | 0 | 0 | 0 | 0
CT | 0 | 0 | 0 | 0 | 0 | 0
Coal | 0.05 | 0.01 | 0 | 0 | 0 | 0
Geo | 0 | 0 | 0 | 0 | 0 | 0
H | 0 | 0 | 0 | 0 | 0 | 0
LFG | 0 | 0 | 0 | 0 | 0 | 0
Nuc | 0 | 0 | 0 | 0 | 0 | 0
PS | 0 | 0 | 0 | 0 | 0 | 0
PV | 0 | 0 | 0 | 0 | 0 | 0
PeakG | 0 | 0 | 0 | 0 | 0 | 0
PeakO | 0 | 0 | 0 | 0 | 0 | 0
ST | 0 | 0 | 0 | 0 | 0 | 0
STOG | 0 | 0 | 0 | 0 | 0 | 0
STWD | 0 | 0 | 0 | 0 | 0 | 0
WT | 0 | 0 | 0 | 0 | 0 | 0
IGCC | 0 | 0 | 0 | 0 | 0 | 0
DemandResponse | 0 | 0 | 0 | 0 | 0 | 0
IGCC-CCS | 0 | 0 | 0 | 0 | 0 | 0
WT_off | 0 | 0 | 0 | 0 | 0 | 0
PseudoUnit | 0 | 0 | 0 | 0 | 0 | 0
FixedInterchange | 0 | 0 | 0 | 0 | 0 | 0
SO2 Emissions (MMshortTons): IESO
ReportingType | 2015 | 2020 | 2025 | 2030 | 2035 | 2040
BM | 0 | 0 | 0 | 0 | 0 | 0
CC | 0 | 0 | 0 | 0 | 0 | 0
CSP | 0 | 0 | 0 | 0 | 0 | 0
CT | 0 | 0 | 0 | 0 | 0 | 0
Coal | 0 | 0 | 0 | 0 | 0 | 0
Geo | 0 | 0 | 0 | 0 | 0 | 0
H | 0 | 0 | 0 | 0 | 0 | 0
LFG | 0 | 0 | 0 | 0 | 0 | 0
Nuc | 0 | 0 | 0 | 0 | 0 | 0
PS | 0 | 0 | 0 | 0 | 0 | 0
PV | 0 | 0 | 0 | 0 | 0 | 0
PeakG | 0 | 0 | 0 | 0 | 0 | 0
PeakO | 0 | 0 | 0 | 0 | 0 | 0
ST | 0 | 0 | 0 | 0 | 0 | 0
STOG | 0 | 0 | 0 | 0 | 0 | 0
STWD | 0 | 0 | 0 | 0 | 0 | 0
WT | 0 | 0 | 0 | 0 | 0 | 0
IGCC | 0 | 0 | 0 | 0 | 0 | 0
DemandResponse | 0 | 0 | 0 | 0 | 0 | 0
IGCC-CCS | 0 | 0 | 0 | 0 | 0 | 0
WT_off | 0 | 0 | 0 | 0 | 0 | 0
PseudoUnit | 0 | 0 | 0 | 0 | 0 | 0
FixedInterchange | 0 | 0 | 0 | 0 | 0 | 0
SO2 Emissions (MMshortTons): MAPP_CA
ReportingType | 2015 | 2020 | 2025 | 2030 | 2035 | 2040
BM | 0 | 0 | 0 | 0 | 0 | 0
CC | 0 | 0 | 0 | 0 | 0 | 0
CSP | 0 | 0 | 0 | 0 | 0 | 0
CT | 0 | 0 | 0 | 0 | 0 | 0
Coal | 0 | 0 | 0 | 0 | 0 | 0
Geo | 0 | 0 | 0 | 0 | 0 | 0
H | 0 | 0 | 0 | 0 | 0 | 0
LFG | 0 | 0 | 0 | 0 | 0 | 0
Nuc | 0 | 0 | 0 | 0 | 0 | 0
PS | 0 | 0 | 0 | 0 | 0 | 0
PV | 0 | 0 | 0 | 0 | 0 | 0
PeakG | 0 | 0 | 0 | 0 | 0 | 0
PeakO | 0 | 0 | 0 | 0 | 0 | 0
ST | 0 | 0 | 0 | 0 | 0 | 0
STOG | 0 | 0 | 0 | 0 | 0 | 0
STWD | 0 | 0 | 0 | 0 | 0 | 0
WT | 0 | 0 | 0 | 0 | 0 | 0
IGCC | 0 | 0 | 0 | 0 | 0 | 0
DemandResponse | 0 | 0 | 0 | 0 | 0 | 0
IGCC-CCS | 0 | 0 | 0 | 0 | 0 | 0
WT_off | 0 | 0 | 0 | 0 | 0 | 0
PseudoUnit | 0 | 0 | 0 | 0 | 0 | 0
FixedInterchange | 0 | 0 | 0 | 0 | 0 | 0
SO2 Emissions (MMshortTons): AZ_NM_SNV_Coal
ReportingType | 2015 | 2020 | 2025 | 2030 | 2035 | 2040
BM | 0 | 0 | 0 | 0 | 0 | 0
CC | 0 | 0 | 0 | 0 | 0 | 0
CSP | 0 | 0 | 0 | 0 | 0 | 0
CT | 0 | 0 | 0 | 0 | 0 | 0
Coal | 0.02 | 0.02 | 0 | 0 | 0 | 0
Geo | 0 | 0 | 0 | 0 | 0 | 0
H | 0 | 0 | 0 | 0 | 0 | 0
LFG | 0 | 0 | 0 | 0 | 0 | 0
Nuc | 0 | 0 | 0 | 0 | 0 | 0
PS | 0 | 0 | 0 | 0 | 0 | 0
PV | 0 | 0 | 0 | 0 | 0 | 0
PeakG | 0 | 0 | 0 | 0 | 0 | 0
PeakO | 0 | 0 | 0 | 0 | 0 | 0
ST | 0 | 0 | 0 | 0 | 0 | 0
STOG | 0 | 0 | 0 | 0 | 0 | 0
STWD | 0 | 0 | 0 | 0 | 0 | 0
WT | 0 | 0 | 0 | 0 | 0 | 0
IGCC | 0 | 0 | 0 | 0 | 0 | 0
DemandResponse | 0 | 0 | 0 | 0 | 0 | 0
IGCC-CCS | 0 | 0 | 0 | 0 | 0 | 0
WT_off | 0 | 0 | 0 | 0 | 0 | 0
PseudoUnit | 0 | 0 | 0 | 0 | 0 | 0
FixedInterchange | 0 | 0 | 0 | 0 | 0 | 0
SO2 Emissions (MMshortTons): AZ_NM_SNV_Gas
ReportingType | 2015 | 2020 | 2025 | 2030 | 2035 | 2040
BM | 0 | 0 | 0 | 0 | 0 | 0
CC | 0 | 0 | 0 | 0 | 0 | 0
CSP | 0 | 0 | 0 | 0 | 0 | 0
CT | 0 | 0 | 0 | 0 | 0 | 0
Coal | 0 | 0 | 0 | 0 | 0 | 0
Geo | 0 | 0 | 0 | 0 | 0 | 0
H | 0 | 0 | 0 | 0 | 0 | 0
LFG | 0 | 0 | 0 | 0 | 0 | 0
Nuc | 0 | 0 | 0 | 0 | 0 | 0
PS | 0 | 0 | 0 | 0 | 0 | 0
PV | 0 | 0 | 0 | 0 | 0 | 0
PeakG | 0 | 0 | 0 | 0 | 0 | 0
PeakO | 0 | 0 | 0 | 0 | 0 | 0
ST | 0 | 0 | 0 | 0 | 0 | 0
STOG | 0 | 0 | 0 | 0 | 0 | 0
STWD | 0 | 0 | 0 | 0 | 0 | 0
WT | 0 | 0 | 0 | 0 | 0 | 0
IGCC | 0 | 0 | 0 | 0 | 0 | 0
DemandResponse | 0 | 0 | 0 | 0 | 0 | 0
IGCC-CCS | 0 | 0 | 0 | 0 | 0 | 0
WT_off | 0 | 0 | 0 | 0 | 0 | 0
PseudoUnit | 0 | 0 | 0 | 0 | 0 | 0
FixedInterchange | 0 | 0 | 0 | 0 | 0 | 0
SO2 Emissions (MMshortTons): AZ_NM_SNV_NucRenew
ReportingType | 2015 | 2020 | 2025 | 2030 | 2035 | 2040
BM | 0 | 0 | 0 | 0 | 0 | 0
CC | 0 | 0 | 0 | 0 | 0 | 0
CSP | 0 | 0 | 0 | 0 | 0 | 0
CT | 0 | 0 | 0 | 0 | 0 | 0
Coal | 0 | 0 | 0 | 0 | 0 | 0
Geo | 0 | 0 | 0 | 0 | 0 | 0
H | 0 | 0 | 0 | 0 | 0 | 0
LFG | 0 | 0 | 0 | 0 | 0 | 0
Nuc | 0 | 0 | 0 | 0 | 0 | 0
PS | 0 | 0 | 0 | 0 | 0 | 0
PV | 0 | 0 | 0 | 0 | 0 | 0
PeakG | 0 | 0 | 0 | 0 | 0 | 0
PeakO | 0 | 0 | 0 | 0 | 0 | 0
ST | 0 | 0 | 0 | 0 | 0 | 0
STOG | 0 | 0 | 0 | 0 | 0 | 0
STWD | 0 | 0 | 0 | 0 | 0 | 0
WT | 0 | 0 | 0 | 0 | 0 | 0
IGCC | 0 | 0 | 0 | 0 | 0 | 0
DemandResponse | 0 | 0 | 0 | 0 | 0 | 0
IGCC-CCS | 0 | 0 | 0 | 0 | 0 | 0
WT_off | 0 | 0 | 0 | 0 | 0 | 0
PseudoUnit | 0 | 0 | 0 | 0 | 0 | 0
FixedInterchange | 0 | 0 | 0 | 0 | 0 | 0
SO2 Emissions (MMshortTons): ERCOT
ReportingType | 2015 | 2020 | 2025 | 2030 | 2035 | 2040
BM | 0 | 0 | 0 | 0 | 0 | 0
CC | 0 | 0 | 0 | 0 | 0 | 0
CSP | 0 | 0 | 0 | 0 | 0 | 0
CT | 0 | 0 | 0 | 0 | 0 | 0
Coal | 0.07 | 0.03 | 0 | 0 | 0 | 0
Geo | 0 | 0 | 0 | 0 | 0 | 0
H | 0 | 0 | 0 | 0 | 0 | 0
LFG | 0 | 0 | 0 | 0 | 0 | 0
Nuc | 0 | 0 | 0 | 0 | 0 | 0
PS | 0 | 0 | 0 | 0 | 0 | 0
PV | 0 | 0 | 0 | 0 | 0 | 0
PeakG | 0 | 0 | 0 | 0 | 0 | 0
PeakO | 0 | 0 | 0 | 0 | 0 | 0
ST | 0 | 0 | 0 | 0 | 0 | 0
STOG | 0 | 0 | 0 | 0 | 0 | 0
STWD | 0 | 0 | 0 | 0 | 0 | 0
WT | 0 | 0 | 0 | 0 | 0 | 0
IGCC | 0 | 0 | 0 | 0 | 0 | 0
DemandResponse | 0 | 0 | 0 | 0 | 0 | 0
IGCC-CCS | 0 | 0 | 0 | 0 | 0 | 0
WT_off | 0 | 0 | 0 | 0 | 0 | 0
PseudoUnit | 0 | 0 | 0 | 0 | 0 | 0
FixedInterchange | 0 | 0 | 0 | 0 | 0 | 0
SO2 Emissions (MMshortTons): NP15
ReportingType | 2015 | 2020 | 2025 | 2030 | 2035 | 2040
BM | 0 | 0 | 0 | 0 | 0 | 0
CC | 0 | 0 | 0 | 0 | 0 | 0
CSP | 0 | 0 | 0 | 0 | 0 | 0
CT | 0 | 0 | 0 | 0 | 0 | 0
Coal | 0.01 | 0 | 0 | 0 | 0 | 0
Geo | 0 | 0 | 0 | 0 | 0 | 0
H | 0 | 0 | 0 | 0 | 0 | 0
LFG | 0 | 0 | 0 | 0 | 0 | 0
Nuc | 0 | 0 | 0 | 0 | 0 | 0
PS | 0 | 0 | 0 | 0 | 0 | 0
PV | 0 | 0 | 0 | 0 | 0 | 0
PeakG | 0 | 0 | 0 | 0 | 0 | 0
PeakO | 0 | 0 | 0 | 0 | 0 | 0
ST | 0 | 0 | 0 | 0 | 0 | 0
STOG | 0 | 0 | 0 | 0 | 0 | 0
STWD | 0 | 0 | 0 | 0 | 0 | 0
WT | 0 | 0 | 0 | 0 | 0 | 0
IGCC | 0 | 0 | 0 | 0 | 0 | 0
DemandResponse | 0 | 0 | 0 | 0 | 0 | 0
IGCC-CCS | 0 | 0 | 0 | 0 | 0 | 0
WT_off | 0 | 0 | 0 | 0 | 0 | 0
PseudoUnit | 0 | 0 | 0 | 0 | 0 | 0
FixedInterchange | 0 | 0 | 0 | 0 | 0 | 0
SO2 Emissions (MMshortTons): NWPP_Coal
ReportingType | 2015 | 2020 | 2025 | 2030 | 2035 | 2040
BM | 0 | 0 | 0 | 0 | 0 | 0
CC | 0 | 0 | 0 | 0 | 0 | 0
CSP | 0 | 0 | 0 | 0 | 0 | 0
CT | 0 | 0 | 0 | 0 | 0 | 0
Coal | 0.08 | 0.01 | 0 | 0 | 0 | 0
Geo | 0 | 0 | 0 | 0 | 0 | 0
H | 0 | 0 | 0 | 0 | 0 | 0
LFG | 0 | 0 | 0 | 0 | 0 | 0
Nuc | 0 | 0 | 0 | 0 | 0 | 0
PS | 0 | 0 | 0 | 0 | 0 | 0
PV | 0 | 0 | 0 | 0 | 0 | 0
PeakG | 0 | 0 | 0 | 0 | 0 | 0
PeakO | 0 | 0 | 0 | 0 | 0 | 0
ST | 0 | 0 | 0 | 0 | 0 | 0
STOG | 0 | 0 | 0 | 0 | 0 | 0
STWD | 0 | 0 | 0 | 0 | 0 | 0
WT | 0 | 0 | 0 | 0 | 0 | 0
IGCC | 0 | 0 | 0 | 0 | 0 | 0
DemandResponse | 0 | 0 | 0 | 0 | 0 | 0
IGCC-CCS | 0 | 0 | 0 | 0 | 0 | 0
WT_off | 0 | 0 | 0 | 0 | 0 | 0
PseudoUnit | 0 | 0 | 0 | 0 | 0 | 0
FixedInterchange | 0 | 0 | 0 | 0 | 0 | 0
SO2 Emissions (MMshortTons): NWPP_Gas
ReportingType | 2015 | 2020 | 2025 | 2030 | 2035 | 2040
BM | 0 | 0 | 0 | 0 | 0 | 0
CC | 0 | 0 | 0 | 0 | 0 | 0
CSP | 0 | 0 | 0 | 0 | 0 | 0
CT | 0 | 0 | 0 | 0 | 0 | 0
Coal | 0 | 0 | 0 | 0 | 0 | 0
Geo | 0 | 0 | 0 | 0 | 0 | 0
H | 0 | 0 | 0 | 0 | 0 | 0
LFG | 0 | 0 | 0 | 0 | 0 | 0
Nuc | 0 | 0 | 0 | 0 | 0 | 0
PS | 0 | 0 | 0 | 0 | 0 | 0
PV | 0 | 0 | 0 | 0 | 0 | 0
PeakG | 0 | 0 | 0 | 0 | 0 | 0
PeakO | 0 | 0 | 0 | 0 | 0 | 0
ST | 0 | 0 | 0 | 0 | 0 | 0
STOG | 0 | 0 | 0 | 0 | 0 | 0
STWD | 0 | 0 | 0 | 0 | 0 | 0
WT | 0 | 0 | 0 | 0 | 0 | 0
IGCC | 0 | 0 | 0 | 0 | 0 | 0
DemandResponse | 0 | 0 | 0 | 0 | 0 | 0
IGCC-CCS | 0 | 0 | 0 | 0 | 0 | 0
WT_off | 0 | 0 | 0 | 0 | 0 | 0
PseudoUnit | 0 | 0 | 0 | 0 | 0 | 0
FixedInterchange | 0 | 0 | 0 | 0 | 0 | 0
SO2 Emissions (MMshortTons): NWPP_NucRenew
ReportingType | 2015 | 2020 | 2025 | 2030 | 2035 | 2040
BM | 0 | 0 | 0 | 0 | 0 | 0
CC | 0 | 0 | 0 | 0 | 0 | 0
CSP | 0 | 0 | 0 | 0 | 0 | 0
CT | 0 | 0 | 0 | 0 | 0 | 0
Coal | 0 | 0 | 0 | 0 | 0 | 0
Geo | 0 | 0 | 0 | 0 | 0 | 0
H | 0 | 0 | 0 | 0 | 0 | 0
LFG | 0 | 0 | 0 | 0 | 0 | 0
Nuc | 0 | 0 | 0 | 0 | 0 | 0
PS | 0 | 0 | 0 | 0 | 0 | 0
PV | 0 | 0 | 0 | 0 | 0 | 0
PeakG | 0 | 0 | 0 | 0 | 0 | 0
PeakO | 0 | 0 | 0 | 0 | 0 | 0
ST | 0 | 0 | 0 | 0 | 0 | 0
STOG | 0 | 0 | 0 | 0 | 0 | 0
STWD | 0 | 0 | 0 | 0 | 0 | 0
WT | 0 | 0 | 0 | 0 | 0 | 0
IGCC | 0 | 0 | 0 | 0 | 0 | 0
DemandResponse | 0 | 0 | 0 | 0 | 0 | 0
IGCC-CCS | 0 | 0 | 0 | 0 | 0 | 0
WT_off | 0 | 0 | 0 | 0 | 0 | 0
PseudoUnit | 0 | 0 | 0 | 0 | 0 | 0
FixedInterchange | 0 | 0 | 0 | 0 | 0 | 0
SO2 Emissions (MMshortTons): RMPA
ReportingType | 2015 | 2020 | 2025 | 2030 | 2035 | 2040
BM | 0 | 0 | 0 | 0 | 0 | 0
CC | 0 | 0 | 0 | 0 | 0 | 0
CSP | 0 | 0 | 0 | 0 | 0 | 0
CT | 0 | 0 | 0 | 0 | 0 | 0
Coal | 0.06 | 0.02 | 0 | 0 | 0 | 0
Geo | 0 | 0 | 0 | 0 | 0 | 0
H | 0 | 0 | 0 | 0 | 0 | 0
LFG | 0 | 0 | 0 | 0 | 0 | 0
Nuc | 0 | 0 | 0 | 0 | 0 | 0
PS | 0 | 0 | 0 | 0 | 0 | 0
PV | 0 | 0 | 0 | 0 | 0 | 0
PeakG | 0 | 0 | 0 | 0 | 0 | 0
PeakO | 0 | 0 | 0 | 0 | 0 | 0
ST | 0 | 0 | 0 | 0 | 0 | 0
STOG | 0 | 0 | 0 | 0 | 0 | 0
STWD | 0 | 0 | 0 | 0 | 0 | 0
WT | 0 | 0 | 0 | 0 | 0 | 0
IGCC | 0 | 0 | 0 | 0 | 0 | 0
DemandResponse | 0 | 0 | 0 | 0 | 0 | 0
IGCC-CCS | 0 | 0 | 0 | 0 | 0 | 0
WT_off | 0 | 0 | 0 | 0 | 0 | 0
PseudoUnit | 0 | 0 | 0 | 0 | 0 | 0
FixedInterchange | 0 | 0 | 0 | 0 | 0 | 0
SO2 Emissions (MMshortTons): SP15
ReportingType | 2015 | 2020 | 2025 | 2030 | 2035 | 2040
BM | 0 | 0 | 0 | 0 | 0 | 0
CC | 0 | 0 | 0 | 0 | 0 | 0
CSP | 0 | 0 | 0 | 0 | 0 | 0
CT | 0 | 0 | 0 | 0 | 0 | 0
Coal | 0 | 0 | 0 | 0 | 0 | 0
Geo | 0 | 0 | 0 | 0 | 0 | 0
H | 0 | 0 | 0 | 0 | 0 | 0
LFG | 0 | 0 | 0 | 0 | 0 | 0
Nuc | 0 | 0 | 0 | 0 | 0 | 0
PS | 0 | 0 | 0 | 0 | 0 | 0
PV | 0 | 0 | 0 | 0 | 0 | 0
PeakG | 0 | 0 | 0 | 0 | 0 | 0
PeakO | 0 | 0 | 0 | 0 | 0 | 0
ST | 0 | 0 | 0 | 0 | 0 | 0
STOG | 0 | 0 | 0 | 0 | 0 | 0
STWD | 0 | 0 | 0 | 0 | 0 | 0
WT | 0 | 0 | 0 | 0 | 0 | 0
IGCC | 0 | 0 | 0 | 0 | 0 | 0
DemandResponse | 0 | 0 | 0 | 0 | 0 | 0
IGCC-CCS | 0 | 0 | 0 | 0 | 0 | 0
WT_off | 0 | 0 | 0 | 0 | 0 | 0
PseudoUnit | 0 | 0 | 0 | 0 | 0 | 0
FixedInterchange | 0 | 0 | 0 | 0 | 0 | 0
SO2 Emissions (MMshortTons): ALB
ReportingType | 2015 | 2020 | 2025 | 2030 | 2035 | 2040
BM | 0 | 0 | 0 | 0 | 0 | 0
CC | 0 | 0 | 0 | 0 | 0 | 0
CSP | 0 | 0 | 0 | 0 | 0 | 0
CT | 0 | 0 | 0 | 0 | 0 | 0
Coal | 0.11 | 0.11 | 0 | 0 | 0 | 0
Geo | 0 | 0 | 0 | 0 | 0 | 0
H | 0 | 0 | 0 | 0 | 0 | 0
LFG | 0 | 0 | 0 | 0 | 0 | 0
Nuc | 0 | 0 | 0 | 0 | 0 | 0
PS | 0 | 0 | 0 | 0 | 0 | 0
PV | 0 | 0 | 0 | 0 | 0 | 0
PeakG | 0 | 0 | 0 | 0 | 0 | 0
PeakO | 0 | 0 | 0 | 0 | 0 | 0
ST | 0 | 0 | 0 | 0 | 0 | 0
STOG | 0 | 0 | 0 | 0 | 0 | 0
STWD | 0 | 0 | 0 | 0 | 0 | 0
WT | 0 | 0 | 0 | 0 | 0 | 0
IGCC | 0 | 0 | 0 | 0 | 0 | 0
DemandResponse | 0 | 0 | 0 | 0 | 0 | 0
IGCC-CCS | 0 | 0 | 0 | 0 | 0 | 0
WT_off | 0 | 0 | 0 | 0 | 0 | 0
PseudoUnit | 0 | 0 | 0 | 0 | 0 | 0
FixedInterchange | 0 | 0 | 0 | 0 | 0 | 0
SO2 Emissions (MMshortTons): BC
ReportingType | 2015 | 2020 | 2025 | 2030 | 2035 | 2040
BM | 0 | 0 | 0 | 0 | 0 | 0
CC | 0 | 0 | 0 | 0 | 0 | 0
CSP | 0 | 0 | 0 | 0 | 0 | 0
CT | 0 | 0 | 0 | 0 | 0 | 0
Coal | 0 | 0 | 0 | 0 | 0 | 0
Geo | 0 | 0 | 0 | 0 | 0 | 0
H | 0 | 0 | 0 | 0 | 0 | 0
LFG | 0 | 0 | 0 | 0 | 0 | 0
Nuc | 0 | 0 | 0 | 0 | 0 | 0
PS | 0 | 0 | 0 | 0 | 0 | 0
PV | 0 | 0 | 0 | 0 | 0 | 0
PeakG | 0 | 0 | 0 | 0 | 0 | 0
PeakO | 0 | 0 | 0 | 0 | 0 | 0
ST | 0 | 0 | 0 | 0 | 0 | 0
STOG | 0 | 0 | 0 | 0 | 0 | 0
STWD | 0 | 0 | 0 | 0 | 0 | 0
WT | 0 | 0 | 0 | 0 | 0 | 0
IGCC | 0 | 0 | 0 | 0 | 0 | 0
DemandResponse | 0 | 0 | 0 | 0 | 0 | 0
IGCC-CCS | 0 | 0 | 0 | 0 | 0 | 0
WT_off | 0 | 0 | 0 | 0 | 0 | 0
PseudoUnit | 0 | 0 | 0 | 0 | 0 | 0
FixedInterchange | 0 | 0 | 0 | 0 | 0 | 0
SO2 Emissions (MMshortTons): HQ_IESO
ReportingType | 2015 | 2020 | 2025 | 2030 | 2035 | 2040
BM | 0 | 0 | 0 | 0 | 0 | 0
CC | 0 | 0 | 0 | 0 | 0 | 0
CSP | 0 | 0 | 0 | 0 | 0 | 0
CT | 0 | 0 | 0 | 0 | 0 | 0
Coal | 0 | 0 | 0 | 0 | 0 | 0
Geo | 0 | 0 | 0 | 0 | 0 | 0
H | 0 | 0 | 0 | 0 | 0 | 0
LFG | 0 | 0 | 0 | 0 | 0 | 0
Nuc | 0 | 0 | 0 | 0 | 0 | 0
PS | 0 | 0 | 0 | 0 | 0 | 0
PV | 0 | 0 | 0 | 0 | 0 | 0
PeakG | 0 | 0 | 0 | 0 | 0 | 0
PeakO | 0 | 0 | 0 | 0 | 0 | 0
ST | 0 | 0 | 0 | 0 | 0 | 0
STOG | 0 | 0 | 0 | 0 | 0 | 0
STWD | 0 | 0 | 0 | 0 | 0 | 0
WT | 0 | 0 | 0 | 0 | 0 | 0
IGCC | 0 | 0 | 0 | 0 | 0 | 0
DemandResponse | 0 | 0 | 0 | 0 | 0 | 0
IGCC-CCS | 0 | 0 | 0 | 0 | 0 | 0
WT_off | 0 | 0 | 0 | 0 | 0 | 0
PseudoUnit | 0 | 0 | 0 | 0 | 0 | 0
FixedInterchange | 0 | 0 | 0 | 0 | 0 | 0
SO2 Emissions (MMshortTons): HQ_NEISO
ReportingType | 2015 | 2020 | 2025 | 2030 | 2035 | 2040
BM | 0 | 0 | 0 | 0 | 0 | 0
CC | 0 | 0 | 0 | 0 | 0 | 0
CSP | 0 | 0 | 0 | 0 | 0 | 0
CT | 0 | 0 | 0 | 0 | 0 | 0
Coal | 0 | 0 | 0 | 0 | 0 | 0
Geo | 0 | 0 | 0 | 0 | 0 | 0
H | 0 | 0 | 0 | 0 | 0 | 0
LFG | 0 | 0 | 0 | 0 | 0 | 0
Nuc | 0 | 0 | 0 | 0 | 0 | 0
PS | 0 | 0 | 0 | 0 | 0 | 0
PV | 0 | 0 | 0 | 0 | 0 | 0
PeakG | 0 | 0 | 0 | 0 | 0 | 0
PeakO | 0 | 0 | 0 | 0 | 0 | 0
ST | 0 | 0 | 0 | 0 | 0 | 0
STOG | 0 | 0 | 0 | 0 | 0 | 0
STWD | 0 | 0 | 0 | 0 | 0 | 0
WT | 0 | 0 | 0 | 0 | 0 | 0
IGCC | 0 | 0 | 0 | 0 | 0 | 0
DemandResponse | 0 | 0 | 0 | 0 | 0 | 0
IGCC-CCS | 0 | 0 | 0 | 0 | 0 | 0
WT_off | 0 | 0 | 0 | 0 | 0 | 0
PseudoUnit | 0 | 0 | 0 | 0 | 0 | 0
FixedInterchange | 0 | 0 | 0 | 0 | 0 | 0
SO2 Emissions (MMshortTons): HQ_NY
ReportingType | 2015 | 2020 | 2025 | 2030 | 2035 | 2040
BM | 0 | 0 | 0 | 0 | 0 | 0
CC | 0 | 0 | 0 | 0 | 0 | 0
CSP | 0 | 0 | 0 | 0 | 0 | 0
CT | 0 | 0 | 0 | 0 | 0 | 0
Coal | 0 | 0 | 0 | 0 | 0 | 0
Geo | 0 | 0 | 0 | 0 | 0 | 0
H | 0 | 0 | 0 | 0 | 0 | 0
LFG | 0 | 0 | 0 | 0 | 0 | 0
Nuc | 0 | 0 | 0 | 0 | 0 | 0
PS | 0 | 0 | 0 | 0 | 0 | 0
PV | 0 | 0 | 0 | 0 | 0 | 0
PeakG | 0 | 0 | 0 | 0 | 0 | 0
PeakO | 0 | 0 | 0 | 0 | 0 | 0
ST | 0 | 0 | 0 | 0 | 0 | 0
STOG | 0 | 0 | 0 | 0 | 0 | 0
STWD | 0 | 0 | 0 | 0 | 0 | 0
WT | 0 | 0 | 0 | 0 | 0 | 0
IGCC | 0 | 0 | 0 | 0 | 0 | 0
DemandResponse | 0 | 0 | 0 | 0 | 0 | 0
IGCC-CCS | 0 | 0 | 0 | 0 | 0 | 0
WT_off | 0 | 0 | 0 | 0 | 0 | 0
PseudoUnit | 0 | 0 | 0 | 0 | 0 | 0
FixedInterchange | 0 | 0 | 0 | 0 | 0 | 0
SO2 Emissions (MMshortTons): MARITIMES
ReportingType | 2015 | 2020 | 2025 | 2030 | 2035 | 2040
BM | 0 | 0 | 0 | 0 | 0 | 0
CC | 0 | 0 | 0 | 0 | 0 | 0
CSP | 0 | 0 | 0 | 0 | 0 | 0
CT | 0 | 0 | 0 | 0 | 0 | 0
Coal | 0 | 0 | 0 | 0 | 0 | 0
Geo | 0 | 0 | 0 | 0 | 0 | 0
H | 0 | 0 | 0 | 0 | 0 | 0
LFG | 0 | 0 | 0 | 0 | 0 | 0
Nuc | 0 | 0 | 0 | 0 | 0 | 0
PS | 0 | 0 | 0 | 0 | 0 | 0
PV | 0 | 0 | 0 | 0 | 0 | 0
PeakG | 0 | 0 | 0 | 0 | 0 | 0
PeakO | 0 | 0 | 0 | 0 | 0 | 0
ST | 0 | 0 | 0 | 0 | 0 | 0
STOG | 0 | 0 | 0 | 0 | 0 | 0
STWD | 0 | 0 | 0 | 0 | 0 | 0
WT | 0 | 0 | 0 | 0 | 0 | 0
IGCC | 0 | 0 | 0 | 0 | 0 | 0
DemandResponse | 0 | 0 | 0 | 0 | 0 | 0
IGCC-CCS | 0 | 0 | 0 | 0 | 0 | 0
WT_off | 0 | 0 | 0 | 0 | 0 | 0
PseudoUnit | 0 | 0 | 0 | 0 | 0 | 0
FixedInterchange | 0 | 0 | 0 | 0 | 0 | 0
SO2 Emissions (MMshortTons): All
ReportingType | 2015 | 2020 | 2025 | 2030 | 2035 | 2040
BM | 0 | 0 | 0 | 0 | 0 | 0
CC | 0 | 0 | 0 | 0 | 0 | 0
CSP | 0 | 0 | 0 | 0 | 0 | 0
CT | 0 | 0 | 0 | 0 | 0 | 0
Coal | 4.01 | 0.46 | 0.04 | 0.03 | 0.08 | 0.08
Geo | 0 | 0 | 0 | 0 | 0 | 0
H | 0 | 0 | 0 | 0 | 0 | 0
LFG | 0 | 0 | 0 | 0 | 0 | 0
Nuc | 0 | 0 | 0 | 0 | 0 | 0
PS | 0 | 0 | 0 | 0 | 0 | 0
PV | 0 | 0 | 0 | 0 | 0 | 0
PeakG | 0 | 0 | 0 | 0 | 0 | 0
PeakO | 0 | 0 | 0 | 0 | 0 | 0
ST | 0 | 0 | 0 | 0 | 0 | 0
STOG | 0 | 0 | 0 | 0 | 0 | 0
STWD | 0 | 0 | 0 | 0 | 0 | 0
WT | 0 | 0 | 0 | 0 | 0 | 0
IGCC | 0 | 0 | 0 | 0 | 0 | 0
DemandResponse | 0 | 0 | 0 | 0 | 0 | 0
IGCC-CCS | 0 | 0 | 0 | 0 | 0 | 0
WT_off | 0 | 0 | 0 | 0 | 0 | 0
PseudoUnit | 0 | 0 | 0 | 0 | 0 | 0
FixedInterchange | 0 | 0 | 0 | 0 | 0 | 0
SO2 Emissions (MMshortTons): EI_US
ReportingType | 2015 | 2020 | 2025 | 2030 | 2035 | 2040
BM | 0 | 0 | 0 | 0 | 0 | 0
CC | 0 | 0 | 0 | 0 | 0 | 0
CSP | 0 | 0 | 0 | 0 | 0 | 0
CT | 0 | 0 | 0 | 0 | 0 | 0
Coal | 3.66 | 0.28 | 0.03 | 0.03 | 0.07 | 0.07
Geo | 0 | 0 | 0 | 0 | 0 | 0
H | 0 | 0 | 0 | 0 | 0 | 0
LFG | 0 | 0 | 0 | 0 | 0 | 0
Nuc | 0 | 0 | 0 | 0 | 0 | 0
PS | 0 | 0 | 0 | 0 | 0 | 0
PV | 0 | 0 | 0 | 0 | 0 | 0
PeakG | 0 | 0 | 0 | 0 | 0 | 0
PeakO | 0 | 0 | 0 | 0 | 0 | 0
ST | 0 | 0 | 0 | 0 | 0 | 0
STOG | 0 | 0 | 0 | 0 | 0 | 0
STWD | 0 | 0 | 0 | 0 | 0 | 0
WT | 0 | 0 | 0 | 0 | 0 | 0
IGCC | 0 | 0 | 0 | 0 | 0 | 0
DemandResponse | 0 | 0 | 0 | 0 | 0 | 0
IGCC-CCS | 0 | 0 | 0 | 0 | 0 | 0
WT_off | 0 | 0 | 0 | 0 | 0 | 0
PseudoUnit | 0 | 0 | 0 | 0 | 0 | 0
FixedInterchange | 0 | 0 | 0 | 0 | 0 | 0
SO2 Emissions (MMshortTons): EI_Canada
ReportingType | 2015 | 2020 | 2025 | 2030 | 2035 | 2040
BM | 0 | 0 | 0 | 0 | 0 | 0
CC | 0 | 0 | 0 | 0 | 0 | 0
CSP | 0 | 0 | 0 | 0 | 0 | 0
CT | 0 | 0 | 0 | 0 | 0 | 0
Coal | 0 | 0 | 0 | 0 | 0 | 0
Geo | 0 | 0 | 0 | 0 | 0 | 0
H | 0 | 0 | 0 | 0 | 0 | 0
LFG | 0 | 0 | 0 | 0 | 0 | 0
Nuc | 0 | 0 | 0 | 0 | 0 | 0
PS | 0 | 0 | 0 | 0 | 0 | 0
PV | 0 | 0 | 0 | 0 | 0 | 0
PeakG | 0 | 0 | 0 | 0 | 0 | 0
PeakO | 0 | 0 | 0 | 0 | 0 | 0
ST | 0 | 0 | 0 | 0 | 0 | 0
STOG | 0 | 0 | 0 | 0 | 0 | 0
STWD | 0 | 0 | 0 | 0 | 0 | 0
WT | 0 | 0 | 0 | 0 | 0 | 0
IGCC | 0 | 0 | 0 | 0 | 0 | 0
DemandResponse | 0 | 0 | 0 | 0 | 0 | 0
IGCC-CCS | 0 | 0 | 0 | 0 | 0 | 0
WT_off | 0 | 0 | 0 | 0 | 0 | 0
PseudoUnit | 0 | 0 | 0 | 0 | 0 | 0
FixedInterchange | 0 | 0 | 0 | 0 | 0 | 0
SO2 Emissions (MMshortTons): EI
ReportingType | 2015 | 2020 | 2025 | 2030 | 2035 | 2040
BM | 0 | 0 | 0 | 0 | 0 | 0
CC | 0 | 0 | 0 | 0 | 0 | 0
CSP | 0 | 0 | 0 | 0 | 0 | 0
CT | 0 | 0 | 0 | 0 | 0 | 0
Coal | 3.66 | 0.28 | 0.03 | 0.03 | 0.07 | 0.07
Geo | 0 | 0 | 0 | 0 | 0 | 0
H | 0 | 0 | 0 | 0 | 0 | 0
LFG | 0 | 0 | 0 | 0 | 0 | 0
Nuc | 0 | 0 | 0 | 0 | 0 | 0
PS | 0 | 0 | 0 | 0 | 0 | 0
PV | 0 | 0 | 0 | 0 | 0 | 0
PeakG | 0 | 0 | 0 | 0 | 0 | 0
PeakO | 0 | 0 | 0 | 0 | 0 | 0
ST | 0 | 0 | 0 | 0 | 0 | 0
STOG | 0 | 0 | 0 | 0 | 0 | 0
STWD | 0 | 0 | 0 | 0 | 0 | 0
WT | 0 | 0 | 0 | 0 | 0 | 0
IGCC | 0 | 0 | 0 | 0 | 0 | 0
DemandResponse | 0 | 0 | 0 | 0 | 0 | 0
IGCC-CCS | 0 | 0 | 0 | 0 | 0 | 0
WT_off | 0 | 0 | 0 | 0 | 0 | 0
PseudoUnit | 0 | 0 | 0 | 0 | 0 | 0
FixedInterchange | 0 | 0 | 0 | 0 | 0 | 0
SO2 Emissions (MMshortTons): Outside_EI
ReportingType | 2015 | 2020 | 2025 | 2030 | 2035 | 2040
BM | 0 | 0 | 0 | 0 | 0 | 0
CC | 0 | 0 | 0 | 0 | 0 | 0
CSP | 0 | 0 | 0 | 0 | 0 | 0
CT | 0 | 0 | 0 | 0 | 0 | 0
Coal | 0.35 | 0.18 | 0.01 | 0.01 | 0.01 | 0.01
Geo | 0 | 0 | 0 | 0 | 0 | 0
H | 0 | 0 | 0 | 0 | 0 | 0
LFG | 0 | 0 | 0 | 0 | 0 | 0
Nuc | 0 | 0 | 0 | 0 | 0 | 0
PS | 0 | 0 | 0 | 0 | 0 | 0
PV | 0 | 0 | 0 | 0 | 0 | 0
PeakG | 0 | 0 | 0 | 0 | 0 | 0
PeakO | 0 | 0 | 0 | 0 | 0 | 0
ST | 0 | 0 | 0 | 0 | 0 | 0
STOG | 0 | 0 | 0 | 0 | 0 | 0
STWD | 0 | 0 | 0 | 0 | 0 | 0
WT | 0 | 0 | 0 | 0 | 0 | 0
IGCC | 0 | 0 | 0 | 0 | 0 | 0
DemandResponse | 0 | 0 | 0 | 0 | 0 | 0
IGCC-CCS | 0 | 0 | 0 | 0 | 0 | 0
WT_off | 0 | 0 | 0 | 0 | 0 | 0
PseudoUnit | 0 | 0 | 0 | 0 | 0 | 0
FixedInterchange | 0 | 0 | 0 | 0 | 0 | 0
NOx Emissions (MMshortTons): Entergy
ReportingType | 2015 | 2020 | 2025 | 2030 | 2035 | 2040
BM | 0 | 0 | 0 | 0 | 0 | 0
CC | 0 | 0 | 0 | 0 | 0 | 0
CSP | 0 | 0 | 0 | 0 | 0 | 0
CT | 0 | 0 | 0 | 0 | 0 | 0
Coal | 0.05 | 0 | 0 | 0 | 0 | 0
Geo | 0 | 0 | 0 | 0 | 0 | 0
H | 0 | 0 | 0 | 0 | 0 | 0
LFG | 0 | 0 | 0 | 0 | 0 | 0
Nuc | 0 | 0 | 0 | 0 | 0 | 0
PS | 0 | 0 | 0 | 0 | 0 | 0
PV | 0 | 0 | 0 | 0 | 0 | 0
PeakG | 0 | 0 | 0 | 0 | 0 | 0
PeakO | 0 | 0 | 0 | 0 | 0 | 0
ST | 0 | 0 | 0 | 0 | 0 | 0
STOG | 0 | 0 | 0 | 0 | 0 | 0
STWD | 0 | 0 | 0 | 0 | 0 | 0
WT | 0 | 0 | 0 | 0 | 0 | 0
IGCC | 0 | 0 | 0 | 0 | 0 | 0
DemandResponse | 0 | 0 | 0 | 0 | 0 | 0
IGCC-CCS | 0 | 0 | 0 | 0 | 0 | 0
WT_off | 0 | 0 | 0 | 0 | 0 | 0
PseudoUnit | 0 | 0 | 0 | 0 | 0 | 0
FixedInterchange | 0 | 0 | 0 | 0 | 0 | 0
NOx Emissions (MMshortTons): FRCC
ReportingType | 2015 | 2020 | 2025 | 2030 | 2035 | 2040
BM | 0 | 0 | 0 | 0 | 0 | 0
CC | 0.01 | 0.01 | 0.01 | 0.01 | 0 | 0
CSP | 0 | 0 | 0 | 0 | 0 | 0
CT | 0 | 0 | 0 | 0 | 0 | 0
Coal | 0.02 | 0 | 0 | 0 | 0 | 0
Geo | 0 | 0 | 0 | 0 | 0 | 0
H | 0 | 0 | 0 | 0 | 0 | 0
LFG | 0 | 0 | 0 | 0 | 0 | 0
Nuc | 0 | 0 | 0 | 0 | 0 | 0
PS | 0 | 0 | 0 | 0 | 0 | 0
PV | 0 | 0 | 0 | 0 | 0 | 0
PeakG | 0 | 0 | 0 | 0 | 0 | 0
PeakO | 0 | 0 | 0 | 0 | 0 | 0
ST | 0 | 0 | 0 | 0 | 0 | 0
STOG | 0 | 0 | 0 | 0 | 0 | 0
STWD | 0 | 0 | 0 | 0 | 0 | 0
WT | 0 | 0 | 0 | 0 | 0 | 0
IGCC | 0 | 0 | 0 | 0 | 0 | 0
DemandResponse | 0 | 0 | 0 | 0 | 0 | 0
IGCC-CCS | 0 | 0 | 0 | 0 | 0 | 0
WT_off | 0 | 0 | 0 | 0 | 0 | 0
PseudoUnit | 0 | 0 | 0 | 0 | 0 | 0
FixedInterchange | 0 | 0 | 0 | 0 | 0 | 0
NOx Emissions (MMshortTons): MAPP_US
ReportingType | 2015 | 2020 | 2025 | 2030 | 2035 | 2040
BM | 0 | 0 | 0 | 0 | 0 | 0
CC | 0 | 0 | 0 | 0 | 0 | 0
CSP | 0 | 0 | 0 | 0 | 0 | 0
CT | 0 | 0 | 0 | 0 | 0 | 0
Coal | 0.02 | 0 | 0 | 0 | 0 | 0
Geo | 0 | 0 | 0 | 0 | 0 | 0
H | 0 | 0 | 0 | 0 | 0 | 0
LFG | 0 | 0 | 0 | 0 | 0 | 0
Nuc | 0 | 0 | 0 | 0 | 0 | 0
PS | 0 | 0 | 0 | 0 | 0 | 0
PV | 0 | 0 | 0 | 0 | 0 | 0
PeakG | 0 | 0 | 0 | 0 | 0 | 0
PeakO | 0 | 0 | 0 | 0 | 0 | 0
ST | 0 | 0 | 0 | 0 | 0 | 0
STOG | 0 | 0 | 0 | 0 | 0 | 0
STWD | 0 | 0 | 0 | 0 | 0 | 0
WT | 0 | 0 | 0 | 0 | 0 | 0
IGCC | 0 | 0 | 0 | 0 | 0 | 0
DemandResponse | 0 | 0 | 0 | 0 | 0 | 0
IGCC-CCS | 0 | 0 | 0 | 0 | 0 | 0
WT_off | 0 | 0 | 0 | 0 | 0 | 0
PseudoUnit | 0 | 0 | 0 | 0 | 0 | 0
FixedInterchange | 0 | 0 | 0 | 0 | 0 | 0
NOx Emissions (MMshortTons): MISO_IN
ReportingType | 2015 | 2020 | 2025 | 2030 | 2035 | 2040
BM | 0 | 0 | 0 | 0 | 0 | 0
CC | 0 | 0 | 0 | 0 | 0 | 0
CSP | 0 | 0 | 0 | 0 | 0 | 0
CT | 0 | 0 | 0 | 0 | 0 | 0
Coal | 0.05 | 0.02 | 0 | 0 | 0.01 | 0.01
Geo | 0 | 0 | 0 | 0 | 0 | 0
H | 0 | 0 | 0 | 0 | 0 | 0
LFG | 0 | 0 | 0 | 0 | 0 | 0
Nuc | 0 | 0 | 0 | 0 | 0 | 0
PS | 0 | 0 | 0 | 0 | 0 | 0
PV | 0 | 0 | 0 | 0 | 0 | 0
PeakG | 0 | 0 | 0 | 0 | 0 | 0
PeakO | 0 | 0 | 0 | 0 | 0 | 0
ST | 0 | 0 | 0 | 0 | 0 | 0
STOG | 0 | 0 | 0 | 0 | 0 | 0
STWD | 0 | 0 | 0 | 0 | 0 | 0
WT | 0 | 0 | 0 | 0 | 0 | 0
IGCC | 0 | 0 | 0 | 0 | 0 | 0
DemandResponse | 0 | 0 | 0 | 0 | 0 | 0
IGCC-CCS | 0 | 0 | 0 | 0 | 0 | 0
WT_off | 0 | 0 | 0 | 0 | 0 | 0
PseudoUnit | 0 | 0 | 0 | 0 | 0 | 0
FixedInterchange | 0 | 0 | 0 | 0 | 0 | 0
NOx Emissions (MMshortTons): MISO_MI
ReportingType | 2015 | 2020 | 2025 | 2030 | 2035 | 2040
BM | 0 | 0 | 0 | 0 | 0 | 0
CC | 0 | 0 | 0 | 0 | 0 | 0
CSP | 0 | 0 | 0 | 0 | 0 | 0
CT | 0 | 0 | 0 | 0 | 0 | 0
Coal | 0.03 | 0 | 0 | 0 | 0 | 0
Geo | 0 | 0 | 0 | 0 | 0 | 0
H | 0 | 0 | 0 | 0 | 0 | 0
LFG | 0 | 0 | 0 | 0 | 0 | 0
Nuc | 0 | 0 | 0 | 0 | 0 | 0
PS | 0 | 0 | 0 | 0 | 0 | 0
PV | 0 | 0 | 0 | 0 | 0 | 0
PeakG | 0 | 0 | 0 | 0 | 0 | 0
PeakO | 0 | 0 | 0 | 0 | 0 | 0
ST | 0 | 0 | 0 | 0 | 0 | 0
STOG | 0 | 0 | 0 | 0 | 0 | 0
STWD | 0 | 0 | 0 | 0 | 0 | 0
WT | 0 | 0 | 0 | 0 | 0 | 0
IGCC | 0 | 0 | 0 | 0 | 0 | 0
DemandResponse | 0 | 0 | 0 | 0 | 0 | 0
IGCC-CCS | 0 | 0 | 0 | 0 | 0 | 0
WT_off | 0 | 0 | 0 | 0 | 0 | 0
PseudoUnit | 0 | 0 | 0 | 0 | 0 | 0
FixedInterchange | 0 | 0 | 0 | 0 | 0 | 0
NOx Emissions (MMshortTons): MISO_MO-IL
ReportingType | 2015 | 2020 | 2025 | 2030 | 2035 | 2040
BM | 0 | 0 | 0 | 0 | 0 | 0
CC | 0 | 0 | 0 | 0 | 0 | 0
CSP | 0 | 0 | 0 | 0 | 0 | 0
CT | 0 | 0 | 0 | 0 | 0 | 0
Coal | 0.04 | 0.01 | 0 | 0 | 0 | 0
Geo | 0 | 0 | 0 | 0 | 0 | 0
H | 0 | 0 | 0 | 0 | 0 | 0
LFG | 0 | 0 | 0 | 0 | 0 | 0
Nuc | 0 | 0 | 0 | 0 | 0 | 0
PS | 0 | 0 | 0 | 0 | 0 | 0
PV | 0 | 0 | 0 | 0 | 0 | 0
PeakG | 0 | 0 | 0 | 0 | 0 | 0
PeakO | 0 | 0 | 0 | 0 | 0 | 0
ST | 0 | 0 | 0 | 0 | 0 | 0
STOG | 0 | 0 | 0 | 0 | 0 | 0
STWD | 0 | 0 | 0 | 0 | 0 | 0
WT | 0 | 0 | 0 | 0 | 0 | 0
IGCC | 0 | 0 | 0 | 0 | 0 | 0
DemandResponse | 0 | 0 | 0 | 0 | 0 | 0
IGCC-CCS | 0 | 0 | 0 | 0 | 0 | 0
WT_off | 0 | 0 | 0 | 0 | 0 | 0
PseudoUnit | 0 | 0 | 0 | 0 | 0 | 0
FixedInterchange | 0 | 0 | 0 | 0 | 0 | 0
NOx Emissions (MMshortTons): MISO_W
ReportingType | 2015 | 2020 | 2025 | 2030 | 2035 | 2040
BM | 0 | 0 | 0 | 0 | 0 | 0
CC | 0 | 0 | 0 | 0 | 0 | 0
CSP | 0 | 0 | 0 | 0 | 0 | 0
CT | 0 | 0 | 0 | 0 | 0 | 0
Coal | 0.09 | 0.02 | 0 | 0 | 0 | 0
Geo | 0 | 0 | 0 | 0 | 0 | 0
H | 0 | 0 | 0 | 0 | 0 | 0
LFG | 0 | 0 | 0 | 0 | 0 | 0
Nuc | 0 | 0 | 0 | 0 | 0 | 0
PS | 0 | 0 | 0 | 0 | 0 | 0
PV | 0 | 0 | 0 | 0 | 0 | 0
PeakG | 0 | 0 | 0 | 0 | 0 | 0
PeakO | 0 | 0 | 0 | 0 | 0 | 0
ST | 0 | 0 | 0 | 0 | 0 | 0
STOG | 0 | 0 | 0 | 0 | 0 | 0
STWD | 0 | 0 | 0 | 0 | 0 | 0
WT | 0 | 0 | 0 | 0 | 0 | 0
IGCC | 0 | 0 | 0 | 0 | 0 | 0
DemandResponse | 0 | 0 | 0 | 0 | 0 | 0
IGCC-CCS | 0 | 0 | 0 | 0 | 0 | 0
WT_off | 0 | 0 | 0 | 0 | 0 | 0
PseudoUnit | 0 | 0 | 0 | 0 | 0 | 0
FixedInterchange | 0 | 0 | 0 | 0 | 0 | 0
NOx Emissions (MMshortTons): MISO_WUMS
ReportingType | 2015 | 2020 | 2025 | 2030 | 2035 | 2040
BM | 0 | 0 | 0 | 0 | 0 | 0
CC | 0.01 | 0.01 | 0.01 | 0.01 | 0 | 0
CSP | 0 | 0 | 0 | 0 | 0 | 0
CT | 0 | 0 | 0 | 0 | 0 | 0
Coal | 0.01 | 0 | 0 | 0 | 0 | 0
Geo | 0 | 0 | 0 | 0 | 0 | 0
H | 0 | 0 | 0 | 0 | 0 | 0
LFG | 0 | 0 | 0 | 0 | 0 | 0
Nuc | 0 | 0 | 0 | 0 | 0 | 0
PS | 0 | 0 | 0 | 0 | 0 | 0
PV | 0 | 0 | 0 | 0 | 0 | 0
PeakG | 0 | 0 | 0 | 0 | 0 | 0
PeakO | 0 | 0 | 0 | 0 | 0 | 0
ST | 0 | 0 | 0 | 0 | 0 | 0
STOG | 0 | 0 | 0 | 0 | 0 | 0
STWD | 0 | 0 | 0 | 0 | 0 | 0
WT | 0 | 0 | 0 | 0 | 0 | 0
IGCC | 0 | 0 | 0 | 0 | 0 | 0
DemandResponse | 0 | 0 | 0 | 0 | 0 | 0
IGCC-CCS | 0 | 0 | 0 | 0 | 0 | 0
WT_off | 0 | 0 | 0 | 0 | 0 | 0
PseudoUnit | 0 | 0 | 0 | 0 | 0 | 0
FixedInterchange | 0 | 0 | 0 | 0 | 0 | 0
NOx Emissions (MMshortTons): Nebraska
ReportingType | 2015 | 2020 | 2025 | 2030 | 2035 | 2040
BM | 0 | 0 | 0 | 0 | 0 | 0
CC | 0 | 0 | 0 | 0 | 0 | 0
CSP | 0 | 0 | 0 | 0 | 0 | 0
CT | 0 | 0 | 0 | 0 | 0 | 0
Coal | 0.04 | 0 | 0 | 0 | 0 | 0
Geo | 0 | 0 | 0 | 0 | 0 | 0
H | 0 | 0 | 0 | 0 | 0 | 0
LFG | 0 | 0 | 0 | 0 | 0 | 0
Nuc | 0 | 0 | 0 | 0 | 0 | 0
PS | 0 | 0 | 0 | 0 | 0 | 0
PV | 0 | 0 | 0 | 0 | 0 | 0
PeakG | 0 | 0 | 0 | 0 | 0 | 0
PeakO | 0 | 0 | 0 | 0 | 0 | 0
ST | 0 | 0 | 0 | 0 | 0 | 0
STOG | 0 | 0 | 0 | 0 | 0 | 0
STWD | 0 | 0 | 0 | 0 | 0 | 0
WT | 0 | 0 | 0 | 0 | 0 | 0
IGCC | 0 | 0 | 0 | 0 | 0 | 0
DemandResponse | 0 | 0 | 0 | 0 | 0 | 0
IGCC-CCS | 0 | 0 | 0 | 0 | 0 | 0
WT_off | 0 | 0 | 0 | 0 | 0 | 0
PseudoUnit | 0 | 0 | 0 | 0 | 0 | 0
FixedInterchange | 0 | 0 | 0 | 0 | 0 | 0
NOx Emissions (MMshortTons): NEISO
ReportingType | 2015 | 2020 | 2025 | 2030 | 2035 | 2040
BM | 0 | 0 | 0 | 0 | 0 | 0
CC | 0 | 0 | 0 | 0 | 0 | 0
CSP | 0 | 0 | 0 | 0 | 0 | 0
CT | 0 | 0 | 0 | 0 | 0 | 0
Coal | 0 | 0 | 0 | 0 | 0 | 0
Geo | 0 | 0 | 0 | 0 | 0 | 0
H | 0 | 0 | 0 | 0 | 0 | 0
LFG | 0 | 0 | 0 | 0 | 0 | 0
Nuc | 0 | 0 | 0 | 0 | 0 | 0
PS | 0 | 0 | 0 | 0 | 0 | 0
PV | 0 | 0 | 0 | 0 | 0 | 0
PeakG | 0 | 0 | 0 | 0 | 0 | 0
PeakO | 0 | 0 | 0 | 0 | 0 | 0
ST | 0 | 0 | 0 | 0 | 0 | 0
STOG | 0 | 0 | 0 | 0 | 0 | 0
STWD | 0 | 0 | 0 | 0 | 0 | 0
WT | 0 | 0 | 0 | 0 | 0 | 0
IGCC | 0 | 0 | 0 | 0 | 0 | 0
DemandResponse | 0 | 0 | 0 | 0 | 0 | 0
IGCC-CCS | 0 | 0 | 0 | 0 | 0 | 0
WT_off | 0 | 0 | 0 | 0 | 0 | 0
PseudoUnit | 0 | 0 | 0 | 0 | 0 | 0
FixedInterchange | 0 | 0 | 0 | 0 | 0 | 0
NOx Emissions (MMshortTons): NonRTO_Midwest
ReportingType | 2015 | 2020 | 2025 | 2030 | 2035 | 2040
BM | 0 | 0 | 0 | 0 | 0 | 0
CC | 0 | 0 | 0 | 0 | 0 | 0
CSP | 0 | 0 | 0 | 0 | 0 | 0
CT | 0 | 0 | 0 | 0 | 0 | 0
Coal | 0.03 | 0.01 | 0 | 0 | 0 | 0
Geo | 0 | 0 | 0 | 0 | 0 | 0
H | 0 | 0 | 0 | 0 | 0 | 0
LFG | 0 | 0 | 0 | 0 | 0 | 0
Nuc | 0 | 0 | 0 | 0 | 0 | 0
PS | 0 | 0 | 0 | 0 | 0 | 0
PV | 0 | 0 | 0 | 0 | 0 | 0
PeakG | 0 | 0 | 0 | 0 | 0 | 0
PeakO | 0 | 0 | 0 | 0 | 0 | 0
ST | 0 | 0 | 0 | 0 | 0 | 0
STOG | 0 | 0 | 0 | 0 | 0 | 0
STWD | 0 | 0 | 0 | 0 | 0 | 0
WT | 0 | 0 | 0 | 0 | 0 | 0
IGCC | 0 | 0 | 0 | 0 | 0 | 0
DemandResponse | 0 | 0 | 0 | 0 | 0 | 0
IGCC-CCS | 0 | 0 | 0 | 0 | 0 | 0
WT_off | 0 | 0 | 0 | 0 | 0 | 0
PseudoUnit | 0 | 0 | 0 | 0 | 0 | 0
FixedInterchange | 0 | 0 | 0 | 0 | 0 | 0
NOx Emissions (MMshortTons): NYISO_A-F
ReportingType | 2015 | 2020 | 2025 | 2030 | 2035 | 2040
BM | 0 | 0 | 0 | 0 | 0 | 0
CC | 0 | 0 | 0 | 0 | 0 | 0
CSP | 0 | 0 | 0 | 0 | 0 | 0
CT | 0 | 0 | 0 | 0 | 0 | 0
Coal | 0 | 0 | 0 | 0 | 0 | 0
Geo | 0 | 0 | 0 | 0 | 0 | 0
H | 0 | 0 | 0 | 0 | 0 | 0
LFG | 0 | 0 | 0 | 0 | 0 | 0
Nuc | 0 | 0 | 0 | 0 | 0 | 0
PS | 0 | 0 | 0 | 0 | 0 | 0
PV | 0 | 0 | 0 | 0 | 0 | 0
PeakG | 0 | 0 | 0 | 0 | 0 | 0
PeakO | 0 | 0 | 0 | 0 | 0 | 0
ST | 0 | 0 | 0 | 0 | 0 | 0
STOG | 0 | 0 | 0 | 0 | 0 | 0
STWD | 0 | 0 | 0 | 0 | 0 | 0
WT | 0 | 0 | 0 | 0 | 0 | 0
IGCC | 0 | 0 | 0 | 0 | 0 | 0
DemandResponse | 0 | 0 | 0 | 0 | 0 | 0
IGCC-CCS | 0 | 0 | 0 | 0 | 0 | 0
WT_off | 0 | 0 | 0 | 0 | 0 | 0
PseudoUnit | 0 | 0 | 0 | 0 | 0 | 0
FixedInterchange | 0 | 0 | 0 | 0 | 0 | 0
NOx Emissions (MMshortTons): NYISO_G-I
ReportingType | 2015 | 2020 | 2025 | 2030 | 2035 | 2040
BM | 0 | 0 | 0 | 0 | 0 | 0
CC | 0 | 0 | 0 | 0 | 0 | 0
CSP | 0 | 0 | 0 | 0 | 0 | 0
CT | 0 | 0 | 0 | 0 | 0 | 0
Coal | 0 | 0 | 0 | 0 | 0 | 0
Geo | 0 | 0 | 0 | 0 | 0 | 0
H | 0 | 0 | 0 | 0 | 0 | 0
LFG | 0 | 0 | 0 | 0 | 0 | 0
Nuc | 0 | 0 | 0 | 0 | 0 | 0
PS | 0 | 0 | 0 | 0 | 0 | 0
PV | 0 | 0 | 0 | 0 | 0 | 0
PeakG | 0 | 0 | 0 | 0 | 0 | 0
PeakO | 0 | 0 | 0 | 0 | 0 | 0
ST | 0 | 0 | 0 | 0 | 0 | 0
STOG | 0 | 0 | 0 | 0 | 0 | 0
STWD | 0 | 0 | 0 | 0 | 0 | 0
WT | 0 | 0 | 0 | 0 | 0 | 0
IGCC | 0 | 0 | 0 | 0 | 0 | 0
DemandResponse | 0 | 0 | 0 | 0 | 0 | 0
IGCC-CCS | 0 | 0 | 0 | 0 | 0 | 0
WT_off | 0 | 0 | 0 | 0 | 0 | 0
PseudoUnit | 0 | 0 | 0 | 0 | 0 | 0
FixedInterchange | 0 | 0 | 0 | 0 | 0 | 0
NOx Emissions (MMshortTons): NYISO_J-K
ReportingType | 2015 | 2020 | 2025 | 2030 | 2035 | 2040
BM | 0 | 0 | 0 | 0 | 0 | 0
CC | 0 | 0 | 0 | 0 | 0 | 0
CSP | 0 | 0 | 0 | 0 | 0 | 0
CT | 0 | 0 | 0 | 0 | 0 | 0
Coal | 0 | 0 | 0 | 0 | 0 | 0
Geo | 0 | 0 | 0 | 0 | 0 | 0
H | 0 | 0 | 0 | 0 | 0 | 0
LFG | 0 | 0 | 0 | 0 | 0 | 0
Nuc | 0 | 0 | 0 | 0 | 0 | 0
PS | 0 | 0 | 0 | 0 | 0 | 0
PV | 0 | 0 | 0 | 0 | 0 | 0
PeakG | 0 | 0 | 0 | 0 | 0 | 0
PeakO | 0 | 0 | 0 | 0 | 0 | 0
ST | 0 | 0 | 0 | 0 | 0 | 0
STOG | 0 | 0 | 0 | 0 | 0 | 0
STWD | 0 | 0 | 0 | 0 | 0 | 0
WT | 0 | 0 | 0 | 0 | 0 | 0
IGCC | 0 | 0 | 0 | 0 | 0 | 0
DemandResponse | 0 | 0 | 0 | 0 | 0 | 0
IGCC-CCS | 0 | 0 | 0 | 0 | 0 | 0
WT_off | 0 | 0 | 0 | 0 | 0 | 0
PseudoUnit | 0 | 0 | 0 | 0 | 0 | 0
FixedInterchange | 0 | 0 | 0 | 0 | 0 | 0
NOx Emissions (MMshortTons): PJM_E
ReportingType | 2015 | 2020 | 2025 | 2030 | 2035 | 2040
BM | 0 | 0 | 0 | 0 | 0 | 0
CC | 0 | 0 | 0 | 0 | 0 | 0
CSP | 0 | 0 | 0 | 0 | 0 | 0
CT | 0 | 0 | 0 | 0 | 0 | 0
Coal | 0 | 0 | 0 | 0 | 0 | 0
Geo | 0 | 0 | 0 | 0 | 0 | 0
H | 0 | 0 | 0 | 0 | 0 | 0
LFG | 0 | 0 | 0 | 0 | 0 | 0
Nuc | 0 | 0 | 0 | 0 | 0 | 0
PS | 0 | 0 | 0 | 0 | 0 | 0
PV | 0 | 0 | 0 | 0 | 0 | 0
PeakG | 0 | 0 | 0 | 0 | 0 | 0
PeakO | 0 | 0 | 0 | 0 | 0 | 0
ST | 0 | 0 | 0 | 0 | 0 | 0
STOG | 0 | 0 | 0 | 0 | 0 | 0
STWD | 0 | 0 | 0 | 0 | 0 | 0
WT | 0 | 0 | 0 | 0 | 0 | 0
IGCC | 0 | 0 | 0 | 0 | 0 | 0
DemandResponse | 0 | 0 | 0 | 0 | 0 | 0
IGCC-CCS | 0 | 0 | 0 | 0 | 0 | 0
WT_off | 0 | 0 | 0 | 0 | 0 | 0
PseudoUnit | 0 | 0 | 0 | 0 | 0 | 0
FixedInterchange | 0 | 0 | 0 | 0 | 0 | 0
NOx Emissions (MMshortTons): PJM_ROM
ReportingType | 2015 | 2020 | 2025 | 2030 | 2035 | 2040
BM | 0 | 0 | 0 | 0 | 0 | 0
CC | 0 | 0 | 0 | 0 | 0 | 0
CSP | 0 | 0 | 0 | 0 | 0 | 0
CT | 0 | 0 | 0 | 0 | 0 | 0
Coal | 0.01 | 0 | 0 | 0 | 0 | 0
Geo | 0 | 0 | 0 | 0 | 0 | 0
H | 0 | 0 | 0 | 0 | 0 | 0
LFG | 0 | 0 | 0 | 0 | 0 | 0
Nuc | 0 | 0 | 0 | 0 | 0 | 0
PS | 0 | 0 | 0 | 0 | 0 | 0
PV | 0 | 0 | 0 | 0 | 0 | 0
PeakG | 0 | 0 | 0 | 0 | 0 | 0
PeakO | 0 | 0 | 0 | 0 | 0 | 0
ST | 0 | 0 | 0 | 0 | 0 | 0
STOG | 0 | 0 | 0 | 0 | 0 | 0
STWD | 0 | 0 | 0 | 0 | 0 | 0
WT | 0 | 0 | 0 | 0 | 0 | 0
IGCC | 0 | 0 | 0 | 0 | 0 | 0
DemandResponse | 0 | 0 | 0 | 0 | 0 | 0
IGCC-CCS | 0 | 0 | 0 | 0 | 0 | 0
WT_off | 0 | 0 | 0 | 0 | 0 | 0
PseudoUnit | 0 | 0 | 0 | 0 | 0 | 0
FixedInterchange | 0 | 0 | 0 | 0 | 0 | 0
NOx Emissions (MMshortTons): PJM_ROR
ReportingType | 2015 | 2020 | 2025 | 2030 | 2035 | 2040
BM | 0 | 0 | 0 | 0 | 0 | 0
CC | 0.01 | 0.01 | 0.01 | 0.01 | 0.01 | 0
CSP | 0 | 0 | 0 | 0 | 0 | 0
CT | 0 | 0 | 0 | 0 | 0 | 0
Coal | 0.15 | 0.05 | 0 | 0 | 0.01 | 0.01
Geo | 0 | 0 | 0 | 0 | 0 | 0
H | 0 | 0 | 0 | 0 | 0 | 0
LFG | 0 | 0 | 0 | 0 | 0 | 0
Nuc | 0 | 0 | 0 | 0 | 0 | 0
PS | 0 | 0 | 0 | 0 | 0 | 0
PV | 0 | 0 | 0 | 0 | 0 | 0
PeakG | 0 | 0 | 0 | 0 | 0 | 0
PeakO | 0 | 0 | 0 | 0 | 0 | 0
ST | 0 | 0 | 0 | 0 | 0 | 0
STOG | 0 | 0 | 0 | 0 | 0 | 0
STWD | 0 | 0 | 0 | 0 | 0 | 0
WT | 0 | 0 | 0 | 0 | 0 | 0
IGCC | 0 | 0 | 0 | 0 | 0 | 0
DemandResponse | 0 | 0 | 0 | 0 | 0 | 0
IGCC-CCS | 0 | 0 | 0 | 0 | 0 | 0
WT_off | 0 | 0 | 0 | 0 | 0 | 0
PseudoUnit | 0 | 0 | 0 | 0 | 0 | 0
FixedInterchange | 0 | 0 | 0 | 0 | 0 | 0
NOx Emissions (MMshortTons): SOCO
ReportingType | 2015 | 2020 | 2025 | 2030 | 2035 | 2040
BM | 0 | 0 | 0 | 0 | 0 | 0
CC | 0.01 | 0.01 | 0.01 | 0.01 | 0 | 0
CSP | 0 | 0 | 0 | 0 | 0 | 0
CT | 0 | 0 | 0 | 0 | 0 | 0
Coal | 0.03 | 0 | 0 | 0 | 0 | 0
Geo | 0 | 0 | 0 | 0 | 0 | 0
H | 0 | 0 | 0 | 0 | 0 | 0
LFG | 0 | 0 | 0 | 0 | 0 | 0
Nuc | 0 | 0 | 0 | 0 | 0 | 0
PS | 0 | 0 | 0 | 0 | 0 | 0
PV | 0 | 0 | 0 | 0 | 0 | 0
PeakG | 0 | 0 | 0 | 0 | 0 | 0
PeakO | 0 | 0 | 0 | 0 | 0 | 0
ST | 0 | 0 | 0 | 0 | 0 | 0
STOG | 0 | 0 | 0 | 0 | 0 | 0
STWD | 0 | 0 | 0 | 0 | 0 | 0
WT | 0 | 0 | 0 | 0 | 0 | 0
IGCC | 0 | 0 | 0 | 0 | 0 | 0
DemandResponse | 0 | 0 | 0 | 0 | 0 | 0
IGCC-CCS | 0 | 0 | 0 | 0 | 0 | 0
WT_off | 0 | 0 | 0 | 0 | 0 | 0
PseudoUnit | 0 | 0 | 0 | 0 | 0 | 0
FixedInterchange | 0 | 0 | 0 | 0 | 0 | 0
NOx Emissions (MMshortTons): SPP_N
ReportingType | 2015 | 2020 | 2025 | 2030 | 2035 | 2040
BM | 0 | 0 | 0 | 0 | 0 | 0
CC | 0 | 0 | 0 | 0 | 0 | 0
CSP | 0 | 0 | 0 | 0 | 0 | 0
CT | 0 | 0 | 0 | 0 | 0 | 0
Coal | 0.06 | 0.01 | 0 | 0 | 0 | 0
Geo | 0 | 0 | 0 | 0 | 0 | 0
H | 0 | 0 | 0 | 0 | 0 | 0
LFG | 0 | 0 | 0 | 0 | 0 | 0
Nuc | 0 | 0 | 0 | 0 | 0 | 0
PS | 0 | 0 | 0 | 0 | 0 | 0
PV | 0 | 0 | 0 | 0 | 0 | 0
PeakG | 0 | 0 | 0 | 0 | 0 | 0
PeakO | 0 | 0 | 0 | 0 | 0 | 0
ST | 0 | 0 | 0 | 0 | 0 | 0
STOG | 0 | 0 | 0 | 0 | 0 | 0
STWD | 0 | 0 | 0 | 0 | 0 | 0
WT | 0 | 0 | 0 | 0 | 0 | 0
IGCC | 0 | 0 | 0 | 0 | 0 | 0
DemandResponse | 0 | 0 | 0 | 0 | 0 | 0
IGCC-CCS | 0 | 0 | 0 | 0 | 0 | 0
WT_off | 0 | 0 | 0 | 0 | 0 | 0
PseudoUnit | 0 | 0 | 0 | 0 | 0 | 0
FixedInterchange | 0 | 0 | 0 | 0 | 0 | 0
NOx Emissions (MMshortTons): SPP_S
ReportingType | 2015 | 2020 | 2025 | 2030 | 2035 | 2040
BM | 0 | 0 | 0 | 0 | 0 | 0
CC | 0 | 0 | 0 | 0 | 0 | 0
CSP | 0 | 0 | 0 | 0 | 0 | 0
CT | 0 | 0 | 0 | 0 | 0 | 0
Coal | 0.1 | 0 | 0 | 0 | 0 | 0
Geo | 0 | 0 | 0 | 0 | 0 | 0
H | 0 | 0 | 0 | 0 | 0 | 0
LFG | 0 | 0 | 0 | 0 | 0 | 0
Nuc | 0 | 0 | 0 | 0 | 0 | 0
PS | 0 | 0 | 0 | 0 | 0 | 0
PV | 0 | 0 | 0 | 0 | 0 | 0
PeakG | 0 | 0 | 0 | 0 | 0 | 0
PeakO | 0 | 0 | 0 | 0 | 0 | 0
ST | 0 | 0 | 0 | 0 | 0 | 0
STOG | 0 | 0 | 0 | 0 | 0 | 0
STWD | 0 | 0 | 0 | 0 | 0 | 0
WT | 0 | 0 | 0 | 0 | 0 | 0
IGCC | 0 | 0 | 0 | 0 | 0 | 0
DemandResponse | 0 | 0 | 0 | 0 | 0 | 0
IGCC-CCS | 0 | 0 | 0 | 0 | 0 | 0
WT_off | 0 | 0 | 0 | 0 | 0 | 0
PseudoUnit | 0 | 0 | 0 | 0 | 0 | 0
FixedInterchange | 0 | 0 | 0 | 0 | 0 | 0
NOx Emissions (MMshortTons): TVA
ReportingType | 2015 | 2020 | 2025 | 2030 | 2035 | 2040
BM | 0 | 0 | 0 | 0 | 0 | 0
CC | 0 | 0 | 0 | 0 | 0 | 0
CSP | 0 | 0 | 0 | 0 | 0 | 0
CT | 0 | 0 | 0 | 0 | 0 | 0
Coal | 0.02 | 0.01 | 0 | 0 | 0 | 0
Geo | 0 | 0 | 0 | 0 | 0 | 0
H | 0 | 0 | 0 | 0 | 0 | 0
LFG | 0 | 0 | 0 | 0 | 0 | 0
Nuc | 0 | 0 | 0 | 0 | 0 | 0
PS | 0 | 0 | 0 | 0 | 0 | 0
PV | 0 | 0 | 0 | 0 | 0 | 0
PeakG | 0 | 0 | 0 | 0 | 0 | 0
PeakO | 0 | 0 | 0 | 0 | 0 | 0
ST | 0 | 0 | 0 | 0 | 0 | 0
STOG | 0 | 0 | 0 | 0 | 0 | 0
STWD | 0 | 0 | 0 | 0 | 0 | 0
WT | 0 | 0 | 0 | 0 | 0 | 0
IGCC | 0 | 0 | 0 | 0 | 0 | 0
DemandResponse | 0 | 0 | 0 | 0 | 0 | 0
IGCC-CCS | 0 | 0 | 0 | 0 | 0 | 0
WT_off | 0 | 0 | 0 | 0 | 0 | 0
PseudoUnit | 0 | 0 | 0 | 0 | 0 | 0
FixedInterchange | 0 | 0 | 0 | 0 | 0 | 0
NOx Emissions (MMshortTons): TVA_Transmission
ReportingType | 2015 | 2020 | 2025 | 2030 | 2035 | 2040
BM | 0 | 0 | 0 | 0 | 0 | 0
CC | 0 | 0 | 0 | 0 | 0 | 0
CSP | 0 | 0 | 0 | 0 | 0 | 0
CT | 0 | 0 | 0 | 0 | 0 | 0
Coal | 0 | 0 | 0 | 0 | 0 | 0
Geo | 0 | 0 | 0 | 0 | 0 | 0
H | 0 | 0 | 0 | 0 | 0 | 0
LFG | 0 | 0 | 0 | 0 | 0 | 0
Nuc | 0 | 0 | 0 | 0 | 0 | 0
PS | 0 | 0 | 0 | 0 | 0 | 0
PV | 0 | 0 | 0 | 0 | 0 | 0
PeakG | 0 | 0 | 0 | 0 | 0 | 0
PeakO | 0 | 0 | 0 | 0 | 0 | 0
ST | 0 | 0 | 0 | 0 | 0 | 0
STOG | 0 | 0 | 0 | 0 | 0 | 0
STWD | 0 | 0 | 0 | 0 | 0 | 0
WT | 0 | 0 | 0 | 0 | 0 | 0
IGCC | 0 | 0 | 0 | 0 | 0 | 0
DemandResponse | 0 | 0 | 0 | 0 | 0 | 0
IGCC-CCS | 0 | 0 | 0 | 0 | 0 | 0
WT_off | 0 | 0 | 0 | 0 | 0 | 0
PseudoUnit | 0 | 0 | 0 | 0 | 0 | 0
FixedInterchange | 0 | 0 | 0 | 0 | 0 | 0
NOx Emissions (MMshortTons): VACAR
ReportingType | 2015 | 2020 | 2025 | 2030 | 2035 | 2040
BM | 0 | 0 | 0 | 0 | 0 | 0
CC | 0.01 | 0.01 | 0.01 | 0 | 0 | 0
CSP | 0 | 0 | 0 | 0 | 0 | 0
CT | 0 | 0 | 0 | 0 | 0 | 0
Coal | 0.01 | 0.01 | 0 | 0 | 0 | 0
Geo | 0 | 0 | 0 | 0 | 0 | 0
H | 0 | 0 | 0 | 0 | 0 | 0
LFG | 0 | 0 | 0 | 0 | 0 | 0
Nuc | 0 | 0 | 0 | 0 | 0 | 0
PS | 0 | 0 | 0 | 0 | 0 | 0
PV | 0 | 0 | 0 | 0 | 0 | 0
PeakG | 0 | 0 | 0 | 0 | 0 | 0
PeakO | 0 | 0 | 0 | 0 | 0 | 0
ST | 0 | 0 | 0 | 0 | 0 | 0
STOG | 0 | 0 | 0 | 0 | 0 | 0
STWD | 0 | 0 | 0 | 0 | 0 | 0
WT | 0 | 0 | 0 | 0 | 0 | 0
IGCC | 0 | 0 | 0 | 0 | 0 | 0
DemandResponse | 0 | 0 | 0 | 0 | 0 | 0
IGCC-CCS | 0 | 0 | 0 | 0 | 0 | 0
WT_off | 0 | 0 | 0 | 0 | 0 | 0
PseudoUnit | 0 | 0 | 0 | 0 | 0 | 0
FixedInterchange | 0 | 0 | 0 | 0 | 0 | 0
NOx Emissions (MMshortTons): IESO
ReportingType | 2015 | 2020 | 2025 | 2030 | 2035 | 2040
BM | 0 | 0 | 0 | 0 | 0 | 0
CC | 0 | 0 | 0 | 0 | 0 | 0
CSP | 0 | 0 | 0 | 0 | 0 | 0
CT | 0 | 0 | 0 | 0 | 0 | 0
Coal | 0 | 0 | 0 | 0 | 0 | 0
Geo | 0 | 0 | 0 | 0 | 0 | 0
H | 0 | 0 | 0 | 0 | 0 | 0
LFG | 0 | 0 | 0 | 0 | 0 | 0
Nuc | 0 | 0 | 0 | 0 | 0 | 0
PS | 0 | 0 | 0 | 0 | 0 | 0
PV | 0 | 0 | 0 | 0 | 0 | 0
PeakG | 0 | 0 | 0 | 0 | 0 | 0
PeakO | 0 | 0 | 0 | 0 | 0 | 0
ST | 0 | 0 | 0 | 0 | 0 | 0
STOG | 0 | 0 | 0 | 0 | 0 | 0
STWD | 0 | 0 | 0 | 0 | 0 | 0
WT | 0 | 0 | 0 | 0 | 0 | 0
IGCC | 0 | 0 | 0 | 0 | 0 | 0
DemandResponse | 0 | 0 | 0 | 0 | 0 | 0
IGCC-CCS | 0 | 0 | 0 | 0 | 0 | 0
WT_off | 0 | 0 | 0 | 0 | 0 | 0
PseudoUnit | 0 | 0 | 0 | 0 | 0 | 0
FixedInterchange | 0 | 0 | 0 | 0 | 0 | 0
NOx Emissions (MMshortTons): MAPP_CA
ReportingType | 2015 | 2020 | 2025 | 2030 | 2035 | 2040
BM | 0 | 0 | 0 | 0 | 0 | 0
CC | 0 | 0 | 0 | 0 | 0 | 0
CSP | 0 | 0 | 0 | 0 | 0 | 0
CT | 0 | 0 | 0 | 0 | 0 | 0
Coal | 0 | 0 | 0 | 0 | 0 | 0
Geo | 0 | 0 | 0 | 0 | 0 | 0
H | 0 | 0 | 0 | 0 | 0 | 0
LFG | 0 | 0 | 0 | 0 | 0 | 0
Nuc | 0 | 0 | 0 | 0 | 0 | 0
PS | 0 | 0 | 0 | 0 | 0 | 0
PV | 0 | 0 | 0 | 0 | 0 | 0
PeakG | 0 | 0 | 0 | 0 | 0 | 0
PeakO | 0 | 0 | 0 | 0 | 0 | 0
ST | 0 | 0 | 0 | 0 | 0 | 0
STOG | 0 | 0 | 0 | 0 | 0 | 0
STWD | 0 | 0 | 0 | 0 | 0 | 0
WT | 0 | 0 | 0 | 0 | 0 | 0
IGCC | 0 | 0 | 0 | 0 | 0 | 0
DemandResponse | 0 | 0 | 0 | 0 | 0 | 0
IGCC-CCS | 0 | 0 | 0 | 0 | 0 | 0
WT_off | 0 | 0 | 0 | 0 | 0 | 0
PseudoUnit | 0 | 0 | 0 | 0 | 0 | 0
FixedInterchange | 0 | 0 | 0 | 0 | 0 | 0
NOx Emissions (MMshortTons): AZ_NM_SNV_Coal
ReportingType | 2015 | 2020 | 2025 | 2030 | 2035 | 2040
BM | 0 | 0 | 0 | 0 | 0 | 0
CC | 0 | 0 | 0 | 0 | 0 | 0
CSP | 0 | 0 | 0 | 0 | 0 | 0
CT | 0 | 0 | 0 | 0 | 0 | 0
Coal | 0.08 | 0.07 | 0.02 | 0 | 0 | 0
Geo | 0 | 0 | 0 | 0 | 0 | 0
H | 0 | 0 | 0 | 0 | 0 | 0
LFG | 0 | 0 | 0 | 0 | 0 | 0
Nuc | 0 | 0 | 0 | 0 | 0 | 0
PS | 0 | 0 | 0 | 0 | 0 | 0
PV | 0 | 0 | 0 | 0 | 0 | 0
PeakG | 0 | 0 | 0 | 0 | 0 | 0
PeakO | 0 | 0 | 0 | 0 | 0 | 0
ST | 0 | 0 | 0 | 0 | 0 | 0
STOG | 0 | 0 | 0 | 0 | 0 | 0
STWD | 0 | 0 | 0 | 0 | 0 | 0
WT | 0 | 0 | 0 | 0 | 0 | 0
IGCC | 0 | 0 | 0 | 0 | 0 | 0
DemandResponse | 0 | 0 | 0 | 0 | 0 | 0
IGCC-CCS | 0 | 0 | 0 | 0 | 0 | 0
WT_off | 0 | 0 | 0 | 0 | 0 | 0
PseudoUnit | 0 | 0 | 0 | 0 | 0 | 0
FixedInterchange | 0 | 0 | 0 | 0 | 0 | 0
NOx Emissions (MMshortTons): AZ_NM_SNV_Gas
ReportingType | 2015 | 2020 | 2025 | 2030 | 2035 | 2040
BM | 0 | 0 | 0 | 0 | 0 | 0
CC | 0 | 0 | 0.01 | 0 | 0 | 0
CSP | 0 | 0 | 0 | 0 | 0 | 0
CT | 0 | 0 | 0 | 0 | 0 | 0
Coal | 0 | 0 | 0 | 0 | 0 | 0
Geo | 0 | 0 | 0 | 0 | 0 | 0
H | 0 | 0 | 0 | 0 | 0 | 0
LFG | 0 | 0 | 0 | 0 | 0 | 0
Nuc | 0 | 0 | 0 | 0 | 0 | 0
PS | 0 | 0 | 0 | 0 | 0 | 0
PV | 0 | 0 | 0 | 0 | 0 | 0
PeakG | 0 | 0 | 0 | 0 | 0 | 0
PeakO | 0 | 0 | 0 | 0 | 0 | 0
ST | 0 | 0 | 0 | 0 | 0 | 0
STOG | 0 | 0 | 0 | 0 | 0 | 0
STWD | 0 | 0 | 0 | 0 | 0 | 0
WT | 0 | 0 | 0 | 0 | 0 | 0
IGCC | 0 | 0 | 0 | 0 | 0 | 0
DemandResponse | 0 | 0 | 0 | 0 | 0 | 0
IGCC-CCS | 0 | 0 | 0 | 0 | 0 | 0
WT_off | 0 | 0 | 0 | 0 | 0 | 0
PseudoUnit | 0 | 0 | 0 | 0 | 0 | 0
FixedInterchange | 0 | 0 | 0 | 0 | 0 | 0
NOx Emissions (MMshortTons): AZ_NM_SNV_NucRenew
ReportingType | 2015 | 2020 | 2025 | 2030 | 2035 | 2040
BM | 0 | 0 | 0 | 0 | 0 | 0
CC | 0 | 0 | 0 | 0 | 0 | 0
CSP | 0 | 0 | 0 | 0 | 0 | 0
CT | 0 | 0 | 0 | 0 | 0 | 0
Coal | 0 | 0 | 0 | 0 | 0 | 0
Geo | 0 | 0 | 0 | 0 | 0 | 0
H | 0 | 0 | 0 | 0 | 0 | 0
LFG | 0 | 0 | 0 | 0 | 0 | 0
Nuc | 0 | 0 | 0 | 0 | 0 | 0
PS | 0 | 0 | 0 | 0 | 0 | 0
PV | 0 | 0 | 0 | 0 | 0 | 0
PeakG | 0 | 0 | 0 | 0 | 0 | 0
PeakO | 0 | 0 | 0 | 0 | 0 | 0
ST | 0 | 0 | 0 | 0 | 0 | 0
STOG | 0 | 0 | 0 | 0 | 0 | 0
STWD | 0 | 0 | 0 | 0 | 0 | 0
WT | 0 | 0 | 0 | 0 | 0 | 0
IGCC | 0 | 0 | 0 | 0 | 0 | 0
DemandResponse | 0 | 0 | 0 | 0 | 0 | 0
IGCC-CCS | 0 | 0 | 0 | 0 | 0 | 0
WT_off | 0 | 0 | 0 | 0 | 0 | 0
PseudoUnit | 0 | 0 | 0 | 0 | 0 | 0
FixedInterchange | 0 | 0 | 0 | 0 | 0 | 0
NOx Emissions (MMshortTons): ERCOT
ReportingType | 2015 | 2020 | 2025 | 2030 | 2035 | 2040
BM | 0 | 0 | 0 | 0 | 0 | 0
CC | 0.01 | 0.02 | 0.01 | 0.01 | 0.01 | 0
CSP | 0 | 0 | 0 | 0 | 0 | 0
CT | 0 | 0 | 0 | 0 | 0 | 0
Coal | 0.02 | 0.01 | 0 | 0 | 0 | 0
Geo | 0 | 0 | 0 | 0 | 0 | 0
H | 0 | 0 | 0 | 0 | 0 | 0
LFG | 0 | 0 | 0 | 0 | 0 | 0
Nuc | 0 | 0 | 0 | 0 | 0 | 0
PS | 0 | 0 | 0 | 0 | 0 | 0
PV | 0 | 0 | 0 | 0 | 0 | 0
PeakG | 0 | 0 | 0 | 0 | 0 | 0
PeakO | 0 | 0 | 0 | 0 | 0 | 0
ST | 0 | 0 | 0 | 0 | 0 | 0
STOG | 0 | 0 | 0 | 0 | 0 | 0
STWD | 0 | 0 | 0 | 0 | 0 | 0
WT | 0 | 0 | 0 | 0 | 0 | 0
IGCC | 0 | 0 | 0 | 0 | 0 | 0
DemandResponse | 0 | 0 | 0 | 0 | 0 | 0
IGCC-CCS | 0 | 0 | 0 | 0 | 0 | 0
WT_off | 0 | 0 | 0 | 0 | 0 | 0
PseudoUnit | 0 | 0 | 0 | 0 | 0 | 0
FixedInterchange | 0 | 0 | 0 | 0 | 0 | 0
NOx Emissions (MMshortTons): NP15
ReportingType | 2015 | 2020 | 2025 | 2030 | 2035 | 2040
BM | 0 | 0 | 0 | 0 | 0 | 0
CC | 0 | 0 | 0 | 0 | 0 | 0
CSP | 0 | 0 | 0 | 0 | 0 | 0
CT | 0 | 0 | 0 | 0 | 0 | 0
Coal | 0 | 0 | 0 | 0 | 0 | 0
Geo | 0 | 0 | 0 | 0 | 0 | 0
H | 0 | 0 | 0 | 0 | 0 | 0
LFG | 0 | 0 | 0 | 0 | 0 | 0
Nuc | 0 | 0 | 0 | 0 | 0 | 0
PS | 0 | 0 | 0 | 0 | 0 | 0
PV | 0 | 0 | 0 | 0 | 0 | 0
PeakG | 0 | 0 | 0 | 0 | 0 | 0
PeakO | 0 | 0 | 0 | 0 | 0 | 0
ST | 0 | 0 | 0 | 0 | 0 | 0
STOG | 0 | 0 | 0 | 0 | 0 | 0
STWD | 0 | 0 | 0 | 0 | 0 | 0
WT | 0 | 0 | 0 | 0 | 0 | 0
IGCC | 0 | 0 | 0 | 0 | 0 | 0
DemandResponse | 0 | 0 | 0 | 0 | 0 | 0
IGCC-CCS | 0 | 0 | 0 | 0 | 0 | 0
WT_off | 0 | 0 | 0 | 0 | 0 | 0
PseudoUnit | 0 | 0 | 0 | 0 | 0 | 0
FixedInterchange | 0 | 0 | 0 | 0 | 0 | 0
NOx Emissions (MMshortTons): NWPP_Coal
ReportingType | 2015 | 2020 | 2025 | 2030 | 2035 | 2040
BM | 0 | 0 | 0 | 0 | 0 | 0
CC | 0 | 0 | 0 | 0 | 0 | 0
CSP | 0 | 0 | 0 | 0 | 0 | 0
CT | 0 | 0 | 0 | 0 | 0 | 0
Coal | 0.08 | 0.06 | 0 | 0 | 0 | 0
Geo | 0 | 0 | 0 | 0 | 0 | 0
H | 0 | 0 | 0 | 0 | 0 | 0
LFG | 0 | 0 | 0 | 0 | 0 | 0
Nuc | 0 | 0 | 0 | 0 | 0 | 0
PS | 0 | 0 | 0 | 0 | 0 | 0
PV | 0 | 0 | 0 | 0 | 0 | 0
PeakG | 0 | 0 | 0 | 0 | 0 | 0
PeakO | 0 | 0 | 0 | 0 | 0 | 0
ST | 0 | 0 | 0 | 0 | 0 | 0
STOG | 0 | 0 | 0 | 0 | 0 | 0
STWD | 0 | 0 | 0 | 0 | 0 | 0
WT | 0 | 0 | 0 | 0 | 0 | 0
IGCC | 0 | 0 | 0 | 0 | 0 | 0
DemandResponse | 0 | 0 | 0 | 0 | 0 | 0
IGCC-CCS | 0 | 0 | 0 | 0 | 0 | 0
WT_off | 0 | 0 | 0 | 0 | 0 | 0
PseudoUnit | 0 | 0 | 0 | 0 | 0 | 0
FixedInterchange | 0 | 0 | 0 | 0 | 0 | 0
NOx Emissions (MMshortTons): NWPP_Gas
ReportingType | 2015 | 2020 | 2025 | 2030 | 2035 | 2040
BM | 0 | 0 | 0 | 0 | 0 | 0
CC | 0 | 0 | 0 | 0 | 0 | 0
CSP | 0 | 0 | 0 | 0 | 0 | 0
CT | 0 | 0 | 0 | 0 | 0 | 0
Coal | 0 | 0 | 0 | 0 | 0 | 0
Geo | 0 | 0 | 0 | 0 | 0 | 0
H | 0 | 0 | 0 | 0 | 0 | 0
LFG | 0 | 0 | 0 | 0 | 0 | 0
Nuc | 0 | 0 | 0 | 0 | 0 | 0
PS | 0 | 0 | 0 | 0 | 0 | 0
PV | 0 | 0 | 0 | 0 | 0 | 0
PeakG | 0 | 0 | 0 | 0 | 0 | 0
PeakO | 0 | 0 | 0 | 0 | 0 | 0
ST | 0 | 0 | 0 | 0 | 0 | 0
STOG | 0 | 0 | 0 | 0 | 0 | 0
STWD | 0 | 0 | 0 | 0 | 0 | 0
WT | 0 | 0 | 0 | 0 | 0 | 0
IGCC | 0 | 0 | 0 | 0 | 0 | 0
DemandResponse | 0 | 0 | 0 | 0 | 0 | 0
IGCC-CCS | 0 | 0 | 0 | 0 | 0 | 0
WT_off | 0 | 0 | 0 | 0 | 0 | 0
PseudoUnit | 0 | 0 | 0 | 0 | 0 | 0
FixedInterchange | 0 | 0 | 0 | 0 | 0 | 0
NOx Emissions (MMshortTons): NWPP_NucRenew
ReportingType | 2015 | 2020 | 2025 | 2030 | 2035 | 2040
BM | 0 | 0 | 0 | 0 | 0 | 0
CC | 0 | 0 | 0 | 0 | 0 | 0
CSP | 0 | 0 | 0 | 0 | 0 | 0
CT | 0 | 0 | 0 | 0 | 0 | 0
Coal | 0 | 0 | 0 | 0 | 0 | 0
Geo | 0 | 0 | 0 | 0 | 0 | 0
H | 0 | 0 | 0 | 0 | 0 | 0
LFG | 0 | 0 | 0 | 0 | 0 | 0
Nuc | 0 | 0 | 0 | 0 | 0 | 0
PS | 0 | 0 | 0 | 0 | 0 | 0
PV | 0 | 0 | 0 | 0 | 0 | 0
PeakG | 0 | 0 | 0 | 0 | 0 | 0
PeakO | 0 | 0 | 0 | 0 | 0 | 0
ST | 0 | 0 | 0 | 0 | 0 | 0
STOG | 0 | 0 | 0 | 0 | 0 | 0
STWD | 0 | 0 | 0 | 0 | 0 | 0
WT | 0 | 0 | 0 | 0 | 0 | 0
IGCC | 0 | 0 | 0 | 0 | 0 | 0
DemandResponse | 0 | 0 | 0 | 0 | 0 | 0
IGCC-CCS | 0 | 0 | 0 | 0 | 0 | 0
WT_off | 0 | 0 | 0 | 0 | 0 | 0
PseudoUnit | 0 | 0 | 0 | 0 | 0 | 0
FixedInterchange | 0 | 0 | 0 | 0 | 0 | 0
NOx Emissions (MMshortTons): RMPA
ReportingType | 2015 | 2020 | 2025 | 2030 | 2035 | 2040
BM | 0 | 0 | 0 | 0 | 0 | 0
CC | 0 | 0 | 0 | 0 | 0 | 0
CSP | 0 | 0 | 0 | 0 | 0 | 0
CT | 0 | 0 | 0 | 0 | 0 | 0
Coal | 0.05 | 0.04 | 0 | 0 | 0 | 0
Geo | 0 | 0 | 0 | 0 | 0 | 0
H | 0 | 0 | 0 | 0 | 0 | 0
LFG | 0 | 0 | 0 | 0 | 0 | 0
Nuc | 0 | 0 | 0 | 0 | 0 | 0
PS | 0 | 0 | 0 | 0 | 0 | 0
PV | 0 | 0 | 0 | 0 | 0 | 0
PeakG | 0 | 0 | 0 | 0 | 0 | 0
PeakO | 0 | 0 | 0 | 0 | 0 | 0
ST | 0 | 0 | 0 | 0 | 0 | 0
STOG | 0 | 0 | 0 | 0 | 0 | 0
STWD | 0 | 0 | 0 | 0 | 0 | 0
WT | 0 | 0 | 0 | 0 | 0 | 0
IGCC | 0 | 0 | 0 | 0 | 0 | 0
DemandResponse | 0 | 0 | 0 | 0 | 0 | 0
IGCC-CCS | 0 | 0 | 0 | 0 | 0 | 0
WT_off | 0 | 0 | 0 | 0 | 0 | 0
PseudoUnit | 0 | 0 | 0 | 0 | 0 | 0
FixedInterchange | 0 | 0 | 0 | 0 | 0 | 0
NOx Emissions (MMshortTons): SP15
ReportingType | 2015 | 2020 | 2025 | 2030 | 2035 | 2040
BM | 0 | 0 | 0 | 0 | 0 | 0
CC | 0.01 | 0.01 | 0.01 | 0 | 0 | 0
CSP | 0 | 0 | 0 | 0 | 0 | 0
CT | 0 | 0 | 0 | 0 | 0 | 0
Coal | 0 | 0 | 0 | 0 | 0 | 0
Geo | 0 | 0 | 0 | 0 | 0 | 0
H | 0 | 0 | 0 | 0 | 0 | 0
LFG | 0 | 0 | 0 | 0 | 0 | 0
Nuc | 0 | 0 | 0 | 0 | 0 | 0
PS | 0 | 0 | 0 | 0 | 0 | 0
PV | 0 | 0 | 0 | 0 | 0 | 0
PeakG | 0 | 0 | 0 | 0 | 0 | 0
PeakO | 0 | 0 | 0 | 0 | 0 | 0
ST | 0 | 0 | 0 | 0 | 0 | 0
STOG | 0 | 0 | 0 | 0 | 0 | 0
STWD | 0 | 0 | 0 | 0 | 0 | 0
WT | 0 | 0 | 0 | 0 | 0 | 0
IGCC | 0 | 0 | 0 | 0 | 0 | 0
DemandResponse | 0 | 0 | 0 | 0 | 0 | 0
IGCC-CCS | 0 | 0 | 0 | 0 | 0 | 0
WT_off | 0 | 0 | 0 | 0 | 0 | 0
PseudoUnit | 0 | 0 | 0 | 0 | 0 | 0
FixedInterchange | 0 | 0 | 0 | 0 | 0 | 0
NOx Emissions (MMshortTons): ALB
ReportingType | 2015 | 2020 | 2025 | 2030 | 2035 | 2040
BM | 0 | 0 | 0 | 0 | 0 | 0
CC | 0 | 0 | 0 | 0 | 0 | 0
CSP | 0 | 0 | 0 | 0 | 0 | 0
CT | 0 | 0 | 0 | 0 | 0 | 0
Coal | 0 | 0 | 0 | 0 | 0 | 0
Geo | 0 | 0 | 0 | 0 | 0 | 0
H | 0 | 0 | 0 | 0 | 0 | 0
LFG | 0 | 0 | 0 | 0 | 0 | 0
Nuc | 0 | 0 | 0 | 0 | 0 | 0
PS | 0 | 0 | 0 | 0 | 0 | 0
PV | 0 | 0 | 0 | 0 | 0 | 0
PeakG | 0 | 0 | 0 | 0 | 0 | 0
PeakO | 0 | 0 | 0 | 0 | 0 | 0
ST | 0 | 0 | 0 | 0 | 0 | 0
STOG | 0 | 0 | 0 | 0 | 0 | 0
STWD | 0 | 0 | 0 | 0 | 0 | 0
WT | 0 | 0 | 0 | 0 | 0 | 0
IGCC | 0 | 0 | 0 | 0 | 0 | 0
DemandResponse | 0 | 0 | 0 | 0 | 0 | 0
IGCC-CCS | 0 | 0 | 0 | 0 | 0 | 0
WT_off | 0 | 0 | 0 | 0 | 0 | 0
PseudoUnit | 0 | 0 | 0 | 0 | 0 | 0
FixedInterchange | 0 | 0 | 0 | 0 | 0 | 0
NOx Emissions (MMshortTons): BC
ReportingType | 2015 | 2020 | 2025 | 2030 | 2035 | 2040
BM | 0 | 0 | 0 | 0 | 0 | 0
CC | 0 | 0 | 0 | 0 | 0 | 0
CSP | 0 | 0 | 0 | 0 | 0 | 0
CT | 0 | 0 | 0 | 0 | 0 | 0
Coal | 0 | 0 | 0 | 0 | 0 | 0
Geo | 0 | 0 | 0 | 0 | 0 | 0
H | 0 | 0 | 0 | 0 | 0 | 0
LFG | 0 | 0 | 0 | 0 | 0 | 0
Nuc | 0 | 0 | 0 | 0 | 0 | 0
PS | 0 | 0 | 0 | 0 | 0 | 0
PV | 0 | 0 | 0 | 0 | 0 | 0
PeakG | 0 | 0 | 0 | 0 | 0 | 0
PeakO | 0 | 0 | 0 | 0 | 0 | 0
ST | 0 | 0 | 0 | 0 | 0 | 0
STOG | 0 | 0 | 0 | 0 | 0 | 0
STWD | 0 | 0 | 0 | 0 | 0 | 0
WT | 0 | 0 | 0 | 0 | 0 | 0
IGCC | 0 | 0 | 0 | 0 | 0 | 0
DemandResponse | 0 | 0 | 0 | 0 | 0 | 0
IGCC-CCS | 0 | 0 | 0 | 0 | 0 | 0
WT_off | 0 | 0 | 0 | 0 | 0 | 0
PseudoUnit | 0 | 0 | 0 | 0 | 0 | 0
FixedInterchange | 0 | 0 | 0 | 0 | 0 | 0
NOx Emissions (MMshortTons): HQ_IESO
ReportingType | 2015 | 2020 | 2025 | 2030 | 2035 | 2040
BM | 0 | 0 | 0 | 0 | 0 | 0
CC | 0 | 0 | 0 | 0 | 0 | 0
CSP | 0 | 0 | 0 | 0 | 0 | 0
CT | 0 | 0 | 0 | 0 | 0 | 0
Coal | 0 | 0 | 0 | 0 | 0 | 0
Geo | 0 | 0 | 0 | 0 | 0 | 0
H | 0 | 0 | 0 | 0 | 0 | 0
LFG | 0 | 0 | 0 | 0 | 0 | 0
Nuc | 0 | 0 | 0 | 0 | 0 | 0
PS | 0 | 0 | 0 | 0 | 0 | 0
PV | 0 | 0 | 0 | 0 | 0 | 0
PeakG | 0 | 0 | 0 | 0 | 0 | 0
PeakO | 0 | 0 | 0 | 0 | 0 | 0
ST | 0 | 0 | 0 | 0 | 0 | 0
STOG | 0 | 0 | 0 | 0 | 0 | 0
STWD | 0 | 0 | 0 | 0 | 0 | 0
WT | 0 | 0 | 0 | 0 | 0 | 0
IGCC | 0 | 0 | 0 | 0 | 0 | 0
DemandResponse | 0 | 0 | 0 | 0 | 0 | 0
IGCC-CCS | 0 | 0 | 0 | 0 | 0 | 0
WT_off | 0 | 0 | 0 | 0 | 0 | 0
PseudoUnit | 0 | 0 | 0 | 0 | 0 | 0
FixedInterchange | 0 | 0 | 0 | 0 | 0 | 0
NOx Emissions (MMshortTons): HQ_NEISO
ReportingType | 2015 | 2020 | 2025 | 2030 | 2035 | 2040
BM | 0 | 0 | 0 | 0 | 0 | 0
CC | 0 | 0 | 0 | 0 | 0 | 0
CSP | 0 | 0 | 0 | 0 | 0 | 0
CT | 0 | 0 | 0 | 0 | 0 | 0
Coal | 0 | 0 | 0 | 0 | 0 | 0
Geo | 0 | 0 | 0 | 0 | 0 | 0
H | 0 | 0 | 0 | 0 | 0 | 0
LFG | 0 | 0 | 0 | 0 | 0 | 0
Nuc | 0 | 0 | 0 | 0 | 0 | 0
PS | 0 | 0 | 0 | 0 | 0 | 0
PV | 0 | 0 | 0 | 0 | 0 | 0
PeakG | 0 | 0 | 0 | 0 | 0 | 0
PeakO | 0 | 0 | 0 | 0 | 0 | 0
ST | 0 | 0 | 0 | 0 | 0 | 0
STOG | 0 | 0 | 0 | 0 | 0 | 0
STWD | 0 | 0 | 0 | 0 | 0 | 0
WT | 0 | 0 | 0 | 0 | 0 | 0
IGCC | 0 | 0 | 0 | 0 | 0 | 0
DemandResponse | 0 | 0 | 0 | 0 | 0 | 0
IGCC-CCS | 0 | 0 | 0 | 0 | 0 | 0
WT_off | 0 | 0 | 0 | 0 | 0 | 0
PseudoUnit | 0 | 0 | 0 | 0 | 0 | 0
FixedInterchange | 0 | 0 | 0 | 0 | 0 | 0
NOx Emissions (MMshortTons): HQ_NY
ReportingType | 2015 | 2020 | 2025 | 2030 | 2035 | 2040
BM | 0 | 0 | 0 | 0 | 0 | 0
CC | 0 | 0 | 0 | 0 | 0 | 0
CSP | 0 | 0 | 0 | 0 | 0 | 0
CT | 0 | 0 | 0 | 0 | 0 | 0
Coal | 0 | 0 | 0 | 0 | 0 | 0
Geo | 0 | 0 | 0 | 0 | 0 | 0
H | 0 | 0 | 0 | 0 | 0 | 0
LFG | 0 | 0 | 0 | 0 | 0 | 0
Nuc | 0 | 0 | 0 | 0 | 0 | 0
PS | 0 | 0 | 0 | 0 | 0 | 0
PV | 0 | 0 | 0 | 0 | 0 | 0
PeakG | 0 | 0 | 0 | 0 | 0 | 0
PeakO | 0 | 0 | 0 | 0 | 0 | 0
ST | 0 | 0 | 0 | 0 | 0 | 0
STOG | 0 | 0 | 0 | 0 | 0 | 0
STWD | 0 | 0 | 0 | 0 | 0 | 0
WT | 0 | 0 | 0 | 0 | 0 | 0
IGCC | 0 | 0 | 0 | 0 | 0 | 0
DemandResponse | 0 | 0 | 0 | 0 | 0 | 0
IGCC-CCS | 0 | 0 | 0 | 0 | 0 | 0
WT_off | 0 | 0 | 0 | 0 | 0 | 0
PseudoUnit | 0 | 0 | 0 | 0 | 0 | 0
FixedInterchange | 0 | 0 | 0 | 0 | 0 | 0
NOx Emissions (MMshortTons): MARITIMES
ReportingType | 2015 | 2020 | 2025 | 2030 | 2035 | 2040
BM | 0 | 0 | 0 | 0 | 0 | 0
CC | 0 | 0 | 0 | 0 | 0 | 0
CSP | 0 | 0 | 0 | 0 | 0 | 0
CT | 0 | 0 | 0 | 0 | 0 | 0
Coal | 0 | 0 | 0 | 0 | 0 | 0
Geo | 0 | 0 | 0 | 0 | 0 | 0
H | 0 | 0 | 0 | 0 | 0 | 0
LFG | 0 | 0 | 0 | 0 | 0 | 0
Nuc | 0 | 0 | 0 | 0 | 0 | 0
PS | 0 | 0 | 0 | 0 | 0 | 0
PV | 0 | 0 | 0 | 0 | 0 | 0
PeakG | 0 | 0 | 0 | 0 | 0 | 0
PeakO | 0 | 0 | 0 | 0 | 0 | 0
ST | 0 | 0 | 0 | 0 | 0 | 0
STOG | 0 | 0 | 0 | 0 | 0 | 0
STWD | 0 | 0 | 0 | 0 | 0 | 0
WT | 0 | 0 | 0 | 0 | 0 | 0
IGCC | 0 | 0 | 0 | 0 | 0 | 0
DemandResponse | 0 | 0 | 0 | 0 | 0 | 0
IGCC-CCS | 0 | 0 | 0 | 0 | 0 | 0
WT_off | 0 | 0 | 0 | 0 | 0 | 0
PseudoUnit | 0 | 0 | 0 | 0 | 0 | 0
FixedInterchange | 0 | 0 | 0 | 0 | 0 | 0
NOx Emissions (MMshortTons): All
ReportingType | 2015 | 2020 | 2025 | 2030 | 2035 | 2040
BM | 0 | 0 | 0 | 0 | 0 | 0
CC | 0.11 | 0.12 | 0.1 | 0.08 | 0.04 | 0.02
CSP | 0 | 0 | 0 | 0 | 0 | 0
CT | 0 | 0 | 0 | 0 | 0 | 0
Coal | 1 | 0.34 | 0.03 | 0.02 | 0.03 | 0.03
Geo | 0 | 0 | 0 | 0 | 0 | 0
H | 0 | 0 | 0 | 0 | 0 | 0
LFG | 0 | 0 | 0 | 0 | 0 | 0
Nuc | 0 | 0 | 0 | 0 | 0 | 0
PS | 0 | 0 | 0 | 0 | 0 | 0
PV | 0 | 0 | 0 | 0 | 0 | 0
PeakG | 0 | 0 | 0 | 0 | 0 | 0
PeakO | 0 | 0 | 0 | 0 | 0 | 0
ST | 0 | 0 | 0 | 0 | 0 | 0
STOG | 0.01 | 0.01 | 0 | 0 | 0 | 0
STWD | 0 | 0 | 0 | 0 | 0 | 0
WT | 0 | 0 | 0 | 0 | 0 | 0
IGCC | 0 | 0 | 0 | 0 | 0 | 0
DemandResponse | 0 | 0 | 0 | 0 | 0 | 0
IGCC-CCS | 0 | 0 | 0 | 0 | 0 | 0
WT_off | 0 | 0 | 0 | 0 | 0 | 0
PseudoUnit | 0 | 0 | 0 | 0 | 0 | 0
FixedInterchange | 0 | 0 | 0 | 0 | 0 | 0
NOx Emissions (MMshortTons): EI_US
ReportingType | 2015 | 2020 | 2025 | 2030 | 2035 | 2040
BM | 0 | 0 | 0 | 0 | 0 | 0
CC | 0.07 | 0.08 | 0.07 | 0.05 | 0.03 | 0.01
CSP | 0 | 0 | 0 | 0 | 0 | 0
CT | 0 | 0 | 0 | 0 | 0 | 0
Coal | 0.76 | 0.15 | 0.01 | 0.01 | 0.03 | 0.03
Geo | 0 | 0 | 0 | 0 | 0 | 0
H | 0 | 0 | 0 | 0 | 0 | 0
LFG | 0 | 0 | 0 | 0 | 0 | 0
Nuc | 0 | 0 | 0 | 0 | 0 | 0
PS | 0 | 0 | 0 | 0 | 0 | 0
PV | 0 | 0 | 0 | 0 | 0 | 0
PeakG | 0 | 0 | 0 | 0 | 0 | 0
PeakO | 0 | 0 | 0 | 0 | 0 | 0
ST | 0 | 0 | 0 | 0 | 0 | 0
STOG | 0.01 | 0 | 0 | 0 | 0 | 0
STWD | 0 | 0 | 0 | 0 | 0 | 0
WT | 0 | 0 | 0 | 0 | 0 | 0
IGCC | 0 | 0 | 0 | 0 | 0 | 0
DemandResponse | 0 | 0 | 0 | 0 | 0 | 0
IGCC-CCS | 0 | 0 | 0 | 0 | 0 | 0
WT_off | 0 | 0 | 0 | 0 | 0 | 0
PseudoUnit | 0 | 0 | 0 | 0 | 0 | 0
FixedInterchange | 0 | 0 | 0 | 0 | 0 | 0
NOx Emissions (MMshortTons): EI_Canada
ReportingType | 2015 | 2020 | 2025 | 2030 | 2035 | 2040
BM | 0 | 0 | 0 | 0 | 0 | 0
CC | 0 | 0 | 0 | 0 | 0 | 0
CSP | 0 | 0 | 0 | 0 | 0 | 0
CT | 0 | 0 | 0 | 0 | 0 | 0
Coal | 0 | 0 | 0 | 0 | 0 | 0
Geo | 0 | 0 | 0 | 0 | 0 | 0
H | 0 | 0 | 0 | 0 | 0 | 0
LFG | 0 | 0 | 0 | 0 | 0 | 0
Nuc | 0 | 0 | 0 | 0 | 0 | 0
PS | 0 | 0 | 0 | 0 | 0 | 0
PV | 0 | 0 | 0 | 0 | 0 | 0
PeakG | 0 | 0 | 0 | 0 | 0 | 0
PeakO | 0 | 0 | 0 | 0 | 0 | 0
ST | 0 | 0 | 0 | 0 | 0 | 0
STOG | 0 | 0 | 0 | 0 | 0 | 0
STWD | 0 | 0 | 0 | 0 | 0 | 0
WT | 0 | 0 | 0 | 0 | 0 | 0
IGCC | 0 | 0 | 0 | 0 | 0 | 0
DemandResponse | 0 | 0 | 0 | 0 | 0 | 0
IGCC-CCS | 0 | 0 | 0 | 0 | 0 | 0
WT_off | 0 | 0 | 0 | 0 | 0 | 0
PseudoUnit | 0 | 0 | 0 | 0 | 0 | 0
FixedInterchange | 0 | 0 | 0 | 0 | 0 | 0
NOx Emissions (MMshortTons): EI
ReportingType | 2015 | 2020 | 2025 | 2030 | 2035 | 2040
BM | 0 | 0 | 0 | 0 | 0 | 0
CC | 0.07 | 0.08 | 0.07 | 0.05 | 0.03 | 0.01
CSP | 0 | 0 | 0 | 0 | 0 | 0
CT | 0 | 0 | 0 | 0 | 0 | 0
Coal | 0.76 | 0.15 | 0.01 | 0.01 | 0.03 | 0.03
Geo | 0 | 0 | 0 | 0 | 0 | 0
H | 0 | 0 | 0 | 0 | 0 | 0
LFG | 0 | 0 | 0 | 0 | 0 | 0
Nuc | 0 | 0 | 0 | 0 | 0 | 0
PS | 0 | 0 | 0 | 0 | 0 | 0
PV | 0 | 0 | 0 | 0 | 0 | 0
PeakG | 0 | 0 | 0 | 0 | 0 | 0
PeakO | 0 | 0 | 0 | 0 | 0 | 0
ST | 0 | 0 | 0 | 0 | 0 | 0
STOG | 0.01 | 0 | 0 | 0 | 0 | 0
STWD | 0 | 0 | 0 | 0 | 0 | 0
WT | 0 | 0 | 0 | 0 | 0 | 0
IGCC | 0 | 0 | 0 | 0 | 0 | 0
DemandResponse | 0 | 0 | 0 | 0 | 0 | 0
IGCC-CCS | 0 | 0 | 0 | 0 | 0 | 0
WT_off | 0 | 0 | 0 | 0 | 0 | 0
PseudoUnit | 0 | 0 | 0 | 0 | 0 | 0
FixedInterchange | 0 | 0 | 0 | 0 | 0 | 0
NOx Emissions (MMshortTons): Outside_EI
ReportingType | 2015 | 2020 | 2025 | 2030 | 2035 | 2040
BM | 0 | 0 | 0 | 0 | 0 | 0
CC | 0.04 | 0.04 | 0.03 | 0.02 | 0.01 | 0.01
CSP | 0 | 0 | 0 | 0 | 0 | 0
CT | 0 | 0 | 0 | 0 | 0 | 0
Coal | 0.24 | 0.18 | 0.02 | 0 | 0 | 0
Geo | 0 | 0 | 0 | 0 | 0 | 0
H | 0 | 0 | 0 | 0 | 0 | 0
LFG | 0 | 0 | 0 | 0 | 0 | 0
Nuc | 0 | 0 | 0 | 0 | 0 | 0
PS | 0 | 0 | 0 | 0 | 0 | 0
PV | 0 | 0 | 0 | 0 | 0 | 0
PeakG | 0 | 0 | 0 | 0 | 0 | 0
PeakO | 0 | 0 | 0 | 0 | 0 | 0
ST | 0 | 0 | 0 | 0 | 0 | 0
STOG | 0 | 0 | 0 | 0 | 0 | 0
STWD | 0 | 0 | 0 | 0 | 0 | 0
WT | 0 | 0 | 0 | 0 | 0 | 0
IGCC | 0 | 0 | 0 | 0 | 0 | 0
DemandResponse | 0 | 0 | 0 | 0 | 0 | 0
IGCC-CCS | 0 | 0 | 0 | 0 | 0 | 0
WT_off | 0 | 0 | 0 | 0 | 0 | 0
PseudoUnit | 0 | 0 | 0 | 0 | 0 | 0
FixedInterchange | 0 | 0 | 0 | 0 | 0 | 0
CO2 Emissions (MMshortTons): Entergy
ReportingType | 2015 | 2020 | 2025 | 2030 | 2035 | 2040
BM | 0 | 0 | 0 | 0 | 0 | 0
CC | 29.17 | 26 | 14.47 | 13.18 | 8.14 | 5.38
CSP | 0 | 0 | 0 | 0 | 0 | 0
CT | 0 | 0 | 0 | 0 | 0 | 0
Coal | 64.14 | 7.06 | 0.88 | 0 | 0 | 0
Geo | 0 | 0 | 0 | 0 | 0 | 0
H | 0 | 0 | 0 | 0 | 0 | 0
LFG | 0 | 0 | 0 | 0 | 0 | 0
Nuc | 0 | 0 | 0 | 0 | 0 | 0
PS | 0 | 0 | 0 | 0 | 0 | 0
PV | 0 | 0 | 0 | 0 | 0 | 0
PeakG | 0 | 0 | 0 | 0 | 0 | 0
PeakO | 0 | 0 | 0 | 0 | 0 | 0
ST | 0 | 0 | 0 | 0 | 0 | 0
STOG | 0.31 | 0.29 | 0.29 | 0.15 | 0 | 0
STWD | 0 | 0 | 0 | 0 | 0 | 0
WT | 0 | 0 | 0 | 0 | 0 | 0
IGCC | 0 | 0 | 0 | 0 | 0 | 0
DemandResponse | 0 | 0 | 0 | 0 | 0 | 0
IGCC-CCS | 0 | 0 | 0 | 0 | 0 | 0
WT_off | 0 | 0 | 0 | 0 | 0 | 0
PseudoUnit | 0 | 0 | 0 | 0 | 0 | 0
FixedInterchange | 0 | 0 | 0 | 0 | 0 | 0
CO2 Emissions (MMshortTons): FRCC
ReportingType | 2015 | 2020 | 2025 | 2030 | 2035 | 2040
BM | 0 | 0 | 0 | 0 | 0 | 0
CC | 75.79 | 79.05 | 73.16 | 38.65 | 18.26 | 10.21
CSP | 0 | 0 | 0 | 0 | 0 | 0
CT | 0.31 | 0.31 | 0.17 | 0.16 | 0 | 0
Coal | 18.52 | 6.56 | 0 | 0 | 0 | 0
Geo | 0 | 0 | 0 | 0 | 0 | 0
H | 0 | 0 | 0 | 0 | 0 | 0
LFG | 0 | 0 | 0 | 0 | 0 | 0
Nuc | 0 | 0 | 0 | 0 | 0 | 0
PS | 0 | 0 | 0 | 0 | 0 | 0
PV | 0 | 0 | 0 | 0 | 0 | 0
PeakG | 0.25 | 0.31 | 0.3 | 0.01 | 0.02 | 0.02
PeakO | 0 | 0 | 0 | 0 | 0 | 0
ST | 0 | 0 | 0 | 0 | 0 | 0
STOG | 0.04 | 0.03 | 0 | 0 | 0 | 0
STWD | 0 | 0 | 0 | 0 | 0 | 0
WT | 0 | 0 | 0 | 0 | 0 | 0
IGCC | 0 | 0 | 0 | 0 | 0 | 0
DemandResponse | 0 | 0 | 0 | 0 | 0 | 0
IGCC-CCS | 0 | 0 | 0 | 0 | 0 | 0
WT_off | 0 | 0 | 0 | 0 | 0 | 0
PseudoUnit | 0 | 0 | 0 | 0 | 0 | 0
FixedInterchange | 0 | 0 | 0 | 0 | 0 | 0
CO2 Emissions (MMshortTons): MAPP_US
ReportingType | 2015 | 2020 | 2025 | 2030 | 2035 | 2040
BM | 0 | 0 | 0 | 0 | 0 | 0
CC | 0.62 | 0.08 | 0.08 | 0.05 | 0.05 | 0.01
CSP | 0 | 0 | 0 | 0 | 0 | 0
CT | 0 | 0 | 0 | 0 | 0 | 0
Coal | 12.37 | 3.07 | 0.05 | 0 | 0 | 0
Geo | 0 | 0 | 0 | 0 | 0 | 0
H | 0 | 0 | 0 | 0 | 0 | 0
LFG | 0 | 0 | 0 | 0 | 0 | 0
Nuc | 0 | 0 | 0 | 0 | 0 | 0
PS | 0 | 0 | 0 | 0 | 0 | 0
PV | 0 | 0 | 0 | 0 | 0 | 0
PeakG | 0.03 | 0.03 | 0 | 0 | 0.03 | 0.03
PeakO | 0 | 0 | 0 | 0 | 0 | 0
ST | 0 | 0 | 0 | 0 | 0 | 0
STOG | 0 | 0 | 0 | 0 | 0 | 0
STWD | 0 | 0 | 0 | 0 | 0 | 0
WT | 0 | 0 | 0 | 0 | 0 | 0
IGCC | 0 | 0 | 0 | 0 | 0 | 0
DemandResponse | 0 | 0 | 0 | 0 | 0 | 0
IGCC-CCS | 0 | 0 | 0 | 0 | 0 | 0
WT_off | 0 | 0 | 0 | 0 | 0 | 0
PseudoUnit | 0 | 0 | 0 | 0 | 0 | 0
FixedInterchange | 0 | 0 | 0 | 0 | 0 | 0
CO2 Emissions (MMshortTons): MISO_IN
ReportingType | 2015 | 2020 | 2025 | 2030 | 2035 | 2040
BM | 0 | 0 | 0 | 0 | 0 | 0
CC | 2.42 | 6.35 | 3.89 | 4.14 | 2.49 | 1.02
CSP | 0 | 0 | 0 | 0 | 0 | 0
CT | 0 | 0 | 0 | 0 | 0 | 0
Coal | 63.96 | 33.87 | 1.62 | 0.43 | 1.28 | 1.28
Geo | 0 | 0 | 0 | 0 | 0 | 0
H | 0 | 0 | 0 | 0 | 0 | 0
LFG | 0 | 0 | 0 | 0 | 0 | 0
Nuc | 0 | 0 | 0 | 0 | 0 | 0
PS | 0 | 0 | 0 | 0 | 0 | 0
PV | 0 | 0 | 0 | 0 | 0 | 0
PeakG | 0 | 0 | 0 | 0 | 0 | 0
PeakO | 0 | 0 | 0 | 0 | 0 | 0
ST | 0 | 0 | 0 | 0 | 0 | 0
STOG | 0.02 | 0.02 | 0 | 0.02 | 0 | 0
STWD | 0 | 0 | 0 | 0 | 0 | 0
WT | 0 | 0 | 0 | 0 | 0 | 0
IGCC | 4.15 | 4.15 | 0.37 | 0 | 0 | 0
DemandResponse | 0 | 0 | 0 | 0 | 0 | 0
IGCC-CCS | 0 | 0 | 0 | 0 | 0 | 0
WT_off | 0 | 0 | 0 | 0 | 0 | 0
PseudoUnit | 0 | 0 | 0 | 0 | 0 | 0
FixedInterchange | 0 | 0 | 0 | 0 | 0 | 0
CO2 Emissions (MMshortTons): MISO_MI
ReportingType | 2015 | 2020 | 2025 | 2030 | 2035 | 2040
BM | 0 | 0 | 0 | 0 | 0 | 0
CC | 5.21 | 4.15 | 2.04 | 1.39 | 0.78 | 0.4
CSP | 0 | 0 | 0 | 0 | 0 | 0
CT | 0 | 0 | 0 | 0 | 0 | 0
Coal | 27.17 | 0.01 | 0 | 0 | 0 | 0
Geo | 0 | 0 | 0 | 0 | 0 | 0
H | 0 | 0 | 0 | 0 | 0 | 0
LFG | 0 | 0 | 0 | 0 | 0 | 0
Nuc | 0 | 0 | 0 | 0 | 0 | 0
PS | 0 | 0 | 0 | 0 | 0 | 0
PV | 0 | 0 | 0 | 0 | 0 | 0
PeakG | 0.02 | 0 | 0 | 0 | 0 | 0
PeakO | 0 | 0 | 0 | 0 | 0 | 0
ST | 0 | 0 | 0 | 0 | 0 | 0
STOG | 0.2 | 0.15 | 0 | 0 | 0 | 0
STWD | 0 | 0 | 0 | 0 | 0 | 0
WT | 0 | 0 | 0 | 0 | 0 | 0
IGCC | 0 | 0 | 0 | 0 | 0 | 0
DemandResponse | 0 | 0 | 0 | 0 | 0 | 0
IGCC-CCS | 0 | 0 | 0 | 0 | 0 | 0
WT_off | 0 | 0 | 0 | 0 | 0 | 0
PseudoUnit | 0 | 0 | 0 | 0 | 0 | 0
FixedInterchange | 0 | 0 | 0 | 0 | 0 | 0
CO2 Emissions (MMshortTons): MISO_MO-IL
ReportingType | 2015 | 2020 | 2025 | 2030 | 2035 | 2040
BM | 0 | 0 | 0 | 0 | 0 | 0
CC | 1.31 | 1.35 | 0.49 | 0.42 | 0.26 | 0.13
CSP | 0 | 0 | 0 | 0 | 0 | 0
CT | 0 | 0 | 0 | 0 | 0 | 0
Coal | 78.13 | 20.41 | 1.41 | 0.06 | 0.2 | 0.2
Geo | 0 | 0 | 0 | 0 | 0 | 0
H | 0 | 0 | 0 | 0 | 0 | 0
LFG | 0 | 0 | 0 | 0 | 0 | 0
Nuc | 0 | 0 | 0 | 0 | 0 | 0
PS | 0 | 0 | 0 | 0 | 0 | 0
PV | 0 | 0 | 0 | 0 | 0 | 0
PeakG | 0.09 | 0.02 | 0 | 0.04 | 0 | 0
PeakO | 0 | 0 | 0 | 0 | 0 | 0
ST | 0 | 0 | 0 | 0 | 0 | 0
STOG | 0.01 | 0 | 0 | 0 | 0 | 0
STWD | 0 | 0 | 0 | 0 | 0 | 0
WT | 0 | 0 | 0 | 0 | 0 | 0
IGCC | 0 | 0 | 0 | 0 | 0 | 0
DemandResponse | 0 | 0 | 0 | 0 | 0 | 0
IGCC-CCS | 0 | 0 | 0 | 0 | 0 | 0
WT_off | 0 | 0 | 0 | 0 | 0 | 0
PseudoUnit | 0 | 0 | 0 | 0 | 0 | 0
FixedInterchange | 0 | 0 | 0 | 0 | 0 | 0
CO2 Emissions (MMshortTons): MISO_W
ReportingType | 2015 | 2020 | 2025 | 2030 | 2035 | 2040
BM | 0 | 0 | 0 | 0 | 0 | 0
CC | 4.62 | 2.7 | 1.33 | 0.83 | 0.48 | 0.25
CSP | 0 | 0 | 0 | 0 | 0 | 0
CT | 0 | 0 | 0 | 0 | 0 | 0
Coal | 81.02 | 26.33 | 0.39 | 0.39 | 0.42 | 0.42
Geo | 0 | 0 | 0 | 0 | 0 | 0
H | 0 | 0 | 0 | 0 | 0 | 0
LFG | 0 | 0 | 0 | 0 | 0 | 0
Nuc | 0 | 0 | 0 | 0 | 0 | 0
PS | 0 | 0 | 0 | 0 | 0 | 0
PV | 0 | 0 | 0 | 0 | 0 | 0
PeakG | 0.13 | 0 | 0 | 0 | 0 | 0
PeakO | 0 | 0 | 0 | 0 | 0 | 0
ST | 0 | 0 | 0 | 0 | 0 | 0
STOG | 0 | 0 | 0 | 0 | 0 | 0
STWD | 0 | 0 | 0 | 0 | 0 | 0
WT | 0 | 0 | 0 | 0 | 0 | 0
IGCC | 0 | 0 | 0 | 0 | 0 | 0
DemandResponse | 0 | 0 | 0 | 0 | 0 | 0
IGCC-CCS | 0 | 0 | 0 | 0 | 0 | 0
WT_off | 0 | 0 | 0 | 0 | 0 | 0
PseudoUnit | 0 | 0 | 0 | 0 | 0 | 0
FixedInterchange | 0 | 0 | 0 | 0 | 0 | 0
CO2 Emissions (MMshortTons): MISO_WUMS
ReportingType | 2015 | 2020 | 2025 | 2030 | 2035 | 2040
BM | 0 | 0 | 0 | 0 | 0 | 0
CC | 30.94 | 72.47 | 46.12 | 46.17 | 22.86 | 11.15
CSP | 0 | 0 | 0 | 0 | 0 | 0
CT | 0 | 0 | 0 | 0 | 0 | 0
Coal | 13.69 | 1.92 | 0.33 | 0.09 | 0.25 | 0.35
Geo | 0 | 0 | 0 | 0 | 0 | 0
H | 0 | 0 | 0 | 0 | 0 | 0
LFG | 0 | 0 | 0 | 0 | 0 | 0
Nuc | 0 | 0 | 0 | 0 | 0 | 0
PS | 0 | 0 | 0 | 0 | 0 | 0
PV | 0 | 0 | 0 | 0 | 0 | 0
PeakG | 0 | 0 | 0 | 0 | 0 | 0
PeakO | 0 | 0 | 0 | 0 | 0 | 0
ST | 0 | 0 | 0 | 0 | 0 | 0
STOG | 0 | 0 | 0 | 0 | 0 | 0
STWD | 0 | 0 | 0 | 0 | 0 | 0
WT | 0 | 0 | 0 | 0 | 0 | 0
IGCC | 0 | 0 | 0 | 0 | 0 | 0
DemandResponse | 0 | 0 | 0 | 0 | 0 | 0
IGCC-CCS | 0 | 0 | 0 | 0 | 0 | 0
WT_off | 0 | 0 | 0 | 0 | 0 | 0
PseudoUnit | 0 | 0 | 0 | 0 | 0 | 0
FixedInterchange | 0 | 0 | 0 | 0 | 0 | 0
CO2 Emissions (MMshortTons): Nebraska
ReportingType | 2015 | 2020 | 2025 | 2030 | 2035 | 2040
BM | 0 | 0 | 0 | 0 | 0 | 0
CC | 0.28 | 0.06 | 0.06 | 0.06 | 0.03 | 0.02
CSP | 0 | 0 | 0 | 0 | 0 | 0
CT | 0 | 0 | 0 | 0 | 0 | 0
Coal | 35.38 | 2.67 | 0.36 | 0.2 | 0.29 | 0.29
Geo | 0 | 0 | 0 | 0 | 0 | 0
H | 0 | 0 | 0 | 0 | 0 | 0
LFG | 0 | 0 | 0 | 0 | 0 | 0
Nuc | 0 | 0 | 0 | 0 | 0 | 0
PS | 0 | 0 | 0 | 0 | 0 | 0
PV | 0 | 0 | 0 | 0 | 0 | 0
PeakG | 0.05 | 0 | 0 | 0 | 0 | 0
PeakO | 0 | 0 | 0 | 0 | 0 | 0
ST | 0 | 0 | 0 | 0 | 0 | 0
STOG | 0 | 0 | 0 | 0 | 0 | 0
STWD | 0 | 0 | 0 | 0 | 0 | 0
WT | 0 | 0 | 0 | 0 | 0 | 0
IGCC | 0 | 0 | 0 | 0 | 0 | 0
DemandResponse | 0 | 0 | 0 | 0 | 0 | 0
IGCC-CCS | 0 | 0 | 0 | 0 | 0 | 0
WT_off | 0 | 0 | 0 | 0 | 0 | 0
PseudoUnit | 0 | 0 | 0 | 0 | 0 | 0
FixedInterchange | 0 | 0 | 0 | 0 | 0 | 0
CO2 Emissions (MMshortTons): NEISO
ReportingType | 2015 | 2020 | 2025 | 2030 | 2035 | 2040
BM | 0 | 0 | 0 | 0 | 0 | 0
CC | 17.84 | 11.86 | 9.3 | 6.49 | 2.97 | 1.93
CSP | 0 | 0 | 0 | 0 | 0 | 0
CT | 0 | 0 | 0 | 0.01 | 0 | 0
Coal | 0.07 | 0 | 0 | 0 | 0 | 0
Geo | 0 | 0 | 0 | 0 | 0 | 0
H | 0 | 0 | 0 | 0 | 0 | 0
LFG | 0 | 0 | 0 | 0 | 0 | 0
Nuc | 0 | 0 | 0 | 0 | 0 | 0
PS | 0 | 0 | 0 | 0 | 0 | 0
PV | 0 | 0 | 0 | 0 | 0 | 0
PeakG | 0.02 | 0.03 | 0.06 | 0.06 | 0.06 | 0.06
PeakO | 0 | 0 | 0 | 0 | 0 | 0
ST | 0 | 0 | 0 | 0 | 0 | 0
STOG | 0 | 0 | 0 | 0 | 0 | 0
STWD | 0 | 0 | 0 | 0 | 0 | 0
WT | 0 | 0 | 0 | 0 | 0 | 0
IGCC | 0 | 0 | 0 | 0 | 0 | 0
DemandResponse | 0 | 0 | 0 | 0 | 0 | 0
IGCC-CCS | 0 | 0 | 0 | 0 | 0 | 0
WT_off | 0 | 0 | 0 | 0 | 0 | 0
PseudoUnit | 0 | 0 | 0 | 0 | 0 | 0
FixedInterchange | 0 | 0 | 0 | 0 | 0 | 0
CO2 Emissions (MMshortTons): NonRTO_Midwest
ReportingType | 2015 | 2020 | 2025 | 2030 | 2035 | 2040
BM | 0 | 0 | 0 | 0 | 0 | 0
CC | 5.62 | 12.1 | 12.1 | 12.01 | 9.16 | 1.01
CSP | 0 | 0 | 0 | 0 | 0 | 0
CT | 0 | 0 | 0 | 0 | 0 | 0
Coal | 45.1 | 27.16 | 2.69 | 0.37 | 0.63 | 0.63
Geo | 0 | 0 | 0 | 0 | 0 | 0
H | 0 | 0 | 0 | 0 | 0 | 0
LFG | 0 | 0 | 0 | 0 | 0 | 0
Nuc | 0 | 0 | 0 | 0 | 0 | 0
PS | 0 | 0 | 0 | 0 | 0 | 0
PV | 0 | 0 | 0 | 0 | 0 | 0
PeakG | 0.1 | 0.04 | 0 | 0.17 | 0.03 | 0
PeakO | 0 | 0 | 0 | 0 | 0 | 0
ST | 0 | 0 | 0 | 0 | 0 | 0
STOG | 0 | 0 | 0 | 0 | 0 | 0
STWD | 0 | 0 | 0 | 0 | 0 | 0
WT | 0 | 0 | 0 | 0 | 0 | 0
IGCC | 0 | 0 | 0 | 0 | 0 | 0
DemandResponse | 0 | 0 | 0 | 0 | 0 | 0
IGCC-CCS | 0 | 0 | 0 | 0 | 0 | 0
WT_off | 0 | 0 | 0 | 0 | 0 | 0
PseudoUnit | 0 | 0 | 0 | 0 | 0 | 0
FixedInterchange | 0 | 0 | 0 | 0 | 0 | 0
CO2 Emissions (MMshortTons): NYISO_A-F
ReportingType | 2015 | 2020 | 2025 | 2030 | 2035 | 2040
BM | 0 | 0 | 0 | 0 | 0 | 0
CC | 2.92 | 4.14 | 3.47 | 2.21 | 0.6 | 0.11
CSP | 0 | 0 | 0 | 0 | 0 | 0
CT | 0 | 0 | 0 | 0 | 0 | 0
Coal | 0 | 0 | 0 | 0 | 0 | 0
Geo | 0 | 0 | 0 | 0 | 0 | 0
H | 0 | 0 | 0 | 0 | 0 | 0
LFG | 0 | 0 | 0 | 0 | 0 | 0
Nuc | 0 | 0 | 0 | 0 | 0 | 0
PS | 0 | 0 | 0 | 0 | 0 | 0
PV | 0 | 0 | 0 | 0 | 0 | 0
PeakG | 0 | 0 | 0.01 | 0.01 | 0.01 | 0.01
PeakO | 0 | 0 | 0 | 0 | 0 | 0
ST | 0 | 0 | 0 | 0 | 0 | 0
STOG | 0 | 0 | 0 | 0 | 0 | 0
STWD | 0 | 0 | 0 | 0 | 0 | 0
WT | 0 | 0 | 0 | 0 | 0 | 0
IGCC | 0 | 0 | 0 | 0 | 0 | 0
DemandResponse | 0 | 0 | 0 | 0 | 0 | 0
IGCC-CCS | 0 | 0 | 0 | 0 | 0 | 0
WT_off | 0 | 0 | 0 | 0 | 0 | 0
PseudoUnit | 0 | 0 | 0 | 0 | 0 | 0
FixedInterchange | 0 | 0 | 0 | 0 | 0 | 0
CO2 Emissions (MMshortTons): NYISO_G-I
ReportingType | 2015 | 2020 | 2025 | 2030 | 2035 | 2040
BM | 0 | 0 | 0 | 0 | 0 | 0
CC | 1 | 2.76 | 1.94 | 0.57 | 0.5 | 0.32
CSP | 0 | 0 | 0 | 0 | 0 | 0
CT | 0 | 0 | 0 | 0 | 0 | 0
Coal | 0 | 0 | 0 | 0 | 0 | 0
Geo | 0 | 0 | 0 | 0 | 0 | 0
H | 0 | 0 | 0 | 0 | 0 | 0
LFG | 0 | 0 | 0 | 0 | 0 | 0
Nuc | 0 | 0 | 0 | 0 | 0 | 0
PS | 0 | 0 | 0 | 0 | 0 | 0
PV | 0 | 0 | 0 | 0 | 0 | 0
PeakG | 0 | 0 | 0 | 0 | 0 | 0
PeakO | 0 | 0 | 0 | 0 | 0 | 0
ST | 0 | 0 | 0 | 0 | 0 | 0
STOG | 0 | 0 | 0 | 0 | 0 | 0
STWD | 0 | 0 | 0 | 0 | 0 | 0
WT | 0 | 0 | 0 | 0 | 0 | 0
IGCC | 0 | 0 | 0 | 0 | 0 | 0
DemandResponse | 0 | 0 | 0 | 0 | 0 | 0
IGCC-CCS | 0 | 0 | 0 | 0 | 0 | 0
WT_off | 0 | 0 | 0 | 0 | 0 | 0
PseudoUnit | 0 | 0 | 0 | 0 | 0 | 0
FixedInterchange | 0 | 0 | 0 | 0 | 0 | 0
CO2 Emissions (MMshortTons): NYISO_J-K
ReportingType | 2015 | 2020 | 2025 | 2030 | 2035 | 2040
BM | 0 | 0 | 0 | 0 | 0 | 0
CC | 8.51 | 9.62 | 9.06 | 4.72 | 3.4 | 2.22
CSP | 0 | 0 | 0 | 0 | 0 | 0
CT | 0 | 0 | 0 | 0 | 0 | 0
Coal | 0 | 0 | 0 | 0 | 0 | 0
Geo | 0 | 0 | 0 | 0 | 0 | 0
H | 0 | 0 | 0 | 0 | 0 | 0
LFG | 0 | 0 | 0 | 0 | 0 | 0
Nuc | 0 | 0 | 0 | 0 | 0 | 0
PS | 0 | 0 | 0 | 0 | 0 | 0
PV | 0 | 0 | 0 | 0 | 0 | 0
PeakG | 0.1 | 0.15 | 0.1 | 0.19 | 0.1 | 0.1
PeakO | 0 | 0 | 0 | 0 | 0 | 0
ST | 0 | 0 | 0 | 0 | 0 | 0
STOG | 0.3 | 0.4 | 0.4 | 0.4 | 0.21 | 0.21
STWD | 0 | 0 | 0 | 0 | 0 | 0
WT | 0 | 0 | 0 | 0 | 0 | 0
IGCC | 0 | 0 | 0 | 0 | 0 | 0
DemandResponse | 0 | 0 | 0 | 0 | 0 | 0
IGCC-CCS | 0 | 0 | 0 | 0 | 0 | 0
WT_off | 0 | 0 | 0 | 0 | 0 | 0
PseudoUnit | 0 | 0 | 0 | 0 | 0 | 0
FixedInterchange | 0 | 0 | 0 | 0 | 0 | 0
CO2 Emissions (MMshortTons): PJM_E
ReportingType | 2015 | 2020 | 2025 | 2030 | 2035 | 2040
BM | 0 | 0 | 0 | 0 | 0 | 0
CC | 17.85 | 19.67 | 18.7 | 13.62 | 12.93 | 6.58
CSP | 0 | 0 | 0 | 0 | 0 | 0
CT | 0 | 0 | 0 | 0 | 0 | 0
Coal | 0.66 | 0.29 | 0.11 | 0 | 0.05 | 0.13
Geo | 0 | 0 | 0 | 0 | 0 | 0
H | 0 | 0 | 0 | 0 | 0 | 0
LFG | 0 | 0 | 0 | 0 | 0 | 0
Nuc | 0 | 0 | 0 | 0 | 0 | 0
PS | 0 | 0 | 0 | 0 | 0 | 0
PV | 0 | 0 | 0 | 0 | 0 | 0
PeakG | 0.05 | 0.16 | 0.16 | 0.16 | 0.16 | 0.16
PeakO | 0 | 0 | 0 | 0 | 0 | 0
ST | 0 | 0 | 0 | 0 | 0 | 0
STOG | 0.18 | 0.18 | 0.18 | 0.24 | 0.18 | 0
STWD | 0 | 0 | 0 | 0 | 0 | 0
WT | 0 | 0 | 0 | 0 | 0 | 0
IGCC | 0 | 0 | 0 | 0 | 0 | 0
DemandResponse | 0 | 0 | 0 | 0 | 0 | 0
IGCC-CCS | 0 | 0 | 0 | 0 | 0 | 0
WT_off | 0 | 0 | 0 | 0 | 0 | 0
PseudoUnit | 0 | 0 | 0 | 0 | 0 | 0
FixedInterchange | 0 | 0 | 0 | 0 | 0 | 0
CO2 Emissions (MMshortTons): PJM_ROM
ReportingType | 2015 | 2020 | 2025 | 2030 | 2035 | 2040
BM | 0 | 0 | 0 | 0 | 0 | 0
CC | 7.57 | 9.83 | 8.45 | 5.63 | 5.6 | 2.34
CSP | 0 | 0 | 0 | 0 | 0 | 0
CT | 0 | 0 | 0 | 0 | 0 | 0
Coal | 11.11 | 1.86 | 0.26 | 0 | 0.11 | 0.17
Geo | 0 | 0 | 0 | 0 | 0 | 0
H | 0 | 0 | 0 | 0 | 0 | 0
LFG | 0 | 0 | 0 | 0 | 0 | 0
Nuc | 0 | 0 | 0 | 0 | 0 | 0
PS | 0 | 0 | 0 | 0 | 0 | 0
PV | 0 | 0 | 0 | 0 | 0 | 0
PeakG | 0 | 0 | 0 | 0.1 | 0.1 | 0.1
PeakO | 0 | 0 | 0 | 0 | 0 | 0
ST | 0 | 0 | 0 | 0 | 0 | 0
STOG | 0.43 | 0.43 | 0.43 | 0.43 | 0.22 | 0
STWD | 0 | 0 | 0 | 0 | 0 | 0
WT | 0 | 0 | 0 | 0 | 0 | 0
IGCC | 0 | 0 | 0 | 0 | 0 | 0
DemandResponse | 0 | 0 | 0 | 0 | 0 | 0
IGCC-CCS | 0 | 0 | 0 | 0 | 0 | 0
WT_off | 0 | 0 | 0 | 0 | 0 | 0
PseudoUnit | 0 | 0 | 0 | 0 | 0 | 0
FixedInterchange | 0 | 0 | 0 | 0 | 0 | 0
CO2 Emissions (MMshortTons): PJM_ROR
ReportingType | 2015 | 2020 | 2025 | 2030 | 2035 | 2040
BM | 0 | 0 | 0 | 0 | 0 | 0
CC | 54.39 | 73.4 | 62.17 | 51.39 | 39.69 | 18.9
CSP | 0 | 0 | 0 | 0 | 0 | 0
CT | 0 | 0 | 0 | 0 | 0 | 0
Coal | 228 | 123.68 | 6.66 | 1.09 | 2.72 | 2.76
Geo | 0 | 0 | 0 | 0 | 0 | 0
H | 0 | 0 | 0 | 0 | 0 | 0
LFG | 0 | 0 | 0 | 0 | 0 | 0
Nuc | 0 | 0 | 0 | 0 | 0 | 0
PS | 0 | 0 | 0 | 0 | 0 | 0
PV | 0 | 0 | 0 | 0 | 0 | 0
PeakG | 0.64 | 0.74 | 0.34 | 0.39 | 0.11 | 0.05
PeakO | 0 | 0 | 0 | 0 | 0 | 0
ST | 0 | 0 | 0 | 0 | 0 | 0
STOG | 0.43 | 0.25 | 0.25 | 0.25 | 0.13 | 0
STWD | 0 | 0 | 0 | 0 | 0 | 0
WT | 0 | 0 | 0 | 0 | 0 | 0
IGCC | 0 | 0 | 0 | 0 | 0 | 0
DemandResponse | 0 | 0 | 0 | 0 | 0 | 0
IGCC-CCS | 0 | 0 | 0 | 0 | 0 | 0
WT_off | 0 | 0 | 0 | 0 | 0 | 0
PseudoUnit | 0 | 0 | 0 | 0 | 0 | 0
FixedInterchange | 0 | 0 | 0 | 0 | 0 | 0
CO2 Emissions (MMshortTons): SOCO
ReportingType | 2015 | 2020 | 2025 | 2030 | 2035 | 2040
BM | 0 | 0 | 0 | 0 | 0 | 0
CC | 59.41 | 67.98 | 51.92 | 45.71 | 12.39 | 2.63
CSP | 0 | 0 | 0 | 0 | 0 | 0
CT | 0 | 0 | 0 | 0 | 0 | 0
Coal | 39.94 | 13.69 | 0.67 | 0.8 | 0.8 | 0.8
Geo | 0 | 0 | 0 | 0 | 0 | 0
H | 0 | 0 | 0 | 0 | 0 | 0
LFG | 0 | 0 | 0 | 0 | 0 | 0
Nuc | 0 | 0 | 0 | 0 | 0 | 0
PS | 0 | 0 | 0 | 0 | 0 | 0
PV | 0 | 0 | 0 | 0 | 0 | 0
PeakG | 0.44 | 0 | 0.37 | 0.37 | 0.03 | 0
PeakO | 0 | 0 | 0 | 0 | 0 | 0
ST | 0 | 0 | 0 | 0 | 0 | 0
STOG | 0 | 0 | 0 | 0 | 0 | 0
STWD | 0 | 0 | 0 | 0 | 0 | 0
WT | 0 | 0 | 0 | 0 | 0 | 0
IGCC | 0 | 0 | 0 | 0 | 0 | 0
DemandResponse | 0 | 0 | 0 | 0 | 0 | 0
IGCC-CCS | 0 | 0 | 0 | 0 | 0 | 0
WT_off | 0 | 0 | 0 | 0 | 0 | 0
PseudoUnit | 0 | 0 | 0 | 0 | 0 | 0
FixedInterchange | 0 | 0 | 0 | 0 | 0 | 0
CO2 Emissions (MMshortTons): SPP_N
ReportingType | 2015 | 2020 | 2025 | 2030 | 2035 | 2040
BM | 0 | 0 | 0 | 0 | 0 | 0
CC | 1.77 | 0.41 | 0.4 | 0.23 | 0.23 | 0.09
CSP | 0 | 0 | 0 | 0 | 0 | 0
CT | 0 | 0 | 0 | 0 | 0 | 0
Coal | 63.22 | 9.96 | 0.18 | 0 | 0 | 0
Geo | 0 | 0 | 0 | 0 | 0 | 0
H | 0 | 0 | 0 | 0 | 0 | 0
LFG | 0 | 0 | 0 | 0 | 0 | 0
Nuc | 0 | 0 | 0 | 0 | 0 | 0
PS | 0 | 0 | 0 | 0 | 0 | 0
PV | 0 | 0 | 0 | 0 | 0 | 0
PeakG | 0 | 0 | 0 | 0 | 0 | 0
PeakO | 0 | 0 | 0 | 0 | 0 | 0
ST | 0 | 0 | 0 | 0 | 0 | 0
STOG | 0 | 0 | 0 | 0 | 0 | 0
STWD | 0 | 0 | 0 | 0 | 0 | 0
WT | 0 | 0 | 0 | 0 | 0 | 0
IGCC | 0 | 0 | 0 | 0 | 0 | 0
DemandResponse | 0 | 0 | 0 | 0 | 0 | 0
IGCC-CCS | 0 | 0 | 0 | 0 | 0 | 0
WT_off | 0 | 0 | 0 | 0 | 0 | 0
PseudoUnit | 0 | 0 | 0 | 0 | 0 | 0
FixedInterchange | 0 | 0 | 0 | 0 | 0 | 0
CO2 Emissions (MMshortTons): SPP_S
ReportingType | 2015 | 2020 | 2025 | 2030 | 2035 | 2040
BM | 0 | 0 | 0 | 0 | 0 | 0
CC | 18.86 | 3.96 | 3.13 | 2.59 | 2.38 | 1.35
CSP | 0 | 0 | 0 | 0 | 0 | 0
CT | 0.01 | 0 | 0 | 0 | 0 | 0
Coal | 95.13 | 5.83 | 0.38 | 0 | 0 | 0
Geo | 0 | 0 | 0 | 0 | 0 | 0
H | 0 | 0 | 0 | 0 | 0 | 0
LFG | 0 | 0 | 0 | 0 | 0 | 0
Nuc | 0 | 0 | 0 | 0 | 0 | 0
PS | 0 | 0 | 0 | 0 | 0 | 0
PV | 0 | 0 | 0 | 0 | 0 | 0
PeakG | 0 | 0 | 0 | 0 | 0 | 0
PeakO | 0 | 0 | 0 | 0 | 0 | 0
ST | 0 | 0 | 0 | 0 | 0 | 0
STOG | 1.4 | 0.52 | 0 | 0.16 | 0.18 | 0.13
STWD | 0 | 0 | 0 | 0 | 0 | 0
WT | 0 | 0 | 0 | 0 | 0 | 0
IGCC | 0 | 0 | 0 | 0 | 0 | 0
DemandResponse | 0 | 0 | 0 | 0 | 0 | 0
IGCC-CCS | 0 | 0 | 0 | 0 | 0 | 0
WT_off | 0 | 0 | 0 | 0 | 0 | 0
PseudoUnit | 0 | 0 | 0 | 0 | 0 | 0
FixedInterchange | 0 | 0 | 0 | 0 | 0 | 0
CO2 Emissions (MMshortTons): TVA
ReportingType | 2015 | 2020 | 2025 | 2030 | 2035 | 2040
BM | 0 | 0 | 0 | 0 | 0 | 0
CC | 15.8 | 25.12 | 26.18 | 23.85 | 8.72 | 1.73
CSP | 0 | 0 | 0 | 0 | 0 | 0
CT | 0 | 0 | 0 | 0 | 0 | 0
Coal | 45.04 | 23.45 | 1.18 | 0 | 0 | 0
Geo | 0 | 0 | 0 | 0 | 0 | 0
H | 0 | 0 | 0 | 0 | 0 | 0
LFG | 0 | 0 | 0 | 0 | 0 | 0
Nuc | 0 | 0 | 0 | 0 | 0 | 0
PS | 0 | 0 | 0 | 0 | 0 | 0
PV | 0 | 0 | 0 | 0 | 0 | 0
PeakG | 0 | 0 | 0 | 0 | 0 | 0
PeakO | 0 | 0 | 0 | 0 | 0 | 0
ST | 0 | 0 | 0 | 0 | 0 | 0
STOG | 0 | 0 | 0 | 0 | 0 | 0
STWD | 0 | 0 | 0 | 0 | 0 | 0
WT | 0 | 0 | 0 | 0 | 0 | 0
IGCC | 0 | 0 | 0 | 0 | 0 | 0
DemandResponse | 0 | 0 | 0 | 0 | 0 | 0
IGCC-CCS | 0 | 0 | 0 | 0 | 0 | 0
WT_off | 0 | 0 | 0 | 0 | 0 | 0
PseudoUnit | 0 | 0 | 0 | 0 | 0 | 0
FixedInterchange | 0 | 0 | 0 | 0 | 0 | 0
CO2 Emissions (MMshortTons): TVA_Transmission
ReportingType | 2015 | 2020 | 2025 | 2030 | 2035 | 2040
BM | 0 | 0 | 0 | 0 | 0 | 0
CC | 0 | 0 | 0 | 0 | 0 | 0
CSP | 0 | 0 | 0 | 0 | 0 | 0
CT | 0 | 0 | 0 | 0 | 0 | 0
Coal | 0 | 0 | 0 | 0 | 0 | 0
Geo | 0 | 0 | 0 | 0 | 0 | 0
H | 0 | 0 | 0 | 0 | 0 | 0
LFG | 0 | 0 | 0 | 0 | 0 | 0
Nuc | 0 | 0 | 0 | 0 | 0 | 0
PS | 0 | 0 | 0 | 0 | 0 | 0
PV | 0 | 0 | 0 | 0 | 0 | 0
PeakG | 0 | 0 | 0 | 0 | 0 | 0
PeakO | 0 | 0 | 0 | 0 | 0 | 0
ST | 0 | 0 | 0 | 0 | 0 | 0
STOG | 0 | 0 | 0 | 0 | 0 | 0
STWD | 0 | 0 | 0 | 0 | 0 | 0
WT | 0 | 0 | 0 | 0 | 0 | 0
IGCC | 0 | 0 | 0 | 0 | 0 | 0
DemandResponse | 0 | 0 | 0 | 0 | 0 | 0
IGCC-CCS | 0 | 0 | 0 | 0 | 0 | 0
WT_off | 0 | 0 | 0 | 0 | 0 | 0
PseudoUnit | 0 | 0 | 0 | 0 | 0 | 0
FixedInterchange | 0 | 0 | 0 | 0 | 0 | 0
CO2 Emissions (MMshortTons): VACAR
ReportingType | 2015 | 2020 | 2025 | 2030 | 2035 | 2040
BM | 0 | 0 | 0 | 0 | 0 | 0
CC | 43.37 | 42.74 | 36.46 | 26.27 | 12.7 | 2.65
CSP | 0 | 0 | 0 | 0 | 0 | 0
CT | 0.01 | 0 | 0 | 0 | 0 | 0
Coal | 34.51 | 19.58 | 2.28 | 0.26 | 0.44 | 0.44
Geo | 0 | 0 | 0 | 0 | 0 | 0
H | 0 | 0 | 0 | 0 | 0 | 0
LFG | 0 | 0 | 0 | 0 | 0 | 0
Nuc | 0 | 0 | 0 | 0 | 0 | 0
PS | 0 | 0 | 0 | 0 | 0 | 0
PV | 0 | 0 | 0 | 0 | 0 | 0
PeakG | 0.02 | 0 | 0 | 0 | 0 | 0
PeakO | 0 | 0 | 0 | 0 | 0 | 0
ST | 0 | 0 | 0 | 0 | 0 | 0
STOG | 0 | 0 | 0 | 0 | 0 | 0
STWD | 0 | 0 | 0 | 0 | 0 | 0
WT | 0 | 0 | 0 | 0 | 0 | 0
IGCC | 0 | 0 | 0 | 0 | 0 | 0
DemandResponse | 0 | 0 | 0 | 0 | 0 | 0
IGCC-CCS | 0 | 0 | 0 | 0 | 0 | 0
WT_off | 0 | 0 | 0 | 0 | 0 | 0
PseudoUnit | 0 | 0 | 0 | 0 | 0 | 0
FixedInterchange | 0 | 0 | 0 | 0 | 0 | 0
CO2 Emissions (MMshortTons): IESO
ReportingType | 2015 | 2020 | 2025 | 2030 | 2035 | 2040
BM | 0 | 0 | 0 | 0 | 0 | 0
CC | 0.43 | 0.17 | 0.05 | 0 | 0 | 0
CSP | 0 | 0 | 0 | 0 | 0 | 0
CT | 0 | 0 | 0 | 0 | 0 | 0
Coal | 0 | 0 | 0 | 0 | 0 | 0
Geo | 0 | 0 | 0 | 0 | 0 | 0
H | 0 | 0 | 0 | 0 | 0 | 0
LFG | 0 | 0 | 0 | 0 | 0 | 0
Nuc | 0 | 0 | 0 | 0 | 0 | 0
PS | 0 | 0 | 0 | 0 | 0 | 0
PV | 0 | 0 | 0 | 0 | 0 | 0
PeakG | 0 | 0 | 0 | 0 | 0 | 0
PeakO | 0 | 0 | 0 | 0 | 0 | 0
ST | 0 | 0 | 0 | 0 | 0 | 0
STOG | 0 | 0 | 0 | 0 | 0 | 0
STWD | 0 | 0 | 0 | 0 | 0 | 0
WT | 0 | 0 | 0 | 0 | 0 | 0
IGCC | 0 | 0 | 0 | 0 | 0 | 0
DemandResponse | 0 | 0 | 0 | 0 | 0 | 0
IGCC-CCS | 0 | 0 | 0 | 0 | 0 | 0
WT_off | 0 | 0 | 0 | 0 | 0 | 0
PseudoUnit | 0 | 0 | 0 | 0 | 0 | 0
FixedInterchange | 0 | 0 | 0 | 0 | 0 | 0
CO2 Emissions (MMshortTons): MAPP_CA
ReportingType | 2015 | 2020 | 2025 | 2030 | 2035 | 2040
BM | 0 | 0 | 0 | 0 | 0 | 0
CC | 0.56 | 0.16 | 0 | 0 | 0 | 0
CSP | 0 | 0 | 0 | 0 | 0 | 0
CT | 0 | 0 | 0 | 0 | 0 | 0
Coal | 0 | 0 | 0 | 0 | 0 | 0
Geo | 0 | 0 | 0 | 0 | 0 | 0
H | 0 | 0 | 0 | 0 | 0 | 0
LFG | 0 | 0 | 0 | 0 | 0 | 0
Nuc | 0 | 0 | 0 | 0 | 0 | 0
PS | 0 | 0 | 0 | 0 | 0 | 0
PV | 0 | 0 | 0 | 0 | 0 | 0
PeakG | 0 | 0 | 0 | 0 | 0 | 0
PeakO | 0 | 0 | 0 | 0 | 0 | 0
ST | 0 | 0 | 0 | 0 | 0 | 0
STOG | 0 | 0 | 0 | 0 | 0 | 0
STWD | 0 | 0 | 0 | 0 | 0 | 0
WT | 0 | 0 | 0 | 0 | 0 | 0
IGCC | 0 | 0 | 0 | 0 | 0 | 0
DemandResponse | 0 | 0 | 0 | 0 | 0 | 0
IGCC-CCS | 0 | 0 | 0 | 0 | 0 | 0
WT_off | 0 | 0 | 0 | 0 | 0 | 0
PseudoUnit | 0 | 0 | 0 | 0 | 0 | 0
FixedInterchange | 0 | 0 | 0 | 0 | 0 | 0
CO2 Emissions (MMshortTons): AZ_NM_SNV_Coal
ReportingType | 2015 | 2020 | 2025 | 2030 | 2035 | 2040
BM | 0 | 0 | 0 | 0 | 0 | 0
CC | 0 | 0 | 0 | 0 | 0 | 0
CSP | 0 | 0 | 0 | 0 | 0 | 0
CT | 0 | 0 | 0 | 0 | 0 | 0
Coal | 52.44 | 47.76 | 10.6 | 0.04 | 0.17 | 0.09
Geo | 0 | 0 | 0 | 0 | 0 | 0
H | 0 | 0 | 0 | 0 | 0 | 0
LFG | 0 | 0 | 0 | 0 | 0 | 0
Nuc | 0 | 0 | 0 | 0 | 0 | 0
PS | 0 | 0 | 0 | 0 | 0 | 0
PV | 0 | 0 | 0 | 0 | 0 | 0
PeakG | 0 | 0 | 0 | 0 | 0 | 0
PeakO | 0 | 0 | 0 | 0 | 0 | 0
ST | 0 | 0 | 0 | 0 | 0 | 0
STOG | 0 | 0 | 0 | 0 | 0 | 0
STWD | 0 | 0 | 0 | 0 | 0 | 0
WT | 0 | 0 | 0 | 0 | 0 | 0
IGCC | 0 | 0 | 0 | 0 | 0 | 0
DemandResponse | 0 | 0 | 0 | 0 | 0 | 0
IGCC-CCS | 0 | 0 | 0 | 0 | 0 | 0
WT_off | 0 | 0 | 0 | 0 | 0 | 0
PseudoUnit | 0 | 0 | 0 | 0 | 0 | 0
FixedInterchange | 0 | 0 | 0 | 0 | 0 | 0
CO2 Emissions (MMshortTons): AZ_NM_SNV_Gas
ReportingType | 2015 | 2020 | 2025 | 2030 | 2035 | 2040
BM | 0 | 0 | 0 | 0 | 0 | 0
CC | 28.77 | 22.6 | 33.37 | 17.82 | 6.56 | 4.84
CSP | 0 | 0 | 0 | 0 | 0 | 0
CT | 0 | 0 | 0 | 0 | 0 | 0
Coal | 0 | 0 | 0 | 0 | 0 | 0
Geo | 0 | 0 | 0 | 0 | 0 | 0
H | 0 | 0 | 0 | 0 | 0 | 0
LFG | 0 | 0 | 0 | 0 | 0 | 0
Nuc | 0 | 0 | 0 | 0 | 0 | 0
PS | 0 | 0 | 0 | 0 | 0 | 0
PV | 0 | 0 | 0 | 0 | 0 | 0
PeakG | 0 | 0 | 0 | 0 | 0 | 0
PeakO | 0 | 0 | 0 | 0 | 0 | 0
ST | 0 | 0 | 0 | 0 | 0 | 0
STOG | 0 | 0 | 0 | 0 | 0 | 0
STWD | 0 | 0 | 0 | 0 | 0 | 0
WT | 0 | 0 | 0 | 0 | 0 | 0
IGCC | 0 | 0 | 0 | 0 | 0 | 0
DemandResponse | 0 | 0 | 0 | 0 | 0 | 0
IGCC-CCS | 0 | 0 | 0 | 0 | 0 | 0
WT_off | 0 | 0 | 0 | 0 | 0 | 0
PseudoUnit | 0 | 0 | 0 | 0 | 0 | 0
FixedInterchange | 0 | 0 | 0 | 0 | 0 | 0
CO2 Emissions (MMshortTons): AZ_NM_SNV_NucRenew
ReportingType | 2015 | 2020 | 2025 | 2030 | 2035 | 2040
BM | 0 | 0 | 0 | 0 | 0 | 0
CC | 0 | 0 | 0 | 0 | 0 | 0
CSP | 0 | 0 | 0 | 0 | 0 | 0
CT | 0 | 0 | 0 | 0 | 0 | 0
Coal | 0 | 0 | 0 | 0 | 0 | 0
Geo | 0 | 0 | 0 | 0 | 0 | 0
H | 0 | 0 | 0 | 0 | 0 | 0
LFG | 0 | 0 | 0 | 0 | 0 | 0
Nuc | 0 | 0 | 0 | 0 | 0 | 0
PS | 0 | 0 | 0 | 0 | 0 | 0
PV | 0 | 0 | 0 | 0 | 0 | 0
PeakG | 0 | 0 | 0 | 0 | 0 | 0
PeakO | 0 | 0 | 0 | 0 | 0 | 0
ST | 0 | 0 | 0 | 0 | 0 | 0
STOG | 0 | 0 | 0 | 0 | 0 | 0
STWD | 0 | 0 | 0 | 0 | 0 | 0
WT | 0 | 0 | 0 | 0 | 0 | 0
IGCC | 0 | 0 | 0 | 0 | 0 | 0
DemandResponse | 0 | 0 | 0 | 0 | 0 | 0
IGCC-CCS | 0 | 0 | 0 | 0 | 0 | 0
WT_off | 0 | 0 | 0 | 0 | 0 | 0
PseudoUnit | 0 | 0 | 0 | 0 | 0 | 0
FixedInterchange | 0 | 0 | 0 | 0 | 0 | 0
CO2 Emissions (MMshortTons): ERCOT
ReportingType | 2015 | 2020 | 2025 | 2030 | 2035 | 2040
BM | 0 | 0 | 0 | 0 | 0 | 0
CC | 84.33 | 90.15 | 76.24 | 64.59 | 30.55 | 21.42
CSP | 0 | 0 | 0 | 0 | 0 | 0
CT | 0 | 0 | 0 | 0.01 | 0 | 0
Coal | 45.41 | 28.77 | 1.24 | 0.65 | 0.77 | 0.77
Geo | 0 | 0 | 0 | 0 | 0 | 0
H | 0 | 0 | 0 | 0 | 0 | 0
LFG | 0 | 0 | 0 | 0 | 0 | 0
Nuc | 0 | 0 | 0 | 0 | 0 | 0
PS | 0 | 0 | 0 | 0 | 0 | 0
PV | 0 | 0 | 0 | 0 | 0 | 0
PeakG | 0 | 0 | 0 | 0.03 | 0.03 | 0.03
PeakO | 0 | 0 | 0 | 0 | 0 | 0
ST | 0 | 0 | 0 | 0 | 0 | 0
STOG | 1.44 | 2.26 | 0.63 | 0.37 | 0 | 0
STWD | 0 | 0 | 0 | 0 | 0 | 0
WT | 0 | 0 | 0 | 0 | 0 | 0
IGCC | 0 | 0 | 0 | 0 | 0 | 0
DemandResponse | 0 | 0 | 0 | 0 | 0 | 0
IGCC-CCS | 0 | 0 | 0 | 0 | 0 | 0
WT_off | 0 | 0 | 0 | 0 | 0 | 0
PseudoUnit | 0 | 0 | 0 | 0 | 0 | 0
FixedInterchange | 0 | 0 | 0 | 0 | 0 | 0
CO2 Emissions (MMshortTons): NP15
ReportingType | 2015 | 2020 | 2025 | 2030 | 2035 | 2040
BM | 0 | 0 | 0 | 0 | 0 | 0
CC | 25.39 | 24.81 | 24.87 | 14.24 | 5.88 | 1.96
CSP | 0 | 0 | 0 | 0 | 0 | 0
CT | 0 | 0 | 0 | 0 | 0 | 0
Coal | 1.73 | 0 | 0 | 0 | 0 | 0
Geo | 0 | 0 | 0 | 0 | 0 | 0
H | 0 | 0 | 0 | 0 | 0 | 0
LFG | 0 | 0 | 0 | 0 | 0 | 0
Nuc | 0 | 0 | 0 | 0 | 0 | 0
PS | 0 | 0 | 0 | 0 | 0 | 0
PV | 0 | 0 | 0 | 0 | 0 | 0
PeakG | 0 | 0 | 0 | 0 | 0 | 0
PeakO | 0 | 0 | 0 | 0 | 0 | 0
ST | 0 | 0 | 0 | 0 | 0 | 0
STOG | 0.04 | 0.02 | 0.04 | 0 | 0 | 0
STWD | 0 | 0 | 0 | 0 | 0 | 0
WT | 0 | 0 | 0 | 0 | 0 | 0
IGCC | 0 | 0 | 0 | 0 | 0 | 0
DemandResponse | 0 | 0 | 0 | 0 | 0 | 0
IGCC-CCS | 0 | 0 | 0 | 0 | 0 | 0
WT_off | 0 | 0 | 0 | 0 | 0 | 0
PseudoUnit | 0 | 0 | 0 | 0 | 0 | 0
FixedInterchange | 0 | 0 | 0 | 0 | 0 | 0
CO2 Emissions (MMshortTons): NWPP_Coal
ReportingType | 2015 | 2020 | 2025 | 2030 | 2035 | 2040
BM | 0 | 0 | 0 | 0 | 0 | 0
CC | 0 | 0 | 0 | 0 | 0 | 0
CSP | 0 | 0 | 0 | 0 | 0 | 0
CT | 0 | 0 | 0 | 0 | 0 | 0
Coal | 58.99 | 43.2 | 0.18 | 0.17 | 0.17 | 0.17
Geo | 0 | 0 | 0 | 0 | 0 | 0
H | 0 | 0 | 0 | 0 | 0 | 0
LFG | 0 | 0 | 0 | 0 | 0 | 0
Nuc | 0 | 0 | 0 | 0 | 0 | 0
PS | 0 | 0 | 0 | 0 | 0 | 0
PV | 0 | 0 | 0 | 0 | 0 | 0
PeakG | 0 | 0 | 0 | 0 | 0 | 0
PeakO | 0 | 0 | 0 | 0 | 0 | 0
ST | 0 | 0 | 0 | 0 | 0 | 0
STOG | 0 | 0 | 0 | 0 | 0 | 0
STWD | 0 | 0 | 0 | 0 | 0 | 0
WT | 0 | 0 | 0 | 0 | 0 | 0
IGCC | 0 | 0 | 0 | 0 | 0 | 0
DemandResponse | 0 | 0 | 0 | 0 | 0 | 0
IGCC-CCS | 0 | 0 | 0 | 0 | 0 | 0
WT_off | 0 | 0 | 0 | 0 | 0 | 0
PseudoUnit | 0 | 0 | 0 | 0 | 0 | 0
FixedInterchange | 0 | 0 | 0 | 0 | 0 | 0
CO2 Emissions (MMshortTons): NWPP_Gas
ReportingType | 2015 | 2020 | 2025 | 2030 | 2035 | 2040
BM | 0 | 0 | 0 | 0 | 0 | 0
CC | 21.09 | 27.18 | 27.18 | 13.1 | 3.12 | 2.75
CSP | 0 | 0 | 0 | 0 | 0 | 0
CT | 0 | 0 | 0 | 0 | 0 | 0
Coal | 0 | 0 | 0 | 0 | 0 | 0
Geo | 0 | 0 | 0 | 0 | 0 | 0
H | 0 | 0 | 0 | 0 | 0 | 0
LFG | 0 | 0 | 0 | 0 | 0 | 0
Nuc | 0 | 0 | 0 | 0 | 0 | 0
PS | 0 | 0 | 0 | 0 | 0 | 0
PV | 0 | 0 | 0 | 0 | 0 | 0
PeakG | 0 | 0 | 0 | 0 | 0 | 0
PeakO | 0 | 0 | 0 | 0 | 0 | 0
ST | 0 | 0 | 0 | 0 | 0 | 0
STOG | 0 | 0 | 0 | 0 | 0 | 0
STWD | 0 | 0 | 0 | 0 | 0 | 0
WT | 0 | 0 | 0 | 0 | 0 | 0
IGCC | 0 | 0 | 0 | 0 | 0 | 0
DemandResponse | 0 | 0 | 0 | 0 | 0 | 0
IGCC-CCS | 0 | 0 | 0 | 0 | 0 | 0
WT_off | 0 | 0 | 0 | 0 | 0 | 0
PseudoUnit | 0 | 0 | 0 | 0 | 0 | 0
FixedInterchange | 0 | 0 | 0 | 0 | 0 | 0
CO2 Emissions (MMshortTons): NWPP_NucRenew
ReportingType | 2015 | 2020 | 2025 | 2030 | 2035 | 2040
BM | 0 | 0 | 0 | 0 | 0 | 0
CC | 0 | 0 | 0 | 0 | 0 | 0
CSP | 0 | 0 | 0 | 0 | 0 | 0
CT | 0 | 0 | 0 | 0 | 0 | 0
Coal | 0 | 0 | 0 | 0 | 0 | 0
Geo | 0 | 0 | 0 | 0 | 0 | 0
H | 0 | 0 | 0 | 0 | 0 | 0
LFG | 0 | 0 | 0 | 0 | 0 | 0
Nuc | 0 | 0 | 0 | 0 | 0 | 0
PS | 0 | 0 | 0 | 0 | 0 | 0
PV | 0 | 0 | 0 | 0 | 0 | 0
PeakG | 0 | 0 | 0 | 0 | 0 | 0
PeakO | 0 | 0 | 0 | 0 | 0 | 0
ST | 0 | 0 | 0 | 0 | 0 | 0
STOG | 0 | 0 | 0 | 0 | 0 | 0
STWD | 0 | 0 | 0 | 0 | 0 | 0
WT | 0 | 0 | 0 | 0 | 0 | 0
IGCC | 0 | 0 | 0 | 0 | 0 | 0
DemandResponse | 0 | 0 | 0 | 0 | 0 | 0
IGCC-CCS | 0 | 0 | 0 | 0 | 0 | 0
WT_off | 0 | 0 | 0 | 0 | 0 | 0
PseudoUnit | 0 | 0 | 0 | 0 | 0 | 0
FixedInterchange | 0 | 0 | 0 | 0 | 0 | 0
CO2 Emissions (MMshortTons): RMPA
ReportingType | 2015 | 2020 | 2025 | 2030 | 2035 | 2040
BM | 0 | 0 | 0 | 0 | 0 | 0
CC | 4.93 | 4.05 | 7.91 | 4.01 | 1.96 | 1.26
CSP | 0 | 0 | 0 | 0 | 0 | 0
CT | 0 | 0 | 0 | 0 | 0 | 0
Coal | 54.9 | 44.73 | 3.74 | 0.45 | 0.45 | 0.44
Geo | 0 | 0 | 0 | 0 | 0 | 0
H | 0 | 0 | 0 | 0 | 0 | 0
LFG | 0 | 0 | 0 | 0 | 0 | 0
Nuc | 0 | 0 | 0 | 0 | 0 | 0
PS | 0 | 0 | 0 | 0 | 0 | 0
PV | 0 | 0 | 0 | 0 | 0 | 0
PeakG | 0 | 0 | 0 | 0 | 0 | 0
PeakO | 0 | 0 | 0 | 0 | 0 | 0
ST | 0 | 0 | 0 | 0 | 0 | 0
STOG | 0 | 0 | 0 | 0 | 0 | 0
STWD | 0 | 0 | 0 | 0 | 0 | 0
WT | 0 | 0 | 0 | 0 | 0 | 0
IGCC | 0 | 0 | 0 | 0 | 0 | 0
DemandResponse | 0 | 0 | 0 | 0 | 0 | 0
IGCC-CCS | 0 | 0 | 0 | 0 | 0 | 0
WT_off | 0 | 0 | 0 | 0 | 0 | 0
PseudoUnit | 0 | 0 | 0 | 0 | 0 | 0
FixedInterchange | 0 | 0 | 0 | 0 | 0 | 0
CO2 Emissions (MMshortTons): SP15
ReportingType | 2015 | 2020 | 2025 | 2030 | 2035 | 2040
BM | 0 | 0 | 0 | 0 | 0 | 0
CC | 33.31 | 29.87 | 29.38 | 23.74 | 11.1 | 7.09
CSP | 0 | 0 | 0 | 0 | 0 | 0
CT | 0 | 0 | 0 | 0 | 0 | 0
Coal | 1.64 | 0.9 | 0.4 | 0 | 0 | 0
Geo | 0 | 0 | 0 | 0 | 0 | 0
H | 0 | 0 | 0 | 0 | 0 | 0
LFG | 0 | 0 | 0 | 0 | 0 | 0
Nuc | 0 | 0 | 0 | 0 | 0 | 0
PS | 0 | 0 | 0 | 0 | 0 | 0
PV | 0 | 0 | 0 | 0 | 0 | 0
PeakG | 0 | 0 | 0 | 0 | 0 | 0
PeakO | 0 | 0 | 0 | 0 | 0 | 0
ST | 0 | 0 | 0 | 0 | 0 | 0
STOG | 0.35 | 0.15 | 0.26 | 0.09 | 0.04 | 0.01
STWD | 0 | 0 | 0 | 0 | 0 | 0
WT | 0 | 0 | 0 | 0 | 0 | 0
IGCC | 0 | 0 | 0 | 0 | 0 | 0
DemandResponse | 0 | 0 | 0 | 0 | 0 | 0
IGCC-CCS | 0 | 0 | 0 | 0 | 0 | 0
WT_off | 0 | 0 | 0 | 0 | 0 | 0
PseudoUnit | 0 | 0 | 0 | 0 | 0 | 0
FixedInterchange | 0 | 0 | 0 | 0 | 0 | 0
CO2 Emissions (MMshortTons): ALB
ReportingType | 2015 | 2020 | 2025 | 2030 | 2035 | 2040
BM | 0 | 0 | 0 | 0 | 0 | 0
CC | 9.82 | 9.82 | 2.04 | 0 | 0 | 0
CSP | 0 | 0 | 0 | 0 | 0 | 0
CT | 0 | 0 | 0 | 0 | 0 | 0
Coal | 36.52 | 36.52 | 0 | 0 | 0 | 0
Geo | 0 | 0 | 0 | 0 | 0 | 0
H | 0 | 0 | 0 | 0 | 0 | 0
LFG | 0 | 0 | 0 | 0 | 0 | 0
Nuc | 0 | 0 | 0 | 0 | 0 | 0
PS | 0 | 0 | 0 | 0 | 0 | 0
PV | 0 | 0 | 0 | 0 | 0 | 0
PeakG | 0 | 0 | 0 | 0 | 0 | 0.01
PeakO | 0 | 0 | 0 | 0 | 0 | 0
ST | 0 | 0 | 0 | 0 | 0 | 0
STOG | 0 | 0 | 0 | 0 | 0 | 0
STWD | 0 | 0 | 0 | 0 | 0 | 0
WT | 0 | 0 | 0 | 0 | 0 | 0
IGCC | 0 | 0 | 0 | 0 | 0 | 0
DemandResponse | 0 | 0 | 0 | 0 | 0 | 0
IGCC-CCS | 0 | 0 | 0 | 0 | 0 | 0
WT_off | 0 | 0 | 0 | 0 | 0 | 0
PseudoUnit | 0 | 0 | 0 | 0 | 0 | 0
FixedInterchange | 0 | 0 | 0 | 0 | 0 | 0
CO2 Emissions (MMshortTons): BC
ReportingType | 2015 | 2020 | 2025 | 2030 | 2035 | 2040
BM | 0 | 0 | 0 | 0 | 0 | 0
CC | 0.66 | 0.66 | 0 | 0 | 0 | 0
CSP | 0 | 0 | 0 | 0 | 0 | 0
CT | 0 | 0 | 0 | 0 | 0 | 0
Coal | 0 | 0 | 0 | 0 | 0 | 0
Geo | 0 | 0 | 0 | 0 | 0 | 0
H | 0 | 0 | 0 | 0 | 0 | 0
LFG | 0 | 0 | 0 | 0 | 0 | 0
Nuc | 0 | 0 | 0 | 0 | 0 | 0
PS | 0 | 0 | 0 | 0 | 0 | 0
PV | 0 | 0 | 0 | 0 | 0 | 0
PeakG | 0 | 0 | 0 | 0 | 0 | 0
PeakO | 0 | 0 | 0 | 0 | 0 | 0
ST | 0 | 0 | 0 | 0 | 0 | 0
STOG | 0 | 0 | 0 | 0 | 0 | 0
STWD | 0 | 0 | 0 | 0 | 0 | 0
WT | 0 | 0 | 0 | 0 | 0 | 0
IGCC | 0 | 0 | 0 | 0 | 0 | 0
DemandResponse | 0 | 0 | 0 | 0 | 0 | 0
IGCC-CCS | 0 | 0 | 0 | 0 | 0 | 0
WT_off | 0 | 0 | 0 | 0 | 0 | 0
PseudoUnit | 0 | 0 | 0 | 0 | 0 | 0
FixedInterchange | 0 | 0 | 0 | 0 | 0 | 0
CO2 Emissions (MMshortTons): HQ_IESO
ReportingType | 2015 | 2020 | 2025 | 2030 | 2035 | 2040
BM | 0 | 0 | 0 | 0 | 0 | 0
CC | 0 | 0 | 0 | 0 | 0 | 0
CSP | 0 | 0 | 0 | 0 | 0 | 0
CT | 0 | 0 | 0 | 0 | 0 | 0
Coal | 0 | 0 | 0 | 0 | 0 | 0
Geo | 0 | 0 | 0 | 0 | 0 | 0
H | 0 | 0 | 0 | 0 | 0 | 0
LFG | 0 | 0 | 0 | 0 | 0 | 0
Nuc | 0 | 0 | 0 | 0 | 0 | 0
PS | 0 | 0 | 0 | 0 | 0 | 0
PV | 0 | 0 | 0 | 0 | 0 | 0
PeakG | 0 | 0 | 0 | 0 | 0 | 0
PeakO | 0 | 0 | 0 | 0 | 0 | 0
ST | 0 | 0 | 0 | 0 | 0 | 0
STOG | 0 | 0 | 0 | 0 | 0 | 0
STWD | 0 | 0 | 0 | 0 | 0 | 0
WT | 0 | 0 | 0 | 0 | 0 | 0
IGCC | 0 | 0 | 0 | 0 | 0 | 0
DemandResponse | 0 | 0 | 0 | 0 | 0 | 0
IGCC-CCS | 0 | 0 | 0 | 0 | 0 | 0
WT_off | 0 | 0 | 0 | 0 | 0 | 0
PseudoUnit | 0 | 0 | 0 | 0 | 0 | 0
FixedInterchange | 0 | 0 | 0 | 0 | 0 | 0
CO2 Emissions (MMshortTons): HQ_NEISO
ReportingType | 2015 | 2020 | 2025 | 2030 | 2035 | 2040
BM | 0 | 0 | 0 | 0 | 0 | 0
CC | 0 | 0 | 0 | 0 | 0 | 0
CSP | 0 | 0 | 0 | 0 | 0 | 0
CT | 0 | 0 | 0 | 0 | 0 | 0
Coal | 0 | 0 | 0 | 0 | 0 | 0
Geo | 0 | 0 | 0 | 0 | 0 | 0
H | 0 | 0 | 0 | 0 | 0 | 0
LFG | 0 | 0 | 0 | 0 | 0 | 0
Nuc | 0 | 0 | 0 | 0 | 0 | 0
PS | 0 | 0 | 0 | 0 | 0 | 0
PV | 0 | 0 | 0 | 0 | 0 | 0
PeakG | 0 | 0 | 0 | 0 | 0 | 0
PeakO | 0 | 0 | 0 | 0 | 0 | 0
ST | 0 | 0 | 0 | 0 | 0 | 0
STOG | 0 | 0 | 0 | 0 | 0 | 0
STWD | 0 | 0 | 0 | 0 | 0 | 0
WT | 0 | 0 | 0 | 0 | 0 | 0
IGCC | 0 | 0 | 0 | 0 | 0 | 0
DemandResponse | 0 | 0 | 0 | 0 | 0 | 0
IGCC-CCS | 0 | 0 | 0 | 0 | 0 | 0
WT_off | 0 | 0 | 0 | 0 | 0 | 0
PseudoUnit | 0 | 0 | 0 | 0 | 0 | 0
FixedInterchange | 0 | 0 | 0 | 0 | 0 | 0
CO2 Emissions (MMshortTons): HQ_NY
ReportingType | 2015 | 2020 | 2025 | 2030 | 2035 | 2040
BM | 0 | 0 | 0 | 0 | 0 | 0
CC | 0 | 0 | 0 | 0 | 0 | 0
CSP | 0 | 0 | 0 | 0 | 0 | 0
CT | 0 | 0 | 0 | 0 | 0 | 0
Coal | 0 | 0 | 0 | 0 | 0 | 0
Geo | 0 | 0 | 0 | 0 | 0 | 0
H | 0 | 0 | 0 | 0 | 0 | 0
LFG | 0 | 0 | 0 | 0 | 0 | 0
Nuc | 0 | 0 | 0 | 0 | 0 | 0
PS | 0 | 0 | 0 | 0 | 0 | 0
PV | 0 | 0 | 0 | 0 | 0 | 0
PeakG | 0 | 0 | 0 | 0 | 0 | 0
PeakO | 0 | 0 | 0 | 0 | 0 | 0
ST | 0 | 0 | 0 | 0 | 0 | 0
STOG | 0 | 0 | 0 | 0 | 0 | 0
STWD | 0 | 0 | 0 | 0 | 0 | 0
WT | 0 | 0 | 0 | 0 | 0 | 0
IGCC | 0 | 0 | 0 | 0 | 0 | 0
DemandResponse | 0 | 0 | 0 | 0 | 0 | 0
IGCC-CCS | 0 | 0 | 0 | 0 | 0 | 0
WT_off | 0 | 0 | 0 | 0 | 0 | 0
PseudoUnit | 0 | 0 | 0 | 0 | 0 | 0
FixedInterchange | 0 | 0 | 0 | 0 | 0 | 0
CO2 Emissions (MMshortTons): MARITIMES
ReportingType | 2015 | 2020 | 2025 | 2030 | 2035 | 2040
BM | 0 | 0 | 0 | 0 | 0 | 0
CC | 0 | 0 | 0 | 0 | 0 | 0
CSP | 0 | 0 | 0 | 0 | 0 | 0
CT | 0 | 0 | 0 | 0 | 0 | 0
Coal | 0 | 0 | 0 | 0 | 0 | 0
Geo | 0 | 0 | 0 | 0 | 0 | 0
H | 0 | 0 | 0 | 0 | 0 | 0
LFG | 0 | 0 | 0 | 0 | 0 | 0
Nuc | 0 | 0 | 0 | 0 | 0 | 0
PS | 0 | 0 | 0 | 0 | 0 | 0
PV | 0 | 0 | 0 | 0 | 0 | 0
PeakG | 0 | 0 | 0 | 0 | 0 | 0
PeakO | 0 | 0 | 0 | 0 | 0 | 0
ST | 0 | 0 | 0 | 0 | 0 | 0
STOG | 0 | 0 | 0 | 0 | 0 | 0
STWD | 0 | 0 | 0 | 0 | 0 | 0
WT | 0 | 0 | 0 | 0 | 0 | 0
IGCC | 0 | 0 | 0 | 0 | 0 | 0
DemandResponse | 0 | 0 | 0 | 0 | 0 | 0
IGCC-CCS | 0 | 0 | 0 | 0 | 0 | 0
WT_off | 0 | 0 | 0 | 0 | 0 | 0
PseudoUnit | 0 | 0 | 0 | 0 | 0 | 0
FixedInterchange | 0 | 0 | 0 | 0 | 0 | 0
CO2 Emissions (MMshortTons): All
ReportingType | 2015 | 2020 | 2025 | 2030 | 2035 | 2040
BM | 0 | 0 | 0 | 0 | 0 | 0
CC | 614.56 | 685.29 | 585.97 | 437.64 | 223.78 | 109.73
CSP | 0 | 0 | 0 | 0 | 0 | 0
CT | 0.33 | 0.32 | 0.17 | 0.18 | 0 | 0
Coal | 1208.8 | 529.3 | 35.62 | 5.02 | 8.76 | 8.94
Geo | 0 | 0 | 0 | 0 | 0 | 0
H | 0 | 0 | 0 | 0 | 0 | 0
LFG | 0 | 0 | 0 | 0 | 0 | 0
Nuc | 0 | 0 | 0 | 0 | 0 | 0
PS | 0 | 0 | 0 | 0 | 0 | 0
PV | 0 | 0 | 0 | 0 | 0 | 0
PeakG | 1.95 | 1.48 | 1.34 | 1.54 | 0.66 | 0.56
PeakO | 0 | 0 | 0 | 0 | 0 | 0
ST | 0 | 0 | 0 | 0 | 0 | 0
STOG | 5.14 | 4.7 | 2.48 | 2.11 | 0.96 | 0.36
STWD | 0 | 0 | 0 | 0 | 0 | 0
WT | 0 | 0 | 0 | 0 | 0 | 0
IGCC | 4.15 | 4.15 | 0.37 | 0 | 0 | 0
DemandResponse | 0 | 0 | 0 | 0 | 0 | 0
IGCC-CCS | 0 | 0 | 0 | 0 | 0 | 0
WT_off | 0 | 0 | 0 | 0 | 0 | 0
PseudoUnit | 0 | 0 | 0 | 0 | 0 | 0
FixedInterchange | 0 | 0 | 0 | 0 | 0 | 0
CO2 Emissions (MMshortTons): EI_US
ReportingType | 2015 | 2020 | 2025 | 2030 | 2035 | 2040
BM | 0 | 0 | 0 | 0 | 0 | 0
CC | 405.29 | 475.81 | 384.92 | 300.15 | 164.61 | 70.41
CSP | 0 | 0 | 0 | 0 | 0 | 0
CT | 0.33 | 0.31 | 0.17 | 0.17 | 0 | 0
Coal | 957.17 | 327.42 | 19.46 | 3.7 | 7.19 | 7.46
Geo | 0 | 0 | 0 | 0 | 0 | 0
H | 0 | 0 | 0 | 0 | 0 | 0
LFG | 0 | 0 | 0 | 0 | 0 | 0
Nuc | 0 | 0 | 0 | 0 | 0 | 0
PS | 0 | 0 | 0 | 0 | 0 | 0
PV | 0 | 0 | 0 | 0 | 0 | 0
PeakG | 1.94 | 1.48 | 1.34 | 1.51 | 0.64 | 0.53
PeakO | 0 | 0 | 0 | 0 | 0 | 0
ST | 0 | 0 | 0 | 0 | 0 | 0
STOG | 3.31 | 2.27 | 1.55 | 1.65 | 0.92 | 0.34
STWD | 0 | 0 | 0 | 0 | 0 | 0
WT | 0 | 0 | 0 | 0 | 0 | 0
IGCC | 4.15 | 4.15 | 0.37 | 0 | 0 | 0
DemandResponse | 0 | 0 | 0 | 0 | 0 | 0
IGCC-CCS | 0 | 0 | 0 | 0 | 0 | 0
WT_off | 0 | 0 | 0 | 0 | 0 | 0
PseudoUnit | 0 | 0 | 0 | 0 | 0 | 0
FixedInterchange | 0 | 0 | 0 | 0 | 0 | 0
CO2 Emissions (MMshortTons): EI_Canada
ReportingType | 2015 | 2020 | 2025 | 2030 | 2035 | 2040
BM | 0 | 0 | 0 | 0 | 0 | 0
CC | 0.99 | 0.34 | 0.05 | 0 | 0 | 0
CSP | 0 | 0 | 0 | 0 | 0 | 0
CT | 0 | 0 | 0 | 0 | 0 | 0
Coal | 0 | 0 | 0 | 0 | 0 | 0
Geo | 0 | 0 | 0 | 0 | 0 | 0
H | 0 | 0 | 0 | 0 | 0 | 0
LFG | 0 | 0 | 0 | 0 | 0 | 0
Nuc | 0 | 0 | 0 | 0 | 0 | 0
PS | 0 | 0 | 0 | 0 | 0 | 0
PV | 0 | 0 | 0 | 0 | 0 | 0
PeakG | 0 | 0 | 0 | 0 | 0 | 0
PeakO | 0 | 0 | 0 | 0 | 0 | 0
ST | 0 | 0 | 0 | 0 | 0 | 0
STOG | 0 | 0 | 0 | 0 | 0 | 0
STWD | 0 | 0 | 0 | 0 | 0 | 0
WT | 0 | 0 | 0 | 0 | 0 | 0
IGCC | 0 | 0 | 0 | 0 | 0 | 0
DemandResponse | 0 | 0 | 0 | 0 | 0 | 0
IGCC-CCS | 0 | 0 | 0 | 0 | 0 | 0
WT_off | 0 | 0 | 0 | 0 | 0 | 0
PseudoUnit | 0 | 0 | 0 | 0 | 0 | 0
FixedInterchange | 0 | 0 | 0 | 0 | 0 | 0
CO2 Emissions (MMshortTons): EI
ReportingType | 2015 | 2020 | 2025 | 2030 | 2035 | 2040
BM | 0 | 0 | 0 | 0 | 0 | 0
CC | 406.28 | 476.15 | 384.97 | 300.15 | 164.61 | 70.41
CSP | 0 | 0 | 0 | 0 | 0 | 0
CT | 0.33 | 0.31 | 0.17 | 0.17 | 0 | 0
Coal | 957.17 | 327.42 | 19.46 | 3.7 | 7.19 | 7.46
Geo | 0 | 0 | 0 | 0 | 0 | 0
H | 0 | 0 | 0 | 0 | 0 | 0
LFG | 0 | 0 | 0 | 0 | 0 | 0
Nuc | 0 | 0 | 0 | 0 | 0 | 0
PS | 0 | 0 | 0 | 0 | 0 | 0
PV | 0 | 0 | 0 | 0 | 0 | 0
PeakG | 1.95 | 1.48 | 1.34 | 1.51 | 0.64 | 0.53
PeakO | 0 | 0 | 0 | 0 | 0 | 0
ST | 0 | 0 | 0 | 0 | 0 | 0
STOG | 3.31 | 2.27 | 1.55 | 1.65 | 0.92 | 0.34
STWD | 0 | 0 | 0 | 0 | 0 | 0
WT | 0 | 0 | 0 | 0 | 0 | 0
IGCC | 4.15 | 4.15 | 0.37 | 0 | 0 | 0
DemandResponse | 0 | 0 | 0 | 0 | 0 | 0
IGCC-CCS | 0 | 0 | 0 | 0 | 0 | 0
WT_off | 0 | 0 | 0 | 0 | 0 | 0
PseudoUnit | 0 | 0 | 0 | 0 | 0 | 0
FixedInterchange | 0 | 0 | 0 | 0 | 0 | 0
CO2 Emissions (MMshortTons): Outside_EI
ReportingType | 2015 | 2020 | 2025 | 2030 | 2035 | 2040
BM | 0 | 0 | 0 | 0 | 0 | 0
CC | 208.28 | 209.14 | 201.01 | 137.49 | 59.17 | 39.32
CSP | 0 | 0 | 0 | 0 | 0 | 0
CT | 0 | 0 | 0 | 0.01 | 0 | 0
Coal | 251.64 | 201.88 | 16.15 | 1.32 | 1.57 | 1.47
Geo | 0 | 0 | 0 | 0 | 0 | 0
H | 0 | 0 | 0 | 0 | 0 | 0
LFG | 0 | 0 | 0 | 0 | 0 | 0
Nuc | 0 | 0 | 0 | 0 | 0 | 0
PS | 0 | 0 | 0 | 0 | 0 | 0
PV | 0 | 0 | 0 | 0 | 0 | 0
PeakG | 0 | 0 | 0 | 0.03 | 0.03 | 0.03
PeakO | 0 | 0 | 0 | 0 | 0 | 0
ST | 0 | 0 | 0 | 0 | 0 | 0
STOG | 1.83 | 2.43 | 0.93 | 0.46 | 0.04 | 0.01
STWD | 0 | 0 | 0 | 0 | 0 | 0
WT | 0 | 0 | 0 | 0 | 0 | 0
IGCC | 0 | 0 | 0 | 0 | 0 | 0
DemandResponse | 0 | 0 | 0 | 0 | 0 | 0
IGCC-CCS | 0 | 0 | 0 | 0 | 0 | 0
WT_off | 0 | 0 | 0 | 0 | 0 | 0
PseudoUnit | 0 | 0 | 0 | 0 | 0 | 0
FixedInterchange | 0 | 0 | 0 | 0 | 0 | 0
CO2 Emissions (MMmetricTons): Entergy
ReportingType | 2015 | 2020 | 2025 | 2030 | 2035 | 2040
BM | 0 | 0 | 0 | 0 | 0 | 0
CC | 26.46 | 23.58 | 13.12 | 11.96 | 7.39 | 4.88
CSP | 0 | 0 | 0 | 0 | 0 | 0
CT | 0 | 0 | 0 | 0 | 0 | 0
Coal | 58.18 | 6.4 | 0.8 | 0 | 0 | 0
Geo | 0 | 0 | 0 | 0 | 0 | 0
H | 0 | 0 | 0 | 0 | 0 | 0
LFG | 0 | 0 | 0 | 0 | 0 | 0
Nuc | 0 | 0 | 0 | 0 | 0 | 0
PS | 0 | 0 | 0 | 0 | 0 | 0
PV | 0 | 0 | 0 | 0 | 0 | 0
PeakG | 0 | 0 | 0 | 0 | 0 | 0
PeakO | 0 | 0 | 0 | 0 | 0 | 0
ST | 0 | 0 | 0 | 0 | 0 | 0
STOG | 0.28 | 0.26 | 0.26 | 0.13 | 0 | 0
STWD | 0 | 0 | 0 | 0 | 0 | 0
WT | 0 | 0 | 0 | 0 | 0 | 0
IGCC | 0 | 0 | 0 | 0 | 0 | 0
DemandResponse | 0 | 0 | 0 | 0 | 0 | 0
IGCC-CCS | 0 | 0 | 0 | 0 | 0 | 0
WT_off | 0 | 0 | 0 | 0 | 0 | 0
PseudoUnit | 0 | 0 | 0 | 0 | 0 | 0
FixedInterchange | 0 | 0 | 0 | 0 | 0 | 0
CO2 Emissions (MMmetricTons): FRCC
ReportingType | 2015 | 2020 | 2025 | 2030 | 2035 | 2040
BM | 0 | 0 | 0 | 0 | 0 | 0
CC | 68.76 | 71.72 | 66.37 | 35.06 | 16.56 | 9.27
CSP | 0 | 0 | 0 | 0 | 0 | 0
CT | 0.28 | 0.28 | 0.15 | 0.14 | 0 | 0
Coal | 16.8 | 5.95 | 0 | 0 | 0 | 0
Geo | 0 | 0 | 0 | 0 | 0 | 0
H | 0 | 0 | 0 | 0 | 0 | 0
LFG | 0 | 0 | 0 | 0 | 0 | 0
Nuc | 0 | 0 | 0 | 0 | 0 | 0
PS | 0 | 0 | 0 | 0 | 0 | 0
PV | 0 | 0 | 0 | 0 | 0 | 0
PeakG | 0.23 | 0.28 | 0.28 | 0.01 | 0.02 | 0.02
PeakO | 0 | 0 | 0 | 0 | 0 | 0
ST | 0 | 0 | 0 | 0 | 0 | 0
STOG | 0.03 | 0.03 | 0 | 0 | 0 | 0
STWD | 0 | 0 | 0 | 0 | 0 | 0
WT | 0 | 0 | 0 | 0 | 0 | 0
IGCC | 0 | 0 | 0 | 0 | 0 | 0
DemandResponse | 0 | 0 | 0 | 0 | 0 | 0
IGCC-CCS | 0 | 0 | 0 | 0 | 0 | 0
WT_off | 0 | 0 | 0 | 0 | 0 | 0
PseudoUnit | 0 | 0 | 0 | 0 | 0 | 0
FixedInterchange | 0 | 0 | 0 | 0 | 0 | 0
CO2 Emissions (MMmetricTons): MAPP_US
ReportingType | 2015 | 2020 | 2025 | 2030 | 2035 | 2040
BM | 0 | 0 | 0 | 0 | 0 | 0
CC | 0.56 | 0.08 | 0.07 | 0.04 | 0.04 | 0.01
CSP | 0 | 0 | 0 | 0 | 0 | 0
CT | 0 | 0 | 0 | 0 | 0 | 0
Coal | 11.22 | 2.78 | 0.05 | 0 | 0 | 0
Geo | 0 | 0 | 0 | 0 | 0 | 0
H | 0 | 0 | 0 | 0 | 0 | 0
LFG | 0 | 0 | 0 | 0 | 0 | 0
Nuc | 0 | 0 | 0 | 0 | 0 | 0
PS | 0 | 0 | 0 | 0 | 0 | 0
PV | 0 | 0 | 0 | 0 | 0 | 0
PeakG | 0.02 | 0.02 | 0 | 0 | 0.02 | 0.02
PeakO | 0 | 0 | 0 | 0 | 0 | 0
ST | 0 | 0 | 0 | 0 | 0 | 0
STOG | 0 | 0 | 0 | 0 | 0 | 0
STWD | 0 | 0 | 0 | 0 | 0 | 0
WT | 0 | 0 | 0 | 0 | 0 | 0
IGCC | 0 | 0 | 0 | 0 | 0 | 0
DemandResponse | 0 | 0 | 0 | 0 | 0 | 0
IGCC-CCS | 0 | 0 | 0 | 0 | 0 | 0
WT_off | 0 | 0 | 0 | 0 | 0 | 0
PseudoUnit | 0 | 0 | 0 | 0 | 0 | 0
FixedInterchange | 0 | 0 | 0 | 0 | 0 | 0
CO2 Emissions (MMmetricTons): MISO_IN
ReportingType | 2015 | 2020 | 2025 | 2030 | 2035 | 2040
BM | 0 | 0 | 0 | 0 | 0 | 0
CC | 2.2 | 5.76 | 3.53 | 3.76 | 2.26 | 0.92
CSP | 0 | 0 | 0 | 0 | 0 | 0
CT | 0 | 0 | 0 | 0 | 0 | 0
Coal | 58.03 | 30.73 | 1.47 | 0.39 | 1.16 | 1.16
Geo | 0 | 0 | 0 | 0 | 0 | 0
H | 0 | 0 | 0 | 0 | 0 | 0
LFG | 0 | 0 | 0 | 0 | 0 | 0
Nuc | 0 | 0 | 0 | 0 | 0 | 0
PS | 0 | 0 | 0 | 0 | 0 | 0
PV | 0 | 0 | 0 | 0 | 0 | 0
PeakG | 0 | 0 | 0 | 0 | 0 | 0
PeakO | 0 | 0 | 0 | 0 | 0 | 0
ST | 0 | 0 | 0 | 0 | 0 | 0
STOG | 0.02 | 0.02 | 0 | 0.02 | 0 | 0
STWD | 0 | 0 | 0 | 0 | 0 | 0
WT | 0 | 0 | 0 | 0 | 0 | 0
IGCC | 3.76 | 3.76 | 0.34 | 0 | 0 | 0
DemandResponse | 0 | 0 | 0 | 0 | 0 | 0
IGCC-CCS | 0 | 0 | 0 | 0 | 0 | 0
WT_off | 0 | 0 | 0 | 0 | 0 | 0
PseudoUnit | 0 | 0 | 0 | 0 | 0 | 0
FixedInterchange | 0 | 0 | 0 | 0 | 0 | 0
CO2 Emissions (MMmetricTons): MISO_MI
ReportingType | 2015 | 2020 | 2025 | 2030 | 2035 | 2040
BM | 0 | 0 | 0 | 0 | 0 | 0
CC | 4.72 | 3.76 | 1.85 | 1.26 | 0.7 | 0.36
CSP | 0 | 0 | 0 | 0 | 0 | 0
CT | 0 | 0 | 0 | 0 | 0 | 0
Coal | 24.65 | 0.01 | 0 | 0 | 0 | 0
Geo | 0 | 0 | 0 | 0 | 0 | 0
H | 0 | 0 | 0 | 0 | 0 | 0
LFG | 0 | 0 | 0 | 0 | 0 | 0
Nuc | 0 | 0 | 0 | 0 | 0 | 0
PS | 0 | 0 | 0 | 0 | 0 | 0
PV | 0 | 0 | 0 | 0 | 0 | 0
PeakG | 0.02 | 0 | 0 | 0 | 0 | 0
PeakO | 0 | 0 | 0 | 0 | 0 | 0
ST | 0 | 0 | 0 | 0 | 0 | 0
STOG | 0.18 | 0.14 | 0 | 0 | 0 | 0
STWD | 0 | 0 | 0 | 0 | 0 | 0
WT | 0 | 0 | 0 | 0 | 0 | 0
IGCC | 0 | 0 | 0 | 0 | 0 | 0
DemandResponse | 0 | 0 | 0 | 0 | 0 | 0
IGCC-CCS | 0 | 0 | 0 | 0 | 0 | 0
WT_off | 0 | 0 | 0 | 0 | 0 | 0
PseudoUnit | 0 | 0 | 0 | 0 | 0 | 0
FixedInterchange | 0 | 0 | 0 | 0 | 0 | 0
CO2 Emissions (MMmetricTons): MISO_MO-IL
ReportingType | 2015 | 2020 | 2025 | 2030 | 2035 | 2040
BM | 0 | 0 | 0 | 0 | 0 | 0
CC | 1.19 | 1.23 | 0.44 | 0.38 | 0.23 | 0.12
CSP | 0 | 0 | 0 | 0 | 0 | 0
CT | 0 | 0 | 0 | 0 | 0 | 0
Coal | 70.88 | 18.52 | 1.28 | 0.05 | 0.18 | 0.18
Geo | 0 | 0 | 0 | 0 | 0 | 0
H | 0 | 0 | 0 | 0 | 0 | 0
LFG | 0 | 0 | 0 | 0 | 0 | 0
Nuc | 0 | 0 | 0 | 0 | 0 | 0
PS | 0 | 0 | 0 | 0 | 0 | 0
PV | 0 | 0 | 0 | 0 | 0 | 0
PeakG | 0.08 | 0.02 | 0 | 0.04 | 0 | 0
PeakO | 0 | 0 | 0 | 0 | 0 | 0
ST | 0 | 0 | 0 | 0 | 0 | 0
STOG | 0.01 | 0 | 0 | 0 | 0 | 0
STWD | 0 | 0 | 0 | 0 | 0 | 0
WT | 0 | 0 | 0 | 0 | 0 | 0
IGCC | 0 | 0 | 0 | 0 | 0 | 0
DemandResponse | 0 | 0 | 0 | 0 | 0 | 0
IGCC-CCS | 0 | 0 | 0 | 0 | 0 | 0
WT_off | 0 | 0 | 0 | 0 | 0 | 0
PseudoUnit | 0 | 0 | 0 | 0 | 0 | 0
FixedInterchange | 0 | 0 | 0 | 0 | 0 | 0
CO2 Emissions (MMmetricTons): MISO_W
ReportingType | 2015 | 2020 | 2025 | 2030 | 2035 | 2040
BM | 0 | 0 | 0 | 0 | 0 | 0
CC | 4.19 | 2.45 | 1.2 | 0.75 | 0.43 | 0.22
CSP | 0 | 0 | 0 | 0 | 0 | 0
CT | 0 | 0 | 0 | 0 | 0 | 0
Coal | 73.5 | 23.89 | 0.35 | 0.35 | 0.38 | 0.38
Geo | 0 | 0 | 0 | 0 | 0 | 0
H | 0 | 0 | 0 | 0 | 0 | 0
LFG | 0 | 0 | 0 | 0 | 0 | 0
Nuc | 0 | 0 | 0 | 0 | 0 | 0
PS | 0 | 0 | 0 | 0 | 0 | 0
PV | 0 | 0 | 0 | 0 | 0 | 0
PeakG | 0.12 | 0 | 0 | 0 | 0 | 0
PeakO | 0 | 0 | 0 | 0 | 0 | 0
ST | 0 | 0 | 0 | 0 | 0 | 0
STOG | 0 | 0 | 0 | 0 | 0 | 0
STWD | 0 | 0 | 0 | 0 | 0 | 0
WT | 0 | 0 | 0 | 0 | 0 | 0
IGCC | 0 | 0 | 0 | 0 | 0 | 0
DemandResponse | 0 | 0 | 0 | 0 | 0 | 0
IGCC-CCS | 0 | 0 | 0 | 0 | 0 | 0
WT_off | 0 | 0 | 0 | 0 | 0 | 0
PseudoUnit | 0 | 0 | 0 | 0 | 0 | 0
FixedInterchange | 0 | 0 | 0 | 0 | 0 | 0
CO2 Emissions (MMmetricTons): MISO_WUMS
ReportingType | 2015 | 2020 | 2025 | 2030 | 2035 | 2040
BM | 0 | 0 | 0 | 0 | 0 | 0
CC | 28.07 | 65.74 | 41.84 | 41.88 | 20.74 | 10.11
CSP | 0 | 0 | 0 | 0 | 0 | 0
CT | 0 | 0 | 0 | 0 | 0 | 0
Coal | 12.42 | 1.74 | 0.3 | 0.08 | 0.23 | 0.32
Geo | 0 | 0 | 0 | 0 | 0 | 0
H | 0 | 0 | 0 | 0 | 0 | 0
LFG | 0 | 0 | 0 | 0 | 0 | 0
Nuc | 0 | 0 | 0 | 0 | 0 | 0
PS | 0 | 0 | 0 | 0 | 0 | 0
PV | 0 | 0 | 0 | 0 | 0 | 0
PeakG | 0 | 0 | 0 | 0 | 0 | 0
PeakO | 0 | 0 | 0 | 0 | 0 | 0
ST | 0 | 0 | 0 | 0 | 0 | 0
STOG | 0 | 0 | 0 | 0 | 0 | 0
STWD | 0 | 0 | 0 | 0 | 0 | 0
WT | 0 | 0 | 0 | 0 | 0 | 0
IGCC | 0 | 0 | 0 | 0 | 0 | 0
DemandResponse | 0 | 0 | 0 | 0 | 0 | 0
IGCC-CCS | 0 | 0 | 0 | 0 | 0 | 0
WT_off | 0 | 0 | 0 | 0 | 0 | 0
PseudoUnit | 0 | 0 | 0 | 0 | 0 | 0
FixedInterchange | 0 | 0 | 0 | 0 | 0 | 0
CO2 Emissions (MMmetricTons): Nebraska
ReportingType | 2015 | 2020 | 2025 | 2030 | 2035 | 2040
BM | 0 | 0 | 0 | 0 | 0 | 0
CC | 0.26 | 0.06 | 0.06 | 0.06 | 0.03 | 0.02
CSP | 0 | 0 | 0 | 0 | 0 | 0
CT | 0 | 0 | 0 | 0 | 0 | 0
Coal | 32.1 | 2.43 | 0.33 | 0.19 | 0.26 | 0.26
Geo | 0 | 0 | 0 | 0 | 0 | 0
H | 0 | 0 | 0 | 0 | 0 | 0
LFG | 0 | 0 | 0 | 0 | 0 | 0
Nuc | 0 | 0 | 0 | 0 | 0 | 0
PS | 0 | 0 | 0 | 0 | 0 | 0
PV | 0 | 0 | 0 | 0 | 0 | 0
PeakG | 0.04 | 0 | 0 | 0 | 0 | 0
PeakO | 0 | 0 | 0 | 0 | 0 | 0
ST | 0 | 0 | 0 | 0 | 0 | 0
STOG | 0 | 0 | 0 | 0 | 0 | 0
STWD | 0 | 0 | 0 | 0 | 0 | 0
WT | 0 | 0 | 0 | 0 | 0 | 0
IGCC | 0 | 0 | 0 | 0 | 0 | 0
DemandResponse | 0 | 0 | 0 | 0 | 0 | 0
IGCC-CCS | 0 | 0 | 0 | 0 | 0 | 0
WT_off | 0 | 0 | 0 | 0 | 0 | 0
PseudoUnit | 0 | 0 | 0 | 0 | 0 | 0
FixedInterchange | 0 | 0 | 0 | 0 | 0 | 0
CO2 Emissions (MMmetricTons): NEISO
ReportingType | 2015 | 2020 | 2025 | 2030 | 2035 | 2040
BM | 0 | 0 | 0 | 0 | 0 | 0
CC | 16.18 | 10.76 | 8.44 | 5.89 | 2.69 | 1.75
CSP | 0 | 0 | 0 | 0 | 0 | 0
CT | 0 | 0 | 0 | 0.01 | 0 | 0
Coal | 0.06 | 0 | 0 | 0 | 0 | 0
Geo | 0 | 0 | 0 | 0 | 0 | 0
H | 0 | 0 | 0 | 0 | 0 | 0
LFG | 0 | 0 | 0 | 0 | 0 | 0
Nuc | 0 | 0 | 0 | 0 | 0 | 0
PS | 0 | 0 | 0 | 0 | 0 | 0
PV | 0 | 0 | 0 | 0 | 0 | 0
PeakG | 0.01 | 0.03 | 0.05 | 0.05 | 0.05 | 0.06
PeakO | 0 | 0 | 0 | 0 | 0 | 0
ST | 0 | 0 | 0 | 0 | 0 | 0
STOG | 0 | 0 | 0 | 0 | 0 | 0
STWD | 0 | 0 | 0 | 0 | 0 | 0
WT | 0 | 0 | 0 | 0 | 0 | 0
IGCC | 0 | 0 | 0 | 0 | 0 | 0
DemandResponse | 0 | 0 | 0 | 0 | 0 | 0
IGCC-CCS | 0 | 0 | 0 | 0 | 0 | 0
WT_off | 0 | 0 | 0 | 0 | 0 | 0
PseudoUnit | 0 | 0 | 0 | 0 | 0 | 0
FixedInterchange | 0 | 0 | 0 | 0 | 0 | 0
CO2 Emissions (MMmetricTons): NonRTO_Midwest
ReportingType | 2015 | 2020 | 2025 | 2030 | 2035 | 2040
BM | 0 | 0 | 0 | 0 | 0 | 0
CC | 5.1 | 10.98 | 10.98 | 10.89 | 8.31 | 0.92
CSP | 0 | 0 | 0 | 0 | 0 | 0
CT | 0 | 0 | 0 | 0 | 0 | 0
Coal | 40.91 | 24.64 | 2.44 | 0.33 | 0.57 | 0.57
Geo | 0 | 0 | 0 | 0 | 0 | 0
H | 0 | 0 | 0 | 0 | 0 | 0
LFG | 0 | 0 | 0 | 0 | 0 | 0
Nuc | 0 | 0 | 0 | 0 | 0 | 0
PS | 0 | 0 | 0 | 0 | 0 | 0
PV | 0 | 0 | 0 | 0 | 0 | 0
PeakG | 0.09 | 0.04 | 0 | 0.16 | 0.03 | 0
PeakO | 0 | 0 | 0 | 0 | 0 | 0
ST | 0 | 0 | 0 | 0 | 0 | 0
STOG | 0 | 0 | 0 | 0 | 0 | 0
STWD | 0 | 0 | 0 | 0 | 0 | 0
WT | 0 | 0 | 0 | 0 | 0 | 0
IGCC | 0 | 0 | 0 | 0 | 0 | 0
DemandResponse | 0 | 0 | 0 | 0 | 0 | 0
IGCC-CCS | 0 | 0 | 0 | 0 | 0 | 0
WT_off | 0 | 0 | 0 | 0 | 0 | 0
PseudoUnit | 0 | 0 | 0 | 0 | 0 | 0
FixedInterchange | 0 | 0 | 0 | 0 | 0 | 0
CO2 Emissions (MMmetricTons): NYISO_A-F
ReportingType | 2015 | 2020 | 2025 | 2030 | 2035 | 2040
BM | 0 | 0 | 0 | 0 | 0 | 0
CC | 2.65 | 3.76 | 3.15 | 2 | 0.55 | 0.1
CSP | 0 | 0 | 0 | 0 | 0 | 0
CT | 0 | 0 | 0 | 0 | 0 | 0
Coal | 0 | 0 | 0 | 0 | 0 | 0
Geo | 0 | 0 | 0 | 0 | 0 | 0
H | 0 | 0 | 0 | 0 | 0 | 0
LFG | 0 | 0 | 0 | 0 | 0 | 0
Nuc | 0 | 0 | 0 | 0 | 0 | 0
PS | 0 | 0 | 0 | 0 | 0 | 0
PV | 0 | 0 | 0 | 0 | 0 | 0
PeakG | 0 | 0 | 0.01 | 0.01 | 0.01 | 0.01
PeakO | 0 | 0 | 0 | 0 | 0 | 0
ST | 0 | 0 | 0 | 0 | 0 | 0
STOG | 0 | 0 | 0 | 0 | 0 | 0
STWD | 0 | 0 | 0 | 0 | 0 | 0
WT | 0 | 0 | 0 | 0 | 0 | 0
IGCC | 0 | 0 | 0 | 0 | 0 | 0
DemandResponse | 0 | 0 | 0 | 0 | 0 | 0
IGCC-CCS | 0 | 0 | 0 | 0 | 0 | 0
WT_off | 0 | 0 | 0 | 0 | 0 | 0
PseudoUnit | 0 | 0 | 0 | 0 | 0 | 0
FixedInterchange | 0 | 0 | 0 | 0 | 0 | 0
CO2 Emissions (MMmetricTons): NYISO_G-I
ReportingType | 2015 | 2020 | 2025 | 2030 | 2035 | 2040
BM | 0 | 0 | 0 | 0 | 0 | 0
CC | 0.91 | 2.5 | 1.76 | 0.51 | 0.46 | 0.29
CSP | 0 | 0 | 0 | 0 | 0 | 0
CT | 0 | 0 | 0 | 0 | 0 | 0
Coal | 0 | 0 | 0 | 0 | 0 | 0
Geo | 0 | 0 | 0 | 0 | 0 | 0
H | 0 | 0 | 0 | 0 | 0 | 0
LFG | 0 | 0 | 0 | 0 | 0 | 0
Nuc | 0 | 0 | 0 | 0 | 0 | 0
PS | 0 | 0 | 0 | 0 | 0 | 0
PV | 0 | 0 | 0 | 0 | 0 | 0
PeakG | 0 | 0 | 0 | 0 | 0 | 0
PeakO | 0 | 0 | 0 | 0 | 0 | 0
ST | 0 | 0 | 0 | 0 | 0 | 0
STOG | 0 | 0 | 0 | 0 | 0 | 0
STWD | 0 | 0 | 0 | 0 | 0 | 0
WT | 0 | 0 | 0 | 0 | 0 | 0
IGCC | 0 | 0 | 0 | 0 | 0 | 0
DemandResponse | 0 | 0 | 0 | 0 | 0 | 0
IGCC-CCS | 0 | 0 | 0 | 0 | 0 | 0
WT_off | 0 | 0 | 0 | 0 | 0 | 0
PseudoUnit | 0 | 0 | 0 | 0 | 0 | 0
FixedInterchange | 0 | 0 | 0 | 0 | 0 | 0
CO2 Emissions (MMmetricTons): NYISO_J-K
ReportingType | 2015 | 2020 | 2025 | 2030 | 2035 | 2040
BM | 0 | 0 | 0 | 0 | 0 | 0
CC | 7.72 | 8.73 | 8.22 | 4.28 | 3.08 | 2.01
CSP | 0 | 0 | 0 | 0 | 0 | 0
CT | 0 | 0 | 0 | 0 | 0 | 0
Coal | 0 | 0 | 0 | 0 | 0 | 0
Geo | 0 | 0 | 0 | 0 | 0 | 0
H | 0 | 0 | 0 | 0 | 0 | 0
LFG | 0 | 0 | 0 | 0 | 0 | 0
Nuc | 0 | 0 | 0 | 0 | 0 | 0
PS | 0 | 0 | 0 | 0 | 0 | 0
PV | 0 | 0 | 0 | 0 | 0 | 0
PeakG | 0.09 | 0.14 | 0.09 | 0.17 | 0.09 | 0.09
PeakO | 0 | 0 | 0 | 0 | 0 | 0
ST | 0 | 0 | 0 | 0 | 0 | 0
STOG | 0.27 | 0.37 | 0.37 | 0.37 | 0.19 | 0.19
STWD | 0 | 0 | 0 | 0 | 0 | 0
WT | 0 | 0 | 0 | 0 | 0 | 0
IGCC | 0 | 0 | 0 | 0 | 0 | 0
DemandResponse | 0 | 0 | 0 | 0 | 0 | 0
IGCC-CCS | 0 | 0 | 0 | 0 | 0 | 0
WT_off | 0 | 0 | 0 | 0 | 0 | 0
PseudoUnit | 0 | 0 | 0 | 0 | 0 | 0
FixedInterchange | 0 | 0 | 0 | 0 | 0 | 0
CO2 Emissions (MMmetricTons): PJM_E
ReportingType | 2015 | 2020 | 2025 | 2030 | 2035 | 2040
BM | 0 | 0 | 0 | 0 | 0 | 0
CC | 16.2 | 17.85 | 16.97 | 12.36 | 11.73 | 5.97
CSP | 0 | 0 | 0 | 0 | 0 | 0
CT | 0 | 0 | 0 | 0 | 0 | 0
Coal | 0.6 | 0.27 | 0.1 | 0 | 0.05 | 0.12
Geo | 0 | 0 | 0 | 0 | 0 | 0
H | 0 | 0 | 0 | 0 | 0 | 0
LFG | 0 | 0 | 0 | 0 | 0 | 0
Nuc | 0 | 0 | 0 | 0 | 0 | 0
PS | 0 | 0 | 0 | 0 | 0 | 0
PV | 0 | 0 | 0 | 0 | 0 | 0
PeakG | 0.05 | 0.15 | 0.15 | 0.15 | 0.15 | 0.15
PeakO | 0 | 0 | 0 | 0 | 0 | 0
ST | 0 | 0 | 0 | 0 | 0 | 0
STOG | 0.16 | 0.16 | 0.16 | 0.22 | 0.16 | 0
STWD | 0 | 0 | 0 | 0 | 0 | 0
WT | 0 | 0 | 0 | 0 | 0 | 0
IGCC | 0 | 0 | 0 | 0 | 0 | 0
DemandResponse | 0 | 0 | 0 | 0 | 0 | 0
IGCC-CCS | 0 | 0 | 0 | 0 | 0 | 0
WT_off | 0 | 0 | 0 | 0 | 0 | 0
PseudoUnit | 0 | 0 | 0 | 0 | 0 | 0
FixedInterchange | 0 | 0 | 0 | 0 | 0 | 0
CO2 Emissions (MMmetricTons): PJM_ROM
ReportingType | 2015 | 2020 | 2025 | 2030 | 2035 | 2040
BM | 0 | 0 | 0 | 0 | 0 | 0
CC | 6.86 | 8.92 | 7.66 | 5.1 | 5.08 | 2.12
CSP | 0 | 0 | 0 | 0 | 0 | 0
CT | 0 | 0 | 0 | 0 | 0 | 0
Coal | 10.08 | 1.69 | 0.24 | 0 | 0.1 | 0.15
Geo | 0 | 0 | 0 | 0 | 0 | 0
H | 0 | 0 | 0 | 0 | 0 | 0
LFG | 0 | 0 | 0 | 0 | 0 | 0
Nuc | 0 | 0 | 0 | 0 | 0 | 0
PS | 0 | 0 | 0 | 0 | 0 | 0
PV | 0 | 0 | 0 | 0 | 0 | 0
PeakG | 0 | 0 | 0 | 0.09 | 0.09 | 0.09
PeakO | 0 | 0 | 0 | 0 | 0 | 0
ST | 0 | 0 | 0 | 0 | 0 | 0
STOG | 0.39 | 0.39 | 0.39 | 0.39 | 0.2 | 0
STWD | 0 | 0 | 0 | 0 | 0 | 0
WT | 0 | 0 | 0 | 0 | 0 | 0
IGCC | 0 | 0 | 0 | 0 | 0 | 0
DemandResponse | 0 | 0 | 0 | 0 | 0 | 0
IGCC-CCS | 0 | 0 | 0 | 0 | 0 | 0
WT_off | 0 | 0 | 0 | 0 | 0 | 0
PseudoUnit | 0 | 0 | 0 | 0 | 0 | 0
FixedInterchange | 0 | 0 | 0 | 0 | 0 | 0
CO2 Emissions (MMmetricTons): PJM_ROR
ReportingType | 2015 | 2020 | 2025 | 2030 | 2035 | 2040
BM | 0 | 0 | 0 | 0 | 0 | 0
CC | 49.34 | 66.59 | 56.4 | 46.62 | 36.01 | 17.15
CSP | 0 | 0 | 0 | 0 | 0 | 0
CT | 0 | 0 | 0 | 0 | 0 | 0
Coal | 206.84 | 112.2 | 6.05 | 0.99 | 2.47 | 2.5
Geo | 0 | 0 | 0 | 0 | 0 | 0
H | 0 | 0 | 0 | 0 | 0 | 0
LFG | 0 | 0 | 0 | 0 | 0 | 0
Nuc | 0 | 0 | 0 | 0 | 0 | 0
PS | 0 | 0 | 0 | 0 | 0 | 0
PV | 0 | 0 | 0 | 0 | 0 | 0
PeakG | 0.58 | 0.67 | 0.31 | 0.36 | 0.1 | 0.05
PeakO | 0 | 0 | 0 | 0 | 0 | 0
ST | 0 | 0 | 0 | 0 | 0 | 0
STOG | 0.39 | 0.23 | 0.23 | 0.23 | 0.12 | 0
STWD | 0 | 0 | 0 | 0 | 0 | 0
WT | 0 | 0 | 0 | 0 | 0 | 0
IGCC | 0 | 0 | 0 | 0 | 0 | 0
DemandResponse | 0 | 0 | 0 | 0 | 0 | 0
IGCC-CCS | 0 | 0 | 0 | 0 | 0 | 0
WT_off | 0 | 0 | 0 | 0 | 0 | 0
PseudoUnit | 0 | 0 | 0 | 0 | 0 | 0
FixedInterchange | 0 | 0 | 0 | 0 | 0 | 0
CO2 Emissions (MMmetricTons): SOCO
ReportingType | 2015 | 2020 | 2025 | 2030 | 2035 | 2040
BM | 0 | 0 | 0 | 0 | 0 | 0
CC | 53.9 | 61.67 | 47.1 | 41.46 | 11.24 | 2.38
CSP | 0 | 0 | 0 | 0 | 0 | 0
CT | 0 | 0 | 0 | 0 | 0 | 0
Coal | 36.23 | 12.42 | 0.61 | 0.73 | 0.73 | 0.73
Geo | 0 | 0 | 0 | 0 | 0 | 0
H | 0 | 0 | 0 | 0 | 0 | 0
LFG | 0 | 0 | 0 | 0 | 0 | 0
Nuc | 0 | 0 | 0 | 0 | 0 | 0
PS | 0 | 0 | 0 | 0 | 0 | 0
PV | 0 | 0 | 0 | 0 | 0 | 0
PeakG | 0.4 | 0 | 0.33 | 0.34 | 0.03 | 0
PeakO | 0 | 0 | 0 | 0 | 0 | 0
ST | 0 | 0 | 0 | 0 | 0 | 0
STOG | 0 | 0 | 0 | 0 | 0 | 0
STWD | 0 | 0 | 0 | 0 | 0 | 0
WT | 0 | 0 | 0 | 0 | 0 | 0
IGCC | 0 | 0 | 0 | 0 | 0 | 0
DemandResponse | 0 | 0 | 0 | 0 | 0 | 0
IGCC-CCS | 0 | 0 | 0 | 0 | 0 | 0
WT_off | 0 | 0 | 0 | 0 | 0 | 0
PseudoUnit | 0 | 0 | 0 | 0 | 0 | 0
FixedInterchange | 0 | 0 | 0 | 0 | 0 | 0
CO2 Emissions (MMmetricTons): SPP_N
ReportingType | 2015 | 2020 | 2025 | 2030 | 2035 | 2040
BM | 0 | 0 | 0 | 0 | 0 | 0
CC | 1.61 | 0.37 | 0.36 | 0.21 | 0.21 | 0.08
CSP | 0 | 0 | 0 | 0 | 0 | 0
CT | 0 | 0 | 0 | 0 | 0 | 0
Coal | 57.36 | 9.04 | 0.16 | 0 | 0 | 0
Geo | 0 | 0 | 0 | 0 | 0 | 0
H | 0 | 0 | 0 | 0 | 0 | 0
LFG | 0 | 0 | 0 | 0 | 0 | 0
Nuc | 0 | 0 | 0 | 0 | 0 | 0
PS | 0 | 0 | 0 | 0 | 0 | 0
PV | 0 | 0 | 0 | 0 | 0 | 0
PeakG | 0 | 0 | 0 | 0 | 0 | 0
PeakO | 0 | 0 | 0 | 0 | 0 | 0
ST | 0 | 0 | 0 | 0 | 0 | 0
STOG | 0 | 0 | 0 | 0 | 0 | 0
STWD | 0 | 0 | 0 | 0 | 0 | 0
WT | 0 | 0 | 0 | 0 | 0 | 0
IGCC | 0 | 0 | 0 | 0 | 0 | 0
DemandResponse | 0 | 0 | 0 | 0 | 0 | 0
IGCC-CCS | 0 | 0 | 0 | 0 | 0 | 0
WT_off | 0 | 0 | 0 | 0 | 0 | 0
PseudoUnit | 0 | 0 | 0 | 0 | 0 | 0
FixedInterchange | 0 | 0 | 0 | 0 | 0 | 0
CO2 Emissions (MMmetricTons): SPP_S
ReportingType | 2015 | 2020 | 2025 | 2030 | 2035 | 2040
BM | 0 | 0 | 0 | 0 | 0 | 0
CC | 17.11 | 3.59 | 2.84 | 2.35 | 2.16 | 1.22
CSP | 0 | 0 | 0 | 0 | 0 | 0
CT | 0.01 | 0 | 0 | 0 | 0 | 0
Coal | 86.3 | 5.29 | 0.35 | 0 | 0 | 0
Geo | 0 | 0 | 0 | 0 | 0 | 0
H | 0 | 0 | 0 | 0 | 0 | 0
LFG | 0 | 0 | 0 | 0 | 0 | 0
Nuc | 0 | 0 | 0 | 0 | 0 | 0
PS | 0 | 0 | 0 | 0 | 0 | 0
PV | 0 | 0 | 0 | 0 | 0 | 0
PeakG | 0 | 0 | 0 | 0 | 0 | 0
PeakO | 0 | 0 | 0 | 0 | 0 | 0
ST | 0 | 0 | 0 | 0 | 0 | 0
STOG | 1.27 | 0.47 | 0 | 0.14 | 0.16 | 0.12
STWD | 0 | 0 | 0 | 0 | 0 | 0
WT | 0 | 0 | 0 | 0 | 0 | 0
IGCC | 0 | 0 | 0 | 0 | 0 | 0
DemandResponse | 0 | 0 | 0 | 0 | 0 | 0
IGCC-CCS | 0 | 0 | 0 | 0 | 0 | 0
WT_off | 0 | 0 | 0 | 0 | 0 | 0
PseudoUnit | 0 | 0 | 0 | 0 | 0 | 0
FixedInterchange | 0 | 0 | 0 | 0 | 0 | 0
CO2 Emissions (MMmetricTons): TVA
ReportingType | 2015 | 2020 | 2025 | 2030 | 2035 | 2040
BM | 0 | 0 | 0 | 0 | 0 | 0
CC | 14.34 | 22.79 | 23.75 | 21.64 | 7.91 | 1.57
CSP | 0 | 0 | 0 | 0 | 0 | 0
CT | 0 | 0 | 0 | 0 | 0 | 0
Coal | 40.86 | 21.28 | 1.07 | 0 | 0 | 0
Geo | 0 | 0 | 0 | 0 | 0 | 0
H | 0 | 0 | 0 | 0 | 0 | 0
LFG | 0 | 0 | 0 | 0 | 0 | 0
Nuc | 0 | 0 | 0 | 0 | 0 | 0
PS | 0 | 0 | 0 | 0 | 0 | 0
PV | 0 | 0 | 0 | 0 | 0 | 0
PeakG | 0 | 0 | 0 | 0 | 0 | 0
PeakO | 0 | 0 | 0 | 0 | 0 | 0
ST | 0 | 0 | 0 | 0 | 0 | 0
STOG | 0 | 0 | 0 | 0 | 0 | 0
STWD | 0 | 0 | 0 | 0 | 0 | 0
WT | 0 | 0 | 0 | 0 | 0 | 0
IGCC | 0 | 0 | 0 | 0 | 0 | 0
DemandResponse | 0 | 0 | 0 | 0 | 0 | 0
IGCC-CCS | 0 | 0 | 0 | 0 | 0 | 0
WT_off | 0 | 0 | 0 | 0 | 0 | 0
PseudoUnit | 0 | 0 | 0 | 0 | 0 | 0
FixedInterchange | 0 | 0 | 0 | 0 | 0 | 0
CO2 Emissions (MMmetricTons): TVA_Transmission
ReportingType | 2015 | 2020 | 2025 | 2030 | 2035 | 2040
BM | 0 | 0 | 0 | 0 | 0 | 0
CC | 0 | 0 | 0 | 0 | 0 | 0
CSP | 0 | 0 | 0 | 0 | 0 | 0
CT | 0 | 0 | 0 | 0 | 0 | 0
Coal | 0 | 0 | 0 | 0 | 0 | 0
Geo | 0 | 0 | 0 | 0 | 0 | 0
H | 0 | 0 | 0 | 0 | 0 | 0
LFG | 0 | 0 | 0 | 0 | 0 | 0
Nuc | 0 | 0 | 0 | 0 | 0 | 0
PS | 0 | 0 | 0 | 0 | 0 | 0
PV | 0 | 0 | 0 | 0 | 0 | 0
PeakG | 0 | 0 | 0 | 0 | 0 | 0
PeakO | 0 | 0 | 0 | 0 | 0 | 0
ST | 0 | 0 | 0 | 0 | 0 | 0
STOG | 0 | 0 | 0 | 0 | 0 | 0
STWD | 0 | 0 | 0 | 0 | 0 | 0
WT | 0 | 0 | 0 | 0 | 0 | 0
IGCC | 0 | 0 | 0 | 0 | 0 | 0
DemandResponse | 0 | 0 | 0 | 0 | 0 | 0
IGCC-CCS | 0 | 0 | 0 | 0 | 0 | 0
WT_off | 0 | 0 | 0 | 0 | 0 | 0
PseudoUnit | 0 | 0 | 0 | 0 | 0 | 0
FixedInterchange | 0 | 0 | 0 | 0 | 0 | 0
CO2 Emissions (MMmetricTons): VACAR
ReportingType | 2015 | 2020 | 2025 | 2030 | 2035 | 2040
BM | 0 | 0 | 0 | 0 | 0 | 0
CC | 39.35 | 38.77 | 33.08 | 23.83 | 11.52 | 2.4
CSP | 0 | 0 | 0 | 0 | 0 | 0
CT | 0.01 | 0 | 0 | 0 | 0 | 0
Coal | 31.31 | 17.77 | 2.07 | 0.24 | 0.4 | 0.4
Geo | 0 | 0 | 0 | 0 | 0 | 0
H | 0 | 0 | 0 | 0 | 0 | 0
LFG | 0 | 0 | 0 | 0 | 0 | 0
Nuc | 0 | 0 | 0 | 0 | 0 | 0
PS | 0 | 0 | 0 | 0 | 0 | 0
PV | 0 | 0 | 0 | 0 | 0 | 0
PeakG | 0.02 | 0 | 0 | 0 | 0 | 0
PeakO | 0 | 0 | 0 | 0 | 0 | 0
ST | 0 | 0 | 0 | 0 | 0 | 0
STOG | 0 | 0 | 0 | 0 | 0 | 0
STWD | 0 | 0 | 0 | 0 | 0 | 0
WT | 0 | 0 | 0 | 0 | 0 | 0
IGCC | 0 | 0 | 0 | 0 | 0 | 0
DemandResponse | 0 | 0 | 0 | 0 | 0 | 0
IGCC-CCS | 0 | 0 | 0 | 0 | 0 | 0
WT_off | 0 | 0 | 0 | 0 | 0 | 0
PseudoUnit | 0 | 0 | 0 | 0 | 0 | 0
FixedInterchange | 0 | 0 | 0 | 0 | 0 | 0
CO2 Emissions (MMmetricTons): IESO
ReportingType | 2015 | 2020 | 2025 | 2030 | 2035 | 2040
BM | 0 | 0 | 0 | 0 | 0 | 0
CC | 0.39 | 0.16 | 0.04 | 0 | 0 | 0
CSP | 0 | 0 | 0 | 0 | 0 | 0
CT | 0 | 0 | 0 | 0 | 0 | 0
Coal | 0 | 0 | 0 | 0 | 0 | 0
Geo | 0 | 0 | 0 | 0 | 0 | 0
H | 0 | 0 | 0 | 0 | 0 | 0
LFG | 0 | 0 | 0 | 0 | 0 | 0
Nuc | 0 | 0 | 0 | 0 | 0 | 0
PS | 0 | 0 | 0 | 0 | 0 | 0
PV | 0 | 0 | 0 | 0 | 0 | 0
PeakG | 0 | 0 | 0 | 0 | 0 | 0
PeakO | 0 | 0 | 0 | 0 | 0 | 0
ST | 0 | 0 | 0 | 0 | 0 | 0
STOG | 0 | 0 | 0 | 0 | 0 | 0
STWD | 0 | 0 | 0 | 0 | 0 | 0
WT | 0 | 0 | 0 | 0 | 0 | 0
IGCC | 0 | 0 | 0 | 0 | 0 | 0
DemandResponse | 0 | 0 | 0 | 0 | 0 | 0
IGCC-CCS | 0 | 0 | 0 | 0 | 0 | 0
WT_off | 0 | 0 | 0 | 0 | 0 | 0
PseudoUnit | 0 | 0 | 0 | 0 | 0 | 0
FixedInterchange | 0 | 0 | 0 | 0 | 0 | 0
CO2 Emissions (MMmetricTons): MAPP_CA
ReportingType | 2015 | 2020 | 2025 | 2030 | 2035 | 2040
BM | 0 | 0 | 0 | 0 | 0 | 0
CC | 0.51 | 0.15 | 0 | 0 | 0 | 0
CSP | 0 | 0 | 0 | 0 | 0 | 0
CT | 0 | 0 | 0 | 0 | 0 | 0
Coal | 0 | 0 | 0 | 0 | 0 | 0
Geo | 0 | 0 | 0 | 0 | 0 | 0
H | 0 | 0 | 0 | 0 | 0 | 0
LFG | 0 | 0 | 0 | 0 | 0 | 0
Nuc | 0 | 0 | 0 | 0 | 0 | 0
PS | 0 | 0 | 0 | 0 | 0 | 0
PV | 0 | 0 | 0 | 0 | 0 | 0
PeakG | 0 | 0 | 0 | 0 | 0 | 0
PeakO | 0 | 0 | 0 | 0 | 0 | 0
ST | 0 | 0 | 0 | 0 | 0 | 0
STOG | 0 | 0 | 0 | 0 | 0 | 0
STWD | 0 | 0 | 0 | 0 | 0 | 0
WT | 0 | 0 | 0 | 0 | 0 | 0
IGCC | 0 | 0 | 0 | 0 | 0 | 0
DemandResponse | 0 | 0 | 0 | 0 | 0 | 0
IGCC-CCS | 0 | 0 | 0 | 0 | 0 | 0
WT_off | 0 | 0 | 0 | 0 | 0 | 0
PseudoUnit | 0 | 0 | 0 | 0 | 0 | 0
FixedInterchange | 0 | 0 | 0 | 0 | 0 | 0
CO2 Emissions (MMmetricTons): AZ_NM_SNV_Coal
ReportingType | 2015 | 2020 | 2025 | 2030 | 2035 | 2040
BM | 0 | 0 | 0 | 0 | 0 | 0
CC | 0 | 0 | 0 | 0 | 0 | 0
CSP | 0 | 0 | 0 | 0 | 0 | 0
CT | 0 | 0 | 0 | 0 | 0 | 0
Coal | 47.57 | 43.32 | 9.61 | 0.04 | 0.16 | 0.08
Geo | 0 | 0 | 0 | 0 | 0 | 0
H | 0 | 0 | 0 | 0 | 0 | 0
LFG | 0 | 0 | 0 | 0 | 0 | 0
Nuc | 0 | 0 | 0 | 0 | 0 | 0
PS | 0 | 0 | 0 | 0 | 0 | 0
PV | 0 | 0 | 0 | 0 | 0 | 0
PeakG | 0 | 0 | 0 | 0 | 0 | 0
PeakO | 0 | 0 | 0 | 0 | 0 | 0
ST | 0 | 0 | 0 | 0 | 0 | 0
STOG | 0 | 0 | 0 | 0 | 0 | 0
STWD | 0 | 0 | 0 | 0 | 0 | 0
WT | 0 | 0 | 0 | 0 | 0 | 0
IGCC | 0 | 0 | 0 | 0 | 0 | 0
DemandResponse | 0 | 0 | 0 | 0 | 0 | 0
IGCC-CCS | 0 | 0 | 0 | 0 | 0 | 0
WT_off | 0 | 0 | 0 | 0 | 0 | 0
PseudoUnit | 0 | 0 | 0 | 0 | 0 | 0
FixedInterchange | 0 | 0 | 0 | 0 | 0 | 0
CO2 Emissions (MMmetricTons): AZ_NM_SNV_Gas
ReportingType | 2015 | 2020 | 2025 | 2030 | 2035 | 2040
BM | 0 | 0 | 0 | 0 | 0 | 0
CC | 26.1 | 20.5 | 30.27 | 16.16 | 5.95 | 4.39
CSP | 0 | 0 | 0 | 0 | 0 | 0
CT | 0 | 0 | 0 | 0 | 0 | 0
Coal | 0 | 0 | 0 | 0 | 0 | 0
Geo | 0 | 0 | 0 | 0 | 0 | 0
H | 0 | 0 | 0 | 0 | 0 | 0
LFG | 0 | 0 | 0 | 0 | 0 | 0
Nuc | 0 | 0 | 0 | 0 | 0 | 0
PS | 0 | 0 | 0 | 0 | 0 | 0
PV | 0 | 0 | 0 | 0 | 0 | 0
PeakG | 0 | 0 | 0 | 0 | 0 | 0
PeakO | 0 | 0 | 0 | 0 | 0 | 0
ST | 0 | 0 | 0 | 0 | 0 | 0
STOG | 0 | 0 | 0 | 0 | 0 | 0
STWD | 0 | 0 | 0 | 0 | 0 | 0
WT | 0 | 0 | 0 | 0 | 0 | 0
IGCC | 0 | 0 | 0 | 0 | 0 | 0
DemandResponse | 0 | 0 | 0 | 0 | 0 | 0
IGCC-CCS | 0 | 0 | 0 | 0 | 0 | 0
WT_off | 0 | 0 | 0 | 0 | 0 | 0
PseudoUnit | 0 | 0 | 0 | 0 | 0 | 0
FixedInterchange | 0 | 0 | 0 | 0 | 0 | 0
CO2 Emissions (MMmetricTons): AZ_NM_SNV_NucRenew
ReportingType | 2015 | 2020 | 2025 | 2030 | 2035 | 2040
BM | 0 | 0 | 0 | 0 | 0 | 0
CC | 0 | 0 | 0 | 0 | 0 | 0
CSP | 0 | 0 | 0 | 0 | 0 | 0
CT | 0 | 0 | 0 | 0 | 0 | 0
Coal | 0 | 0 | 0 | 0 | 0 | 0
Geo | 0 | 0 | 0 | 0 | 0 | 0
H | 0 | 0 | 0 | 0 | 0 | 0
LFG | 0 | 0 | 0 | 0 | 0 | 0
Nuc | 0 | 0 | 0 | 0 | 0 | 0
PS | 0 | 0 | 0 | 0 | 0 | 0
PV | 0 | 0 | 0 | 0 | 0 | 0
PeakG | 0 | 0 | 0 | 0 | 0 | 0
PeakO | 0 | 0 | 0 | 0 | 0 | 0
ST | 0 | 0 | 0 | 0 | 0 | 0
STOG | 0 | 0 | 0 | 0 | 0 | 0
STWD | 0 | 0 | 0 | 0 | 0 | 0
WT | 0 | 0 | 0 | 0 | 0 | 0
IGCC | 0 | 0 | 0 | 0 | 0 | 0
DemandResponse | 0 | 0 | 0 | 0 | 0 | 0
IGCC-CCS | 0 | 0 | 0 | 0 | 0 | 0
WT_off | 0 | 0 | 0 | 0 | 0 | 0
PseudoUnit | 0 | 0 | 0 | 0 | 0 | 0
FixedInterchange | 0 | 0 | 0 | 0 | 0 | 0
CO2 Emissions (MMmetricTons): ERCOT
ReportingType | 2015 | 2020 | 2025 | 2030 | 2035 | 2040
BM | 0 | 0 | 0 | 0 | 0 | 0
CC | 76.5 | 81.79 | 69.17 | 58.6 | 27.72 | 19.43
CSP | 0 | 0 | 0 | 0 | 0 | 0
CT | 0 | 0 | 0 | 0 | 0 | 0
Coal | 41.19 | 26.1 | 1.12 | 0.59 | 0.7 | 0.7
Geo | 0 | 0 | 0 | 0 | 0 | 0
H | 0 | 0 | 0 | 0 | 0 | 0
LFG | 0 | 0 | 0 | 0 | 0 | 0
Nuc | 0 | 0 | 0 | 0 | 0 | 0
PS | 0 | 0 | 0 | 0 | 0 | 0
PV | 0 | 0 | 0 | 0 | 0 | 0
PeakG | 0 | 0 | 0 | 0.02 | 0.03 | 0.02
PeakO | 0 | 0 | 0 | 0 | 0 | 0
ST | 0 | 0 | 0 | 0 | 0 | 0
STOG | 1.31 | 2.05 | 0.57 | 0.34 | 0 | 0
STWD | 0 | 0 | 0 | 0 | 0 | 0
WT | 0 | 0 | 0 | 0 | 0 | 0
IGCC | 0 | 0 | 0 | 0 | 0 | 0
DemandResponse | 0 | 0 | 0 | 0 | 0 | 0
IGCC-CCS | 0 | 0 | 0 | 0 | 0 | 0
WT_off | 0 | 0 | 0 | 0 | 0 | 0
PseudoUnit | 0 | 0 | 0 | 0 | 0 | 0
FixedInterchange | 0 | 0 | 0 | 0 | 0 | 0
CO2 Emissions (MMmetricTons): NP15
ReportingType | 2015 | 2020 | 2025 | 2030 | 2035 | 2040
BM | 0 | 0 | 0 | 0 | 0 | 0
CC | 23.03 | 22.51 | 22.57 | 12.91 | 5.33 | 1.78
CSP | 0 | 0 | 0 | 0 | 0 | 0
CT | 0 | 0 | 0 | 0 | 0 | 0
Coal | 1.57 | 0 | 0 | 0 | 0 | 0
Geo | 0 | 0 | 0 | 0 | 0 | 0
H | 0 | 0 | 0 | 0 | 0 | 0
LFG | 0 | 0 | 0 | 0 | 0 | 0
Nuc | 0 | 0 | 0 | 0 | 0 | 0
PS | 0 | 0 | 0 | 0 | 0 | 0
PV | 0 | 0 | 0 | 0 | 0 | 0
PeakG | 0 | 0 | 0 | 0 | 0 | 0
PeakO | 0 | 0 | 0 | 0 | 0 | 0
ST | 0 | 0 | 0 | 0 | 0 | 0
STOG | 0.04 | 0.02 | 0.03 | 0 | 0 | 0
STWD | 0 | 0 | 0 | 0 | 0 | 0
WT | 0 | 0 | 0 | 0 | 0 | 0
IGCC | 0 | 0 | 0 | 0 | 0 | 0
DemandResponse | 0 | 0 | 0 | 0 | 0 | 0
IGCC-CCS | 0 | 0 | 0 | 0 | 0 | 0
WT_off | 0 | 0 | 0 | 0 | 0 | 0
PseudoUnit | 0 | 0 | 0 | 0 | 0 | 0
FixedInterchange | 0 | 0 | 0 | 0 | 0 | 0
CO2 Emissions (MMmetricTons): NWPP_Coal
ReportingType | 2015 | 2020 | 2025 | 2030 | 2035 | 2040
BM | 0 | 0 | 0 | 0 | 0 | 0
CC | 0 | 0 | 0 | 0 | 0 | 0
CSP | 0 | 0 | 0 | 0 | 0 | 0
CT | 0 | 0 | 0 | 0 | 0 | 0
Coal | 53.52 | 39.19 | 0.16 | 0.16 | 0.16 | 0.16
Geo | 0 | 0 | 0 | 0 | 0 | 0
H | 0 | 0 | 0 | 0 | 0 | 0
LFG | 0 | 0 | 0 | 0 | 0 | 0
Nuc | 0 | 0 | 0 | 0 | 0 | 0
PS | 0 | 0 | 0 | 0 | 0 | 0
PV | 0 | 0 | 0 | 0 | 0 | 0
PeakG | 0 | 0 | 0 | 0 | 0 | 0
PeakO | 0 | 0 | 0 | 0 | 0 | 0
ST | 0 | 0 | 0 | 0 | 0 | 0
STOG | 0 | 0 | 0 | 0 | 0 | 0
STWD | 0 | 0 | 0 | 0 | 0 | 0
WT | 0 | 0 | 0 | 0 | 0 | 0
IGCC | 0 | 0 | 0 | 0 | 0 | 0
DemandResponse | 0 | 0 | 0 | 0 | 0 | 0
IGCC-CCS | 0 | 0 | 0 | 0 | 0 | 0
WT_off | 0 | 0 | 0 | 0 | 0 | 0
PseudoUnit | 0 | 0 | 0 | 0 | 0 | 0
FixedInterchange | 0 | 0 | 0 | 0 | 0 | 0
CO2 Emissions (MMmetricTons): NWPP_Gas
ReportingType | 2015 | 2020 | 2025 | 2030 | 2035 | 2040
BM | 0 | 0 | 0 | 0 | 0 | 0
CC | 19.13 | 24.66 | 24.66 | 11.88 | 2.83 | 2.5
CSP | 0 | 0 | 0 | 0 | 0 | 0
CT | 0 | 0 | 0 | 0 | 0 | 0
Coal | 0 | 0 | 0 | 0 | 0 | 0
Geo | 0 | 0 | 0 | 0 | 0 | 0
H | 0 | 0 | 0 | 0 | 0 | 0
LFG | 0 | 0 | 0 | 0 | 0 | 0
Nuc | 0 | 0 | 0 | 0 | 0 | 0
PS | 0 | 0 | 0 | 0 | 0 | 0
PV | 0 | 0 | 0 | 0 | 0 | 0
PeakG | 0 | 0 | 0 | 0 | 0 | 0
PeakO | 0 | 0 | 0 | 0 | 0 | 0
ST | 0 | 0 | 0 | 0 | 0 | 0
STOG | 0 | 0 | 0 | 0 | 0 | 0
STWD | 0 | 0 | 0 | 0 | 0 | 0
WT | 0 | 0 | 0 | 0 | 0 | 0
IGCC | 0 | 0 | 0 | 0 | 0 | 0
DemandResponse | 0 | 0 | 0 | 0 | 0 | 0
IGCC-CCS | 0 | 0 | 0 | 0 | 0 | 0
WT_off | 0 | 0 | 0 | 0 | 0 | 0
PseudoUnit | 0 | 0 | 0 | 0 | 0 | 0
FixedInterchange | 0 | 0 | 0 | 0 | 0 | 0
CO2 Emissions (MMmetricTons): NWPP_NucRenew
ReportingType | 2015 | 2020 | 2025 | 2030 | 2035 | 2040
BM | 0 | 0 | 0 | 0 | 0 | 0
CC | 0 | 0 | 0 | 0 | 0 | 0
CSP | 0 | 0 | 0 | 0 | 0 | 0
CT | 0 | 0 | 0 | 0 | 0 | 0
Coal | 0 | 0 | 0 | 0 | 0 | 0
Geo | 0 | 0 | 0 | 0 | 0 | 0
H | 0 | 0 | 0 | 0 | 0 | 0
LFG | 0 | 0 | 0 | 0 | 0 | 0
Nuc | 0 | 0 | 0 | 0 | 0 | 0
PS | 0 | 0 | 0 | 0 | 0 | 0
PV | 0 | 0 | 0 | 0 | 0 | 0
PeakG | 0 | 0 | 0 | 0 | 0 | 0
PeakO | 0 | 0 | 0 | 0 | 0 | 0
ST | 0 | 0 | 0 | 0 | 0 | 0
STOG | 0 | 0 | 0 | 0 | 0 | 0
STWD | 0 | 0 | 0 | 0 | 0 | 0
WT | 0 | 0 | 0 | 0 | 0 | 0
IGCC | 0 | 0 | 0 | 0 | 0 | 0
DemandResponse | 0 | 0 | 0 | 0 | 0 | 0
IGCC-CCS | 0 | 0 | 0 | 0 | 0 | 0
WT_off | 0 | 0 | 0 | 0 | 0 | 0
PseudoUnit | 0 | 0 | 0 | 0 | 0 | 0
FixedInterchange | 0 | 0 | 0 | 0 | 0 | 0
CO2 Emissions (MMmetricTons): RMPA
ReportingType | 2015 | 2020 | 2025 | 2030 | 2035 | 2040
BM | 0 | 0 | 0 | 0 | 0 | 0
CC | 4.47 | 3.67 | 7.18 | 3.64 | 1.78 | 1.15
CSP | 0 | 0 | 0 | 0 | 0 | 0
CT | 0 | 0 | 0 | 0 | 0 | 0
Coal | 49.8 | 40.58 | 3.39 | 0.41 | 0.41 | 0.4
Geo | 0 | 0 | 0 | 0 | 0 | 0
H | 0 | 0 | 0 | 0 | 0 | 0
LFG | 0 | 0 | 0 | 0 | 0 | 0
Nuc | 0 | 0 | 0 | 0 | 0 | 0
PS | 0 | 0 | 0 | 0 | 0 | 0
PV | 0 | 0 | 0 | 0 | 0 | 0
PeakG | 0 | 0 | 0 | 0 | 0 | 0
PeakO | 0 | 0 | 0 | 0 | 0 | 0
ST | 0 | 0 | 0 | 0 | 0 | 0
STOG | 0 | 0 | 0 | 0 | 0 | 0
STWD | 0 | 0 | 0 | 0 | 0 | 0
WT | 0 | 0 | 0 | 0 | 0 | 0
IGCC | 0 | 0 | 0 | 0 | 0 | 0
DemandResponse | 0 | 0 | 0 | 0 | 0 | 0
IGCC-CCS | 0 | 0 | 0 | 0 | 0 | 0
WT_off | 0 | 0 | 0 | 0 | 0 | 0
PseudoUnit | 0 | 0 | 0 | 0 | 0 | 0
FixedInterchange | 0 | 0 | 0 | 0 | 0 | 0
CO2 Emissions (MMmetricTons): SP15
ReportingType | 2015 | 2020 | 2025 | 2030 | 2035 | 2040
BM | 0 | 0 | 0 | 0 | 0 | 0
CC | 30.22 | 27.1 | 26.65 | 21.54 | 10.07 | 6.43
CSP | 0 | 0 | 0 | 0 | 0 | 0
CT | 0 | 0 | 0 | 0 | 0 | 0
Coal | 1.49 | 0.81 | 0.37 | 0 | 0 | 0
Geo | 0 | 0 | 0 | 0 | 0 | 0
H | 0 | 0 | 0 | 0 | 0 | 0
LFG | 0 | 0 | 0 | 0 | 0 | 0
Nuc | 0 | 0 | 0 | 0 | 0 | 0
PS | 0 | 0 | 0 | 0 | 0 | 0
PV | 0 | 0 | 0 | 0 | 0 | 0
PeakG | 0 | 0 | 0 | 0 | 0 | 0
PeakO | 0 | 0 | 0 | 0 | 0 | 0
ST | 0 | 0 | 0 | 0 | 0 | 0
STOG | 0.31 | 0.14 | 0.23 | 0.08 | 0.03 | 0.01
STWD | 0 | 0 | 0 | 0 | 0 | 0
WT | 0 | 0 | 0 | 0 | 0 | 0
IGCC | 0 | 0 | 0 | 0 | 0 | 0
DemandResponse | 0 | 0 | 0 | 0 | 0 | 0
IGCC-CCS | 0 | 0 | 0 | 0 | 0 | 0
WT_off | 0 | 0 | 0 | 0 | 0 | 0
PseudoUnit | 0 | 0 | 0 | 0 | 0 | 0
FixedInterchange | 0 | 0 | 0 | 0 | 0 | 0
CO2 Emissions (MMmetricTons): ALB
ReportingType | 2015 | 2020 | 2025 | 2030 | 2035 | 2040
BM | 0 | 0 | 0 | 0 | 0 | 0
CC | 8.91 | 8.91 | 1.85 | 0 | 0 | 0
CSP | 0 | 0 | 0 | 0 | 0 | 0
CT | 0 | 0 | 0 | 0 | 0 | 0
Coal | 33.14 | 33.13 | 0 | 0 | 0 | 0
Geo | 0 | 0 | 0 | 0 | 0 | 0
H | 0 | 0 | 0 | 0 | 0 | 0
LFG | 0 | 0 | 0 | 0 | 0 | 0
Nuc | 0 | 0 | 0 | 0 | 0 | 0
PS | 0 | 0 | 0 | 0 | 0 | 0
PV | 0 | 0 | 0 | 0 | 0 | 0
PeakG | 0 | 0 | 0 | 0 | 0 | 0
PeakO | 0 | 0 | 0 | 0 | 0 | 0
ST | 0 | 0 | 0 | 0 | 0 | 0
STOG | 0 | 0 | 0 | 0 | 0 | 0
STWD | 0 | 0 | 0 | 0 | 0 | 0
WT | 0 | 0 | 0 | 0 | 0 | 0
IGCC | 0 | 0 | 0 | 0 | 0 | 0
DemandResponse | 0 | 0 | 0 | 0 | 0 | 0
IGCC-CCS | 0 | 0 | 0 | 0 | 0 | 0
WT_off | 0 | 0 | 0 | 0 | 0 | 0
PseudoUnit | 0 | 0 | 0 | 0 | 0 | 0
FixedInterchange | 0 | 0 | 0 | 0 | 0 | 0
CO2 Emissions (MMmetricTons): BC
ReportingType | 2015 | 2020 | 2025 | 2030 | 2035 | 2040
BM | 0 | 0 | 0 | 0 | 0 | 0
CC | 0.6 | 0.6 | 0 | 0 | 0 | 0
CSP | 0 | 0 | 0 | 0 | 0 | 0
CT | 0 | 0 | 0 | 0 | 0 | 0
Coal | 0 | 0 | 0 | 0 | 0 | 0
Geo | 0 | 0 | 0 | 0 | 0 | 0
H | 0 | 0 | 0 | 0 | 0 | 0
LFG | 0 | 0 | 0 | 0 | 0 | 0
Nuc | 0 | 0 | 0 | 0 | 0 | 0
PS | 0 | 0 | 0 | 0 | 0 | 0
PV | 0 | 0 | 0 | 0 | 0 | 0
PeakG | 0 | 0 | 0 | 0 | 0 | 0
PeakO | 0 | 0 | 0 | 0 | 0 | 0
ST | 0 | 0 | 0 | 0 | 0 | 0
STOG | 0 | 0 | 0 | 0 | 0 | 0
STWD | 0 | 0 | 0 | 0 | 0 | 0
WT | 0 | 0 | 0 | 0 | 0 | 0
IGCC | 0 | 0 | 0 | 0 | 0 | 0
DemandResponse | 0 | 0 | 0 | 0 | 0 | 0
IGCC-CCS | 0 | 0 | 0 | 0 | 0 | 0
WT_off | 0 | 0 | 0 | 0 | 0 | 0
PseudoUnit | 0 | 0 | 0 | 0 | 0 | 0
FixedInterchange | 0 | 0 | 0 | 0 | 0 | 0
CO2 Emissions (MMmetricTons): HQ_IESO
ReportingType | 2015 | 2020 | 2025 | 2030 | 2035 | 2040
BM | 0 | 0 | 0 | 0 | 0 | 0
CC | 0 | 0 | 0 | 0 | 0 | 0
CSP | 0 | 0 | 0 | 0 | 0 | 0
CT | 0 | 0 | 0 | 0 | 0 | 0
Coal | 0 | 0 | 0 | 0 | 0 | 0
Geo | 0 | 0 | 0 | 0 | 0 | 0
H | 0 | 0 | 0 | 0 | 0 | 0
LFG | 0 | 0 | 0 | 0 | 0 | 0
Nuc | 0 | 0 | 0 | 0 | 0 | 0
PS | 0 | 0 | 0 | 0 | 0 | 0
PV | 0 | 0 | 0 | 0 | 0 | 0
PeakG | 0 | 0 | 0 | 0 | 0 | 0
PeakO | 0 | 0 | 0 | 0 | 0 | 0
ST | 0 | 0 | 0 | 0 | 0 | 0
STOG | 0 | 0 | 0 | 0 | 0 | 0
STWD | 0 | 0 | 0 | 0 | 0 | 0
WT | 0 | 0 | 0 | 0 | 0 | 0
IGCC | 0 | 0 | 0 | 0 | 0 | 0
DemandResponse | 0 | 0 | 0 | 0 | 0 | 0
IGCC-CCS | 0 | 0 | 0 | 0 | 0 | 0
WT_off | 0 | 0 | 0 | 0 | 0 | 0
PseudoUnit | 0 | 0 | 0 | 0 | 0 | 0
FixedInterchange | 0 | 0 | 0 | 0 | 0 | 0
CO2 Emissions (MMmetricTons): HQ_NEISO
ReportingType | 2015 | 2020 | 2025 | 2030 | 2035 | 2040
BM | 0 | 0 | 0 | 0 | 0 | 0
CC | 0 | 0 | 0 | 0 | 0 | 0
CSP | 0 | 0 | 0 | 0 | 0 | 0
CT | 0 | 0 | 0 | 0 | 0 | 0
Coal | 0 | 0 | 0 | 0 | 0 | 0
Geo | 0 | 0 | 0 | 0 | 0 | 0
H | 0 | 0 | 0 | 0 | 0 | 0
LFG | 0 | 0 | 0 | 0 | 0 | 0
Nuc | 0 | 0 | 0 | 0 | 0 | 0
PS | 0 | 0 | 0 | 0 | 0 | 0
PV | 0 | 0 | 0 | 0 | 0 | 0
PeakG | 0 | 0 | 0 | 0 | 0 | 0
PeakO | 0 | 0 | 0 | 0 | 0 | 0
ST | 0 | 0 | 0 | 0 | 0 | 0
STOG | 0 | 0 | 0 | 0 | 0 | 0
STWD | 0 | 0 | 0 | 0 | 0 | 0
WT | 0 | 0 | 0 | 0 | 0 | 0
IGCC | 0 | 0 | 0 | 0 | 0 | 0
DemandResponse | 0 | 0 | 0 | 0 | 0 | 0
IGCC-CCS | 0 | 0 | 0 | 0 | 0 | 0
WT_off | 0 | 0 | 0 | 0 | 0 | 0
PseudoUnit | 0 | 0 | 0 | 0 | 0 | 0
FixedInterchange | 0 | 0 | 0 | 0 | 0 | 0
CO2 Emissions (MMmetricTons): HQ_NY
ReportingType | 2015 | 2020 | 2025 | 2030 | 2035 | 2040
BM | 0 | 0 | 0 | 0 | 0 | 0
CC | 0 | 0 | 0 | 0 | 0 | 0
CSP | 0 | 0 | 0 | 0 | 0 | 0
CT | 0 | 0 | 0 | 0 | 0 | 0
Coal | 0 | 0 | 0 | 0 | 0 | 0
Geo | 0 | 0 | 0 | 0 | 0 | 0
H | 0 | 0 | 0 | 0 | 0 | 0
LFG | 0 | 0 | 0 | 0 | 0 | 0
Nuc | 0 | 0 | 0 | 0 | 0 | 0
PS | 0 | 0 | 0 | 0 | 0 | 0
PV | 0 | 0 | 0 | 0 | 0 | 0
PeakG | 0 | 0 | 0 | 0 | 0 | 0
PeakO | 0 | 0 | 0 | 0 | 0 | 0
ST | 0 | 0 | 0 | 0 | 0 | 0
STOG | 0 | 0 | 0 | 0 | 0 | 0
STWD | 0 | 0 | 0 | 0 | 0 | 0
WT | 0 | 0 | 0 | 0 | 0 | 0
IGCC | 0 | 0 | 0 | 0 | 0 | 0
DemandResponse | 0 | 0 | 0 | 0 | 0 | 0
IGCC-CCS | 0 | 0 | 0 | 0 | 0 | 0
WT_off | 0 | 0 | 0 | 0 | 0 | 0
PseudoUnit | 0 | 0 | 0 | 0 | 0 | 0
FixedInterchange | 0 | 0 | 0 | 0 | 0 | 0
CO2 Emissions (MMmetricTons): MARITIMES
ReportingType | 2015 | 2020 | 2025 | 2030 | 2035 | 2040
BM | 0 | 0 | 0 | 0 | 0 | 0
CC | 0 | 0 | 0 | 0 | 0 | 0
CSP | 0 | 0 | 0 | 0 | 0 | 0
CT | 0 | 0 | 0 | 0 | 0 | 0
Coal | 0 | 0 | 0 | 0 | 0 | 0
Geo | 0 | 0 | 0 | 0 | 0 | 0
H | 0 | 0 | 0 | 0 | 0 | 0
LFG | 0 | 0 | 0 | 0 | 0 | 0
Nuc | 0 | 0 | 0 | 0 | 0 | 0
PS | 0 | 0 | 0 | 0 | 0 | 0
PV | 0 | 0 | 0 | 0 | 0 | 0
PeakG | 0 | 0 | 0 | 0 | 0 | 0
PeakO | 0 | 0 | 0 | 0 | 0 | 0
ST | 0 | 0 | 0 | 0 | 0 | 0
STOG | 0 | 0 | 0 | 0 | 0 | 0
STWD | 0 | 0 | 0 | 0 | 0 | 0
WT | 0 | 0 | 0 | 0 | 0 | 0
IGCC | 0 | 0 | 0 | 0 | 0 | 0
DemandResponse | 0 | 0 | 0 | 0 | 0 | 0
IGCC-CCS | 0 | 0 | 0 | 0 | 0 | 0
WT_off | 0 | 0 | 0 | 0 | 0 | 0
PseudoUnit | 0 | 0 | 0 | 0 | 0 | 0
FixedInterchange | 0 | 0 | 0 | 0 | 0 | 0
CO2 Emissions (MMmetricTons): All
ReportingType | 2015 | 2020 | 2025 | 2030 | 2035 | 2040
BM | 0 | 0 | 0 | 0 | 0 | 0
CC | 557.53 | 621.68 | 531.59 | 397.02 | 203.01 | 99.55
CSP | 0 | 0 | 0 | 0 | 0 | 0
CT | 0.3 | 0.29 | 0.16 | 0.16 | 0 | 0
Coal | 1096.61 | 480.17 | 32.31 | 4.55 | 7.95 | 8.11
Geo | 0 | 0 | 0 | 0 | 0 | 0
H | 0 | 0 | 0 | 0 | 0 | 0
LFG | 0 | 0 | 0 | 0 | 0 | 0
Nuc | 0 | 0 | 0 | 0 | 0 | 0
PS | 0 | 0 | 0 | 0 | 0 | 0
PV | 0 | 0 | 0 | 0 | 0 | 0
PeakG | 1.77 | 1.34 | 1.21 | 1.39 | 0.6 | 0.51
PeakO | 0 | 0 | 0 | 0 | 0 | 0
ST | 0 | 0 | 0 | 0 | 0 | 0
STOG | 4.66 | 4.27 | 2.25 | 1.91 | 0.87 | 0.32
STWD | 0 | 0 | 0 | 0 | 0 | 0
WT | 0 | 0 | 0 | 0 | 0 | 0
IGCC | 3.76 | 3.76 | 0.34 | 0 | 0 | 0
DemandResponse | 0 | 0 | 0 | 0 | 0 | 0
IGCC-CCS | 0 | 0 | 0 | 0 | 0 | 0
WT_off | 0 | 0 | 0 | 0 | 0 | 0
PseudoUnit | 0 | 0 | 0 | 0 | 0 | 0
FixedInterchange | 0 | 0 | 0 | 0 | 0 | 0
CO2 Emissions (MMmetricTons): EI_US
ReportingType | 2015 | 2020 | 2025 | 2030 | 2035 | 2040
BM | 0 | 0 | 0 | 0 | 0 | 0
CC | 367.67 | 431.65 | 349.19 | 272.29 | 149.33 | 63.87
CSP | 0 | 0 | 0 | 0 | 0 | 0
CT | 0.3 | 0.28 | 0.16 | 0.15 | 0 | 0
Coal | 868.33 | 297.03 | 17.66 | 3.35 | 6.52 | 6.77
Geo | 0 | 0 | 0 | 0 | 0 | 0
H | 0 | 0 | 0 | 0 | 0 | 0
LFG | 0 | 0 | 0 | 0 | 0 | 0
Nuc | 0 | 0 | 0 | 0 | 0 | 0
PS | 0 | 0 | 0 | 0 | 0 | 0
PV | 0 | 0 | 0 | 0 | 0 | 0
PeakG | 1.76 | 1.34 | 1.21 | 1.37 | 0.58 | 0.48
PeakO | 0 | 0 | 0 | 0 | 0 | 0
ST | 0 | 0 | 0 | 0 | 0 | 0
STOG | 3 | 2.06 | 1.41 | 1.49 | 0.83 | 0.31
STWD | 0 | 0 | 0 | 0 | 0 | 0
WT | 0 | 0 | 0 | 0 | 0 | 0
IGCC | 3.76 | 3.76 | 0.34 | 0 | 0 | 0
DemandResponse | 0 | 0 | 0 | 0 | 0 | 0
IGCC-CCS | 0 | 0 | 0 | 0 | 0 | 0
WT_off | 0 | 0 | 0 | 0 | 0 | 0
PseudoUnit | 0 | 0 | 0 | 0 | 0 | 0
FixedInterchange | 0 | 0 | 0 | 0 | 0 | 0
CO2 Emissions (MMmetricTons): EI_Canada
ReportingType | 2015 | 2020 | 2025 | 2030 | 2035 | 2040
BM | 0 | 0 | 0 | 0 | 0 | 0
CC | 0.9 | 0.31 | 0.04 | 0 | 0 | 0
CSP | 0 | 0 | 0 | 0 | 0 | 0
CT | 0 | 0 | 0 | 0 | 0 | 0
Coal | 0 | 0 | 0 | 0 | 0 | 0
Geo | 0 | 0 | 0 | 0 | 0 | 0
H | 0 | 0 | 0 | 0 | 0 | 0
LFG | 0 | 0 | 0 | 0 | 0 | 0
Nuc | 0 | 0 | 0 | 0 | 0 | 0
PS | 0 | 0 | 0 | 0 | 0 | 0
PV | 0 | 0 | 0 | 0 | 0 | 0
PeakG | 0 | 0 | 0 | 0 | 0 | 0
PeakO | 0 | 0 | 0 | 0 | 0 | 0
ST | 0 | 0 | 0 | 0 | 0 | 0
STOG | 0 | 0 | 0 | 0 | 0 | 0
STWD | 0 | 0 | 0 | 0 | 0 | 0
WT | 0 | 0 | 0 | 0 | 0 | 0
IGCC | 0 | 0 | 0 | 0 | 0 | 0
DemandResponse | 0 | 0 | 0 | 0 | 0 | 0
IGCC-CCS | 0 | 0 | 0 | 0 | 0 | 0
WT_off | 0 | 0 | 0 | 0 | 0 | 0
PseudoUnit | 0 | 0 | 0 | 0 | 0 | 0
FixedInterchange | 0 | 0 | 0 | 0 | 0 | 0
CO2 Emissions (MMmetricTons): EI
ReportingType | 2015 | 2020 | 2025 | 2030 | 2035 | 2040
BM | 0 | 0 | 0 | 0 | 0 | 0
CC | 368.58 | 431.95 | 349.24 | 272.29 | 149.33 | 63.87
CSP | 0 | 0 | 0 | 0 | 0 | 0
CT | 0.3 | 0.28 | 0.16 | 0.15 | 0 | 0
Coal | 868.33 | 297.03 | 17.66 | 3.35 | 6.52 | 6.77
Geo | 0 | 0 | 0 | 0 | 0 | 0
H | 0 | 0 | 0 | 0 | 0 | 0
LFG | 0 | 0 | 0 | 0 | 0 | 0
Nuc | 0 | 0 | 0 | 0 | 0 | 0
PS | 0 | 0 | 0 | 0 | 0 | 0
PV | 0 | 0 | 0 | 0 | 0 | 0
PeakG | 1.77 | 1.34 | 1.21 | 1.37 | 0.58 | 0.48
PeakO | 0 | 0 | 0 | 0 | 0 | 0
ST | 0 | 0 | 0 | 0 | 0 | 0
STOG | 3 | 2.06 | 1.41 | 1.49 | 0.83 | 0.31
STWD | 0 | 0 | 0 | 0 | 0 | 0
WT | 0 | 0 | 0 | 0 | 0 | 0
IGCC | 3.76 | 3.76 | 0.34 | 0 | 0 | 0
DemandResponse | 0 | 0 | 0 | 0 | 0 | 0
IGCC-CCS | 0 | 0 | 0 | 0 | 0 | 0
WT_off | 0 | 0 | 0 | 0 | 0 | 0
PseudoUnit | 0 | 0 | 0 | 0 | 0 | 0
FixedInterchange | 0 | 0 | 0 | 0 | 0 | 0
CO2 Emissions (MMmetricTons): Outside_EI
ReportingType | 2015 | 2020 | 2025 | 2030 | 2035 | 2040
BM | 0 | 0 | 0 | 0 | 0 | 0
CC | 188.95 | 189.73 | 182.35 | 124.73 | 53.68 | 35.67
CSP | 0 | 0 | 0 | 0 | 0 | 0
CT | 0 | 0 | 0 | 0 | 0 | 0
Coal | 228.28 | 183.15 | 14.65 | 1.2 | 1.43 | 1.34
Geo | 0 | 0 | 0 | 0 | 0 | 0
H | 0 | 0 | 0 | 0 | 0 | 0
LFG | 0 | 0 | 0 | 0 | 0 | 0
Nuc | 0 | 0 | 0 | 0 | 0 | 0
PS | 0 | 0 | 0 | 0 | 0 | 0
PV | 0 | 0 | 0 | 0 | 0 | 0
PeakG | 0 | 0 | 0 | 0.02 | 0.03 | 0.03
PeakO | 0 | 0 | 0 | 0 | 0 | 0
ST | 0 | 0 | 0 | 0 | 0 | 0
STOG | 1.66 | 2.21 | 0.84 | 0.42 | 0.03 | 0.01
STWD | 0 | 0 | 0 | 0 | 0 | 0
WT | 0 | 0 | 0 | 0 | 0 | 0
IGCC | 0 | 0 | 0 | 0 | 0 | 0
DemandResponse | 0 | 0 | 0 | 0 | 0 | 0
IGCC-CCS | 0 | 0 | 0 | 0 | 0 | 0
WT_off | 0 | 0 | 0 | 0 | 0 | 0
PseudoUnit | 0 | 0 | 0 | 0 | 0 | 0
FixedInterchange | 0 | 0 | 0 | 0 | 0 | 0
#6 | 0.01: Fuel Cost [includes coal shadow price] ($million)
Fuel Cost by Reporting Type: Entergy
ReportingType | 2015 | 2020 | 2025 | 2030 | 2035 | 2040
BM | 0 | 0 | 0 | 0 | 0.03 | 2688.37
CC | 3103.56 | 2985.32 | 1508.32 | 1060.08 | 652.61 | 479.93
CSP | 0 | 0 | 0 | 0 | 0 | 0
CT | 0 | 0 | 0 | 0 | 0 | 0
Coal | 1325.73 | 150.36 | 17.7 | 0.01 | 0.01 | 0.01
Geo | 0 | 0 | 0 | 0 | 0 | 0
H | 0 | 0 | 0 | 0 | 0 | 0
LFG | 0 | 0 | 0.14 | 0.14 | 0.14 | 0.14
Nuc | 372.97 | 380.57 | 404.36 | 412.26 | 348.24 | 272.44
PS | 0 | 0 | 0 | 0 | 0 | 0
PV | 0 | 0 | 0 | 0 | 0 | 0
PeakG | 0 | 0 | 0 | 0 | 0 | 0
PeakO | 0 | 0 | 0 | 0 | 0 | 0
ST | 0 | 0 | 0 | 0 | 0 | 0
STOG | 32.29 | 32.61 | 29.62 | 11.7 | 0 | 0
STWD | 3.33 | 3.82 | 6.51 | 26.18 | 123.63 | 76.45
WT | 0 | 0 | 0 | 0 | 0 | 0
IGCC | 0 | 0 | 0 | 0 | 0 | 0
DemandResponse | 0 | 0 | 0 | 0 | 0 | 0
IGCC-CCS | 0 | 0 | 0 | 0 | 0 | 0
WT_off | 0 | 0 | 0 | 0 | 0 | 0
PseudoUnit | 0 | 0 | 0 | 0 | 0 | 0
FixedInterchange | 0 | 0 | 0 | 0 | 0 | 0
Fuel Cost by Reporting Type: FRCC
ReportingType | 2015 | 2020 | 2025 | 2030 | 2035 | 2040
BM | 0 | 0 | 0 | 0 | 0.09 | 630.24
CC | 9316.03 | 10450.91 | 9026.04 | 3855.13 | 1852.21 | 1115.11
CSP | 0 | 0 | 0 | 0 | 0 | 0
CT | 37.17 | 39.97 | 20.18 | 15.55 | 0 | 0
Coal | 477.27 | 160.12 | 0.18 | 0.18 | 0.35 | 0.38
Geo | 0 | 0 | 0 | 0 | 0 | 0
H | 0 | 0 | 0 | 0 | 0 | 0
LFG | 0 | 0 | 0.25 | 0.25 | 0.25 | 0.25
Nuc | 282.48 | 288.24 | 525 | 1403.85 | 1831.84 | 2013.1
PS | 0 | 0 | 0 | 0 | 0 | 0
PV | 0 | 0 | 0 | 0 | 0 | 0
PeakG | 30.81 | 39.94 | 36.91 | 0.93 | 1.75 | 2.11
PeakO | 0 | 0 | 0 | 0 | 0 | 0
ST | 0 | 0 | 0 | 0 | 0 | 0
STOG | 4.39 | 4.44 | 0.01 | 0 | 0 | 0
STWD | 9.7 | 16.22 | 100.83 | 100.84 | 100.84 | 62.27
WT | 0 | 0 | 0 | 0 | 0 | 0
IGCC | 0 | 0 | 0 | 0 | 0 | 0
DemandResponse | 0 | 0 | 0 | 0 | 0 | 0
IGCC-CCS | 0 | 0 | 0 | 0 | 0.01 | 0.01
WT_off | 0 | 0 | 0 | 0 | 0 | 0
PseudoUnit | 0 | 0 | 0 | 0 | 0 | 0
FixedInterchange | 0 | 0 | 0 | 0 | 0 | 0
Fuel Cost by Reporting Type: MAPP_US
ReportingType | 2015 | 2020 | 2025 | 2030 | 2035 | 2040
BM | 0 | 0 | 0 | 0 | 0.01 | 7.54
CC | 64.32 | 9.1 | 8.03 | 3.6 | 3.69 | 1.14
CSP | 0 | 0 | 0 | 0 | 0 | 0
CT | 0 | 0 | 0 | 0 | 0 | 0
Coal | 134.16 | 26.99 | 0.63 | 0 | 0 | 0
Geo | 0 | 0 | 0 | 0 | 0 | 0
H | 0 | 0 | 0 | 0 | 0 | 0
LFG | 0 | 0 | 0 | 0.09 | 0.09 | 0.09
Nuc | 0 | 0 | 0 | 0 | 0.07 | 0.04
PS | 0 | 0 | 0 | 0 | 0 | 0
PV | 0 | 0 | 0 | 0 | 0 | 0
PeakG | 2.72 | 2.98 | 0.01 | 0.1 | 2.17 | 2.44
PeakO | 0 | 0 | 0 | 0 | 0 | 0
ST | 0 | 0 | 0 | 0 | 0 | 0
STOG | 0 | 0 | 0 | 0 | 0 | 0
STWD | 0 | 0 | 0 | 0 | 0 | 0
WT | 0 | 0 | 0 | 0 | 0 | 0
IGCC | 0 | 0 | 0 | 0 | 0 | 0
DemandResponse | 0 | 0 | 0 | 0 | 0 | 0
IGCC-CCS | 0 | 0 | 0 | 0 | 0.01 | 0.01
WT_off | 0 | 0 | 0 | 0 | 0 | 0
PseudoUnit | 0 | 0 | 0 | 0 | 0 | 0
FixedInterchange | 0 | 0 | 0 | 0 | 0 | 0
Fuel Cost by Reporting Type: MISO_IN
ReportingType | 2015 | 2020 | 2025 | 2030 | 2035 | 2040
BM | 0 | 0 | 0 | 0 | 108.7 | 1785.93
CC | 244.98 | 688.6 | 386.52 | 316.83 | 191.1 | 83.19
CSP | 0 | 0 | 0 | 0 | 0 | 0
CT | 0 | 0 | 0 | 0 | 0 | 0
Coal | 1193.9 | 608.88 | 29.64 | 70.96 | 207.65 | 207.66
Geo | 0 | 0 | 0 | 0 | 0 | 0
H | 0 | 0 | 0 | 0 | 0 | 0
LFG | 0 | 0 | 0.1 | 0.1 | 0.1 | 0.1
Nuc | 0 | 0 | 0 | 0.01 | 0.07 | 0.06
PS | 0 | 0 | 0 | 0 | 0 | 0
PV | 0 | 0 | 0 | 0 | 0 | 0
PeakG | 0 | 0 | 0 | 0 | 0 | 0
PeakO | 0 | 0 | 0 | 0 | 0 | 0
ST | 0 | 0 | 0 | 0 | 0 | 0
STOG | 1.94 | 2.08 | 0.25 | 1.43 | 0 | 0
STWD | 0 | 0 | 0 | 0 | 0 | 0
WT | 0 | 0 | 0 | 0 | 0 | 0
IGCC | 87.34 | 88.47 | 6.83 | 0.01 | 0 | 0
DemandResponse | 0 | 0 | 0 | 0 | 0 | 0
IGCC-CCS | 0 | 0 | 0 | 0 | 0.01 | 0.01
WT_off | 0 | 0 | 0 | 0 | 0 | 0
PseudoUnit | 0 | 0 | 0 | 0 | 0 | 0
FixedInterchange | 0 | 0 | 0 | 0 | 0 | 0
Fuel Cost by Reporting Type: MISO_MI
ReportingType | 2015 | 2020 | 2025 | 2030 | 2035 | 2040
BM | 0 | 0 | 0 | 0 | 0.06 | 3.32
CC | 513.32 | 445.57 | 195.68 | 101.48 | 57.42 | 33.03
CSP | 0 | 0 | 0 | 0 | 0 | 0
CT | 0 | 0 | 0 | 0 | 0 | 0
Coal | 593.88 | 0.22 | 0.1 | 0.08 | 0.12 | 0.11
Geo | 0 | 0 | 0 | 0 | 0 | 0
H | 0 | 0 | 0 | 0 | 0 | 0
LFG | 0 | 0.06 | 0.2 | 0.2 | 0.2 | 0.2
Nuc | 139.75 | 142.6 | 151.51 | 154.47 | 90.89 | 90.9
PS | 0 | 0 | 0 | 0 | 0 | 0
PV | 0 | 0 | 0 | 0 | 0 | 0
PeakG | 2 | 0 | 0 | 0 | 0 | 0
PeakO | 0 | 0 | 0 | 0 | 0 | 0
ST | 0 | 0 | 0 | 0 | 0 | 0
STOG | 19.08 | 15.85 | 0.01 | 0.01 | 0 | 0
STWD | 87.42 | 87.42 | 64.2 | 69.13 | 87.42 | 68.16
WT | 0 | 0 | 0 | 0 | 0 | 0
IGCC | 0 | 0 | 0 | 0 | 0 | 0
DemandResponse | 0 | 0 | 0 | 0 | 0 | 0
IGCC-CCS | 0 | 0 | 0 | 0 | 0.01 | 0.01
WT_off | 0 | 0 | 0 | 0 | 0 | 0
PseudoUnit | 0 | 0 | 0 | 0 | 0 | 0
FixedInterchange | 0 | 0 | 0 | 0 | 0 | 0
Fuel Cost by Reporting Type: MISO_MO-IL
ReportingType | 2015 | 2020 | 2025 | 2030 | 2035 | 2040
BM | 0 | 0 | 0 | 0 | 0.03 | 0.03
CC | 132.45 | 147.44 | 47.74 | 31.78 | 19.73 | 11.06
CSP | 0 | 0 | 0 | 0 | 0 | 0
CT | 0 | 0 | 0 | 0 | 0 | 0
Coal | 1411.47 | 350.87 | 27.69 | 10.04 | 35.52 | 35.5
Geo | 0 | 0 | 0 | 0 | 0 | 0
H | 0 | 0 | 0 | 0 | 0 | 0
LFG | 0 | 0 | 0 | 0.29 | 0.29 | 0.29
Nuc | 143.46 | 146.38 | 155.53 | 158.57 | 158.57 | 158.57
PS | 0 | 0 | 0 | 0 | 0 | 0
PV | 0 | 0 | 0 | 0 | 0 | 0
PeakG | 9.07 | 2.08 | 0 | 3.16 | 0.06 | 0.01
PeakO | 0 | 0 | 0 | 0 | 0 | 0
ST | 0 | 0 | 0 | 0 | 0 | 0
STOG | 1.28 | 0 | 0 | 0 | 0 | 0
STWD | 0 | 0 | 0 | 0 | 0 | 0
WT | 0 | 0 | 0 | 0 | 0 | 0
IGCC | 0 | 0 | 0 | 0 | 0 | 0
DemandResponse | 0 | 0 | 0 | 0 | 0 | 0
IGCC-CCS | 0 | 0 | 0 | 0 | 0 | 0
WT_off | 0 | 0 | 0 | 0 | 0 | 0
PseudoUnit | 0 | 0 | 0 | 0 | 0 | 0
FixedInterchange | 0 | 0 | 0 | 0 | 0 | 0
Fuel Cost by Reporting Type: MISO_W
ReportingType | 2015 | 2020 | 2025 | 2030 | 2035 | 2040
BM | 0 | 0 | 0 | 0 | 0.01 | 0.01
CC | 472.13 | 299.51 | 133.05 | 64.31 | 37.81 | 21.8
CSP | 0 | 0 | 0 | 0 | 0 | 0
CT | 0 | 0 | 0 | 0 | 0 | 0
Coal | 1226.92 | 371.51 | 48.84 | 48.83 | 52.67 | 52.67
Geo | 0 | 0 | 0 | 0 | 0 | 0
H | 0 | 0 | 0 | 0 | 0 | 0
LFG | 0 | 0 | 0 | 0.09 | 0.09 | 0.09
Nuc | 152.53 | 155.64 | 165.37 | 168.6 | 0.01 | 0.01
PS | 0 | 0 | 0 | 0 | 0 | 0
PV | 0 | 0 | 0 | 0 | 0 | 0
PeakG | 13.33 | 0.01 | 0.01 | 0 | 0 | 0
PeakO | 0 | 0 | 0 | 0 | 0 | 0
ST | 0 | 0 | 0 | 0 | 0 | 0
STOG | 0.11 | 0 | 0 | 0 | 0 | 0
STWD | 4.4 | 8.58 | 8.58 | 39.43 | 162.83 | 126.94
WT | 0 | 0 | 0 | 0 | 0 | 0
IGCC | 0 | 0 | 0 | 0 | 0 | 0
DemandResponse | 0 | 0 | 0 | 0 | 0 | 0
IGCC-CCS | 0 | 0 | 0 | 0 | 0.01 | 0.01
WT_off | 0 | 0 | 0 | 0 | 0 | 0
PseudoUnit | 0 | 0 | 0 | 0 | 0 | 0
FixedInterchange | 0 | 0 | 0 | 0 | 0 | 0
Fuel Cost by Reporting Type: MISO_WUMS
ReportingType | 2015 | 2020 | 2025 | 2030 | 2035 | 2040
BM | 0 | 0 | 0 | 0 | 1.19 | 1.35
CC | 3047.37 | 7810.78 | 4530.19 | 3501.71 | 1692.43 | 908.13
CSP | 0 | 0 | 0 | 0 | 0 | 0
CT | 0 | 0 | 0 | 0 | 0 | 0
Coal | 284.63 | 46.81 | 20.55 | 21.29 | 60.73 | 83.31
Geo | 0 | 0 | 0 | 0 | 0 | 0
H | 0 | 0 | 0 | 0 | 0 | 0
LFG | 0 | 0 | 0.16 | 0.29 | 0.29 | 0.29
Nuc | 120.89 | 123.35 | 131.06 | 133.63 | 0.01 | 0.01
PS | 0 | 0 | 0 | 0 | 0 | 0
PV | 0 | 0 | 0 | 0 | 0 | 0
PeakG | 0.23 | 0 | 0 | 0 | 0 | 0
PeakO | 0 | 0 | 0 | 0 | 0 | 0
ST | 0 | 0 | 0 | 0 | 0 | 0
STOG | 0 | 0 | 0 | 0 | 0 | 0
STWD | 3.68 | 3.34 | 3.34 | 9.37 | 63.33 | 49.37
WT | 0 | 0 | 0 | 0 | 0 | 0
IGCC | 0 | 0 | 0 | 0 | 0 | 0
DemandResponse | 0 | 0 | 0 | 0 | 0 | 0
IGCC-CCS | 0 | 0 | 0 | 0 | 0 | 0
WT_off | 0 | 0 | 0 | 0 | 0 | 0
PseudoUnit | 0 | 0 | 0 | 0 | 0 | 0
FixedInterchange | 0 | 0 | 0 | 0 | 0 | 0
Fuel Cost by Reporting Type: Nebraska
ReportingType | 2015 | 2020 | 2025 | 2030 | 2035 | 2040
BM | 0 | 0 | 0 | 0 | 0.01 | 0.01
CC | 28.28 | 6.89 | 6.32 | 4.92 | 2.59 | 1.53
CSP | 0 | 0 | 0 | 0 | 0 | 0
CT | 0 | 0 | 0 | 0 | 0 | 0
Coal | 414.89 | 41.49 | 28.99 | 27.03 | 37.77 | 37.77
Geo | 0 | 0 | 0 | 0 | 0 | 0
H | 0 | 0 | 0 | 0 | 0 | 0
LFG | 0 | 0 | 0 | 0.09 | 0.09 | 0.09
Nuc | 83.67 | 85.37 | 90.71 | 92.48 | 0.02 | 0.02
PS | 0 | 0 | 0 | 0 | 0 | 0
PV | 0 | 0 | 0 | 0 | 0 | 0
PeakG | 4.52 | 0 | 0 | 0 | 0 | 0
PeakO | 0 | 0 | 0 | 0 | 0 | 0
ST | 0 | 0 | 0 | 0 | 0 | 0
STOG | 0.02 | 0 | 0 | 0 | 0 | 0
STWD | 0 | 0 | 0 | 0 | 0 | 0
WT | 0 | 0 | 0 | 0 | 0 | 0
IGCC | 0 | 0 | 0 | 0 | 0 | 0
DemandResponse | 0 | 0 | 0 | 0 | 0 | 0
IGCC-CCS | 0 | 0 | 0 | 0 | 0 | 0
WT_off | 0 | 0 | 0 | 0 | 0 | 0
PseudoUnit | 0 | 0 | 0 | 0 | 0 | 0
FixedInterchange | 0 | 0 | 0 | 0 | 0 | 0
Fuel Cost by Reporting Type: NEISO
ReportingType | 2015 | 2020 | 2025 | 2030 | 2035 | 2040
BM | 128.98 | 81.79 | 6.95 | 128.96 | 128.98 | 128.99
CC | 1845.01 | 1234.05 | 856.08 | 417 | 158.82 | 105.15
CSP | 0 | 0 | 0 | 0 | 0 | 0
CT | 0.04 | 0.2 | 0 | 0.37 | 0 | 0
Coal | 2.14 | 0.03 | 0.02 | 0.01 | 0.01 | 0.01
Geo | 0 | 0 | 0 | 0 | 0 | 0
H | 0 | 0 | 0 | 0 | 0 | 0
LFG | 0.06 | 0.06 | 0.15 | 0.15 | 0.15 | 0.15
Nuc | 293.25 | 299.23 | 317.93 | 324.14 | 234.19 | 173
PS | 0 | 0 | 0 | 0 | 0 | 0
PV | 0 | 0 | 0 | 0 | 0 | 0
PeakG | 1.55 | 2.75 | 4.89 | 3.45 | 3.01 | 3.37
PeakO | 0 | 0 | 0 | 0 | 0 | 0
ST | 0 | 0 | 0 | 0 | 0 | 0
STOG | 0 | 0 | 0 | 0 | 0 | 0
STWD | 338.09 | 103.1 | 11.21 | 100.71 | 338.08 | 328.28
WT | 0 | 0 | 0 | 0 | 0 | 0
IGCC | 0 | 0 | 0 | 0 | 0 | 0
DemandResponse | 0 | 0 | 0 | 0 | 0 | 0
IGCC-CCS | 0 | 0 | 0 | 0 | 0 | 0
WT_off | 0 | 0 | 0 | 0 | 0 | 0
PseudoUnit | 0 | 0 | 0 | 0 | 0 | 0
FixedInterchange | 0 | 0 | 0 | 0 | 0 | 0
Fuel Cost by Reporting Type: NonRTO_Midwest
ReportingType | 2015 | 2020 | 2025 | 2030 | 2035 | 2040
BM | 0 | 0 | 0 | 0 | 179.78 | 2084.73
CC | 622.44 | 1442.52 | 1329.95 | 1031.78 | 795.86 | 94.34
CSP | 0 | 0 | 0 | 0 | 0 | 0
CT | 0 | 0 | 0 | 0 | 0 | 0
Coal | 962.5 | 564.96 | 50.55 | 62.02 | 112.86 | 112.13
Geo | 0 | 0 | 0 | 0 | 0 | 0
H | 0 | 0 | 0 | 0 | 0 | 0
LFG | 0 | 0 | 0.2 | 0.2 | 0.2 | 0.2
Nuc | 0 | 0 | 0.01 | 90.32 | 165.09 | 165.07
PS | 0 | 0 | 0 | 0 | 0 | 0
PV | 0 | 0 | 0 | 0 | 0 | 0
PeakG | 10.66 | 4.81 | 0.01 | 14.07 | 2.33 | 0
PeakO | 0 | 0 | 0 | 0 | 0 | 0
ST | 0 | 0 | 0 | 0 | 0 | 0
STOG | 0 | 0 | 0 | 0 | 0 | 0
STWD | 0 | 0 | 0 | 0 | 0 | 0
WT | 0 | 0 | 0 | 0 | 0 | 0
IGCC | 0 | 0 | 0 | 0 | 0 | 0
DemandResponse | 0 | 0 | 0 | 0 | 0 | 0
IGCC-CCS | 0 | 0 | 0 | 0 | 0.01 | 0.01
WT_off | 0 | 0 | 0 | 0 | 0 | 0
PseudoUnit | 0 | 0 | 0 | 0 | 0 | 0
FixedInterchange | 0 | 0 | 0 | 0 | 0 | 0
Fuel Cost by Reporting Type: NYISO_A-F
ReportingType | 2015 | 2020 | 2025 | 2030 | 2035 | 2040
BM | 0 | 0 | 0 | 0 | 0.01 | 0.02
CC | 322.5 | 467.39 | 351.86 | 164.33 | 40.22 | 7.38
CSP | 0 | 0 | 0 | 0 | 0 | 0
CT | 0 | 0 | 0 | 0 | 0 | 0
Coal | 0.04 | 0.03 | 0.02 | 0.01 | 0.01 | 0.01
Geo | 0 | 0 | 0 | 0 | 0 | 0
H | 0 | 0 | 0 | 0 | 0 | 0
LFG | 0.01 | 0.01 | 0.09 | 0.09 | 0.09 | 0.09
Nuc | 217.02 | 221.45 | 235.29 | 195.6 | 154.22 | 93.47
PS | 0 | 0 | 0 | 0 | 0 | 0
PV | 0 | 0 | 0 | 0 | 0 | 0
PeakG | 0.12 | 0.42 | 1.18 | 0.88 | 0.81 | 0.84
PeakO | 0 | 0 | 0 | 0 | 0 | 0
ST | 0 | 0 | 0 | 0 | 0 | 0
STOG | 0 | 0 | 0 | 0 | 0 | 0
STWD | 0.07 | 1.33 | 1.33 | 4.65 | 49.16 | 45.94
WT | 0 | 0 | 0 | 0 | 0 | 0
IGCC | 0 | 0 | 0 | 0 | 0 | 0
DemandResponse | 0 | 0 | 0 | 0 | 0 | 0
IGCC-CCS | 0 | 0 | 0 | 0 | 0 | 0
WT_off | 0 | 0 | 0 | 0 | 0 | 0
PseudoUnit | 0 | 0 | 0 | 0 | 0 | 0
FixedInterchange | 0 | 0 | 0 | 0 | 0 | 0
Fuel Cost by Reporting Type: NYISO_G-I
ReportingType | 2015 | 2020 | 2025 | 2030 | 2035 | 2040
BM | 0 | 0 | 0 | 0 | 287.59 | 287.64
CC | 104.89 | 295.43 | 181.62 | 36.97 | 29.72 | 19.48
CSP | 0 | 0 | 0 | 0 | 0 | 0
CT | 0 | 0 | 0 | 0 | 0 | 0
Coal | 0.01 | 0.01 | 0 | 0 | 0 | 0
Geo | 0 | 0 | 0 | 0 | 0 | 0
H | 0 | 0 | 0 | 0 | 0 | 0
LFG | 0 | 0 | 0.09 | 0.09 | 0.09 | 0.09
Nuc | 130.64 | 133.3 | 141.63 | 144.4 | 72.45 | 130.16
PS | 0 | 0 | 0 | 0 | 0 | 0
PV | 0 | 0 | 0 | 0 | 0 | 0
PeakG | 0 | 0 | 0 | 0 | 0 | 0
PeakO | 0 | 0 | 0 | 0 | 0 | 0
ST | 0 | 0 | 0 | 0 | 0 | 0
STOG | 0 | 0 | 0 | 0 | 0 | 0
STWD | 0 | 0 | 0 | 0 | 0 | 0
WT | 0 | 0 | 0 | 0 | 0 | 0
IGCC | 0 | 0 | 0 | 0 | 0 | 0
DemandResponse | 0 | 0 | 0 | 0 | 0 | 0
IGCC-CCS | 0 | 0 | 0 | 0 | 0 | 0
WT_off | 0 | 0 | 0 | 0 | 0 | 0
PseudoUnit | 0 | 0 | 0 | 0 | 0 | 0
FixedInterchange | 0 | 0 | 0 | 0 | 0 | 0
Fuel Cost by Reporting Type: NYISO_J-K
ReportingType | 2015 | 2020 | 2025 | 2030 | 2035 | 2040
BM | 0 | 0 | 0 | 0 | 0 | 0
CC | 878.16 | 1005.16 | 840.49 | 306.19 | 191.23 | 124.93
CSP | 0 | 0 | 0 | 0 | 0 | 0
CT | 0 | 0 | 0 | 0 | 0 | 0
Coal | 0 | 0 | 0 | 0 | 0 | 0
Geo | 0 | 0 | 0 | 0 | 0 | 0
H | 0 | 0 | 0 | 0 | 0 | 0
LFG | 0 | 0 | 0.09 | 0.09 | 0.09 | 0.09
Nuc | 0 | 0 | 0 | 0.01 | 0.07 | 0.06
PS | 0 | 0 | 0 | 0 | 0 | 0
PV | 0 | 0 | 0 | 0 | 0 | 0
PeakG | 9.56 | 15.03 | 8.5 | 11.36 | 5.33 | 5.46
PeakO | 0 | 0 | 0 | 0 | 0 | 0
ST | 0 | 0 | 0 | 0 | 0 | 0
STOG | 29.66 | 40.31 | 35.46 | 24.82 | 11.65 | 11.92
STWD | 0 | 0 | 0 | 0 | 0 | 0
WT | 0 | 0 | 0 | 0 | 0 | 0
IGCC | 0 | 0 | 0 | 0 | 0 | 0
DemandResponse | 0 | 0 | 0 | 0 | 0 | 0
IGCC-CCS | 0 | 0 | 0 | 0 | 0 | 0
WT_off | 0 | 0 | 0 | 0 | 0 | 0
PseudoUnit | 0 | 0 | 0 | 0 | 0 | 0
FixedInterchange | 0 | 0 | 0 | 0 | 0 | 0
Fuel Cost by Reporting Type: PJM_E
ReportingType | 2015 | 2020 | 2025 | 2030 | 2035 | 2040
BM | 0.86 | 15.34 | 15.34 | 15.34 | 15.36 | 15.36
CC | 1954.25 | 2189.23 | 1882.68 | 1002.82 | 883.57 | 445.95
CSP | 0 | 0 | 0 | 0 | 0 | 0
CT | 0.06 | 0.18 | 0.16 | 0.12 | 0.11 | 0
Coal | 19.7 | 8.94 | 3.05 | 0.05 | 14.4 | 36.34
Geo | 0 | 0 | 0 | 0 | 0 | 0
H | 0 | 0 | 0 | 0 | 0 | 0
LFG | 0.01 | 0.18 | 0.18 | 0.18 | 0.18 | 0.18
Nuc | 563.79 | 533.75 | 567.11 | 578.19 | 415.33 | 329.36
PS | 0 | 0 | 0 | 0 | 0 | 0
PV | 0 | 0 | 0 | 0 | 0 | 0
PeakG | 5.34 | 17.14 | 15.35 | 11.22 | 10.29 | 10.59
PeakO | 0 | 0 | 0 | 0 | 0 | 0
ST | 0 | 0 | 0 | 0 | 0 | 0
STOG | 18.46 | 18.86 | 16.89 | 16.83 | 11.32 | 0
STWD | 0 | 0 | 0 | 0 | 0 | 0
WT | 0 | 0 | 0 | 0 | 0 | 0
IGCC | 0 | 0 | 0 | 0 | 0 | 0
DemandResponse | 0 | 0 | 0 | 0 | 0 | 0
IGCC-CCS | 0 | 0 | 0 | 0 | 0 | 0
WT_off | 0 | 0 | 0 | 0 | 0 | 0
PseudoUnit | 0 | 0 | 0 | 0 | 0 | 0
FixedInterchange | 0 | 0 | 0 | 0 | 0 | 0
Fuel Cost by Reporting Type: PJM_ROM
ReportingType | 2015 | 2020 | 2025 | 2030 | 2035 | 2040
BM | 0.52 | 9.21 | 9.21 | 587.45 | 588.22 | 1205.76
CC | 832 | 1098.28 | 870.03 | 414.09 | 382.93 | 156.43
CSP | 0 | 0 | 0 | 0 | 0 | 0
CT | 0.02 | 0.11 | 0.1 | 0.07 | 0.07 | 0.07
Coal | 264.15 | 44.02 | 7.27 | 0.19 | 29.57 | 44.2
Geo | 0 | 0 | 0 | 0 | 0 | 0
H | 0 | 0 | 0 | 0 | 0 | 0
LFG | 0.02 | 0.36 | 0.36 | 0.36 | 0.36 | 0.36
Nuc | 337.6 | 344.49 | 366.02 | 373.17 | 244.85 | 788.31
PS | 0 | 0 | 0 | 0 | 0 | 0
PV | 0 | 0 | 0 | 0 | 0 | 0
PeakG | 0 | 0.01 | 0.01 | 7.18 | 6.6 | 6.77
PeakO | 0 | 0 | 0 | 0 | 0 | 0
ST | 0 | 0 | 0 | 0 | 0 | 0
STOG | 45.13 | 46.09 | 41.34 | 30.29 | 14.52 | 0
STWD | 1.97 | 35.1 | 35.1 | 35.1 | 35.1 | 35.1
WT | 0 | 0 | 0 | 0 | 0 | 0
IGCC | 0 | 0 | 0 | 0 | 0 | 0
DemandResponse | 0 | 0 | 0 | 0 | 0 | 0
IGCC-CCS | 0 | 0 | 0 | 0 | 0.01 | 0.01
WT_off | 0 | 0 | 0 | 0 | 0 | 0
PseudoUnit | 0 | 0 | 0 | 0 | 0 | 0
FixedInterchange | 0 | 0 | 0 | 0 | 0 | 0
Fuel Cost by Reporting Type: PJM_ROR
ReportingType | 2015 | 2020 | 2025 | 2030 | 2035 | 2040
BM | 11.05 | 196.9 | 196.9 | 196.9 | 1996.38 | 4716.27
CC | 5477.34 | 7931.85 | 6120.26 | 3836.32 | 3010.07 | 1535.36
CSP | 0 | 0 | 0 | 0 | 0 | 0
CT | 0.18 | 0.2 | 0.18 | 0.14 | 0.14 | 0.15
Coal | 4596.21 | 2367.34 | 124.1 | 129.68 | 451.15 | 462.08
Geo | 0 | 0 | 0 | 0 | 0 | 0
H | 0 | 0 | 0 | 0 | 0 | 0
LFG | 0.07 | 0.73 | 0.73 | 0.73 | 0.73 | 0.73
Nuc | 1319.64 | 1346.55 | 1430.71 | 1425.17 | 1436.43 | 1234.99
PS | 0 | 0 | 0 | 0 | 0 | 0
PV | 0 | 0 | 0 | 0 | 0 | 0
PeakG | 62.95 | 77.65 | 32.13 | 28.38 | 7.63 | 4.2
PeakO | 0 | 0 | 0 | 0 | 0 | 0
ST | 0 | 0 | 0 | 0 | 0 | 0
STOG | 42.22 | 26.29 | 23.81 | 17.97 | 9.49 | 0
STWD | 2.8 | 103.86 | 103.86 | 103.86 | 103.86 | 80.98
WT | 0 | 0 | 0 | 0 | 0 | 0
IGCC | 0 | 0 | 0 | 0 | 0 | 0
DemandResponse | 0 | 0 | 0 | 0 | 0 | 0
IGCC-CCS | 0 | 0 | 0 | 0 | 0 | 0
WT_off | 0 | 0 | 0 | 0 | 0 | 0
PseudoUnit | 0 | 0 | 0 | 0 | 0 | 0
FixedInterchange | 0 | 0 | 0 | 0 | 0 | 0
Fuel Cost by Reporting Type: SOCO
ReportingType | 2015 | 2020 | 2025 | 2030 | 2035 | 2040
BM | 2.62 | 6.1 | 13.23 | 28.13 | 3352.34 | 3106.1
CC | 6663.09 | 8159.44 | 5724.33 | 3966.83 | 1087.56 | 252.29
CSP | 0 | 0 | 0 | 0 | 0 | 0
CT | 0 | 0 | 0 | 0 | 0 | 0
Coal | 994.67 | 349.22 | 140.78 | 167.91 | 173.81 | 173.57
Geo | 0 | 0 | 0 | 0 | 0 | 0
H | 0 | 0 | 0 | 0 | 0 | 0
LFG | 0 | 0 | 0.14 | 0.14 | 0.14 | 0.14
Nuc | 396.64 | 551.11 | 585.56 | 610.05 | 1507.7 | 1893.97
PS | 0 | 0 | 0 | 0 | 0 | 0
PV | 0 | 0 | 0 | 0 | 0 | 0
PeakG | 47.93 | 0.04 | 39.63 | 31.37 | 2.61 | 0
PeakO | 0 | 0 | 0 | 0 | 0 | 0
ST | 0 | 0 | 0 | 0 | 0 | 0
STOG | 0 | 0 | 0 | 0 | 0 | 0
STWD | 21.93 | 20.67 | 56.49 | 211.01 | 392.54 | 241.31
WT | 0 | 0 | 0 | 0 | 0 | 0
IGCC | 0 | 0 | 0 | 0 | 0 | 0
DemandResponse | 0 | 0 | 0 | 0 | 0 | 0
IGCC-CCS | 0 | 0 | 0 | 0.01 | 0.01 | 0.01
WT_off | 0 | 0 | 0 | 0 | 0 | 0
PseudoUnit | 0 | 0 | 0 | 0 | 0 | 0
FixedInterchange | 0 | 0 | 0 | 0 | 0 | 0
Fuel Cost by Reporting Type: SPP_N
ReportingType | 2015 | 2020 | 2025 | 2030 | 2035 | 2040
BM | 0 | 0 | 0 | 0 | 0.01 | 0.01
CC | 183.99 | 46.08 | 40.79 | 18.42 | 18.82 | 8.58
CSP | 0 | 0 | 0 | 0 | 0 | 0
CT | 0 | 0 | 0 | 0 | 0 | 0
Coal | 934.12 | 147.79 | 3.33 | 0.01 | 0.02 | 0.03
Geo | 0 | 0 | 0 | 0 | 0 | 0
H | 0 | 0 | 0 | 0 | 0 | 0
LFG | 0 | 0 | 0 | 0.12 | 0.12 | 0.12
Nuc | 74.76 | 76.29 | 81.06 | 82.64 | 82.64 | 82.64
PS | 0 | 0 | 0 | 0 | 0 | 0
PV | 0 | 0 | 0 | 0 | 0 | 0
PeakG | 0.02 | 0 | 0 | 0 | 0 | 0
PeakO | 0 | 0 | 0 | 0 | 0 | 0
ST | 0 | 0 | 0 | 0 | 0 | 0
STOG | 0.04 | 0 | 0 | 0 | 0 | 0
STWD | 0 | 0 | 0 | 0 | 0 | 0
WT | 0 | 0 | 0 | 0 | 0 | 0
IGCC | 0 | 0 | 0 | 0 | 0 | 0
DemandResponse | 0 | 0 | 0 | 0 | 0 | 0
IGCC-CCS | 0 | 0 | 0 | 0 | 0 | 0
WT_off | 0 | 0 | 0 | 0 | 0 | 0
PseudoUnit | 0 | 0 | 0 | 0 | 0 | 0
FixedInterchange | 0 | 0 | 0 | 0 | 0 | 0
Fuel Cost by Reporting Type: SPP_S
ReportingType | 2015 | 2020 | 2025 | 2030 | 2035 | 2040
BM | 0 | 0 | 0 | 0 | 0.01 | 0.01
CC | 1985.75 | 443.72 | 318.86 | 202.52 | 188.99 | 119.13
CSP | 0 | 0 | 0 | 0 | 0 | 0
CT | 0.84 | 0 | 0 | 0 | 0 | 0
Coal | 1705.92 | 109.78 | 8.95 | 0.01 | 0.01 | 0.01
Geo | 0 | 0 | 0 | 0 | 0 | 0
H | 0 | 0 | 0 | 0 | 0 | 0
LFG | 0 | 0 | 0 | 0.12 | 0.12 | 0.12
Nuc | 0 | 0 | 0 | 0.01 | 0.03 | 0.04
PS | 0 | 0 | 0 | 0 | 0 | 0
PV | 0 | 0 | 0 | 0 | 0 | 0
PeakG | 0.01 | 0.01 | 0.01 | 0 | 0 | 0
PeakO | 0 | 0 | 0 | 0 | 0 | 0
ST | 0 | 0 | 0 | 0 | 0 | 0
STOG | 144.24 | 58.23 | 0.01 | 12.28 | 13.98 | 11.59
STWD | 4.81 | 1.35 | 1.35 | 4.57 | 35.06 | 30.77
WT | 0 | 0 | 0 | 0 | 0 | 0
IGCC | 0 | 0 | 0 | 0 | 0 | 0
DemandResponse | 0 | 0 | 0 | 0 | 0 | 0
IGCC-CCS | 0 | 0 | 0 | 0 | 0 | 0
WT_off | 0 | 0 | 0 | 0 | 0 | 0
PseudoUnit | 0 | 0 | 0 | 0 | 0 | 0
FixedInterchange | 0 | 0 | 0 | 0 | 0 | 0
Fuel Cost by Reporting Type: TVA
ReportingType | 2015 | 2020 | 2025 | 2030 | 2035 | 2040
BM | 0 | 0 | 0 | 0 | 3781.58 | 3781.61
CC | 1746.68 | 2992.23 | 2866.21 | 2049.91 | 753.85 | 161.93
CSP | 0 | 0 | 0 | 0 | 0 | 0
CT | 0 | 0 | 0 | 0 | 0 | 0
Coal | 921.39 | 490.41 | 21.24 | 0.09 | 0.11 | 0.1
Geo | 0 | 0 | 0 | 0 | 0 | 0
H | 0 | 0 | 0 | 0 | 0 | 0
LFG | 0 | 0 | 0.14 | 0.14 | 0.14 | 0.14
Nuc | 542.87 | 553.94 | 588.56 | 689.87 | 674.22 | 839.02
PS | 0 | 0 | 0 | 0 | 0 | 0
PV | 0 | 0 | 0 | 0 | 0 | 0
PeakG | 0 | 0 | 0 | 0 | 0 | 0
PeakO | 0 | 0 | 0 | 0 | 0 | 0
ST | 0 | 0 | 0 | 0 | 0 | 0
STOG | 0 | 0 | 0 | 0 | 0 | 0
STWD | 0.15 | 0.15 | 0.26 | 2.02 | 2.75 | 2.32
WT | 0 | 0 | 0 | 0 | 0 | 0
IGCC | 0 | 0 | 0 | 0 | 0 | 0
DemandResponse | 0 | 0 | 0 | 0 | 0 | 0
IGCC-CCS | 0 | 0 | 0 | 0 | 0.01 | 0.01
WT_off | 0 | 0 | 0 | 0 | 0 | 0
PseudoUnit | 0 | 0 | 0 | 0 | 0 | 0
FixedInterchange | 0 | 0 | 0 | 0 | 0 | 0
Fuel Cost by Reporting Type: TVA_Transmission
ReportingType | 2015 | 2020 | 2025 | 2030 | 2035 | 2040
BM | 0 | 0 | 0 | 0 | 0 | 0
CC | 0 | 0 | 0 | 0 | 0 | 0
CSP | 0 | 0 | 0 | 0 | 0 | 0
CT | 0 | 0 | 0 | 0 | 0 | 0
Coal | 0 | 0 | 0 | 0 | 0 | 0
Geo | 0 | 0 | 0 | 0 | 0 | 0
H | 0 | 0 | 0 | 0 | 0 | 0
LFG | 0 | 0 | 0 | 0 | 0 | 0
Nuc | 0 | 0 | 0 | 0 | 0 | 0
PS | 0 | 0 | 0 | 0 | 0 | 0
PV | 0 | 0 | 0 | 0 | 0 | 0
PeakG | 0 | 0 | 0 | 0 | 0 | 0
PeakO | 0 | 0 | 0 | 0 | 0 | 0
ST | 0 | 0 | 0 | 0 | 0 | 0
STOG | 0 | 0 | 0 | 0 | 0 | 0
STWD | 0 | 0 | 0 | 0 | 0 | 0
WT | 0 | 0 | 0 | 0 | 0 | 0
IGCC | 0 | 0 | 0 | 0 | 0 | 0
DemandResponse | 0 | 0 | 0 | 0 | 0 | 0
IGCC-CCS | 0 | 0 | 0 | 0 | 0 | 0
WT_off | 0 | 0 | 0 | 0 | 0 | 0
PseudoUnit | 0 | 0 | 0 | 0 | 0 | 0
FixedInterchange | 0 | 0 | 0 | 0 | 0 | 0
Fuel Cost by Reporting Type: VACAR
ReportingType | 2015 | 2020 | 2025 | 2030 | 2035 | 2040
BM | 0.46 | 87.7 | 363.16 | 369.44 | 3572.96 | 3475.46
CC | 5189.68 | 5490.05 | 4302.55 | 2480.91 | 1151.96 | 251.22
CSP | 0 | 0 | 0 | 0 | 0 | 0
CT | 1.71 | 0.01 | 0 | 0 | 0 | 0
Coal | 992.88 | 571.11 | 89.92 | 76.87 | 133.76 | 133.68
Geo | 0 | 0 | 0 | 0 | 0 | 0
H | 0 | 0 | 0 | 0 | 0 | 0
LFG | 0 | 0.14 | 0.14 | 0.14 | 0.14 | 0.14
Nuc | 730.67 | 900.6 | 956.89 | 1368.71 | 1408.29 | 1999.36
PS | 0 | 0 | 0 | 0 | 0 | 0
PV | 0 | 0 | 0 | 0 | 0 | 0
PeakG | 2.45 | 0 | 0 | 0 | 0 | 0.01
PeakO | 0 | 0 | 0 | 0 | 0 | 0
ST | 0 | 0 | 0 | 0 | 0 | 0
STOG | 0 | 0 | 0 | 0 | 0 | 0
STWD | 159.73 | 159.72 | 159.72 | 159.72 | 159.72 | 124.51
WT | 0 | 0 | 0 | 0 | 0 | 0
IGCC | 0 | 0 | 0 | 0 | 0 | 0
DemandResponse | 0 | 0 | 0 | 0 | 0 | 0
IGCC-CCS | 0 | 0 | 0 | 0 | 0 | 0
WT_off | 0 | 0 | 0 | 0 | 0 | 0
PseudoUnit | 0 | 0 | 0 | 0 | 0 | 0
FixedInterchange | 0 | 0 | 0 | 0 | 0 | 0
Fuel Cost by Reporting Type: IESO
ReportingType | 2015 | 2020 | 2025 | 2030 | 2035 | 2040
BM | 0 | 0.09 | 0.08 | 10.47 | 206.77 | 126.91
CC | 37.1 | 15.21 | 4.49 | 0 | 0 | 0
CSP | 0 | 0 | 0 | 0 | 0 | 0
CT | 0 | 0 | 0 | 0 | 0 | 0
Coal | 0 | 0 | 0 | 0 | 0 | 0
Geo | 0 | 0 | 0 | 0 | 0 | 0
H | 0 | 0 | 0 | 0 | 0 | 0
LFG | 0.02 | 0.02 | 0.02 | 0.02 | 0.02 | 0.02
Nuc | 854.23 | 871.65 | 926.13 | 944.22 | 869.51 | 757.81
PS | 0 | 0 | 0 | 0 | 0 | 0
PV | 0 | 0 | 0 | 0 | 0 | 0
PeakG | 0 | 0 | 0 | 0 | 0 | 0
PeakO | 0 | 0 | 0 | 0 | 0 | 0
ST | 0 | 0 | 0 | 0 | 0 | 0
STOG | 0 | 0 | 0 | 0 | 0 | 0
STWD | 1.82 | 1.82 | 1.82 | 17.12 | 67.38 | 52.52
WT | 0 | 0 | 0 | 0 | 0 | 0
IGCC | 0 | 0 | 0 | 0 | 0 | 0
DemandResponse | 0 | 0 | 0 | 0 | 0 | 0
IGCC-CCS | 0 | 0 | 0 | 0 | 0 | 0
WT_off | 0 | 0 | 0 | 0 | 0 | 0
PseudoUnit | 0 | 0 | 0 | 0 | 0 | 0
FixedInterchange | 0 | 0 | 0 | 0 | 0 | 0
Fuel Cost by Reporting Type: MAPP_CA
ReportingType | 2015 | 2020 | 2025 | 2030 | 2035 | 2040
BM | 0 | 0 | 0 | 0 | 0 | 0
CC | 44.66 | 14.46 | 0 | 0 | 0 | 0
CSP | 0 | 0 | 0 | 0 | 0 | 0
CT | 0 | 0 | 0 | 0 | 0 | 0
Coal | 0.01 | 0.01 | 0 | 0 | 0 | 0
Geo | 0 | 0 | 0 | 0 | 0 | 0
H | 0 | 0 | 0 | 0 | 0 | 0
LFG | 0 | 0 | 0 | 0 | 0 | 0
Nuc | 0 | 0 | 0 | 0 | 0.07 | 0.04
PS | 0 | 0 | 0 | 0 | 0 | 0
PV | 0 | 0 | 0 | 0 | 0 | 0
PeakG | 0.22 | 0 | 0 | 0 | 0 | 0
PeakO | 0 | 0 | 0 | 0 | 0 | 0
ST | 0 | 0 | 0 | 0 | 0 | 0
STOG | 0 | 0 | 0 | 0 | 0 | 0
STWD | 0 | 0 | 0 | 0 | 0 | 0
WT | 0 | 0 | 0 | 0 | 0 | 0
IGCC | 0 | 0 | 0 | 0 | 0 | 0
DemandResponse | 0 | 0 | 0 | 0 | 0 | 0
IGCC-CCS | 0 | 0 | 0 | 0 | 0 | 0
WT_off | 0 | 0 | 0 | 0 | 0 | 0
PseudoUnit | 0 | 0 | 0 | 0 | 0 | 0
FixedInterchange | 0 | 0 | 0 | 0 | 0 | 0
Fuel Cost by Reporting Type: AZ_NM_SNV_Coal
ReportingType | 2015 | 2020 | 2025 | 2030 | 2035 | 2040
BM | 0 | 0 | 0 | 0 | 0 | 0
CC | 0 | 0 | 0 | 0 | 0 | 0
CSP | 0 | 0 | 0 | 0 | 0 | 0
CT | 0 | 0 | 0 | 0 | 0 | 0
Coal | 820.79 | 646.54 | 97.14 | 8.12 | 33.24 | 16.82
Geo | 0 | 0 | 0 | 0 | 0 | 0
H | 0 | 0 | 0 | 0 | 0 | 0
LFG | 0 | 0 | 0 | 0 | 0 | 0
Nuc | 0 | 0 | 0 | 0 | 0 | 0
PS | 0 | 0 | 0 | 0 | 0 | 0
PV | 0 | 0 | 0 | 0 | 0 | 0
PeakG | 0 | 0 | 0 | 0 | 0 | 0
PeakO | 0 | 0 | 0 | 0 | 0 | 0
ST | 0 | 0 | 0 | 0 | 0 | 0
STOG | 0 | 0 | 0 | 0 | 0 | 0
STWD | 0 | 0 | 0 | 0 | 0 | 0
WT | 0 | 0 | 0 | 0 | 0 | 0
IGCC | 0 | 0 | 0 | 0 | 0 | 0
DemandResponse | 0 | 0 | 0 | 0 | 0 | 0
IGCC-CCS | 0 | 0 | 0 | 0 | 0 | 0
WT_off | 0 | 0 | 0 | 0 | 0 | 0
PseudoUnit | 0 | 0 | 0 | 0 | 0 | 0
FixedInterchange | 0 | 0 | 0 | 0 | 0 | 0
Fuel Cost by Reporting Type: AZ_NM_SNV_Gas
ReportingType | 2015 | 2020 | 2025 | 2030 | 2035 | 2040
BM | 0 | 0 | 0 | 0 | 0 | 0
CC | 3063.04 | 2637.92 | 3619.23 | 1516.86 | 552.26 | 447.68
CSP | 0 | 0 | 0 | 0 | 0 | 0
CT | 0 | 0 | 0 | 0 | 0 | 0
Coal | 0 | 0 | 0 | 0 | 0 | 0
Geo | 0 | 0 | 0 | 0 | 0 | 0
H | 0 | 0 | 0 | 0 | 0 | 0
LFG | 0 | 0 | 0 | 0 | 0 | 0
Nuc | 0 | 0 | 0 | 0 | 0 | 0
PS | 0 | 0 | 0 | 0 | 0 | 0
PV | 0 | 0 | 0 | 0 | 0 | 0
PeakG | 0 | 0 | 0 | 0 | 0 | 0
PeakO | 0 | 0 | 0 | 0 | 0 | 0
ST | 0 | 0 | 0 | 0 | 0 | 0
STOG | 0 | 0 | 0 | 0 | 0 | 0
STWD | 0 | 0 | 0 | 0 | 0 | 0
WT | 0 | 0 | 0 | 0 | 0 | 0
IGCC | 0 | 0 | 0 | 0 | 0 | 0
DemandResponse | 0 | 0 | 0 | 0 | 0 | 0
IGCC-CCS | 0 | 0 | 0 | 0 | 0 | 0
WT_off | 0 | 0 | 0 | 0 | 0 | 0
PseudoUnit | 0 | 0 | 0 | 0 | 0 | 0
FixedInterchange | 0 | 0 | 0 | 0 | 0 | 0
Fuel Cost by Reporting Type: AZ_NM_SNV_NucRenew
ReportingType | 2015 | 2020 | 2025 | 2030 | 2035 | 2040
BM | 0 | 0 | 0 | 0 | 0.05 | 0.31
CC | 0 | 0 | 0 | 0 | 0 | 0
CSP | 0 | 0 | 0 | 0 | 0 | 0
CT | 0 | 0 | 0 | 0 | 0 | 0
Coal | 0 | 0 | 0 | 0 | 0 | 0
Geo | 0 | 0 | 0 | 0 | 0 | 0
H | 0 | 0 | 0 | 0 | 0 | 0
LFG | 0 | 0 | 0.08 | 0.08 | 0.08 | 0.08
Nuc | 254.91 | 260.1 | 276.36 | 592.97 | 1060.86 | 1084.67
PS | 0 | 0 | 0 | 0 | 0 | 0
PV | 0 | 0 | 0 | 0 | 0 | 0
PeakG | 0 | 0 | 0 | 0 | 0 | 0
PeakO | 0 | 0 | 0 | 0 | 0 | 0
ST | 0 | 0 | 0 | 0 | 0 | 0
STOG | 0 | 0 | 0 | 0 | 0 | 0
STWD | 11.54 | 11.54 | 11.54 | 11.54 | 11.54 | 11.54
WT | 0 | 0 | 0 | 0 | 0 | 0
IGCC | 0 | 0 | 0 | 0 | 0 | 0
DemandResponse | 0 | 0 | 0 | 0 | 0 | 0
IGCC-CCS | 0 | 0 | 0 | 0 | 0 | 0
WT_off | 0 | 0 | 0 | 0 | 0 | 0
PseudoUnit | 0 | 0 | 0 | 0 | 0 | 0
FixedInterchange | 0 | 0 | 0 | 0 | 0 | 0
Fuel Cost by Reporting Type: ERCOT
ReportingType | 2015 | 2020 | 2025 | 2030 | 2035 | 2040
BM | 6.73 | 6.89 | 10.41 | 74.15 | 2078.9 | 1603.68
CC | 8940.25 | 10366.07 | 8009.53 | 5264.97 | 2504.06 | 1950.87
CSP | 0 | 0 | 0 | 0 | 0 | 0
CT | 0 | 0.17 | 0.1 | 0.41 | 0 | 0
Coal | 792.66 | 493.66 | 95.8 | 113.45 | 142.83 | 142.84
Geo | 0 | 0 | 0 | 0 | 0 | 0
H | 0 | 0 | 0 | 0 | 0 | 0
LFG | 0 | 0 | 0.45 | 0.45 | 0.45 | 0.45
Nuc | 339.13 | 346.04 | 367.67 | 603.12 | 1145.67 | 1454.61
PS | 0 | 0 | 0 | 0 | 0 | 0
PV | 0 | 0 | 0 | 0 | 0 | 0
PeakG | 0 | 0.49 | 0 | 2.12 | 2.22 | 2.42
PeakO | 0 | 0 | 0 | 0 | 0 | 0
ST | 0 | 0 | 0 | 0 | 0 | 0
STOG | 149.74 | 254.2 | 64.62 | 29.21 | 0 | 0
STWD | 0 | 0 | 0 | 0 | 0 | 0
WT | 0 | 0 | 0 | 0 | 0 | 0
IGCC | 0 | 0 | 0 | 0 | 0 | 0
DemandResponse | 0 | 0 | 0 | 0 | 0 | 0
IGCC-CCS | 0 | 0 | 0 | 0 | 0 | 0
WT_off | 0 | 0 | 0 | 0 | 0 | 0
PseudoUnit | 0 | 0 | 0 | 0 | 0 | 0
FixedInterchange | 0 | 0 | 0 | 0 | 0 | 0
Fuel Cost by Reporting Type: NP15
ReportingType | 2015 | 2020 | 2025 | 2030 | 2035 | 2040
BM | 0 | 0 | 0 | 0 | 0.04 | 0.06
CC | 2848.78 | 3088.98 | 2899.05 | 1341.73 | 556.3 | 200.1
CSP | 0 | 0 | 0 | 0 | 0 | 0
CT | 0 | 0 | 0 | 0 | 0 | 0
Coal | 35.53 | 0 | 0 | 0 | 0 | 0
Geo | 0 | 0 | 0 | 0 | 0 | 0
H | 0 | 0 | 0 | 0 | 0 | 0
LFG | 0 | 0.42 | 0.72 | 0.72 | 0.72 | 0.72
Nuc | 150.62 | 153.69 | 163.3 | 540.88 | 640.38 | 748.96
PS | 0 | 0 | 0 | 0 | 0 | 0
PV | 0 | 0 | 0 | 0 | 0 | 0
PeakG | 0 | 0 | 0 | 0 | 0 | 0
PeakO | 0 | 0 | 0 | 0 | 0 | 0
ST | 0 | 0 | 0 | 0 | 0 | 0
STOG | 4.36 | 2.62 | 4.15 | 0 | 0 | 0
STWD | 244.45 | 244.44 | 114.12 | 244.44 | 244.45 | 244.44
WT | 0 | 0 | 0 | 0 | 0 | 0
IGCC | 0 | 0 | 0 | 0 | 0 | 0
DemandResponse | 0 | 0 | 0 | 0 | 0 | 0
IGCC-CCS | 0 | 0 | 0 | 0 | 0 | 0
WT_off | 0 | 0 | 0 | 0 | 0 | 0
PseudoUnit | 0 | 0 | 0 | 0 | 0 | 0
FixedInterchange | 0 | 0 | 0 | 0 | 0 | 0
Fuel Cost by Reporting Type: NWPP_Coal
ReportingType | 2015 | 2020 | 2025 | 2030 | 2035 | 2040
BM | 0 | 0 | 0 | 0 | 0 | 0
CC | 0 | 0 | 0 | 0 | 0 | 0
CSP | 0 | 0 | 0 | 0 | 0 | 0
CT | 0 | 0 | 0 | 0 | 0 | 0
Coal | 598.61 | 371.02 | 21.74 | 21.7 | 21.7 | 21.69
Geo | 0 | 0 | 0 | 0 | 0 | 0
H | 0 | 0 | 0 | 0 | 0 | 0
LFG | 0 | 0 | 0 | 0 | 0 | 0
Nuc | 0 | 0 | 0 | 0 | 0 | 0
PS | 0 | 0 | 0 | 0 | 0 | 0
PV | 0 | 0 | 0 | 0 | 0 | 0
PeakG | 0 | 0 | 0 | 0 | 0 | 0
PeakO | 0 | 0 | 0 | 0 | 0 | 0
ST | 0 | 0 | 0 | 0 | 0 | 0
STOG | 0 | 0 | 0 | 0 | 0 | 0
STWD | 0 | 0 | 0 | 0 | 0 | 0
WT | 0 | 0 | 0 | 0 | 0 | 0
IGCC | 0 | 0 | 0 | 0 | 0 | 0
DemandResponse | 0 | 0 | 0 | 0 | 0 | 0
IGCC-CCS | 0 | 0 | 0 | 0 | 0 | 0
WT_off | 0 | 0 | 0 | 0 | 0 | 0
PseudoUnit | 0 | 0 | 0 | 0 | 0 | 0
FixedInterchange | 0 | 0 | 0 | 0 | 0 | 0
Fuel Cost by Reporting Type: NWPP_Gas
ReportingType | 2015 | 2020 | 2025 | 2030 | 2035 | 2040
BM | 0 | 0 | 0 | 0 | 0 | 0
CC | 2206.98 | 3176.28 | 2947.74 | 1112.06 | 264.09 | 263.22
CSP | 0 | 0 | 0 | 0 | 0 | 0
CT | 0 | 0 | 0 | 0 | 0 | 0
Coal | 0 | 0 | 0 | 0 | 0 | 0
Geo | 0 | 0 | 0 | 0 | 0 | 0
H | 0 | 0 | 0 | 0 | 0 | 0
LFG | 0 | 0 | 0 | 0 | 0 | 0
Nuc | 0 | 0 | 0 | 0 | 0 | 0
PS | 0 | 0 | 0 | 0 | 0 | 0
PV | 0 | 0 | 0 | 0 | 0 | 0
PeakG | 0 | 0 | 0 | 0 | 0 | 0
PeakO | 0 | 0 | 0 | 0 | 0 | 0
ST | 0 | 0 | 0 | 0 | 0 | 0
STOG | 0 | 0 | 0 | 0 | 0 | 0
STWD | 0 | 0 | 0 | 0 | 0 | 0
WT | 0 | 0 | 0 | 0 | 0 | 0
IGCC | 0 | 0 | 0 | 0 | 0 | 0
DemandResponse | 0 | 0 | 0 | 0 | 0 | 0
IGCC-CCS | 0 | 0 | 0 | 0 | 0 | 0
WT_off | 0 | 0 | 0 | 0 | 0 | 0
PseudoUnit | 0 | 0 | 0 | 0 | 0 | 0
FixedInterchange | 0 | 0 | 0 | 0 | 0 | 0
Fuel Cost by Reporting Type: NWPP_NucRenew
ReportingType | 2015 | 2020 | 2025 | 2030 | 2035 | 2040
BM | 0 | 4.54 | 16.65 | 16.65 | 16.68 | 432.09
CC | 0 | 0 | 0 | 0 | 0 | 0
CSP | 0 | 0 | 0 | 0 | 0 | 0
CT | 0 | 0 | 0 | 0 | 0 | 0
Coal | 0 | 0 | 0 | 0 | 0 | 0
Geo | 0 | 0 | 0 | 0 | 0 | 0
H | 0 | 0 | 0 | 0 | 0 | 0
LFG | 0.03 | 0.03 | 0.34 | 0.34 | 0.34 | 0.34
Nuc | 71.13 | 72.58 | 77.13 | 131.37 | 310.12 | 420.96
PS | 0 | 0 | 0 | 0 | 0 | 0
PV | 0 | 0 | 0 | 0 | 0 | 0
PeakG | 0 | 0 | 0 | 0 | 0 | 0
PeakO | 0 | 0 | 0 | 0 | 0 | 0
ST | 0 | 0 | 0 | 0 | 0 | 0
STOG | 0 | 0 | 0 | 0 | 0 | 0
STWD | 0 | 1.36 | 301.45 | 301.45 | 301.45 | 301.45
WT | 0 | 0 | 0 | 0 | 0 | 0
IGCC | 0 | 0 | 0 | 0 | 0 | 0
DemandResponse | 0 | 0 | 0 | 0 | 0 | 0
IGCC-CCS | 0 | 0 | 0 | 0 | 0 | 0
WT_off | 0 | 0 | 0 | 0 | 0 | 0
PseudoUnit | 0 | 0 | 0 | 0 | 0 | 0
FixedInterchange | 0 | 0 | 0 | 0 | 0 | 0
Fuel Cost by Reporting Type: RMPA
ReportingType | 2015 | 2020 | 2025 | 2030 | 2035 | 2040
BM | 0 | 0 | 0 | 0 | 366.67 | 742.9
CC | 529.09 | 477.87 | 869.09 | 349.48 | 168.16 | 119.04
CSP | 0 | 0 | 0 | 0 | 0 | 0
CT | 0 | 0 | 0 | 0 | 0 | 0
Coal | 563.16 | 464.84 | 88.45 | 52.32 | 52.31 | 51.16
Geo | 0 | 0 | 0 | 0 | 0 | 0
H | 0 | 0 | 0 | 0 | 0 | 0
LFG | 0 | 0 | 0.04 | 0.04 | 0.04 | 0.04
Nuc | 0 | 0 | 0.03 | 146.32 | 146.36 | 146.35
PS | 0 | 0 | 0 | 0 | 0 | 0
PV | 0 | 0 | 0 | 0 | 0 | 0
PeakG | 0 | 0 | 0 | 0 | 0 | 0
PeakO | 0 | 0 | 0 | 0 | 0 | 0
ST | 0 | 0 | 0 | 0 | 0 | 0
STOG | 0 | 0 | 0 | 0 | 0 | 0
STWD | 0 | 0 | 0 | 0 | 0 | 0
WT | 0 | 0 | 0 | 0 | 0 | 0
IGCC | 0 | 0 | 0 | 0 | 0 | 0
DemandResponse | 0 | 0 | 0 | 0 | 0 | 0
IGCC-CCS | 0 | 0 | 0 | 0 | 0 | 0
WT_off | 0 | 0 | 0 | 0 | 0 | 0
PseudoUnit | 0 | 0 | 0 | 0 | 0 | 0
FixedInterchange | 0 | 0 | 0 | 0 | 0 | 0
Fuel Cost by Reporting Type: SP15
ReportingType | 2015 | 2020 | 2025 | 2030 | 2035 | 2040
BM | 3.07 | 3.07 | 3.07 | 3.07 | 3.09 | 3.1
CC | 3725.6 | 3708.5 | 3410.3 | 2217.92 | 1038.76 | 720.47
CSP | 0 | 0 | 0 | 0 | 0 | 0
CT | 0 | 0 | 0 | 0 | 0 | 0
Coal | 20.36 | 3.9 | 1.76 | 0 | 0 | 0
Geo | 0 | 0 | 0 | 0 | 0 | 0
H | 0 | 0 | 0 | 0 | 0 | 0
LFG | 0.01 | 0.72 | 0.72 | 0.72 | 0.72 | 0.72
Nuc | 139.02 | 141.86 | 150.73 | 231.27 | 257.49 | 514.64
PS | 0 | 0 | 0 | 0 | 0 | 0
PV | 0 | 0 | 0 | 0 | 0 | 0
PeakG | 0 | 0 | 0 | 0 | 0 | 0
PeakO | 0 | 0 | 0 | 0 | 0 | 0
ST | 0 | 0 | 0 | 0 | 0 | 0
STOG | 37.83 | 18.64 | 29.14 | 8.41 | 3.43 | 1.51
STWD | 62.63 | 62.63 | 56.17 | 62.63 | 62.63 | 62.63
WT | 0 | 0 | 0 | 0 | 0 | 0
IGCC | 0 | 0 | 0 | 0 | 0 | 0
DemandResponse | 0 | 0 | 0 | 0 | 0 | 0
IGCC-CCS | 0 | 0 | 0 | 0 | 0 | 0
WT_off | 0 | 0 | 0 | 0 | 0 | 0
PseudoUnit | 0 | 0 | 0 | 0 | 0 | 0
FixedInterchange | 0 | 0 | 0 | 0 | 0 | 0
Fuel Cost by Reporting Type: ALB
ReportingType | 2015 | 2020 | 2025 | 2030 | 2035 | 2040
BM | 0 | 0 | 0 | 0 | 0 | 0
CC | 813.16 | 942.4 | 218.53 | 0 | 0 | 0
CSP | 0 | 0 | 0 | 0 | 0 | 0
CT | 0 | 0 | 0 | 0 | 0 | 0
Coal | 159.05 | 159.04 | 0 | 0 | 0 | 0
Geo | 0 | 0 | 0 | 0 | 0 | 0
H | 0 | 0 | 0 | 0 | 0 | 0
LFG | 0 | 0 | 0 | 0 | 0 | 0
Nuc | 0 | 0.06 | 515.26 | 632.02 | 643.14 | 647.53
PS | 0 | 0 | 0 | 0 | 0 | 0
PV | 0 | 0 | 0 | 0 | 0 | 0
PeakG | 0 | 0 | 0 | 0 | 0 | 0.85
PeakO | 0 | 0 | 0 | 0 | 0 | 0
ST | 0 | 0 | 0 | 0 | 0 | 0
STOG | 0 | 0 | 0 | 0 | 0 | 0
STWD | 62.45 | 85 | 85 | 85 | 85 | 85
WT | 0 | 0 | 0 | 0 | 0 | 0
IGCC | 0 | 0 | 0 | 0 | 0 | 0
DemandResponse | 0 | 0 | 0 | 0 | 0 | 0
IGCC-CCS | 0 | 0 | 0 | 0 | 0 | 0
WT_off | 0 | 0 | 0 | 0 | 0 | 0
PseudoUnit | 0 | 0 | 0 | 0 | 0 | 0
FixedInterchange | 0 | 0 | 0 | 0 | 0 | 0
Fuel Cost by Reporting Type: BC
ReportingType | 2015 | 2020 | 2025 | 2030 | 2035 | 2040
BM | 0 | 0 | 0 | 0 | 0 | 0
CC | 54.04 | 62.51 | 0.03 | 0 | 0 | 0
CSP | 0 | 0 | 0 | 0 | 0 | 0
CT | 0 | 0 | 0 | 0 | 0 | 0
Coal | 0 | 0 | 0 | 0 | 0 | 0
Geo | 0 | 0 | 0 | 0 | 0 | 0
H | 0 | 0 | 0 | 0 | 0 | 0
LFG | 0 | 0 | 0 | 0 | 0 | 0
Nuc | 0 | 0.02 | 42.29 | 73.84 | 73.84 | 98.48
PS | 0 | 0 | 0 | 0 | 0 | 0
PV | 0 | 0 | 0 | 0 | 0 | 0
PeakG | 0 | 0 | 0 | 0 | 0 | 0
PeakO | 0 | 0 | 0 | 0 | 0 | 0
ST | 0 | 0 | 0 | 0 | 0 | 0
STOG | 0 | 0 | 0 | 0 | 0 | 0
STWD | 0 | 271.43 | 271.43 | 271.43 | 271.44 | 271.44
WT | 0 | 0 | 0 | 0 | 0 | 0
IGCC | 0 | 0 | 0 | 0 | 0 | 0
DemandResponse | 0 | 0 | 0 | 0 | 0 | 0
IGCC-CCS | 0 | 0 | 0 | 0 | 0 | 0
WT_off | 0 | 0 | 0 | 0 | 0 | 0
PseudoUnit | 0 | 0 | 0 | 0 | 0 | 0
FixedInterchange | 0 | 0 | 0 | 0 | 0 | 0
Fuel Cost by Reporting Type: HQ_IESO
ReportingType | 2015 | 2020 | 2025 | 2030 | 2035 | 2040
BM | 0 | 0 | 0 | 0 | 0 | 0
CC | 0 | 0 | 0 | 0 | 0 | 0
CSP | 0 | 0 | 0 | 0 | 0 | 0
CT | 0 | 0 | 0 | 0 | 0 | 0
Coal | 0 | 0 | 0 | 0 | 0 | 0
Geo | 0 | 0 | 0 | 0 | 0 | 0
H | 0 | 0 | 0 | 0 | 0 | 0
LFG | 0 | 0 | 0 | 0 | 0 | 0
Nuc | 0 | 0 | 0 | 0 | 0.06 | 0.04
PS | 0 | 0 | 0 | 0 | 0 | 0
PV | 0 | 0 | 0 | 0 | 0 | 0
PeakG | 0 | 0 | 0 | 0 | 0 | 0
PeakO | 0 | 0 | 0 | 0 | 0 | 0
ST | 0 | 0 | 0 | 0 | 0 | 0
STOG | 0 | 0 | 0 | 0 | 0 | 0
STWD | 0 | 0 | 0 | 0 | 0 | 0
WT | 0 | 0 | 0 | 0 | 0 | 0
IGCC | 0 | 0 | 0 | 0 | 0 | 0
DemandResponse | 0 | 0 | 0 | 0 | 0 | 0
IGCC-CCS | 0 | 0 | 0 | 0 | 0 | 0
WT_off | 0 | 0 | 0 | 0 | 0 | 0
PseudoUnit | 0 | 0 | 0 | 0 | 0 | 0
FixedInterchange | 0 | 0 | 0 | 0 | 0 | 0
Fuel Cost by Reporting Type: HQ_NEISO
ReportingType | 2015 | 2020 | 2025 | 2030 | 2035 | 2040
BM | 0 | 0 | 0 | 0 | 0 | 0
CC | 0 | 0 | 0 | 0 | 0 | 0
CSP | 0 | 0 | 0 | 0 | 0 | 0
CT | 0 | 0 | 0 | 0 | 0 | 0
Coal | 0 | 0 | 0 | 0 | 0 | 0
Geo | 0 | 0 | 0 | 0 | 0 | 0
H | 0 | 0 | 0 | 0 | 0 | 0
LFG | 0 | 0 | 0 | 0 | 0 | 0
Nuc | 0 | 0 | 0 | 0 | 0.07 | 0.05
PS | 0 | 0 | 0 | 0 | 0 | 0
PV | 0 | 0 | 0 | 0 | 0 | 0
PeakG | 0 | 0 | 0 | 0 | 0 | 0
PeakO | 0 | 0 | 0 | 0 | 0 | 0
ST | 0 | 0 | 0 | 0 | 0 | 0
STOG | 0 | 0 | 0 | 0 | 0 | 0
STWD | 0 | 0 | 0 | 0 | 0 | 0
WT | 0 | 0 | 0 | 0 | 0 | 0
IGCC | 0 | 0 | 0 | 0 | 0 | 0
DemandResponse | 0 | 0 | 0 | 0 | 0 | 0
IGCC-CCS | 0 | 0 | 0 | 0 | 0 | 0
WT_off | 0 | 0 | 0 | 0 | 0 | 0
PseudoUnit | 0 | 0 | 0 | 0 | 0 | 0
FixedInterchange | 0 | 0 | 0 | 0 | 0 | 0
Fuel Cost by Reporting Type: HQ_NY
ReportingType | 2015 | 2020 | 2025 | 2030 | 2035 | 2040
BM | 0 | 0 | 0 | 0 | 0 | 0
CC | 0 | 0 | 0 | 0 | 0 | 0
CSP | 0 | 0 | 0 | 0 | 0 | 0
CT | 0 | 0 | 0 | 0 | 0 | 0
Coal | 0 | 0 | 0 | 0 | 0 | 0
Geo | 0 | 0 | 0 | 0 | 0 | 0
H | 0 | 0 | 0 | 0 | 0 | 0
LFG | 0 | 0 | 0 | 0 | 0 | 0
Nuc | 0 | 0 | 0 | 0.01 | 0.07 | 0.05
PS | 0 | 0 | 0 | 0 | 0 | 0
PV | 0 | 0 | 0 | 0 | 0 | 0
PeakG | 0 | 0 | 0 | 0 | 0 | 0
PeakO | 0 | 0 | 0 | 0 | 0 | 0
ST | 0 | 0 | 0 | 0 | 0 | 0
STOG | 0 | 0 | 0 | 0 | 0 | 0
STWD | 0 | 0 | 0 | 0 | 0 | 0
WT | 0 | 0 | 0 | 0 | 0 | 0
IGCC | 0 | 0 | 0 | 0 | 0 | 0
DemandResponse | 0 | 0 | 0 | 0 | 0 | 0
IGCC-CCS | 0 | 0 | 0 | 0 | 0 | 0
WT_off | 0 | 0 | 0 | 0 | 0 | 0
PseudoUnit | 0 | 0 | 0 | 0 | 0 | 0
FixedInterchange | 0 | 0 | 0 | 0 | 0 | 0
Fuel Cost by Reporting Type: MARITIMES
ReportingType | 2015 | 2020 | 2025 | 2030 | 2035 | 2040
BM | 0 | 0 | 0 | 0 | 0 | 0
CC | 0 | 0 | 0 | 0 | 0 | 0
CSP | 0 | 0 | 0 | 0 | 0 | 0
CT | 0 | 0 | 0 | 0 | 0 | 0
Coal | 0 | 0 | 0 | 0 | 0 | 0
Geo | 0 | 0 | 0 | 0 | 0 | 0
H | 0 | 0 | 0 | 0 | 0 | 0
LFG | 0 | 0 | 0 | 0 | 0 | 0
Nuc | 0 | 0 | 0 | 0 | 0.07 | 0.05
PS | 0 | 0 | 0 | 0 | 0 | 0
PV | 0 | 0 | 0 | 0 | 0 | 0
PeakG | 0 | 0 | 0 | 0 | 0 | 0
PeakO | 0 | 0 | 0 | 0 | 0 | 0
ST | 0 | 0 | 0 | 0 | 0 | 0
STOG | 0 | 0 | 0 | 0 | 0 | 0
STWD | 0 | 0 | 0 | 0 | 0 | 0
WT | 0 | 0 | 0 | 0 | 0 | 0
IGCC | 0 | 0 | 0 | 0 | 0 | 0
DemandResponse | 0 | 0 | 0 | 0 | 0 | 0
IGCC-CCS | 0 | 0 | 0 | 0 | 0 | 0
WT_off | 0 | 0 | 0 | 0 | 0 | 0
PseudoUnit | 0 | 0 | 0 | 0 | 0 | 0
FixedInterchange | 0 | 0 | 0 | 0 | 0 | 0
Fuel Cost by Reporting Type: All
ReportingType | 2015 | 2020 | 2025 | 2030 | 2035 | 2040
BM | 154.29 | 411.63 | 635.01 | 1430.59 | 16685.52 | 26827.81
CC | 66990.91 | 80129.76 | 63505.61 | 36670.97 | 18286.83 | 9638.48
CSP | 0 | 0 | 0 | 0 | 0 | 0
CT | 40.04 | 40.87 | 20.76 | 16.68 | 0.34 | 0.25
Coal | 21446.72 | 8549.88 | 928.48 | 810.88 | 1560.61 | 1612.12
Geo | 0 | 0 | 0 | 0 | 0 | 0
H | 0 | 0 | 0 | 0 | 0 | 0
LFG | 0.25 | 2.74 | 5.56 | 6.49 | 6.49 | 6.49
Nuc | 7711.7 | 8128.92 | 9413.22 | 12302.16 | 13972.93 | 16138.84
PS | 0 | 0 | 0 | 0 | 0 | 0
PV | 0 | 0 | 0 | 0 | 0 | 0
PeakG | 203.5 | 163.41 | 138.68 | 114.27 | 44.84 | 39.07
PeakO | 0.03 | 0.04 | 0.05 | 0.05 | 0.05 | 0.06
ST | 0 | 0 | 0 | 0 | 0 | 0
STOG | 530.8 | 520.27 | 245.32 | 152.97 | 64.42 | 25.05
STWD | 1020.98 | 1222.88 | 1394.31 | 1860.23 | 2698.22 | 2301.41
WT | 0 | 0.01 | 0.01 | 0.02 | 0.02 | 0.02
IGCC | 87.34 | 88.5 | 6.85 | 0.02 | 0.01 | 0.01
DemandResponse | 0 | 0 | 0 | 0 | 0 | 0
IGCC-CCS | 0 | 0.03 | 0.04 | 0.06 | 0.1 | 0.1
WT_off | 0 | 0 | 0 | 0 | 0 | 0
PseudoUnit | 0 | 0 | 0 | 0 | 0 | 0
FixedInterchange | 0 | 0 | 0 | 0 | 0 | 0
Fuel Cost by Reporting Type: EI_US
ReportingType | 2015 | 2020 | 2025 | 2030 | 2035 | 2040
BM | 144.49 | 397.04 | 604.8 | 1326.24 | 14013.32 | 23918.74
CC | 44728.23 | 55639.55 | 41527.63 | 24867.95 | 13203.19 | 5937.08
CSP | 0 | 0 | 0 | 0 | 0 | 0
CT | 40.03 | 40.69 | 20.65 | 16.27 | 0.33 | 0.24
Coal | 18456.56 | 6410.87 | 623.59 | 615.29 | 1310.53 | 1379.6
Geo | 0 | 0 | 0 | 0 | 0 | 0
H | 0 | 0 | 0 | 0 | 0 | 0
LFG | 0.18 | 1.54 | 3.19 | 4.11 | 4.11 | 4.11
Nuc | 5902.65 | 6282.9 | 6894.31 | 8406.15 | 8825.42 | 10264.75
PS | 0 | 0 | 0 | 0 | 0 | 0
PV | 0 | 0 | 0 | 0 | 0 | 0
PeakG | 203.26 | 162.9 | 138.66 | 112.14 | 42.62 | 35.8
PeakO | 0.03 | 0.03 | 0.04 | 0.04 | 0.04 | 0.05
ST | 0 | 0 | 0 | 0 | 0 | 0
STOG | 338.86 | 244.79 | 147.41 | 115.34 | 60.98 | 23.53
STWD | 638.09 | 544.66 | 552.78 | 866.61 | 1654.34 | 1272.39
WT | 0 | 0.01 | 0.01 | 0.01 | 0.01 | 0.01
IGCC | 87.34 | 88.5 | 6.85 | 0.02 | 0.01 | 0.01
DemandResponse | 0 | 0 | 0 | 0 | 0 | 0
IGCC-CCS | 0 | 0.03 | 0.04 | 0.05 | 0.1 | 0.09
WT_off | 0 | 0 | 0 | 0 | 0 | 0
PseudoUnit | 0 | 0 | 0 | 0 | 0 | 0
FixedInterchange | 0 | 0 | 0 | 0 | 0 | 0
Fuel Cost by Reporting Type: EI_Canada
ReportingType | 2015 | 2020 | 2025 | 2030 | 2035 | 2040
BM | 0 | 0.09 | 0.08 | 10.47 | 206.77 | 126.91
CC | 81.75 | 29.67 | 4.5 | 0.01 | 0 | 0
CSP | 0 | 0 | 0 | 0 | 0 | 0
CT | 0 | 0 | 0 | 0 | 0 | 0
Coal | 0.01 | 0.01 | 0 | 0 | 0 | 0
Geo | 0 | 0 | 0 | 0 | 0 | 0
H | 0 | 0 | 0 | 0 | 0 | 0
LFG | 0.02 | 0.02 | 0.02 | 0.02 | 0.02 | 0.02
Nuc | 854.24 | 871.66 | 926.13 | 944.23 | 869.64 | 757.9
PS | 0 | 0 | 0 | 0 | 0 | 0
PV | 0 | 0 | 0 | 0 | 0 | 0
PeakG | 0.22 | 0 | 0 | 0 | 0 | 0
PeakO | 0 | 0 | 0 | 0 | 0 | 0
ST | 0 | 0 | 0 | 0 | 0 | 0
STOG | 0 | 0 | 0 | 0 | 0 | 0
STWD | 1.82 | 1.82 | 1.82 | 17.12 | 67.38 | 52.52
WT | 0 | 0 | 0 | 0 | 0 | 0
IGCC | 0 | 0 | 0 | 0 | 0 | 0
DemandResponse | 0 | 0 | 0 | 0 | 0 | 0
IGCC-CCS | 0 | 0 | 0 | 0 | 0 | 0
WT_off | 0 | 0 | 0 | 0 | 0 | 0
PseudoUnit | 0 | 0 | 0 | 0 | 0 | 0
FixedInterchange | 0 | 0 | 0 | 0 | 0 | 0
Fuel Cost by Reporting Type: EI
ReportingType | 2015 | 2020 | 2025 | 2030 | 2035 | 2040
BM | 144.49 | 397.13 | 604.88 | 1336.71 | 14220.09 | 24045.65
CC | 44809.98 | 55669.22 | 41532.12 | 24867.95 | 13203.19 | 5937.09
CSP | 0 | 0 | 0 | 0 | 0 | 0
CT | 40.03 | 40.69 | 20.65 | 16.27 | 0.34 | 0.25
Coal | 18456.57 | 6410.88 | 623.6 | 615.29 | 1310.54 | 1379.6
Geo | 0 | 0 | 0 | 0 | 0 | 0
H | 0 | 0 | 0 | 0 | 0 | 0
LFG | 0.2 | 1.56 | 3.21 | 4.13 | 4.13 | 4.13
Nuc | 6756.89 | 7154.55 | 7820.44 | 9350.38 | 9695.06 | 11022.65
PS | 0 | 0 | 0 | 0 | 0 | 0
PV | 0 | 0 | 0 | 0 | 0 | 0
PeakG | 203.49 | 162.91 | 138.66 | 112.14 | 42.62 | 35.8
PeakO | 0.03 | 0.03 | 0.04 | 0.04 | 0.04 | 0.05
ST | 0 | 0 | 0 | 0 | 0 | 0
STOG | 338.86 | 244.79 | 147.41 | 115.34 | 60.98 | 23.54
STWD | 639.91 | 546.48 | 554.6 | 883.74 | 1721.72 | 1324.91
WT | 0 | 0.01 | 0.01 | 0.01 | 0.01 | 0.01
IGCC | 87.34 | 88.5 | 6.85 | 0.02 | 0.01 | 0.01
DemandResponse | 0 | 0 | 0 | 0 | 0 | 0
IGCC-CCS | 0 | 0.03 | 0.04 | 0.05 | 0.1 | 0.09
WT_off | 0 | 0 | 0 | 0 | 0 | 0
PseudoUnit | 0 | 0 | 0 | 0 | 0 | 0
FixedInterchange | 0 | 0 | 0 | 0 | 0 | 0
Fuel Cost by Reporting Type: Outside_EI
ReportingType | 2015 | 2020 | 2025 | 2030 | 2035 | 2040
BM | 9.8 | 14.51 | 30.13 | 93.88 | 2465.42 | 2782.16
CC | 22180.92 | 24460.53 | 21973.49 | 11803.02 | 5083.63 | 3701.39
CSP | 0 | 0 | 0 | 0 | 0 | 0
CT | 0.01 | 0.17 | 0.11 | 0.41 | 0 | 0
Coal | 2990.16 | 2139 | 304.89 | 195.59 | 250.08 | 232.52
Geo | 0 | 0 | 0 | 0 | 0 | 0
H | 0 | 0 | 0 | 0 | 0 | 0
LFG | 0.05 | 1.18 | 2.36 | 2.36 | 2.36 | 2.36
Nuc | 954.82 | 974.36 | 1592.78 | 2951.79 | 4277.87 | 5116.19
PS | 0 | 0 | 0 | 0 | 0 | 0
PV | 0 | 0 | 0 | 0 | 0 | 0
PeakG | 0.01 | 0.51 | 0.02 | 2.13 | 2.22 | 3.28
PeakO | 0.01 | 0.01 | 0.01 | 0.01 | 0.01 | 0.01
ST | 0 | 0 | 0 | 0 | 0 | 0
STOG | 191.93 | 275.47 | 97.91 | 37.63 | 3.43 | 1.51
STWD | 381.07 | 676.4 | 839.71 | 976.5 | 976.51 | 976.5
WT | 0 | 0 | 0 | 0 | 0 | 0
IGCC | 0 | 0 | 0 | 0 | 0 | 0
DemandResponse | 0 | 0 | 0 | 0 | 0 | 0
IGCC-CCS | 0 | 0 | 0 | 0.01 | 0.01 | 0.01
WT_off | 0 | 0 | 0 | 0 | 0 | 0
PseudoUnit | 0 | 0 | 0 | 0 | 0 | 0
FixedInterchange | 0 | 0 | 0 | 0 | 0 | 0
#7 | 0.01: Emission Cost ($million)
==== Emission Program: TitleIV_CAIRSO2 : (SO2) ====
Emission Cost by Reporting Type: Entergy
ReportingType | 2015 | 2020 | 2025 | 2030 | 2035 | 2040
BM | 0 | 0 | 0 | 0 | 0 | 0
CC | 0 | 0 | 0 | 0 | 0 | 0
CSP | 0 | 0 | 0 | 0 | 0 | 0
CT | 0 | 0 | 0 | 0 | 0 | 0
Coal | 30.9 | 0 | 0 | 0 | 0 | 0
Geo | 0 | 0 | 0 | 0 | 0 | 0
H | 0 | 0 | 0 | 0 | 0 | 0
LFG | 0 | 0 | 0 | 0 | 0 | 0
Nuc | 0 | 0 | 0 | 0 | 0 | 0
PS | 0 | 0 | 0 | 0 | 0 | 0
PV | 0 | 0 | 0 | 0 | 0 | 0
PeakG | 0 | 0 | 0 | 0 | 0 | 0
PeakO | 0 | 0 | 0 | 0 | 0 | 0
ST | 0 | 0 | 0 | 0 | 0 | 0
STOG | 0 | 0 | 0 | 0 | 0 | 0
STWD | 0 | 0 | 0 | 0 | 0 | 0
WT | 0 | 0 | 0 | 0 | 0 | 0
IGCC | 0 | 0 | 0 | 0 | 0 | 0
DemandResponse | 0 | 0 | 0 | 0 | 0 | 0
IGCC-CCS | 0 | 0 | 0 | 0 | 0 | 0
WT_off | 0 | 0 | 0 | 0 | 0 | 0
PseudoUnit | 0 | 0 | 0 | 0 | 0 | 0
FixedInterchange | 0 | 0 | 0 | 0 | 0 | 0
Emission Cost by Reporting Type: FRCC
ReportingType | 2015 | 2020 | 2025 | 2030 | 2035 | 2040
BM | 0 | 0 | 0 | 0 | 0 | 0
CC | 0 | 0 | 0 | 0 | 0 | 0
CSP | 0 | 0 | 0 | 0 | 0 | 0
CT | 0 | 0 | 0 | 0 | 0 | 0
Coal | 4.12 | 0 | 0 | 0 | 0 | 0
Geo | 0 | 0 | 0 | 0 | 0 | 0
H | 0 | 0 | 0 | 0 | 0 | 0
LFG | 0 | 0 | 0 | 0 | 0 | 0
Nuc | 0 | 0 | 0 | 0 | 0 | 0
PS | 0 | 0 | 0 | 0 | 0 | 0
PV | 0 | 0 | 0 | 0 | 0 | 0
PeakG | 0 | 0 | 0 | 0 | 0 | 0
PeakO | 0 | 0 | 0 | 0 | 0 | 0
ST | 0 | 0 | 0 | 0 | 0 | 0
STOG | 0 | 0 | 0 | 0 | 0 | 0
STWD | 0 | 0 | 0 | 0 | 0 | 0
WT | 0 | 0 | 0 | 0 | 0 | 0
IGCC | 0 | 0 | 0 | 0 | 0 | 0
DemandResponse | 0 | 0 | 0 | 0 | 0 | 0
IGCC-CCS | 0 | 0 | 0 | 0 | 0 | 0
WT_off | 0 | 0 | 0 | 0 | 0 | 0
PseudoUnit | 0 | 0 | 0 | 0 | 0 | 0
FixedInterchange | 0 | 0 | 0 | 0 | 0 | 0
Emission Cost by Reporting Type: MAPP_US
ReportingType | 2015 | 2020 | 2025 | 2030 | 2035 | 2040
BM | 0 | 0 | 0 | 0 | 0 | 0
CC | 0 | 0 | 0 | 0 | 0 | 0
CSP | 0 | 0 | 0 | 0 | 0 | 0
CT | 0 | 0 | 0 | 0 | 0 | 0
Coal | 0.95 | 0 | 0 | 0 | 0 | 0
Geo | 0 | 0 | 0 | 0 | 0 | 0
H | 0 | 0 | 0 | 0 | 0 | 0
LFG | 0 | 0 | 0 | 0 | 0 | 0
Nuc | 0 | 0 | 0 | 0 | 0 | 0
PS | 0 | 0 | 0 | 0 | 0 | 0
PV | 0 | 0 | 0 | 0 | 0 | 0
PeakG | 0 | 0 | 0 | 0 | 0 | 0
PeakO | 0 | 0 | 0 | 0 | 0 | 0
ST | 0 | 0 | 0 | 0 | 0 | 0
STOG | 0 | 0 | 0 | 0 | 0 | 0
STWD | 0 | 0 | 0 | 0 | 0 | 0
WT | 0 | 0 | 0 | 0 | 0 | 0
IGCC | 0 | 0 | 0 | 0 | 0 | 0
DemandResponse | 0 | 0 | 0 | 0 | 0 | 0
IGCC-CCS | 0 | 0 | 0 | 0 | 0 | 0
WT_off | 0 | 0 | 0 | 0 | 0 | 0
PseudoUnit | 0 | 0 | 0 | 0 | 0 | 0
FixedInterchange | 0 | 0 | 0 | 0 | 0 | 0
Emission Cost by Reporting Type: MISO_IN
ReportingType | 2015 | 2020 | 2025 | 2030 | 2035 | 2040
BM | 0 | 0 | 0 | 0 | 0 | 0
CC | 0 | 0 | 0 | 0 | 0 | 0
CSP | 0 | 0 | 0 | 0 | 0 | 0
CT | 0 | 0 | 0 | 0 | 0 | 0
Coal | 23.14 | 0 | 0 | 0 | 0 | 0
Geo | 0 | 0 | 0 | 0 | 0 | 0
H | 0 | 0 | 0 | 0 | 0 | 0
LFG | 0 | 0 | 0 | 0 | 0 | 0
Nuc | 0 | 0 | 0 | 0 | 0 | 0
PS | 0 | 0 | 0 | 0 | 0 | 0
PV | 0 | 0 | 0 | 0 | 0 | 0
PeakG | 0 | 0 | 0 | 0 | 0 | 0
PeakO | 0 | 0 | 0 | 0 | 0 | 0
ST | 0 | 0 | 0 | 0 | 0 | 0
STOG | 0 | 0 | 0 | 0 | 0 | 0
STWD | 0 | 0 | 0 | 0 | 0 | 0
WT | 0 | 0 | 0 | 0 | 0 | 0
IGCC | 0.19 | 0 | 0 | 0 | 0 | 0
DemandResponse | 0 | 0 | 0 | 0 | 0 | 0
IGCC-CCS | 0 | 0 | 0 | 0 | 0 | 0
WT_off | 0 | 0 | 0 | 0 | 0 | 0
PseudoUnit | 0 | 0 | 0 | 0 | 0 | 0
FixedInterchange | 0 | 0 | 0 | 0 | 0 | 0
Emission Cost by Reporting Type: MISO_MI
ReportingType | 2015 | 2020 | 2025 | 2030 | 2035 | 2040
BM | 0 | 0 | 0 | 0 | 0 | 0
CC | 0 | 0 | 0 | 0 | 0 | 0
CSP | 0 | 0 | 0 | 0 | 0 | 0
CT | 0 | 0 | 0 | 0 | 0 | 0
Coal | 11.18 | 0 | 0 | 0 | 0 | 0
Geo | 0 | 0 | 0 | 0 | 0 | 0
H | 0 | 0 | 0 | 0 | 0 | 0
LFG | 0 | 0 | 0 | 0 | 0 | 0
Nuc | 0 | 0 | 0 | 0 | 0 | 0
PS | 0 | 0 | 0 | 0 | 0 | 0
PV | 0 | 0 | 0 | 0 | 0 | 0
PeakG | 0 | 0 | 0 | 0 | 0 | 0
PeakO | 0 | 0 | 0 | 0 | 0 | 0
ST | 0 | 0 | 0 | 0 | 0 | 0
STOG | 0 | 0 | 0 | 0 | 0 | 0
STWD | 0 | 0 | 0 | 0 | 0 | 0
WT | 0 | 0 | 0 | 0 | 0 | 0
IGCC | 0 | 0 | 0 | 0 | 0 | 0
DemandResponse | 0 | 0 | 0 | 0 | 0 | 0
IGCC-CCS | 0 | 0 | 0 | 0 | 0 | 0
WT_off | 0 | 0 | 0 | 0 | 0 | 0
PseudoUnit | 0 | 0 | 0 | 0 | 0 | 0
FixedInterchange | 0 | 0 | 0 | 0 | 0 | 0
Emission Cost by Reporting Type: MISO_MO-IL
ReportingType | 2015 | 2020 | 2025 | 2030 | 2035 | 2040
BM | 0 | 0 | 0 | 0 | 0 | 0
CC | 0 | 0 | 0 | 0 | 0 | 0
CSP | 0 | 0 | 0 | 0 | 0 | 0
CT | 0 | 0 | 0 | 0 | 0 | 0
Coal | 32.59 | 0 | 0 | 0 | 0 | 0
Geo | 0 | 0 | 0 | 0 | 0 | 0
H | 0 | 0 | 0 | 0 | 0 | 0
LFG | 0 | 0 | 0 | 0 | 0 | 0
Nuc | 0 | 0 | 0 | 0 | 0 | 0
PS | 0 | 0 | 0 | 0 | 0 | 0
PV | 0 | 0 | 0 | 0 | 0 | 0
PeakG | 0 | 0 | 0 | 0 | 0 | 0
PeakO | 0 | 0 | 0 | 0 | 0 | 0
ST | 0 | 0 | 0 | 0 | 0 | 0
STOG | 0 | 0 | 0 | 0 | 0 | 0
STWD | 0 | 0 | 0 | 0 | 0 | 0
WT | 0 | 0 | 0 | 0 | 0 | 0
IGCC | 0 | 0 | 0 | 0 | 0 | 0
DemandResponse | 0 | 0 | 0 | 0 | 0 | 0
IGCC-CCS | 0 | 0 | 0 | 0 | 0 | 0
WT_off | 0 | 0 | 0 | 0 | 0 | 0
PseudoUnit | 0 | 0 | 0 | 0 | 0 | 0
FixedInterchange | 0 | 0 | 0 | 0 | 0 | 0
Emission Cost by Reporting Type: MISO_W
ReportingType | 2015 | 2020 | 2025 | 2030 | 2035 | 2040
BM | 0 | 0 | 0 | 0 | 0 | 0
CC | 0 | 0 | 0 | 0 | 0 | 0
CSP | 0 | 0 | 0 | 0 | 0 | 0
CT | 0 | 0 | 0 | 0 | 0 | 0
Coal | 19.37 | 0 | 0 | 0 | 0 | 0
Geo | 0 | 0 | 0 | 0 | 0 | 0
H | 0 | 0 | 0 | 0 | 0 | 0
LFG | 0 | 0 | 0 | 0 | 0 | 0
Nuc | 0 | 0 | 0 | 0 | 0 | 0
PS | 0 | 0 | 0 | 0 | 0 | 0
PV | 0 | 0 | 0 | 0 | 0 | 0
PeakG | 0 | 0 | 0 | 0 | 0 | 0
PeakO | 0 | 0 | 0 | 0 | 0 | 0
ST | 0 | 0 | 0 | 0 | 0 | 0
STOG | 0 | 0 | 0 | 0 | 0 | 0
STWD | 0 | 0 | 0 | 0 | 0 | 0
WT | 0 | 0 | 0 | 0 | 0 | 0
IGCC | 0 | 0 | 0 | 0 | 0 | 0
DemandResponse | 0 | 0 | 0 | 0 | 0 | 0
IGCC-CCS | 0 | 0 | 0 | 0 | 0 | 0
WT_off | 0 | 0 | 0 | 0 | 0 | 0
PseudoUnit | 0 | 0 | 0 | 0 | 0 | 0
FixedInterchange | 0 | 0 | 0 | 0 | 0 | 0
Emission Cost by Reporting Type: MISO_WUMS
ReportingType | 2015 | 2020 | 2025 | 2030 | 2035 | 2040
BM | 0 | 0 | 0 | 0 | 0 | 0
CC | 0 | 0 | 0 | 0 | 0 | 0
CSP | 0 | 0 | 0 | 0 | 0 | 0
CT | 0 | 0 | 0 | 0 | 0 | 0
Coal | 2.54 | 0 | 0 | 0 | 0 | 0
Geo | 0 | 0 | 0 | 0 | 0 | 0
H | 0 | 0 | 0 | 0 | 0 | 0
LFG | 0 | 0 | 0 | 0 | 0 | 0
Nuc | 0 | 0 | 0 | 0 | 0 | 0
PS | 0 | 0 | 0 | 0 | 0 | 0
PV | 0 | 0 | 0 | 0 | 0 | 0
PeakG | 0 | 0 | 0 | 0 | 0 | 0
PeakO | 0 | 0 | 0 | 0 | 0 | 0
ST | 0 | 0 | 0 | 0 | 0 | 0
STOG | 0 | 0 | 0 | 0 | 0 | 0
STWD | 0 | 0 | 0 | 0 | 0 | 0
WT | 0 | 0 | 0 | 0 | 0 | 0
IGCC | 0 | 0 | 0 | 0 | 0 | 0
DemandResponse | 0 | 0 | 0 | 0 | 0 | 0
IGCC-CCS | 0 | 0 | 0 | 0 | 0 | 0
WT_off | 0 | 0 | 0 | 0 | 0 | 0
PseudoUnit | 0 | 0 | 0 | 0 | 0 | 0
FixedInterchange | 0 | 0 | 0 | 0 | 0 | 0
Emission Cost by Reporting Type: Nebraska
ReportingType | 2015 | 2020 | 2025 | 2030 | 2035 | 2040
BM | 0 | 0 | 0 | 0 | 0 | 0
CC | 0 | 0 | 0 | 0 | 0 | 0
CSP | 0 | 0 | 0 | 0 | 0 | 0
CT | 0 | 0 | 0 | 0 | 0 | 0
Coal | 3.51 | 0 | 0 | 0 | 0 | 0
Geo | 0 | 0 | 0 | 0 | 0 | 0
H | 0 | 0 | 0 | 0 | 0 | 0
LFG | 0 | 0 | 0 | 0 | 0 | 0
Nuc | 0 | 0 | 0 | 0 | 0 | 0
PS | 0 | 0 | 0 | 0 | 0 | 0
PV | 0 | 0 | 0 | 0 | 0 | 0
PeakG | 0 | 0 | 0 | 0 | 0 | 0
PeakO | 0 | 0 | 0 | 0 | 0 | 0
ST | 0 | 0 | 0 | 0 | 0 | 0
STOG | 0 | 0 | 0 | 0 | 0 | 0
STWD | 0 | 0 | 0 | 0 | 0 | 0
WT | 0 | 0 | 0 | 0 | 0 | 0
IGCC | 0 | 0 | 0 | 0 | 0 | 0
DemandResponse | 0 | 0 | 0 | 0 | 0 | 0
IGCC-CCS | 0 | 0 | 0 | 0 | 0 | 0
WT_off | 0 | 0 | 0 | 0 | 0 | 0
PseudoUnit | 0 | 0 | 0 | 0 | 0 | 0
FixedInterchange | 0 | 0 | 0 | 0 | 0 | 0
Emission Cost by Reporting Type: NEISO
ReportingType | 2015 | 2020 | 2025 | 2030 | 2035 | 2040
BM | 0 | 0 | 0 | 0 | 0 | 0
CC | 0 | 0 | 0 | 0 | 0 | 0
CSP | 0 | 0 | 0 | 0 | 0 | 0
CT | 0 | 0 | 0 | 0 | 0 | 0
Coal | 0 | 0 | 0 | 0 | 0 | 0
Geo | 0 | 0 | 0 | 0 | 0 | 0
H | 0 | 0 | 0 | 0 | 0 | 0
LFG | 0 | 0 | 0 | 0 | 0 | 0
Nuc | 0 | 0 | 0 | 0 | 0 | 0
PS | 0 | 0 | 0 | 0 | 0 | 0
PV | 0 | 0 | 0 | 0 | 0 | 0
PeakG | 0 | 0 | 0 | 0 | 0 | 0
PeakO | 0 | 0 | 0 | 0 | 0 | 0
ST | 0 | 0 | 0 | 0 | 0 | 0
STOG | 0 | 0 | 0 | 0 | 0 | 0
STWD | 0 | 0 | 0 | 0 | 0 | 0
WT | 0 | 0 | 0 | 0 | 0 | 0
IGCC | 0 | 0 | 0 | 0 | 0 | 0
DemandResponse | 0 | 0 | 0 | 0 | 0 | 0
IGCC-CCS | 0 | 0 | 0 | 0 | 0 | 0
WT_off | 0 | 0 | 0 | 0 | 0 | 0
PseudoUnit | 0 | 0 | 0 | 0 | 0 | 0
FixedInterchange | 0 | 0 | 0 | 0 | 0 | 0
Emission Cost by Reporting Type: NonRTO_Midwest
ReportingType | 2015 | 2020 | 2025 | 2030 | 2035 | 2040
BM | 0 | 0 | 0 | 0 | 0 | 0
CC | 0 | 0 | 0 | 0 | 0 | 0
CSP | 0 | 0 | 0 | 0 | 0 | 0
CT | 0 | 0 | 0 | 0 | 0 | 0
Coal | 12.39 | 0 | 0 | 0 | 0 | 0
Geo | 0 | 0 | 0 | 0 | 0 | 0
H | 0 | 0 | 0 | 0 | 0 | 0
LFG | 0 | 0 | 0 | 0 | 0 | 0
Nuc | 0 | 0 | 0 | 0 | 0 | 0
PS | 0 | 0 | 0 | 0 | 0 | 0
PV | 0 | 0 | 0 | 0 | 0 | 0
PeakG | 0 | 0 | 0 | 0 | 0 | 0
PeakO | 0 | 0 | 0 | 0 | 0 | 0
ST | 0 | 0 | 0 | 0 | 0 | 0
STOG | 0 | 0 | 0 | 0 | 0 | 0
STWD | 0 | 0 | 0 | 0 | 0 | 0
WT | 0 | 0 | 0 | 0 | 0 | 0
IGCC | 0 | 0 | 0 | 0 | 0 | 0
DemandResponse | 0 | 0 | 0 | 0 | 0 | 0
IGCC-CCS | 0 | 0 | 0 | 0 | 0 | 0
WT_off | 0 | 0 | 0 | 0 | 0 | 0
PseudoUnit | 0 | 0 | 0 | 0 | 0 | 0
FixedInterchange | 0 | 0 | 0 | 0 | 0 | 0
Emission Cost by Reporting Type: NYISO_A-F
ReportingType | 2015 | 2020 | 2025 | 2030 | 2035 | 2040
BM | 0 | 0 | 0 | 0 | 0 | 0
CC | 0 | 0 | 0 | 0 | 0 | 0
CSP | 0 | 0 | 0 | 0 | 0 | 0
CT | 0 | 0 | 0 | 0 | 0 | 0
Coal | 0 | 0 | 0 | 0 | 0 | 0
Geo | 0 | 0 | 0 | 0 | 0 | 0
H | 0 | 0 | 0 | 0 | 0 | 0
LFG | 0 | 0 | 0 | 0 | 0 | 0
Nuc | 0 | 0 | 0 | 0 | 0 | 0
PS | 0 | 0 | 0 | 0 | 0 | 0
PV | 0 | 0 | 0 | 0 | 0 | 0
PeakG | 0 | 0 | 0 | 0 | 0 | 0
PeakO | 0 | 0 | 0 | 0 | 0 | 0
ST | 0 | 0 | 0 | 0 | 0 | 0
STOG | 0 | 0 | 0 | 0 | 0 | 0
STWD | 0 | 0 | 0 | 0 | 0 | 0
WT | 0 | 0 | 0 | 0 | 0 | 0
IGCC | 0 | 0 | 0 | 0 | 0 | 0
DemandResponse | 0 | 0 | 0 | 0 | 0 | 0
IGCC-CCS | 0 | 0 | 0 | 0 | 0 | 0
WT_off | 0 | 0 | 0 | 0 | 0 | 0
PseudoUnit | 0 | 0 | 0 | 0 | 0 | 0
FixedInterchange | 0 | 0 | 0 | 0 | 0 | 0
Emission Cost by Reporting Type: NYISO_G-I
ReportingType | 2015 | 2020 | 2025 | 2030 | 2035 | 2040
BM | 0 | 0 | 0 | 0 | 0 | 0
CC | 0 | 0 | 0 | 0 | 0 | 0
CSP | 0 | 0 | 0 | 0 | 0 | 0
CT | 0 | 0 | 0 | 0 | 0 | 0
Coal | 0 | 0 | 0 | 0 | 0 | 0
Geo | 0 | 0 | 0 | 0 | 0 | 0
H | 0 | 0 | 0 | 0 | 0 | 0
LFG | 0 | 0 | 0 | 0 | 0 | 0
Nuc | 0 | 0 | 0 | 0 | 0 | 0
PS | 0 | 0 | 0 | 0 | 0 | 0
PV | 0 | 0 | 0 | 0 | 0 | 0
PeakG | 0 | 0 | 0 | 0 | 0 | 0
PeakO | 0 | 0 | 0 | 0 | 0 | 0
ST | 0 | 0 | 0 | 0 | 0 | 0
STOG | 0 | 0 | 0 | 0 | 0 | 0
STWD | 0 | 0 | 0 | 0 | 0 | 0
WT | 0 | 0 | 0 | 0 | 0 | 0
IGCC | 0 | 0 | 0 | 0 | 0 | 0
DemandResponse | 0 | 0 | 0 | 0 | 0 | 0
IGCC-CCS | 0 | 0 | 0 | 0 | 0 | 0
WT_off | 0 | 0 | 0 | 0 | 0 | 0
PseudoUnit | 0 | 0 | 0 | 0 | 0 | 0
FixedInterchange | 0 | 0 | 0 | 0 | 0 | 0
Emission Cost by Reporting Type: NYISO_J-K
ReportingType | 2015 | 2020 | 2025 | 2030 | 2035 | 2040
BM | 0 | 0 | 0 | 0 | 0 | 0
CC | 0 | 0 | 0 | 0 | 0 | 0
CSP | 0 | 0 | 0 | 0 | 0 | 0
CT | 0 | 0 | 0 | 0 | 0 | 0
Coal | 0 | 0 | 0 | 0 | 0 | 0
Geo | 0 | 0 | 0 | 0 | 0 | 0
H | 0 | 0 | 0 | 0 | 0 | 0
LFG | 0 | 0 | 0 | 0 | 0 | 0
Nuc | 0 | 0 | 0 | 0 | 0 | 0
PS | 0 | 0 | 0 | 0 | 0 | 0
PV | 0 | 0 | 0 | 0 | 0 | 0
PeakG | 0 | 0 | 0 | 0 | 0 | 0
PeakO | 0 | 0 | 0 | 0 | 0 | 0
ST | 0 | 0 | 0 | 0 | 0 | 0
STOG | 0 | 0 | 0 | 0 | 0 | 0
STWD | 0 | 0 | 0 | 0 | 0 | 0
WT | 0 | 0 | 0 | 0 | 0 | 0
IGCC | 0 | 0 | 0 | 0 | 0 | 0
DemandResponse | 0 | 0 | 0 | 0 | 0 | 0
IGCC-CCS | 0 | 0 | 0 | 0 | 0 | 0
WT_off | 0 | 0 | 0 | 0 | 0 | 0
PseudoUnit | 0 | 0 | 0 | 0 | 0 | 0
FixedInterchange | 0 | 0 | 0 | 0 | 0 | 0
Emission Cost by Reporting Type: PJM_E
ReportingType | 2015 | 2020 | 2025 | 2030 | 2035 | 2040
BM | 0 | 0 | 0 | 0 | 0 | 0
CC | 0 | 0 | 0 | 0 | 0 | 0
CSP | 0 | 0 | 0 | 0 | 0 | 0
CT | 0 | 0 | 0 | 0 | 0 | 0
Coal | 0.07 | 0 | 0 | 0 | 0 | 0
Geo | 0 | 0 | 0 | 0 | 0 | 0
H | 0 | 0 | 0 | 0 | 0 | 0
LFG | 0 | 0 | 0 | 0 | 0 | 0
Nuc | 0 | 0 | 0 | 0 | 0 | 0
PS | 0 | 0 | 0 | 0 | 0 | 0
PV | 0 | 0 | 0 | 0 | 0 | 0
PeakG | 0 | 0 | 0 | 0 | 0 | 0
PeakO | 0 | 0 | 0 | 0 | 0 | 0
ST | 0 | 0 | 0 | 0 | 0 | 0
STOG | 0 | 0 | 0 | 0 | 0 | 0
STWD | 0 | 0 | 0 | 0 | 0 | 0
WT | 0 | 0 | 0 | 0 | 0 | 0
IGCC | 0 | 0 | 0 | 0 | 0 | 0
DemandResponse | 0 | 0 | 0 | 0 | 0 | 0
IGCC-CCS | 0 | 0 | 0 | 0 | 0 | 0
WT_off | 0 | 0 | 0 | 0 | 0 | 0
PseudoUnit | 0 | 0 | 0 | 0 | 0 | 0
FixedInterchange | 0 | 0 | 0 | 0 | 0 | 0
Emission Cost by Reporting Type: PJM_ROM
ReportingType | 2015 | 2020 | 2025 | 2030 | 2035 | 2040
BM | 0 | 0 | 0 | 0 | 0 | 0
CC | 0 | 0 | 0 | 0 | 0 | 0
CSP | 0 | 0 | 0 | 0 | 0 | 0
CT | 0 | 0 | 0 | 0 | 0 | 0
Coal | 14.11 | 0 | 0 | 0 | 0 | 0
Geo | 0 | 0 | 0 | 0 | 0 | 0
H | 0 | 0 | 0 | 0 | 0 | 0
LFG | 0 | 0 | 0 | 0 | 0 | 0
Nuc | 0 | 0 | 0 | 0 | 0 | 0
PS | 0 | 0 | 0 | 0 | 0 | 0
PV | 0 | 0 | 0 | 0 | 0 | 0
PeakG | 0 | 0 | 0 | 0 | 0 | 0
PeakO | 0 | 0 | 0 | 0 | 0 | 0
ST | 0 | 0 | 0 | 0 | 0 | 0
STOG | 0 | 0 | 0 | 0 | 0 | 0
STWD | 0 | 0 | 0 | 0 | 0 | 0
WT | 0 | 0 | 0 | 0 | 0 | 0
IGCC | 0 | 0 | 0 | 0 | 0 | 0
DemandResponse | 0 | 0 | 0 | 0 | 0 | 0
IGCC-CCS | 0 | 0 | 0 | 0 | 0 | 0
WT_off | 0 | 0 | 0 | 0 | 0 | 0
PseudoUnit | 0 | 0 | 0 | 0 | 0 | 0
FixedInterchange | 0 | 0 | 0 | 0 | 0 | 0
Emission Cost by Reporting Type: PJM_ROR
ReportingType | 2015 | 2020 | 2025 | 2030 | 2035 | 2040
BM | 0 | 0 | 0 | 0 | 0 | 0
CC | 0 | 0 | 0 | 0 | 0 | 0
CSP | 0 | 0 | 0 | 0 | 0 | 0
CT | 0 | 0 | 0 | 0 | 0 | 0
Coal | 97.33 | 0 | 0 | 0 | 0 | 0
Geo | 0 | 0 | 0 | 0 | 0 | 0
H | 0 | 0 | 0 | 0 | 0 | 0
LFG | 0 | 0 | 0 | 0 | 0 | 0
Nuc | 0 | 0 | 0 | 0 | 0 | 0
PS | 0 | 0 | 0 | 0 | 0 | 0
PV | 0 | 0 | 0 | 0 | 0 | 0
PeakG | 0 | 0 | 0 | 0 | 0 | 0
PeakO | 0 | 0 | 0 | 0 | 0 | 0
ST | 0 | 0 | 0 | 0 | 0 | 0
STOG | 0 | 0 | 0 | 0 | 0 | 0
STWD | 0 | 0 | 0 | 0 | 0 | 0
WT | 0 | 0 | 0 | 0 | 0 | 0
IGCC | 0 | 0 | 0 | 0 | 0 | 0
DemandResponse | 0 | 0 | 0 | 0 | 0 | 0
IGCC-CCS | 0 | 0 | 0 | 0 | 0 | 0
WT_off | 0 | 0 | 0 | 0 | 0 | 0
PseudoUnit | 0 | 0 | 0 | 0 | 0 | 0
FixedInterchange | 0 | 0 | 0 | 0 | 0 | 0
Emission Cost by Reporting Type: SOCO
ReportingType | 2015 | 2020 | 2025 | 2030 | 2035 | 2040
BM | 0 | 0 | 0 | 0 | 0 | 0
CC | 0 | 0 | 0 | 0 | 0 | 0
CSP | 0 | 0 | 0 | 0 | 0 | 0
CT | 0 | 0 | 0 | 0 | 0 | 0
Coal | 21.41 | 0 | 0 | 0 | 0 | 0
Geo | 0 | 0 | 0 | 0 | 0 | 0
H | 0 | 0 | 0 | 0 | 0 | 0
LFG | 0 | 0 | 0 | 0 | 0 | 0
Nuc | 0 | 0 | 0 | 0 | 0 | 0
PS | 0 | 0 | 0 | 0 | 0 | 0
PV | 0 | 0 | 0 | 0 | 0 | 0
PeakG | 0 | 0 | 0 | 0 | 0 | 0
PeakO | 0 | 0 | 0 | 0 | 0 | 0
ST | 0 | 0 | 0 | 0 | 0 | 0
STOG | 0 | 0 | 0 | 0 | 0 | 0
STWD | 0 | 0 | 0 | 0 | 0 | 0
WT | 0 | 0 | 0 | 0 | 0 | 0
IGCC | 0 | 0 | 0 | 0 | 0 | 0
DemandResponse | 0 | 0 | 0 | 0 | 0 | 0
IGCC-CCS | 0 | 0 | 0 | 0 | 0 | 0
WT_off | 0 | 0 | 0 | 0 | 0 | 0
PseudoUnit | 0 | 0 | 0 | 0 | 0 | 0
FixedInterchange | 0 | 0 | 0 | 0 | 0 | 0
Emission Cost by Reporting Type: SPP_N
ReportingType | 2015 | 2020 | 2025 | 2030 | 2035 | 2040
BM | 0 | 0 | 0 | 0 | 0 | 0
CC | 0 | 0 | 0 | 0 | 0 | 0
CSP | 0 | 0 | 0 | 0 | 0 | 0
CT | 0 | 0 | 0 | 0 | 0 | 0
Coal | 4.68 | 0 | 0 | 0 | 0 | 0
Geo | 0 | 0 | 0 | 0 | 0 | 0
H | 0 | 0 | 0 | 0 | 0 | 0
LFG | 0 | 0 | 0 | 0 | 0 | 0
Nuc | 0 | 0 | 0 | 0 | 0 | 0
PS | 0 | 0 | 0 | 0 | 0 | 0
PV | 0 | 0 | 0 | 0 | 0 | 0
PeakG | 0 | 0 | 0 | 0 | 0 | 0
PeakO | 0 | 0 | 0 | 0 | 0 | 0
ST | 0 | 0 | 0 | 0 | 0 | 0
STOG | 0 | 0 | 0 | 0 | 0 | 0
STWD | 0 | 0 | 0 | 0 | 0 | 0
WT | 0 | 0 | 0 | 0 | 0 | 0
IGCC | 0 | 0 | 0 | 0 | 0 | 0
DemandResponse | 0 | 0 | 0 | 0 | 0 | 0
IGCC-CCS | 0 | 0 | 0 | 0 | 0 | 0
WT_off | 0 | 0 | 0 | 0 | 0 | 0
PseudoUnit | 0 | 0 | 0 | 0 | 0 | 0
FixedInterchange | 0 | 0 | 0 | 0 | 0 | 0
Emission Cost by Reporting Type: SPP_S
ReportingType | 2015 | 2020 | 2025 | 2030 | 2035 | 2040
BM | 0 | 0 | 0 | 0 | 0 | 0
CC | 0 | 0 | 0 | 0 | 0 | 0
CSP | 0 | 0 | 0 | 0 | 0 | 0
CT | 0 | 0 | 0 | 0 | 0 | 0
Coal | 16.39 | 0 | 0 | 0 | 0 | 0
Geo | 0 | 0 | 0 | 0 | 0 | 0
H | 0 | 0 | 0 | 0 | 0 | 0
LFG | 0 | 0 | 0 | 0 | 0 | 0
Nuc | 0 | 0 | 0 | 0 | 0 | 0
PS | 0 | 0 | 0 | 0 | 0 | 0
PV | 0 | 0 | 0 | 0 | 0 | 0
PeakG | 0 | 0 | 0 | 0 | 0 | 0
PeakO | 0 | 0 | 0 | 0 | 0 | 0
ST | 0 | 0 | 0 | 0 | 0 | 0
STOG | 0 | 0 | 0 | 0 | 0 | 0
STWD | 0 | 0 | 0 | 0 | 0 | 0
WT | 0 | 0 | 0 | 0 | 0 | 0
IGCC | 0 | 0 | 0 | 0 | 0 | 0
DemandResponse | 0 | 0 | 0 | 0 | 0 | 0
IGCC-CCS | 0 | 0 | 0 | 0 | 0 | 0
WT_off | 0 | 0 | 0 | 0 | 0 | 0
PseudoUnit | 0 | 0 | 0 | 0 | 0 | 0
FixedInterchange | 0 | 0 | 0 | 0 | 0 | 0
Emission Cost by Reporting Type: TVA
ReportingType | 2015 | 2020 | 2025 | 2030 | 2035 | 2040
BM | 0 | 0 | 0 | 0 | 0 | 0
CC | 0 | 0 | 0 | 0 | 0 | 0
CSP | 0 | 0 | 0 | 0 | 0 | 0
CT | 0 | 0 | 0 | 0 | 0 | 0
Coal | 21.47 | 0 | 0 | 0 | 0 | 0
Geo | 0 | 0 | 0 | 0 | 0 | 0
H | 0 | 0 | 0 | 0 | 0 | 0
LFG | 0 | 0 | 0 | 0 | 0 | 0
Nuc | 0 | 0 | 0 | 0 | 0 | 0
PS | 0 | 0 | 0 | 0 | 0 | 0
PV | 0 | 0 | 0 | 0 | 0 | 0
PeakG | 0 | 0 | 0 | 0 | 0 | 0
PeakO | 0 | 0 | 0 | 0 | 0 | 0
ST | 0 | 0 | 0 | 0 | 0 | 0
STOG | 0 | 0 | 0 | 0 | 0 | 0
STWD | 0 | 0 | 0 | 0 | 0 | 0
WT | 0 | 0 | 0 | 0 | 0 | 0
IGCC | 0 | 0 | 0 | 0 | 0 | 0
DemandResponse | 0 | 0 | 0 | 0 | 0 | 0
IGCC-CCS | 0 | 0 | 0 | 0 | 0 | 0
WT_off | 0 | 0 | 0 | 0 | 0 | 0
PseudoUnit | 0 | 0 | 0 | 0 | 0 | 0
FixedInterchange | 0 | 0 | 0 | 0 | 0 | 0
Emission Cost by Reporting Type: TVA_Transmission
ReportingType | 2015 | 2020 | 2025 | 2030 | 2035 | 2040
BM | 0 | 0 | 0 | 0 | 0 | 0
CC | 0 | 0 | 0 | 0 | 0 | 0
CSP | 0 | 0 | 0 | 0 | 0 | 0
CT | 0 | 0 | 0 | 0 | 0 | 0
Coal | 0 | 0 | 0 | 0 | 0 | 0
Geo | 0 | 0 | 0 | 0 | 0 | 0
H | 0 | 0 | 0 | 0 | 0 | 0
LFG | 0 | 0 | 0 | 0 | 0 | 0
Nuc | 0 | 0 | 0 | 0 | 0 | 0
PS | 0 | 0 | 0 | 0 | 0 | 0
PV | 0 | 0 | 0 | 0 | 0 | 0
PeakG | 0 | 0 | 0 | 0 | 0 | 0
PeakO | 0 | 0 | 0 | 0 | 0 | 0
ST | 0 | 0 | 0 | 0 | 0 | 0
STOG | 0 | 0 | 0 | 0 | 0 | 0
STWD | 0 | 0 | 0 | 0 | 0 | 0
WT | 0 | 0 | 0 | 0 | 0 | 0
IGCC | 0 | 0 | 0 | 0 | 0 | 0
DemandResponse | 0 | 0 | 0 | 0 | 0 | 0
IGCC-CCS | 0 | 0 | 0 | 0 | 0 | 0
WT_off | 0 | 0 | 0 | 0 | 0 | 0
PseudoUnit | 0 | 0 | 0 | 0 | 0 | 0
FixedInterchange | 0 | 0 | 0 | 0 | 0 | 0
Emission Cost by Reporting Type: VACAR
ReportingType | 2015 | 2020 | 2025 | 2030 | 2035 | 2040
BM | 0 | 0 | 0 | 0 | 0 | 0
CC | 0 | 0 | 0 | 0 | 0 | 0
CSP | 0 | 0 | 0 | 0 | 0 | 0
CT | 0 | 0 | 0 | 0 | 0 | 0
Coal | 4.47 | 0 | 0 | 0 | 0 | 0
Geo | 0 | 0 | 0 | 0 | 0 | 0
H | 0 | 0 | 0 | 0 | 0 | 0
LFG | 0 | 0 | 0 | 0 | 0 | 0
Nuc | 0 | 0 | 0 | 0 | 0 | 0
PS | 0 | 0 | 0 | 0 | 0 | 0
PV | 0 | 0 | 0 | 0 | 0 | 0
PeakG | 0 | 0 | 0 | 0 | 0 | 0
PeakO | 0 | 0 | 0 | 0 | 0 | 0
ST | 0 | 0 | 0 | 0 | 0 | 0
STOG | 0 | 0 | 0 | 0 | 0 | 0
STWD | 0 | 0 | 0 | 0 | 0 | 0
WT | 0 | 0 | 0 | 0 | 0 | 0
IGCC | 0 | 0 | 0 | 0 | 0 | 0
DemandResponse | 0 | 0 | 0 | 0 | 0 | 0
IGCC-CCS | 0 | 0 | 0 | 0 | 0 | 0
WT_off | 0 | 0 | 0 | 0 | 0 | 0
PseudoUnit | 0 | 0 | 0 | 0 | 0 | 0
FixedInterchange | 0 | 0 | 0 | 0 | 0 | 0
Emission Cost by Reporting Type: IESO
ReportingType | 2015 | 2020 | 2025 | 2030 | 2035 | 2040
BM | 0 | 0 | 0 | 0 | 0 | 0
CC | 0 | 0 | 0 | 0 | 0 | 0
CSP | 0 | 0 | 0 | 0 | 0 | 0
CT | 0 | 0 | 0 | 0 | 0 | 0
Coal | 0 | 0 | 0 | 0 | 0 | 0
Geo | 0 | 0 | 0 | 0 | 0 | 0
H | 0 | 0 | 0 | 0 | 0 | 0
LFG | 0 | 0 | 0 | 0 | 0 | 0
Nuc | 0 | 0 | 0 | 0 | 0 | 0
PS | 0 | 0 | 0 | 0 | 0 | 0
PV | 0 | 0 | 0 | 0 | 0 | 0
PeakG | 0 | 0 | 0 | 0 | 0 | 0
PeakO | 0 | 0 | 0 | 0 | 0 | 0
ST | 0 | 0 | 0 | 0 | 0 | 0
STOG | 0 | 0 | 0 | 0 | 0 | 0
STWD | 0 | 0 | 0 | 0 | 0 | 0
WT | 0 | 0 | 0 | 0 | 0 | 0
IGCC | 0 | 0 | 0 | 0 | 0 | 0
DemandResponse | 0 | 0 | 0 | 0 | 0 | 0
IGCC-CCS | 0 | 0 | 0 | 0 | 0 | 0
WT_off | 0 | 0 | 0 | 0 | 0 | 0
PseudoUnit | 0 | 0 | 0 | 0 | 0 | 0
FixedInterchange | 0 | 0 | 0 | 0 | 0 | 0
Emission Cost by Reporting Type: MAPP_CA
ReportingType | 2015 | 2020 | 2025 | 2030 | 2035 | 2040
BM | 0 | 0 | 0 | 0 | 0 | 0
CC | 0 | 0 | 0 | 0 | 0 | 0
CSP | 0 | 0 | 0 | 0 | 0 | 0
CT | 0 | 0 | 0 | 0 | 0 | 0
Coal | 0 | 0 | 0 | 0 | 0 | 0
Geo | 0 | 0 | 0 | 0 | 0 | 0
H | 0 | 0 | 0 | 0 | 0 | 0
LFG | 0 | 0 | 0 | 0 | 0 | 0
Nuc | 0 | 0 | 0 | 0 | 0 | 0
PS | 0 | 0 | 0 | 0 | 0 | 0
PV | 0 | 0 | 0 | 0 | 0 | 0
PeakG | 0 | 0 | 0 | 0 | 0 | 0
PeakO | 0 | 0 | 0 | 0 | 0 | 0
ST | 0 | 0 | 0 | 0 | 0 | 0
STOG | 0 | 0 | 0 | 0 | 0 | 0
STWD | 0 | 0 | 0 | 0 | 0 | 0
WT | 0 | 0 | 0 | 0 | 0 | 0
IGCC | 0 | 0 | 0 | 0 | 0 | 0
DemandResponse | 0 | 0 | 0 | 0 | 0 | 0
IGCC-CCS | 0 | 0 | 0 | 0 | 0 | 0
WT_off | 0 | 0 | 0 | 0 | 0 | 0
PseudoUnit | 0 | 0 | 0 | 0 | 0 | 0
FixedInterchange | 0 | 0 | 0 | 0 | 0 | 0
Emission Cost by Reporting Type: AZ_NM_SNV_Coal
ReportingType | 2015 | 2020 | 2025 | 2030 | 2035 | 2040
BM | 0 | 0 | 0 | 0 | 0 | 0
CC | 0 | 0 | 0 | 0 | 0 | 0
CSP | 0 | 0 | 0 | 0 | 0 | 0
CT | 0 | 0 | 0 | 0 | 0 | 0
Coal | 0.79 | 0 | 0 | 0 | 0 | 0
Geo | 0 | 0 | 0 | 0 | 0 | 0
H | 0 | 0 | 0 | 0 | 0 | 0
LFG | 0 | 0 | 0 | 0 | 0 | 0
Nuc | 0 | 0 | 0 | 0 | 0 | 0
PS | 0 | 0 | 0 | 0 | 0 | 0
PV | 0 | 0 | 0 | 0 | 0 | 0
PeakG | 0 | 0 | 0 | 0 | 0 | 0
PeakO | 0 | 0 | 0 | 0 | 0 | 0
ST | 0 | 0 | 0 | 0 | 0 | 0
STOG | 0 | 0 | 0 | 0 | 0 | 0
STWD | 0 | 0 | 0 | 0 | 0 | 0
WT | 0 | 0 | 0 | 0 | 0 | 0
IGCC | 0 | 0 | 0 | 0 | 0 | 0
DemandResponse | 0 | 0 | 0 | 0 | 0 | 0
IGCC-CCS | 0 | 0 | 0 | 0 | 0 | 0
WT_off | 0 | 0 | 0 | 0 | 0 | 0
PseudoUnit | 0 | 0 | 0 | 0 | 0 | 0
FixedInterchange | 0 | 0 | 0 | 0 | 0 | 0
Emission Cost by Reporting Type: AZ_NM_SNV_Gas
ReportingType | 2015 | 2020 | 2025 | 2030 | 2035 | 2040
BM | 0 | 0 | 0 | 0 | 0 | 0
CC | 0 | 0 | 0 | 0 | 0 | 0
CSP | 0 | 0 | 0 | 0 | 0 | 0
CT | 0 | 0 | 0 | 0 | 0 | 0
Coal | 0 | 0 | 0 | 0 | 0 | 0
Geo | 0 | 0 | 0 | 0 | 0 | 0
H | 0 | 0 | 0 | 0 | 0 | 0
LFG | 0 | 0 | 0 | 0 | 0 | 0
Nuc | 0 | 0 | 0 | 0 | 0 | 0
PS | 0 | 0 | 0 | 0 | 0 | 0
PV | 0 | 0 | 0 | 0 | 0 | 0
PeakG | 0 | 0 | 0 | 0 | 0 | 0
PeakO | 0 | 0 | 0 | 0 | 0 | 0
ST | 0 | 0 | 0 | 0 | 0 | 0
STOG | 0 | 0 | 0 | 0 | 0 | 0
STWD | 0 | 0 | 0 | 0 | 0 | 0
WT | 0 | 0 | 0 | 0 | 0 | 0
IGCC | 0 | 0 | 0 | 0 | 0 | 0
DemandResponse | 0 | 0 | 0 | 0 | 0 | 0
IGCC-CCS | 0 | 0 | 0 | 0 | 0 | 0
WT_off | 0 | 0 | 0 | 0 | 0 | 0
PseudoUnit | 0 | 0 | 0 | 0 | 0 | 0
FixedInterchange | 0 | 0 | 0 | 0 | 0 | 0
Emission Cost by Reporting Type: AZ_NM_SNV_NucRenew
ReportingType | 2015 | 2020 | 2025 | 2030 | 2035 | 2040
BM | 0 | 0 | 0 | 0 | 0 | 0
CC | 0 | 0 | 0 | 0 | 0 | 0
CSP | 0 | 0 | 0 | 0 | 0 | 0
CT | 0 | 0 | 0 | 0 | 0 | 0
Coal | 0 | 0 | 0 | 0 | 0 | 0
Geo | 0 | 0 | 0 | 0 | 0 | 0
H | 0 | 0 | 0 | 0 | 0 | 0
LFG | 0 | 0 | 0 | 0 | 0 | 0
Nuc | 0 | 0 | 0 | 0 | 0 | 0
PS | 0 | 0 | 0 | 0 | 0 | 0
PV | 0 | 0 | 0 | 0 | 0 | 0
PeakG | 0 | 0 | 0 | 0 | 0 | 0
PeakO | 0 | 0 | 0 | 0 | 0 | 0
ST | 0 | 0 | 0 | 0 | 0 | 0
STOG | 0 | 0 | 0 | 0 | 0 | 0
STWD | 0 | 0 | 0 | 0 | 0 | 0
WT | 0 | 0 | 0 | 0 | 0 | 0
IGCC | 0 | 0 | 0 | 0 | 0 | 0
DemandResponse | 0 | 0 | 0 | 0 | 0 | 0
IGCC-CCS | 0 | 0 | 0 | 0 | 0 | 0
WT_off | 0 | 0 | 0 | 0 | 0 | 0
PseudoUnit | 0 | 0 | 0 | 0 | 0 | 0
FixedInterchange | 0 | 0 | 0 | 0 | 0 | 0
Emission Cost by Reporting Type: ERCOT
ReportingType | 2015 | 2020 | 2025 | 2030 | 2035 | 2040
BM | 0 | 0 | 0 | 0 | 0 | 0
CC | 0 | 0 | 0 | 0 | 0 | 0
CSP | 0 | 0 | 0 | 0 | 0 | 0
CT | 0 | 0 | 0 | 0 | 0 | 0
Coal | 6.84 | 0 | 0 | 0 | 0 | 0
Geo | 0 | 0 | 0 | 0 | 0 | 0
H | 0 | 0 | 0 | 0 | 0 | 0
LFG | 0 | 0 | 0 | 0 | 0 | 0
Nuc | 0 | 0 | 0 | 0 | 0 | 0
PS | 0 | 0 | 0 | 0 | 0 | 0
PV | 0 | 0 | 0 | 0 | 0 | 0
PeakG | 0 | 0 | 0 | 0 | 0 | 0
PeakO | 0 | 0 | 0 | 0 | 0 | 0
ST | 0 | 0 | 0 | 0 | 0 | 0
STOG | 0 | 0 | 0 | 0 | 0 | 0
STWD | 0 | 0 | 0 | 0 | 0 | 0
WT | 0 | 0 | 0 | 0 | 0 | 0
IGCC | 0 | 0 | 0 | 0 | 0 | 0
DemandResponse | 0 | 0 | 0 | 0 | 0 | 0
IGCC-CCS | 0 | 0 | 0 | 0 | 0 | 0
WT_off | 0 | 0 | 0 | 0 | 0 | 0
PseudoUnit | 0 | 0 | 0 | 0 | 0 | 0
FixedInterchange | 0 | 0 | 0 | 0 | 0 | 0
Emission Cost by Reporting Type: NP15
ReportingType | 2015 | 2020 | 2025 | 2030 | 2035 | 2040
BM | 0 | 0 | 0 | 0 | 0 | 0
CC | 0 | 0 | 0 | 0 | 0 | 0
CSP | 0 | 0 | 0 | 0 | 0 | 0
CT | 0 | 0 | 0 | 0 | 0 | 0
Coal | 0.31 | 0 | 0 | 0 | 0 | 0
Geo | 0 | 0 | 0 | 0 | 0 | 0
H | 0 | 0 | 0 | 0 | 0 | 0
LFG | 0 | 0 | 0 | 0 | 0 | 0
Nuc | 0 | 0 | 0 | 0 | 0 | 0
PS | 0 | 0 | 0 | 0 | 0 | 0
PV | 0 | 0 | 0 | 0 | 0 | 0
PeakG | 0 | 0 | 0 | 0 | 0 | 0
PeakO | 0 | 0 | 0 | 0 | 0 | 0
ST | 0 | 0 | 0 | 0 | 0 | 0
STOG | 0 | 0 | 0 | 0 | 0 | 0
STWD | 0 | 0 | 0 | 0 | 0 | 0
WT | 0 | 0 | 0 | 0 | 0 | 0
IGCC | 0 | 0 | 0 | 0 | 0 | 0
DemandResponse | 0 | 0 | 0 | 0 | 0 | 0
IGCC-CCS | 0 | 0 | 0 | 0 | 0 | 0
WT_off | 0 | 0 | 0 | 0 | 0 | 0
PseudoUnit | 0 | 0 | 0 | 0 | 0 | 0
FixedInterchange | 0 | 0 | 0 | 0 | 0 | 0
Emission Cost by Reporting Type: NWPP_Coal
ReportingType | 2015 | 2020 | 2025 | 2030 | 2035 | 2040
BM | 0 | 0 | 0 | 0 | 0 | 0
CC | 0 | 0 | 0 | 0 | 0 | 0
CSP | 0 | 0 | 0 | 0 | 0 | 0
CT | 0 | 0 | 0 | 0 | 0 | 0
Coal | 2.71 | 0 | 0 | 0 | 0 | 0
Geo | 0 | 0 | 0 | 0 | 0 | 0
H | 0 | 0 | 0 | 0 | 0 | 0
LFG | 0 | 0 | 0 | 0 | 0 | 0
Nuc | 0 | 0 | 0 | 0 | 0 | 0
PS | 0 | 0 | 0 | 0 | 0 | 0
PV | 0 | 0 | 0 | 0 | 0 | 0
PeakG | 0 | 0 | 0 | 0 | 0 | 0
PeakO | 0 | 0 | 0 | 0 | 0 | 0
ST | 0 | 0 | 0 | 0 | 0 | 0
STOG | 0 | 0 | 0 | 0 | 0 | 0
STWD | 0 | 0 | 0 | 0 | 0 | 0
WT | 0 | 0 | 0 | 0 | 0 | 0
IGCC | 0 | 0 | 0 | 0 | 0 | 0
DemandResponse | 0 | 0 | 0 | 0 | 0 | 0
IGCC-CCS | 0 | 0 | 0 | 0 | 0 | 0
WT_off | 0 | 0 | 0 | 0 | 0 | 0
PseudoUnit | 0 | 0 | 0 | 0 | 0 | 0
FixedInterchange | 0 | 0 | 0 | 0 | 0 | 0
Emission Cost by Reporting Type: NWPP_Gas
ReportingType | 2015 | 2020 | 2025 | 2030 | 2035 | 2040
BM | 0 | 0 | 0 | 0 | 0 | 0
CC | 0 | 0 | 0 | 0 | 0 | 0
CSP | 0 | 0 | 0 | 0 | 0 | 0
CT | 0 | 0 | 0 | 0 | 0 | 0
Coal | 0 | 0 | 0 | 0 | 0 | 0
Geo | 0 | 0 | 0 | 0 | 0 | 0
H | 0 | 0 | 0 | 0 | 0 | 0
LFG | 0 | 0 | 0 | 0 | 0 | 0
Nuc | 0 | 0 | 0 | 0 | 0 | 0
PS | 0 | 0 | 0 | 0 | 0 | 0
PV | 0 | 0 | 0 | 0 | 0 | 0
PeakG | 0 | 0 | 0 | 0 | 0 | 0
PeakO | 0 | 0 | 0 | 0 | 0 | 0
ST | 0 | 0 | 0 | 0 | 0 | 0
STOG | 0 | 0 | 0 | 0 | 0 | 0
STWD | 0 | 0 | 0 | 0 | 0 | 0
WT | 0 | 0 | 0 | 0 | 0 | 0
IGCC | 0 | 0 | 0 | 0 | 0 | 0
DemandResponse | 0 | 0 | 0 | 0 | 0 | 0
IGCC-CCS | 0 | 0 | 0 | 0 | 0 | 0
WT_off | 0 | 0 | 0 | 0 | 0 | 0
PseudoUnit | 0 | 0 | 0 | 0 | 0 | 0
FixedInterchange | 0 | 0 | 0 | 0 | 0 | 0
Emission Cost by Reporting Type: NWPP_NucRenew
ReportingType | 2015 | 2020 | 2025 | 2030 | 2035 | 2040
BM | 0 | 0 | 0 | 0 | 0 | 0
CC | 0 | 0 | 0 | 0 | 0 | 0
CSP | 0 | 0 | 0 | 0 | 0 | 0
CT | 0 | 0 | 0 | 0 | 0 | 0
Coal | 0 | 0 | 0 | 0 | 0 | 0
Geo | 0 | 0 | 0 | 0 | 0 | 0
H | 0 | 0 | 0 | 0 | 0 | 0
LFG | 0 | 0 | 0 | 0 | 0 | 0
Nuc | 0 | 0 | 0 | 0 | 0 | 0
PS | 0 | 0 | 0 | 0 | 0 | 0
PV | 0 | 0 | 0 | 0 | 0 | 0
PeakG | 0 | 0 | 0 | 0 | 0 | 0
PeakO | 0 | 0 | 0 | 0 | 0 | 0
ST | 0 | 0 | 0 | 0 | 0 | 0
STOG | 0 | 0 | 0 | 0 | 0 | 0
STWD | 0 | 0 | 0 | 0 | 0 | 0
WT | 0 | 0 | 0 | 0 | 0 | 0
IGCC | 0 | 0 | 0 | 0 | 0 | 0
DemandResponse | 0 | 0 | 0 | 0 | 0 | 0
IGCC-CCS | 0 | 0 | 0 | 0 | 0 | 0
WT_off | 0 | 0 | 0 | 0 | 0 | 0
PseudoUnit | 0 | 0 | 0 | 0 | 0 | 0
FixedInterchange | 0 | 0 | 0 | 0 | 0 | 0
Emission Cost by Reporting Type: RMPA
ReportingType | 2015 | 2020 | 2025 | 2030 | 2035 | 2040
BM | 0 | 0 | 0 | 0 | 0 | 0
CC | 0 | 0 | 0 | 0 | 0 | 0
CSP | 0 | 0 | 0 | 0 | 0 | 0
CT | 0 | 0 | 0 | 0 | 0 | 0
Coal | 1.89 | 0 | 0 | 0 | 0 | 0
Geo | 0 | 0 | 0 | 0 | 0 | 0
H | 0 | 0 | 0 | 0 | 0 | 0
LFG | 0 | 0 | 0 | 0 | 0 | 0
Nuc | 0 | 0 | 0 | 0 | 0 | 0
PS | 0 | 0 | 0 | 0 | 0 | 0
PV | 0 | 0 | 0 | 0 | 0 | 0
PeakG | 0 | 0 | 0 | 0 | 0 | 0
PeakO | 0 | 0 | 0 | 0 | 0 | 0
ST | 0 | 0 | 0 | 0 | 0 | 0
STOG | 0 | 0 | 0 | 0 | 0 | 0
STWD | 0 | 0 | 0 | 0 | 0 | 0
WT | 0 | 0 | 0 | 0 | 0 | 0
IGCC | 0 | 0 | 0 | 0 | 0 | 0
DemandResponse | 0 | 0 | 0 | 0 | 0 | 0
IGCC-CCS | 0 | 0 | 0 | 0 | 0 | 0
WT_off | 0 | 0 | 0 | 0 | 0 | 0
PseudoUnit | 0 | 0 | 0 | 0 | 0 | 0
FixedInterchange | 0 | 0 | 0 | 0 | 0 | 0
Emission Cost by Reporting Type: SP15
ReportingType | 2015 | 2020 | 2025 | 2030 | 2035 | 2040
BM | 0 | 0 | 0 | 0 | 0 | 0
CC | 0 | 0 | 0 | 0 | 0 | 0
CSP | 0 | 0 | 0 | 0 | 0 | 0
CT | 0 | 0 | 0 | 0 | 0 | 0
Coal | 0.16 | 0 | 0 | 0 | 0 | 0
Geo | 0 | 0 | 0 | 0 | 0 | 0
H | 0 | 0 | 0 | 0 | 0 | 0
LFG | 0 | 0 | 0 | 0 | 0 | 0
Nuc | 0 | 0 | 0 | 0 | 0 | 0
PS | 0 | 0 | 0 | 0 | 0 | 0
PV | 0 | 0 | 0 | 0 | 0 | 0
PeakG | 0 | 0 | 0 | 0 | 0 | 0
PeakO | 0 | 0 | 0 | 0 | 0 | 0
ST | 0 | 0 | 0 | 0 | 0 | 0
STOG | 0 | 0 | 0 | 0 | 0 | 0
STWD | 0 | 0 | 0 | 0 | 0 | 0
WT | 0 | 0 | 0 | 0 | 0 | 0
IGCC | 0 | 0 | 0 | 0 | 0 | 0
DemandResponse | 0 | 0 | 0 | 0 | 0 | 0
IGCC-CCS | 0 | 0 | 0 | 0 | 0 | 0
WT_off | 0 | 0 | 0 | 0 | 0 | 0
PseudoUnit | 0 | 0 | 0 | 0 | 0 | 0
FixedInterchange | 0 | 0 | 0 | 0 | 0 | 0
Emission Cost by Reporting Type: ALB
ReportingType | 2015 | 2020 | 2025 | 2030 | 2035 | 2040
BM | 0 | 0 | 0 | 0 | 0 | 0
CC | 0 | 0 | 0 | 0 | 0 | 0
CSP | 0 | 0 | 0 | 0 | 0 | 0
CT | 0 | 0 | 0 | 0 | 0 | 0
Coal | 0 | 0 | 0 | 0 | 0 | 0
Geo | 0 | 0 | 0 | 0 | 0 | 0
H | 0 | 0 | 0 | 0 | 0 | 0
LFG | 0 | 0 | 0 | 0 | 0 | 0
Nuc | 0 | 0 | 0 | 0 | 0 | 0
PS | 0 | 0 | 0 | 0 | 0 | 0
PV | 0 | 0 | 0 | 0 | 0 | 0
PeakG | 0 | 0 | 0 | 0 | 0 | 0
PeakO | 0 | 0 | 0 | 0 | 0 | 0
ST | 0 | 0 | 0 | 0 | 0 | 0
STOG | 0 | 0 | 0 | 0 | 0 | 0
STWD | 0 | 0 | 0 | 0 | 0 | 0
WT | 0 | 0 | 0 | 0 | 0 | 0
IGCC | 0 | 0 | 0 | 0 | 0 | 0
DemandResponse | 0 | 0 | 0 | 0 | 0 | 0
IGCC-CCS | 0 | 0 | 0 | 0 | 0 | 0
WT_off | 0 | 0 | 0 | 0 | 0 | 0
PseudoUnit | 0 | 0 | 0 | 0 | 0 | 0
FixedInterchange | 0 | 0 | 0 | 0 | 0 | 0
Emission Cost by Reporting Type: BC
ReportingType | 2015 | 2020 | 2025 | 2030 | 2035 | 2040
BM | 0 | 0 | 0 | 0 | 0 | 0
CC | 0 | 0 | 0 | 0 | 0 | 0
CSP | 0 | 0 | 0 | 0 | 0 | 0
CT | 0 | 0 | 0 | 0 | 0 | 0
Coal | 0 | 0 | 0 | 0 | 0 | 0
Geo | 0 | 0 | 0 | 0 | 0 | 0
H | 0 | 0 | 0 | 0 | 0 | 0
LFG | 0 | 0 | 0 | 0 | 0 | 0
Nuc | 0 | 0 | 0 | 0 | 0 | 0
PS | 0 | 0 | 0 | 0 | 0 | 0
PV | 0 | 0 | 0 | 0 | 0 | 0
PeakG | 0 | 0 | 0 | 0 | 0 | 0
PeakO | 0 | 0 | 0 | 0 | 0 | 0
ST | 0 | 0 | 0 | 0 | 0 | 0
STOG | 0 | 0 | 0 | 0 | 0 | 0
STWD | 0 | 0 | 0 | 0 | 0 | 0
WT | 0 | 0 | 0 | 0 | 0 | 0
IGCC | 0 | 0 | 0 | 0 | 0 | 0
DemandResponse | 0 | 0 | 0 | 0 | 0 | 0
IGCC-CCS | 0 | 0 | 0 | 0 | 0 | 0
WT_off | 0 | 0 | 0 | 0 | 0 | 0
PseudoUnit | 0 | 0 | 0 | 0 | 0 | 0
FixedInterchange | 0 | 0 | 0 | 0 | 0 | 0
Emission Cost by Reporting Type: HQ_IESO
ReportingType | 2015 | 2020 | 2025 | 2030 | 2035 | 2040
BM | 0 | 0 | 0 | 0 | 0 | 0
CC | 0 | 0 | 0 | 0 | 0 | 0
CSP | 0 | 0 | 0 | 0 | 0 | 0
CT | 0 | 0 | 0 | 0 | 0 | 0
Coal | 0 | 0 | 0 | 0 | 0 | 0
Geo | 0 | 0 | 0 | 0 | 0 | 0
H | 0 | 0 | 0 | 0 | 0 | 0
LFG | 0 | 0 | 0 | 0 | 0 | 0
Nuc | 0 | 0 | 0 | 0 | 0 | 0
PS | 0 | 0 | 0 | 0 | 0 | 0
PV | 0 | 0 | 0 | 0 | 0 | 0
PeakG | 0 | 0 | 0 | 0 | 0 | 0
PeakO | 0 | 0 | 0 | 0 | 0 | 0
ST | 0 | 0 | 0 | 0 | 0 | 0
STOG | 0 | 0 | 0 | 0 | 0 | 0
STWD | 0 | 0 | 0 | 0 | 0 | 0
WT | 0 | 0 | 0 | 0 | 0 | 0
IGCC | 0 | 0 | 0 | 0 | 0 | 0
DemandResponse | 0 | 0 | 0 | 0 | 0 | 0
IGCC-CCS | 0 | 0 | 0 | 0 | 0 | 0
WT_off | 0 | 0 | 0 | 0 | 0 | 0
PseudoUnit | 0 | 0 | 0 | 0 | 0 | 0
FixedInterchange | 0 | 0 | 0 | 0 | 0 | 0
Emission Cost by Reporting Type: HQ_NEISO
ReportingType | 2015 | 2020 | 2025 | 2030 | 2035 | 2040
BM | 0 | 0 | 0 | 0 | 0 | 0
CC | 0 | 0 | 0 | 0 | 0 | 0
CSP | 0 | 0 | 0 | 0 | 0 | 0
CT | 0 | 0 | 0 | 0 | 0 | 0
Coal | 0 | 0 | 0 | 0 | 0 | 0
Geo | 0 | 0 | 0 | 0 | 0 | 0
H | 0 | 0 | 0 | 0 | 0 | 0
LFG | 0 | 0 | 0 | 0 | 0 | 0
Nuc | 0 | 0 | 0 | 0 | 0 | 0
PS | 0 | 0 | 0 | 0 | 0 | 0
PV | 0 | 0 | 0 | 0 | 0 | 0
PeakG | 0 | 0 | 0 | 0 | 0 | 0
PeakO | 0 | 0 | 0 | 0 | 0 | 0
ST | 0 | 0 | 0 | 0 | 0 | 0
STOG | 0 | 0 | 0 | 0 | 0 | 0
STWD | 0 | 0 | 0 | 0 | 0 | 0
WT | 0 | 0 | 0 | 0 | 0 | 0
IGCC | 0 | 0 | 0 | 0 | 0 | 0
DemandResponse | 0 | 0 | 0 | 0 | 0 | 0
IGCC-CCS | 0 | 0 | 0 | 0 | 0 | 0
WT_off | 0 | 0 | 0 | 0 | 0 | 0
PseudoUnit | 0 | 0 | 0 | 0 | 0 | 0
FixedInterchange | 0 | 0 | 0 | 0 | 0 | 0
Emission Cost by Reporting Type: HQ_NY
ReportingType | 2015 | 2020 | 2025 | 2030 | 2035 | 2040
BM | 0 | 0 | 0 | 0 | 0 | 0
CC | 0 | 0 | 0 | 0 | 0 | 0
CSP | 0 | 0 | 0 | 0 | 0 | 0
CT | 0 | 0 | 0 | 0 | 0 | 0
Coal | 0 | 0 | 0 | 0 | 0 | 0
Geo | 0 | 0 | 0 | 0 | 0 | 0
H | 0 | 0 | 0 | 0 | 0 | 0
LFG | 0 | 0 | 0 | 0 | 0 | 0
Nuc | 0 | 0 | 0 | 0 | 0 | 0
PS | 0 | 0 | 0 | 0 | 0 | 0
PV | 0 | 0 | 0 | 0 | 0 | 0
PeakG | 0 | 0 | 0 | 0 | 0 | 0
PeakO | 0 | 0 | 0 | 0 | 0 | 0
ST | 0 | 0 | 0 | 0 | 0 | 0
STOG | 0 | 0 | 0 | 0 | 0 | 0
STWD | 0 | 0 | 0 | 0 | 0 | 0
WT | 0 | 0 | 0 | 0 | 0 | 0
IGCC | 0 | 0 | 0 | 0 | 0 | 0
DemandResponse | 0 | 0 | 0 | 0 | 0 | 0
IGCC-CCS | 0 | 0 | 0 | 0 | 0 | 0
WT_off | 0 | 0 | 0 | 0 | 0 | 0
PseudoUnit | 0 | 0 | 0 | 0 | 0 | 0
FixedInterchange | 0 | 0 | 0 | 0 | 0 | 0
Emission Cost by Reporting Type: MARITIMES
ReportingType | 2015 | 2020 | 2025 | 2030 | 2035 | 2040
BM | 0 | 0 | 0 | 0 | 0 | 0
CC | 0 | 0 | 0 | 0 | 0 | 0
CSP | 0 | 0 | 0 | 0 | 0 | 0
CT | 0 | 0 | 0 | 0 | 0 | 0
Coal | 0 | 0 | 0 | 0 | 0 | 0
Geo | 0 | 0 | 0 | 0 | 0 | 0
H | 0 | 0 | 0 | 0 | 0 | 0
LFG | 0 | 0 | 0 | 0 | 0 | 0
Nuc | 0 | 0 | 0 | 0 | 0 | 0
PS | 0 | 0 | 0 | 0 | 0 | 0
PV | 0 | 0 | 0 | 0 | 0 | 0
PeakG | 0 | 0 | 0 | 0 | 0 | 0
PeakO | 0 | 0 | 0 | 0 | 0 | 0
ST | 0 | 0 | 0 | 0 | 0 | 0
STOG | 0 | 0 | 0 | 0 | 0 | 0
STWD | 0 | 0 | 0 | 0 | 0 | 0
WT | 0 | 0 | 0 | 0 | 0 | 0
IGCC | 0 | 0 | 0 | 0 | 0 | 0
DemandResponse | 0 | 0 | 0 | 0 | 0 | 0
IGCC-CCS | 0 | 0 | 0 | 0 | 0 | 0
WT_off | 0 | 0 | 0 | 0 | 0 | 0
PseudoUnit | 0 | 0 | 0 | 0 | 0 | 0
FixedInterchange | 0 | 0 | 0 | 0 | 0 | 0
Emission Cost by Reporting Type: All
ReportingType | 2015 | 2020 | 2025 | 2030 | 2035 | 2040
BM | 0 | 0 | 0 | 0 | 0 | 0
CC | 0 | 0 | 0 | 0 | 0 | 0
CSP | 0 | 0 | 0 | 0 | 0 | 0
CT | 0 | 0 | 0 | 0 | 0 | 0
Coal | 333.33 | 0 | 0 | 0 | 0 | 0
Geo | 0 | 0 | 0 | 0 | 0 | 0
H | 0 | 0 | 0 | 0 | 0 | 0
LFG | 0 | 0 | 0 | 0 | 0 | 0
Nuc | 0 | 0 | 0 | 0 | 0 | 0
PS | 0 | 0 | 0 | 0 | 0 | 0
PV | 0 | 0 | 0 | 0 | 0 | 0
PeakG | 0 | 0 | 0 | 0 | 0 | 0
PeakO | 0 | 0 | 0 | 0 | 0 | 0
ST | 0 | 0 | 0 | 0 | 0 | 0
STOG | 0 | 0 | 0 | 0 | 0 | 0
STWD | 0 | 0 | 0 | 0 | 0 | 0
WT | 0 | 0 | 0 | 0 | 0 | 0
IGCC | 0.19 | 0 | 0 | 0 | 0 | 0
DemandResponse | 0 | 0 | 0 | 0 | 0 | 0
IGCC-CCS | 0 | 0 | 0 | 0 | 0 | 0
WT_off | 0 | 0 | 0 | 0 | 0 | 0
PseudoUnit | 0 | 0 | 0 | 0 | 0 | 0
FixedInterchange | 0 | 0 | 0 | 0 | 0 | 0
Emission Cost by Reporting Type: EI_US
ReportingType | 2015 | 2020 | 2025 | 2030 | 2035 | 2040
BM | 0 | 0 | 0 | 0 | 0 | 0
CC | 0 | 0 | 0 | 0 | 0 | 0
CSP | 0 | 0 | 0 | 0 | 0 | 0
CT | 0 | 0 | 0 | 0 | 0 | 0
Coal | 320.62 | 0 | 0 | 0 | 0 | 0
Geo | 0 | 0 | 0 | 0 | 0 | 0
H | 0 | 0 | 0 | 0 | 0 | 0
LFG | 0 | 0 | 0 | 0 | 0 | 0
Nuc | 0 | 0 | 0 | 0 | 0 | 0
PS | 0 | 0 | 0 | 0 | 0 | 0
PV | 0 | 0 | 0 | 0 | 0 | 0
PeakG | 0 | 0 | 0 | 0 | 0 | 0
PeakO | 0 | 0 | 0 | 0 | 0 | 0
ST | 0 | 0 | 0 | 0 | 0 | 0
STOG | 0 | 0 | 0 | 0 | 0 | 0
STWD | 0 | 0 | 0 | 0 | 0 | 0
WT | 0 | 0 | 0 | 0 | 0 | 0
IGCC | 0.19 | 0 | 0 | 0 | 0 | 0
DemandResponse | 0 | 0 | 0 | 0 | 0 | 0
IGCC-CCS | 0 | 0 | 0 | 0 | 0 | 0
WT_off | 0 | 0 | 0 | 0 | 0 | 0
PseudoUnit | 0 | 0 | 0 | 0 | 0 | 0
FixedInterchange | 0 | 0 | 0 | 0 | 0 | 0
Emission Cost by Reporting Type: EI_Canada
ReportingType | 2015 | 2020 | 2025 | 2030 | 2035 | 2040
BM | 0 | 0 | 0 | 0 | 0 | 0
CC | 0 | 0 | 0 | 0 | 0 | 0
CSP | 0 | 0 | 0 | 0 | 0 | 0
CT | 0 | 0 | 0 | 0 | 0 | 0
Coal | 0 | 0 | 0 | 0 | 0 | 0
Geo | 0 | 0 | 0 | 0 | 0 | 0
H | 0 | 0 | 0 | 0 | 0 | 0
LFG | 0 | 0 | 0 | 0 | 0 | 0
Nuc | 0 | 0 | 0 | 0 | 0 | 0
PS | 0 | 0 | 0 | 0 | 0 | 0
PV | 0 | 0 | 0 | 0 | 0 | 0
PeakG | 0 | 0 | 0 | 0 | 0 | 0
PeakO | 0 | 0 | 0 | 0 | 0 | 0
ST | 0 | 0 | 0 | 0 | 0 | 0
STOG | 0 | 0 | 0 | 0 | 0 | 0
STWD | 0 | 0 | 0 | 0 | 0 | 0
WT | 0 | 0 | 0 | 0 | 0 | 0
IGCC | 0 | 0 | 0 | 0 | 0 | 0
DemandResponse | 0 | 0 | 0 | 0 | 0 | 0
IGCC-CCS | 0 | 0 | 0 | 0 | 0 | 0
WT_off | 0 | 0 | 0 | 0 | 0 | 0
PseudoUnit | 0 | 0 | 0 | 0 | 0 | 0
FixedInterchange | 0 | 0 | 0 | 0 | 0 | 0
Emission Cost by Reporting Type: EI
ReportingType | 2015 | 2020 | 2025 | 2030 | 2035 | 2040
BM | 0 | 0 | 0 | 0 | 0 | 0
CC | 0 | 0 | 0 | 0 | 0 | 0
CSP | 0 | 0 | 0 | 0 | 0 | 0
CT | 0 | 0 | 0 | 0 | 0 | 0
Coal | 320.62 | 0 | 0 | 0 | 0 | 0
Geo | 0 | 0 | 0 | 0 | 0 | 0
H | 0 | 0 | 0 | 0 | 0 | 0
LFG | 0 | 0 | 0 | 0 | 0 | 0
Nuc | 0 | 0 | 0 | 0 | 0 | 0
PS | 0 | 0 | 0 | 0 | 0 | 0
PV | 0 | 0 | 0 | 0 | 0 | 0
PeakG | 0 | 0 | 0 | 0 | 0 | 0
PeakO | 0 | 0 | 0 | 0 | 0 | 0
ST | 0 | 0 | 0 | 0 | 0 | 0
STOG | 0 | 0 | 0 | 0 | 0 | 0
STWD | 0 | 0 | 0 | 0 | 0 | 0
WT | 0 | 0 | 0 | 0 | 0 | 0
IGCC | 0.19 | 0 | 0 | 0 | 0 | 0
DemandResponse | 0 | 0 | 0 | 0 | 0 | 0
IGCC-CCS | 0 | 0 | 0 | 0 | 0 | 0
WT_off | 0 | 0 | 0 | 0 | 0 | 0
PseudoUnit | 0 | 0 | 0 | 0 | 0 | 0
FixedInterchange | 0 | 0 | 0 | 0 | 0 | 0
Emission Cost by Reporting Type: Outside_EI
ReportingType | 2015 | 2020 | 2025 | 2030 | 2035 | 2040
BM | 0 | 0 | 0 | 0 | 0 | 0
CC | 0 | 0 | 0 | 0 | 0 | 0
CSP | 0 | 0 | 0 | 0 | 0 | 0
CT | 0 | 0 | 0 | 0 | 0 | 0
Coal | 12.7 | 0 | 0 | 0 | 0 | 0
Geo | 0 | 0 | 0 | 0 | 0 | 0
H | 0 | 0 | 0 | 0 | 0 | 0
LFG | 0 | 0 | 0 | 0 | 0 | 0
Nuc | 0 | 0 | 0 | 0 | 0 | 0
PS | 0 | 0 | 0 | 0 | 0 | 0
PV | 0 | 0 | 0 | 0 | 0 | 0
PeakG | 0 | 0 | 0 | 0 | 0 | 0
PeakO | 0 | 0 | 0 | 0 | 0 | 0
ST | 0 | 0 | 0 | 0 | 0 | 0
STOG | 0 | 0 | 0 | 0 | 0 | 0
STWD | 0 | 0 | 0 | 0 | 0 | 0
WT | 0 | 0 | 0 | 0 | 0 | 0
IGCC | 0 | 0 | 0 | 0 | 0 | 0
DemandResponse | 0 | 0 | 0 | 0 | 0 | 0
IGCC-CCS | 0 | 0 | 0 | 0 | 0 | 0
WT_off | 0 | 0 | 0 | 0 | 0 | 0
PseudoUnit | 0 | 0 | 0 | 0 | 0 | 0
FixedInterchange | 0 | 0 | 0 | 0 | 0 | 0
==== Emission Program: CAIRNoxSeasonal : (NOx) ====
Emission Cost by Reporting Type: Entergy
ReportingType | 2015 | 2020 | 2025 | 2030 | 2035 | 2040
BM | 0 | 0 | 0 | 0 | 0 | 0
CC | 0 | 0 | 0 | 0 | 0 | 0
CSP | 0 | 0 | 0 | 0 | 0 | 0
CT | 0 | 0 | 0 | 0 | 0 | 0
Coal | 0 | 0 | 0 | 0 | 0 | 0
Geo | 0 | 0 | 0 | 0 | 0 | 0
H | 0 | 0 | 0 | 0 | 0 | 0
LFG | 0 | 0 | 0 | 0 | 0 | 0
Nuc | 0 | 0 | 0 | 0 | 0 | 0
PS | 0 | 0 | 0 | 0 | 0 | 0
PV | 0 | 0 | 0 | 0 | 0 | 0
PeakG | 0 | 0 | 0 | 0 | 0 | 0
PeakO | 0 | 0 | 0 | 0 | 0 | 0
ST | 0 | 0 | 0 | 0 | 0 | 0
STOG | 0 | 0 | 0 | 0 | 0 | 0
STWD | 0 | 0 | 0 | 0 | 0 | 0
WT | 0 | 0 | 0 | 0 | 0 | 0
IGCC | 0 | 0 | 0 | 0 | 0 | 0
DemandResponse | 0 | 0 | 0 | 0 | 0 | 0
IGCC-CCS | 0 | 0 | 0 | 0 | 0 | 0
WT_off | 0 | 0 | 0 | 0 | 0 | 0
PseudoUnit | 0 | 0 | 0 | 0 | 0 | 0
FixedInterchange | 0 | 0 | 0 | 0 | 0 | 0
Emission Cost by Reporting Type: FRCC
ReportingType | 2015 | 2020 | 2025 | 2030 | 2035 | 2040
BM | 0 | 0 | 0 | 0 | 0 | 0
CC | 0 | 0 | 0 | 0 | 0 | 0
CSP | 0 | 0 | 0 | 0 | 0 | 0
CT | 0 | 0 | 0 | 0 | 0 | 0
Coal | 0 | 0 | 0 | 0 | 0 | 0
Geo | 0 | 0 | 0 | 0 | 0 | 0
H | 0 | 0 | 0 | 0 | 0 | 0
LFG | 0 | 0 | 0 | 0 | 0 | 0
Nuc | 0 | 0 | 0 | 0 | 0 | 0
PS | 0 | 0 | 0 | 0 | 0 | 0
PV | 0 | 0 | 0 | 0 | 0 | 0
PeakG | 0 | 0 | 0 | 0 | 0 | 0
PeakO | 0 | 0 | 0 | 0 | 0 | 0
ST | 0 | 0 | 0 | 0 | 0 | 0
STOG | 0 | 0 | 0 | 0 | 0 | 0
STWD | 0 | 0 | 0 | 0 | 0 | 0
WT | 0 | 0 | 0 | 0 | 0 | 0
IGCC | 0 | 0 | 0 | 0 | 0 | 0
DemandResponse | 0 | 0 | 0 | 0 | 0 | 0
IGCC-CCS | 0 | 0 | 0 | 0 | 0 | 0
WT_off | 0 | 0 | 0 | 0 | 0 | 0
PseudoUnit | 0 | 0 | 0 | 0 | 0 | 0
FixedInterchange | 0 | 0 | 0 | 0 | 0 | 0
Emission Cost by Reporting Type: MAPP_US
ReportingType | 2015 | 2020 | 2025 | 2030 | 2035 | 2040
BM | 0 | 0 | 0 | 0 | 0 | 0
CC | 0 | 0 | 0 | 0 | 0 | 0
CSP | 0 | 0 | 0 | 0 | 0 | 0
CT | 0 | 0 | 0 | 0 | 0 | 0
Coal | 0 | 0 | 0 | 0 | 0 | 0
Geo | 0 | 0 | 0 | 0 | 0 | 0
H | 0 | 0 | 0 | 0 | 0 | 0
LFG | 0 | 0 | 0 | 0 | 0 | 0
Nuc | 0 | 0 | 0 | 0 | 0 | 0
PS | 0 | 0 | 0 | 0 | 0 | 0
PV | 0 | 0 | 0 | 0 | 0 | 0
PeakG | 0 | 0 | 0 | 0 | 0 | 0
PeakO | 0 | 0 | 0 | 0 | 0 | 0
ST | 0 | 0 | 0 | 0 | 0 | 0
STOG | 0 | 0 | 0 | 0 | 0 | 0
STWD | 0 | 0 | 0 | 0 | 0 | 0
WT | 0 | 0 | 0 | 0 | 0 | 0
IGCC | 0 | 0 | 0 | 0 | 0 | 0
DemandResponse | 0 | 0 | 0 | 0 | 0 | 0
IGCC-CCS | 0 | 0 | 0 | 0 | 0 | 0
WT_off | 0 | 0 | 0 | 0 | 0 | 0
PseudoUnit | 0 | 0 | 0 | 0 | 0 | 0
FixedInterchange | 0 | 0 | 0 | 0 | 0 | 0
Emission Cost by Reporting Type: MISO_IN
ReportingType | 2015 | 2020 | 2025 | 2030 | 2035 | 2040
BM | 0 | 0 | 0 | 0 | 0 | 0
CC | 0 | 0 | 0 | 0 | 0 | 0
CSP | 0 | 0 | 0 | 0 | 0 | 0
CT | 0 | 0 | 0 | 0 | 0 | 0
Coal | 0 | 0 | 0 | 0 | 0 | 0
Geo | 0 | 0 | 0 | 0 | 0 | 0
H | 0 | 0 | 0 | 0 | 0 | 0
LFG | 0 | 0 | 0 | 0 | 0 | 0
Nuc | 0 | 0 | 0 | 0 | 0 | 0
PS | 0 | 0 | 0 | 0 | 0 | 0
PV | 0 | 0 | 0 | 0 | 0 | 0
PeakG | 0 | 0 | 0 | 0 | 0 | 0
PeakO | 0 | 0 | 0 | 0 | 0 | 0
ST | 0 | 0 | 0 | 0 | 0 | 0
STOG | 0 | 0 | 0 | 0 | 0 | 0
STWD | 0 | 0 | 0 | 0 | 0 | 0
WT | 0 | 0 | 0 | 0 | 0 | 0
IGCC | 0 | 0 | 0 | 0 | 0 | 0
DemandResponse | 0 | 0 | 0 | 0 | 0 | 0
IGCC-CCS | 0 | 0 | 0 | 0 | 0 | 0
WT_off | 0 | 0 | 0 | 0 | 0 | 0
PseudoUnit | 0 | 0 | 0 | 0 | 0 | 0
FixedInterchange | 0 | 0 | 0 | 0 | 0 | 0
Emission Cost by Reporting Type: MISO_MI
ReportingType | 2015 | 2020 | 2025 | 2030 | 2035 | 2040
BM | 0 | 0 | 0 | 0 | 0 | 0
CC | 0 | 0 | 0 | 0 | 0 | 0
CSP | 0 | 0 | 0 | 0 | 0 | 0
CT | 0 | 0 | 0 | 0 | 0 | 0
Coal | 0 | 0 | 0 | 0 | 0 | 0
Geo | 0 | 0 | 0 | 0 | 0 | 0
H | 0 | 0 | 0 | 0 | 0 | 0
LFG | 0 | 0 | 0 | 0 | 0 | 0
Nuc | 0 | 0 | 0 | 0 | 0 | 0
PS | 0 | 0 | 0 | 0 | 0 | 0
PV | 0 | 0 | 0 | 0 | 0 | 0
PeakG | 0 | 0 | 0 | 0 | 0 | 0
PeakO | 0 | 0 | 0 | 0 | 0 | 0
ST | 0 | 0 | 0 | 0 | 0 | 0
STOG | 0 | 0 | 0 | 0 | 0 | 0
STWD | 0 | 0 | 0 | 0 | 0 | 0
WT | 0 | 0 | 0 | 0 | 0 | 0
IGCC | 0 | 0 | 0 | 0 | 0 | 0
DemandResponse | 0 | 0 | 0 | 0 | 0 | 0
IGCC-CCS | 0 | 0 | 0 | 0 | 0 | 0
WT_off | 0 | 0 | 0 | 0 | 0 | 0
PseudoUnit | 0 | 0 | 0 | 0 | 0 | 0
FixedInterchange | 0 | 0 | 0 | 0 | 0 | 0
Emission Cost by Reporting Type: MISO_MO-IL
ReportingType | 2015 | 2020 | 2025 | 2030 | 2035 | 2040
BM | 0 | 0 | 0 | 0 | 0 | 0
CC | 0 | 0 | 0 | 0 | 0 | 0
CSP | 0 | 0 | 0 | 0 | 0 | 0
CT | 0 | 0 | 0 | 0 | 0 | 0
Coal | 0 | 0 | 0 | 0 | 0 | 0
Geo | 0 | 0 | 0 | 0 | 0 | 0
H | 0 | 0 | 0 | 0 | 0 | 0
LFG | 0 | 0 | 0 | 0 | 0 | 0
Nuc | 0 | 0 | 0 | 0 | 0 | 0
PS | 0 | 0 | 0 | 0 | 0 | 0
PV | 0 | 0 | 0 | 0 | 0 | 0
PeakG | 0 | 0 | 0 | 0 | 0 | 0
PeakO | 0 | 0 | 0 | 0 | 0 | 0
ST | 0 | 0 | 0 | 0 | 0 | 0
STOG | 0 | 0 | 0 | 0 | 0 | 0
STWD | 0 | 0 | 0 | 0 | 0 | 0
WT | 0 | 0 | 0 | 0 | 0 | 0
IGCC | 0 | 0 | 0 | 0 | 0 | 0
DemandResponse | 0 | 0 | 0 | 0 | 0 | 0
IGCC-CCS | 0 | 0 | 0 | 0 | 0 | 0
WT_off | 0 | 0 | 0 | 0 | 0 | 0
PseudoUnit | 0 | 0 | 0 | 0 | 0 | 0
FixedInterchange | 0 | 0 | 0 | 0 | 0 | 0
Emission Cost by Reporting Type: MISO_W
ReportingType | 2015 | 2020 | 2025 | 2030 | 2035 | 2040
BM | 0 | 0 | 0 | 0 | 0 | 0
CC | 0 | 0 | 0 | 0 | 0 | 0
CSP | 0 | 0 | 0 | 0 | 0 | 0
CT | 0 | 0 | 0 | 0 | 0 | 0
Coal | 0 | 0 | 0 | 0 | 0 | 0
Geo | 0 | 0 | 0 | 0 | 0 | 0
H | 0 | 0 | 0 | 0 | 0 | 0
LFG | 0 | 0 | 0 | 0 | 0 | 0
Nuc | 0 | 0 | 0 | 0 | 0 | 0
PS | 0 | 0 | 0 | 0 | 0 | 0
PV | 0 | 0 | 0 | 0 | 0 | 0
PeakG | 0 | 0 | 0 | 0 | 0 | 0
PeakO | 0 | 0 | 0 | 0 | 0 | 0
ST | 0 | 0 | 0 | 0 | 0 | 0
STOG | 0 | 0 | 0 | 0 | 0 | 0
STWD | 0 | 0 | 0 | 0 | 0 | 0
WT | 0 | 0 | 0 | 0 | 0 | 0
IGCC | 0 | 0 | 0 | 0 | 0 | 0
DemandResponse | 0 | 0 | 0 | 0 | 0 | 0
IGCC-CCS | 0 | 0 | 0 | 0 | 0 | 0
WT_off | 0 | 0 | 0 | 0 | 0 | 0
PseudoUnit | 0 | 0 | 0 | 0 | 0 | 0
FixedInterchange | 0 | 0 | 0 | 0 | 0 | 0
Emission Cost by Reporting Type: MISO_WUMS
ReportingType | 2015 | 2020 | 2025 | 2030 | 2035 | 2040
BM | 0 | 0 | 0 | 0 | 0 | 0
CC | 0 | 0 | 0 | 0 | 0 | 0
CSP | 0 | 0 | 0 | 0 | 0 | 0
CT | 0 | 0 | 0 | 0 | 0 | 0
Coal | 0 | 0 | 0 | 0 | 0 | 0
Geo | 0 | 0 | 0 | 0 | 0 | 0
H | 0 | 0 | 0 | 0 | 0 | 0
LFG | 0 | 0 | 0 | 0 | 0 | 0
Nuc | 0 | 0 | 0 | 0 | 0 | 0
PS | 0 | 0 | 0 | 0 | 0 | 0
PV | 0 | 0 | 0 | 0 | 0 | 0
PeakG | 0 | 0 | 0 | 0 | 0 | 0
PeakO | 0 | 0 | 0 | 0 | 0 | 0
ST | 0 | 0 | 0 | 0 | 0 | 0
STOG | 0 | 0 | 0 | 0 | 0 | 0
STWD | 0 | 0 | 0 | 0 | 0 | 0
WT | 0 | 0 | 0 | 0 | 0 | 0
IGCC | 0 | 0 | 0 | 0 | 0 | 0
DemandResponse | 0 | 0 | 0 | 0 | 0 | 0
IGCC-CCS | 0 | 0 | 0 | 0 | 0 | 0
WT_off | 0 | 0 | 0 | 0 | 0 | 0
PseudoUnit | 0 | 0 | 0 | 0 | 0 | 0
FixedInterchange | 0 | 0 | 0 | 0 | 0 | 0
Emission Cost by Reporting Type: Nebraska
ReportingType | 2015 | 2020 | 2025 | 2030 | 2035 | 2040
BM | 0 | 0 | 0 | 0 | 0 | 0
CC | 0 | 0 | 0 | 0 | 0 | 0
CSP | 0 | 0 | 0 | 0 | 0 | 0
CT | 0 | 0 | 0 | 0 | 0 | 0
Coal | 0 | 0 | 0 | 0 | 0 | 0
Geo | 0 | 0 | 0 | 0 | 0 | 0
H | 0 | 0 | 0 | 0 | 0 | 0
LFG | 0 | 0 | 0 | 0 | 0 | 0
Nuc | 0 | 0 | 0 | 0 | 0 | 0
PS | 0 | 0 | 0 | 0 | 0 | 0
PV | 0 | 0 | 0 | 0 | 0 | 0
PeakG | 0 | 0 | 0 | 0 | 0 | 0
PeakO | 0 | 0 | 0 | 0 | 0 | 0
ST | 0 | 0 | 0 | 0 | 0 | 0
STOG | 0 | 0 | 0 | 0 | 0 | 0
STWD | 0 | 0 | 0 | 0 | 0 | 0
WT | 0 | 0 | 0 | 0 | 0 | 0
IGCC | 0 | 0 | 0 | 0 | 0 | 0
DemandResponse | 0 | 0 | 0 | 0 | 0 | 0
IGCC-CCS | 0 | 0 | 0 | 0 | 0 | 0
WT_off | 0 | 0 | 0 | 0 | 0 | 0
PseudoUnit | 0 | 0 | 0 | 0 | 0 | 0
FixedInterchange | 0 | 0 | 0 | 0 | 0 | 0
Emission Cost by Reporting Type: NEISO
ReportingType | 2015 | 2020 | 2025 | 2030 | 2035 | 2040
BM | 0 | 0 | 0 | 0 | 0 | 0
CC | 0 | 0 | 0 | 0 | 0 | 0
CSP | 0 | 0 | 0 | 0 | 0 | 0
CT | 0 | 0 | 0 | 0 | 0 | 0
Coal | 0 | 0 | 0 | 0 | 0 | 0
Geo | 0 | 0 | 0 | 0 | 0 | 0
H | 0 | 0 | 0 | 0 | 0 | 0
LFG | 0 | 0 | 0 | 0 | 0 | 0
Nuc | 0 | 0 | 0 | 0 | 0 | 0
PS | 0 | 0 | 0 | 0 | 0 | 0
PV | 0 | 0 | 0 | 0 | 0 | 0
PeakG | 0 | 0 | 0 | 0 | 0 | 0
PeakO | 0 | 0 | 0 | 0 | 0 | 0
ST | 0 | 0 | 0 | 0 | 0 | 0
STOG | 0 | 0 | 0 | 0 | 0 | 0
STWD | 0 | 0 | 0 | 0 | 0 | 0
WT | 0 | 0 | 0 | 0 | 0 | 0
IGCC | 0 | 0 | 0 | 0 | 0 | 0
DemandResponse | 0 | 0 | 0 | 0 | 0 | 0
IGCC-CCS | 0 | 0 | 0 | 0 | 0 | 0
WT_off | 0 | 0 | 0 | 0 | 0 | 0
PseudoUnit | 0 | 0 | 0 | 0 | 0 | 0
FixedInterchange | 0 | 0 | 0 | 0 | 0 | 0
Emission Cost by Reporting Type: NonRTO_Midwest
ReportingType | 2015 | 2020 | 2025 | 2030 | 2035 | 2040
BM | 0 | 0 | 0 | 0 | 0 | 0
CC | 0 | 0 | 0 | 0 | 0 | 0
CSP | 0 | 0 | 0 | 0 | 0 | 0
CT | 0 | 0 | 0 | 0 | 0 | 0
Coal | 0 | 0 | 0 | 0 | 0 | 0
Geo | 0 | 0 | 0 | 0 | 0 | 0
H | 0 | 0 | 0 | 0 | 0 | 0
LFG | 0 | 0 | 0 | 0 | 0 | 0
Nuc | 0 | 0 | 0 | 0 | 0 | 0
PS | 0 | 0 | 0 | 0 | 0 | 0
PV | 0 | 0 | 0 | 0 | 0 | 0
PeakG | 0 | 0 | 0 | 0 | 0 | 0
PeakO | 0 | 0 | 0 | 0 | 0 | 0
ST | 0 | 0 | 0 | 0 | 0 | 0
STOG | 0 | 0 | 0 | 0 | 0 | 0
STWD | 0 | 0 | 0 | 0 | 0 | 0
WT | 0 | 0 | 0 | 0 | 0 | 0
IGCC | 0 | 0 | 0 | 0 | 0 | 0
DemandResponse | 0 | 0 | 0 | 0 | 0 | 0
IGCC-CCS | 0 | 0 | 0 | 0 | 0 | 0
WT_off | 0 | 0 | 0 | 0 | 0 | 0
PseudoUnit | 0 | 0 | 0 | 0 | 0 | 0
FixedInterchange | 0 | 0 | 0 | 0 | 0 | 0
Emission Cost by Reporting Type: NYISO_A-F
ReportingType | 2015 | 2020 | 2025 | 2030 | 2035 | 2040
BM | 0 | 0 | 0 | 0 | 0 | 0
CC | 0 | 0 | 0 | 0 | 0 | 0
CSP | 0 | 0 | 0 | 0 | 0 | 0
CT | 0 | 0 | 0 | 0 | 0 | 0
Coal | 0 | 0 | 0 | 0 | 0 | 0
Geo | 0 | 0 | 0 | 0 | 0 | 0
H | 0 | 0 | 0 | 0 | 0 | 0
LFG | 0 | 0 | 0 | 0 | 0 | 0
Nuc | 0 | 0 | 0 | 0 | 0 | 0
PS | 0 | 0 | 0 | 0 | 0 | 0
PV | 0 | 0 | 0 | 0 | 0 | 0
PeakG | 0 | 0 | 0 | 0 | 0 | 0
PeakO | 0 | 0 | 0 | 0 | 0 | 0
ST | 0 | 0 | 0 | 0 | 0 | 0
STOG | 0 | 0 | 0 | 0 | 0 | 0
STWD | 0 | 0 | 0 | 0 | 0 | 0
WT | 0 | 0 | 0 | 0 | 0 | 0
IGCC | 0 | 0 | 0 | 0 | 0 | 0
DemandResponse | 0 | 0 | 0 | 0 | 0 | 0
IGCC-CCS | 0 | 0 | 0 | 0 | 0 | 0
WT_off | 0 | 0 | 0 | 0 | 0 | 0
PseudoUnit | 0 | 0 | 0 | 0 | 0 | 0
FixedInterchange | 0 | 0 | 0 | 0 | 0 | 0
Emission Cost by Reporting Type: NYISO_G-I
ReportingType | 2015 | 2020 | 2025 | 2030 | 2035 | 2040
BM | 0 | 0 | 0 | 0 | 0 | 0
CC | 0 | 0 | 0 | 0 | 0 | 0
CSP | 0 | 0 | 0 | 0 | 0 | 0
CT | 0 | 0 | 0 | 0 | 0 | 0
Coal | 0 | 0 | 0 | 0 | 0 | 0
Geo | 0 | 0 | 0 | 0 | 0 | 0
H | 0 | 0 | 0 | 0 | 0 | 0
LFG | 0 | 0 | 0 | 0 | 0 | 0
Nuc | 0 | 0 | 0 | 0 | 0 | 0
PS | 0 | 0 | 0 | 0 | 0 | 0
PV | 0 | 0 | 0 | 0 | 0 | 0
PeakG | 0 | 0 | 0 | 0 | 0 | 0
PeakO | 0 | 0 | 0 | 0 | 0 | 0
ST | 0 | 0 | 0 | 0 | 0 | 0
STOG | 0 | 0 | 0 | 0 | 0 | 0
STWD | 0 | 0 | 0 | 0 | 0 | 0
WT | 0 | 0 | 0 | 0 | 0 | 0
IGCC | 0 | 0 | 0 | 0 | 0 | 0
DemandResponse | 0 | 0 | 0 | 0 | 0 | 0
IGCC-CCS | 0 | 0 | 0 | 0 | 0 | 0
WT_off | 0 | 0 | 0 | 0 | 0 | 0
PseudoUnit | 0 | 0 | 0 | 0 | 0 | 0
FixedInterchange | 0 | 0 | 0 | 0 | 0 | 0
Emission Cost by Reporting Type: NYISO_J-K
ReportingType | 2015 | 2020 | 2025 | 2030 | 2035 | 2040
BM | 0 | 0 | 0 | 0 | 0 | 0
CC | 0 | 0 | 0 | 0 | 0 | 0
CSP | 0 | 0 | 0 | 0 | 0 | 0
CT | 0 | 0 | 0 | 0 | 0 | 0
Coal | 0 | 0 | 0 | 0 | 0 | 0
Geo | 0 | 0 | 0 | 0 | 0 | 0
H | 0 | 0 | 0 | 0 | 0 | 0
LFG | 0 | 0 | 0 | 0 | 0 | 0
Nuc | 0 | 0 | 0 | 0 | 0 | 0
PS | 0 | 0 | 0 | 0 | 0 | 0
PV | 0 | 0 | 0 | 0 | 0 | 0
PeakG | 0 | 0 | 0 | 0 | 0 | 0
PeakO | 0 | 0 | 0 | 0 | 0 | 0
ST | 0 | 0 | 0 | 0 | 0 | 0
STOG | 0 | 0 | 0 | 0 | 0 | 0
STWD | 0 | 0 | 0 | 0 | 0 | 0
WT | 0 | 0 | 0 | 0 | 0 | 0
IGCC | 0 | 0 | 0 | 0 | 0 | 0
DemandResponse | 0 | 0 | 0 | 0 | 0 | 0
IGCC-CCS | 0 | 0 | 0 | 0 | 0 | 0
WT_off | 0 | 0 | 0 | 0 | 0 | 0
PseudoUnit | 0 | 0 | 0 | 0 | 0 | 0
FixedInterchange | 0 | 0 | 0 | 0 | 0 | 0
Emission Cost by Reporting Type: PJM_E
ReportingType | 2015 | 2020 | 2025 | 2030 | 2035 | 2040
BM | 0 | 0 | 0 | 0 | 0 | 0
CC | 0 | 0 | 0 | 0 | 0 | 0
CSP | 0 | 0 | 0 | 0 | 0 | 0
CT | 0 | 0 | 0 | 0 | 0 | 0
Coal | 0 | 0 | 0 | 0 | 0 | 0
Geo | 0 | 0 | 0 | 0 | 0 | 0
H | 0 | 0 | 0 | 0 | 0 | 0
LFG | 0 | 0 | 0 | 0 | 0 | 0
Nuc | 0 | 0 | 0 | 0 | 0 | 0
PS | 0 | 0 | 0 | 0 | 0 | 0
PV | 0 | 0 | 0 | 0 | 0 | 0
PeakG | 0 | 0 | 0 | 0 | 0 | 0
PeakO | 0 | 0 | 0 | 0 | 0 | 0
ST | 0 | 0 | 0 | 0 | 0 | 0
STOG | 0 | 0 | 0 | 0 | 0 | 0
STWD | 0 | 0 | 0 | 0 | 0 | 0
WT | 0 | 0 | 0 | 0 | 0 | 0
IGCC | 0 | 0 | 0 | 0 | 0 | 0
DemandResponse | 0 | 0 | 0 | 0 | 0 | 0
IGCC-CCS | 0 | 0 | 0 | 0 | 0 | 0
WT_off | 0 | 0 | 0 | 0 | 0 | 0
PseudoUnit | 0 | 0 | 0 | 0 | 0 | 0
FixedInterchange | 0 | 0 | 0 | 0 | 0 | 0
Emission Cost by Reporting Type: PJM_ROM
ReportingType | 2015 | 2020 | 2025 | 2030 | 2035 | 2040
BM | 0 | 0 | 0 | 0 | 0 | 0
CC | 0 | 0 | 0 | 0 | 0 | 0
CSP | 0 | 0 | 0 | 0 | 0 | 0
CT | 0 | 0 | 0 | 0 | 0 | 0
Coal | 0 | 0 | 0 | 0 | 0 | 0
Geo | 0 | 0 | 0 | 0 | 0 | 0
H | 0 | 0 | 0 | 0 | 0 | 0
LFG | 0 | 0 | 0 | 0 | 0 | 0
Nuc | 0 | 0 | 0 | 0 | 0 | 0
PS | 0 | 0 | 0 | 0 | 0 | 0
PV | 0 | 0 | 0 | 0 | 0 | 0
PeakG | 0 | 0 | 0 | 0 | 0 | 0
PeakO | 0 | 0 | 0 | 0 | 0 | 0
ST | 0 | 0 | 0 | 0 | 0 | 0
STOG | 0 | 0 | 0 | 0 | 0 | 0
STWD | 0 | 0 | 0 | 0 | 0 | 0
WT | 0 | 0 | 0 | 0 | 0 | 0
IGCC | 0 | 0 | 0 | 0 | 0 | 0
DemandResponse | 0 | 0 | 0 | 0 | 0 | 0
IGCC-CCS | 0 | 0 | 0 | 0 | 0 | 0
WT_off | 0 | 0 | 0 | 0 | 0 | 0
PseudoUnit | 0 | 0 | 0 | 0 | 0 | 0
FixedInterchange | 0 | 0 | 0 | 0 | 0 | 0
Emission Cost by Reporting Type: PJM_ROR
ReportingType | 2015 | 2020 | 2025 | 2030 | 2035 | 2040
BM | 0 | 0 | 0 | 0 | 0 | 0
CC | 0 | 0 | 0 | 0 | 0 | 0
CSP | 0 | 0 | 0 | 0 | 0 | 0
CT | 0 | 0 | 0 | 0 | 0 | 0
Coal | 0 | 0 | 0 | 0 | 0 | 0
Geo | 0 | 0 | 0 | 0 | 0 | 0
H | 0 | 0 | 0 | 0 | 0 | 0
LFG | 0 | 0 | 0 | 0 | 0 | 0
Nuc | 0 | 0 | 0 | 0 | 0 | 0
PS | 0 | 0 | 0 | 0 | 0 | 0
PV | 0 | 0 | 0 | 0 | 0 | 0
PeakG | 0 | 0 | 0 | 0 | 0 | 0
PeakO | 0 | 0 | 0 | 0 | 0 | 0
ST | 0 | 0 | 0 | 0 | 0 | 0
STOG | 0 | 0 | 0 | 0 | 0 | 0
STWD | 0 | 0 | 0 | 0 | 0 | 0
WT | 0 | 0 | 0 | 0 | 0 | 0
IGCC | 0 | 0 | 0 | 0 | 0 | 0
DemandResponse | 0 | 0 | 0 | 0 | 0 | 0
IGCC-CCS | 0 | 0 | 0 | 0 | 0 | 0
WT_off | 0 | 0 | 0 | 0 | 0 | 0
PseudoUnit | 0 | 0 | 0 | 0 | 0 | 0
FixedInterchange | 0 | 0 | 0 | 0 | 0 | 0
Emission Cost by Reporting Type: SOCO
ReportingType | 2015 | 2020 | 2025 | 2030 | 2035 | 2040
BM | 0 | 0 | 0 | 0 | 0 | 0
CC | 0 | 0 | 0 | 0 | 0 | 0
CSP | 0 | 0 | 0 | 0 | 0 | 0
CT | 0 | 0 | 0 | 0 | 0 | 0
Coal | 0 | 0 | 0 | 0 | 0 | 0
Geo | 0 | 0 | 0 | 0 | 0 | 0
H | 0 | 0 | 0 | 0 | 0 | 0
LFG | 0 | 0 | 0 | 0 | 0 | 0
Nuc | 0 | 0 | 0 | 0 | 0 | 0
PS | 0 | 0 | 0 | 0 | 0 | 0
PV | 0 | 0 | 0 | 0 | 0 | 0
PeakG | 0 | 0 | 0 | 0 | 0 | 0
PeakO | 0 | 0 | 0 | 0 | 0 | 0
ST | 0 | 0 | 0 | 0 | 0 | 0
STOG | 0 | 0 | 0 | 0 | 0 | 0
STWD | 0 | 0 | 0 | 0 | 0 | 0
WT | 0 | 0 | 0 | 0 | 0 | 0
IGCC | 0 | 0 | 0 | 0 | 0 | 0
DemandResponse | 0 | 0 | 0 | 0 | 0 | 0
IGCC-CCS | 0 | 0 | 0 | 0 | 0 | 0
WT_off | 0 | 0 | 0 | 0 | 0 | 0
PseudoUnit | 0 | 0 | 0 | 0 | 0 | 0
FixedInterchange | 0 | 0 | 0 | 0 | 0 | 0
Emission Cost by Reporting Type: SPP_N
ReportingType | 2015 | 2020 | 2025 | 2030 | 2035 | 2040
BM | 0 | 0 | 0 | 0 | 0 | 0
CC | 0 | 0 | 0 | 0 | 0 | 0
CSP | 0 | 0 | 0 | 0 | 0 | 0
CT | 0 | 0 | 0 | 0 | 0 | 0
Coal | 0 | 0 | 0 | 0 | 0 | 0
Geo | 0 | 0 | 0 | 0 | 0 | 0
H | 0 | 0 | 0 | 0 | 0 | 0
LFG | 0 | 0 | 0 | 0 | 0 | 0
Nuc | 0 | 0 | 0 | 0 | 0 | 0
PS | 0 | 0 | 0 | 0 | 0 | 0
PV | 0 | 0 | 0 | 0 | 0 | 0
PeakG | 0 | 0 | 0 | 0 | 0 | 0
PeakO | 0 | 0 | 0 | 0 | 0 | 0
ST | 0 | 0 | 0 | 0 | 0 | 0
STOG | 0 | 0 | 0 | 0 | 0 | 0
STWD | 0 | 0 | 0 | 0 | 0 | 0
WT | 0 | 0 | 0 | 0 | 0 | 0
IGCC | 0 | 0 | 0 | 0 | 0 | 0
DemandResponse | 0 | 0 | 0 | 0 | 0 | 0
IGCC-CCS | 0 | 0 | 0 | 0 | 0 | 0
WT_off | 0 | 0 | 0 | 0 | 0 | 0
PseudoUnit | 0 | 0 | 0 | 0 | 0 | 0
FixedInterchange | 0 | 0 | 0 | 0 | 0 | 0
Emission Cost by Reporting Type: SPP_S
ReportingType | 2015 | 2020 | 2025 | 2030 | 2035 | 2040
BM | 0 | 0 | 0 | 0 | 0 | 0
CC | 0 | 0 | 0 | 0 | 0 | 0
CSP | 0 | 0 | 0 | 0 | 0 | 0
CT | 0 | 0 | 0 | 0 | 0 | 0
Coal | 0 | 0 | 0 | 0 | 0 | 0
Geo | 0 | 0 | 0 | 0 | 0 | 0
H | 0 | 0 | 0 | 0 | 0 | 0
LFG | 0 | 0 | 0 | 0 | 0 | 0
Nuc | 0 | 0 | 0 | 0 | 0 | 0
PS | 0 | 0 | 0 | 0 | 0 | 0
PV | 0 | 0 | 0 | 0 | 0 | 0
PeakG | 0 | 0 | 0 | 0 | 0 | 0
PeakO | 0 | 0 | 0 | 0 | 0 | 0
ST | 0 | 0 | 0 | 0 | 0 | 0
STOG | 0 | 0 | 0 | 0 | 0 | 0
STWD | 0 | 0 | 0 | 0 | 0 | 0
WT | 0 | 0 | 0 | 0 | 0 | 0
IGCC | 0 | 0 | 0 | 0 | 0 | 0
DemandResponse | 0 | 0 | 0 | 0 | 0 | 0
IGCC-CCS | 0 | 0 | 0 | 0 | 0 | 0
WT_off | 0 | 0 | 0 | 0 | 0 | 0
PseudoUnit | 0 | 0 | 0 | 0 | 0 | 0
FixedInterchange | 0 | 0 | 0 | 0 | 0 | 0
Emission Cost by Reporting Type: TVA
ReportingType | 2015 | 2020 | 2025 | 2030 | 2035 | 2040
BM | 0 | 0 | 0 | 0 | 0 | 0
CC | 0 | 0 | 0 | 0 | 0 | 0
CSP | 0 | 0 | 0 | 0 | 0 | 0
CT | 0 | 0 | 0 | 0 | 0 | 0
Coal | 0 | 0 | 0 | 0 | 0 | 0
Geo | 0 | 0 | 0 | 0 | 0 | 0
H | 0 | 0 | 0 | 0 | 0 | 0
LFG | 0 | 0 | 0 | 0 | 0 | 0
Nuc | 0 | 0 | 0 | 0 | 0 | 0
PS | 0 | 0 | 0 | 0 | 0 | 0
PV | 0 | 0 | 0 | 0 | 0 | 0
PeakG | 0 | 0 | 0 | 0 | 0 | 0
PeakO | 0 | 0 | 0 | 0 | 0 | 0
ST | 0 | 0 | 0 | 0 | 0 | 0
STOG | 0 | 0 | 0 | 0 | 0 | 0
STWD | 0 | 0 | 0 | 0 | 0 | 0
WT | 0 | 0 | 0 | 0 | 0 | 0
IGCC | 0 | 0 | 0 | 0 | 0 | 0
DemandResponse | 0 | 0 | 0 | 0 | 0 | 0
IGCC-CCS | 0 | 0 | 0 | 0 | 0 | 0
WT_off | 0 | 0 | 0 | 0 | 0 | 0
PseudoUnit | 0 | 0 | 0 | 0 | 0 | 0
FixedInterchange | 0 | 0 | 0 | 0 | 0 | 0
Emission Cost by Reporting Type: TVA_Transmission
ReportingType | 2015 | 2020 | 2025 | 2030 | 2035 | 2040
BM | 0 | 0 | 0 | 0 | 0 | 0
CC | 0 | 0 | 0 | 0 | 0 | 0
CSP | 0 | 0 | 0 | 0 | 0 | 0
CT | 0 | 0 | 0 | 0 | 0 | 0
Coal | 0 | 0 | 0 | 0 | 0 | 0
Geo | 0 | 0 | 0 | 0 | 0 | 0
H | 0 | 0 | 0 | 0 | 0 | 0
LFG | 0 | 0 | 0 | 0 | 0 | 0
Nuc | 0 | 0 | 0 | 0 | 0 | 0
PS | 0 | 0 | 0 | 0 | 0 | 0
PV | 0 | 0 | 0 | 0 | 0 | 0
PeakG | 0 | 0 | 0 | 0 | 0 | 0
PeakO | 0 | 0 | 0 | 0 | 0 | 0
ST | 0 | 0 | 0 | 0 | 0 | 0
STOG | 0 | 0 | 0 | 0 | 0 | 0
STWD | 0 | 0 | 0 | 0 | 0 | 0
WT | 0 | 0 | 0 | 0 | 0 | 0
IGCC | 0 | 0 | 0 | 0 | 0 | 0
DemandResponse | 0 | 0 | 0 | 0 | 0 | 0
IGCC-CCS | 0 | 0 | 0 | 0 | 0 | 0
WT_off | 0 | 0 | 0 | 0 | 0 | 0
PseudoUnit | 0 | 0 | 0 | 0 | 0 | 0
FixedInterchange | 0 | 0 | 0 | 0 | 0 | 0
Emission Cost by Reporting Type: VACAR
ReportingType | 2015 | 2020 | 2025 | 2030 | 2035 | 2040
BM | 0 | 0 | 0 | 0 | 0 | 0
CC | 0 | 0 | 0 | 0 | 0 | 0
CSP | 0 | 0 | 0 | 0 | 0 | 0
CT | 0 | 0 | 0 | 0 | 0 | 0
Coal | 0 | 0 | 0 | 0 | 0 | 0
Geo | 0 | 0 | 0 | 0 | 0 | 0
H | 0 | 0 | 0 | 0 | 0 | 0
LFG | 0 | 0 | 0 | 0 | 0 | 0
Nuc | 0 | 0 | 0 | 0 | 0 | 0
PS | 0 | 0 | 0 | 0 | 0 | 0
PV | 0 | 0 | 0 | 0 | 0 | 0
PeakG | 0 | 0 | 0 | 0 | 0 | 0
PeakO | 0 | 0 | 0 | 0 | 0 | 0
ST | 0 | 0 | 0 | 0 | 0 | 0
STOG | 0 | 0 | 0 | 0 | 0 | 0
STWD | 0 | 0 | 0 | 0 | 0 | 0
WT | 0 | 0 | 0 | 0 | 0 | 0
IGCC | 0 | 0 | 0 | 0 | 0 | 0
DemandResponse | 0 | 0 | 0 | 0 | 0 | 0
IGCC-CCS | 0 | 0 | 0 | 0 | 0 | 0
WT_off | 0 | 0 | 0 | 0 | 0 | 0
PseudoUnit | 0 | 0 | 0 | 0 | 0 | 0
FixedInterchange | 0 | 0 | 0 | 0 | 0 | 0
Emission Cost by Reporting Type: IESO
ReportingType | 2015 | 2020 | 2025 | 2030 | 2035 | 2040
BM | 0 | 0 | 0 | 0 | 0 | 0
CC | 0 | 0 | 0 | 0 | 0 | 0
CSP | 0 | 0 | 0 | 0 | 0 | 0
CT | 0 | 0 | 0 | 0 | 0 | 0
Coal | 0 | 0 | 0 | 0 | 0 | 0
Geo | 0 | 0 | 0 | 0 | 0 | 0
H | 0 | 0 | 0 | 0 | 0 | 0
LFG | 0 | 0 | 0 | 0 | 0 | 0
Nuc | 0 | 0 | 0 | 0 | 0 | 0
PS | 0 | 0 | 0 | 0 | 0 | 0
PV | 0 | 0 | 0 | 0 | 0 | 0
PeakG | 0 | 0 | 0 | 0 | 0 | 0
PeakO | 0 | 0 | 0 | 0 | 0 | 0
ST | 0 | 0 | 0 | 0 | 0 | 0
STOG | 0 | 0 | 0 | 0 | 0 | 0
STWD | 0 | 0 | 0 | 0 | 0 | 0
WT | 0 | 0 | 0 | 0 | 0 | 0
IGCC | 0 | 0 | 0 | 0 | 0 | 0
DemandResponse | 0 | 0 | 0 | 0 | 0 | 0
IGCC-CCS | 0 | 0 | 0 | 0 | 0 | 0
WT_off | 0 | 0 | 0 | 0 | 0 | 0
PseudoUnit | 0 | 0 | 0 | 0 | 0 | 0
FixedInterchange | 0 | 0 | 0 | 0 | 0 | 0
Emission Cost by Reporting Type: MAPP_CA
ReportingType | 2015 | 2020 | 2025 | 2030 | 2035 | 2040
BM | 0 | 0 | 0 | 0 | 0 | 0
CC | 0 | 0 | 0 | 0 | 0 | 0
CSP | 0 | 0 | 0 | 0 | 0 | 0
CT | 0 | 0 | 0 | 0 | 0 | 0
Coal | 0 | 0 | 0 | 0 | 0 | 0
Geo | 0 | 0 | 0 | 0 | 0 | 0
H | 0 | 0 | 0 | 0 | 0 | 0
LFG | 0 | 0 | 0 | 0 | 0 | 0
Nuc | 0 | 0 | 0 | 0 | 0 | 0
PS | 0 | 0 | 0 | 0 | 0 | 0
PV | 0 | 0 | 0 | 0 | 0 | 0
PeakG | 0 | 0 | 0 | 0 | 0 | 0
PeakO | 0 | 0 | 0 | 0 | 0 | 0
ST | 0 | 0 | 0 | 0 | 0 | 0
STOG | 0 | 0 | 0 | 0 | 0 | 0
STWD | 0 | 0 | 0 | 0 | 0 | 0
WT | 0 | 0 | 0 | 0 | 0 | 0
IGCC | 0 | 0 | 0 | 0 | 0 | 0
DemandResponse | 0 | 0 | 0 | 0 | 0 | 0
IGCC-CCS | 0 | 0 | 0 | 0 | 0 | 0
WT_off | 0 | 0 | 0 | 0 | 0 | 0
PseudoUnit | 0 | 0 | 0 | 0 | 0 | 0
FixedInterchange | 0 | 0 | 0 | 0 | 0 | 0
Emission Cost by Reporting Type: AZ_NM_SNV_Coal
ReportingType | 2015 | 2020 | 2025 | 2030 | 2035 | 2040
BM | 0 | 0 | 0 | 0 | 0 | 0
CC | 0 | 0 | 0 | 0 | 0 | 0
CSP | 0 | 0 | 0 | 0 | 0 | 0
CT | 0 | 0 | 0 | 0 | 0 | 0
Coal | 0 | 0 | 0 | 0 | 0 | 0
Geo | 0 | 0 | 0 | 0 | 0 | 0
H | 0 | 0 | 0 | 0 | 0 | 0
LFG | 0 | 0 | 0 | 0 | 0 | 0
Nuc | 0 | 0 | 0 | 0 | 0 | 0
PS | 0 | 0 | 0 | 0 | 0 | 0
PV | 0 | 0 | 0 | 0 | 0 | 0
PeakG | 0 | 0 | 0 | 0 | 0 | 0
PeakO | 0 | 0 | 0 | 0 | 0 | 0
ST | 0 | 0 | 0 | 0 | 0 | 0
STOG | 0 | 0 | 0 | 0 | 0 | 0
STWD | 0 | 0 | 0 | 0 | 0 | 0
WT | 0 | 0 | 0 | 0 | 0 | 0
IGCC | 0 | 0 | 0 | 0 | 0 | 0
DemandResponse | 0 | 0 | 0 | 0 | 0 | 0
IGCC-CCS | 0 | 0 | 0 | 0 | 0 | 0
WT_off | 0 | 0 | 0 | 0 | 0 | 0
PseudoUnit | 0 | 0 | 0 | 0 | 0 | 0
FixedInterchange | 0 | 0 | 0 | 0 | 0 | 0
Emission Cost by Reporting Type: AZ_NM_SNV_Gas
ReportingType | 2015 | 2020 | 2025 | 2030 | 2035 | 2040
BM | 0 | 0 | 0 | 0 | 0 | 0
CC | 0 | 0 | 0 | 0 | 0 | 0
CSP | 0 | 0 | 0 | 0 | 0 | 0
CT | 0 | 0 | 0 | 0 | 0 | 0
Coal | 0 | 0 | 0 | 0 | 0 | 0
Geo | 0 | 0 | 0 | 0 | 0 | 0
H | 0 | 0 | 0 | 0 | 0 | 0
LFG | 0 | 0 | 0 | 0 | 0 | 0
Nuc | 0 | 0 | 0 | 0 | 0 | 0
PS | 0 | 0 | 0 | 0 | 0 | 0
PV | 0 | 0 | 0 | 0 | 0 | 0
PeakG | 0 | 0 | 0 | 0 | 0 | 0
PeakO | 0 | 0 | 0 | 0 | 0 | 0
ST | 0 | 0 | 0 | 0 | 0 | 0
STOG | 0 | 0 | 0 | 0 | 0 | 0
STWD | 0 | 0 | 0 | 0 | 0 | 0
WT | 0 | 0 | 0 | 0 | 0 | 0
IGCC | 0 | 0 | 0 | 0 | 0 | 0
DemandResponse | 0 | 0 | 0 | 0 | 0 | 0
IGCC-CCS | 0 | 0 | 0 | 0 | 0 | 0
WT_off | 0 | 0 | 0 | 0 | 0 | 0
PseudoUnit | 0 | 0 | 0 | 0 | 0 | 0
FixedInterchange | 0 | 0 | 0 | 0 | 0 | 0
Emission Cost by Reporting Type: AZ_NM_SNV_NucRenew
ReportingType | 2015 | 2020 | 2025 | 2030 | 2035 | 2040
BM | 0 | 0 | 0 | 0 | 0 | 0
CC | 0 | 0 | 0 | 0 | 0 | 0
CSP | 0 | 0 | 0 | 0 | 0 | 0
CT | 0 | 0 | 0 | 0 | 0 | 0
Coal | 0 | 0 | 0 | 0 | 0 | 0
Geo | 0 | 0 | 0 | 0 | 0 | 0
H | 0 | 0 | 0 | 0 | 0 | 0
LFG | 0 | 0 | 0 | 0 | 0 | 0
Nuc | 0 | 0 | 0 | 0 | 0 | 0
PS | 0 | 0 | 0 | 0 | 0 | 0
PV | 0 | 0 | 0 | 0 | 0 | 0
PeakG | 0 | 0 | 0 | 0 | 0 | 0
PeakO | 0 | 0 | 0 | 0 | 0 | 0
ST | 0 | 0 | 0 | 0 | 0 | 0
STOG | 0 | 0 | 0 | 0 | 0 | 0
STWD | 0 | 0 | 0 | 0 | 0 | 0
WT | 0 | 0 | 0 | 0 | 0 | 0
IGCC | 0 | 0 | 0 | 0 | 0 | 0
DemandResponse | 0 | 0 | 0 | 0 | 0 | 0
IGCC-CCS | 0 | 0 | 0 | 0 | 0 | 0
WT_off | 0 | 0 | 0 | 0 | 0 | 0
PseudoUnit | 0 | 0 | 0 | 0 | 0 | 0
FixedInterchange | 0 | 0 | 0 | 0 | 0 | 0
Emission Cost by Reporting Type: ERCOT
ReportingType | 2015 | 2020 | 2025 | 2030 | 2035 | 2040
BM | 0 | 0 | 0 | 0 | 0 | 0
CC | 0 | 0 | 0 | 0 | 0 | 0
CSP | 0 | 0 | 0 | 0 | 0 | 0
CT | 0 | 0 | 0 | 0 | 0 | 0
Coal | 0 | 0 | 0 | 0 | 0 | 0
Geo | 0 | 0 | 0 | 0 | 0 | 0
H | 0 | 0 | 0 | 0 | 0 | 0
LFG | 0 | 0 | 0 | 0 | 0 | 0
Nuc | 0 | 0 | 0 | 0 | 0 | 0
PS | 0 | 0 | 0 | 0 | 0 | 0
PV | 0 | 0 | 0 | 0 | 0 | 0
PeakG | 0 | 0 | 0 | 0 | 0 | 0
PeakO | 0 | 0 | 0 | 0 | 0 | 0
ST | 0 | 0 | 0 | 0 | 0 | 0
STOG | 0 | 0 | 0 | 0 | 0 | 0
STWD | 0 | 0 | 0 | 0 | 0 | 0
WT | 0 | 0 | 0 | 0 | 0 | 0
IGCC | 0 | 0 | 0 | 0 | 0 | 0
DemandResponse | 0 | 0 | 0 | 0 | 0 | 0
IGCC-CCS | 0 | 0 | 0 | 0 | 0 | 0
WT_off | 0 | 0 | 0 | 0 | 0 | 0
PseudoUnit | 0 | 0 | 0 | 0 | 0 | 0
FixedInterchange | 0 | 0 | 0 | 0 | 0 | 0
Emission Cost by Reporting Type: NP15
ReportingType | 2015 | 2020 | 2025 | 2030 | 2035 | 2040
BM | 0 | 0 | 0 | 0 | 0 | 0
CC | 0 | 0 | 0 | 0 | 0 | 0
CSP | 0 | 0 | 0 | 0 | 0 | 0
CT | 0 | 0 | 0 | 0 | 0 | 0
Coal | 0 | 0 | 0 | 0 | 0 | 0
Geo | 0 | 0 | 0 | 0 | 0 | 0
H | 0 | 0 | 0 | 0 | 0 | 0
LFG | 0 | 0 | 0 | 0 | 0 | 0
Nuc | 0 | 0 | 0 | 0 | 0 | 0
PS | 0 | 0 | 0 | 0 | 0 | 0
PV | 0 | 0 | 0 | 0 | 0 | 0
PeakG | 0 | 0 | 0 | 0 | 0 | 0
PeakO | 0 | 0 | 0 | 0 | 0 | 0
ST | 0 | 0 | 0 | 0 | 0 | 0
STOG | 0 | 0 | 0 | 0 | 0 | 0
STWD | 0 | 0 | 0 | 0 | 0 | 0
WT | 0 | 0 | 0 | 0 | 0 | 0
IGCC | 0 | 0 | 0 | 0 | 0 | 0
DemandResponse | 0 | 0 | 0 | 0 | 0 | 0
IGCC-CCS | 0 | 0 | 0 | 0 | 0 | 0
WT_off | 0 | 0 | 0 | 0 | 0 | 0
PseudoUnit | 0 | 0 | 0 | 0 | 0 | 0
FixedInterchange | 0 | 0 | 0 | 0 | 0 | 0
Emission Cost by Reporting Type: NWPP_Coal
ReportingType | 2015 | 2020 | 2025 | 2030 | 2035 | 2040
BM | 0 | 0 | 0 | 0 | 0 | 0
CC | 0 | 0 | 0 | 0 | 0 | 0
CSP | 0 | 0 | 0 | 0 | 0 | 0
CT | 0 | 0 | 0 | 0 | 0 | 0
Coal | 0 | 0 | 0 | 0 | 0 | 0
Geo | 0 | 0 | 0 | 0 | 0 | 0
H | 0 | 0 | 0 | 0 | 0 | 0
LFG | 0 | 0 | 0 | 0 | 0 | 0
Nuc | 0 | 0 | 0 | 0 | 0 | 0
PS | 0 | 0 | 0 | 0 | 0 | 0
PV | 0 | 0 | 0 | 0 | 0 | 0
PeakG | 0 | 0 | 0 | 0 | 0 | 0
PeakO | 0 | 0 | 0 | 0 | 0 | 0
ST | 0 | 0 | 0 | 0 | 0 | 0
STOG | 0 | 0 | 0 | 0 | 0 | 0
STWD | 0 | 0 | 0 | 0 | 0 | 0
WT | 0 | 0 | 0 | 0 | 0 | 0
IGCC | 0 | 0 | 0 | 0 | 0 | 0
DemandResponse | 0 | 0 | 0 | 0 | 0 | 0
IGCC-CCS | 0 | 0 | 0 | 0 | 0 | 0
WT_off | 0 | 0 | 0 | 0 | 0 | 0
PseudoUnit | 0 | 0 | 0 | 0 | 0 | 0
FixedInterchange | 0 | 0 | 0 | 0 | 0 | 0
Emission Cost by Reporting Type: NWPP_Gas
ReportingType | 2015 | 2020 | 2025 | 2030 | 2035 | 2040
BM | 0 | 0 | 0 | 0 | 0 | 0
CC | 0 | 0 | 0 | 0 | 0 | 0
CSP | 0 | 0 | 0 | 0 | 0 | 0
CT | 0 | 0 | 0 | 0 | 0 | 0
Coal | 0 | 0 | 0 | 0 | 0 | 0
Geo | 0 | 0 | 0 | 0 | 0 | 0
H | 0 | 0 | 0 | 0 | 0 | 0
LFG | 0 | 0 | 0 | 0 | 0 | 0
Nuc | 0 | 0 | 0 | 0 | 0 | 0
PS | 0 | 0 | 0 | 0 | 0 | 0
PV | 0 | 0 | 0 | 0 | 0 | 0
PeakG | 0 | 0 | 0 | 0 | 0 | 0
PeakO | 0 | 0 | 0 | 0 | 0 | 0
ST | 0 | 0 | 0 | 0 | 0 | 0
STOG | 0 | 0 | 0 | 0 | 0 | 0
STWD | 0 | 0 | 0 | 0 | 0 | 0
WT | 0 | 0 | 0 | 0 | 0 | 0
IGCC | 0 | 0 | 0 | 0 | 0 | 0
DemandResponse | 0 | 0 | 0 | 0 | 0 | 0
IGCC-CCS | 0 | 0 | 0 | 0 | 0 | 0
WT_off | 0 | 0 | 0 | 0 | 0 | 0
PseudoUnit | 0 | 0 | 0 | 0 | 0 | 0
FixedInterchange | 0 | 0 | 0 | 0 | 0 | 0
Emission Cost by Reporting Type: NWPP_NucRenew
ReportingType | 2015 | 2020 | 2025 | 2030 | 2035 | 2040
BM | 0 | 0 | 0 | 0 | 0 | 0
CC | 0 | 0 | 0 | 0 | 0 | 0
CSP | 0 | 0 | 0 | 0 | 0 | 0
CT | 0 | 0 | 0 | 0 | 0 | 0
Coal | 0 | 0 | 0 | 0 | 0 | 0
Geo | 0 | 0 | 0 | 0 | 0 | 0
H | 0 | 0 | 0 | 0 | 0 | 0
LFG | 0 | 0 | 0 | 0 | 0 | 0
Nuc | 0 | 0 | 0 | 0 | 0 | 0
PS | 0 | 0 | 0 | 0 | 0 | 0
PV | 0 | 0 | 0 | 0 | 0 | 0
PeakG | 0 | 0 | 0 | 0 | 0 | 0
PeakO | 0 | 0 | 0 | 0 | 0 | 0
ST | 0 | 0 | 0 | 0 | 0 | 0
STOG | 0 | 0 | 0 | 0 | 0 | 0
STWD | 0 | 0 | 0 | 0 | 0 | 0
WT | 0 | 0 | 0 | 0 | 0 | 0
IGCC | 0 | 0 | 0 | 0 | 0 | 0
DemandResponse | 0 | 0 | 0 | 0 | 0 | 0
IGCC-CCS | 0 | 0 | 0 | 0 | 0 | 0
WT_off | 0 | 0 | 0 | 0 | 0 | 0
PseudoUnit | 0 | 0 | 0 | 0 | 0 | 0
FixedInterchange | 0 | 0 | 0 | 0 | 0 | 0
Emission Cost by Reporting Type: RMPA
ReportingType | 2015 | 2020 | 2025 | 2030 | 2035 | 2040
BM | 0 | 0 | 0 | 0 | 0 | 0
CC | 0 | 0 | 0 | 0 | 0 | 0
CSP | 0 | 0 | 0 | 0 | 0 | 0
CT | 0 | 0 | 0 | 0 | 0 | 0
Coal | 0 | 0 | 0 | 0 | 0 | 0
Geo | 0 | 0 | 0 | 0 | 0 | 0
H | 0 | 0 | 0 | 0 | 0 | 0
LFG | 0 | 0 | 0 | 0 | 0 | 0
Nuc | 0 | 0 | 0 | 0 | 0 | 0
PS | 0 | 0 | 0 | 0 | 0 | 0
PV | 0 | 0 | 0 | 0 | 0 | 0
PeakG | 0 | 0 | 0 | 0 | 0 | 0
PeakO | 0 | 0 | 0 | 0 | 0 | 0
ST | 0 | 0 | 0 | 0 | 0 | 0
STOG | 0 | 0 | 0 | 0 | 0 | 0
STWD | 0 | 0 | 0 | 0 | 0 | 0
WT | 0 | 0 | 0 | 0 | 0 | 0
IGCC | 0 | 0 | 0 | 0 | 0 | 0
DemandResponse | 0 | 0 | 0 | 0 | 0 | 0
IGCC-CCS | 0 | 0 | 0 | 0 | 0 | 0
WT_off | 0 | 0 | 0 | 0 | 0 | 0
PseudoUnit | 0 | 0 | 0 | 0 | 0 | 0
FixedInterchange | 0 | 0 | 0 | 0 | 0 | 0
Emission Cost by Reporting Type: SP15
ReportingType | 2015 | 2020 | 2025 | 2030 | 2035 | 2040
BM | 0 | 0 | 0 | 0 | 0 | 0
CC | 0 | 0 | 0 | 0 | 0 | 0
CSP | 0 | 0 | 0 | 0 | 0 | 0
CT | 0 | 0 | 0 | 0 | 0 | 0
Coal | 0 | 0 | 0 | 0 | 0 | 0
Geo | 0 | 0 | 0 | 0 | 0 | 0
H | 0 | 0 | 0 | 0 | 0 | 0
LFG | 0 | 0 | 0 | 0 | 0 | 0
Nuc | 0 | 0 | 0 | 0 | 0 | 0
PS | 0 | 0 | 0 | 0 | 0 | 0
PV | 0 | 0 | 0 | 0 | 0 | 0
PeakG | 0 | 0 | 0 | 0 | 0 | 0
PeakO | 0 | 0 | 0 | 0 | 0 | 0
ST | 0 | 0 | 0 | 0 | 0 | 0
STOG | 0 | 0 | 0 | 0 | 0 | 0
STWD | 0 | 0 | 0 | 0 | 0 | 0
WT | 0 | 0 | 0 | 0 | 0 | 0
IGCC | 0 | 0 | 0 | 0 | 0 | 0
DemandResponse | 0 | 0 | 0 | 0 | 0 | 0
IGCC-CCS | 0 | 0 | 0 | 0 | 0 | 0
WT_off | 0 | 0 | 0 | 0 | 0 | 0
PseudoUnit | 0 | 0 | 0 | 0 | 0 | 0
FixedInterchange | 0 | 0 | 0 | 0 | 0 | 0
Emission Cost by Reporting Type: ALB
ReportingType | 2015 | 2020 | 2025 | 2030 | 2035 | 2040
BM | 0 | 0 | 0 | 0 | 0 | 0
CC | 0 | 0 | 0 | 0 | 0 | 0
CSP | 0 | 0 | 0 | 0 | 0 | 0
CT | 0 | 0 | 0 | 0 | 0 | 0
Coal | 0 | 0 | 0 | 0 | 0 | 0
Geo | 0 | 0 | 0 | 0 | 0 | 0
H | 0 | 0 | 0 | 0 | 0 | 0
LFG | 0 | 0 | 0 | 0 | 0 | 0
Nuc | 0 | 0 | 0 | 0 | 0 | 0
PS | 0 | 0 | 0 | 0 | 0 | 0
PV | 0 | 0 | 0 | 0 | 0 | 0
PeakG | 0 | 0 | 0 | 0 | 0 | 0
PeakO | 0 | 0 | 0 | 0 | 0 | 0
ST | 0 | 0 | 0 | 0 | 0 | 0
STOG | 0 | 0 | 0 | 0 | 0 | 0
STWD | 0 | 0 | 0 | 0 | 0 | 0
WT | 0 | 0 | 0 | 0 | 0 | 0
IGCC | 0 | 0 | 0 | 0 | 0 | 0
DemandResponse | 0 | 0 | 0 | 0 | 0 | 0
IGCC-CCS | 0 | 0 | 0 | 0 | 0 | 0
WT_off | 0 | 0 | 0 | 0 | 0 | 0
PseudoUnit | 0 | 0 | 0 | 0 | 0 | 0
FixedInterchange | 0 | 0 | 0 | 0 | 0 | 0
Emission Cost by Reporting Type: BC
ReportingType | 2015 | 2020 | 2025 | 2030 | 2035 | 2040
BM | 0 | 0 | 0 | 0 | 0 | 0
CC | 0 | 0 | 0 | 0 | 0 | 0
CSP | 0 | 0 | 0 | 0 | 0 | 0
CT | 0 | 0 | 0 | 0 | 0 | 0
Coal | 0 | 0 | 0 | 0 | 0 | 0
Geo | 0 | 0 | 0 | 0 | 0 | 0
H | 0 | 0 | 0 | 0 | 0 | 0
LFG | 0 | 0 | 0 | 0 | 0 | 0
Nuc | 0 | 0 | 0 | 0 | 0 | 0
PS | 0 | 0 | 0 | 0 | 0 | 0
PV | 0 | 0 | 0 | 0 | 0 | 0
PeakG | 0 | 0 | 0 | 0 | 0 | 0
PeakO | 0 | 0 | 0 | 0 | 0 | 0
ST | 0 | 0 | 0 | 0 | 0 | 0
STOG | 0 | 0 | 0 | 0 | 0 | 0
STWD | 0 | 0 | 0 | 0 | 0 | 0
WT | 0 | 0 | 0 | 0 | 0 | 0
IGCC | 0 | 0 | 0 | 0 | 0 | 0
DemandResponse | 0 | 0 | 0 | 0 | 0 | 0
IGCC-CCS | 0 | 0 | 0 | 0 | 0 | 0
WT_off | 0 | 0 | 0 | 0 | 0 | 0
PseudoUnit | 0 | 0 | 0 | 0 | 0 | 0
FixedInterchange | 0 | 0 | 0 | 0 | 0 | 0
Emission Cost by Reporting Type: HQ_IESO
ReportingType | 2015 | 2020 | 2025 | 2030 | 2035 | 2040
BM | 0 | 0 | 0 | 0 | 0 | 0
CC | 0 | 0 | 0 | 0 | 0 | 0
CSP | 0 | 0 | 0 | 0 | 0 | 0
CT | 0 | 0 | 0 | 0 | 0 | 0
Coal | 0 | 0 | 0 | 0 | 0 | 0
Geo | 0 | 0 | 0 | 0 | 0 | 0
H | 0 | 0 | 0 | 0 | 0 | 0
LFG | 0 | 0 | 0 | 0 | 0 | 0
Nuc | 0 | 0 | 0 | 0 | 0 | 0
PS | 0 | 0 | 0 | 0 | 0 | 0
PV | 0 | 0 | 0 | 0 | 0 | 0
PeakG | 0 | 0 | 0 | 0 | 0 | 0
PeakO | 0 | 0 | 0 | 0 | 0 | 0
ST | 0 | 0 | 0 | 0 | 0 | 0
STOG | 0 | 0 | 0 | 0 | 0 | 0
STWD | 0 | 0 | 0 | 0 | 0 | 0
WT | 0 | 0 | 0 | 0 | 0 | 0
IGCC | 0 | 0 | 0 | 0 | 0 | 0
DemandResponse | 0 | 0 | 0 | 0 | 0 | 0
IGCC-CCS | 0 | 0 | 0 | 0 | 0 | 0
WT_off | 0 | 0 | 0 | 0 | 0 | 0
PseudoUnit | 0 | 0 | 0 | 0 | 0 | 0
FixedInterchange | 0 | 0 | 0 | 0 | 0 | 0
Emission Cost by Reporting Type: HQ_NEISO
ReportingType | 2015 | 2020 | 2025 | 2030 | 2035 | 2040
BM | 0 | 0 | 0 | 0 | 0 | 0
CC | 0 | 0 | 0 | 0 | 0 | 0
CSP | 0 | 0 | 0 | 0 | 0 | 0
CT | 0 | 0 | 0 | 0 | 0 | 0
Coal | 0 | 0 | 0 | 0 | 0 | 0
Geo | 0 | 0 | 0 | 0 | 0 | 0
H | 0 | 0 | 0 | 0 | 0 | 0
LFG | 0 | 0 | 0 | 0 | 0 | 0
Nuc | 0 | 0 | 0 | 0 | 0 | 0
PS | 0 | 0 | 0 | 0 | 0 | 0
PV | 0 | 0 | 0 | 0 | 0 | 0
PeakG | 0 | 0 | 0 | 0 | 0 | 0
PeakO | 0 | 0 | 0 | 0 | 0 | 0
ST | 0 | 0 | 0 | 0 | 0 | 0
STOG | 0 | 0 | 0 | 0 | 0 | 0
STWD | 0 | 0 | 0 | 0 | 0 | 0
WT | 0 | 0 | 0 | 0 | 0 | 0
IGCC | 0 | 0 | 0 | 0 | 0 | 0
DemandResponse | 0 | 0 | 0 | 0 | 0 | 0
IGCC-CCS | 0 | 0 | 0 | 0 | 0 | 0
WT_off | 0 | 0 | 0 | 0 | 0 | 0
PseudoUnit | 0 | 0 | 0 | 0 | 0 | 0
FixedInterchange | 0 | 0 | 0 | 0 | 0 | 0
Emission Cost by Reporting Type: HQ_NY
ReportingType | 2015 | 2020 | 2025 | 2030 | 2035 | 2040
BM | 0 | 0 | 0 | 0 | 0 | 0
CC | 0 | 0 | 0 | 0 | 0 | 0
CSP | 0 | 0 | 0 | 0 | 0 | 0
CT | 0 | 0 | 0 | 0 | 0 | 0
Coal | 0 | 0 | 0 | 0 | 0 | 0
Geo | 0 | 0 | 0 | 0 | 0 | 0
H | 0 | 0 | 0 | 0 | 0 | 0
LFG | 0 | 0 | 0 | 0 | 0 | 0
Nuc | 0 | 0 | 0 | 0 | 0 | 0
PS | 0 | 0 | 0 | 0 | 0 | 0
PV | 0 | 0 | 0 | 0 | 0 | 0
PeakG | 0 | 0 | 0 | 0 | 0 | 0
PeakO | 0 | 0 | 0 | 0 | 0 | 0
ST | 0 | 0 | 0 | 0 | 0 | 0
STOG | 0 | 0 | 0 | 0 | 0 | 0
STWD | 0 | 0 | 0 | 0 | 0 | 0
WT | 0 | 0 | 0 | 0 | 0 | 0
IGCC | 0 | 0 | 0 | 0 | 0 | 0
DemandResponse | 0 | 0 | 0 | 0 | 0 | 0
IGCC-CCS | 0 | 0 | 0 | 0 | 0 | 0
WT_off | 0 | 0 | 0 | 0 | 0 | 0
PseudoUnit | 0 | 0 | 0 | 0 | 0 | 0
FixedInterchange | 0 | 0 | 0 | 0 | 0 | 0
Emission Cost by Reporting Type: MARITIMES
ReportingType | 2015 | 2020 | 2025 | 2030 | 2035 | 2040
BM | 0 | 0 | 0 | 0 | 0 | 0
CC | 0 | 0 | 0 | 0 | 0 | 0
CSP | 0 | 0 | 0 | 0 | 0 | 0
CT | 0 | 0 | 0 | 0 | 0 | 0
Coal | 0 | 0 | 0 | 0 | 0 | 0
Geo | 0 | 0 | 0 | 0 | 0 | 0
H | 0 | 0 | 0 | 0 | 0 | 0
LFG | 0 | 0 | 0 | 0 | 0 | 0
Nuc | 0 | 0 | 0 | 0 | 0 | 0
PS | 0 | 0 | 0 | 0 | 0 | 0
PV | 0 | 0 | 0 | 0 | 0 | 0
PeakG | 0 | 0 | 0 | 0 | 0 | 0
PeakO | 0 | 0 | 0 | 0 | 0 | 0
ST | 0 | 0 | 0 | 0 | 0 | 0
STOG | 0 | 0 | 0 | 0 | 0 | 0
STWD | 0 | 0 | 0 | 0 | 0 | 0
WT | 0 | 0 | 0 | 0 | 0 | 0
IGCC | 0 | 0 | 0 | 0 | 0 | 0
DemandResponse | 0 | 0 | 0 | 0 | 0 | 0
IGCC-CCS | 0 | 0 | 0 | 0 | 0 | 0
WT_off | 0 | 0 | 0 | 0 | 0 | 0
PseudoUnit | 0 | 0 | 0 | 0 | 0 | 0
FixedInterchange | 0 | 0 | 0 | 0 | 0 | 0
Emission Cost by Reporting Type: All
ReportingType | 2015 | 2020 | 2025 | 2030 | 2035 | 2040
BM | 0 | 0 | 0 | 0 | 0 | 0
CC | 0 | 0 | 0 | 0 | 0 | 0
CSP | 0 | 0 | 0 | 0 | 0 | 0
CT | 0 | 0 | 0 | 0 | 0 | 0
Coal | 0 | 0 | 0 | 0 | 0 | 0
Geo | 0 | 0 | 0 | 0 | 0 | 0
H | 0 | 0 | 0 | 0 | 0 | 0
LFG | 0 | 0 | 0 | 0 | 0 | 0
Nuc | 0 | 0 | 0 | 0 | 0 | 0
PS | 0 | 0 | 0 | 0 | 0 | 0
PV | 0 | 0 | 0 | 0 | 0 | 0
PeakG | 0 | 0 | 0 | 0 | 0 | 0
PeakO | 0 | 0 | 0 | 0 | 0 | 0
ST | 0 | 0 | 0 | 0 | 0 | 0
STOG | 0 | 0 | 0 | 0 | 0 | 0
STWD | 0 | 0 | 0 | 0 | 0 | 0
WT | 0 | 0 | 0 | 0 | 0 | 0
IGCC | 0 | 0 | 0 | 0 | 0 | 0
DemandResponse | 0 | 0 | 0 | 0 | 0 | 0
IGCC-CCS | 0 | 0 | 0 | 0 | 0 | 0
WT_off | 0 | 0 | 0 | 0 | 0 | 0
PseudoUnit | 0 | 0 | 0 | 0 | 0 | 0
FixedInterchange | 0 | 0 | 0 | 0 | 0 | 0
Emission Cost by Reporting Type: EI_US
ReportingType | 2015 | 2020 | 2025 | 2030 | 2035 | 2040
BM | 0 | 0 | 0 | 0 | 0 | 0
CC | 0 | 0 | 0 | 0 | 0 | 0
CSP | 0 | 0 | 0 | 0 | 0 | 0
CT | 0 | 0 | 0 | 0 | 0 | 0
Coal | 0 | 0 | 0 | 0 | 0 | 0
Geo | 0 | 0 | 0 | 0 | 0 | 0
H | 0 | 0 | 0 | 0 | 0 | 0
LFG | 0 | 0 | 0 | 0 | 0 | 0
Nuc | 0 | 0 | 0 | 0 | 0 | 0
PS | 0 | 0 | 0 | 0 | 0 | 0
PV | 0 | 0 | 0 | 0 | 0 | 0
PeakG | 0 | 0 | 0 | 0 | 0 | 0
PeakO | 0 | 0 | 0 | 0 | 0 | 0
ST | 0 | 0 | 0 | 0 | 0 | 0
STOG | 0 | 0 | 0 | 0 | 0 | 0
STWD | 0 | 0 | 0 | 0 | 0 | 0
WT | 0 | 0 | 0 | 0 | 0 | 0
IGCC | 0 | 0 | 0 | 0 | 0 | 0
DemandResponse | 0 | 0 | 0 | 0 | 0 | 0
IGCC-CCS | 0 | 0 | 0 | 0 | 0 | 0
WT_off | 0 | 0 | 0 | 0 | 0 | 0
PseudoUnit | 0 | 0 | 0 | 0 | 0 | 0
FixedInterchange | 0 | 0 | 0 | 0 | 0 | 0
Emission Cost by Reporting Type: EI_Canada
ReportingType | 2015 | 2020 | 2025 | 2030 | 2035 | 2040
BM | 0 | 0 | 0 | 0 | 0 | 0
CC | 0 | 0 | 0 | 0 | 0 | 0
CSP | 0 | 0 | 0 | 0 | 0 | 0
CT | 0 | 0 | 0 | 0 | 0 | 0
Coal | 0 | 0 | 0 | 0 | 0 | 0
Geo | 0 | 0 | 0 | 0 | 0 | 0
H | 0 | 0 | 0 | 0 | 0 | 0
LFG | 0 | 0 | 0 | 0 | 0 | 0
Nuc | 0 | 0 | 0 | 0 | 0 | 0
PS | 0 | 0 | 0 | 0 | 0 | 0
PV | 0 | 0 | 0 | 0 | 0 | 0
PeakG | 0 | 0 | 0 | 0 | 0 | 0
PeakO | 0 | 0 | 0 | 0 | 0 | 0
ST | 0 | 0 | 0 | 0 | 0 | 0
STOG | 0 | 0 | 0 | 0 | 0 | 0
STWD | 0 | 0 | 0 | 0 | 0 | 0
WT | 0 | 0 | 0 | 0 | 0 | 0
IGCC | 0 | 0 | 0 | 0 | 0 | 0
DemandResponse | 0 | 0 | 0 | 0 | 0 | 0
IGCC-CCS | 0 | 0 | 0 | 0 | 0 | 0
WT_off | 0 | 0 | 0 | 0 | 0 | 0
PseudoUnit | 0 | 0 | 0 | 0 | 0 | 0
FixedInterchange | 0 | 0 | 0 | 0 | 0 | 0
Emission Cost by Reporting Type: EI
ReportingType | 2015 | 2020 | 2025 | 2030 | 2035 | 2040
BM | 0 | 0 | 0 | 0 | 0 | 0
CC | 0 | 0 | 0 | 0 | 0 | 0
CSP | 0 | 0 | 0 | 0 | 0 | 0
CT | 0 | 0 | 0 | 0 | 0 | 0
Coal | 0 | 0 | 0 | 0 | 0 | 0
Geo | 0 | 0 | 0 | 0 | 0 | 0
H | 0 | 0 | 0 | 0 | 0 | 0
LFG | 0 | 0 | 0 | 0 | 0 | 0
Nuc | 0 | 0 | 0 | 0 | 0 | 0
PS | 0 | 0 | 0 | 0 | 0 | 0
PV | 0 | 0 | 0 | 0 | 0 | 0
PeakG | 0 | 0 | 0 | 0 | 0 | 0
PeakO | 0 | 0 | 0 | 0 | 0 | 0
ST | 0 | 0 | 0 | 0 | 0 | 0
STOG | 0 | 0 | 0 | 0 | 0 | 0
STWD | 0 | 0 | 0 | 0 | 0 | 0
WT | 0 | 0 | 0 | 0 | 0 | 0
IGCC | 0 | 0 | 0 | 0 | 0 | 0
DemandResponse | 0 | 0 | 0 | 0 | 0 | 0
IGCC-CCS | 0 | 0 | 0 | 0 | 0 | 0
WT_off | 0 | 0 | 0 | 0 | 0 | 0
PseudoUnit | 0 | 0 | 0 | 0 | 0 | 0
FixedInterchange | 0 | 0 | 0 | 0 | 0 | 0
Emission Cost by Reporting Type: Outside_EI
ReportingType | 2015 | 2020 | 2025 | 2030 | 2035 | 2040
BM | 0 | 0 | 0 | 0 | 0 | 0
CC | 0 | 0 | 0 | 0 | 0 | 0
CSP | 0 | 0 | 0 | 0 | 0 | 0
CT | 0 | 0 | 0 | 0 | 0 | 0
Coal | 0 | 0 | 0 | 0 | 0 | 0
Geo | 0 | 0 | 0 | 0 | 0 | 0
H | 0 | 0 | 0 | 0 | 0 | 0
LFG | 0 | 0 | 0 | 0 | 0 | 0
Nuc | 0 | 0 | 0 | 0 | 0 | 0
PS | 0 | 0 | 0 | 0 | 0 | 0
PV | 0 | 0 | 0 | 0 | 0 | 0
PeakG | 0 | 0 | 0 | 0 | 0 | 0
PeakO | 0 | 0 | 0 | 0 | 0 | 0
ST | 0 | 0 | 0 | 0 | 0 | 0
STOG | 0 | 0 | 0 | 0 | 0 | 0
STWD | 0 | 0 | 0 | 0 | 0 | 0
WT | 0 | 0 | 0 | 0 | 0 | 0
IGCC | 0 | 0 | 0 | 0 | 0 | 0
DemandResponse | 0 | 0 | 0 | 0 | 0 | 0
IGCC-CCS | 0 | 0 | 0 | 0 | 0 | 0
WT_off | 0 | 0 | 0 | 0 | 0 | 0
PseudoUnit | 0 | 0 | 0 | 0 | 0 | 0
FixedInterchange | 0 | 0 | 0 | 0 | 0 | 0
==== Emission Program: CAMR : (Hg) ====
Emission Cost by Reporting Type: Entergy
ReportingType | 2015 | 2020 | 2025 | 2030 | 2035 | 2040
BM | 0 | 0 | 0 | 0 | 0 | 0
CC | 0 | 0 | 0 | 0 | 0 | 0
CSP | 0 | 0 | 0 | 0 | 0 | 0
CT | 0 | 0 | 0 | 0 | 0 | 0
Coal | 0 | 0 | 0 | 0 | 0 | 0
Geo | 0 | 0 | 0 | 0 | 0 | 0
H | 0 | 0 | 0 | 0 | 0 | 0
LFG | 0 | 0 | 0 | 0 | 0 | 0
Nuc | 0 | 0 | 0 | 0 | 0 | 0
PS | 0 | 0 | 0 | 0 | 0 | 0
PV | 0 | 0 | 0 | 0 | 0 | 0
PeakG | 0 | 0 | 0 | 0 | 0 | 0
PeakO | 0 | 0 | 0 | 0 | 0 | 0
ST | 0 | 0 | 0 | 0 | 0 | 0
STOG | 0 | 0 | 0 | 0 | 0 | 0
STWD | 0 | 0 | 0 | 0 | 0 | 0
WT | 0 | 0 | 0 | 0 | 0 | 0
IGCC | 0 | 0 | 0 | 0 | 0 | 0
DemandResponse | 0 | 0 | 0 | 0 | 0 | 0
IGCC-CCS | 0 | 0 | 0 | 0 | 0 | 0
WT_off | 0 | 0 | 0 | 0 | 0 | 0
PseudoUnit | 0 | 0 | 0 | 0 | 0 | 0
FixedInterchange | 0 | 0 | 0 | 0 | 0 | 0
Emission Cost by Reporting Type: FRCC
ReportingType | 2015 | 2020 | 2025 | 2030 | 2035 | 2040
BM | 0 | 0 | 0 | 0 | 0 | 0
CC | 0 | 0 | 0 | 0 | 0 | 0
CSP | 0 | 0 | 0 | 0 | 0 | 0
CT | 0 | 0 | 0 | 0 | 0 | 0
Coal | 0 | 0 | 0 | 0 | 0 | 0
Geo | 0 | 0 | 0 | 0 | 0 | 0
H | 0 | 0 | 0 | 0 | 0 | 0
LFG | 0 | 0 | 0 | 0 | 0 | 0
Nuc | 0 | 0 | 0 | 0 | 0 | 0
PS | 0 | 0 | 0 | 0 | 0 | 0
PV | 0 | 0 | 0 | 0 | 0 | 0
PeakG | 0 | 0 | 0 | 0 | 0 | 0
PeakO | 0 | 0 | 0 | 0 | 0 | 0
ST | 0 | 0 | 0 | 0 | 0 | 0
STOG | 0 | 0 | 0 | 0 | 0 | 0
STWD | 0 | 0 | 0 | 0 | 0 | 0
WT | 0 | 0 | 0 | 0 | 0 | 0
IGCC | 0 | 0 | 0 | 0 | 0 | 0
DemandResponse | 0 | 0 | 0 | 0 | 0 | 0
IGCC-CCS | 0 | 0 | 0 | 0 | 0 | 0
WT_off | 0 | 0 | 0 | 0 | 0 | 0
PseudoUnit | 0 | 0 | 0 | 0 | 0 | 0
FixedInterchange | 0 | 0 | 0 | 0 | 0 | 0
Emission Cost by Reporting Type: MAPP_US
ReportingType | 2015 | 2020 | 2025 | 2030 | 2035 | 2040
BM | 0 | 0 | 0 | 0 | 0 | 0
CC | 0 | 0 | 0 | 0 | 0 | 0
CSP | 0 | 0 | 0 | 0 | 0 | 0
CT | 0 | 0 | 0 | 0 | 0 | 0
Coal | 0 | 0 | 0 | 0 | 0 | 0
Geo | 0 | 0 | 0 | 0 | 0 | 0
H | 0 | 0 | 0 | 0 | 0 | 0
LFG | 0 | 0 | 0 | 0 | 0 | 0
Nuc | 0 | 0 | 0 | 0 | 0 | 0
PS | 0 | 0 | 0 | 0 | 0 | 0
PV | 0 | 0 | 0 | 0 | 0 | 0
PeakG | 0 | 0 | 0 | 0 | 0 | 0
PeakO | 0 | 0 | 0 | 0 | 0 | 0
ST | 0 | 0 | 0 | 0 | 0 | 0
STOG | 0 | 0 | 0 | 0 | 0 | 0
STWD | 0 | 0 | 0 | 0 | 0 | 0
WT | 0 | 0 | 0 | 0 | 0 | 0
IGCC | 0 | 0 | 0 | 0 | 0 | 0
DemandResponse | 0 | 0 | 0 | 0 | 0 | 0
IGCC-CCS | 0 | 0 | 0 | 0 | 0 | 0
WT_off | 0 | 0 | 0 | 0 | 0 | 0
PseudoUnit | 0 | 0 | 0 | 0 | 0 | 0
FixedInterchange | 0 | 0 | 0 | 0 | 0 | 0
Emission Cost by Reporting Type: MISO_IN
ReportingType | 2015 | 2020 | 2025 | 2030 | 2035 | 2040
BM | 0 | 0 | 0 | 0 | 0 | 0
CC | 0 | 0 | 0 | 0 | 0 | 0
CSP | 0 | 0 | 0 | 0 | 0 | 0
CT | 0 | 0 | 0 | 0 | 0 | 0
Coal | 0 | 0 | 0 | 0 | 0 | 0
Geo | 0 | 0 | 0 | 0 | 0 | 0
H | 0 | 0 | 0 | 0 | 0 | 0
LFG | 0 | 0 | 0 | 0 | 0 | 0
Nuc | 0 | 0 | 0 | 0 | 0 | 0
PS | 0 | 0 | 0 | 0 | 0 | 0
PV | 0 | 0 | 0 | 0 | 0 | 0
PeakG | 0 | 0 | 0 | 0 | 0 | 0
PeakO | 0 | 0 | 0 | 0 | 0 | 0
ST | 0 | 0 | 0 | 0 | 0 | 0
STOG | 0 | 0 | 0 | 0 | 0 | 0
STWD | 0 | 0 | 0 | 0 | 0 | 0
WT | 0 | 0 | 0 | 0 | 0 | 0
IGCC | 0 | 0 | 0 | 0 | 0 | 0
DemandResponse | 0 | 0 | 0 | 0 | 0 | 0
IGCC-CCS | 0 | 0 | 0 | 0 | 0 | 0
WT_off | 0 | 0 | 0 | 0 | 0 | 0
PseudoUnit | 0 | 0 | 0 | 0 | 0 | 0
FixedInterchange | 0 | 0 | 0 | 0 | 0 | 0
Emission Cost by Reporting Type: MISO_MI
ReportingType | 2015 | 2020 | 2025 | 2030 | 2035 | 2040
BM | 0 | 0 | 0 | 0 | 0 | 0
CC | 0 | 0 | 0 | 0 | 0 | 0
CSP | 0 | 0 | 0 | 0 | 0 | 0
CT | 0 | 0 | 0 | 0 | 0 | 0
Coal | 0 | 0 | 0 | 0 | 0 | 0
Geo | 0 | 0 | 0 | 0 | 0 | 0
H | 0 | 0 | 0 | 0 | 0 | 0
LFG | 0 | 0 | 0 | 0 | 0 | 0
Nuc | 0 | 0 | 0 | 0 | 0 | 0
PS | 0 | 0 | 0 | 0 | 0 | 0
PV | 0 | 0 | 0 | 0 | 0 | 0
PeakG | 0 | 0 | 0 | 0 | 0 | 0
PeakO | 0 | 0 | 0 | 0 | 0 | 0
ST | 0 | 0 | 0 | 0 | 0 | 0
STOG | 0 | 0 | 0 | 0 | 0 | 0
STWD | 0 | 0 | 0 | 0 | 0 | 0
WT | 0 | 0 | 0 | 0 | 0 | 0
IGCC | 0 | 0 | 0 | 0 | 0 | 0
DemandResponse | 0 | 0 | 0 | 0 | 0 | 0
IGCC-CCS | 0 | 0 | 0 | 0 | 0 | 0
WT_off | 0 | 0 | 0 | 0 | 0 | 0
PseudoUnit | 0 | 0 | 0 | 0 | 0 | 0
FixedInterchange | 0 | 0 | 0 | 0 | 0 | 0
Emission Cost by Reporting Type: MISO_MO-IL
ReportingType | 2015 | 2020 | 2025 | 2030 | 2035 | 2040
BM | 0 | 0 | 0 | 0 | 0 | 0
CC | 0 | 0 | 0 | 0 | 0 | 0
CSP | 0 | 0 | 0 | 0 | 0 | 0
CT | 0 | 0 | 0 | 0 | 0 | 0
Coal | 0 | 0 | 0 | 0 | 0 | 0
Geo | 0 | 0 | 0 | 0 | 0 | 0
H | 0 | 0 | 0 | 0 | 0 | 0
LFG | 0 | 0 | 0 | 0 | 0 | 0
Nuc | 0 | 0 | 0 | 0 | 0 | 0
PS | 0 | 0 | 0 | 0 | 0 | 0
PV | 0 | 0 | 0 | 0 | 0 | 0
PeakG | 0 | 0 | 0 | 0 | 0 | 0
PeakO | 0 | 0 | 0 | 0 | 0 | 0
ST | 0 | 0 | 0 | 0 | 0 | 0
STOG | 0 | 0 | 0 | 0 | 0 | 0
STWD | 0 | 0 | 0 | 0 | 0 | 0
WT | 0 | 0 | 0 | 0 | 0 | 0
IGCC | 0 | 0 | 0 | 0 | 0 | 0
DemandResponse | 0 | 0 | 0 | 0 | 0 | 0
IGCC-CCS | 0 | 0 | 0 | 0 | 0 | 0
WT_off | 0 | 0 | 0 | 0 | 0 | 0
PseudoUnit | 0 | 0 | 0 | 0 | 0 | 0
FixedInterchange | 0 | 0 | 0 | 0 | 0 | 0
Emission Cost by Reporting Type: MISO_W
ReportingType | 2015 | 2020 | 2025 | 2030 | 2035 | 2040
BM | 0 | 0 | 0 | 0 | 0 | 0
CC | 0 | 0 | 0 | 0 | 0 | 0
CSP | 0 | 0 | 0 | 0 | 0 | 0
CT | 0 | 0 | 0 | 0 | 0 | 0
Coal | 0 | 0 | 0 | 0 | 0 | 0
Geo | 0 | 0 | 0 | 0 | 0 | 0
H | 0 | 0 | 0 | 0 | 0 | 0
LFG | 0 | 0 | 0 | 0 | 0 | 0
Nuc | 0 | 0 | 0 | 0 | 0 | 0
PS | 0 | 0 | 0 | 0 | 0 | 0
PV | 0 | 0 | 0 | 0 | 0 | 0
PeakG | 0 | 0 | 0 | 0 | 0 | 0
PeakO | 0 | 0 | 0 | 0 | 0 | 0
ST | 0 | 0 | 0 | 0 | 0 | 0
STOG | 0 | 0 | 0 | 0 | 0 | 0
STWD | 0 | 0 | 0 | 0 | 0 | 0
WT | 0 | 0 | 0 | 0 | 0 | 0
IGCC | 0 | 0 | 0 | 0 | 0 | 0
DemandResponse | 0 | 0 | 0 | 0 | 0 | 0
IGCC-CCS | 0 | 0 | 0 | 0 | 0 | 0
WT_off | 0 | 0 | 0 | 0 | 0 | 0
PseudoUnit | 0 | 0 | 0 | 0 | 0 | 0
FixedInterchange | 0 | 0 | 0 | 0 | 0 | 0
Emission Cost by Reporting Type: MISO_WUMS
ReportingType | 2015 | 2020 | 2025 | 2030 | 2035 | 2040
BM | 0 | 0 | 0 | 0 | 0 | 0
CC | 0 | 0 | 0 | 0 | 0 | 0
CSP | 0 | 0 | 0 | 0 | 0 | 0
CT | 0 | 0 | 0 | 0 | 0 | 0
Coal | 0 | 0 | 0 | 0 | 0 | 0
Geo | 0 | 0 | 0 | 0 | 0 | 0
H | 0 | 0 | 0 | 0 | 0 | 0
LFG | 0 | 0 | 0 | 0 | 0 | 0
Nuc | 0 | 0 | 0 | 0 | 0 | 0
PS | 0 | 0 | 0 | 0 | 0 | 0
PV | 0 | 0 | 0 | 0 | 0 | 0
PeakG | 0 | 0 | 0 | 0 | 0 | 0
PeakO | 0 | 0 | 0 | 0 | 0 | 0
ST | 0 | 0 | 0 | 0 | 0 | 0
STOG | 0 | 0 | 0 | 0 | 0 | 0
STWD | 0 | 0 | 0 | 0 | 0 | 0
WT | 0 | 0 | 0 | 0 | 0 | 0
IGCC | 0 | 0 | 0 | 0 | 0 | 0
DemandResponse | 0 | 0 | 0 | 0 | 0 | 0
IGCC-CCS | 0 | 0 | 0 | 0 | 0 | 0
WT_off | 0 | 0 | 0 | 0 | 0 | 0
PseudoUnit | 0 | 0 | 0 | 0 | 0 | 0
FixedInterchange | 0 | 0 | 0 | 0 | 0 | 0
Emission Cost by Reporting Type: Nebraska
ReportingType | 2015 | 2020 | 2025 | 2030 | 2035 | 2040
BM | 0 | 0 | 0 | 0 | 0 | 0
CC | 0 | 0 | 0 | 0 | 0 | 0
CSP | 0 | 0 | 0 | 0 | 0 | 0
CT | 0 | 0 | 0 | 0 | 0 | 0
Coal | 0 | 0 | 0 | 0 | 0 | 0
Geo | 0 | 0 | 0 | 0 | 0 | 0
H | 0 | 0 | 0 | 0 | 0 | 0
LFG | 0 | 0 | 0 | 0 | 0 | 0
Nuc | 0 | 0 | 0 | 0 | 0 | 0
PS | 0 | 0 | 0 | 0 | 0 | 0
PV | 0 | 0 | 0 | 0 | 0 | 0
PeakG | 0 | 0 | 0 | 0 | 0 | 0
PeakO | 0 | 0 | 0 | 0 | 0 | 0
ST | 0 | 0 | 0 | 0 | 0 | 0
STOG | 0 | 0 | 0 | 0 | 0 | 0
STWD | 0 | 0 | 0 | 0 | 0 | 0
WT | 0 | 0 | 0 | 0 | 0 | 0
IGCC | 0 | 0 | 0 | 0 | 0 | 0
DemandResponse | 0 | 0 | 0 | 0 | 0 | 0
IGCC-CCS | 0 | 0 | 0 | 0 | 0 | 0
WT_off | 0 | 0 | 0 | 0 | 0 | 0
PseudoUnit | 0 | 0 | 0 | 0 | 0 | 0
FixedInterchange | 0 | 0 | 0 | 0 | 0 | 0
Emission Cost by Reporting Type: NEISO
ReportingType | 2015 | 2020 | 2025 | 2030 | 2035 | 2040
BM | 0 | 0 | 0 | 0 | 0 | 0
CC | 0 | 0 | 0 | 0 | 0 | 0
CSP | 0 | 0 | 0 | 0 | 0 | 0
CT | 0 | 0 | 0 | 0 | 0 | 0
Coal | 0 | 0 | 0 | 0 | 0 | 0
Geo | 0 | 0 | 0 | 0 | 0 | 0
H | 0 | 0 | 0 | 0 | 0 | 0
LFG | 0 | 0 | 0 | 0 | 0 | 0
Nuc | 0 | 0 | 0 | 0 | 0 | 0
PS | 0 | 0 | 0 | 0 | 0 | 0
PV | 0 | 0 | 0 | 0 | 0 | 0
PeakG | 0 | 0 | 0 | 0 | 0 | 0
PeakO | 0 | 0 | 0 | 0 | 0 | 0
ST | 0 | 0 | 0 | 0 | 0 | 0
STOG | 0 | 0 | 0 | 0 | 0 | 0
STWD | 0 | 0 | 0 | 0 | 0 | 0
WT | 0 | 0 | 0 | 0 | 0 | 0
IGCC | 0 | 0 | 0 | 0 | 0 | 0
DemandResponse | 0 | 0 | 0 | 0 | 0 | 0
IGCC-CCS | 0 | 0 | 0 | 0 | 0 | 0
WT_off | 0 | 0 | 0 | 0 | 0 | 0
PseudoUnit | 0 | 0 | 0 | 0 | 0 | 0
FixedInterchange | 0 | 0 | 0 | 0 | 0 | 0
Emission Cost by Reporting Type: NonRTO_Midwest
ReportingType | 2015 | 2020 | 2025 | 2030 | 2035 | 2040
BM | 0 | 0 | 0 | 0 | 0 | 0
CC | 0 | 0 | 0 | 0 | 0 | 0
CSP | 0 | 0 | 0 | 0 | 0 | 0
CT | 0 | 0 | 0 | 0 | 0 | 0
Coal | 0 | 0 | 0 | 0 | 0 | 0
Geo | 0 | 0 | 0 | 0 | 0 | 0
H | 0 | 0 | 0 | 0 | 0 | 0
LFG | 0 | 0 | 0 | 0 | 0 | 0
Nuc | 0 | 0 | 0 | 0 | 0 | 0
PS | 0 | 0 | 0 | 0 | 0 | 0
PV | 0 | 0 | 0 | 0 | 0 | 0
PeakG | 0 | 0 | 0 | 0 | 0 | 0
PeakO | 0 | 0 | 0 | 0 | 0 | 0
ST | 0 | 0 | 0 | 0 | 0 | 0
STOG | 0 | 0 | 0 | 0 | 0 | 0
STWD | 0 | 0 | 0 | 0 | 0 | 0
WT | 0 | 0 | 0 | 0 | 0 | 0
IGCC | 0 | 0 | 0 | 0 | 0 | 0
DemandResponse | 0 | 0 | 0 | 0 | 0 | 0
IGCC-CCS | 0 | 0 | 0 | 0 | 0 | 0
WT_off | 0 | 0 | 0 | 0 | 0 | 0
PseudoUnit | 0 | 0 | 0 | 0 | 0 | 0
FixedInterchange | 0 | 0 | 0 | 0 | 0 | 0
Emission Cost by Reporting Type: NYISO_A-F
ReportingType | 2015 | 2020 | 2025 | 2030 | 2035 | 2040
BM | 0 | 0 | 0 | 0 | 0 | 0
CC | 0 | 0 | 0 | 0 | 0 | 0
CSP | 0 | 0 | 0 | 0 | 0 | 0
CT | 0 | 0 | 0 | 0 | 0 | 0
Coal | 0 | 0 | 0 | 0 | 0 | 0
Geo | 0 | 0 | 0 | 0 | 0 | 0
H | 0 | 0 | 0 | 0 | 0 | 0
LFG | 0 | 0 | 0 | 0 | 0 | 0
Nuc | 0 | 0 | 0 | 0 | 0 | 0
PS | 0 | 0 | 0 | 0 | 0 | 0
PV | 0 | 0 | 0 | 0 | 0 | 0
PeakG | 0 | 0 | 0 | 0 | 0 | 0
PeakO | 0 | 0 | 0 | 0 | 0 | 0
ST | 0 | 0 | 0 | 0 | 0 | 0
STOG | 0 | 0 | 0 | 0 | 0 | 0
STWD | 0 | 0 | 0 | 0 | 0 | 0
WT | 0 | 0 | 0 | 0 | 0 | 0
IGCC | 0 | 0 | 0 | 0 | 0 | 0
DemandResponse | 0 | 0 | 0 | 0 | 0 | 0
IGCC-CCS | 0 | 0 | 0 | 0 | 0 | 0
WT_off | 0 | 0 | 0 | 0 | 0 | 0
PseudoUnit | 0 | 0 | 0 | 0 | 0 | 0
FixedInterchange | 0 | 0 | 0 | 0 | 0 | 0
Emission Cost by Reporting Type: NYISO_G-I
ReportingType | 2015 | 2020 | 2025 | 2030 | 2035 | 2040
BM | 0 | 0 | 0 | 0 | 0 | 0
CC | 0 | 0 | 0 | 0 | 0 | 0
CSP | 0 | 0 | 0 | 0 | 0 | 0
CT | 0 | 0 | 0 | 0 | 0 | 0
Coal | 0 | 0 | 0 | 0 | 0 | 0
Geo | 0 | 0 | 0 | 0 | 0 | 0
H | 0 | 0 | 0 | 0 | 0 | 0
LFG | 0 | 0 | 0 | 0 | 0 | 0
Nuc | 0 | 0 | 0 | 0 | 0 | 0
PS | 0 | 0 | 0 | 0 | 0 | 0
PV | 0 | 0 | 0 | 0 | 0 | 0
PeakG | 0 | 0 | 0 | 0 | 0 | 0
PeakO | 0 | 0 | 0 | 0 | 0 | 0
ST | 0 | 0 | 0 | 0 | 0 | 0
STOG | 0 | 0 | 0 | 0 | 0 | 0
STWD | 0 | 0 | 0 | 0 | 0 | 0
WT | 0 | 0 | 0 | 0 | 0 | 0
IGCC | 0 | 0 | 0 | 0 | 0 | 0
DemandResponse | 0 | 0 | 0 | 0 | 0 | 0
IGCC-CCS | 0 | 0 | 0 | 0 | 0 | 0
WT_off | 0 | 0 | 0 | 0 | 0 | 0
PseudoUnit | 0 | 0 | 0 | 0 | 0 | 0
FixedInterchange | 0 | 0 | 0 | 0 | 0 | 0
Emission Cost by Reporting Type: NYISO_J-K
ReportingType | 2015 | 2020 | 2025 | 2030 | 2035 | 2040
BM | 0 | 0 | 0 | 0 | 0 | 0
CC | 0 | 0 | 0 | 0 | 0 | 0
CSP | 0 | 0 | 0 | 0 | 0 | 0
CT | 0 | 0 | 0 | 0 | 0 | 0
Coal | 0 | 0 | 0 | 0 | 0 | 0
Geo | 0 | 0 | 0 | 0 | 0 | 0
H | 0 | 0 | 0 | 0 | 0 | 0
LFG | 0 | 0 | 0 | 0 | 0 | 0
Nuc | 0 | 0 | 0 | 0 | 0 | 0
PS | 0 | 0 | 0 | 0 | 0 | 0
PV | 0 | 0 | 0 | 0 | 0 | 0
PeakG | 0 | 0 | 0 | 0 | 0 | 0
PeakO | 0 | 0 | 0 | 0 | 0 | 0
ST | 0 | 0 | 0 | 0 | 0 | 0
STOG | 0 | 0 | 0 | 0 | 0 | 0
STWD | 0 | 0 | 0 | 0 | 0 | 0
WT | 0 | 0 | 0 | 0 | 0 | 0
IGCC | 0 | 0 | 0 | 0 | 0 | 0
DemandResponse | 0 | 0 | 0 | 0 | 0 | 0
IGCC-CCS | 0 | 0 | 0 | 0 | 0 | 0
WT_off | 0 | 0 | 0 | 0 | 0 | 0
PseudoUnit | 0 | 0 | 0 | 0 | 0 | 0
FixedInterchange | 0 | 0 | 0 | 0 | 0 | 0
Emission Cost by Reporting Type: PJM_E
ReportingType | 2015 | 2020 | 2025 | 2030 | 2035 | 2040
BM | 0 | 0 | 0 | 0 | 0 | 0
CC | 0 | 0 | 0 | 0 | 0 | 0
CSP | 0 | 0 | 0 | 0 | 0 | 0
CT | 0 | 0 | 0 | 0 | 0 | 0
Coal | 0 | 0 | 0 | 0 | 0 | 0
Geo | 0 | 0 | 0 | 0 | 0 | 0
H | 0 | 0 | 0 | 0 | 0 | 0
LFG | 0 | 0 | 0 | 0 | 0 | 0
Nuc | 0 | 0 | 0 | 0 | 0 | 0
PS | 0 | 0 | 0 | 0 | 0 | 0
PV | 0 | 0 | 0 | 0 | 0 | 0
PeakG | 0 | 0 | 0 | 0 | 0 | 0
PeakO | 0 | 0 | 0 | 0 | 0 | 0
ST | 0 | 0 | 0 | 0 | 0 | 0
STOG | 0 | 0 | 0 | 0 | 0 | 0
STWD | 0 | 0 | 0 | 0 | 0 | 0
WT | 0 | 0 | 0 | 0 | 0 | 0
IGCC | 0 | 0 | 0 | 0 | 0 | 0
DemandResponse | 0 | 0 | 0 | 0 | 0 | 0
IGCC-CCS | 0 | 0 | 0 | 0 | 0 | 0
WT_off | 0 | 0 | 0 | 0 | 0 | 0
PseudoUnit | 0 | 0 | 0 | 0 | 0 | 0
FixedInterchange | 0 | 0 | 0 | 0 | 0 | 0
Emission Cost by Reporting Type: PJM_ROM
ReportingType | 2015 | 2020 | 2025 | 2030 | 2035 | 2040
BM | 0 | 0 | 0 | 0 | 0 | 0
CC | 0 | 0 | 0 | 0 | 0 | 0
CSP | 0 | 0 | 0 | 0 | 0 | 0
CT | 0 | 0 | 0 | 0 | 0 | 0
Coal | 0 | 0 | 0 | 0 | 0 | 0
Geo | 0 | 0 | 0 | 0 | 0 | 0
H | 0 | 0 | 0 | 0 | 0 | 0
LFG | 0 | 0 | 0 | 0 | 0 | 0
Nuc | 0 | 0 | 0 | 0 | 0 | 0
PS | 0 | 0 | 0 | 0 | 0 | 0
PV | 0 | 0 | 0 | 0 | 0 | 0
PeakG | 0 | 0 | 0 | 0 | 0 | 0
PeakO | 0 | 0 | 0 | 0 | 0 | 0
ST | 0 | 0 | 0 | 0 | 0 | 0
STOG | 0 | 0 | 0 | 0 | 0 | 0
STWD | 0 | 0 | 0 | 0 | 0 | 0
WT | 0 | 0 | 0 | 0 | 0 | 0
IGCC | 0 | 0 | 0 | 0 | 0 | 0
DemandResponse | 0 | 0 | 0 | 0 | 0 | 0
IGCC-CCS | 0 | 0 | 0 | 0 | 0 | 0
WT_off | 0 | 0 | 0 | 0 | 0 | 0
PseudoUnit | 0 | 0 | 0 | 0 | 0 | 0
FixedInterchange | 0 | 0 | 0 | 0 | 0 | 0
Emission Cost by Reporting Type: PJM_ROR
ReportingType | 2015 | 2020 | 2025 | 2030 | 2035 | 2040
BM | 0 | 0 | 0 | 0 | 0 | 0
CC | 0 | 0 | 0 | 0 | 0 | 0
CSP | 0 | 0 | 0 | 0 | 0 | 0
CT | 0 | 0 | 0 | 0 | 0 | 0
Coal | 0 | 0 | 0 | 0 | 0 | 0
Geo | 0 | 0 | 0 | 0 | 0 | 0
H | 0 | 0 | 0 | 0 | 0 | 0
LFG | 0 | 0 | 0 | 0 | 0 | 0
Nuc | 0 | 0 | 0 | 0 | 0 | 0
PS | 0 | 0 | 0 | 0 | 0 | 0
PV | 0 | 0 | 0 | 0 | 0 | 0
PeakG | 0 | 0 | 0 | 0 | 0 | 0
PeakO | 0 | 0 | 0 | 0 | 0 | 0
ST | 0 | 0 | 0 | 0 | 0 | 0
STOG | 0 | 0 | 0 | 0 | 0 | 0
STWD | 0 | 0 | 0 | 0 | 0 | 0
WT | 0 | 0 | 0 | 0 | 0 | 0
IGCC | 0 | 0 | 0 | 0 | 0 | 0
DemandResponse | 0 | 0 | 0 | 0 | 0 | 0
IGCC-CCS | 0 | 0 | 0 | 0 | 0 | 0
WT_off | 0 | 0 | 0 | 0 | 0 | 0
PseudoUnit | 0 | 0 | 0 | 0 | 0 | 0
FixedInterchange | 0 | 0 | 0 | 0 | 0 | 0
Emission Cost by Reporting Type: SOCO
ReportingType | 2015 | 2020 | 2025 | 2030 | 2035 | 2040
BM | 0 | 0 | 0 | 0 | 0 | 0
CC | 0 | 0 | 0 | 0 | 0 | 0
CSP | 0 | 0 | 0 | 0 | 0 | 0
CT | 0 | 0 | 0 | 0 | 0 | 0
Coal | 0 | 0 | 0 | 0 | 0 | 0
Geo | 0 | 0 | 0 | 0 | 0 | 0
H | 0 | 0 | 0 | 0 | 0 | 0
LFG | 0 | 0 | 0 | 0 | 0 | 0
Nuc | 0 | 0 | 0 | 0 | 0 | 0
PS | 0 | 0 | 0 | 0 | 0 | 0
PV | 0 | 0 | 0 | 0 | 0 | 0
PeakG | 0 | 0 | 0 | 0 | 0 | 0
PeakO | 0 | 0 | 0 | 0 | 0 | 0
ST | 0 | 0 | 0 | 0 | 0 | 0
STOG | 0 | 0 | 0 | 0 | 0 | 0
STWD | 0 | 0 | 0 | 0 | 0 | 0
WT | 0 | 0 | 0 | 0 | 0 | 0
IGCC | 0 | 0 | 0 | 0 | 0 | 0
DemandResponse | 0 | 0 | 0 | 0 | 0 | 0
IGCC-CCS | 0 | 0 | 0 | 0 | 0 | 0
WT_off | 0 | 0 | 0 | 0 | 0 | 0
PseudoUnit | 0 | 0 | 0 | 0 | 0 | 0
FixedInterchange | 0 | 0 | 0 | 0 | 0 | 0
Emission Cost by Reporting Type: SPP_N
ReportingType | 2015 | 2020 | 2025 | 2030 | 2035 | 2040
BM | 0 | 0 | 0 | 0 | 0 | 0
CC | 0 | 0 | 0 | 0 | 0 | 0
CSP | 0 | 0 | 0 | 0 | 0 | 0
CT | 0 | 0 | 0 | 0 | 0 | 0
Coal | 0 | 0 | 0 | 0 | 0 | 0
Geo | 0 | 0 | 0 | 0 | 0 | 0
H | 0 | 0 | 0 | 0 | 0 | 0
LFG | 0 | 0 | 0 | 0 | 0 | 0
Nuc | 0 | 0 | 0 | 0 | 0 | 0
PS | 0 | 0 | 0 | 0 | 0 | 0
PV | 0 | 0 | 0 | 0 | 0 | 0
PeakG | 0 | 0 | 0 | 0 | 0 | 0
PeakO | 0 | 0 | 0 | 0 | 0 | 0
ST | 0 | 0 | 0 | 0 | 0 | 0
STOG | 0 | 0 | 0 | 0 | 0 | 0
STWD | 0 | 0 | 0 | 0 | 0 | 0
WT | 0 | 0 | 0 | 0 | 0 | 0
IGCC | 0 | 0 | 0 | 0 | 0 | 0
DemandResponse | 0 | 0 | 0 | 0 | 0 | 0
IGCC-CCS | 0 | 0 | 0 | 0 | 0 | 0
WT_off | 0 | 0 | 0 | 0 | 0 | 0
PseudoUnit | 0 | 0 | 0 | 0 | 0 | 0
FixedInterchange | 0 | 0 | 0 | 0 | 0 | 0
Emission Cost by Reporting Type: SPP_S
ReportingType | 2015 | 2020 | 2025 | 2030 | 2035 | 2040
BM | 0 | 0 | 0 | 0 | 0 | 0
CC | 0 | 0 | 0 | 0 | 0 | 0
CSP | 0 | 0 | 0 | 0 | 0 | 0
CT | 0 | 0 | 0 | 0 | 0 | 0
Coal | 0 | 0 | 0 | 0 | 0 | 0
Geo | 0 | 0 | 0 | 0 | 0 | 0
H | 0 | 0 | 0 | 0 | 0 | 0
LFG | 0 | 0 | 0 | 0 | 0 | 0
Nuc | 0 | 0 | 0 | 0 | 0 | 0
PS | 0 | 0 | 0 | 0 | 0 | 0
PV | 0 | 0 | 0 | 0 | 0 | 0
PeakG | 0 | 0 | 0 | 0 | 0 | 0
PeakO | 0 | 0 | 0 | 0 | 0 | 0
ST | 0 | 0 | 0 | 0 | 0 | 0
STOG | 0 | 0 | 0 | 0 | 0 | 0
STWD | 0 | 0 | 0 | 0 | 0 | 0
WT | 0 | 0 | 0 | 0 | 0 | 0
IGCC | 0 | 0 | 0 | 0 | 0 | 0
DemandResponse | 0 | 0 | 0 | 0 | 0 | 0
IGCC-CCS | 0 | 0 | 0 | 0 | 0 | 0
WT_off | 0 | 0 | 0 | 0 | 0 | 0
PseudoUnit | 0 | 0 | 0 | 0 | 0 | 0
FixedInterchange | 0 | 0 | 0 | 0 | 0 | 0
Emission Cost by Reporting Type: TVA
ReportingType | 2015 | 2020 | 2025 | 2030 | 2035 | 2040
BM | 0 | 0 | 0 | 0 | 0 | 0
CC | 0 | 0 | 0 | 0 | 0 | 0
CSP | 0 | 0 | 0 | 0 | 0 | 0
CT | 0 | 0 | 0 | 0 | 0 | 0
Coal | 0 | 0 | 0 | 0 | 0 | 0
Geo | 0 | 0 | 0 | 0 | 0 | 0
H | 0 | 0 | 0 | 0 | 0 | 0
LFG | 0 | 0 | 0 | 0 | 0 | 0
Nuc | 0 | 0 | 0 | 0 | 0 | 0
PS | 0 | 0 | 0 | 0 | 0 | 0
PV | 0 | 0 | 0 | 0 | 0 | 0
PeakG | 0 | 0 | 0 | 0 | 0 | 0
PeakO | 0 | 0 | 0 | 0 | 0 | 0
ST | 0 | 0 | 0 | 0 | 0 | 0
STOG | 0 | 0 | 0 | 0 | 0 | 0
STWD | 0 | 0 | 0 | 0 | 0 | 0
WT | 0 | 0 | 0 | 0 | 0 | 0
IGCC | 0 | 0 | 0 | 0 | 0 | 0
DemandResponse | 0 | 0 | 0 | 0 | 0 | 0
IGCC-CCS | 0 | 0 | 0 | 0 | 0 | 0
WT_off | 0 | 0 | 0 | 0 | 0 | 0
PseudoUnit | 0 | 0 | 0 | 0 | 0 | 0
FixedInterchange | 0 | 0 | 0 | 0 | 0 | 0
Emission Cost by Reporting Type: TVA_Transmission
ReportingType | 2015 | 2020 | 2025 | 2030 | 2035 | 2040
BM | 0 | 0 | 0 | 0 | 0 | 0
CC | 0 | 0 | 0 | 0 | 0 | 0
CSP | 0 | 0 | 0 | 0 | 0 | 0
CT | 0 | 0 | 0 | 0 | 0 | 0
Coal | 0 | 0 | 0 | 0 | 0 | 0
Geo | 0 | 0 | 0 | 0 | 0 | 0
H | 0 | 0 | 0 | 0 | 0 | 0
LFG | 0 | 0 | 0 | 0 | 0 | 0
Nuc | 0 | 0 | 0 | 0 | 0 | 0
PS | 0 | 0 | 0 | 0 | 0 | 0
PV | 0 | 0 | 0 | 0 | 0 | 0
PeakG | 0 | 0 | 0 | 0 | 0 | 0
PeakO | 0 | 0 | 0 | 0 | 0 | 0
ST | 0 | 0 | 0 | 0 | 0 | 0
STOG | 0 | 0 | 0 | 0 | 0 | 0
STWD | 0 | 0 | 0 | 0 | 0 | 0
WT | 0 | 0 | 0 | 0 | 0 | 0
IGCC | 0 | 0 | 0 | 0 | 0 | 0
DemandResponse | 0 | 0 | 0 | 0 | 0 | 0
IGCC-CCS | 0 | 0 | 0 | 0 | 0 | 0
WT_off | 0 | 0 | 0 | 0 | 0 | 0
PseudoUnit | 0 | 0 | 0 | 0 | 0 | 0
FixedInterchange | 0 | 0 | 0 | 0 | 0 | 0
Emission Cost by Reporting Type: VACAR
ReportingType | 2015 | 2020 | 2025 | 2030 | 2035 | 2040
BM | 0 | 0 | 0 | 0 | 0 | 0
CC | 0 | 0 | 0 | 0 | 0 | 0
CSP | 0 | 0 | 0 | 0 | 0 | 0
CT | 0 | 0 | 0 | 0 | 0 | 0
Coal | 0 | 0 | 0 | 0 | 0 | 0
Geo | 0 | 0 | 0 | 0 | 0 | 0
H | 0 | 0 | 0 | 0 | 0 | 0
LFG | 0 | 0 | 0 | 0 | 0 | 0
Nuc | 0 | 0 | 0 | 0 | 0 | 0
PS | 0 | 0 | 0 | 0 | 0 | 0
PV | 0 | 0 | 0 | 0 | 0 | 0
PeakG | 0 | 0 | 0 | 0 | 0 | 0
PeakO | 0 | 0 | 0 | 0 | 0 | 0
ST | 0 | 0 | 0 | 0 | 0 | 0
STOG | 0 | 0 | 0 | 0 | 0 | 0
STWD | 0 | 0 | 0 | 0 | 0 | 0
WT | 0 | 0 | 0 | 0 | 0 | 0
IGCC | 0 | 0 | 0 | 0 | 0 | 0
DemandResponse | 0 | 0 | 0 | 0 | 0 | 0
IGCC-CCS | 0 | 0 | 0 | 0 | 0 | 0
WT_off | 0 | 0 | 0 | 0 | 0 | 0
PseudoUnit | 0 | 0 | 0 | 0 | 0 | 0
FixedInterchange | 0 | 0 | 0 | 0 | 0 | 0
Emission Cost by Reporting Type: IESO
ReportingType | 2015 | 2020 | 2025 | 2030 | 2035 | 2040
BM | 0 | 0 | 0 | 0 | 0 | 0
CC | 0 | 0 | 0 | 0 | 0 | 0
CSP | 0 | 0 | 0 | 0 | 0 | 0
CT | 0 | 0 | 0 | 0 | 0 | 0
Coal | 0 | 0 | 0 | 0 | 0 | 0
Geo | 0 | 0 | 0 | 0 | 0 | 0
H | 0 | 0 | 0 | 0 | 0 | 0
LFG | 0 | 0 | 0 | 0 | 0 | 0
Nuc | 0 | 0 | 0 | 0 | 0 | 0
PS | 0 | 0 | 0 | 0 | 0 | 0
PV | 0 | 0 | 0 | 0 | 0 | 0
PeakG | 0 | 0 | 0 | 0 | 0 | 0
PeakO | 0 | 0 | 0 | 0 | 0 | 0
ST | 0 | 0 | 0 | 0 | 0 | 0
STOG | 0 | 0 | 0 | 0 | 0 | 0
STWD | 0 | 0 | 0 | 0 | 0 | 0
WT | 0 | 0 | 0 | 0 | 0 | 0
IGCC | 0 | 0 | 0 | 0 | 0 | 0
DemandResponse | 0 | 0 | 0 | 0 | 0 | 0
IGCC-CCS | 0 | 0 | 0 | 0 | 0 | 0
WT_off | 0 | 0 | 0 | 0 | 0 | 0
PseudoUnit | 0 | 0 | 0 | 0 | 0 | 0
FixedInterchange | 0 | 0 | 0 | 0 | 0 | 0
Emission Cost by Reporting Type: MAPP_CA
ReportingType | 2015 | 2020 | 2025 | 2030 | 2035 | 2040
BM | 0 | 0 | 0 | 0 | 0 | 0
CC | 0 | 0 | 0 | 0 | 0 | 0
CSP | 0 | 0 | 0 | 0 | 0 | 0
CT | 0 | 0 | 0 | 0 | 0 | 0
Coal | 0 | 0 | 0 | 0 | 0 | 0
Geo | 0 | 0 | 0 | 0 | 0 | 0
H | 0 | 0 | 0 | 0 | 0 | 0
LFG | 0 | 0 | 0 | 0 | 0 | 0
Nuc | 0 | 0 | 0 | 0 | 0 | 0
PS | 0 | 0 | 0 | 0 | 0 | 0
PV | 0 | 0 | 0 | 0 | 0 | 0
PeakG | 0 | 0 | 0 | 0 | 0 | 0
PeakO | 0 | 0 | 0 | 0 | 0 | 0
ST | 0 | 0 | 0 | 0 | 0 | 0
STOG | 0 | 0 | 0 | 0 | 0 | 0
STWD | 0 | 0 | 0 | 0 | 0 | 0
WT | 0 | 0 | 0 | 0 | 0 | 0
IGCC | 0 | 0 | 0 | 0 | 0 | 0
DemandResponse | 0 | 0 | 0 | 0 | 0 | 0
IGCC-CCS | 0 | 0 | 0 | 0 | 0 | 0
WT_off | 0 | 0 | 0 | 0 | 0 | 0
PseudoUnit | 0 | 0 | 0 | 0 | 0 | 0
FixedInterchange | 0 | 0 | 0 | 0 | 0 | 0
Emission Cost by Reporting Type: AZ_NM_SNV_Coal
ReportingType | 2015 | 2020 | 2025 | 2030 | 2035 | 2040
BM | 0 | 0 | 0 | 0 | 0 | 0
CC | 0 | 0 | 0 | 0 | 0 | 0
CSP | 0 | 0 | 0 | 0 | 0 | 0
CT | 0 | 0 | 0 | 0 | 0 | 0
Coal | 0 | 0 | 0 | 0 | 0 | 0
Geo | 0 | 0 | 0 | 0 | 0 | 0
H | 0 | 0 | 0 | 0 | 0 | 0
LFG | 0 | 0 | 0 | 0 | 0 | 0
Nuc | 0 | 0 | 0 | 0 | 0 | 0
PS | 0 | 0 | 0 | 0 | 0 | 0
PV | 0 | 0 | 0 | 0 | 0 | 0
PeakG | 0 | 0 | 0 | 0 | 0 | 0
PeakO | 0 | 0 | 0 | 0 | 0 | 0
ST | 0 | 0 | 0 | 0 | 0 | 0
STOG | 0 | 0 | 0 | 0 | 0 | 0
STWD | 0 | 0 | 0 | 0 | 0 | 0
WT | 0 | 0 | 0 | 0 | 0 | 0
IGCC | 0 | 0 | 0 | 0 | 0 | 0
DemandResponse | 0 | 0 | 0 | 0 | 0 | 0
IGCC-CCS | 0 | 0 | 0 | 0 | 0 | 0
WT_off | 0 | 0 | 0 | 0 | 0 | 0
PseudoUnit | 0 | 0 | 0 | 0 | 0 | 0
FixedInterchange | 0 | 0 | 0 | 0 | 0 | 0
Emission Cost by Reporting Type: AZ_NM_SNV_Gas
ReportingType | 2015 | 2020 | 2025 | 2030 | 2035 | 2040
BM | 0 | 0 | 0 | 0 | 0 | 0
CC | 0 | 0 | 0 | 0 | 0 | 0
CSP | 0 | 0 | 0 | 0 | 0 | 0
CT | 0 | 0 | 0 | 0 | 0 | 0
Coal | 0 | 0 | 0 | 0 | 0 | 0
Geo | 0 | 0 | 0 | 0 | 0 | 0
H | 0 | 0 | 0 | 0 | 0 | 0
LFG | 0 | 0 | 0 | 0 | 0 | 0
Nuc | 0 | 0 | 0 | 0 | 0 | 0
PS | 0 | 0 | 0 | 0 | 0 | 0
PV | 0 | 0 | 0 | 0 | 0 | 0
PeakG | 0 | 0 | 0 | 0 | 0 | 0
PeakO | 0 | 0 | 0 | 0 | 0 | 0
ST | 0 | 0 | 0 | 0 | 0 | 0
STOG | 0 | 0 | 0 | 0 | 0 | 0
STWD | 0 | 0 | 0 | 0 | 0 | 0
WT | 0 | 0 | 0 | 0 | 0 | 0
IGCC | 0 | 0 | 0 | 0 | 0 | 0
DemandResponse | 0 | 0 | 0 | 0 | 0 | 0
IGCC-CCS | 0 | 0 | 0 | 0 | 0 | 0
WT_off | 0 | 0 | 0 | 0 | 0 | 0
PseudoUnit | 0 | 0 | 0 | 0 | 0 | 0
FixedInterchange | 0 | 0 | 0 | 0 | 0 | 0
Emission Cost by Reporting Type: AZ_NM_SNV_NucRenew
ReportingType | 2015 | 2020 | 2025 | 2030 | 2035 | 2040
BM | 0 | 0 | 0 | 0 | 0 | 0
CC | 0 | 0 | 0 | 0 | 0 | 0
CSP | 0 | 0 | 0 | 0 | 0 | 0
CT | 0 | 0 | 0 | 0 | 0 | 0
Coal | 0 | 0 | 0 | 0 | 0 | 0
Geo | 0 | 0 | 0 | 0 | 0 | 0
H | 0 | 0 | 0 | 0 | 0 | 0
LFG | 0 | 0 | 0 | 0 | 0 | 0
Nuc | 0 | 0 | 0 | 0 | 0 | 0
PS | 0 | 0 | 0 | 0 | 0 | 0
PV | 0 | 0 | 0 | 0 | 0 | 0
PeakG | 0 | 0 | 0 | 0 | 0 | 0
PeakO | 0 | 0 | 0 | 0 | 0 | 0
ST | 0 | 0 | 0 | 0 | 0 | 0
STOG | 0 | 0 | 0 | 0 | 0 | 0
STWD | 0 | 0 | 0 | 0 | 0 | 0
WT | 0 | 0 | 0 | 0 | 0 | 0
IGCC | 0 | 0 | 0 | 0 | 0 | 0
DemandResponse | 0 | 0 | 0 | 0 | 0 | 0
IGCC-CCS | 0 | 0 | 0 | 0 | 0 | 0
WT_off | 0 | 0 | 0 | 0 | 0 | 0
PseudoUnit | 0 | 0 | 0 | 0 | 0 | 0
FixedInterchange | 0 | 0 | 0 | 0 | 0 | 0
Emission Cost by Reporting Type: ERCOT
ReportingType | 2015 | 2020 | 2025 | 2030 | 2035 | 2040
BM | 0 | 0 | 0 | 0 | 0 | 0
CC | 0 | 0 | 0 | 0 | 0 | 0
CSP | 0 | 0 | 0 | 0 | 0 | 0
CT | 0 | 0 | 0 | 0 | 0 | 0
Coal | 0 | 0 | 0 | 0 | 0 | 0
Geo | 0 | 0 | 0 | 0 | 0 | 0
H | 0 | 0 | 0 | 0 | 0 | 0
LFG | 0 | 0 | 0 | 0 | 0 | 0
Nuc | 0 | 0 | 0 | 0 | 0 | 0
PS | 0 | 0 | 0 | 0 | 0 | 0
PV | 0 | 0 | 0 | 0 | 0 | 0
PeakG | 0 | 0 | 0 | 0 | 0 | 0
PeakO | 0 | 0 | 0 | 0 | 0 | 0
ST | 0 | 0 | 0 | 0 | 0 | 0
STOG | 0 | 0 | 0 | 0 | 0 | 0
STWD | 0 | 0 | 0 | 0 | 0 | 0
WT | 0 | 0 | 0 | 0 | 0 | 0
IGCC | 0 | 0 | 0 | 0 | 0 | 0
DemandResponse | 0 | 0 | 0 | 0 | 0 | 0
IGCC-CCS | 0 | 0 | 0 | 0 | 0 | 0
WT_off | 0 | 0 | 0 | 0 | 0 | 0
PseudoUnit | 0 | 0 | 0 | 0 | 0 | 0
FixedInterchange | 0 | 0 | 0 | 0 | 0 | 0
Emission Cost by Reporting Type: NP15
ReportingType | 2015 | 2020 | 2025 | 2030 | 2035 | 2040
BM | 0 | 0 | 0 | 0 | 0 | 0
CC | 0 | 0 | 0 | 0 | 0 | 0
CSP | 0 | 0 | 0 | 0 | 0 | 0
CT | 0 | 0 | 0 | 0 | 0 | 0
Coal | 0 | 0 | 0 | 0 | 0 | 0
Geo | 0 | 0 | 0 | 0 | 0 | 0
H | 0 | 0 | 0 | 0 | 0 | 0
LFG | 0 | 0 | 0 | 0 | 0 | 0
Nuc | 0 | 0 | 0 | 0 | 0 | 0
PS | 0 | 0 | 0 | 0 | 0 | 0
PV | 0 | 0 | 0 | 0 | 0 | 0
PeakG | 0 | 0 | 0 | 0 | 0 | 0
PeakO | 0 | 0 | 0 | 0 | 0 | 0
ST | 0 | 0 | 0 | 0 | 0 | 0
STOG | 0 | 0 | 0 | 0 | 0 | 0
STWD | 0 | 0 | 0 | 0 | 0 | 0
WT | 0 | 0 | 0 | 0 | 0 | 0
IGCC | 0 | 0 | 0 | 0 | 0 | 0
DemandResponse | 0 | 0 | 0 | 0 | 0 | 0
IGCC-CCS | 0 | 0 | 0 | 0 | 0 | 0
WT_off | 0 | 0 | 0 | 0 | 0 | 0
PseudoUnit | 0 | 0 | 0 | 0 | 0 | 0
FixedInterchange | 0 | 0 | 0 | 0 | 0 | 0
Emission Cost by Reporting Type: NWPP_Coal
ReportingType | 2015 | 2020 | 2025 | 2030 | 2035 | 2040
BM | 0 | 0 | 0 | 0 | 0 | 0
CC | 0 | 0 | 0 | 0 | 0 | 0
CSP | 0 | 0 | 0 | 0 | 0 | 0
CT | 0 | 0 | 0 | 0 | 0 | 0
Coal | 0 | 0 | 0 | 0 | 0 | 0
Geo | 0 | 0 | 0 | 0 | 0 | 0
H | 0 | 0 | 0 | 0 | 0 | 0
LFG | 0 | 0 | 0 | 0 | 0 | 0
Nuc | 0 | 0 | 0 | 0 | 0 | 0
PS | 0 | 0 | 0 | 0 | 0 | 0
PV | 0 | 0 | 0 | 0 | 0 | 0
PeakG | 0 | 0 | 0 | 0 | 0 | 0
PeakO | 0 | 0 | 0 | 0 | 0 | 0
ST | 0 | 0 | 0 | 0 | 0 | 0
STOG | 0 | 0 | 0 | 0 | 0 | 0
STWD | 0 | 0 | 0 | 0 | 0 | 0
WT | 0 | 0 | 0 | 0 | 0 | 0
IGCC | 0 | 0 | 0 | 0 | 0 | 0
DemandResponse | 0 | 0 | 0 | 0 | 0 | 0
IGCC-CCS | 0 | 0 | 0 | 0 | 0 | 0
WT_off | 0 | 0 | 0 | 0 | 0 | 0
PseudoUnit | 0 | 0 | 0 | 0 | 0 | 0
FixedInterchange | 0 | 0 | 0 | 0 | 0 | 0
Emission Cost by Reporting Type: NWPP_Gas
ReportingType | 2015 | 2020 | 2025 | 2030 | 2035 | 2040
BM | 0 | 0 | 0 | 0 | 0 | 0
CC | 0 | 0 | 0 | 0 | 0 | 0
CSP | 0 | 0 | 0 | 0 | 0 | 0
CT | 0 | 0 | 0 | 0 | 0 | 0
Coal | 0 | 0 | 0 | 0 | 0 | 0
Geo | 0 | 0 | 0 | 0 | 0 | 0
H | 0 | 0 | 0 | 0 | 0 | 0
LFG | 0 | 0 | 0 | 0 | 0 | 0
Nuc | 0 | 0 | 0 | 0 | 0 | 0
PS | 0 | 0 | 0 | 0 | 0 | 0
PV | 0 | 0 | 0 | 0 | 0 | 0
PeakG | 0 | 0 | 0 | 0 | 0 | 0
PeakO | 0 | 0 | 0 | 0 | 0 | 0
ST | 0 | 0 | 0 | 0 | 0 | 0
STOG | 0 | 0 | 0 | 0 | 0 | 0
STWD | 0 | 0 | 0 | 0 | 0 | 0
WT | 0 | 0 | 0 | 0 | 0 | 0
IGCC | 0 | 0 | 0 | 0 | 0 | 0
DemandResponse | 0 | 0 | 0 | 0 | 0 | 0
IGCC-CCS | 0 | 0 | 0 | 0 | 0 | 0
WT_off | 0 | 0 | 0 | 0 | 0 | 0
PseudoUnit | 0 | 0 | 0 | 0 | 0 | 0
FixedInterchange | 0 | 0 | 0 | 0 | 0 | 0
Emission Cost by Reporting Type: NWPP_NucRenew
ReportingType | 2015 | 2020 | 2025 | 2030 | 2035 | 2040
BM | 0 | 0 | 0 | 0 | 0 | 0
CC | 0 | 0 | 0 | 0 | 0 | 0
CSP | 0 | 0 | 0 | 0 | 0 | 0
CT | 0 | 0 | 0 | 0 | 0 | 0
Coal | 0 | 0 | 0 | 0 | 0 | 0
Geo | 0 | 0 | 0 | 0 | 0 | 0
H | 0 | 0 | 0 | 0 | 0 | 0
LFG | 0 | 0 | 0 | 0 | 0 | 0
Nuc | 0 | 0 | 0 | 0 | 0 | 0
PS | 0 | 0 | 0 | 0 | 0 | 0
PV | 0 | 0 | 0 | 0 | 0 | 0
PeakG | 0 | 0 | 0 | 0 | 0 | 0
PeakO | 0 | 0 | 0 | 0 | 0 | 0
ST | 0 | 0 | 0 | 0 | 0 | 0
STOG | 0 | 0 | 0 | 0 | 0 | 0
STWD | 0 | 0 | 0 | 0 | 0 | 0
WT | 0 | 0 | 0 | 0 | 0 | 0
IGCC | 0 | 0 | 0 | 0 | 0 | 0
DemandResponse | 0 | 0 | 0 | 0 | 0 | 0
IGCC-CCS | 0 | 0 | 0 | 0 | 0 | 0
WT_off | 0 | 0 | 0 | 0 | 0 | 0
PseudoUnit | 0 | 0 | 0 | 0 | 0 | 0
FixedInterchange | 0 | 0 | 0 | 0 | 0 | 0
Emission Cost by Reporting Type: RMPA
ReportingType | 2015 | 2020 | 2025 | 2030 | 2035 | 2040
BM | 0 | 0 | 0 | 0 | 0 | 0
CC | 0 | 0 | 0 | 0 | 0 | 0
CSP | 0 | 0 | 0 | 0 | 0 | 0
CT | 0 | 0 | 0 | 0 | 0 | 0
Coal | 0 | 0 | 0 | 0 | 0 | 0
Geo | 0 | 0 | 0 | 0 | 0 | 0
H | 0 | 0 | 0 | 0 | 0 | 0
LFG | 0 | 0 | 0 | 0 | 0 | 0
Nuc | 0 | 0 | 0 | 0 | 0 | 0
PS | 0 | 0 | 0 | 0 | 0 | 0
PV | 0 | 0 | 0 | 0 | 0 | 0
PeakG | 0 | 0 | 0 | 0 | 0 | 0
PeakO | 0 | 0 | 0 | 0 | 0 | 0
ST | 0 | 0 | 0 | 0 | 0 | 0
STOG | 0 | 0 | 0 | 0 | 0 | 0
STWD | 0 | 0 | 0 | 0 | 0 | 0
WT | 0 | 0 | 0 | 0 | 0 | 0
IGCC | 0 | 0 | 0 | 0 | 0 | 0
DemandResponse | 0 | 0 | 0 | 0 | 0 | 0
IGCC-CCS | 0 | 0 | 0 | 0 | 0 | 0
WT_off | 0 | 0 | 0 | 0 | 0 | 0
PseudoUnit | 0 | 0 | 0 | 0 | 0 | 0
FixedInterchange | 0 | 0 | 0 | 0 | 0 | 0
Emission Cost by Reporting Type: SP15
ReportingType | 2015 | 2020 | 2025 | 2030 | 2035 | 2040
BM | 0 | 0 | 0 | 0 | 0 | 0
CC | 0 | 0 | 0 | 0 | 0 | 0
CSP | 0 | 0 | 0 | 0 | 0 | 0
CT | 0 | 0 | 0 | 0 | 0 | 0
Coal | 0 | 0 | 0 | 0 | 0 | 0
Geo | 0 | 0 | 0 | 0 | 0 | 0
H | 0 | 0 | 0 | 0 | 0 | 0
LFG | 0 | 0 | 0 | 0 | 0 | 0
Nuc | 0 | 0 | 0 | 0 | 0 | 0
PS | 0 | 0 | 0 | 0 | 0 | 0
PV | 0 | 0 | 0 | 0 | 0 | 0
PeakG | 0 | 0 | 0 | 0 | 0 | 0
PeakO | 0 | 0 | 0 | 0 | 0 | 0
ST | 0 | 0 | 0 | 0 | 0 | 0
STOG | 0 | 0 | 0 | 0 | 0 | 0
STWD | 0 | 0 | 0 | 0 | 0 | 0
WT | 0 | 0 | 0 | 0 | 0 | 0
IGCC | 0 | 0 | 0 | 0 | 0 | 0
DemandResponse | 0 | 0 | 0 | 0 | 0 | 0
IGCC-CCS | 0 | 0 | 0 | 0 | 0 | 0
WT_off | 0 | 0 | 0 | 0 | 0 | 0
PseudoUnit | 0 | 0 | 0 | 0 | 0 | 0
FixedInterchange | 0 | 0 | 0 | 0 | 0 | 0
Emission Cost by Reporting Type: ALB
ReportingType | 2015 | 2020 | 2025 | 2030 | 2035 | 2040
BM | 0 | 0 | 0 | 0 | 0 | 0
CC | 0 | 0 | 0 | 0 | 0 | 0
CSP | 0 | 0 | 0 | 0 | 0 | 0
CT | 0 | 0 | 0 | 0 | 0 | 0
Coal | 0 | 0 | 0 | 0 | 0 | 0
Geo | 0 | 0 | 0 | 0 | 0 | 0
H | 0 | 0 | 0 | 0 | 0 | 0
LFG | 0 | 0 | 0 | 0 | 0 | 0
Nuc | 0 | 0 | 0 | 0 | 0 | 0
PS | 0 | 0 | 0 | 0 | 0 | 0
PV | 0 | 0 | 0 | 0 | 0 | 0
PeakG | 0 | 0 | 0 | 0 | 0 | 0
PeakO | 0 | 0 | 0 | 0 | 0 | 0
ST | 0 | 0 | 0 | 0 | 0 | 0
STOG | 0 | 0 | 0 | 0 | 0 | 0
STWD | 0 | 0 | 0 | 0 | 0 | 0
WT | 0 | 0 | 0 | 0 | 0 | 0
IGCC | 0 | 0 | 0 | 0 | 0 | 0
DemandResponse | 0 | 0 | 0 | 0 | 0 | 0
IGCC-CCS | 0 | 0 | 0 | 0 | 0 | 0
WT_off | 0 | 0 | 0 | 0 | 0 | 0
PseudoUnit | 0 | 0 | 0 | 0 | 0 | 0
FixedInterchange | 0 | 0 | 0 | 0 | 0 | 0
Emission Cost by Reporting Type: BC
ReportingType | 2015 | 2020 | 2025 | 2030 | 2035 | 2040
BM | 0 | 0 | 0 | 0 | 0 | 0
CC | 0 | 0 | 0 | 0 | 0 | 0
CSP | 0 | 0 | 0 | 0 | 0 | 0
CT | 0 | 0 | 0 | 0 | 0 | 0
Coal | 0 | 0 | 0 | 0 | 0 | 0
Geo | 0 | 0 | 0 | 0 | 0 | 0
H | 0 | 0 | 0 | 0 | 0 | 0
LFG | 0 | 0 | 0 | 0 | 0 | 0
Nuc | 0 | 0 | 0 | 0 | 0 | 0
PS | 0 | 0 | 0 | 0 | 0 | 0
PV | 0 | 0 | 0 | 0 | 0 | 0
PeakG | 0 | 0 | 0 | 0 | 0 | 0
PeakO | 0 | 0 | 0 | 0 | 0 | 0
ST | 0 | 0 | 0 | 0 | 0 | 0
STOG | 0 | 0 | 0 | 0 | 0 | 0
STWD | 0 | 0 | 0 | 0 | 0 | 0
WT | 0 | 0 | 0 | 0 | 0 | 0
IGCC | 0 | 0 | 0 | 0 | 0 | 0
DemandResponse | 0 | 0 | 0 | 0 | 0 | 0
IGCC-CCS | 0 | 0 | 0 | 0 | 0 | 0
WT_off | 0 | 0 | 0 | 0 | 0 | 0
PseudoUnit | 0 | 0 | 0 | 0 | 0 | 0
FixedInterchange | 0 | 0 | 0 | 0 | 0 | 0
Emission Cost by Reporting Type: HQ_IESO
ReportingType | 2015 | 2020 | 2025 | 2030 | 2035 | 2040
BM | 0 | 0 | 0 | 0 | 0 | 0
CC | 0 | 0 | 0 | 0 | 0 | 0
CSP | 0 | 0 | 0 | 0 | 0 | 0
CT | 0 | 0 | 0 | 0 | 0 | 0
Coal | 0 | 0 | 0 | 0 | 0 | 0
Geo | 0 | 0 | 0 | 0 | 0 | 0
H | 0 | 0 | 0 | 0 | 0 | 0
LFG | 0 | 0 | 0 | 0 | 0 | 0
Nuc | 0 | 0 | 0 | 0 | 0 | 0
PS | 0 | 0 | 0 | 0 | 0 | 0
PV | 0 | 0 | 0 | 0 | 0 | 0
PeakG | 0 | 0 | 0 | 0 | 0 | 0
PeakO | 0 | 0 | 0 | 0 | 0 | 0
ST | 0 | 0 | 0 | 0 | 0 | 0
STOG | 0 | 0 | 0 | 0 | 0 | 0
STWD | 0 | 0 | 0 | 0 | 0 | 0
WT | 0 | 0 | 0 | 0 | 0 | 0
IGCC | 0 | 0 | 0 | 0 | 0 | 0
DemandResponse | 0 | 0 | 0 | 0 | 0 | 0
IGCC-CCS | 0 | 0 | 0 | 0 | 0 | 0
WT_off | 0 | 0 | 0 | 0 | 0 | 0
PseudoUnit | 0 | 0 | 0 | 0 | 0 | 0
FixedInterchange | 0 | 0 | 0 | 0 | 0 | 0
Emission Cost by Reporting Type: HQ_NEISO
ReportingType | 2015 | 2020 | 2025 | 2030 | 2035 | 2040
BM | 0 | 0 | 0 | 0 | 0 | 0
CC | 0 | 0 | 0 | 0 | 0 | 0
CSP | 0 | 0 | 0 | 0 | 0 | 0
CT | 0 | 0 | 0 | 0 | 0 | 0
Coal | 0 | 0 | 0 | 0 | 0 | 0
Geo | 0 | 0 | 0 | 0 | 0 | 0
H | 0 | 0 | 0 | 0 | 0 | 0
LFG | 0 | 0 | 0 | 0 | 0 | 0
Nuc | 0 | 0 | 0 | 0 | 0 | 0
PS | 0 | 0 | 0 | 0 | 0 | 0
PV | 0 | 0 | 0 | 0 | 0 | 0
PeakG | 0 | 0 | 0 | 0 | 0 | 0
PeakO | 0 | 0 | 0 | 0 | 0 | 0
ST | 0 | 0 | 0 | 0 | 0 | 0
STOG | 0 | 0 | 0 | 0 | 0 | 0
STWD | 0 | 0 | 0 | 0 | 0 | 0
WT | 0 | 0 | 0 | 0 | 0 | 0
IGCC | 0 | 0 | 0 | 0 | 0 | 0
DemandResponse | 0 | 0 | 0 | 0 | 0 | 0
IGCC-CCS | 0 | 0 | 0 | 0 | 0 | 0
WT_off | 0 | 0 | 0 | 0 | 0 | 0
PseudoUnit | 0 | 0 | 0 | 0 | 0 | 0
FixedInterchange | 0 | 0 | 0 | 0 | 0 | 0
Emission Cost by Reporting Type: HQ_NY
ReportingType | 2015 | 2020 | 2025 | 2030 | 2035 | 2040
BM | 0 | 0 | 0 | 0 | 0 | 0
CC | 0 | 0 | 0 | 0 | 0 | 0
CSP | 0 | 0 | 0 | 0 | 0 | 0
CT | 0 | 0 | 0 | 0 | 0 | 0
Coal | 0 | 0 | 0 | 0 | 0 | 0
Geo | 0 | 0 | 0 | 0 | 0 | 0
H | 0 | 0 | 0 | 0 | 0 | 0
LFG | 0 | 0 | 0 | 0 | 0 | 0
Nuc | 0 | 0 | 0 | 0 | 0 | 0
PS | 0 | 0 | 0 | 0 | 0 | 0
PV | 0 | 0 | 0 | 0 | 0 | 0
PeakG | 0 | 0 | 0 | 0 | 0 | 0
PeakO | 0 | 0 | 0 | 0 | 0 | 0
ST | 0 | 0 | 0 | 0 | 0 | 0
STOG | 0 | 0 | 0 | 0 | 0 | 0
STWD | 0 | 0 | 0 | 0 | 0 | 0
WT | 0 | 0 | 0 | 0 | 0 | 0
IGCC | 0 | 0 | 0 | 0 | 0 | 0
DemandResponse | 0 | 0 | 0 | 0 | 0 | 0
IGCC-CCS | 0 | 0 | 0 | 0 | 0 | 0
WT_off | 0 | 0 | 0 | 0 | 0 | 0
PseudoUnit | 0 | 0 | 0 | 0 | 0 | 0
FixedInterchange | 0 | 0 | 0 | 0 | 0 | 0
Emission Cost by Reporting Type: MARITIMES
ReportingType | 2015 | 2020 | 2025 | 2030 | 2035 | 2040
BM | 0 | 0 | 0 | 0 | 0 | 0
CC | 0 | 0 | 0 | 0 | 0 | 0
CSP | 0 | 0 | 0 | 0 | 0 | 0
CT | 0 | 0 | 0 | 0 | 0 | 0
Coal | 0 | 0 | 0 | 0 | 0 | 0
Geo | 0 | 0 | 0 | 0 | 0 | 0
H | 0 | 0 | 0 | 0 | 0 | 0
LFG | 0 | 0 | 0 | 0 | 0 | 0
Nuc | 0 | 0 | 0 | 0 | 0 | 0
PS | 0 | 0 | 0 | 0 | 0 | 0
PV | 0 | 0 | 0 | 0 | 0 | 0
PeakG | 0 | 0 | 0 | 0 | 0 | 0
PeakO | 0 | 0 | 0 | 0 | 0 | 0
ST | 0 | 0 | 0 | 0 | 0 | 0
STOG | 0 | 0 | 0 | 0 | 0 | 0
STWD | 0 | 0 | 0 | 0 | 0 | 0
WT | 0 | 0 | 0 | 0 | 0 | 0
IGCC | 0 | 0 | 0 | 0 | 0 | 0
DemandResponse | 0 | 0 | 0 | 0 | 0 | 0
IGCC-CCS | 0 | 0 | 0 | 0 | 0 | 0
WT_off | 0 | 0 | 0 | 0 | 0 | 0
PseudoUnit | 0 | 0 | 0 | 0 | 0 | 0
FixedInterchange | 0 | 0 | 0 | 0 | 0 | 0
Emission Cost by Reporting Type: All
ReportingType | 2015 | 2020 | 2025 | 2030 | 2035 | 2040
BM | 0 | 0 | 0 | 0 | 0 | 0
CC | 0 | 0 | 0 | 0 | 0 | 0
CSP | 0 | 0 | 0 | 0 | 0 | 0
CT | 0 | 0 | 0 | 0 | 0 | 0
Coal | 0 | 0 | 0 | 0 | 0 | 0
Geo | 0 | 0 | 0 | 0 | 0 | 0
H | 0 | 0 | 0 | 0 | 0 | 0
LFG | 0 | 0 | 0 | 0 | 0 | 0
Nuc | 0 | 0 | 0 | 0 | 0 | 0
PS | 0 | 0 | 0 | 0 | 0 | 0
PV | 0 | 0 | 0 | 0 | 0 | 0
PeakG | 0 | 0 | 0 | 0 | 0 | 0
PeakO | 0 | 0 | 0 | 0 | 0 | 0
ST | 0 | 0 | 0 | 0 | 0 | 0
STOG | 0 | 0 | 0 | 0 | 0 | 0
STWD | 0 | 0 | 0 | 0 | 0 | 0
WT | 0 | 0 | 0 | 0 | 0 | 0
IGCC | 0 | 0 | 0 | 0 | 0 | 0
DemandResponse | 0 | 0 | 0 | 0 | 0 | 0
IGCC-CCS | 0 | 0 | 0 | 0 | 0 | 0
WT_off | 0 | 0 | 0 | 0 | 0 | 0
PseudoUnit | 0 | 0 | 0 | 0 | 0 | 0
FixedInterchange | 0 | 0 | 0 | 0 | 0 | 0
Emission Cost by Reporting Type: EI_US
ReportingType | 2015 | 2020 | 2025 | 2030 | 2035 | 2040
BM | 0 | 0 | 0 | 0 | 0 | 0
CC | 0 | 0 | 0 | 0 | 0 | 0
CSP | 0 | 0 | 0 | 0 | 0 | 0
CT | 0 | 0 | 0 | 0 | 0 | 0
Coal | 0 | 0 | 0 | 0 | 0 | 0
Geo | 0 | 0 | 0 | 0 | 0 | 0
H | 0 | 0 | 0 | 0 | 0 | 0
LFG | 0 | 0 | 0 | 0 | 0 | 0
Nuc | 0 | 0 | 0 | 0 | 0 | 0
PS | 0 | 0 | 0 | 0 | 0 | 0
PV | 0 | 0 | 0 | 0 | 0 | 0
PeakG | 0 | 0 | 0 | 0 | 0 | 0
PeakO | 0 | 0 | 0 | 0 | 0 | 0
ST | 0 | 0 | 0 | 0 | 0 | 0
STOG | 0 | 0 | 0 | 0 | 0 | 0
STWD | 0 | 0 | 0 | 0 | 0 | 0
WT | 0 | 0 | 0 | 0 | 0 | 0
IGCC | 0 | 0 | 0 | 0 | 0 | 0
DemandResponse | 0 | 0 | 0 | 0 | 0 | 0
IGCC-CCS | 0 | 0 | 0 | 0 | 0 | 0
WT_off | 0 | 0 | 0 | 0 | 0 | 0
PseudoUnit | 0 | 0 | 0 | 0 | 0 | 0
FixedInterchange | 0 | 0 | 0 | 0 | 0 | 0
Emission Cost by Reporting Type: EI_Canada
ReportingType | 2015 | 2020 | 2025 | 2030 | 2035 | 2040
BM | 0 | 0 | 0 | 0 | 0 | 0
CC | 0 | 0 | 0 | 0 | 0 | 0
CSP | 0 | 0 | 0 | 0 | 0 | 0
CT | 0 | 0 | 0 | 0 | 0 | 0
Coal | 0 | 0 | 0 | 0 | 0 | 0
Geo | 0 | 0 | 0 | 0 | 0 | 0
H | 0 | 0 | 0 | 0 | 0 | 0
LFG | 0 | 0 | 0 | 0 | 0 | 0
Nuc | 0 | 0 | 0 | 0 | 0 | 0
PS | 0 | 0 | 0 | 0 | 0 | 0
PV | 0 | 0 | 0 | 0 | 0 | 0
PeakG | 0 | 0 | 0 | 0 | 0 | 0
PeakO | 0 | 0 | 0 | 0 | 0 | 0
ST | 0 | 0 | 0 | 0 | 0 | 0
STOG | 0 | 0 | 0 | 0 | 0 | 0
STWD | 0 | 0 | 0 | 0 | 0 | 0
WT | 0 | 0 | 0 | 0 | 0 | 0
IGCC | 0 | 0 | 0 | 0 | 0 | 0
DemandResponse | 0 | 0 | 0 | 0 | 0 | 0
IGCC-CCS | 0 | 0 | 0 | 0 | 0 | 0
WT_off | 0 | 0 | 0 | 0 | 0 | 0
PseudoUnit | 0 | 0 | 0 | 0 | 0 | 0
FixedInterchange | 0 | 0 | 0 | 0 | 0 | 0
Emission Cost by Reporting Type: EI
ReportingType | 2015 | 2020 | 2025 | 2030 | 2035 | 2040
BM | 0 | 0 | 0 | 0 | 0 | 0
CC | 0 | 0 | 0 | 0 | 0 | 0
CSP | 0 | 0 | 0 | 0 | 0 | 0
CT | 0 | 0 | 0 | 0 | 0 | 0
Coal | 0 | 0 | 0 | 0 | 0 | 0
Geo | 0 | 0 | 0 | 0 | 0 | 0
H | 0 | 0 | 0 | 0 | 0 | 0
LFG | 0 | 0 | 0 | 0 | 0 | 0
Nuc | 0 | 0 | 0 | 0 | 0 | 0
PS | 0 | 0 | 0 | 0 | 0 | 0
PV | 0 | 0 | 0 | 0 | 0 | 0
PeakG | 0 | 0 | 0 | 0 | 0 | 0
PeakO | 0 | 0 | 0 | 0 | 0 | 0
ST | 0 | 0 | 0 | 0 | 0 | 0
STOG | 0 | 0 | 0 | 0 | 0 | 0
STWD | 0 | 0 | 0 | 0 | 0 | 0
WT | 0 | 0 | 0 | 0 | 0 | 0
IGCC | 0 | 0 | 0 | 0 | 0 | 0
DemandResponse | 0 | 0 | 0 | 0 | 0 | 0
IGCC-CCS | 0 | 0 | 0 | 0 | 0 | 0
WT_off | 0 | 0 | 0 | 0 | 0 | 0
PseudoUnit | 0 | 0 | 0 | 0 | 0 | 0
FixedInterchange | 0 | 0 | 0 | 0 | 0 | 0
Emission Cost by Reporting Type: Outside_EI
ReportingType | 2015 | 2020 | 2025 | 2030 | 2035 | 2040
BM | 0 | 0 | 0 | 0 | 0 | 0
CC | 0 | 0 | 0 | 0 | 0 | 0
CSP | 0 | 0 | 0 | 0 | 0 | 0
CT | 0 | 0 | 0 | 0 | 0 | 0
Coal | 0 | 0 | 0 | 0 | 0 | 0
Geo | 0 | 0 | 0 | 0 | 0 | 0
H | 0 | 0 | 0 | 0 | 0 | 0
LFG | 0 | 0 | 0 | 0 | 0 | 0
Nuc | 0 | 0 | 0 | 0 | 0 | 0
PS | 0 | 0 | 0 | 0 | 0 | 0
PV | 0 | 0 | 0 | 0 | 0 | 0
PeakG | 0 | 0 | 0 | 0 | 0 | 0
PeakO | 0 | 0 | 0 | 0 | 0 | 0
ST | 0 | 0 | 0 | 0 | 0 | 0
STOG | 0 | 0 | 0 | 0 | 0 | 0
STWD | 0 | 0 | 0 | 0 | 0 | 0
WT | 0 | 0 | 0 | 0 | 0 | 0
IGCC | 0 | 0 | 0 | 0 | 0 | 0
DemandResponse | 0 | 0 | 0 | 0 | 0 | 0
IGCC-CCS | 0 | 0 | 0 | 0 | 0 | 0
WT_off | 0 | 0 | 0 | 0 | 0 | 0
PseudoUnit | 0 | 0 | 0 | 0 | 0 | 0
FixedInterchange | 0 | 0 | 0 | 0 | 0 | 0
==== Emission Program: CAIRNOxAnnual : (NOx) ====
Emission Cost by Reporting Type: Entergy
ReportingType | 2015 | 2020 | 2025 | 2030 | 2035 | 2040
BM | 0 | 0 | 0 | 0 | 0 | 0
CC | 0 | 0 | 0 | 0 | 0 | 0
CSP | 0 | 0 | 0 | 0 | 0 | 0
CT | 0 | 0 | 0 | 0 | 0 | 0
Coal | 0 | 0 | 0 | 0 | 0 | 0
Geo | 0 | 0 | 0 | 0 | 0 | 0
H | 0 | 0 | 0 | 0 | 0 | 0
LFG | 0 | 0 | 0 | 0 | 0 | 0
Nuc | 0 | 0 | 0 | 0 | 0 | 0
PS | 0 | 0 | 0 | 0 | 0 | 0
PV | 0 | 0 | 0 | 0 | 0 | 0
PeakG | 0 | 0 | 0 | 0 | 0 | 0
PeakO | 0 | 0 | 0 | 0 | 0 | 0
ST | 0 | 0 | 0 | 0 | 0 | 0
STOG | 0 | 0 | 0 | 0 | 0 | 0
STWD | 0 | 0 | 0 | 0 | 0 | 0
WT | 0 | 0 | 0 | 0 | 0 | 0
IGCC | 0 | 0 | 0 | 0 | 0 | 0
DemandResponse | 0 | 0 | 0 | 0 | 0 | 0
IGCC-CCS | 0 | 0 | 0 | 0 | 0 | 0
WT_off | 0 | 0 | 0 | 0 | 0 | 0
PseudoUnit | 0 | 0 | 0 | 0 | 0 | 0
FixedInterchange | 0 | 0 | 0 | 0 | 0 | 0
Emission Cost by Reporting Type: FRCC
ReportingType | 2015 | 2020 | 2025 | 2030 | 2035 | 2040
BM | 0 | 0 | 0 | 0 | 0 | 0
CC | 0 | 0 | 0 | 0 | 0 | 0
CSP | 0 | 0 | 0 | 0 | 0 | 0
CT | 0 | 0 | 0 | 0 | 0 | 0
Coal | 0 | 0 | 0 | 0 | 0 | 0
Geo | 0 | 0 | 0 | 0 | 0 | 0
H | 0 | 0 | 0 | 0 | 0 | 0
LFG | 0 | 0 | 0 | 0 | 0 | 0
Nuc | 0 | 0 | 0 | 0 | 0 | 0
PS | 0 | 0 | 0 | 0 | 0 | 0
PV | 0 | 0 | 0 | 0 | 0 | 0
PeakG | 0 | 0 | 0 | 0 | 0 | 0
PeakO | 0 | 0 | 0 | 0 | 0 | 0
ST | 0 | 0 | 0 | 0 | 0 | 0
STOG | 0 | 0 | 0 | 0 | 0 | 0
STWD | 0 | 0 | 0 | 0 | 0 | 0
WT | 0 | 0 | 0 | 0 | 0 | 0
IGCC | 0 | 0 | 0 | 0 | 0 | 0
DemandResponse | 0 | 0 | 0 | 0 | 0 | 0
IGCC-CCS | 0 | 0 | 0 | 0 | 0 | 0
WT_off | 0 | 0 | 0 | 0 | 0 | 0
PseudoUnit | 0 | 0 | 0 | 0 | 0 | 0
FixedInterchange | 0 | 0 | 0 | 0 | 0 | 0
Emission Cost by Reporting Type: MAPP_US
ReportingType | 2015 | 2020 | 2025 | 2030 | 2035 | 2040
BM | 0 | 0 | 0 | 0 | 0 | 0
CC | 0 | 0 | 0 | 0 | 0 | 0
CSP | 0 | 0 | 0 | 0 | 0 | 0
CT | 0 | 0 | 0 | 0 | 0 | 0
Coal | 0 | 0 | 0 | 0 | 0 | 0
Geo | 0 | 0 | 0 | 0 | 0 | 0
H | 0 | 0 | 0 | 0 | 0 | 0
LFG | 0 | 0 | 0 | 0 | 0 | 0
Nuc | 0 | 0 | 0 | 0 | 0 | 0
PS | 0 | 0 | 0 | 0 | 0 | 0
PV | 0 | 0 | 0 | 0 | 0 | 0
PeakG | 0 | 0 | 0 | 0 | 0 | 0
PeakO | 0 | 0 | 0 | 0 | 0 | 0
ST | 0 | 0 | 0 | 0 | 0 | 0
STOG | 0 | 0 | 0 | 0 | 0 | 0
STWD | 0 | 0 | 0 | 0 | 0 | 0
WT | 0 | 0 | 0 | 0 | 0 | 0
IGCC | 0 | 0 | 0 | 0 | 0 | 0
DemandResponse | 0 | 0 | 0 | 0 | 0 | 0
IGCC-CCS | 0 | 0 | 0 | 0 | 0 | 0
WT_off | 0 | 0 | 0 | 0 | 0 | 0
PseudoUnit | 0 | 0 | 0 | 0 | 0 | 0
FixedInterchange | 0 | 0 | 0 | 0 | 0 | 0
Emission Cost by Reporting Type: MISO_IN
ReportingType | 2015 | 2020 | 2025 | 2030 | 2035 | 2040
BM | 0 | 0 | 0 | 0 | 0 | 0
CC | 0 | 0 | 0 | 0 | 0 | 0
CSP | 0 | 0 | 0 | 0 | 0 | 0
CT | 0 | 0 | 0 | 0 | 0 | 0
Coal | 0 | 0 | 0 | 0 | 0 | 0
Geo | 0 | 0 | 0 | 0 | 0 | 0
H | 0 | 0 | 0 | 0 | 0 | 0
LFG | 0 | 0 | 0 | 0 | 0 | 0
Nuc | 0 | 0 | 0 | 0 | 0 | 0
PS | 0 | 0 | 0 | 0 | 0 | 0
PV | 0 | 0 | 0 | 0 | 0 | 0
PeakG | 0 | 0 | 0 | 0 | 0 | 0
PeakO | 0 | 0 | 0 | 0 | 0 | 0
ST | 0 | 0 | 0 | 0 | 0 | 0
STOG | 0 | 0 | 0 | 0 | 0 | 0
STWD | 0 | 0 | 0 | 0 | 0 | 0
WT | 0 | 0 | 0 | 0 | 0 | 0
IGCC | 0 | 0 | 0 | 0 | 0 | 0
DemandResponse | 0 | 0 | 0 | 0 | 0 | 0
IGCC-CCS | 0 | 0 | 0 | 0 | 0 | 0
WT_off | 0 | 0 | 0 | 0 | 0 | 0
PseudoUnit | 0 | 0 | 0 | 0 | 0 | 0
FixedInterchange | 0 | 0 | 0 | 0 | 0 | 0
Emission Cost by Reporting Type: MISO_MI
ReportingType | 2015 | 2020 | 2025 | 2030 | 2035 | 2040
BM | 0 | 0 | 0 | 0 | 0 | 0
CC | 0 | 0 | 0 | 0 | 0 | 0
CSP | 0 | 0 | 0 | 0 | 0 | 0
CT | 0 | 0 | 0 | 0 | 0 | 0
Coal | 0 | 0 | 0 | 0 | 0 | 0
Geo | 0 | 0 | 0 | 0 | 0 | 0
H | 0 | 0 | 0 | 0 | 0 | 0
LFG | 0 | 0 | 0 | 0 | 0 | 0
Nuc | 0 | 0 | 0 | 0 | 0 | 0
PS | 0 | 0 | 0 | 0 | 0 | 0
PV | 0 | 0 | 0 | 0 | 0 | 0
PeakG | 0 | 0 | 0 | 0 | 0 | 0
PeakO | 0 | 0 | 0 | 0 | 0 | 0
ST | 0 | 0 | 0 | 0 | 0 | 0
STOG | 0 | 0 | 0 | 0 | 0 | 0
STWD | 0 | 0 | 0 | 0 | 0 | 0
WT | 0 | 0 | 0 | 0 | 0 | 0
IGCC | 0 | 0 | 0 | 0 | 0 | 0
DemandResponse | 0 | 0 | 0 | 0 | 0 | 0
IGCC-CCS | 0 | 0 | 0 | 0 | 0 | 0
WT_off | 0 | 0 | 0 | 0 | 0 | 0
PseudoUnit | 0 | 0 | 0 | 0 | 0 | 0
FixedInterchange | 0 | 0 | 0 | 0 | 0 | 0
Emission Cost by Reporting Type: MISO_MO-IL
ReportingType | 2015 | 2020 | 2025 | 2030 | 2035 | 2040
BM | 0 | 0 | 0 | 0 | 0 | 0
CC | 0 | 0 | 0 | 0 | 0 | 0
CSP | 0 | 0 | 0 | 0 | 0 | 0
CT | 0 | 0 | 0 | 0 | 0 | 0
Coal | 0 | 0 | 0 | 0 | 0 | 0
Geo | 0 | 0 | 0 | 0 | 0 | 0
H | 0 | 0 | 0 | 0 | 0 | 0
LFG | 0 | 0 | 0 | 0 | 0 | 0
Nuc | 0 | 0 | 0 | 0 | 0 | 0
PS | 0 | 0 | 0 | 0 | 0 | 0
PV | 0 | 0 | 0 | 0 | 0 | 0
PeakG | 0 | 0 | 0 | 0 | 0 | 0
PeakO | 0 | 0 | 0 | 0 | 0 | 0
ST | 0 | 0 | 0 | 0 | 0 | 0
STOG | 0 | 0 | 0 | 0 | 0 | 0
STWD | 0 | 0 | 0 | 0 | 0 | 0
WT | 0 | 0 | 0 | 0 | 0 | 0
IGCC | 0 | 0 | 0 | 0 | 0 | 0
DemandResponse | 0 | 0 | 0 | 0 | 0 | 0
IGCC-CCS | 0 | 0 | 0 | 0 | 0 | 0
WT_off | 0 | 0 | 0 | 0 | 0 | 0
PseudoUnit | 0 | 0 | 0 | 0 | 0 | 0
FixedInterchange | 0 | 0 | 0 | 0 | 0 | 0
Emission Cost by Reporting Type: MISO_W
ReportingType | 2015 | 2020 | 2025 | 2030 | 2035 | 2040
BM | 0 | 0 | 0 | 0 | 0 | 0
CC | 0 | 0 | 0 | 0 | 0 | 0
CSP | 0 | 0 | 0 | 0 | 0 | 0
CT | 0 | 0 | 0 | 0 | 0 | 0
Coal | 0 | 0 | 0 | 0 | 0 | 0
Geo | 0 | 0 | 0 | 0 | 0 | 0
H | 0 | 0 | 0 | 0 | 0 | 0
LFG | 0 | 0 | 0 | 0 | 0 | 0
Nuc | 0 | 0 | 0 | 0 | 0 | 0
PS | 0 | 0 | 0 | 0 | 0 | 0
PV | 0 | 0 | 0 | 0 | 0 | 0
PeakG | 0 | 0 | 0 | 0 | 0 | 0
PeakO | 0 | 0 | 0 | 0 | 0 | 0
ST | 0 | 0 | 0 | 0 | 0 | 0
STOG | 0 | 0 | 0 | 0 | 0 | 0
STWD | 0 | 0 | 0 | 0 | 0 | 0
WT | 0 | 0 | 0 | 0 | 0 | 0
IGCC | 0 | 0 | 0 | 0 | 0 | 0
DemandResponse | 0 | 0 | 0 | 0 | 0 | 0
IGCC-CCS | 0 | 0 | 0 | 0 | 0 | 0
WT_off | 0 | 0 | 0 | 0 | 0 | 0
PseudoUnit | 0 | 0 | 0 | 0 | 0 | 0
FixedInterchange | 0 | 0 | 0 | 0 | 0 | 0
Emission Cost by Reporting Type: MISO_WUMS
ReportingType | 2015 | 2020 | 2025 | 2030 | 2035 | 2040
BM | 0 | 0 | 0 | 0 | 0 | 0
CC | 0 | 0 | 0 | 0 | 0 | 0
CSP | 0 | 0 | 0 | 0 | 0 | 0
CT | 0 | 0 | 0 | 0 | 0 | 0
Coal | 0 | 0 | 0 | 0 | 0 | 0
Geo | 0 | 0 | 0 | 0 | 0 | 0
H | 0 | 0 | 0 | 0 | 0 | 0
LFG | 0 | 0 | 0 | 0 | 0 | 0
Nuc | 0 | 0 | 0 | 0 | 0 | 0
PS | 0 | 0 | 0 | 0 | 0 | 0
PV | 0 | 0 | 0 | 0 | 0 | 0
PeakG | 0 | 0 | 0 | 0 | 0 | 0
PeakO | 0 | 0 | 0 | 0 | 0 | 0
ST | 0 | 0 | 0 | 0 | 0 | 0
STOG | 0 | 0 | 0 | 0 | 0 | 0
STWD | 0 | 0 | 0 | 0 | 0 | 0
WT | 0 | 0 | 0 | 0 | 0 | 0
IGCC | 0 | 0 | 0 | 0 | 0 | 0
DemandResponse | 0 | 0 | 0 | 0 | 0 | 0
IGCC-CCS | 0 | 0 | 0 | 0 | 0 | 0
WT_off | 0 | 0 | 0 | 0 | 0 | 0
PseudoUnit | 0 | 0 | 0 | 0 | 0 | 0
FixedInterchange | 0 | 0 | 0 | 0 | 0 | 0
Emission Cost by Reporting Type: Nebraska
ReportingType | 2015 | 2020 | 2025 | 2030 | 2035 | 2040
BM | 0 | 0 | 0 | 0 | 0 | 0
CC | 0 | 0 | 0 | 0 | 0 | 0
CSP | 0 | 0 | 0 | 0 | 0 | 0
CT | 0 | 0 | 0 | 0 | 0 | 0
Coal | 0 | 0 | 0 | 0 | 0 | 0
Geo | 0 | 0 | 0 | 0 | 0 | 0
H | 0 | 0 | 0 | 0 | 0 | 0
LFG | 0 | 0 | 0 | 0 | 0 | 0
Nuc | 0 | 0 | 0 | 0 | 0 | 0
PS | 0 | 0 | 0 | 0 | 0 | 0
PV | 0 | 0 | 0 | 0 | 0 | 0
PeakG | 0 | 0 | 0 | 0 | 0 | 0
PeakO | 0 | 0 | 0 | 0 | 0 | 0
ST | 0 | 0 | 0 | 0 | 0 | 0
STOG | 0 | 0 | 0 | 0 | 0 | 0
STWD | 0 | 0 | 0 | 0 | 0 | 0
WT | 0 | 0 | 0 | 0 | 0 | 0
IGCC | 0 | 0 | 0 | 0 | 0 | 0
DemandResponse | 0 | 0 | 0 | 0 | 0 | 0
IGCC-CCS | 0 | 0 | 0 | 0 | 0 | 0
WT_off | 0 | 0 | 0 | 0 | 0 | 0
PseudoUnit | 0 | 0 | 0 | 0 | 0 | 0
FixedInterchange | 0 | 0 | 0 | 0 | 0 | 0
Emission Cost by Reporting Type: NEISO
ReportingType | 2015 | 2020 | 2025 | 2030 | 2035 | 2040
BM | 0 | 0 | 0 | 0 | 0 | 0
CC | 0 | 0 | 0 | 0 | 0 | 0
CSP | 0 | 0 | 0 | 0 | 0 | 0
CT | 0 | 0 | 0 | 0 | 0 | 0
Coal | 0 | 0 | 0 | 0 | 0 | 0
Geo | 0 | 0 | 0 | 0 | 0 | 0
H | 0 | 0 | 0 | 0 | 0 | 0
LFG | 0 | 0 | 0 | 0 | 0 | 0
Nuc | 0 | 0 | 0 | 0 | 0 | 0
PS | 0 | 0 | 0 | 0 | 0 | 0
PV | 0 | 0 | 0 | 0 | 0 | 0
PeakG | 0 | 0 | 0 | 0 | 0 | 0
PeakO | 0 | 0 | 0 | 0 | 0 | 0
ST | 0 | 0 | 0 | 0 | 0 | 0
STOG | 0 | 0 | 0 | 0 | 0 | 0
STWD | 0 | 0 | 0 | 0 | 0 | 0
WT | 0 | 0 | 0 | 0 | 0 | 0
IGCC | 0 | 0 | 0 | 0 | 0 | 0
DemandResponse | 0 | 0 | 0 | 0 | 0 | 0
IGCC-CCS | 0 | 0 | 0 | 0 | 0 | 0
WT_off | 0 | 0 | 0 | 0 | 0 | 0
PseudoUnit | 0 | 0 | 0 | 0 | 0 | 0
FixedInterchange | 0 | 0 | 0 | 0 | 0 | 0
Emission Cost by Reporting Type: NonRTO_Midwest
ReportingType | 2015 | 2020 | 2025 | 2030 | 2035 | 2040
BM | 0 | 0 | 0 | 0 | 0 | 0
CC | 0 | 0 | 0 | 0 | 0 | 0
CSP | 0 | 0 | 0 | 0 | 0 | 0
CT | 0 | 0 | 0 | 0 | 0 | 0
Coal | 0 | 0 | 0 | 0 | 0 | 0
Geo | 0 | 0 | 0 | 0 | 0 | 0
H | 0 | 0 | 0 | 0 | 0 | 0
LFG | 0 | 0 | 0 | 0 | 0 | 0
Nuc | 0 | 0 | 0 | 0 | 0 | 0
PS | 0 | 0 | 0 | 0 | 0 | 0
PV | 0 | 0 | 0 | 0 | 0 | 0
PeakG | 0 | 0 | 0 | 0 | 0 | 0
PeakO | 0 | 0 | 0 | 0 | 0 | 0
ST | 0 | 0 | 0 | 0 | 0 | 0
STOG | 0 | 0 | 0 | 0 | 0 | 0
STWD | 0 | 0 | 0 | 0 | 0 | 0
WT | 0 | 0 | 0 | 0 | 0 | 0
IGCC | 0 | 0 | 0 | 0 | 0 | 0
DemandResponse | 0 | 0 | 0 | 0 | 0 | 0
IGCC-CCS | 0 | 0 | 0 | 0 | 0 | 0
WT_off | 0 | 0 | 0 | 0 | 0 | 0
PseudoUnit | 0 | 0 | 0 | 0 | 0 | 0
FixedInterchange | 0 | 0 | 0 | 0 | 0 | 0
Emission Cost by Reporting Type: NYISO_A-F
ReportingType | 2015 | 2020 | 2025 | 2030 | 2035 | 2040
BM | 0 | 0 | 0 | 0 | 0 | 0
CC | 0 | 0 | 0 | 0 | 0 | 0
CSP | 0 | 0 | 0 | 0 | 0 | 0
CT | 0 | 0 | 0 | 0 | 0 | 0
Coal | 0 | 0 | 0 | 0 | 0 | 0
Geo | 0 | 0 | 0 | 0 | 0 | 0
H | 0 | 0 | 0 | 0 | 0 | 0
LFG | 0 | 0 | 0 | 0 | 0 | 0
Nuc | 0 | 0 | 0 | 0 | 0 | 0
PS | 0 | 0 | 0 | 0 | 0 | 0
PV | 0 | 0 | 0 | 0 | 0 | 0
PeakG | 0 | 0 | 0 | 0 | 0 | 0
PeakO | 0 | 0 | 0 | 0 | 0 | 0
ST | 0 | 0 | 0 | 0 | 0 | 0
STOG | 0 | 0 | 0 | 0 | 0 | 0
STWD | 0 | 0 | 0 | 0 | 0 | 0
WT | 0 | 0 | 0 | 0 | 0 | 0
IGCC | 0 | 0 | 0 | 0 | 0 | 0
DemandResponse | 0 | 0 | 0 | 0 | 0 | 0
IGCC-CCS | 0 | 0 | 0 | 0 | 0 | 0
WT_off | 0 | 0 | 0 | 0 | 0 | 0
PseudoUnit | 0 | 0 | 0 | 0 | 0 | 0
FixedInterchange | 0 | 0 | 0 | 0 | 0 | 0
Emission Cost by Reporting Type: NYISO_G-I
ReportingType | 2015 | 2020 | 2025 | 2030 | 2035 | 2040
BM | 0 | 0 | 0 | 0 | 0 | 0
CC | 0 | 0 | 0 | 0 | 0 | 0
CSP | 0 | 0 | 0 | 0 | 0 | 0
CT | 0 | 0 | 0 | 0 | 0 | 0
Coal | 0 | 0 | 0 | 0 | 0 | 0
Geo | 0 | 0 | 0 | 0 | 0 | 0
H | 0 | 0 | 0 | 0 | 0 | 0
LFG | 0 | 0 | 0 | 0 | 0 | 0
Nuc | 0 | 0 | 0 | 0 | 0 | 0
PS | 0 | 0 | 0 | 0 | 0 | 0
PV | 0 | 0 | 0 | 0 | 0 | 0
PeakG | 0 | 0 | 0 | 0 | 0 | 0
PeakO | 0 | 0 | 0 | 0 | 0 | 0
ST | 0 | 0 | 0 | 0 | 0 | 0
STOG | 0 | 0 | 0 | 0 | 0 | 0
STWD | 0 | 0 | 0 | 0 | 0 | 0
WT | 0 | 0 | 0 | 0 | 0 | 0
IGCC | 0 | 0 | 0 | 0 | 0 | 0
DemandResponse | 0 | 0 | 0 | 0 | 0 | 0
IGCC-CCS | 0 | 0 | 0 | 0 | 0 | 0
WT_off | 0 | 0 | 0 | 0 | 0 | 0
PseudoUnit | 0 | 0 | 0 | 0 | 0 | 0
FixedInterchange | 0 | 0 | 0 | 0 | 0 | 0
Emission Cost by Reporting Type: NYISO_J-K
ReportingType | 2015 | 2020 | 2025 | 2030 | 2035 | 2040
BM | 0 | 0 | 0 | 0 | 0 | 0
CC | 0 | 0 | 0 | 0 | 0 | 0
CSP | 0 | 0 | 0 | 0 | 0 | 0
CT | 0 | 0 | 0 | 0 | 0 | 0
Coal | 0 | 0 | 0 | 0 | 0 | 0
Geo | 0 | 0 | 0 | 0 | 0 | 0
H | 0 | 0 | 0 | 0 | 0 | 0
LFG | 0 | 0 | 0 | 0 | 0 | 0
Nuc | 0 | 0 | 0 | 0 | 0 | 0
PS | 0 | 0 | 0 | 0 | 0 | 0
PV | 0 | 0 | 0 | 0 | 0 | 0
PeakG | 0 | 0 | 0 | 0 | 0 | 0
PeakO | 0 | 0 | 0 | 0 | 0 | 0
ST | 0 | 0 | 0 | 0 | 0 | 0
STOG | 0 | 0 | 0 | 0 | 0 | 0
STWD | 0 | 0 | 0 | 0 | 0 | 0
WT | 0 | 0 | 0 | 0 | 0 | 0
IGCC | 0 | 0 | 0 | 0 | 0 | 0
DemandResponse | 0 | 0 | 0 | 0 | 0 | 0
IGCC-CCS | 0 | 0 | 0 | 0 | 0 | 0
WT_off | 0 | 0 | 0 | 0 | 0 | 0
PseudoUnit | 0 | 0 | 0 | 0 | 0 | 0
FixedInterchange | 0 | 0 | 0 | 0 | 0 | 0
Emission Cost by Reporting Type: PJM_E
ReportingType | 2015 | 2020 | 2025 | 2030 | 2035 | 2040
BM | 0 | 0 | 0 | 0 | 0 | 0
CC | 0 | 0 | 0 | 0 | 0 | 0
CSP | 0 | 0 | 0 | 0 | 0 | 0
CT | 0 | 0 | 0 | 0 | 0 | 0
Coal | 0 | 0 | 0 | 0 | 0 | 0
Geo | 0 | 0 | 0 | 0 | 0 | 0
H | 0 | 0 | 0 | 0 | 0 | 0
LFG | 0 | 0 | 0 | 0 | 0 | 0
Nuc | 0 | 0 | 0 | 0 | 0 | 0
PS | 0 | 0 | 0 | 0 | 0 | 0
PV | 0 | 0 | 0 | 0 | 0 | 0
PeakG | 0 | 0 | 0 | 0 | 0 | 0
PeakO | 0 | 0 | 0 | 0 | 0 | 0
ST | 0 | 0 | 0 | 0 | 0 | 0
STOG | 0 | 0 | 0 | 0 | 0 | 0
STWD | 0 | 0 | 0 | 0 | 0 | 0
WT | 0 | 0 | 0 | 0 | 0 | 0
IGCC | 0 | 0 | 0 | 0 | 0 | 0
DemandResponse | 0 | 0 | 0 | 0 | 0 | 0
IGCC-CCS | 0 | 0 | 0 | 0 | 0 | 0
WT_off | 0 | 0 | 0 | 0 | 0 | 0
PseudoUnit | 0 | 0 | 0 | 0 | 0 | 0
FixedInterchange | 0 | 0 | 0 | 0 | 0 | 0
Emission Cost by Reporting Type: PJM_ROM
ReportingType | 2015 | 2020 | 2025 | 2030 | 2035 | 2040
BM | 0 | 0 | 0 | 0 | 0 | 0
CC | 0 | 0 | 0 | 0 | 0 | 0
CSP | 0 | 0 | 0 | 0 | 0 | 0
CT | 0 | 0 | 0 | 0 | 0 | 0
Coal | 0 | 0 | 0 | 0 | 0 | 0
Geo | 0 | 0 | 0 | 0 | 0 | 0
H | 0 | 0 | 0 | 0 | 0 | 0
LFG | 0 | 0 | 0 | 0 | 0 | 0
Nuc | 0 | 0 | 0 | 0 | 0 | 0
PS | 0 | 0 | 0 | 0 | 0 | 0
PV | 0 | 0 | 0 | 0 | 0 | 0
PeakG | 0 | 0 | 0 | 0 | 0 | 0
PeakO | 0 | 0 | 0 | 0 | 0 | 0
ST | 0 | 0 | 0 | 0 | 0 | 0
STOG | 0 | 0 | 0 | 0 | 0 | 0
STWD | 0 | 0 | 0 | 0 | 0 | 0
WT | 0 | 0 | 0 | 0 | 0 | 0
IGCC | 0 | 0 | 0 | 0 | 0 | 0
DemandResponse | 0 | 0 | 0 | 0 | 0 | 0
IGCC-CCS | 0 | 0 | 0 | 0 | 0 | 0
WT_off | 0 | 0 | 0 | 0 | 0 | 0
PseudoUnit | 0 | 0 | 0 | 0 | 0 | 0
FixedInterchange | 0 | 0 | 0 | 0 | 0 | 0
Emission Cost by Reporting Type: PJM_ROR
ReportingType | 2015 | 2020 | 2025 | 2030 | 2035 | 2040
BM | 0 | 0 | 0 | 0 | 0 | 0
CC | 0 | 0 | 0 | 0 | 0 | 0
CSP | 0 | 0 | 0 | 0 | 0 | 0
CT | 0 | 0 | 0 | 0 | 0 | 0
Coal | 0 | 0 | 0 | 0 | 0 | 0
Geo | 0 | 0 | 0 | 0 | 0 | 0
H | 0 | 0 | 0 | 0 | 0 | 0
LFG | 0 | 0 | 0 | 0 | 0 | 0
Nuc | 0 | 0 | 0 | 0 | 0 | 0
PS | 0 | 0 | 0 | 0 | 0 | 0
PV | 0 | 0 | 0 | 0 | 0 | 0
PeakG | 0 | 0 | 0 | 0 | 0 | 0
PeakO | 0 | 0 | 0 | 0 | 0 | 0
ST | 0 | 0 | 0 | 0 | 0 | 0
STOG | 0 | 0 | 0 | 0 | 0 | 0
STWD | 0 | 0 | 0 | 0 | 0 | 0
WT | 0 | 0 | 0 | 0 | 0 | 0
IGCC | 0 | 0 | 0 | 0 | 0 | 0
DemandResponse | 0 | 0 | 0 | 0 | 0 | 0
IGCC-CCS | 0 | 0 | 0 | 0 | 0 | 0
WT_off | 0 | 0 | 0 | 0 | 0 | 0
PseudoUnit | 0 | 0 | 0 | 0 | 0 | 0
FixedInterchange | 0 | 0 | 0 | 0 | 0 | 0
Emission Cost by Reporting Type: SOCO
ReportingType | 2015 | 2020 | 2025 | 2030 | 2035 | 2040
BM | 0 | 0 | 0 | 0 | 0 | 0
CC | 0 | 0 | 0 | 0 | 0 | 0
CSP | 0 | 0 | 0 | 0 | 0 | 0
CT | 0 | 0 | 0 | 0 | 0 | 0
Coal | 0 | 0 | 0 | 0 | 0 | 0
Geo | 0 | 0 | 0 | 0 | 0 | 0
H | 0 | 0 | 0 | 0 | 0 | 0
LFG | 0 | 0 | 0 | 0 | 0 | 0
Nuc | 0 | 0 | 0 | 0 | 0 | 0
PS | 0 | 0 | 0 | 0 | 0 | 0
PV | 0 | 0 | 0 | 0 | 0 | 0
PeakG | 0 | 0 | 0 | 0 | 0 | 0
PeakO | 0 | 0 | 0 | 0 | 0 | 0
ST | 0 | 0 | 0 | 0 | 0 | 0
STOG | 0 | 0 | 0 | 0 | 0 | 0
STWD | 0 | 0 | 0 | 0 | 0 | 0
WT | 0 | 0 | 0 | 0 | 0 | 0
IGCC | 0 | 0 | 0 | 0 | 0 | 0
DemandResponse | 0 | 0 | 0 | 0 | 0 | 0
IGCC-CCS | 0 | 0 | 0 | 0 | 0 | 0
WT_off | 0 | 0 | 0 | 0 | 0 | 0
PseudoUnit | 0 | 0 | 0 | 0 | 0 | 0
FixedInterchange | 0 | 0 | 0 | 0 | 0 | 0
Emission Cost by Reporting Type: SPP_N
ReportingType | 2015 | 2020 | 2025 | 2030 | 2035 | 2040
BM | 0 | 0 | 0 | 0 | 0 | 0
CC | 0 | 0 | 0 | 0 | 0 | 0
CSP | 0 | 0 | 0 | 0 | 0 | 0
CT | 0 | 0 | 0 | 0 | 0 | 0
Coal | 0 | 0 | 0 | 0 | 0 | 0
Geo | 0 | 0 | 0 | 0 | 0 | 0
H | 0 | 0 | 0 | 0 | 0 | 0
LFG | 0 | 0 | 0 | 0 | 0 | 0
Nuc | 0 | 0 | 0 | 0 | 0 | 0
PS | 0 | 0 | 0 | 0 | 0 | 0
PV | 0 | 0 | 0 | 0 | 0 | 0
PeakG | 0 | 0 | 0 | 0 | 0 | 0
PeakO | 0 | 0 | 0 | 0 | 0 | 0
ST | 0 | 0 | 0 | 0 | 0 | 0
STOG | 0 | 0 | 0 | 0 | 0 | 0
STWD | 0 | 0 | 0 | 0 | 0 | 0
WT | 0 | 0 | 0 | 0 | 0 | 0
IGCC | 0 | 0 | 0 | 0 | 0 | 0
DemandResponse | 0 | 0 | 0 | 0 | 0 | 0
IGCC-CCS | 0 | 0 | 0 | 0 | 0 | 0
WT_off | 0 | 0 | 0 | 0 | 0 | 0
PseudoUnit | 0 | 0 | 0 | 0 | 0 | 0
FixedInterchange | 0 | 0 | 0 | 0 | 0 | 0
Emission Cost by Reporting Type: SPP_S
ReportingType | 2015 | 2020 | 2025 | 2030 | 2035 | 2040
BM | 0 | 0 | 0 | 0 | 0 | 0
CC | 0 | 0 | 0 | 0 | 0 | 0
CSP | 0 | 0 | 0 | 0 | 0 | 0
CT | 0 | 0 | 0 | 0 | 0 | 0
Coal | 0 | 0 | 0 | 0 | 0 | 0
Geo | 0 | 0 | 0 | 0 | 0 | 0
H | 0 | 0 | 0 | 0 | 0 | 0
LFG | 0 | 0 | 0 | 0 | 0 | 0
Nuc | 0 | 0 | 0 | 0 | 0 | 0
PS | 0 | 0 | 0 | 0 | 0 | 0
PV | 0 | 0 | 0 | 0 | 0 | 0
PeakG | 0 | 0 | 0 | 0 | 0 | 0
PeakO | 0 | 0 | 0 | 0 | 0 | 0
ST | 0 | 0 | 0 | 0 | 0 | 0
STOG | 0 | 0 | 0 | 0 | 0 | 0
STWD | 0 | 0 | 0 | 0 | 0 | 0
WT | 0 | 0 | 0 | 0 | 0 | 0
IGCC | 0 | 0 | 0 | 0 | 0 | 0
DemandResponse | 0 | 0 | 0 | 0 | 0 | 0
IGCC-CCS | 0 | 0 | 0 | 0 | 0 | 0
WT_off | 0 | 0 | 0 | 0 | 0 | 0
PseudoUnit | 0 | 0 | 0 | 0 | 0 | 0
FixedInterchange | 0 | 0 | 0 | 0 | 0 | 0
Emission Cost by Reporting Type: TVA
ReportingType | 2015 | 2020 | 2025 | 2030 | 2035 | 2040
BM | 0 | 0 | 0 | 0 | 0 | 0
CC | 0 | 0 | 0 | 0 | 0 | 0
CSP | 0 | 0 | 0 | 0 | 0 | 0
CT | 0 | 0 | 0 | 0 | 0 | 0
Coal | 0 | 0 | 0 | 0 | 0 | 0
Geo | 0 | 0 | 0 | 0 | 0 | 0
H | 0 | 0 | 0 | 0 | 0 | 0
LFG | 0 | 0 | 0 | 0 | 0 | 0
Nuc | 0 | 0 | 0 | 0 | 0 | 0
PS | 0 | 0 | 0 | 0 | 0 | 0
PV | 0 | 0 | 0 | 0 | 0 | 0
PeakG | 0 | 0 | 0 | 0 | 0 | 0
PeakO | 0 | 0 | 0 | 0 | 0 | 0
ST | 0 | 0 | 0 | 0 | 0 | 0
STOG | 0 | 0 | 0 | 0 | 0 | 0
STWD | 0 | 0 | 0 | 0 | 0 | 0
WT | 0 | 0 | 0 | 0 | 0 | 0
IGCC | 0 | 0 | 0 | 0 | 0 | 0
DemandResponse | 0 | 0 | 0 | 0 | 0 | 0
IGCC-CCS | 0 | 0 | 0 | 0 | 0 | 0
WT_off | 0 | 0 | 0 | 0 | 0 | 0
PseudoUnit | 0 | 0 | 0 | 0 | 0 | 0
FixedInterchange | 0 | 0 | 0 | 0 | 0 | 0
Emission Cost by Reporting Type: TVA_Transmission
ReportingType | 2015 | 2020 | 2025 | 2030 | 2035 | 2040
BM | 0 | 0 | 0 | 0 | 0 | 0
CC | 0 | 0 | 0 | 0 | 0 | 0
CSP | 0 | 0 | 0 | 0 | 0 | 0
CT | 0 | 0 | 0 | 0 | 0 | 0
Coal | 0 | 0 | 0 | 0 | 0 | 0
Geo | 0 | 0 | 0 | 0 | 0 | 0
H | 0 | 0 | 0 | 0 | 0 | 0
LFG | 0 | 0 | 0 | 0 | 0 | 0
Nuc | 0 | 0 | 0 | 0 | 0 | 0
PS | 0 | 0 | 0 | 0 | 0 | 0
PV | 0 | 0 | 0 | 0 | 0 | 0
PeakG | 0 | 0 | 0 | 0 | 0 | 0
PeakO | 0 | 0 | 0 | 0 | 0 | 0
ST | 0 | 0 | 0 | 0 | 0 | 0
STOG | 0 | 0 | 0 | 0 | 0 | 0
STWD | 0 | 0 | 0 | 0 | 0 | 0
WT | 0 | 0 | 0 | 0 | 0 | 0
IGCC | 0 | 0 | 0 | 0 | 0 | 0
DemandResponse | 0 | 0 | 0 | 0 | 0 | 0
IGCC-CCS | 0 | 0 | 0 | 0 | 0 | 0
WT_off | 0 | 0 | 0 | 0 | 0 | 0
PseudoUnit | 0 | 0 | 0 | 0 | 0 | 0
FixedInterchange | 0 | 0 | 0 | 0 | 0 | 0
Emission Cost by Reporting Type: VACAR
ReportingType | 2015 | 2020 | 2025 | 2030 | 2035 | 2040
BM | 0 | 0 | 0 | 0 | 0 | 0
CC | 0 | 0 | 0 | 0 | 0 | 0
CSP | 0 | 0 | 0 | 0 | 0 | 0
CT | 0 | 0 | 0 | 0 | 0 | 0
Coal | 0 | 0 | 0 | 0 | 0 | 0
Geo | 0 | 0 | 0 | 0 | 0 | 0
H | 0 | 0 | 0 | 0 | 0 | 0
LFG | 0 | 0 | 0 | 0 | 0 | 0
Nuc | 0 | 0 | 0 | 0 | 0 | 0
PS | 0 | 0 | 0 | 0 | 0 | 0
PV | 0 | 0 | 0 | 0 | 0 | 0
PeakG | 0 | 0 | 0 | 0 | 0 | 0
PeakO | 0 | 0 | 0 | 0 | 0 | 0
ST | 0 | 0 | 0 | 0 | 0 | 0
STOG | 0 | 0 | 0 | 0 | 0 | 0
STWD | 0 | 0 | 0 | 0 | 0 | 0
WT | 0 | 0 | 0 | 0 | 0 | 0
IGCC | 0 | 0 | 0 | 0 | 0 | 0
DemandResponse | 0 | 0 | 0 | 0 | 0 | 0
IGCC-CCS | 0 | 0 | 0 | 0 | 0 | 0
WT_off | 0 | 0 | 0 | 0 | 0 | 0
PseudoUnit | 0 | 0 | 0 | 0 | 0 | 0
FixedInterchange | 0 | 0 | 0 | 0 | 0 | 0
Emission Cost by Reporting Type: IESO
ReportingType | 2015 | 2020 | 2025 | 2030 | 2035 | 2040
BM | 0 | 0 | 0 | 0 | 0 | 0
CC | 0 | 0 | 0 | 0 | 0 | 0
CSP | 0 | 0 | 0 | 0 | 0 | 0
CT | 0 | 0 | 0 | 0 | 0 | 0
Coal | 0 | 0 | 0 | 0 | 0 | 0
Geo | 0 | 0 | 0 | 0 | 0 | 0
H | 0 | 0 | 0 | 0 | 0 | 0
LFG | 0 | 0 | 0 | 0 | 0 | 0
Nuc | 0 | 0 | 0 | 0 | 0 | 0
PS | 0 | 0 | 0 | 0 | 0 | 0
PV | 0 | 0 | 0 | 0 | 0 | 0
PeakG | 0 | 0 | 0 | 0 | 0 | 0
PeakO | 0 | 0 | 0 | 0 | 0 | 0
ST | 0 | 0 | 0 | 0 | 0 | 0
STOG | 0 | 0 | 0 | 0 | 0 | 0
STWD | 0 | 0 | 0 | 0 | 0 | 0
WT | 0 | 0 | 0 | 0 | 0 | 0
IGCC | 0 | 0 | 0 | 0 | 0 | 0
DemandResponse | 0 | 0 | 0 | 0 | 0 | 0
IGCC-CCS | 0 | 0 | 0 | 0 | 0 | 0
WT_off | 0 | 0 | 0 | 0 | 0 | 0
PseudoUnit | 0 | 0 | 0 | 0 | 0 | 0
FixedInterchange | 0 | 0 | 0 | 0 | 0 | 0
Emission Cost by Reporting Type: MAPP_CA
ReportingType | 2015 | 2020 | 2025 | 2030 | 2035 | 2040
BM | 0 | 0 | 0 | 0 | 0 | 0
CC | 0 | 0 | 0 | 0 | 0 | 0
CSP | 0 | 0 | 0 | 0 | 0 | 0
CT | 0 | 0 | 0 | 0 | 0 | 0
Coal | 0 | 0 | 0 | 0 | 0 | 0
Geo | 0 | 0 | 0 | 0 | 0 | 0
H | 0 | 0 | 0 | 0 | 0 | 0
LFG | 0 | 0 | 0 | 0 | 0 | 0
Nuc | 0 | 0 | 0 | 0 | 0 | 0
PS | 0 | 0 | 0 | 0 | 0 | 0
PV | 0 | 0 | 0 | 0 | 0 | 0
PeakG | 0 | 0 | 0 | 0 | 0 | 0
PeakO | 0 | 0 | 0 | 0 | 0 | 0
ST | 0 | 0 | 0 | 0 | 0 | 0
STOG | 0 | 0 | 0 | 0 | 0 | 0
STWD | 0 | 0 | 0 | 0 | 0 | 0
WT | 0 | 0 | 0 | 0 | 0 | 0
IGCC | 0 | 0 | 0 | 0 | 0 | 0
DemandResponse | 0 | 0 | 0 | 0 | 0 | 0
IGCC-CCS | 0 | 0 | 0 | 0 | 0 | 0
WT_off | 0 | 0 | 0 | 0 | 0 | 0
PseudoUnit | 0 | 0 | 0 | 0 | 0 | 0
FixedInterchange | 0 | 0 | 0 | 0 | 0 | 0
Emission Cost by Reporting Type: AZ_NM_SNV_Coal
ReportingType | 2015 | 2020 | 2025 | 2030 | 2035 | 2040
BM | 0 | 0 | 0 | 0 | 0 | 0
CC | 0 | 0 | 0 | 0 | 0 | 0
CSP | 0 | 0 | 0 | 0 | 0 | 0
CT | 0 | 0 | 0 | 0 | 0 | 0
Coal | 0 | 0 | 0 | 0 | 0 | 0
Geo | 0 | 0 | 0 | 0 | 0 | 0
H | 0 | 0 | 0 | 0 | 0 | 0
LFG | 0 | 0 | 0 | 0 | 0 | 0
Nuc | 0 | 0 | 0 | 0 | 0 | 0
PS | 0 | 0 | 0 | 0 | 0 | 0
PV | 0 | 0 | 0 | 0 | 0 | 0
PeakG | 0 | 0 | 0 | 0 | 0 | 0
PeakO | 0 | 0 | 0 | 0 | 0 | 0
ST | 0 | 0 | 0 | 0 | 0 | 0
STOG | 0 | 0 | 0 | 0 | 0 | 0
STWD | 0 | 0 | 0 | 0 | 0 | 0
WT | 0 | 0 | 0 | 0 | 0 | 0
IGCC | 0 | 0 | 0 | 0 | 0 | 0
DemandResponse | 0 | 0 | 0 | 0 | 0 | 0
IGCC-CCS | 0 | 0 | 0 | 0 | 0 | 0
WT_off | 0 | 0 | 0 | 0 | 0 | 0
PseudoUnit | 0 | 0 | 0 | 0 | 0 | 0
FixedInterchange | 0 | 0 | 0 | 0 | 0 | 0
Emission Cost by Reporting Type: AZ_NM_SNV_Gas
ReportingType | 2015 | 2020 | 2025 | 2030 | 2035 | 2040
BM | 0 | 0 | 0 | 0 | 0 | 0
CC | 0 | 0 | 0 | 0 | 0 | 0
CSP | 0 | 0 | 0 | 0 | 0 | 0
CT | 0 | 0 | 0 | 0 | 0 | 0
Coal | 0 | 0 | 0 | 0 | 0 | 0
Geo | 0 | 0 | 0 | 0 | 0 | 0
H | 0 | 0 | 0 | 0 | 0 | 0
LFG | 0 | 0 | 0 | 0 | 0 | 0
Nuc | 0 | 0 | 0 | 0 | 0 | 0
PS | 0 | 0 | 0 | 0 | 0 | 0
PV | 0 | 0 | 0 | 0 | 0 | 0
PeakG | 0 | 0 | 0 | 0 | 0 | 0
PeakO | 0 | 0 | 0 | 0 | 0 | 0
ST | 0 | 0 | 0 | 0 | 0 | 0
STOG | 0 | 0 | 0 | 0 | 0 | 0
STWD | 0 | 0 | 0 | 0 | 0 | 0
WT | 0 | 0 | 0 | 0 | 0 | 0
IGCC | 0 | 0 | 0 | 0 | 0 | 0
DemandResponse | 0 | 0 | 0 | 0 | 0 | 0
IGCC-CCS | 0 | 0 | 0 | 0 | 0 | 0
WT_off | 0 | 0 | 0 | 0 | 0 | 0
PseudoUnit | 0 | 0 | 0 | 0 | 0 | 0
FixedInterchange | 0 | 0 | 0 | 0 | 0 | 0
Emission Cost by Reporting Type: AZ_NM_SNV_NucRenew
ReportingType | 2015 | 2020 | 2025 | 2030 | 2035 | 2040
BM | 0 | 0 | 0 | 0 | 0 | 0
CC | 0 | 0 | 0 | 0 | 0 | 0
CSP | 0 | 0 | 0 | 0 | 0 | 0
CT | 0 | 0 | 0 | 0 | 0 | 0
Coal | 0 | 0 | 0 | 0 | 0 | 0
Geo | 0 | 0 | 0 | 0 | 0 | 0
H | 0 | 0 | 0 | 0 | 0 | 0
LFG | 0 | 0 | 0 | 0 | 0 | 0
Nuc | 0 | 0 | 0 | 0 | 0 | 0
PS | 0 | 0 | 0 | 0 | 0 | 0
PV | 0 | 0 | 0 | 0 | 0 | 0
PeakG | 0 | 0 | 0 | 0 | 0 | 0
PeakO | 0 | 0 | 0 | 0 | 0 | 0
ST | 0 | 0 | 0 | 0 | 0 | 0
STOG | 0 | 0 | 0 | 0 | 0 | 0
STWD | 0 | 0 | 0 | 0 | 0 | 0
WT | 0 | 0 | 0 | 0 | 0 | 0
IGCC | 0 | 0 | 0 | 0 | 0 | 0
DemandResponse | 0 | 0 | 0 | 0 | 0 | 0
IGCC-CCS | 0 | 0 | 0 | 0 | 0 | 0
WT_off | 0 | 0 | 0 | 0 | 0 | 0
PseudoUnit | 0 | 0 | 0 | 0 | 0 | 0
FixedInterchange | 0 | 0 | 0 | 0 | 0 | 0
Emission Cost by Reporting Type: ERCOT
ReportingType | 2015 | 2020 | 2025 | 2030 | 2035 | 2040
BM | 0 | 0 | 0 | 0 | 0 | 0
CC | 0 | 0 | 0 | 0 | 0 | 0
CSP | 0 | 0 | 0 | 0 | 0 | 0
CT | 0 | 0 | 0 | 0 | 0 | 0
Coal | 0 | 0 | 0 | 0 | 0 | 0
Geo | 0 | 0 | 0 | 0 | 0 | 0
H | 0 | 0 | 0 | 0 | 0 | 0
LFG | 0 | 0 | 0 | 0 | 0 | 0
Nuc | 0 | 0 | 0 | 0 | 0 | 0
PS | 0 | 0 | 0 | 0 | 0 | 0
PV | 0 | 0 | 0 | 0 | 0 | 0
PeakG | 0 | 0 | 0 | 0 | 0 | 0
PeakO | 0 | 0 | 0 | 0 | 0 | 0
ST | 0 | 0 | 0 | 0 | 0 | 0
STOG | 0 | 0 | 0 | 0 | 0 | 0
STWD | 0 | 0 | 0 | 0 | 0 | 0
WT | 0 | 0 | 0 | 0 | 0 | 0
IGCC | 0 | 0 | 0 | 0 | 0 | 0
DemandResponse | 0 | 0 | 0 | 0 | 0 | 0
IGCC-CCS | 0 | 0 | 0 | 0 | 0 | 0
WT_off | 0 | 0 | 0 | 0 | 0 | 0
PseudoUnit | 0 | 0 | 0 | 0 | 0 | 0
FixedInterchange | 0 | 0 | 0 | 0 | 0 | 0
Emission Cost by Reporting Type: NP15
ReportingType | 2015 | 2020 | 2025 | 2030 | 2035 | 2040
BM | 0 | 0 | 0 | 0 | 0 | 0
CC | 0 | 0 | 0 | 0 | 0 | 0
CSP | 0 | 0 | 0 | 0 | 0 | 0
CT | 0 | 0 | 0 | 0 | 0 | 0
Coal | 0 | 0 | 0 | 0 | 0 | 0
Geo | 0 | 0 | 0 | 0 | 0 | 0
H | 0 | 0 | 0 | 0 | 0 | 0
LFG | 0 | 0 | 0 | 0 | 0 | 0
Nuc | 0 | 0 | 0 | 0 | 0 | 0
PS | 0 | 0 | 0 | 0 | 0 | 0
PV | 0 | 0 | 0 | 0 | 0 | 0
PeakG | 0 | 0 | 0 | 0 | 0 | 0
PeakO | 0 | 0 | 0 | 0 | 0 | 0
ST | 0 | 0 | 0 | 0 | 0 | 0
STOG | 0 | 0 | 0 | 0 | 0 | 0
STWD | 0 | 0 | 0 | 0 | 0 | 0
WT | 0 | 0 | 0 | 0 | 0 | 0
IGCC | 0 | 0 | 0 | 0 | 0 | 0
DemandResponse | 0 | 0 | 0 | 0 | 0 | 0
IGCC-CCS | 0 | 0 | 0 | 0 | 0 | 0
WT_off | 0 | 0 | 0 | 0 | 0 | 0
PseudoUnit | 0 | 0 | 0 | 0 | 0 | 0
FixedInterchange | 0 | 0 | 0 | 0 | 0 | 0
Emission Cost by Reporting Type: NWPP_Coal
ReportingType | 2015 | 2020 | 2025 | 2030 | 2035 | 2040
BM | 0 | 0 | 0 | 0 | 0 | 0
CC | 0 | 0 | 0 | 0 | 0 | 0
CSP | 0 | 0 | 0 | 0 | 0 | 0
CT | 0 | 0 | 0 | 0 | 0 | 0
Coal | 0 | 0 | 0 | 0 | 0 | 0
Geo | 0 | 0 | 0 | 0 | 0 | 0
H | 0 | 0 | 0 | 0 | 0 | 0
LFG | 0 | 0 | 0 | 0 | 0 | 0
Nuc | 0 | 0 | 0 | 0 | 0 | 0
PS | 0 | 0 | 0 | 0 | 0 | 0
PV | 0 | 0 | 0 | 0 | 0 | 0
PeakG | 0 | 0 | 0 | 0 | 0 | 0
PeakO | 0 | 0 | 0 | 0 | 0 | 0
ST | 0 | 0 | 0 | 0 | 0 | 0
STOG | 0 | 0 | 0 | 0 | 0 | 0
STWD | 0 | 0 | 0 | 0 | 0 | 0
WT | 0 | 0 | 0 | 0 | 0 | 0
IGCC | 0 | 0 | 0 | 0 | 0 | 0
DemandResponse | 0 | 0 | 0 | 0 | 0 | 0
IGCC-CCS | 0 | 0 | 0 | 0 | 0 | 0
WT_off | 0 | 0 | 0 | 0 | 0 | 0
PseudoUnit | 0 | 0 | 0 | 0 | 0 | 0
FixedInterchange | 0 | 0 | 0 | 0 | 0 | 0
Emission Cost by Reporting Type: NWPP_Gas
ReportingType | 2015 | 2020 | 2025 | 2030 | 2035 | 2040
BM | 0 | 0 | 0 | 0 | 0 | 0
CC | 0 | 0 | 0 | 0 | 0 | 0
CSP | 0 | 0 | 0 | 0 | 0 | 0
CT | 0 | 0 | 0 | 0 | 0 | 0
Coal | 0 | 0 | 0 | 0 | 0 | 0
Geo | 0 | 0 | 0 | 0 | 0 | 0
H | 0 | 0 | 0 | 0 | 0 | 0
LFG | 0 | 0 | 0 | 0 | 0 | 0
Nuc | 0 | 0 | 0 | 0 | 0 | 0
PS | 0 | 0 | 0 | 0 | 0 | 0
PV | 0 | 0 | 0 | 0 | 0 | 0
PeakG | 0 | 0 | 0 | 0 | 0 | 0
PeakO | 0 | 0 | 0 | 0 | 0 | 0
ST | 0 | 0 | 0 | 0 | 0 | 0
STOG | 0 | 0 | 0 | 0 | 0 | 0
STWD | 0 | 0 | 0 | 0 | 0 | 0
WT | 0 | 0 | 0 | 0 | 0 | 0
IGCC | 0 | 0 | 0 | 0 | 0 | 0
DemandResponse | 0 | 0 | 0 | 0 | 0 | 0
IGCC-CCS | 0 | 0 | 0 | 0 | 0 | 0
WT_off | 0 | 0 | 0 | 0 | 0 | 0
PseudoUnit | 0 | 0 | 0 | 0 | 0 | 0
FixedInterchange | 0 | 0 | 0 | 0 | 0 | 0
Emission Cost by Reporting Type: NWPP_NucRenew
ReportingType | 2015 | 2020 | 2025 | 2030 | 2035 | 2040
BM | 0 | 0 | 0 | 0 | 0 | 0
CC | 0 | 0 | 0 | 0 | 0 | 0
CSP | 0 | 0 | 0 | 0 | 0 | 0
CT | 0 | 0 | 0 | 0 | 0 | 0
Coal | 0 | 0 | 0 | 0 | 0 | 0
Geo | 0 | 0 | 0 | 0 | 0 | 0
H | 0 | 0 | 0 | 0 | 0 | 0
LFG | 0 | 0 | 0 | 0 | 0 | 0
Nuc | 0 | 0 | 0 | 0 | 0 | 0
PS | 0 | 0 | 0 | 0 | 0 | 0
PV | 0 | 0 | 0 | 0 | 0 | 0
PeakG | 0 | 0 | 0 | 0 | 0 | 0
PeakO | 0 | 0 | 0 | 0 | 0 | 0
ST | 0 | 0 | 0 | 0 | 0 | 0
STOG | 0 | 0 | 0 | 0 | 0 | 0
STWD | 0 | 0 | 0 | 0 | 0 | 0
WT | 0 | 0 | 0 | 0 | 0 | 0
IGCC | 0 | 0 | 0 | 0 | 0 | 0
DemandResponse | 0 | 0 | 0 | 0 | 0 | 0
IGCC-CCS | 0 | 0 | 0 | 0 | 0 | 0
WT_off | 0 | 0 | 0 | 0 | 0 | 0
PseudoUnit | 0 | 0 | 0 | 0 | 0 | 0
FixedInterchange | 0 | 0 | 0 | 0 | 0 | 0
Emission Cost by Reporting Type: RMPA
ReportingType | 2015 | 2020 | 2025 | 2030 | 2035 | 2040
BM | 0 | 0 | 0 | 0 | 0 | 0
CC | 0 | 0 | 0 | 0 | 0 | 0
CSP | 0 | 0 | 0 | 0 | 0 | 0
CT | 0 | 0 | 0 | 0 | 0 | 0
Coal | 0 | 0 | 0 | 0 | 0 | 0
Geo | 0 | 0 | 0 | 0 | 0 | 0
H | 0 | 0 | 0 | 0 | 0 | 0
LFG | 0 | 0 | 0 | 0 | 0 | 0
Nuc | 0 | 0 | 0 | 0 | 0 | 0
PS | 0 | 0 | 0 | 0 | 0 | 0
PV | 0 | 0 | 0 | 0 | 0 | 0
PeakG | 0 | 0 | 0 | 0 | 0 | 0
PeakO | 0 | 0 | 0 | 0 | 0 | 0
ST | 0 | 0 | 0 | 0 | 0 | 0
STOG | 0 | 0 | 0 | 0 | 0 | 0
STWD | 0 | 0 | 0 | 0 | 0 | 0
WT | 0 | 0 | 0 | 0 | 0 | 0
IGCC | 0 | 0 | 0 | 0 | 0 | 0
DemandResponse | 0 | 0 | 0 | 0 | 0 | 0
IGCC-CCS | 0 | 0 | 0 | 0 | 0 | 0
WT_off | 0 | 0 | 0 | 0 | 0 | 0
PseudoUnit | 0 | 0 | 0 | 0 | 0 | 0
FixedInterchange | 0 | 0 | 0 | 0 | 0 | 0
Emission Cost by Reporting Type: SP15
ReportingType | 2015 | 2020 | 2025 | 2030 | 2035 | 2040
BM | 0 | 0 | 0 | 0 | 0 | 0
CC | 0 | 0 | 0 | 0 | 0 | 0
CSP | 0 | 0 | 0 | 0 | 0 | 0
CT | 0 | 0 | 0 | 0 | 0 | 0
Coal | 0 | 0 | 0 | 0 | 0 | 0
Geo | 0 | 0 | 0 | 0 | 0 | 0
H | 0 | 0 | 0 | 0 | 0 | 0
LFG | 0 | 0 | 0 | 0 | 0 | 0
Nuc | 0 | 0 | 0 | 0 | 0 | 0
PS | 0 | 0 | 0 | 0 | 0 | 0
PV | 0 | 0 | 0 | 0 | 0 | 0
PeakG | 0 | 0 | 0 | 0 | 0 | 0
PeakO | 0 | 0 | 0 | 0 | 0 | 0
ST | 0 | 0 | 0 | 0 | 0 | 0
STOG | 0 | 0 | 0 | 0 | 0 | 0
STWD | 0 | 0 | 0 | 0 | 0 | 0
WT | 0 | 0 | 0 | 0 | 0 | 0
IGCC | 0 | 0 | 0 | 0 | 0 | 0
DemandResponse | 0 | 0 | 0 | 0 | 0 | 0
IGCC-CCS | 0 | 0 | 0 | 0 | 0 | 0
WT_off | 0 | 0 | 0 | 0 | 0 | 0
PseudoUnit | 0 | 0 | 0 | 0 | 0 | 0
FixedInterchange | 0 | 0 | 0 | 0 | 0 | 0
Emission Cost by Reporting Type: ALB
ReportingType | 2015 | 2020 | 2025 | 2030 | 2035 | 2040
BM | 0 | 0 | 0 | 0 | 0 | 0
CC | 0 | 0 | 0 | 0 | 0 | 0
CSP | 0 | 0 | 0 | 0 | 0 | 0
CT | 0 | 0 | 0 | 0 | 0 | 0
Coal | 0 | 0 | 0 | 0 | 0 | 0
Geo | 0 | 0 | 0 | 0 | 0 | 0
H | 0 | 0 | 0 | 0 | 0 | 0
LFG | 0 | 0 | 0 | 0 | 0 | 0
Nuc | 0 | 0 | 0 | 0 | 0 | 0
PS | 0 | 0 | 0 | 0 | 0 | 0
PV | 0 | 0 | 0 | 0 | 0 | 0
PeakG | 0 | 0 | 0 | 0 | 0 | 0
PeakO | 0 | 0 | 0 | 0 | 0 | 0
ST | 0 | 0 | 0 | 0 | 0 | 0
STOG | 0 | 0 | 0 | 0 | 0 | 0
STWD | 0 | 0 | 0 | 0 | 0 | 0
WT | 0 | 0 | 0 | 0 | 0 | 0
IGCC | 0 | 0 | 0 | 0 | 0 | 0
DemandResponse | 0 | 0 | 0 | 0 | 0 | 0
IGCC-CCS | 0 | 0 | 0 | 0 | 0 | 0
WT_off | 0 | 0 | 0 | 0 | 0 | 0
PseudoUnit | 0 | 0 | 0 | 0 | 0 | 0
FixedInterchange | 0 | 0 | 0 | 0 | 0 | 0
Emission Cost by Reporting Type: BC
ReportingType | 2015 | 2020 | 2025 | 2030 | 2035 | 2040
BM | 0 | 0 | 0 | 0 | 0 | 0
CC | 0 | 0 | 0 | 0 | 0 | 0
CSP | 0 | 0 | 0 | 0 | 0 | 0
CT | 0 | 0 | 0 | 0 | 0 | 0
Coal | 0 | 0 | 0 | 0 | 0 | 0
Geo | 0 | 0 | 0 | 0 | 0 | 0
H | 0 | 0 | 0 | 0 | 0 | 0
LFG | 0 | 0 | 0 | 0 | 0 | 0
Nuc | 0 | 0 | 0 | 0 | 0 | 0
PS | 0 | 0 | 0 | 0 | 0 | 0
PV | 0 | 0 | 0 | 0 | 0 | 0
PeakG | 0 | 0 | 0 | 0 | 0 | 0
PeakO | 0 | 0 | 0 | 0 | 0 | 0
ST | 0 | 0 | 0 | 0 | 0 | 0
STOG | 0 | 0 | 0 | 0 | 0 | 0
STWD | 0 | 0 | 0 | 0 | 0 | 0
WT | 0 | 0 | 0 | 0 | 0 | 0
IGCC | 0 | 0 | 0 | 0 | 0 | 0
DemandResponse | 0 | 0 | 0 | 0 | 0 | 0
IGCC-CCS | 0 | 0 | 0 | 0 | 0 | 0
WT_off | 0 | 0 | 0 | 0 | 0 | 0
PseudoUnit | 0 | 0 | 0 | 0 | 0 | 0
FixedInterchange | 0 | 0 | 0 | 0 | 0 | 0
Emission Cost by Reporting Type: HQ_IESO
ReportingType | 2015 | 2020 | 2025 | 2030 | 2035 | 2040
BM | 0 | 0 | 0 | 0 | 0 | 0
CC | 0 | 0 | 0 | 0 | 0 | 0
CSP | 0 | 0 | 0 | 0 | 0 | 0
CT | 0 | 0 | 0 | 0 | 0 | 0
Coal | 0 | 0 | 0 | 0 | 0 | 0
Geo | 0 | 0 | 0 | 0 | 0 | 0
H | 0 | 0 | 0 | 0 | 0 | 0
LFG | 0 | 0 | 0 | 0 | 0 | 0
Nuc | 0 | 0 | 0 | 0 | 0 | 0
PS | 0 | 0 | 0 | 0 | 0 | 0
PV | 0 | 0 | 0 | 0 | 0 | 0
PeakG | 0 | 0 | 0 | 0 | 0 | 0
PeakO | 0 | 0 | 0 | 0 | 0 | 0
ST | 0 | 0 | 0 | 0 | 0 | 0
STOG | 0 | 0 | 0 | 0 | 0 | 0
STWD | 0 | 0 | 0 | 0 | 0 | 0
WT | 0 | 0 | 0 | 0 | 0 | 0
IGCC | 0 | 0 | 0 | 0 | 0 | 0
DemandResponse | 0 | 0 | 0 | 0 | 0 | 0
IGCC-CCS | 0 | 0 | 0 | 0 | 0 | 0
WT_off | 0 | 0 | 0 | 0 | 0 | 0
PseudoUnit | 0 | 0 | 0 | 0 | 0 | 0
FixedInterchange | 0 | 0 | 0 | 0 | 0 | 0
Emission Cost by Reporting Type: HQ_NEISO
ReportingType | 2015 | 2020 | 2025 | 2030 | 2035 | 2040
BM | 0 | 0 | 0 | 0 | 0 | 0
CC | 0 | 0 | 0 | 0 | 0 | 0
CSP | 0 | 0 | 0 | 0 | 0 | 0
CT | 0 | 0 | 0 | 0 | 0 | 0
Coal | 0 | 0 | 0 | 0 | 0 | 0
Geo | 0 | 0 | 0 | 0 | 0 | 0
H | 0 | 0 | 0 | 0 | 0 | 0
LFG | 0 | 0 | 0 | 0 | 0 | 0
Nuc | 0 | 0 | 0 | 0 | 0 | 0
PS | 0 | 0 | 0 | 0 | 0 | 0
PV | 0 | 0 | 0 | 0 | 0 | 0
PeakG | 0 | 0 | 0 | 0 | 0 | 0
PeakO | 0 | 0 | 0 | 0 | 0 | 0
ST | 0 | 0 | 0 | 0 | 0 | 0
STOG | 0 | 0 | 0 | 0 | 0 | 0
STWD | 0 | 0 | 0 | 0 | 0 | 0
WT | 0 | 0 | 0 | 0 | 0 | 0
IGCC | 0 | 0 | 0 | 0 | 0 | 0
DemandResponse | 0 | 0 | 0 | 0 | 0 | 0
IGCC-CCS | 0 | 0 | 0 | 0 | 0 | 0
WT_off | 0 | 0 | 0 | 0 | 0 | 0
PseudoUnit | 0 | 0 | 0 | 0 | 0 | 0
FixedInterchange | 0 | 0 | 0 | 0 | 0 | 0
Emission Cost by Reporting Type: HQ_NY
ReportingType | 2015 | 2020 | 2025 | 2030 | 2035 | 2040
BM | 0 | 0 | 0 | 0 | 0 | 0
CC | 0 | 0 | 0 | 0 | 0 | 0
CSP | 0 | 0 | 0 | 0 | 0 | 0
CT | 0 | 0 | 0 | 0 | 0 | 0
Coal | 0 | 0 | 0 | 0 | 0 | 0
Geo | 0 | 0 | 0 | 0 | 0 | 0
H | 0 | 0 | 0 | 0 | 0 | 0
LFG | 0 | 0 | 0 | 0 | 0 | 0
Nuc | 0 | 0 | 0 | 0 | 0 | 0
PS | 0 | 0 | 0 | 0 | 0 | 0
PV | 0 | 0 | 0 | 0 | 0 | 0
PeakG | 0 | 0 | 0 | 0 | 0 | 0
PeakO | 0 | 0 | 0 | 0 | 0 | 0
ST | 0 | 0 | 0 | 0 | 0 | 0
STOG | 0 | 0 | 0 | 0 | 0 | 0
STWD | 0 | 0 | 0 | 0 | 0 | 0
WT | 0 | 0 | 0 | 0 | 0 | 0
IGCC | 0 | 0 | 0 | 0 | 0 | 0
DemandResponse | 0 | 0 | 0 | 0 | 0 | 0
IGCC-CCS | 0 | 0 | 0 | 0 | 0 | 0
WT_off | 0 | 0 | 0 | 0 | 0 | 0
PseudoUnit | 0 | 0 | 0 | 0 | 0 | 0
FixedInterchange | 0 | 0 | 0 | 0 | 0 | 0
Emission Cost by Reporting Type: MARITIMES
ReportingType | 2015 | 2020 | 2025 | 2030 | 2035 | 2040
BM | 0 | 0 | 0 | 0 | 0 | 0
CC | 0 | 0 | 0 | 0 | 0 | 0
CSP | 0 | 0 | 0 | 0 | 0 | 0
CT | 0 | 0 | 0 | 0 | 0 | 0
Coal | 0 | 0 | 0 | 0 | 0 | 0
Geo | 0 | 0 | 0 | 0 | 0 | 0
H | 0 | 0 | 0 | 0 | 0 | 0
LFG | 0 | 0 | 0 | 0 | 0 | 0
Nuc | 0 | 0 | 0 | 0 | 0 | 0
PS | 0 | 0 | 0 | 0 | 0 | 0
PV | 0 | 0 | 0 | 0 | 0 | 0
PeakG | 0 | 0 | 0 | 0 | 0 | 0
PeakO | 0 | 0 | 0 | 0 | 0 | 0
ST | 0 | 0 | 0 | 0 | 0 | 0
STOG | 0 | 0 | 0 | 0 | 0 | 0
STWD | 0 | 0 | 0 | 0 | 0 | 0
WT | 0 | 0 | 0 | 0 | 0 | 0
IGCC | 0 | 0 | 0 | 0 | 0 | 0
DemandResponse | 0 | 0 | 0 | 0 | 0 | 0
IGCC-CCS | 0 | 0 | 0 | 0 | 0 | 0
WT_off | 0 | 0 | 0 | 0 | 0 | 0
PseudoUnit | 0 | 0 | 0 | 0 | 0 | 0
FixedInterchange | 0 | 0 | 0 | 0 | 0 | 0
Emission Cost by Reporting Type: All
ReportingType | 2015 | 2020 | 2025 | 2030 | 2035 | 2040
BM | 0 | 0 | 0 | 0 | 0 | 0
CC | 0 | 0 | 0 | 0 | 0 | 0
CSP | 0 | 0 | 0 | 0 | 0 | 0
CT | 0 | 0 | 0 | 0 | 0 | 0
Coal | 0 | 0 | 0 | 0 | 0 | 0
Geo | 0 | 0 | 0 | 0 | 0 | 0
H | 0 | 0 | 0 | 0 | 0 | 0
LFG | 0 | 0 | 0 | 0 | 0 | 0
Nuc | 0 | 0 | 0 | 0 | 0 | 0
PS | 0 | 0 | 0 | 0 | 0 | 0
PV | 0 | 0 | 0 | 0 | 0 | 0
PeakG | 0 | 0 | 0 | 0 | 0 | 0
PeakO | 0 | 0 | 0 | 0 | 0 | 0
ST | 0 | 0 | 0 | 0 | 0 | 0
STOG | 0 | 0 | 0 | 0 | 0 | 0
STWD | 0 | 0 | 0 | 0 | 0 | 0
WT | 0 | 0 | 0 | 0 | 0 | 0
IGCC | 0 | 0 | 0 | 0 | 0 | 0
DemandResponse | 0 | 0 | 0 | 0 | 0 | 0
IGCC-CCS | 0 | 0 | 0 | 0 | 0 | 0
WT_off | 0 | 0 | 0 | 0 | 0 | 0
PseudoUnit | 0 | 0 | 0 | 0 | 0 | 0
FixedInterchange | 0 | 0 | 0 | 0 | 0 | 0
Emission Cost by Reporting Type: EI_US
ReportingType | 2015 | 2020 | 2025 | 2030 | 2035 | 2040
BM | 0 | 0 | 0 | 0 | 0 | 0
CC | 0 | 0 | 0 | 0 | 0 | 0
CSP | 0 | 0 | 0 | 0 | 0 | 0
CT | 0 | 0 | 0 | 0 | 0 | 0
Coal | 0 | 0 | 0 | 0 | 0 | 0
Geo | 0 | 0 | 0 | 0 | 0 | 0
H | 0 | 0 | 0 | 0 | 0 | 0
LFG | 0 | 0 | 0 | 0 | 0 | 0
Nuc | 0 | 0 | 0 | 0 | 0 | 0
PS | 0 | 0 | 0 | 0 | 0 | 0
PV | 0 | 0 | 0 | 0 | 0 | 0
PeakG | 0 | 0 | 0 | 0 | 0 | 0
PeakO | 0 | 0 | 0 | 0 | 0 | 0
ST | 0 | 0 | 0 | 0 | 0 | 0
STOG | 0 | 0 | 0 | 0 | 0 | 0
STWD | 0 | 0 | 0 | 0 | 0 | 0
WT | 0 | 0 | 0 | 0 | 0 | 0
IGCC | 0 | 0 | 0 | 0 | 0 | 0
DemandResponse | 0 | 0 | 0 | 0 | 0 | 0
IGCC-CCS | 0 | 0 | 0 | 0 | 0 | 0
WT_off | 0 | 0 | 0 | 0 | 0 | 0
PseudoUnit | 0 | 0 | 0 | 0 | 0 | 0
FixedInterchange | 0 | 0 | 0 | 0 | 0 | 0
Emission Cost by Reporting Type: EI_Canada
ReportingType | 2015 | 2020 | 2025 | 2030 | 2035 | 2040
BM | 0 | 0 | 0 | 0 | 0 | 0
CC | 0 | 0 | 0 | 0 | 0 | 0
CSP | 0 | 0 | 0 | 0 | 0 | 0
CT | 0 | 0 | 0 | 0 | 0 | 0
Coal | 0 | 0 | 0 | 0 | 0 | 0
Geo | 0 | 0 | 0 | 0 | 0 | 0
H | 0 | 0 | 0 | 0 | 0 | 0
LFG | 0 | 0 | 0 | 0 | 0 | 0
Nuc | 0 | 0 | 0 | 0 | 0 | 0
PS | 0 | 0 | 0 | 0 | 0 | 0
PV | 0 | 0 | 0 | 0 | 0 | 0
PeakG | 0 | 0 | 0 | 0 | 0 | 0
PeakO | 0 | 0 | 0 | 0 | 0 | 0
ST | 0 | 0 | 0 | 0 | 0 | 0
STOG | 0 | 0 | 0 | 0 | 0 | 0
STWD | 0 | 0 | 0 | 0 | 0 | 0
WT | 0 | 0 | 0 | 0 | 0 | 0
IGCC | 0 | 0 | 0 | 0 | 0 | 0
DemandResponse | 0 | 0 | 0 | 0 | 0 | 0
IGCC-CCS | 0 | 0 | 0 | 0 | 0 | 0
WT_off | 0 | 0 | 0 | 0 | 0 | 0
PseudoUnit | 0 | 0 | 0 | 0 | 0 | 0
FixedInterchange | 0 | 0 | 0 | 0 | 0 | 0
Emission Cost by Reporting Type: EI
ReportingType | 2015 | 2020 | 2025 | 2030 | 2035 | 2040
BM | 0 | 0 | 0 | 0 | 0 | 0
CC | 0 | 0 | 0 | 0 | 0 | 0
CSP | 0 | 0 | 0 | 0 | 0 | 0
CT | 0 | 0 | 0 | 0 | 0 | 0
Coal | 0 | 0 | 0 | 0 | 0 | 0
Geo | 0 | 0 | 0 | 0 | 0 | 0
H | 0 | 0 | 0 | 0 | 0 | 0
LFG | 0 | 0 | 0 | 0 | 0 | 0
Nuc | 0 | 0 | 0 | 0 | 0 | 0
PS | 0 | 0 | 0 | 0 | 0 | 0
PV | 0 | 0 | 0 | 0 | 0 | 0
PeakG | 0 | 0 | 0 | 0 | 0 | 0
PeakO | 0 | 0 | 0 | 0 | 0 | 0
ST | 0 | 0 | 0 | 0 | 0 | 0
STOG | 0 | 0 | 0 | 0 | 0 | 0
STWD | 0 | 0 | 0 | 0 | 0 | 0
WT | 0 | 0 | 0 | 0 | 0 | 0
IGCC | 0 | 0 | 0 | 0 | 0 | 0
DemandResponse | 0 | 0 | 0 | 0 | 0 | 0
IGCC-CCS | 0 | 0 | 0 | 0 | 0 | 0
WT_off | 0 | 0 | 0 | 0 | 0 | 0
PseudoUnit | 0 | 0 | 0 | 0 | 0 | 0
FixedInterchange | 0 | 0 | 0 | 0 | 0 | 0
Emission Cost by Reporting Type: Outside_EI
ReportingType | 2015 | 2020 | 2025 | 2030 | 2035 | 2040
BM | 0 | 0 | 0 | 0 | 0 | 0
CC | 0 | 0 | 0 | 0 | 0 | 0
CSP | 0 | 0 | 0 | 0 | 0 | 0
CT | 0 | 0 | 0 | 0 | 0 | 0
Coal | 0 | 0 | 0 | 0 | 0 | 0
Geo | 0 | 0 | 0 | 0 | 0 | 0
H | 0 | 0 | 0 | 0 | 0 | 0
LFG | 0 | 0 | 0 | 0 | 0 | 0
Nuc | 0 | 0 | 0 | 0 | 0 | 0
PS | 0 | 0 | 0 | 0 | 0 | 0
PV | 0 | 0 | 0 | 0 | 0 | 0
PeakG | 0 | 0 | 0 | 0 | 0 | 0
PeakO | 0 | 0 | 0 | 0 | 0 | 0
ST | 0 | 0 | 0 | 0 | 0 | 0
STOG | 0 | 0 | 0 | 0 | 0 | 0
STWD | 0 | 0 | 0 | 0 | 0 | 0
WT | 0 | 0 | 0 | 0 | 0 | 0
IGCC | 0 | 0 | 0 | 0 | 0 | 0
DemandResponse | 0 | 0 | 0 | 0 | 0 | 0
IGCC-CCS | 0 | 0 | 0 | 0 | 0 | 0
WT_off | 0 | 0 | 0 | 0 | 0 | 0
PseudoUnit | 0 | 0 | 0 | 0 | 0 | 0
FixedInterchange | 0 | 0 | 0 | 0 | 0 | 0
==== Emission Program: Carbon : (CO2) ====
Emission Cost by Reporting Type: Entergy
ReportingType | 2015 | 2020 | 2025 | 2030 | 2035 | 2040
BM | 0 | 0 | 0 | 0 | 0 | 0
CC | 710.01 | 898.43 | 818.69 | 1671.11 | 1911.98 | 1802.88
CSP | 0 | 0 | 0 | 0 | 0 | 0
CT | 0 | 0 | 0 | 0 | 0 | 0
Coal | 1560.99 | 243.87 | 49.99 | 0.07 | 0.09 | 0.12
Geo | 0 | 0 | 0 | 0 | 0 | 0
H | 0 | 0 | 0 | 0 | 0 | 0
LFG | 0 | 0 | 0 | 0 | 0 | 0
Nuc | 0 | 0 | 0 | 0 | 0 | 0
PS | 0 | 0 | 0 | 0 | 0 | 0
PV | 0 | 0 | 0 | 0 | 0 | 0
PeakG | 0 | 0 | 0 | 0 | 0.01 | 0.01
PeakO | 0 | 0 | 0 | 0 | 0 | 0
ST | 0 | 0 | 0 | 0 | 0 | 0
STOG | 7.55 | 10 | 16.33 | 18.77 | 0.01 | 0.01
STWD | 0 | 0 | 0 | 0 | 0 | 0
WT | 0 | 0 | 0 | 0 | 0 | 0
IGCC | 0 | 0 | 0 | 0 | 0 | 0
DemandResponse | 0 | 0 | 0 | 0 | 0 | 0
IGCC-CCS | 0 | 0 | 0 | 0 | 0 | 0
WT_off | 0 | 0 | 0 | 0 | 0 | 0
PseudoUnit | 0 | 0 | 0 | 0 | 0 | 0
FixedInterchange | 0 | 0 | 0 | 0 | 0 | 0
Emission Cost by Reporting Type: FRCC
ReportingType | 2015 | 2020 | 2025 | 2030 | 2035 | 2040
BM | 0 | 0 | 0 | 0 | 0 | 0
CC | 1844.67 | 2732.18 | 4140.48 | 4899.2 | 4286.63 | 3423.35
CSP | 0 | 0 | 0 | 0 | 0 | 0
CT | 7.47 | 10.6 | 9.42 | 20.13 | 0 | 0
Coal | 450.65 | 226.86 | 0.26 | 0.16 | 0.39 | 0.57
Geo | 0 | 0 | 0 | 0 | 0 | 0
H | 0 | 0 | 0 | 0 | 0 | 0
LFG | 0 | 0 | 0 | 0 | 0 | 0
Nuc | 0 | 0 | 0 | 0 | 0 | 0
PS | 0 | 0 | 0 | 0 | 0 | 0
PV | 0 | 0 | 0 | 0 | 0 | 0
PeakG | 6.19 | 10.6 | 17.23 | 1.2 | 4.13 | 6.5
PeakO | 0 | 0 | 0 | 0 | 0 | 0
ST | 0 | 0 | 0 | 0 | 0 | 0
STOG | 0.88 | 1.18 | 0 | 0 | 0 | 0
STWD | 0 | 0 | 0 | 0 | 0 | 0
WT | 0 | 0 | 0 | 0 | 0 | 0
IGCC | 0 | 0 | 0 | 0.01 | 0.01 | 0.01
DemandResponse | 0 | 0 | 0 | 0 | 0 | 0
IGCC-CCS | 0 | 0 | 0 | 0 | 0.01 | 0.01
WT_off | 0 | 0 | 0 | 0 | 0 | 0
PseudoUnit | 0 | 0 | 0 | 0 | 0 | 0
FixedInterchange | 0 | 0 | 0 | 0 | 0 | 0
Emission Cost by Reporting Type: MAPP_US
ReportingType | 2015 | 2020 | 2025 | 2030 | 2035 | 2040
BM | 0 | 0 | 0 | 0 | 0 | 0
CC | 15.12 | 2.89 | 4.55 | 5.9 | 10.93 | 4.31
CSP | 0 | 0 | 0 | 0 | 0 | 0
CT | 0 | 0 | 0 | 0 | 0.01 | 0.01
Coal | 301.06 | 105.94 | 3.05 | 0.03 | 0.04 | 0.05
Geo | 0 | 0 | 0 | 0 | 0 | 0
H | 0 | 0 | 0 | 0 | 0 | 0
LFG | 0 | 0 | 0 | 0 | 0 | 0
Nuc | 0 | 0 | 0 | 0 | 0 | 0
PS | 0 | 0 | 0 | 0 | 0 | 0
PV | 0 | 0 | 0 | 0 | 0 | 0
PeakG | 0.67 | 0.95 | 0 | 0.16 | 6.43 | 9.19
PeakO | 0 | 0 | 0 | 0 | 0 | 0
ST | 0 | 0 | 0 | 0 | 0 | 0
STOG | 0 | 0 | 0 | 0 | 0 | 0
STWD | 0 | 0 | 0 | 0 | 0 | 0
WT | 0 | 0 | 0 | 0 | 0 | 0
IGCC | 0 | 0 | 0 | 0.01 | 0.01 | 0.01
DemandResponse | 0 | 0 | 0 | 0 | 0 | 0
IGCC-CCS | 0 | 0 | 0 | 0 | 0.01 | 0.01
WT_off | 0 | 0 | 0 | 0 | 0 | 0
PseudoUnit | 0 | 0 | 0 | 0 | 0 | 0
FixedInterchange | 0 | 0 | 0 | 0 | 0 | 0
Emission Cost by Reporting Type: MISO_IN
ReportingType | 2015 | 2020 | 2025 | 2030 | 2035 | 2040
BM | 0 | 0 | 0 | 0 | 0 | 0
CC | 58.97 | 219.44 | 220.19 | 524.9 | 584.69 | 341.16
CSP | 0 | 0 | 0 | 0 | 0 | 0
CT | 0 | 0 | 0 | 0 | 0 | 0
Coal | 1556.8 | 1170.74 | 91.51 | 54.89 | 300.33 | 428.71
Geo | 0 | 0 | 0 | 0 | 0 | 0
H | 0 | 0 | 0 | 0 | 0 | 0
LFG | 0 | 0 | 0 | 0 | 0 | 0
Nuc | 0 | 0 | 0 | 0 | 0 | 0
PS | 0 | 0 | 0 | 0 | 0 | 0
PV | 0 | 0 | 0 | 0 | 0 | 0
PeakG | 0 | 0 | 0 | 0 | 0 | 0.01
PeakO | 0 | 0 | 0 | 0 | 0 | 0
ST | 0 | 0 | 0 | 0 | 0 | 0
STOG | 0.48 | 0.68 | 0.15 | 2.49 | 0.01 | 0.01
STWD | 0 | 0 | 0 | 0 | 0 | 0
WT | 0 | 0 | 0 | 0 | 0 | 0
IGCC | 100.97 | 143.37 | 20.96 | 0.05 | 0.02 | 0.02
DemandResponse | 0 | 0 | 0 | 0 | 0 | 0
IGCC-CCS | 0 | 0 | 0 | 0 | 0.01 | 0.01
WT_off | 0 | 0 | 0 | 0 | 0 | 0
PseudoUnit | 0 | 0 | 0 | 0 | 0 | 0
FixedInterchange | 0 | 0 | 0 | 0 | 0 | 0
Emission Cost by Reporting Type: MISO_MI
ReportingType | 2015 | 2020 | 2025 | 2030 | 2035 | 2040
BM | 0 | 0 | 0 | 0 | 0 | 0
CC | 126.73 | 143.36 | 115.24 | 176.03 | 182.2 | 133.37
CSP | 0 | 0 | 0 | 0 | 0 | 0
CT | 0 | 0 | 0 | 0 | 0 | 0
Coal | 661.34 | 0.29 | 0.22 | 0.26 | 0.41 | 0.54
Geo | 0 | 0 | 0 | 0 | 0 | 0
H | 0 | 0 | 0 | 0 | 0 | 0
LFG | 0 | 0 | 0 | 0 | 0 | 0
Nuc | 0 | 0 | 0 | 0 | 0 | 0
PS | 0 | 0 | 0 | 0 | 0 | 0
PV | 0 | 0 | 0 | 0 | 0 | 0
PeakG | 0.5 | 0 | 0 | 0 | 0 | 0.01
PeakO | 0 | 0 | 0 | 0 | 0 | 0
ST | 0 | 0 | 0 | 0 | 0 | 0
STOG | 4.8 | 5.19 | 0 | 0.01 | 0.01 | 0.01
STWD | 0 | 0 | 0 | 0 | 0 | 0
WT | 0 | 0 | 0 | 0 | 0 | 0
IGCC | 0 | 0 | 0 | 0.01 | 0.01 | 0.01
DemandResponse | 0 | 0 | 0 | 0 | 0 | 0
IGCC-CCS | 0 | 0 | 0 | 0 | 0.01 | 0.01
WT_off | 0 | 0 | 0 | 0 | 0 | 0
PseudoUnit | 0 | 0 | 0 | 0 | 0 | 0
FixedInterchange | 0 | 0 | 0 | 0 | 0 | 0
Emission Cost by Reporting Type: MISO_MO-IL
ReportingType | 2015 | 2020 | 2025 | 2030 | 2035 | 2040
BM | 0 | 0 | 0 | 0 | 0 | 0
CC | 31.93 | 46.69 | 27.66 | 53.54 | 60.79 | 43.55
CSP | 0 | 0 | 0 | 0 | 0 | 0
CT | 0 | 0 | 0 | 0 | 0 | 0
Coal | 1901.68 | 705.48 | 79.54 | 7.68 | 46.03 | 65.67
Geo | 0 | 0 | 0 | 0 | 0 | 0
H | 0 | 0 | 0 | 0 | 0 | 0
LFG | 0 | 0 | 0 | 0 | 0 | 0
Nuc | 0 | 0 | 0 | 0 | 0 | 0
PS | 0 | 0 | 0 | 0 | 0 | 0
PV | 0 | 0 | 0 | 0 | 0 | 0
PeakG | 2.25 | 0.68 | 0 | 5.32 | 0.2 | 0.02
PeakO | 0 | 0 | 0 | 0 | 0 | 0
ST | 0 | 0 | 0 | 0 | 0 | 0
STOG | 0.32 | 0 | 0 | 0 | 0 | 0.01
STWD | 0 | 0 | 0 | 0 | 0 | 0
WT | 0 | 0 | 0 | 0 | 0 | 0
IGCC | 0 | 0 | 0 | 0 | 0 | 0
DemandResponse | 0 | 0 | 0 | 0 | 0 | 0
IGCC-CCS | 0 | 0 | 0 | 0 | 0 | 0
WT_off | 0 | 0 | 0 | 0 | 0 | 0
PseudoUnit | 0 | 0 | 0 | 0 | 0 | 0
FixedInterchange | 0 | 0 | 0 | 0 | 0 | 0
Emission Cost by Reporting Type: MISO_W
ReportingType | 2015 | 2020 | 2025 | 2030 | 2035 | 2040
BM | 0 | 0 | 0 | 0 | 0 | 0
CC | 112.38 | 93.48 | 75.15 | 104.96 | 112.05 | 82.46
CSP | 0 | 0 | 0 | 0 | 0 | 0
CT | 0 | 0 | 0 | 0 | 0.01 | 0.01
Coal | 1971.94 | 909.95 | 21.84 | 48.81 | 97.48 | 139.13
Geo | 0 | 0 | 0 | 0 | 0 | 0
H | 0 | 0 | 0 | 0 | 0 | 0
LFG | 0 | 0 | 0 | 0 | 0 | 0
Nuc | 0 | 0 | 0 | 0 | 0 | 0
PS | 0 | 0 | 0 | 0 | 0 | 0
PV | 0 | 0 | 0 | 0 | 0 | 0
PeakG | 3.28 | 0 | 0 | 0.01 | 0.01 | 0.02
PeakO | 0 | 0 | 0 | 0 | 0 | 0
ST | 0 | 0 | 0 | 0 | 0 | 0
STOG | 0.03 | 0 | 0 | 0 | 0.01 | 0.01
STWD | 0 | 0 | 0 | 0 | 0 | 0
WT | 0 | 0 | 0 | 0 | 0 | 0
IGCC | 0 | 0 | 0 | 0.01 | 0.01 | 0.01
DemandResponse | 0 | 0 | 0 | 0 | 0 | 0
IGCC-CCS | 0 | 0 | 0 | 0 | 0.01 | 0.01
WT_off | 0 | 0 | 0 | 0 | 0 | 0
PseudoUnit | 0 | 0 | 0 | 0 | 0 | 0
FixedInterchange | 0 | 0 | 0 | 0 | 0 | 0
Emission Cost by Reporting Type: MISO_WUMS
ReportingType | 2015 | 2020 | 2025 | 2030 | 2035 | 2040
BM | 0 | 0 | 0 | 0 | 0 | 0
CC | 753.1 | 2504.5 | 2610.5 | 5852.59 | 5367.54 | 3735.88
CSP | 0 | 0 | 0 | 0 | 0 | 0
CT | 0 | 0 | 0 | 0 | 0 | 0
Coal | 333.29 | 66.27 | 18.68 | 11.3 | 59.16 | 118.21
Geo | 0 | 0 | 0 | 0 | 0 | 0
H | 0 | 0 | 0 | 0 | 0 | 0
LFG | 0 | 0 | 0 | 0 | 0 | 0
Nuc | 0 | 0 | 0 | 0 | 0 | 0
PS | 0 | 0 | 0 | 0 | 0 | 0
PV | 0 | 0 | 0 | 0 | 0 | 0
PeakG | 0.06 | 0 | 0 | 0 | 0 | 0.01
PeakO | 0 | 0 | 0 | 0 | 0 | 0
ST | 0 | 0 | 0 | 0 | 0 | 0
STOG | 0 | 0 | 0 | 0 | 0 | 0
STWD | 0 | 0 | 0 | 0 | 0 | 0
WT | 0 | 0 | 0 | 0 | 0 | 0
IGCC | 0 | 0 | 0 | 0 | 0 | 0.01
DemandResponse | 0 | 0 | 0 | 0 | 0 | 0
IGCC-CCS | 0 | 0 | 0 | 0 | 0 | 0
WT_off | 0 | 0 | 0 | 0 | 0 | 0
PseudoUnit | 0 | 0 | 0 | 0 | 0 | 0
FixedInterchange | 0 | 0 | 0 | 0 | 0 | 0
Emission Cost by Reporting Type: Nebraska
ReportingType | 2015 | 2020 | 2025 | 2030 | 2035 | 2040
BM | 0 | 0 | 0 | 0 | 0 | 0
CC | 6.92 | 2.18 | 3.57 | 7.98 | 7.59 | 5.69
CSP | 0 | 0 | 0 | 0 | 0 | 0
CT | 0 | 0 | 0 | 0 | 0 | 0
Coal | 861.09 | 92.39 | 20.38 | 25.94 | 67.12 | 95.82
Geo | 0 | 0 | 0 | 0 | 0 | 0
H | 0 | 0 | 0 | 0 | 0 | 0
LFG | 0 | 0 | 0 | 0 | 0 | 0
Nuc | 0 | 0 | 0 | 0 | 0 | 0
PS | 0 | 0 | 0 | 0 | 0 | 0
PV | 0 | 0 | 0 | 0 | 0 | 0
PeakG | 1.11 | 0 | 0 | 0 | 0 | 0
PeakO | 0 | 0 | 0 | 0 | 0 | 0
ST | 0 | 0 | 0 | 0 | 0 | 0
STOG | 0 | 0 | 0 | 0 | 0 | 0
STWD | 0 | 0 | 0 | 0 | 0 | 0
WT | 0 | 0 | 0 | 0 | 0 | 0
IGCC | 0 | 0 | 0 | 0 | 0 | 0
DemandResponse | 0 | 0 | 0 | 0 | 0 | 0
IGCC-CCS | 0 | 0 | 0 | 0 | 0 | 0
WT_off | 0 | 0 | 0 | 0 | 0 | 0
PseudoUnit | 0 | 0 | 0 | 0 | 0 | 0
FixedInterchange | 0 | 0 | 0 | 0 | 0 | 0
Emission Cost by Reporting Type: NEISO
ReportingType | 2015 | 2020 | 2025 | 2030 | 2035 | 2040
BM | 0 | 0 | 0 | 0 | 0 | 0
CC | 434.2 | 409.87 | 526.63 | 822.5 | 696.27 | 648.19
CSP | 0 | 0 | 0 | 0 | 0 | 0
CT | 0.01 | 0.07 | 0 | 0.78 | 0 | 0
Coal | 1.74 | 0.03 | 0.03 | 0.04 | 0.05 | 0.07
Geo | 0 | 0 | 0 | 0 | 0 | 0
H | 0 | 0 | 0 | 0 | 0 | 0
LFG | 0 | 0 | 0 | 0 | 0 | 0
Nuc | 0 | 0 | 0 | 0 | 0 | 0
PS | 0 | 0 | 0 | 0 | 0 | 0
PV | 0 | 0 | 0 | 0 | 0 | 0
PeakG | 0.39 | 0.96 | 3.19 | 7.27 | 13.22 | 20.75
PeakO | 0 | 0 | 0 | 0 | 0 | 0
ST | 0 | 0 | 0 | 0 | 0 | 0
STOG | 0 | 0 | 0 | 0 | 0.01 | 0.01
STWD | 0 | 0 | 0 | 0 | 0 | 0
WT | 0 | 0 | 0 | 0 | 0 | 0
IGCC | 0 | 0 | 0 | 0 | 0 | 0
DemandResponse | 0 | 0 | 0 | 0 | 0 | 0
IGCC-CCS | 0 | 0 | 0 | 0 | 0 | 0
WT_off | 0 | 0 | 0 | 0 | 0 | 0
PseudoUnit | 0 | 0 | 0 | 0 | 0 | 0
FixedInterchange | 0 | 0 | 0 | 0 | 0 | 0
Emission Cost by Reporting Type: NonRTO_Midwest
ReportingType | 2015 | 2020 | 2025 | 2030 | 2035 | 2040
BM | 0 | 0 | 0 | 0 | 0 | 0
CC | 136.82 | 418.21 | 684.87 | 1522.02 | 2149.83 | 339.53
CSP | 0 | 0 | 0 | 0 | 0 | 0
CT | 0 | 0 | 0 | 0 | 0 | 0
Coal | 1097.59 | 938.8 | 152.06 | 46.57 | 147.54 | 210.57
Geo | 0 | 0 | 0 | 0 | 0 | 0
H | 0 | 0 | 0 | 0 | 0 | 0
LFG | 0 | 0 | 0 | 0 | 0 | 0
Nuc | 0 | 0 | 0 | 0 | 0 | 0
PS | 0 | 0 | 0 | 0 | 0 | 0
PV | 0 | 0 | 0 | 0 | 0 | 0
PeakG | 2.41 | 1.43 | 0 | 21.71 | 6.56 | 0.02
PeakO | 0 | 0 | 0 | 0 | 0 | 0
ST | 0 | 0 | 0 | 0 | 0 | 0
STOG | 0 | 0 | 0 | 0 | 0 | 0
STWD | 0 | 0 | 0 | 0 | 0 | 0
WT | 0 | 0 | 0 | 0 | 0 | 0
IGCC | 0 | 0 | 0 | 0 | 0.01 | 0.01
DemandResponse | 0 | 0 | 0 | 0 | 0 | 0
IGCC-CCS | 0 | 0 | 0 | 0 | 0 | 0.01
WT_off | 0 | 0 | 0 | 0 | 0 | 0
PseudoUnit | 0 | 0 | 0 | 0 | 0 | 0
FixedInterchange | 0 | 0 | 0 | 0 | 0 | 0
Emission Cost by Reporting Type: NYISO_A-F
ReportingType | 2015 | 2020 | 2025 | 2030 | 2035 | 2040
BM | 0 | 0 | 0 | 0 | 0 | 0
CC | 71.14 | 143.1 | 196.46 | 279.68 | 141.58 | 35.85
CSP | 0 | 0 | 0 | 0 | 0 | 0
CT | 0 | 0 | 0 | 0 | 0 | 0
Coal | 0.03 | 0.03 | 0.03 | 0.03 | 0.05 | 0.07
Geo | 0 | 0 | 0 | 0 | 0 | 0
H | 0 | 0 | 0 | 0 | 0 | 0
LFG | 0 | 0 | 0 | 0 | 0 | 0
Nuc | 0 | 0 | 0 | 0 | 0 | 0
PS | 0 | 0 | 0 | 0 | 0 | 0
PV | 0 | 0 | 0 | 0 | 0 | 0
PeakG | 0.03 | 0.13 | 0.69 | 1.54 | 2.85 | 4.07
PeakO | 0 | 0 | 0 | 0 | 0 | 0
ST | 0 | 0 | 0 | 0 | 0 | 0
STOG | 0 | 0 | 0 | 0 | 0 | 0
STWD | 0 | 0 | 0 | 0 | 0 | 0
WT | 0 | 0 | 0 | 0 | 0 | 0
IGCC | 0 | 0 | 0 | 0 | 0 | 0
DemandResponse | 0 | 0 | 0 | 0 | 0 | 0
IGCC-CCS | 0 | 0 | 0 | 0 | 0 | 0
WT_off | 0 | 0 | 0 | 0 | 0 | 0
PseudoUnit | 0 | 0 | 0 | 0 | 0 | 0
FixedInterchange | 0 | 0 | 0 | 0 | 0 | 0
Emission Cost by Reporting Type: NYISO_G-I
ReportingType | 2015 | 2020 | 2025 | 2030 | 2035 | 2040
BM | 0 | 0 | 0 | 0 | 0 | 0
CC | 24.39 | 95.23 | 109.53 | 71.78 | 117.82 | 107.17
CSP | 0 | 0 | 0 | 0 | 0 | 0
CT | 0 | 0 | 0 | 0 | 0 | 0
Coal | 0.01 | 0.01 | 0.01 | 0.01 | 0.01 | 0.02
Geo | 0 | 0 | 0 | 0 | 0 | 0
H | 0 | 0 | 0 | 0 | 0 | 0
LFG | 0 | 0 | 0 | 0 | 0 | 0
Nuc | 0 | 0 | 0 | 0 | 0 | 0
PS | 0 | 0 | 0 | 0 | 0 | 0
PV | 0 | 0 | 0 | 0 | 0 | 0
PeakG | 0 | 0 | 0 | 0.01 | 0.02 | 0.03
PeakO | 0 | 0 | 0 | 0 | 0 | 0
ST | 0 | 0 | 0 | 0 | 0 | 0
STOG | 0 | 0 | 0 | 0 | 0.01 | 0.01
STWD | 0 | 0 | 0 | 0 | 0 | 0
WT | 0 | 0 | 0 | 0 | 0 | 0
IGCC | 0 | 0 | 0 | 0 | 0 | 0
DemandResponse | 0 | 0 | 0 | 0 | 0 | 0
IGCC-CCS | 0 | 0 | 0 | 0 | 0 | 0
WT_off | 0 | 0 | 0 | 0 | 0 | 0
PseudoUnit | 0 | 0 | 0 | 0 | 0 | 0
FixedInterchange | 0 | 0 | 0 | 0 | 0 | 0
Emission Cost by Reporting Type: NYISO_J-K
ReportingType | 2015 | 2020 | 2025 | 2030 | 2035 | 2040
BM | 0 | 0 | 0 | 0 | 0 | 0
CC | 207.12 | 332.57 | 512.98 | 598.55 | 797.96 | 743.45
CSP | 0 | 0 | 0 | 0 | 0 | 0
CT | 0 | 0 | 0 | 0 | 0.01 | 0.01
Coal | 0 | 0 | 0 | 0 | 0 | 0
Geo | 0 | 0 | 0 | 0 | 0 | 0
H | 0 | 0 | 0 | 0 | 0 | 0
LFG | 0 | 0 | 0 | 0 | 0 | 0
Nuc | 0 | 0 | 0 | 0 | 0 | 0
PS | 0 | 0 | 0 | 0 | 0 | 0
PV | 0 | 0 | 0 | 0 | 0 | 0
PeakG | 2.36 | 5.21 | 5.49 | 23.46 | 22.76 | 32.49
PeakO | 0 | 0 | 0 | 0 | 0 | 0
ST | 0 | 0 | 0 | 0 | 0 | 0
STOG | 7.31 | 13.98 | 22.89 | 51.27 | 49.75 | 71.01
STWD | 0 | 0 | 0 | 0 | 0 | 0
WT | 0 | 0 | 0 | 0 | 0 | 0
IGCC | 0 | 0 | 0 | 0 | 0 | 0
DemandResponse | 0 | 0 | 0 | 0 | 0 | 0
IGCC-CCS | 0 | 0 | 0 | 0 | 0 | 0
WT_off | 0 | 0 | 0 | 0 | 0 | 0
PseudoUnit | 0 | 0 | 0 | 0 | 0 | 0
FixedInterchange | 0 | 0 | 0 | 0 | 0 | 0
Emission Cost by Reporting Type: PJM_E
ReportingType | 2015 | 2020 | 2025 | 2030 | 2035 | 2040
BM | 0 | 0 | 0 | 0 | 0 | 0
CC | 434.5 | 679.89 | 1058.56 | 1726.96 | 3036.97 | 2204.04
CSP | 0 | 0 | 0 | 0 | 0 | 0
CT | 0.01 | 0.06 | 0.1 | 0.22 | 0.4 | 0.01
Coal | 16.1 | 10.12 | 6.14 | 0.09 | 12.05 | 43.84
Geo | 0 | 0 | 0 | 0 | 0 | 0
H | 0 | 0 | 0 | 0 | 0 | 0
LFG | 0 | 0 | 0 | 0 | 0 | 0
Nuc | 0 | 0 | 0 | 0 | 0 | 0
PS | 0 | 0 | 0 | 0 | 0 | 0
PV | 0 | 0 | 0 | 0 | 0 | 0
PeakG | 1.24 | 5.53 | 9.05 | 20.28 | 37.56 | 53.61
PeakO | 0 | 0 | 0 | 0 | 0 | 0
ST | 0 | 0 | 0 | 0 | 0 | 0
STOG | 4.28 | 6.08 | 9.96 | 30.4 | 41.31 | 0.01
STWD | 0 | 0 | 0 | 0 | 0 | 0
WT | 0 | 0 | 0 | 0 | 0 | 0
IGCC | 0 | 0 | 0 | 0 | 0 | 0
DemandResponse | 0 | 0 | 0 | 0 | 0 | 0
IGCC-CCS | 0 | 0 | 0 | 0 | 0 | 0
WT_off | 0 | 0 | 0 | 0 | 0 | 0
PseudoUnit | 0 | 0 | 0 | 0 | 0 | 0
FixedInterchange | 0 | 0 | 0 | 0 | 0 | 0
Emission Cost by Reporting Type: PJM_ROM
ReportingType | 2015 | 2020 | 2025 | 2030 | 2035 | 2040
BM | 0 | 0 | 0 | 0 | 0 | 0
CC | 184.15 | 339.83 | 478.17 | 713.24 | 1315.05 | 782.89
CSP | 0 | 0 | 0 | 0 | 0 | 0
CT | 0 | 0.04 | 0.06 | 0.13 | 0.24 | 0.35
Coal | 270.34 | 64.22 | 14.91 | 0.23 | 26.58 | 57.1
Geo | 0 | 0 | 0 | 0 | 0 | 0
H | 0 | 0 | 0 | 0 | 0 | 0
LFG | 0 | 0 | 0 | 0 | 0 | 0
Nuc | 0 | 0 | 0 | 0 | 0 | 0
PS | 0 | 0 | 0 | 0 | 0 | 0
PV | 0 | 0 | 0 | 0 | 0 | 0
PeakG | 0 | 0 | 0 | 12.85 | 23.88 | 34.1
PeakO | 0 | 0 | 0 | 0 | 0 | 0
ST | 0 | 0 | 0 | 0 | 0 | 0
STOG | 10.4 | 14.77 | 24.19 | 54.19 | 52.57 | 0.01
STWD | 0 | 0 | 0 | 0 | 0 | 0
WT | 0 | 0 | 0 | 0 | 0 | 0
IGCC | 0 | 0 | 0 | 0 | 0.01 | 0.01
DemandResponse | 0 | 0 | 0 | 0 | 0 | 0
IGCC-CCS | 0 | 0 | 0 | 0 | 0 | 0.01
WT_off | 0 | 0 | 0 | 0 | 0 | 0
PseudoUnit | 0 | 0 | 0 | 0 | 0 | 0
FixedInterchange | 0 | 0 | 0 | 0 | 0 | 0
Emission Cost by Reporting Type: PJM_ROR
ReportingType | 2015 | 2020 | 2025 | 2030 | 2035 | 2040
BM | 0 | 0 | 0 | 0 | 0 | 0
CC | 1323.85 | 2536.95 | 3518.89 | 6514.28 | 9320.2 | 6335.5
CSP | 0 | 0 | 0 | 0 | 0 | 0
CT | 0.05 | 0.07 | 0.11 | 0.24 | 0.44 | 0.63
Coal | 5549.27 | 4274.62 | 377.22 | 137.89 | 639.17 | 924.31
Geo | 0 | 0 | 0 | 0 | 0 | 0
H | 0 | 0 | 0 | 0 | 0 | 0
LFG | 0 | 0 | 0 | 0 | 0 | 0
Nuc | 0 | 0 | 0 | 0 | 0 | 0
PS | 0 | 0 | 0 | 0 | 0 | 0
PV | 0 | 0 | 0 | 0 | 0 | 0
PeakG | 15.67 | 25.54 | 19.09 | 50.05 | 24.7 | 17.36
PeakO | 0 | 0 | 0 | 0 | 0 | 0
ST | 0 | 0 | 0 | 0 | 0 | 0
STOG | 10.51 | 8.65 | 14.15 | 31.68 | 30.74 | 0.01
STWD | 0 | 0 | 0 | 0 | 0 | 0
WT | 0 | 0 | 0 | 0 | 0 | 0
IGCC | 0 | 0 | 0 | 0 | 0.01 | 0.01
DemandResponse | 0 | 0 | 0 | 0 | 0 | 0
IGCC-CCS | 0 | 0 | 0 | 0 | 0.01 | 0.01
WT_off | 0 | 0 | 0 | 0 | 0 | 0
PseudoUnit | 0 | 0 | 0 | 0 | 0 | 0
FixedInterchange | 0 | 0 | 0 | 0 | 0 | 0
Emission Cost by Reporting Type: SOCO
ReportingType | 2015 | 2020 | 2025 | 2030 | 2035 | 2040
BM | 0 | 0 | 0 | 0 | 0 | 0
CC | 1446 | 2349.45 | 2938.55 | 5794.16 | 2910.2 | 880.68
CSP | 0 | 0 | 0 | 0 | 0 | 0
CT | 0 | 0 | 0 | 0 | 0 | 0
Coal | 972.12 | 473.11 | 37.99 | 101.37 | 187.69 | 267.9
Geo | 0 | 0 | 0 | 0 | 0 | 0
H | 0 | 0 | 0 | 0 | 0 | 0
LFG | 0 | 0 | 0 | 0 | 0 | 0
Nuc | 0 | 0 | 0 | 0 | 0 | 0
PS | 0 | 0 | 0 | 0 | 0 | 0
PV | 0 | 0 | 0 | 0 | 0 | 0
PeakG | 10.66 | 0.01 | 20.89 | 47.34 | 7.14 | 0.02
PeakO | 0 | 0 | 0 | 0 | 0 | 0
ST | 0 | 0 | 0 | 0 | 0 | 0
STOG | 0 | 0 | 0 | 0 | 0 | 0.01
STWD | 0 | 0 | 0 | 0 | 0 | 0
WT | 0 | 0 | 0 | 0 | 0 | 0
IGCC | 0 | 0 | 0.01 | 0.01 | 0.01 | 0.01
DemandResponse | 0 | 0 | 0 | 0 | 0 | 0
IGCC-CCS | 0 | 0 | 0 | 0 | 0.01 | 0.01
WT_off | 0 | 0 | 0 | 0 | 0 | 0
PseudoUnit | 0 | 0 | 0 | 0 | 0 | 0
FixedInterchange | 0 | 0 | 0 | 0 | 0 | 0
Emission Cost by Reporting Type: SPP_N
ReportingType | 2015 | 2020 | 2025 | 2030 | 2035 | 2040
BM | 0 | 0 | 0 | 0 | 0 | 0
CC | 43.15 | 14.2 | 22.45 | 29.06 | 53.81 | 31.38
CSP | 0 | 0 | 0 | 0 | 0 | 0
CT | 0 | 0 | 0 | 0 | 0 | 0.01
Coal | 1538.81 | 344.34 | 10.22 | 0.04 | 0.08 | 0.11
Geo | 0 | 0 | 0 | 0 | 0 | 0
H | 0 | 0 | 0 | 0 | 0 | 0
LFG | 0 | 0 | 0 | 0 | 0 | 0
Nuc | 0 | 0 | 0 | 0 | 0 | 0
PS | 0 | 0 | 0 | 0 | 0 | 0
PV | 0 | 0 | 0 | 0 | 0 | 0
PeakG | 0 | 0 | 0 | 0 | 0.01 | 0.01
PeakO | 0 | 0 | 0 | 0 | 0 | 0
ST | 0 | 0 | 0 | 0 | 0 | 0
STOG | 0.01 | 0 | 0 | 0 | 0.01 | 0.01
STWD | 0 | 0 | 0 | 0 | 0 | 0
WT | 0 | 0 | 0 | 0 | 0 | 0
IGCC | 0 | 0 | 0 | 0 | 0 | 0
DemandResponse | 0 | 0 | 0 | 0 | 0 | 0
IGCC-CCS | 0 | 0 | 0 | 0 | 0 | 0
WT_off | 0 | 0 | 0 | 0 | 0 | 0
PseudoUnit | 0 | 0 | 0 | 0 | 0 | 0
FixedInterchange | 0 | 0 | 0 | 0 | 0 | 0
Emission Cost by Reporting Type: SPP_S
ReportingType | 2015 | 2020 | 2025 | 2030 | 2035 | 2040
BM | 0 | 0 | 0 | 0 | 0 | 0
CC | 458.91 | 136.7 | 177 | 327.8 | 558.79 | 451.01
CSP | 0 | 0 | 0 | 0 | 0 | 0
CT | 0.2 | 0 | 0 | 0 | 0.01 | 0.01
Coal | 2315.43 | 201.35 | 21.67 | 0.07 | 0.1 | 0.13
Geo | 0 | 0 | 0 | 0 | 0 | 0
H | 0 | 0 | 0 | 0 | 0 | 0
LFG | 0 | 0 | 0 | 0 | 0 | 0
Nuc | 0 | 0 | 0 | 0 | 0 | 0
PS | 0 | 0 | 0 | 0 | 0 | 0
PV | 0 | 0 | 0 | 0 | 0 | 0
PeakG | 0 | 0 | 0 | 0.01 | 0.01 | 0.01
PeakO | 0 | 0 | 0 | 0 | 0 | 0
ST | 0 | 0 | 0 | 0 | 0 | 0
STOG | 33.96 | 17.96 | 0.01 | 19.87 | 41.33 | 43.86
STWD | 0 | 0 | 0 | 0 | 0 | 0
WT | 0 | 0 | 0 | 0 | 0 | 0
IGCC | 0 | 0 | 0 | 0 | 0.01 | 0.01
DemandResponse | 0 | 0 | 0 | 0 | 0 | 0
IGCC-CCS | 0 | 0 | 0 | 0 | 0 | 0
WT_off | 0 | 0 | 0 | 0 | 0 | 0
PseudoUnit | 0 | 0 | 0 | 0 | 0 | 0
FixedInterchange | 0 | 0 | 0 | 0 | 0 | 0
Emission Cost by Reporting Type: TVA
ReportingType | 2015 | 2020 | 2025 | 2030 | 2035 | 2040
BM | 0 | 0 | 0 | 0 | 0 | 0
CC | 384.62 | 868.19 | 1481.76 | 3023.23 | 2046.45 | 579.32
CSP | 0 | 0 | 0 | 0 | 0 | 0
CT | 0 | 0 | 0 | 0 | 0 | 0
Coal | 1096.17 | 810.6 | 66.82 | 0.16 | 0.25 | 0.34
Geo | 0 | 0 | 0 | 0 | 0 | 0
H | 0 | 0 | 0 | 0 | 0 | 0
LFG | 0 | 0 | 0 | 0 | 0 | 0
Nuc | 0 | 0 | 0 | 0 | 0 | 0
PS | 0 | 0 | 0 | 0 | 0 | 0
PV | 0 | 0 | 0 | 0 | 0 | 0
PeakG | 0 | 0 | 0 | 0 | 0 | 0
PeakO | 0 | 0 | 0 | 0 | 0 | 0
ST | 0 | 0 | 0 | 0 | 0 | 0
STOG | 0 | 0 | 0 | 0 | 0 | 0
STWD | 0 | 0 | 0 | 0 | 0 | 0
WT | 0 | 0 | 0 | 0 | 0 | 0
IGCC | 0 | 0 | 0 | 0.01 | 0.01 | 0.01
DemandResponse | 0 | 0 | 0 | 0 | 0 | 0
IGCC-CCS | 0 | 0 | 0 | 0 | 0.01 | 0.01
WT_off | 0 | 0 | 0 | 0 | 0 | 0
PseudoUnit | 0 | 0 | 0 | 0 | 0 | 0
FixedInterchange | 0 | 0 | 0 | 0 | 0 | 0
Emission Cost by Reporting Type: TVA_Transmission
ReportingType | 2015 | 2020 | 2025 | 2030 | 2035 | 2040
BM | 0 | 0 | 0 | 0 | 0 | 0
CC | 0 | 0 | 0 | 0 | 0 | 0
CSP | 0 | 0 | 0 | 0 | 0 | 0
CT | 0 | 0 | 0 | 0 | 0 | 0
Coal | 0 | 0 | 0 | 0 | 0 | 0
Geo | 0 | 0 | 0 | 0 | 0 | 0
H | 0 | 0 | 0 | 0 | 0 | 0
LFG | 0 | 0 | 0 | 0 | 0 | 0
Nuc | 0 | 0 | 0 | 0 | 0 | 0
PS | 0 | 0 | 0 | 0 | 0 | 0
PV | 0 | 0 | 0 | 0 | 0 | 0
PeakG | 0 | 0 | 0 | 0 | 0 | 0
PeakO | 0 | 0 | 0 | 0 | 0 | 0
ST | 0 | 0 | 0 | 0 | 0 | 0
STOG | 0 | 0 | 0 | 0 | 0 | 0
STWD | 0 | 0 | 0 | 0 | 0 | 0
WT | 0 | 0 | 0 | 0 | 0 | 0
IGCC | 0 | 0 | 0 | 0 | 0 | 0
DemandResponse | 0 | 0 | 0 | 0 | 0 | 0
IGCC-CCS | 0 | 0 | 0 | 0 | 0 | 0
WT_off | 0 | 0 | 0 | 0 | 0 | 0
PseudoUnit | 0 | 0 | 0 | 0 | 0 | 0
FixedInterchange | 0 | 0 | 0 | 0 | 0 | 0
Emission Cost by Reporting Type: VACAR
ReportingType | 2015 | 2020 | 2025 | 2030 | 2035 | 2040
BM | 0 | 0 | 0 | 0 | 0 | 0
CC | 1055.62 | 1477.1 | 2063.57 | 3329.92 | 2980.85 | 887.68
CSP | 0 | 0 | 0 | 0 | 0 | 0
CT | 0.36 | 0 | 0 | 0 | 0 | 0
Coal | 839.94 | 676.86 | 128.92 | 32.93 | 103.37 | 147.59
Geo | 0 | 0 | 0 | 0 | 0 | 0
H | 0 | 0 | 0 | 0 | 0 | 0
LFG | 0 | 0 | 0 | 0 | 0 | 0
Nuc | 0 | 0 | 0 | 0 | 0 | 0
PS | 0 | 0 | 0 | 0 | 0 | 0
PV | 0 | 0 | 0 | 0 | 0 | 0
PeakG | 0.51 | 0 | 0 | 0 | 0.01 | 0.03
PeakO | 0 | 0 | 0 | 0 | 0 | 0
ST | 0 | 0 | 0 | 0 | 0 | 0
STOG | 0 | 0 | 0 | 0 | 0 | 0
STWD | 0 | 0 | 0 | 0 | 0 | 0
WT | 0 | 0 | 0 | 0 | 0 | 0
IGCC | 0 | 0 | 0 | 0 | 0.01 | 0.01
DemandResponse | 0 | 0 | 0 | 0 | 0 | 0
IGCC-CCS | 0 | 0 | 0 | 0 | 0 | 0
WT_off | 0 | 0 | 0 | 0 | 0 | 0
PseudoUnit | 0 | 0 | 0 | 0 | 0 | 0
FixedInterchange | 0 | 0 | 0 | 0 | 0 | 0
Emission Cost by Reporting Type: IESO
ReportingType | 2015 | 2020 | 2025 | 2030 | 2035 | 2040
BM | 0 | 0 | 0 | 0 | 0 | 0
CC | 10.43 | 6 | 2.64 | 0 | 0.01 | 0.01
CSP | 0 | 0 | 0 | 0 | 0 | 0
CT | 0 | 0 | 0 | 0 | 0 | 0
Coal | 0 | 0 | 0 | 0 | 0 | 0
Geo | 0 | 0 | 0 | 0 | 0 | 0
H | 0 | 0 | 0 | 0 | 0 | 0
LFG | 0 | 0 | 0 | 0 | 0 | 0
Nuc | 0 | 0 | 0 | 0 | 0 | 0
PS | 0 | 0 | 0 | 0 | 0 | 0
PV | 0 | 0 | 0 | 0 | 0 | 0
PeakG | 0 | 0 | 0 | 0 | 0 | 0
PeakO | 0 | 0 | 0 | 0 | 0 | 0
ST | 0 | 0 | 0 | 0 | 0 | 0
STOG | 0 | 0 | 0 | 0 | 0 | 0
STWD | 0 | 0 | 0 | 0 | 0 | 0
WT | 0 | 0 | 0 | 0 | 0 | 0
IGCC | 0 | 0 | 0 | 0 | 0 | 0
DemandResponse | 0 | 0 | 0 | 0 | 0 | 0
IGCC-CCS | 0 | 0 | 0 | 0 | 0 | 0
WT_off | 0 | 0 | 0 | 0 | 0 | 0
PseudoUnit | 0 | 0 | 0 | 0 | 0 | 0
FixedInterchange | 0 | 0 | 0 | 0 | 0 | 0
Emission Cost by Reporting Type: MAPP_CA
ReportingType | 2015 | 2020 | 2025 | 2030 | 2035 | 2040
BM | 0 | 0 | 0 | 0 | 0 | 0
CC | 13.74 | 5.7 | 0 | 0 | 0 | 0
CSP | 0 | 0 | 0 | 0 | 0 | 0
CT | 0 | 0 | 0 | 0 | 0 | 0
Coal | 0 | 0.01 | 0 | 0.01 | 0.01 | 0.01
Geo | 0 | 0 | 0 | 0 | 0 | 0
H | 0 | 0 | 0 | 0 | 0 | 0
LFG | 0 | 0 | 0 | 0 | 0 | 0
Nuc | 0 | 0 | 0 | 0 | 0 | 0
PS | 0 | 0 | 0 | 0 | 0 | 0
PV | 0 | 0 | 0 | 0 | 0 | 0
PeakG | 0.07 | 0 | 0 | 0 | 0 | 0
PeakO | 0 | 0 | 0 | 0 | 0 | 0
ST | 0 | 0 | 0 | 0 | 0 | 0
STOG | 0 | 0 | 0 | 0 | 0 | 0
STWD | 0 | 0 | 0 | 0 | 0 | 0
WT | 0 | 0 | 0 | 0 | 0 | 0
IGCC | 0 | 0 | 0 | 0 | 0 | 0
DemandResponse | 0 | 0 | 0 | 0 | 0 | 0
IGCC-CCS | 0 | 0 | 0 | 0 | 0 | 0
WT_off | 0 | 0 | 0 | 0 | 0 | 0
PseudoUnit | 0 | 0 | 0 | 0 | 0 | 0
FixedInterchange | 0 | 0 | 0 | 0 | 0 | 0
Emission Cost by Reporting Type: AZ_NM_SNV_Coal
ReportingType | 2015 | 2020 | 2025 | 2030 | 2035 | 2040
BM | 0 | 0 | 0 | 0 | 0 | 0
CC | 0 | 0 | 0 | 0 | 0 | 0
CSP | 0 | 0 | 0 | 0 | 0 | 0
CT | 0 | 0 | 0 | 0 | 0 | 0
Coal | 1276.34 | 1650.49 | 599.71 | 5.45 | 40.9 | 29.58
Geo | 0 | 0 | 0 | 0 | 0 | 0
H | 0 | 0 | 0 | 0 | 0 | 0
LFG | 0 | 0 | 0 | 0 | 0 | 0
Nuc | 0 | 0 | 0 | 0 | 0 | 0
PS | 0 | 0 | 0 | 0 | 0 | 0
PV | 0 | 0 | 0 | 0 | 0 | 0
PeakG | 0 | 0 | 0 | 0 | 0 | 0
PeakO | 0 | 0 | 0 | 0 | 0 | 0
ST | 0 | 0 | 0 | 0 | 0 | 0
STOG | 0 | 0 | 0 | 0 | 0 | 0
STWD | 0 | 0 | 0 | 0 | 0 | 0
WT | 0 | 0 | 0 | 0 | 0 | 0
IGCC | 0 | 0 | 0 | 0 | 0 | 0
DemandResponse | 0 | 0 | 0 | 0 | 0 | 0
IGCC-CCS | 0 | 0 | 0 | 0 | 0 | 0
WT_off | 0 | 0 | 0 | 0 | 0 | 0
PseudoUnit | 0 | 0 | 0 | 0 | 0 | 0
FixedInterchange | 0 | 0 | 0 | 0 | 0 | 0
Emission Cost by Reporting Type: AZ_NM_SNV_Gas
ReportingType | 2015 | 2020 | 2025 | 2030 | 2035 | 2040
BM | 0 | 0 | 0 | 0 | 0 | 0
CC | 700.15 | 781.14 | 1888.77 | 2258.5 | 1539.59 | 1623.34
CSP | 0 | 0 | 0 | 0 | 0 | 0
CT | 0 | 0 | 0 | 0 | 0 | 0
Coal | 0 | 0 | 0 | 0 | 0 | 0
Geo | 0 | 0 | 0 | 0 | 0 | 0
H | 0 | 0 | 0 | 0 | 0 | 0
LFG | 0 | 0 | 0 | 0 | 0 | 0
Nuc | 0 | 0 | 0 | 0 | 0 | 0
PS | 0 | 0 | 0 | 0 | 0 | 0
PV | 0 | 0 | 0 | 0 | 0 | 0
PeakG | 0 | 0 | 0 | 0 | 0 | 0
PeakO | 0 | 0 | 0 | 0 | 0 | 0
ST | 0 | 0 | 0 | 0 | 0 | 0
STOG | 0 | 0 | 0 | 0 | 0 | 0
STWD | 0 | 0 | 0 | 0 | 0 | 0
WT | 0 | 0 | 0 | 0 | 0 | 0
IGCC | 0 | 0 | 0 | 0 | 0 | 0
DemandResponse | 0 | 0 | 0 | 0 | 0 | 0
IGCC-CCS | 0 | 0 | 0 | 0 | 0 | 0
WT_off | 0 | 0 | 0 | 0 | 0 | 0
PseudoUnit | 0 | 0 | 0 | 0 | 0 | 0
FixedInterchange | 0 | 0 | 0 | 0 | 0 | 0
Emission Cost by Reporting Type: AZ_NM_SNV_NucRenew
ReportingType | 2015 | 2020 | 2025 | 2030 | 2035 | 2040
BM | 0 | 0 | 0 | 0 | 0 | 0
CC | 0 | 0 | 0 | 0 | 0 | 0
CSP | 0 | 0 | 0 | 0 | 0 | 0
CT | 0 | 0 | 0 | 0 | 0 | 0
Coal | 0 | 0 | 0 | 0 | 0 | 0
Geo | 0 | 0 | 0 | 0 | 0 | 0
H | 0 | 0 | 0 | 0 | 0 | 0
LFG | 0 | 0 | 0 | 0 | 0 | 0
Nuc | 0 | 0 | 0 | 0 | 0 | 0
PS | 0 | 0 | 0 | 0 | 0 | 0
PV | 0 | 0 | 0 | 0 | 0 | 0
PeakG | 0 | 0 | 0 | 0 | 0 | 0
PeakO | 0 | 0 | 0 | 0 | 0 | 0
ST | 0 | 0 | 0 | 0 | 0 | 0
STOG | 0 | 0 | 0 | 0 | 0 | 0
STWD | 0 | 0 | 0 | 0 | 0 | 0
WT | 0 | 0 | 0 | 0 | 0 | 0
IGCC | 0 | 0 | 0 | 0 | 0 | 0
DemandResponse | 0 | 0 | 0 | 0 | 0 | 0
IGCC-CCS | 0 | 0 | 0 | 0 | 0 | 0
WT_off | 0 | 0 | 0 | 0 | 0 | 0
PseudoUnit | 0 | 0 | 0 | 0 | 0 | 0
FixedInterchange | 0 | 0 | 0 | 0 | 0 | 0
Emission Cost by Reporting Type: ERCOT
ReportingType | 2015 | 2020 | 2025 | 2030 | 2035 | 2040
BM | 0 | 0 | 0 | 0 | 0 | 0
CC | 2052.39 | 3115.79 | 4315.28 | 8187.88 | 7174.21 | 7178.09
CSP | 0 | 0 | 0 | 0 | 0 | 0
CT | 0 | 0.05 | 0.06 | 0.65 | 0 | 0
Coal | 1105.13 | 994.35 | 69.91 | 82.65 | 180.71 | 257.98
Geo | 0 | 0 | 0 | 0 | 0 | 0
H | 0 | 0 | 0 | 0 | 0 | 0
LFG | 0 | 0 | 0 | 0 | 0 | 0
Nuc | 0 | 0 | 0 | 0 | 0 | 0
PS | 0 | 0 | 0 | 0 | 0 | 0
PV | 0 | 0 | 0 | 0 | 0 | 0
PeakG | 0 | 0.15 | 0 | 3.41 | 6.51 | 9.1
PeakO | 0 | 0 | 0 | 0 | 0 | 0
ST | 0 | 0 | 0 | 0 | 0 | 0
STOG | 35.06 | 78.02 | 35.69 | 46.99 | 0 | 0
STWD | 0 | 0 | 0 | 0 | 0 | 0
WT | 0 | 0 | 0 | 0 | 0 | 0
IGCC | 0 | 0 | 0 | 0 | 0 | 0
DemandResponse | 0 | 0 | 0 | 0 | 0 | 0
IGCC-CCS | 0 | 0 | 0 | 0 | 0 | 0
WT_off | 0 | 0 | 0 | 0 | 0 | 0
PseudoUnit | 0 | 0 | 0 | 0 | 0 | 0
FixedInterchange | 0 | 0 | 0 | 0 | 0 | 0
Emission Cost by Reporting Type: NP15
ReportingType | 2015 | 2020 | 2025 | 2030 | 2035 | 2040
BM | 0 | 0 | 0 | 0 | 0 | 0
CC | 618 | 857.54 | 1407.84 | 1804.56 | 1379.46 | 656.87
CSP | 0 | 0 | 0 | 0 | 0 | 0
CT | 0 | 0 | 0 | 0 | 0 | 0
Coal | 42.12 | 0.02 | 0.01 | 0.01 | 0.01 | 0.01
Geo | 0 | 0 | 0 | 0 | 0 | 0
H | 0 | 0 | 0 | 0 | 0 | 0
LFG | 0 | 0 | 0 | 0 | 0 | 0
Nuc | 0 | 0 | 0 | 0 | 0 | 0
PS | 0 | 0 | 0 | 0 | 0 | 0
PV | 0 | 0 | 0 | 0 | 0 | 0
PeakG | 0 | 0 | 0 | 0 | 0 | 0
PeakO | 0 | 0 | 0 | 0 | 0 | 0
ST | 0 | 0 | 0 | 0 | 0 | 0
STOG | 0.97 | 0.75 | 2.07 | 0 | 0 | 0
STWD | 0 | 0 | 0 | 0 | 0 | 0
WT | 0 | 0 | 0 | 0 | 0 | 0
IGCC | 0 | 0 | 0 | 0 | 0 | 0
DemandResponse | 0 | 0 | 0 | 0 | 0 | 0
IGCC-CCS | 0 | 0 | 0 | 0 | 0 | 0
WT_off | 0 | 0 | 0 | 0 | 0 | 0
PseudoUnit | 0 | 0 | 0 | 0 | 0 | 0
FixedInterchange | 0 | 0 | 0 | 0 | 0 | 0
Emission Cost by Reporting Type: NWPP_Coal
ReportingType | 2015 | 2020 | 2025 | 2030 | 2035 | 2040
BM | 0 | 0 | 0 | 0 | 0 | 0
CC | 0 | 0 | 0 | 0 | 0 | 0
CSP | 0 | 0 | 0 | 0 | 0 | 0
CT | 0 | 0 | 0 | 0 | 0 | 0
Coal | 1435.84 | 1493.18 | 10.08 | 22.08 | 40.85 | 58.28
Geo | 0 | 0 | 0 | 0 | 0 | 0
H | 0 | 0 | 0 | 0 | 0 | 0
LFG | 0 | 0 | 0 | 0 | 0 | 0
Nuc | 0 | 0 | 0 | 0 | 0 | 0
PS | 0 | 0 | 0 | 0 | 0 | 0
PV | 0 | 0 | 0 | 0 | 0 | 0
PeakG | 0 | 0 | 0 | 0 | 0 | 0
PeakO | 0 | 0 | 0 | 0 | 0 | 0
ST | 0 | 0 | 0 | 0 | 0 | 0
STOG | 0 | 0 | 0 | 0 | 0 | 0
STWD | 0 | 0 | 0 | 0 | 0 | 0
WT | 0 | 0 | 0 | 0 | 0 | 0
IGCC | 0 | 0 | 0 | 0 | 0 | 0
DemandResponse | 0 | 0 | 0 | 0 | 0 | 0
IGCC-CCS | 0 | 0 | 0 | 0 | 0 | 0
WT_off | 0 | 0 | 0 | 0 | 0 | 0
PseudoUnit | 0 | 0 | 0 | 0 | 0 | 0
FixedInterchange | 0 | 0 | 0 | 0 | 0 | 0
Emission Cost by Reporting Type: NWPP_Gas
ReportingType | 2015 | 2020 | 2025 | 2030 | 2035 | 2040
BM | 0 | 0 | 0 | 0 | 0 | 0
CC | 513.35 | 939.34 | 1538.29 | 1660.37 | 732.57 | 921.93
CSP | 0 | 0 | 0 | 0 | 0 | 0
CT | 0 | 0 | 0 | 0 | 0 | 0
Coal | 0 | 0 | 0 | 0 | 0 | 0
Geo | 0 | 0 | 0 | 0 | 0 | 0
H | 0 | 0 | 0 | 0 | 0 | 0
LFG | 0 | 0 | 0 | 0 | 0 | 0
Nuc | 0 | 0 | 0 | 0 | 0 | 0
PS | 0 | 0 | 0 | 0 | 0 | 0
PV | 0 | 0 | 0 | 0 | 0 | 0
PeakG | 0 | 0 | 0 | 0 | 0 | 0
PeakO | 0 | 0 | 0 | 0 | 0 | 0
ST | 0 | 0 | 0 | 0 | 0 | 0
STOG | 0 | 0 | 0 | 0 | 0 | 0
STWD | 0 | 0 | 0 | 0 | 0 | 0
WT | 0 | 0 | 0 | 0 | 0 | 0
IGCC | 0 | 0 | 0 | 0 | 0 | 0
DemandResponse | 0 | 0 | 0 | 0 | 0 | 0
IGCC-CCS | 0 | 0 | 0 | 0 | 0 | 0
WT_off | 0 | 0 | 0 | 0 | 0 | 0
PseudoUnit | 0 | 0 | 0 | 0 | 0 | 0
FixedInterchange | 0 | 0 | 0 | 0 | 0 | 0
Emission Cost by Reporting Type: NWPP_NucRenew
ReportingType | 2015 | 2020 | 2025 | 2030 | 2035 | 2040
BM | 0 | 0 | 0 | 0 | 0 | 0
CC | 0 | 0 | 0 | 0 | 0 | 0
CSP | 0 | 0 | 0 | 0 | 0 | 0
CT | 0 | 0 | 0 | 0 | 0 | 0
Coal | 0 | 0 | 0 | 0 | 0 | 0
Geo | 0 | 0 | 0 | 0 | 0 | 0
H | 0 | 0 | 0 | 0 | 0 | 0
LFG | 0 | 0 | 0 | 0 | 0 | 0
Nuc | 0 | 0 | 0 | 0 | 0 | 0
PS | 0 | 0 | 0 | 0 | 0 | 0
PV | 0 | 0 | 0 | 0 | 0 | 0
PeakG | 0 | 0 | 0 | 0 | 0 | 0
PeakO | 0 | 0 | 0 | 0 | 0 | 0
ST | 0 | 0 | 0 | 0 | 0 | 0
STOG | 0 | 0 | 0 | 0 | 0 | 0
STWD | 0 | 0 | 0 | 0 | 0 | 0
WT | 0 | 0 | 0 | 0 | 0 | 0
IGCC | 0 | 0 | 0 | 0 | 0 | 0
DemandResponse | 0 | 0 | 0 | 0 | 0 | 0
IGCC-CCS | 0 | 0 | 0 | 0 | 0 | 0
WT_off | 0 | 0 | 0 | 0 | 0 | 0
PseudoUnit | 0 | 0 | 0 | 0 | 0 | 0
FixedInterchange | 0 | 0 | 0 | 0 | 0 | 0
Emission Cost by Reporting Type: RMPA
ReportingType | 2015 | 2020 | 2025 | 2030 | 2035 | 2040
BM | 0 | 0 | 0 | 0 | 0 | 0
CC | 119.87 | 139.86 | 447.76 | 508.44 | 460.54 | 423.99
CSP | 0 | 0 | 0 | 0 | 0 | 0
CT | 0 | 0 | 0 | 0 | 0 | 0
Coal | 1336.12 | 1546.05 | 211.65 | 57.44 | 106.36 | 148.47
Geo | 0 | 0 | 0 | 0 | 0 | 0
H | 0 | 0 | 0 | 0 | 0 | 0
LFG | 0 | 0 | 0 | 0 | 0 | 0
Nuc | 0 | 0 | 0 | 0 | 0 | 0
PS | 0 | 0 | 0 | 0 | 0 | 0
PV | 0 | 0 | 0 | 0 | 0 | 0
PeakG | 0 | 0 | 0 | 0 | 0.01 | 0.01
PeakO | 0 | 0 | 0 | 0 | 0 | 0
ST | 0 | 0 | 0 | 0 | 0 | 0
STOG | 0 | 0 | 0 | 0 | 0 | 0
STWD | 0 | 0 | 0 | 0 | 0 | 0
WT | 0 | 0 | 0 | 0 | 0 | 0
IGCC | 0 | 0 | 0 | 0 | 0 | 0
DemandResponse | 0 | 0 | 0 | 0 | 0 | 0
IGCC-CCS | 0 | 0 | 0 | 0 | 0 | 0
WT_off | 0 | 0 | 0 | 0 | 0 | 0
PseudoUnit | 0 | 0 | 0 | 0 | 0 | 0
FixedInterchange | 0 | 0 | 0 | 0 | 0 | 0
Emission Cost by Reporting Type: SP15
ReportingType | 2015 | 2020 | 2025 | 2030 | 2035 | 2040
BM | 0 | 0 | 0 | 0 | 0 | 0
CC | 810.65 | 1032.44 | 1662.92 | 3009.53 | 2606.03 | 2376.68
CSP | 0 | 0 | 0 | 0 | 0 | 0
CT | 0 | 0 | 0 | 0 | 0 | 0
Coal | 39.99 | 30.93 | 22.83 | 0.01 | 0.01 | 0.01
Geo | 0 | 0 | 0 | 0 | 0 | 0
H | 0 | 0 | 0 | 0 | 0 | 0
LFG | 0 | 0 | 0 | 0 | 0 | 0
Nuc | 0 | 0 | 0 | 0 | 0 | 0
PS | 0 | 0 | 0 | 0 | 0 | 0
PV | 0 | 0 | 0 | 0 | 0 | 0
PeakG | 0 | 0 | 0 | 0 | 0 | 0
PeakO | 0 | 0 | 0 | 0 | 0 | 0
ST | 0 | 0 | 0 | 0 | 0 | 0
STOG | 8.43 | 5.32 | 14.64 | 11.77 | 8.72 | 4.97
STWD | 0 | 0 | 0 | 0 | 0 | 0
WT | 0 | 0 | 0 | 0 | 0 | 0
IGCC | 0 | 0 | 0 | 0 | 0 | 0
DemandResponse | 0 | 0 | 0 | 0 | 0 | 0
IGCC-CCS | 0 | 0 | 0 | 0 | 0 | 0.01
WT_off | 0 | 0 | 0 | 0 | 0 | 0
PseudoUnit | 0 | 0 | 0 | 0 | 0 | 0
FixedInterchange | 0 | 0 | 0 | 0 | 0 | 0
Emission Cost by Reporting Type: ALB
ReportingType | 2015 | 2020 | 2025 | 2030 | 2035 | 2040
BM | 0 | 0 | 0 | 0 | 0 | 0
CC | 238.95 | 339.32 | 115.64 | 0 | 0 | 0.01
CSP | 0 | 0 | 0 | 0 | 0 | 0
CT | 0 | 0 | 0 | 0 | 0 | 0
Coal | 888.98 | 1262.28 | 0.02 | 0.02 | 0.02 | 0.02
Geo | 0 | 0 | 0 | 0 | 0 | 0
H | 0 | 0 | 0 | 0 | 0 | 0
LFG | 0 | 0 | 0 | 0 | 0 | 0
Nuc | 0 | 0 | 0 | 0 | 0 | 0
PS | 0 | 0 | 0 | 0 | 0 | 0
PV | 0 | 0 | 0 | 0 | 0 | 0
PeakG | 0 | 0 | 0 | 0 | 0 | 1.76
PeakO | 0 | 0 | 0 | 0 | 0 | 0
ST | 0 | 0 | 0 | 0 | 0 | 0
STOG | 0 | 0 | 0 | 0 | 0 | 0
STWD | 0 | 0 | 0 | 0 | 0 | 0
WT | 0 | 0 | 0 | 0 | 0 | 0
IGCC | 0 | 0 | 0 | 0 | 0 | 0
DemandResponse | 0 | 0 | 0 | 0 | 0 | 0
IGCC-CCS | 0 | 0 | 0 | 0 | 0 | 0
WT_off | 0 | 0 | 0 | 0 | 0 | 0
PseudoUnit | 0 | 0 | 0 | 0 | 0 | 0
FixedInterchange | 0 | 0 | 0 | 0 | 0 | 0
Emission Cost by Reporting Type: BC
ReportingType | 2015 | 2020 | 2025 | 2030 | 2035 | 2040
BM | 0 | 0 | 0 | 0 | 0 | 0
CC | 15.99 | 22.71 | 0.01 | 0 | 0 | 0
CSP | 0 | 0 | 0 | 0 | 0 | 0
CT | 0 | 0 | 0 | 0 | 0 | 0
Coal | 0 | 0 | 0 | 0 | 0 | 0
Geo | 0 | 0 | 0 | 0 | 0 | 0
H | 0 | 0 | 0 | 0 | 0 | 0
LFG | 0 | 0 | 0 | 0 | 0 | 0
Nuc | 0 | 0 | 0 | 0 | 0 | 0
PS | 0 | 0 | 0 | 0 | 0 | 0
PV | 0 | 0 | 0 | 0 | 0 | 0
PeakG | 0 | 0 | 0 | 0 | 0 | 0
PeakO | 0 | 0 | 0 | 0 | 0 | 0
ST | 0 | 0 | 0 | 0 | 0 | 0
STOG | 0 | 0 | 0 | 0 | 0 | 0
STWD | 0 | 0 | 0 | 0 | 0 | 0
WT | 0 | 0 | 0 | 0 | 0 | 0
IGCC | 0 | 0 | 0 | 0 | 0 | 0
DemandResponse | 0 | 0 | 0 | 0 | 0 | 0
IGCC-CCS | 0 | 0 | 0 | 0 | 0 | 0
WT_off | 0 | 0 | 0 | 0 | 0 | 0
PseudoUnit | 0 | 0 | 0 | 0 | 0 | 0
FixedInterchange | 0 | 0 | 0 | 0 | 0 | 0
Emission Cost by Reporting Type: HQ_IESO
ReportingType | 2015 | 2020 | 2025 | 2030 | 2035 | 2040
BM | 0 | 0 | 0 | 0 | 0 | 0
CC | 0 | 0 | 0 | 0 | 0 | 0
CSP | 0 | 0 | 0 | 0 | 0 | 0
CT | 0 | 0 | 0 | 0 | 0 | 0
Coal | 0 | 0 | 0 | 0 | 0 | 0
Geo | 0 | 0 | 0 | 0 | 0 | 0
H | 0 | 0 | 0 | 0 | 0 | 0
LFG | 0 | 0 | 0 | 0 | 0 | 0
Nuc | 0 | 0 | 0 | 0 | 0 | 0
PS | 0 | 0 | 0 | 0 | 0 | 0
PV | 0 | 0 | 0 | 0 | 0 | 0
PeakG | 0 | 0 | 0 | 0 | 0 | 0
PeakO | 0 | 0 | 0 | 0 | 0 | 0
ST | 0 | 0 | 0 | 0 | 0 | 0
STOG | 0 | 0 | 0 | 0 | 0 | 0
STWD | 0 | 0 | 0 | 0 | 0 | 0
WT | 0 | 0 | 0 | 0 | 0 | 0
IGCC | 0 | 0 | 0 | 0 | 0 | 0
DemandResponse | 0 | 0 | 0 | 0 | 0 | 0
IGCC-CCS | 0 | 0 | 0 | 0 | 0 | 0
WT_off | 0 | 0 | 0 | 0 | 0 | 0
PseudoUnit | 0 | 0 | 0 | 0 | 0 | 0
FixedInterchange | 0 | 0 | 0 | 0 | 0 | 0
Emission Cost by Reporting Type: HQ_NEISO
ReportingType | 2015 | 2020 | 2025 | 2030 | 2035 | 2040
BM | 0 | 0 | 0 | 0 | 0 | 0
CC | 0 | 0 | 0 | 0 | 0 | 0
CSP | 0 | 0 | 0 | 0 | 0 | 0
CT | 0 | 0 | 0 | 0 | 0 | 0
Coal | 0 | 0 | 0 | 0 | 0 | 0
Geo | 0 | 0 | 0 | 0 | 0 | 0
H | 0 | 0 | 0 | 0 | 0 | 0
LFG | 0 | 0 | 0 | 0 | 0 | 0
Nuc | 0 | 0 | 0 | 0 | 0 | 0
PS | 0 | 0 | 0 | 0 | 0 | 0
PV | 0 | 0 | 0 | 0 | 0 | 0
PeakG | 0 | 0 | 0 | 0 | 0 | 0
PeakO | 0 | 0 | 0 | 0 | 0 | 0
ST | 0 | 0 | 0 | 0 | 0 | 0
STOG | 0 | 0 | 0 | 0 | 0 | 0
STWD | 0 | 0 | 0 | 0 | 0 | 0
WT | 0 | 0 | 0 | 0 | 0 | 0
IGCC | 0 | 0 | 0 | 0 | 0 | 0
DemandResponse | 0 | 0 | 0 | 0 | 0 | 0
IGCC-CCS | 0 | 0 | 0 | 0 | 0 | 0
WT_off | 0 | 0 | 0 | 0 | 0 | 0
PseudoUnit | 0 | 0 | 0 | 0 | 0 | 0
FixedInterchange | 0 | 0 | 0 | 0 | 0 | 0
Emission Cost by Reporting Type: HQ_NY
ReportingType | 2015 | 2020 | 2025 | 2030 | 2035 | 2040
BM | 0 | 0 | 0 | 0 | 0 | 0
CC | 0 | 0 | 0 | 0 | 0 | 0
CSP | 0 | 0 | 0 | 0 | 0 | 0
CT | 0 | 0 | 0 | 0 | 0 | 0
Coal | 0 | 0 | 0 | 0 | 0 | 0
Geo | 0 | 0 | 0 | 0 | 0 | 0
H | 0 | 0 | 0 | 0 | 0 | 0
LFG | 0 | 0 | 0 | 0 | 0 | 0
Nuc | 0 | 0 | 0 | 0 | 0 | 0
PS | 0 | 0 | 0 | 0 | 0 | 0
PV | 0 | 0 | 0 | 0 | 0 | 0
PeakG | 0 | 0 | 0 | 0 | 0 | 0
PeakO | 0 | 0 | 0 | 0 | 0 | 0
ST | 0 | 0 | 0 | 0 | 0 | 0
STOG | 0 | 0 | 0 | 0 | 0 | 0
STWD | 0 | 0 | 0 | 0 | 0 | 0
WT | 0 | 0 | 0 | 0 | 0 | 0
IGCC | 0 | 0 | 0 | 0 | 0 | 0
DemandResponse | 0 | 0 | 0 | 0 | 0 | 0
IGCC-CCS | 0 | 0 | 0 | 0 | 0 | 0
WT_off | 0 | 0 | 0 | 0 | 0 | 0
PseudoUnit | 0 | 0 | 0 | 0 | 0 | 0
FixedInterchange | 0 | 0 | 0 | 0 | 0 | 0
Emission Cost by Reporting Type: MARITIMES
ReportingType | 2015 | 2020 | 2025 | 2030 | 2035 | 2040
BM | 0 | 0 | 0 | 0 | 0 | 0
CC | 0 | 0 | 0 | 0 | 0 | 0
CSP | 0 | 0 | 0 | 0 | 0 | 0
CT | 0 | 0 | 0 | 0 | 0 | 0
Coal | 0 | 0 | 0 | 0 | 0 | 0
Geo | 0 | 0 | 0 | 0 | 0 | 0
H | 0 | 0 | 0 | 0 | 0 | 0
LFG | 0 | 0 | 0 | 0 | 0 | 0
Nuc | 0 | 0 | 0 | 0 | 0 | 0
PS | 0 | 0 | 0 | 0 | 0 | 0
PV | 0 | 0 | 0 | 0 | 0 | 0
PeakG | 0 | 0 | 0 | 0 | 0 | 0
PeakO | 0 | 0 | 0 | 0 | 0 | 0
ST | 0 | 0 | 0 | 0 | 0 | 0
STOG | 0 | 0 | 0 | 0 | 0 | 0
STWD | 0 | 0 | 0 | 0 | 0 | 0
WT | 0 | 0 | 0 | 0 | 0 | 0
IGCC | 0 | 0 | 0 | 0 | 0 | 0
DemandResponse | 0 | 0 | 0 | 0 | 0 | 0
IGCC-CCS | 0 | 0 | 0 | 0 | 0 | 0
WT_off | 0 | 0 | 0 | 0 | 0 | 0
PseudoUnit | 0 | 0 | 0 | 0 | 0 | 0
FixedInterchange | 0 | 0 | 0 | 0 | 0 | 0
Emission Cost by Reporting Type: All
ReportingType | 2015 | 2020 | 2025 | 2030 | 2035 | 2040
BM | 0 | 0 | 0 | 0 | 0 | 0
CC | 14957.82 | 23684.3 | 33164.58 | 55478.7 | 52542.58 | 36780.25
CSP | 0 | 0 | 0 | 0 | 0 | 0
CT | 8.1 | 10.9 | 9.76 | 22.19 | 1.16 | 1.08
Coal | 29420.91 | 18293.2 | 2015.73 | 636.26 | 2056.85 | 2995.23
Geo | 0 | 0 | 0 | 0 | 0 | 0
H | 0 | 0 | 0 | 0 | 0 | 0
LFG | 0 | 0 | 0 | 0 | 0 | 0
Nuc | 0 | 0 | 0 | 0 | 0 | 0
PS | 0 | 0 | 0 | 0 | 0 | 0
PV | 0 | 0 | 0 | 0 | 0 | 0
PeakG | 47.4 | 51.21 | 75.67 | 194.66 | 156.05 | 189.13
PeakO | 0 | 0 | 0.01 | 0.02 | 0.04 | 0.06
ST | 0 | 0 | 0 | 0 | 0 | 0
STOG | 124.99 | 162.58 | 140.11 | 267.49 | 224.5 | 119.97
STWD | 0 | 0 | 0 | 0 | 0 | 0
WT | 0 | 0 | 0 | 0 | 0 | 0
IGCC | 100.97 | 143.41 | 21.02 | 0.13 | 0.13 | 0.17
DemandResponse | 0 | 0 | 0 | 0 | 0 | 0
IGCC-CCS | 0 | 0 | 0.01 | 0.03 | 0.11 | 0.15
WT_off | 0 | 0 | 0 | 0 | 0 | 0
PseudoUnit | 0 | 0 | 0 | 0 | 0 | 0
FixedInterchange | 0 | 0 | 0 | 0 | 0 | 0
Emission Cost by Reporting Type: EI_US
ReportingType | 2015 | 2020 | 2025 | 2030 | 2035 | 2040
BM | 0 | 0 | 0 | 0 | 0 | 0
CC | 9864.29 | 16444.46 | 21785.44 | 38049.4 | 38650.16 | 23599.32
CSP | 0 | 0 | 0 | 0 | 0 | 0
CT | 8.1 | 10.84 | 9.7 | 21.53 | 1.15 | 1.07
Coal | 23296.39 | 11315.89 | 1101.51 | 468.59 | 1688 | 2500.86
Geo | 0 | 0 | 0 | 0 | 0 | 0
H | 0 | 0 | 0 | 0 | 0 | 0
LFG | 0 | 0 | 0 | 0 | 0 | 0
Nuc | 0 | 0 | 0 | 0 | 0 | 0
PS | 0 | 0 | 0 | 0 | 0 | 0
PV | 0 | 0 | 0 | 0 | 0 | 0
PeakG | 47.32 | 51.05 | 75.66 | 191.23 | 149.52 | 178.25
PeakO | 0 | 0 | 0.01 | 0.02 | 0.03 | 0.05
ST | 0 | 0 | 0 | 0 | 0 | 0
STOG | 80.53 | 78.5 | 87.7 | 208.72 | 215.76 | 114.98
STWD | 0 | 0 | 0 | 0 | 0 | 0
WT | 0 | 0 | 0 | 0 | 0 | 0
IGCC | 100.97 | 143.41 | 21.01 | 0.13 | 0.13 | 0.16
DemandResponse | 0 | 0 | 0 | 0 | 0 | 0
IGCC-CCS | 0 | 0 | 0.01 | 0.03 | 0.09 | 0.12
WT_off | 0 | 0 | 0 | 0 | 0 | 0
PseudoUnit | 0 | 0 | 0 | 0 | 0 | 0
FixedInterchange | 0 | 0 | 0 | 0 | 0 | 0
Emission Cost by Reporting Type: EI_Canada
ReportingType | 2015 | 2020 | 2025 | 2030 | 2035 | 2040
BM | 0 | 0 | 0 | 0 | 0 | 0
CC | 24.17 | 11.7 | 2.64 | 0.01 | 0.01 | 0.01
CSP | 0 | 0 | 0 | 0 | 0 | 0
CT | 0 | 0 | 0 | 0 | 0 | 0
Coal | 0.01 | 0.01 | 0.01 | 0.01 | 0.01 | 0.01
Geo | 0 | 0 | 0 | 0 | 0 | 0
H | 0 | 0 | 0 | 0 | 0 | 0
LFG | 0 | 0 | 0 | 0 | 0 | 0
Nuc | 0 | 0 | 0 | 0 | 0 | 0
PS | 0 | 0 | 0 | 0 | 0 | 0
PV | 0 | 0 | 0 | 0 | 0 | 0
PeakG | 0.07 | 0 | 0 | 0 | 0 | 0
PeakO | 0 | 0 | 0 | 0 | 0 | 0
ST | 0 | 0 | 0 | 0 | 0 | 0
STOG | 0 | 0 | 0 | 0 | 0 | 0
STWD | 0 | 0 | 0 | 0 | 0 | 0
WT | 0 | 0 | 0 | 0 | 0 | 0
IGCC | 0 | 0 | 0 | 0 | 0 | 0
DemandResponse | 0 | 0 | 0 | 0 | 0 | 0
IGCC-CCS | 0 | 0 | 0 | 0 | 0 | 0
WT_off | 0 | 0 | 0 | 0 | 0 | 0
PseudoUnit | 0 | 0 | 0 | 0 | 0 | 0
FixedInterchange | 0 | 0 | 0 | 0 | 0 | 0
Emission Cost by Reporting Type: EI
ReportingType | 2015 | 2020 | 2025 | 2030 | 2035 | 2040
BM | 0 | 0 | 0 | 0 | 0 | 0
CC | 9888.46 | 16456.16 | 21788.08 | 38049.41 | 38650.17 | 23599.34
CSP | 0 | 0 | 0 | 0 | 0 | 0
CT | 8.1 | 10.84 | 9.7 | 21.53 | 1.15 | 1.07
Coal | 23296.39 | 11315.9 | 1101.51 | 468.6 | 1688.01 | 2500.88
Geo | 0 | 0 | 0 | 0 | 0 | 0
H | 0 | 0 | 0 | 0 | 0 | 0
LFG | 0 | 0 | 0 | 0 | 0 | 0
Nuc | 0 | 0 | 0 | 0 | 0 | 0
PS | 0 | 0 | 0 | 0 | 0 | 0
PV | 0 | 0 | 0 | 0 | 0 | 0
PeakG | 47.39 | 51.05 | 75.66 | 191.24 | 149.52 | 178.25
PeakO | 0 | 0 | 0.01 | 0.02 | 0.03 | 0.05
ST | 0 | 0 | 0 | 0 | 0 | 0
STOG | 80.53 | 78.5 | 87.7 | 208.72 | 215.77 | 114.98
STWD | 0 | 0 | 0 | 0 | 0 | 0
WT | 0 | 0 | 0 | 0 | 0 | 0
IGCC | 100.97 | 143.41 | 21.01 | 0.13 | 0.13 | 0.16
DemandResponse | 0 | 0 | 0 | 0 | 0 | 0
IGCC-CCS | 0 | 0 | 0.01 | 0.03 | 0.09 | 0.12
WT_off | 0 | 0 | 0 | 0 | 0 | 0
PseudoUnit | 0 | 0 | 0 | 0 | 0 | 0
FixedInterchange | 0 | 0 | 0 | 0 | 0 | 0
Emission Cost by Reporting Type: Outside_EI
ReportingType | 2015 | 2020 | 2025 | 2030 | 2035 | 2040
BM | 0 | 0 | 0 | 0 | 0 | 0
CC | 5069.35 | 7228.14 | 11376.51 | 17429.28 | 13892.41 | 13180.91
CSP | 0 | 0 | 0 | 0 | 0 | 0
CT | 0 | 0.05 | 0.06 | 0.66 | 0.01 | 0.01
Coal | 6124.52 | 6977.31 | 914.21 | 167.66 | 368.84 | 494.36
Geo | 0 | 0 | 0 | 0 | 0 | 0
H | 0 | 0 | 0 | 0 | 0 | 0
LFG | 0 | 0 | 0 | 0 | 0 | 0
Nuc | 0 | 0 | 0 | 0 | 0 | 0
PS | 0 | 0 | 0 | 0 | 0 | 0
PV | 0 | 0 | 0 | 0 | 0 | 0
PeakG | 0 | 0.16 | 0.01 | 3.42 | 6.53 | 10.88
PeakO | 0 | 0 | 0 | 0 | 0.01 | 0.01
ST | 0 | 0 | 0 | 0 | 0 | 0
STOG | 44.46 | 84.08 | 52.41 | 58.77 | 8.74 | 4.99
STWD | 0 | 0 | 0 | 0 | 0 | 0
WT | 0 | 0 | 0 | 0 | 0 | 0
IGCC | 0 | 0 | 0.01 | 0.01 | 0.01 | 0.01
DemandResponse | 0 | 0 | 0 | 0 | 0 | 0
IGCC-CCS | 0 | 0 | 0 | 0.01 | 0.02 | 0.02
WT_off | 0 | 0 | 0 | 0 | 0 | 0
PseudoUnit | 0 | 0 | 0 | 0 | 0 | 0
FixedInterchange | 0 | 0 | 0 | 0 | 0 | 0
#8 | 0.01: Base VOM Costs ($million)
Base VOM Costs by Reporting Type: Entergy
ReportingType | 2015 | 2020 | 2025 | 2030 | 2035 | 2040
BM | 0 | 0 | 0 | 0 | 0 | 196.13
CC | 185.62 | 191.24 | 107.34 | 96.68 | 59.25 | 42.9
CSP | 0 | 0 | 0 | 0 | 0 | 0
CT | 0 | 0 | 0 | 0 | 0 | 0
Coal | 232.44 | 30.1 | 3.74 | 0 | 0 | 0
Geo | 0 | 0 | 0 | 0 | 0 | 0
H | 0 | 0 | 0 | 0 | 0.04 | 0.04
LFG | 0 | 0 | 0.01 | 0.01 | 0.01 | 0.01
Nuc | 100.26 | 100.26 | 100.26 | 100.26 | 84.69 | 66.26
PS | 0 | 0 | 0 | 0 | 0 | 0
PV | 0 | 0 | 0 | 0 | 0 | 0
PeakG | 0 | 0 | 0 | 0 | 0 | 0
PeakO | 0 | 0 | 0 | 0 | 0 | 0
ST | 0 | 0 | 0 | 0 | 0 | 0
STOG | 1.17 | 1.09 | 1.09 | 0.56 | 0 | 0
STWD | 0.09 | 0.11 | 0.18 | 0.73 | 3.43 | 2.12
WT | 0 | 0 | 0 | 0 | 0 | 0
IGCC | 0 | 0 | 0 | 0 | 0 | 0
DemandResponse | 0 | 0 | 0 | 0 | 0 | 0
IGCC-CCS | 0 | 0 | 0 | 0 | 0 | 0
WT_off | 0 | 0 | 0 | 0 | 0 | 0
PseudoUnit | 0 | 0 | 0 | 0 | 0 | 0
FixedInterchange | 0 | 0 | 0 | 0 | 0 | 0
Base VOM Costs by Reporting Type: FRCC
ReportingType | 2015 | 2020 | 2025 | 2030 | 2035 | 2040
BM | 0 | 0 | 0 | 0 | 0.01 | 45.98
CC | 562.94 | 581.33 | 547.95 | 330.51 | 167.94 | 94.09
CSP | 0 | 0 | 0 | 0 | 0 | 0
CT | 4.8 | 4.8 | 2.61 | 2.49 | 0 | 0
Coal | 66.2 | 24.99 | 0.02 | 0.02 | 0.04 | 0.04
Geo | 0 | 0 | 0 | 0 | 0 | 0
H | 0 | 0 | 0 | 0 | 0 | 0
LFG | 0.04 | 0.04 | 0.06 | 0.06 | 0.06 | 0.06
Nuc | 76.4 | 76.4 | 125.6 | 317.25 | 408.75 | 445.7
PS | 0 | 0 | 0 | 0 | 0 | 0
PV | 0 | 0 | 0 | 0 | 0 | 0
PeakG | 3.22 | 3.88 | 3.85 | 0.12 | 0.22 | 0.25
PeakO | 0 | 0 | 0 | 0 | 0 | 0
ST | 0 | 0 | 0 | 0 | 0 | 0
STOG | 0.14 | 0.13 | 0 | 0 | 0 | 0
STWD | 0.31 | 0.52 | 3.24 | 3.24 | 3.24 | 2
WT | 0 | 0 | 0 | 0 | 0 | 0
IGCC | 0 | 0 | 0 | 0 | 0 | 0
DemandResponse | 0 | 0 | 0 | 0 | 0 | 0
IGCC-CCS | 0 | 0 | 0 | 0 | 0 | 0
WT_off | 0 | 0 | 0 | 0 | 0 | 0
PseudoUnit | 0 | 0 | 0 | 0 | 0 | 0
FixedInterchange | 0 | 0 | 0 | 0 | 0 | 0
Base VOM Costs by Reporting Type: MAPP_US
ReportingType | 2015 | 2020 | 2025 | 2030 | 2035 | 2040
BM | 0 | 0 | 0 | 0 | 0 | 0.55
CC | 3.51 | 0.47 | 0.46 | 0.26 | 0.26 | 0.07
CSP | 0 | 0 | 0 | 0 | 0 | 0
CT | 0 | 0 | 0 | 0 | 0 | 0
Coal | 41.35 | 11.67 | 0.19 | 0 | 0 | 0
Geo | 0 | 0 | 0 | 0 | 0 | 0
H | 0 | 0 | 0 | 0 | 0 | 0
LFG | 0 | 0 | 0 | 0.01 | 0.01 | 0.01
Nuc | 0 | 0 | 0 | 0 | 0 | 0
PS | 0 | 0 | 0 | 0 | 0 | 0
PV | 0 | 0 | 0 | 0 | 0 | 0
PeakG | 0.39 | 0.39 | 0 | 0.02 | 0.39 | 0.39
PeakO | 0 | 0 | 0 | 0 | 0 | 0
ST | 0 | 0 | 0 | 0 | 0 | 0
STOG | 0 | 0 | 0 | 0 | 0 | 0
STWD | 0 | 0 | 0 | 0 | 0 | 0
WT | 0.07 | 0.22 | 0.34 | 0.34 | 0.34 | 0.34
IGCC | 0 | 0 | 0 | 0 | 0 | 0
DemandResponse | 0 | 0 | 0 | 0 | 0 | 0
IGCC-CCS | 0 | 0 | 0 | 0 | 0 | 0
WT_off | 0 | 0 | 0 | 0 | 0 | 0
PseudoUnit | 0 | 0 | 0 | 0 | 0 | 0
FixedInterchange | 0 | 0 | 0 | 0 | 0 | 0
Base VOM Costs by Reporting Type: MISO_IN
ReportingType | 2015 | 2020 | 2025 | 2030 | 2035 | 2040
BM | 0 | 0 | 0 | 0 | 7.93 | 130.29
CC | 13.62 | 51.86 | 33.62 | 37.44 | 22.5 | 8.97
CSP | 0 | 0 | 0 | 0 | 0 | 0
CT | 0 | 0 | 0 | 0 | 0 | 0
Coal | 237.67 | 140.78 | 7.27 | 13.84 | 40.71 | 40.71
Geo | 0 | 0 | 0 | 0 | 0 | 0
H | 0 | 0 | 0 | 0 | 0 | 0
LFG | 0 | 0 | 0.01 | 0.01 | 0.01 | 0.01
Nuc | 0 | 0 | 0 | 0 | 0 | 0
PS | 0 | 0 | 0 | 0 | 0 | 0
PV | 0 | 0 | 0.01 | 0.01 | 0.01 | 0.01
PeakG | 0 | 0 | 0 | 0 | 0 | 0
PeakO | 0 | 0 | 0 | 0 | 0 | 0
ST | 0 | 0 | 0 | 0 | 0 | 0
STOG | 0.07 | 0.07 | 0.01 | 0.07 | 0 | 0
STWD | 0 | 0 | 0 | 0 | 0 | 0
WT | 0.02 | 0.02 | 0.02 | 0.02 | 0.02 | 0.02
IGCC | 30.43 | 30.43 | 2.72 | 0 | 0 | 0
DemandResponse | 0 | 0 | 0 | 0 | 0 | 0
IGCC-CCS | 0 | 0 | 0 | 0 | 0 | 0
WT_off | 0 | 0 | 0 | 0 | 0 | 0
PseudoUnit | 0 | 0 | 0 | 0 | 0 | 0
FixedInterchange | 0 | 0 | 0 | 0 | 0 | 0
Base VOM Costs by Reporting Type: MISO_MI
ReportingType | 2015 | 2020 | 2025 | 2030 | 2035 | 2040
BM | 0 | 0 | 0 | 0 | 0 | 0.24
CC | 28.7 | 22.85 | 10.96 | 7.38 | 4.17 | 2.14
CSP | 0 | 0 | 0 | 0 | 0 | 0
CT | 0 | 0 | 0 | 0 | 0 | 0
Coal | 99.37 | 0.03 | 0.02 | 0.01 | 0.02 | 0.02
Geo | 0 | 0 | 0 | 0 | 0 | 0
H | 0 | 0 | 0 | 0 | 0 | 0
LFG | 0.01 | 0.02 | 0.03 | 0.03 | 0.03 | 0.03
Nuc | 34.93 | 34.93 | 34.93 | 34.93 | 20.55 | 20.55
PS | 0 | 0 | 0 | 0 | 0 | 0
PV | 0 | 0 | 0 | 0 | 0 | 0
PeakG | 0.25 | 0 | 0 | 0 | 0 | 0
PeakO | 0 | 0 | 0 | 0 | 0 | 0
ST | 0 | 0 | 0 | 0 | 0 | 0
STOG | 0.67 | 0.51 | 0 | 0 | 0 | 0
STWD | 2.71 | 2.71 | 1.99 | 2.14 | 2.71 | 2.11
WT | 0.06 | 0.06 | 0.06 | 0.06 | 0.06 | 0.06
IGCC | 0 | 0 | 0 | 0 | 0 | 0
DemandResponse | 0 | 0 | 0 | 0 | 0 | 0
IGCC-CCS | 0 | 0 | 0 | 0 | 0 | 0
WT_off | 0 | 0 | 0 | 0 | 0 | 0
PseudoUnit | 0 | 0 | 0 | 0 | 0 | 0
FixedInterchange | 0 | 0 | 0 | 0 | 0 | 0
Base VOM Costs by Reporting Type: MISO_MO-IL
ReportingType | 2015 | 2020 | 2025 | 2030 | 2035 | 2040
BM | 0 | 0 | 0 | 0 | 0 | 0
CC | 7.35 | 7.56 | 2.69 | 2.34 | 1.44 | 0.73
CSP | 0 | 0 | 0 | 0 | 0 | 0
CT | 0 | 0 | 0 | 0 | 0 | 0
Coal | 290.65 | 87.29 | 6.27 | 1.86 | 6.12 | 6.12
Geo | 0 | 0 | 0 | 0 | 0 | 0
H | 0 | 0 | 0 | 0.02 | 0.02 | 0.02
LFG | 0 | 0 | 0 | 0.02 | 0.02 | 0.02
Nuc | 41.29 | 41.29 | 41.29 | 41.29 | 41.29 | 41.29
PS | 0 | 0 | 0 | 0 | 0 | 0
PV | 0 | 0 | 0 | 0 | 0 | 0
PeakG | 1.17 | 0.25 | 0 | 0.53 | 0.01 | 0
PeakO | 0 | 0 | 0 | 0 | 0 | 0
ST | 0 | 0 | 0 | 0 | 0 | 0
STOG | 0.04 | 0 | 0 | 0 | 0 | 0
STWD | 0 | 0 | 0 | 0 | 0 | 0
WT | 0.02 | 0.02 | 0.21 | 0.21 | 0.21 | 0.21
IGCC | 0 | 0 | 0 | 0 | 0 | 0
DemandResponse | 0 | 0 | 0 | 0 | 0 | 0
IGCC-CCS | 0 | 0 | 0 | 0 | 0 | 0
WT_off | 0 | 0 | 0 | 0 | 0 | 0
PseudoUnit | 0 | 0 | 0 | 0 | 0 | 0
FixedInterchange | 0 | 0 | 0 | 0 | 0 | 0
Base VOM Costs by Reporting Type: MISO_W
ReportingType | 2015 | 2020 | 2025 | 2030 | 2035 | 2040
BM | 0 | 0 | 0 | 0 | 0 | 0
CC | 26.03 | 15.24 | 7.47 | 4.66 | 2.69 | 1.38
CSP | 0 | 0 | 0 | 0 | 0 | 0
CT | 0 | 0 | 0 | 0 | 0 | 0
Coal | 281.05 | 103.25 | 12.14 | 12.14 | 13.09 | 13.09
Geo | 0 | 0 | 0 | 0 | 0 | 0
H | 0 | 0 | 0 | 0 | 0 | 0
LFG | 0.02 | 0.02 | 0.02 | 0.02 | 0.02 | 0.02
Nuc | 43.67 | 43.67 | 43.67 | 43.67 | 0 | 0
PS | 0 | 0 | 0 | 0 | 0 | 0
PV | 0 | 0 | 0 | 0 | 0 | 0
PeakG | 1.71 | 0 | 0 | 0 | 0 | 0
PeakO | 0 | 0 | 0 | 0 | 0 | 0
ST | 0 | 0 | 0 | 0 | 0 | 0
STOG | 0 | 0 | 0 | 0 | 0 | 0
STWD | 0.14 | 0.27 | 0.27 | 1.26 | 5.21 | 4.06
WT | 0.32 | 0.32 | 3.95 | 4.1 | 4.1 | 4.21
IGCC | 0 | 0 | 0 | 0 | 0 | 0
DemandResponse | 0 | 0 | 0 | 0 | 0 | 0
IGCC-CCS | 0 | 0 | 0 | 0 | 0 | 0
WT_off | 0 | 0 | 0 | 0 | 0 | 0
PseudoUnit | 0 | 0 | 0 | 0 | 0 | 0
FixedInterchange | 0 | 0 | 0 | 0 | 0 | 0
Base VOM Costs by Reporting Type: MISO_WUMS
ReportingType | 2015 | 2020 | 2025 | 2030 | 2035 | 2040
BM | 0 | 0 | 0 | 0 | 0.09 | 0.1
CC | 272.1 | 676.06 | 437.09 | 438.71 | 216.65 | 105.4
CSP | 0 | 0 | 0 | 0 | 0 | 0
CT | 0 | 0 | 0 | 0 | 0 | 0
Coal | 49.34 | 7.82 | 2.9 | 2.89 | 8.11 | 11.23
Geo | 0 | 0 | 0 | 0 | 0 | 0
H | 0 | 0 | 0 | 0 | 0 | 0
LFG | 0.01 | 0.01 | 0.02 | 0.03 | 0.03 | 0.03
Nuc | 33.6 | 33.6 | 33.6 | 33.6 | 0 | 0
PS | 0 | 0 | 0 | 0 | 0 | 0
PV | 0 | 0 | 0 | 0 | 0 | 0
PeakG | 0.03 | 0 | 0 | 0 | 0 | 0
PeakO | 0 | 0 | 0 | 0 | 0 | 0
ST | 0 | 0 | 0 | 0 | 0 | 0
STOG | 0 | 0 | 0 | 0 | 0 | 0
STWD | 0.1 | 0.09 | 0.09 | 0.26 | 1.75 | 1.36
WT | 0.05 | 0.05 | 0.05 | 0.05 | 0.05 | 0.05
IGCC | 0 | 0 | 0 | 0 | 0 | 0
DemandResponse | 0 | 0 | 0 | 0 | 0 | 0
IGCC-CCS | 0 | 0 | 0 | 0 | 0 | 0
WT_off | 0 | 0 | 0 | 0 | 0 | 0
PseudoUnit | 0 | 0 | 0 | 0 | 0 | 0
FixedInterchange | 0 | 0 | 0 | 0 | 0 | 0
Base VOM Costs by Reporting Type: Nebraska
ReportingType | 2015 | 2020 | 2025 | 2030 | 2035 | 2040
BM | 0 | 0 | 0 | 0 | 0 | 0
CC | 1.48 | 0.33 | 0.33 | 0.33 | 0.17 | 0.09
CSP | 0 | 0 | 0 | 0 | 0 | 0
CT | 0 | 0 | 0 | 0 | 0 | 0
Coal | 117.38 | 12.59 | 6.59 | 5.92 | 8.27 | 8.27
Geo | 0 | 0 | 0 | 0 | 0 | 0
H | 0 | 0 | 0 | 0 | 0 | 0
LFG | 0 | 0 | 0 | 0.01 | 0.01 | 0.01
Nuc | 23.15 | 23.15 | 23.15 | 23.15 | 0 | 0
PS | 0 | 0 | 0 | 0 | 0 | 0
PV | 0 | 0 | 0 | 0 | 0 | 0
PeakG | 0.56 | 0 | 0 | 0 | 0 | 0
PeakO | 0 | 0 | 0 | 0 | 0 | 0
ST | 0 | 0 | 0 | 0 | 0 | 0
STOG | 0 | 0 | 0 | 0 | 0 | 0
STWD | 0 | 0 | 0 | 0 | 0 | 0
WT | 0.01 | 1.02 | 1.02 | 1.02 | 1.02 | 0.99
IGCC | 0 | 0 | 0 | 0 | 0 | 0
DemandResponse | 0 | 0 | 0 | 0 | 0 | 0
IGCC-CCS | 0 | 0 | 0 | 0 | 0 | 0
WT_off | 0 | 0 | 0 | 0 | 0 | 0
PseudoUnit | 0 | 0 | 0 | 0 | 0 | 0
FixedInterchange | 0 | 0 | 0 | 0 | 0 | 0
Base VOM Costs by Reporting Type: NEISO
ReportingType | 2015 | 2020 | 2025 | 2030 | 2035 | 2040
BM | 9.41 | 5.97 | 0.51 | 9.41 | 9.41 | 9.41
CC | 122.78 | 89.13 | 74.69 | 55.76 | 24.74 | 16.3
CSP | 0 | 0 | 0 | 0 | 0 | 0
CT | 0.01 | 0.03 | 0 | 0.1 | 0 | 0
Coal | 0.24 | 0 | 0 | 0 | 0 | 0
Geo | 0 | 0 | 0 | 0 | 0 | 0
H | 0 | 0 | 0 | 0 | 0 | 0
LFG | 0.05 | 0.05 | 0.06 | 0.06 | 0.06 | 0.06
Nuc | 85.9 | 85.9 | 85.9 | 85.9 | 62.06 | 45.84
PS | 0 | 0 | 0 | 0 | 0 | 0
PV | 0 | 0.01 | 0.01 | 0.01 | 0.01 | 0.01
PeakG | 0.22 | 0.38 | 0.78 | 0.79 | 0.78 | 0.85
PeakO | 0 | 0 | 0 | 0 | 0 | 0
ST | 0 | 0 | 0 | 0 | 0 | 0
STOG | 0 | 0 | 0 | 0 | 0 | 0
STWD | 10.15 | 3.13 | 0.34 | 3.15 | 10.15 | 9.87
WT | 0.01 | 0.09 | 0.17 | 0.17 | 0.55 | 0.55
IGCC | 0 | 0 | 0 | 0 | 0 | 0
DemandResponse | 0 | 0 | 0 | 0 | 0 | 0
IGCC-CCS | 0 | 0 | 0 | 0 | 0 | 0
WT_off | 0.02 | 0.02 | 0.02 | 0.02 | 0.02 | 0.02
PseudoUnit | 0 | 0 | 0 | 0 | 0 | 0
FixedInterchange | 0 | 0 | 0 | 0 | 0 | 0
Base VOM Costs by Reporting Type: NonRTO_Midwest
ReportingType | 2015 | 2020 | 2025 | 2030 | 2035 | 2040
BM | 0 | 0 | 0 | 0 | 13.12 | 152.09
CC | 54 | 116.24 | 116.24 | 115.34 | 87.96 | 9.73
CSP | 0 | 0 | 0 | 0 | 0 | 0
CT | 0 | 0 | 0 | 0 | 0 | 0
Coal | 168.49 | 112.79 | 11.14 | 11.63 | 19.84 | 19.84
Geo | 0 | 0 | 0 | 0 | 0 | 0
H | 0 | 0 | 0.04 | 0.04 | 0.04 | 0.04
LFG | 0 | 0 | 0.01 | 0.01 | 0.01 | 0.01
Nuc | 0 | 0 | 0 | 19.92 | 36.41 | 36.41
PS | 0 | 0 | 0 | 0 | 0 | 0
PV | 0 | 0 | 0 | 0 | 0 | 0
PeakG | 1.23 | 0.52 | 0 | 2.14 | 0.35 | 0
PeakO | 0 | 0 | 0 | 0 | 0 | 0
ST | 0 | 0 | 0 | 0 | 0 | 0
STOG | 0 | 0 | 0 | 0 | 0 | 0
STWD | 0 | 0 | 0 | 0 | 0 | 0
WT | 0 | 0 | 0 | 0 | 0 | 0
IGCC | 0 | 0 | 0 | 0 | 0 | 0
DemandResponse | 0 | 0 | 0 | 0 | 0 | 0
IGCC-CCS | 0 | 0 | 0 | 0 | 0 | 0
WT_off | 0 | 0 | 0 | 0 | 0 | 0
PseudoUnit | 0 | 0 | 0 | 0 | 0 | 0
FixedInterchange | 0 | 0 | 0 | 0 | 0 | 0
Base VOM Costs by Reporting Type: NYISO_A-F
ReportingType | 2015 | 2020 | 2025 | 2030 | 2035 | 2040
BM | 0 | 0 | 0 | 0 | 0 | 0
CC | 23.19 | 30 | 26.23 | 19.34 | 4.79 | 0.6
CSP | 0 | 0 | 0 | 0 | 0 | 0
CT | 0 | 0 | 0 | 0 | 0 | 0
Coal | 0 | 0 | 0 | 0 | 0 | 0
Geo | 0 | 0 | 0 | 0 | 0 | 0
H | 0 | 0 | 0 | 0 | 0 | 0
LFG | 0.02 | 0.02 | 0.02 | 0.02 | 0.02 | 0.02
Nuc | 62.23 | 62.23 | 62.23 | 50.74 | 40 | 24.25
PS | 0 | 0 | 0 | 0 | 0 | 0
PV | 0 | 0 | 0 | 0 | 0 | 0
PeakG | 0.02 | 0.06 | 0.17 | 0.17 | 0.17 | 0.17
PeakO | 0 | 0 | 0 | 0 | 0 | 0
ST | 0 | 0 | 0 | 0 | 0 | 0
STOG | 0 | 0 | 0 | 0 | 0 | 0
STWD | 0 | 0.04 | 0.04 | 0.14 | 1.43 | 1.34
WT | 0.11 | 0.13 | 0.13 | 0.28 | 0.4 | 0.4
IGCC | 0 | 0 | 0 | 0 | 0 | 0
DemandResponse | 0 | 0 | 0 | 0 | 0 | 0
IGCC-CCS | 0 | 0 | 0 | 0 | 0 | 0
WT_off | 0 | 0 | 0 | 0 | 0 | 0
PseudoUnit | 0 | 0 | 0 | 0 | 0 | 0
FixedInterchange | 0 | 0 | 0 | 0 | 0 | 0
Base VOM Costs by Reporting Type: NYISO_G-I
ReportingType | 2015 | 2020 | 2025 | 2030 | 2035 | 2040
BM | 0 | 0 | 0 | 0 | 20.98 | 20.98
CC | 5.66 | 15.58 | 10.94 | 3.2 | 2.84 | 1.81
CSP | 0 | 0 | 0 | 0 | 0 | 0
CT | 0 | 0 | 0 | 0 | 0 | 0
Coal | 0 | 0 | 0 | 0 | 0 | 0
Geo | 0 | 0 | 0 | 0 | 0 | 0
H | 0 | 0 | 0 | 0 | 0 | 0
LFG | 0.01 | 0.01 | 0.01 | 0.01 | 0.01 | 0.01
Nuc | 37.82 | 37.82 | 37.82 | 37.82 | 18.97 | 28.72
PS | 0 | 0 | 0 | 0 | 0 | 0
PV | 0 | 0 | 0 | 0 | 0 | 0
PeakG | 0 | 0 | 0 | 0 | 0 | 0
PeakO | 0 | 0 | 0 | 0 | 0 | 0
ST | 0 | 0 | 0 | 0 | 0 | 0
STOG | 0 | 0 | 0 | 0 | 0 | 0
STWD | 0 | 0 | 0 | 0 | 0 | 0
WT | 0 | 0 | 0 | 0.01 | 0.01 | 0.01
IGCC | 0 | 0 | 0 | 0 | 0 | 0
DemandResponse | 0 | 0 | 0 | 0 | 0 | 0
IGCC-CCS | 0 | 0 | 0 | 0 | 0 | 0
WT_off | 0 | 0 | 0 | 0 | 0 | 0
PseudoUnit | 0 | 0 | 0 | 0 | 0 | 0
FixedInterchange | 0 | 0 | 0 | 0 | 0 | 0
Base VOM Costs by Reporting Type: NYISO_J-K
ReportingType | 2015 | 2020 | 2025 | 2030 | 2035 | 2040
BM | 0 | 0 | 0 | 0 | 0 | 0
CC | 60.62 | 66.84 | 63.68 | 37.4 | 26.68 | 16.25
CSP | 0 | 0 | 0 | 0 | 0 | 0
CT | 0 | 0 | 0 | 0 | 0 | 0
Coal | 0 | 0 | 0 | 0 | 0 | 0
Geo | 0 | 0 | 0 | 0 | 0 | 0
H | 0 | 0 | 0 | 0 | 0 | 0
LFG | 0.01 | 0.01 | 0.02 | 0.02 | 0.02 | 0.02
Nuc | 0 | 0 | 0 | 0 | 0 | 0
PS | 0 | 0 | 0 | 0 | 0 | 0
PV | 0 | 0 | 0 | 0 | 0 | 0
PeakG | 1.39 | 2.16 | 1.39 | 2.65 | 1.39 | 1.39
PeakO | 0 | 0 | 0 | 0 | 0 | 0
ST | 0 | 0 | 0 | 0 | 0 | 0
STOG | 1.18 | 1.59 | 1.59 | 1.59 | 0.83 | 0.83
STWD | 0 | 0 | 0 | 0 | 0 | 0
WT | 0 | 0 | 0 | 0 | 0.01 | 0.01
IGCC | 0 | 0 | 0 | 0 | 0 | 0
DemandResponse | 0 | 0 | 0 | 0 | 0 | 0
IGCC-CCS | 0 | 0 | 0 | 0 | 0 | 0
WT_off | 0 | 0 | 0 | 0 | 0 | 0
PseudoUnit | 0 | 0 | 0 | 0 | 0 | 0
FixedInterchange | 0 | 0 | 0 | 0 | 0 | 0
Base VOM Costs by Reporting Type: PJM_E
ReportingType | 2015 | 2020 | 2025 | 2030 | 2035 | 2040
BM | 0.06 | 1.12 | 1.12 | 1.12 | 1.12 | 1.12
CC | 144.75 | 155.11 | 149.12 | 114.96 | 113.11 | 56.34
CSP | 0 | 0 | 0 | 0 | 0 | 0
CT | 0.01 | 0.03 | 0.03 | 0.03 | 0.03 | 0
Coal | 2.42 | 1.24 | 0.45 | 0.01 | 1.6 | 4.11
Geo | 0 | 0 | 0 | 0 | 0 | 0
H | 0 | 0 | 0 | 0 | 0 | 0
LFG | 0.04 | 0.05 | 0.05 | 0.05 | 0.05 | 0.05
Nuc | 157.37 | 146 | 146 | 146 | 104.88 | 83.17
PS | 0 | 0 | 0 | 0 | 0 | 0
PV | 0 | 0 | 0 | 0 | 0 | 0
PeakG | 0.67 | 2.1 | 2.1 | 2.1 | 2.1 | 2.1
PeakO | 0 | 0 | 0 | 0 | 0 | 0
ST | 0 | 0 | 0 | 0 | 0 | 0
STOG | 0.64 | 0.64 | 0.64 | 0.87 | 0.64 | 0
STWD | 0 | 0 | 0 | 0 | 0 | 0
WT | 0.02 | 0.02 | 0.02 | 0.02 | 0 | 0
IGCC | 0 | 0 | 0 | 0 | 0 | 0
DemandResponse | 0 | 0 | 0 | 0 | 0 | 0
IGCC-CCS | 0 | 0 | 0 | 0 | 0 | 0
WT_off | 0 | 0 | 0.04 | 0.04 | 0.04 | 0.04
PseudoUnit | 0 | 0 | 0 | 0 | 0 | 0
FixedInterchange | 0 | 0 | 0 | 0 | 0 | 0
Base VOM Costs by Reporting Type: PJM_ROM
ReportingType | 2015 | 2020 | 2025 | 2030 | 2035 | 2040
BM | 0.04 | 0.67 | 0.67 | 42.86 | 42.91 | 87.96
CC | 60.57 | 73.33 | 65.51 | 45.52 | 47.44 | 19.05
CSP | 0 | 0 | 0 | 0 | 0 | 0
CT | 0 | 0.02 | 0.02 | 0.02 | 0.02 | 0.02
Coal | 42.27 | 7.82 | 1.1 | 0.03 | 3.58 | 5.4
Geo | 0 | 0 | 0 | 0 | 0 | 0
H | 0 | 0 | 0 | 0.03 | 0.03 | 0.03
LFG | 0.03 | 0.05 | 0.05 | 0.05 | 0.05 | 0.05
Nuc | 93.13 | 93.13 | 93.13 | 93.13 | 61.1 | 179.09
PS | 0 | 0 | 0 | 0 | 0 | 0
PV | 0 | 0.03 | 0.04 | 0.04 | 0.04 | 0.04
PeakG | 0 | 0 | 0 | 1.26 | 1.27 | 1.27
PeakO | 0 | 0 | 0 | 0 | 0 | 0
ST | 0 | 0 | 0 | 0 | 0 | 0
STOG | 1.64 | 1.64 | 1.64 | 1.64 | 0.86 | 0
STWD | 0.07 | 1.16 | 1.16 | 1.16 | 1.16 | 1.16
WT | 0.03 | 0.05 | 0.05 | 0.05 | 0.05 | 0.05
IGCC | 0 | 0 | 0 | 0 | 0 | 0
DemandResponse | 0 | 0 | 0 | 0 | 0 | 0
IGCC-CCS | 0 | 0 | 0 | 0 | 0 | 0
WT_off | 0 | 0 | 0 | 0 | 0 | 0
PseudoUnit | 0 | 0 | 0 | 0 | 0 | 0
FixedInterchange | 0 | 0 | 0 | 0 | 0 | 0
Base VOM Costs by Reporting Type: PJM_ROR
ReportingType | 2015 | 2020 | 2025 | 2030 | 2035 | 2040
BM | 0.81 | 14.36 | 14.36 | 14.36 | 145.64 | 344.07
CC | 448.49 | 629.86 | 566.56 | 473.61 | 367.42 | 173.63
CSP | 0 | 0 | 0 | 0 | 0 | 0
CT | 0.03 | 0.03 | 0.03 | 0.03 | 0.03 | 0.03
Coal | 870.04 | 527.1 | 29.75 | 29.07 | 87.95 | 89.11
Geo | 0 | 0 | 0 | 0 | 0 | 0
H | 0 | 0.03 | 0.03 | 0.03 | 0.03 | 0.03
LFG | 0.05 | 0.09 | 0.09 | 0.09 | 0.09 | 0.09
Nuc | 370.54 | 370.54 | 370.54 | 361.05 | 353.14 | 296.83
PS | 0 | 0 | 0 | 0 | 0 | 0
PV | 0 | 0 | 0 | 0 | 0 | 0
PeakG | 8.04 | 9.24 | 4.22 | 4.93 | 1.31 | 0.65
PeakO | 0 | 0 | 0 | 0 | 0 | 0
ST | 0 | 0 | 0 | 0 | 0 | 0
STOG | 1.68 | 0.97 | 0.97 | 0.97 | 0.51 | 0
STWD | 0.09 | 3.23 | 3.23 | 3.23 | 3.23 | 2.52
WT | 0.31 | 0.31 | 0.31 | 0.31 | 0.31 | 0.31
IGCC | 0 | 0 | 0 | 0 | 0 | 0
DemandResponse | 0 | 0 | 0 | 0 | 0 | 0
IGCC-CCS | 0 | 0 | 0 | 0 | 0 | 0
WT_off | 0 | 0 | 0 | 0 | 0 | 0
PseudoUnit | 0 | 0 | 0 | 0 | 0 | 0
FixedInterchange | 0 | 0 | 0 | 0 | 0 | 0
Base VOM Costs by Reporting Type: SOCO
ReportingType | 2015 | 2020 | 2025 | 2030 | 2035 | 2040
BM | 0.19 | 0.44 | 0.97 | 2.05 | 244.56 | 226.6
CC | 407.73 | 509.75 | 418.88 | 384.01 | 117.79 | 24.51
CSP | 0 | 0 | 0 | 0 | 0 | 0
CT | 0 | 0 | 0 | 0 | 0 | 0
Coal | 146.08 | 55.86 | 21.01 | 25.11 | 25.11 | 25.11
Geo | 0 | 0 | 0 | 0 | 0 | 0
H | 0 | 0 | 0 | 0 | 0 | 0
LFG | 0 | 0 | 0.01 | 0.01 | 0.01 | 0.01
Nuc | 108.01 | 143 | 143 | 145.88 | 343.94 | 424.06
PS | 0 | 0 | 0 | 0 | 0 | 0
PV | 0 | 0 | 0 | 0 | 0 | 0
PeakG | 5.43 | 0 | 4.58 | 4.64 | 0.38 | 0
PeakO | 0 | 0 | 0 | 0 | 0 | 0
ST | 0 | 0 | 0 | 0 | 0 | 0
STOG | 0 | 0 | 0 | 0 | 0 | 0
STWD | 0.62 | 0.59 | 1.6 | 5.97 | 11.11 | 6.83
WT | 0 | 0 | 0 | 0 | 0 | 0
IGCC | 0 | 0 | 0 | 0 | 0 | 0
DemandResponse | 0 | 0 | 0 | 0 | 0 | 0
IGCC-CCS | 0 | 0 | 0 | 0 | 0 | 0
WT_off | 0 | 0 | 0 | 0 | 0 | 0
PseudoUnit | 0 | 0 | 0 | 0 | 0 | 0
FixedInterchange | 0 | 0 | 0 | 0 | 0 | 0
Base VOM Costs by Reporting Type: SPP_N
ReportingType | 2015 | 2020 | 2025 | 2030 | 2035 | 2040
BM | 0 | 0 | 0 | 0 | 0 | 0
CC | 9.83 | 2.27 | 2.2 | 1.27 | 1.27 | 0.52
CSP | 0 | 0 | 0 | 0 | 0 | 0
CT | 0 | 0 | 0 | 0 | 0 | 0
Coal | 218.61 | 39.46 | 0.78 | 0 | 0.01 | 0.01
Geo | 0 | 0 | 0 | 0 | 0 | 0
H | 0 | 0 | 0 | 0 | 0 | 0
LFG | 0 | 0 | 0 | 0.01 | 0.01 | 0.01
Nuc | 21.45 | 21.45 | 21.45 | 21.45 | 21.45 | 21.45
PS | 0 | 0 | 0 | 0 | 0 | 0
PV | 0 | 0 | 0 | 0 | 0 | 0
PeakG | 0 | 0 | 0 | 0 | 0 | 0
PeakO | 0 | 0 | 0 | 0 | 0 | 0
ST | 0 | 0 | 0 | 0 | 0 | 0
STOG | 0 | 0 | 0 | 0 | 0 | 0
STWD | 0 | 0 | 0 | 0 | 0 | 0
WT | 0.05 | 1.25 | 2.49 | 2.49 | 2.49 | 2.62
IGCC | 0 | 0 | 0 | 0 | 0 | 0
DemandResponse | 0 | 0 | 0 | 0 | 0 | 0
IGCC-CCS | 0 | 0 | 0 | 0 | 0 | 0
WT_off | 0 | 0 | 0 | 0 | 0 | 0
PseudoUnit | 0 | 0 | 0 | 0 | 0 | 0
FixedInterchange | 0 | 0 | 0 | 0 | 0 | 0
Base VOM Costs by Reporting Type: SPP_S
ReportingType | 2015 | 2020 | 2025 | 2030 | 2035 | 2040
BM | 0 | 0 | 0 | 0 | 0 | 0
CC | 105.67 | 22.02 | 17.35 | 14.39 | 13.31 | 7.52
CSP | 0 | 0 | 0 | 0 | 0 | 0
CT | 0.13 | 0 | 0 | 0 | 0 | 0
Coal | 339.72 | 23.92 | 1.66 | 0 | 0 | 0
Geo | 0 | 0 | 0 | 0 | 0 | 0
H | 0 | 0 | 0 | 0 | 0 | 0
LFG | 0 | 0 | 0 | 0.01 | 0.01 | 0.01
Nuc | 0 | 0 | 0 | 0 | 0 | 0
PS | 0 | 0 | 0 | 0 | 0 | 0
PV | 0 | 0 | 0 | 0 | 0 | 0
PeakG | 0 | 0 | 0 | 0 | 0 | 0
PeakO | 0 | 0 | 0 | 0 | 0 | 0
ST | 0 | 0 | 0 | 0 | 0 | 0
STOG | 5.36 | 1.99 | 0 | 0.6 | 0.68 | 0.5
STWD | 0.13 | 0.04 | 0.04 | 0.13 | 0.98 | 0.86
WT | 0.11 | 1.72 | 1.72 | 1.72 | 1.72 | 1.72
IGCC | 0 | 0 | 0 | 0 | 0 | 0
DemandResponse | 0 | 0 | 0 | 0 | 0 | 0
IGCC-CCS | 0 | 0 | 0 | 0 | 0 | 0
WT_off | 0 | 0 | 0 | 0 | 0 | 0
PseudoUnit | 0 | 0 | 0 | 0 | 0 | 0
FixedInterchange | 0 | 0 | 0 | 0 | 0 | 0
Base VOM Costs by Reporting Type: TVA
ReportingType | 2015 | 2020 | 2025 | 2030 | 2035 | 2040
BM | 0 | 0 | 0 | 0 | 275.88 | 275.88
CC | 123.56 | 227.19 | 233.65 | 218.79 | 83.63 | 16.6
CSP | 0 | 0 | 0 | 0 | 0 | 0
CT | 0 | 0 | 0 | 0 | 0 | 0
Coal | 166.7 | 96.82 | 4.81 | 0.01 | 0.02 | 0.02
Geo | 0 | 0 | 0 | 0 | 0 | 0
H | 0 | 0 | 0 | 0 | 0 | 0
LFG | 0 | 0 | 0.01 | 0.01 | 0.01 | 0.01
Nuc | 152.12 | 152.12 | 152.12 | 171.94 | 161.59 | 194.45
PS | 0 | 0 | 0 | 0 | 0 | 0
PV | 0 | 0 | 0 | 0 | 0 | 0
PeakG | 0 | 0 | 0 | 0 | 0 | 0
PeakO | 0 | 0 | 0 | 0 | 0 | 0
ST | 0 | 0 | 0 | 0 | 0 | 0
STOG | 0 | 0 | 0 | 0 | 0 | 0
STWD | 0 | 0 | 0.01 | 0.06 | 0.08 | 0.07
WT | 0 | 0 | 0 | 0 | 0 | 0
IGCC | 0 | 0 | 0 | 0 | 0 | 0
DemandResponse | 0 | 0 | 0 | 0 | 0 | 0
IGCC-CCS | 0 | 0 | 0 | 0 | 0 | 0
WT_off | 0 | 0 | 0 | 0 | 0 | 0
PseudoUnit | 0 | 0 | 0 | 0 | 0 | 0
FixedInterchange | 0 | 0 | 0 | 0 | 0 | 0
Base VOM Costs by Reporting Type: TVA_Transmission
ReportingType | 2015 | 2020 | 2025 | 2030 | 2035 | 2040
BM | 0 | 0 | 0 | 0 | 0 | 0
CC | 0 | 0 | 0 | 0 | 0 | 0
CSP | 0 | 0 | 0 | 0 | 0 | 0
CT | 0 | 0 | 0 | 0 | 0 | 0
Coal | 0 | 0 | 0 | 0 | 0 | 0
Geo | 0 | 0 | 0 | 0 | 0 | 0
H | 0 | 0 | 0 | 0 | 0 | 0
LFG | 0 | 0 | 0 | 0 | 0 | 0
Nuc | 0 | 0 | 0 | 0 | 0 | 0
PS | 0 | 0 | 0 | 0 | 0 | 0
PV | 0 | 0 | 0 | 0 | 0 | 0
PeakG | 0 | 0 | 0 | 0 | 0 | 0
PeakO | 0 | 0 | 0 | 0 | 0 | 0
ST | 0 | 0 | 0 | 0 | 0 | 0
STOG | 0 | 0 | 0 | 0 | 0 | 0
STWD | 0 | 0 | 0 | 0 | 0 | 0
WT | 0 | 0 | 0 | 0 | 0 | 0
IGCC | 0 | 0 | 0 | 0 | 0 | 0
DemandResponse | 0 | 0 | 0 | 0 | 0 | 0
IGCC-CCS | 0 | 0 | 0 | 0 | 0 | 0
WT_off | 0 | 0 | 0 | 0 | 0 | 0
PseudoUnit | 0 | 0 | 0 | 0 | 0 | 0
FixedInterchange | 0 | 0 | 0 | 0 | 0 | 0
Base VOM Costs by Reporting Type: VACAR
ReportingType | 2015 | 2020 | 2025 | 2030 | 2035 | 2040
BM | 0.03 | 6.4 | 26.49 | 26.95 | 260.66 | 253.55
CC | 402.65 | 396.2 | 341.52 | 246.87 | 121.43 | 25.17
CSP | 0 | 0 | 0 | 0 | 0 | 0
CT | 0.23 | 0 | 0 | 0 | 0 | 0
Coal | 133.8 | 83.66 | 12.15 | 7.86 | 13.24 | 13.24
Geo | 0 | 0 | 0 | 0 | 0 | 0
H | 0 | 0 | 0 | 0 | 0 | 0
LFG | 0.01 | 0.01 | 0.01 | 0.01 | 0.01 | 0.01
Nuc | 211.36 | 248.42 | 248.42 | 335.16 | 334.47 | 459.49
PS | 0 | 0 | 0 | 0 | 0 | 0
PV | 0 | 0 | 0 | 0 | 0 | 0
PeakG | 0.27 | 0 | 0 | 0 | 0 | 0
PeakO | 0 | 0 | 0 | 0 | 0 | 0
ST | 0 | 0 | 0 | 0 | 0 | 0
STOG | 0 | 0 | 0 | 0 | 0 | 0
STWD | 4.67 | 4.67 | 4.67 | 4.67 | 4.67 | 3.64
WT | 0 | 0.08 | 0.08 | 0.08 | 0.08 | 0.08
IGCC | 0 | 0 | 0 | 0 | 0 | 0
DemandResponse | 0 | 0 | 0 | 0 | 0 | 0
IGCC-CCS | 0 | 0 | 0 | 0 | 0 | 0
WT_off | 0 | 0 | 0 | 0 | 0 | 0
PseudoUnit | 0 | 0 | 0 | 0 | 0 | 0
FixedInterchange | 0 | 0 | 0 | 0 | 0 | 0
Base VOM Costs by Reporting Type: IESO
ReportingType | 2015 | 2020 | 2025 | 2030 | 2035 | 2040
BM | 0 | 0.01 | 0 | 0.62 | 12.18 | 7.47
CC | 4.12 | 1.67 | 0.45 | 0 | 0 | 0
CSP | 0 | 0 | 0 | 0 | 0 | 0
CT | 0 | 0 | 0 | 0 | 0 | 0
Coal | 0 | 0 | 0 | 0 | 0 | 0
Geo | 0 | 0 | 0 | 0 | 0 | 0
H | 0 | 0 | 0 | 0.02 | 0.02 | 0.02
LFG | 0.01 | 0.01 | 0.01 | 0.01 | 0.01 | 0.01
Nuc | 240.73 | 240.73 | 240.73 | 240.73 | 221.68 | 193.2
PS | 0 | 0 | 0 | 0 | 0 | 0
PV | 0 | 0 | 0 | 0 | 0 | 0
PeakG | 0 | 0 | 0 | 0 | 0 | 0
PeakO | 0 | 0 | 0 | 0 | 0 | 0
ST | 0 | 0 | 0 | 0 | 0 | 0
STOG | 0 | 0 | 0 | 0 | 0 | 0
STWD | 0.06 | 0.06 | 0.06 | 0.59 | 2.31 | 1.8
WT | 0.09 | 0.09 | 0.09 | 0.09 | 0.09 | 0.29
IGCC | 0 | 0 | 0 | 0 | 0 | 0
DemandResponse | 0 | 0 | 0 | 0 | 0 | 0
IGCC-CCS | 0 | 0 | 0 | 0 | 0 | 0
WT_off | 0 | 0 | 0 | 0 | 0 | 0
PseudoUnit | 0 | 0 | 0 | 0 | 0 | 0
FixedInterchange | 0 | 0 | 0 | 0 | 0 | 0
Base VOM Costs by Reporting Type: MAPP_CA
ReportingType | 2015 | 2020 | 2025 | 2030 | 2035 | 2040
BM | 0 | 0 | 0 | 0 | 0 | 0
CC | 3.1 | 0.9 | 0 | 0 | 0 | 0
CSP | 0 | 0 | 0 | 0 | 0 | 0
CT | 0 | 0 | 0 | 0 | 0 | 0
Coal | 0 | 0 | 0 | 0 | 0 | 0
Geo | 0 | 0 | 0 | 0 | 0 | 0
H | 0 | 0.05 | 0.15 | 0.32 | 0.32 | 0.32
LFG | 0 | 0 | 0 | 0 | 0 | 0
Nuc | 0 | 0 | 0 | 0 | 0 | 0
PS | 0 | 0 | 0 | 0 | 0 | 0
PV | 0 | 0 | 0 | 0 | 0 | 0
PeakG | 0.04 | 0 | 0 | 0 | 0 | 0
PeakO | 0 | 0 | 0 | 0 | 0 | 0
ST | 0 | 0 | 0 | 0 | 0 | 0
STOG | 0 | 0 | 0 | 0 | 0 | 0
STWD | 0 | 0 | 0 | 0 | 0 | 0
WT | 0.02 | 0.02 | 0.02 | 0.02 | 0.01 | 0.01
IGCC | 0 | 0 | 0 | 0 | 0 | 0
DemandResponse | 0 | 0 | 0 | 0 | 0 | 0
IGCC-CCS | 0 | 0 | 0 | 0 | 0 | 0
WT_off | 0 | 0 | 0 | 0 | 0 | 0
PseudoUnit | 0 | 0 | 0 | 0 | 0 | 0
FixedInterchange | 0 | 0 | 0 | 0 | 0 | 0
Base VOM Costs by Reporting Type: AZ_NM_SNV_Coal
ReportingType | 2015 | 2020 | 2025 | 2030 | 2035 | 2040
BM | 0 | 0 | 0 | 0 | 0 | 0
CC | 0 | 0 | 0 | 0 | 0 | 0
CSP | 0 | 0 | 0 | 0 | 0 | 0
CT | 0 | 0 | 0 | 0 | 0 | 0
Coal | 196.4 | 198.64 | 44.51 | 1.35 | 5.52 | 2.79
Geo | 0 | 0 | 0 | 0 | 0 | 0
H | 0 | 0 | 0 | 0 | 0 | 0
LFG | 0 | 0 | 0 | 0 | 0 | 0
Nuc | 0 | 0 | 0 | 0 | 0 | 0
PS | 0 | 0 | 0 | 0 | 0 | 0
PV | 0 | 0 | 0 | 0 | 0 | 0
PeakG | 0 | 0 | 0 | 0 | 0 | 0
PeakO | 0 | 0 | 0 | 0 | 0 | 0
ST | 0 | 0 | 0 | 0 | 0 | 0
STOG | 0 | 0 | 0 | 0 | 0 | 0
STWD | 0 | 0 | 0 | 0 | 0 | 0
WT | 0 | 0 | 0 | 0 | 0 | 0
IGCC | 0 | 0 | 0 | 0 | 0 | 0
DemandResponse | 0 | 0 | 0 | 0 | 0 | 0
IGCC-CCS | 0 | 0 | 0 | 0 | 0 | 0
WT_off | 0 | 0 | 0 | 0 | 0 | 0
PseudoUnit | 0 | 0 | 0 | 0 | 0 | 0
FixedInterchange | 0 | 0 | 0 | 0 | 0 | 0
Base VOM Costs by Reporting Type: AZ_NM_SNV_Gas
ReportingType | 2015 | 2020 | 2025 | 2030 | 2035 | 2040
BM | 0 | 0 | 0 | 0 | 0 | 0
CC | 169.68 | 151.47 | 211.93 | 124.56 | 48 | 38.19
CSP | 0 | 0 | 0 | 0 | 0 | 0
CT | 0 | 0 | 0 | 0 | 0 | 0
Coal | 0 | 0 | 0 | 0 | 0 | 0
Geo | 0 | 0 | 0 | 0 | 0 | 0
H | 0 | 0 | 0 | 0 | 0 | 0
LFG | 0 | 0 | 0 | 0 | 0 | 0
Nuc | 0 | 0 | 0 | 0 | 0 | 0
PS | 0 | 0 | 0 | 0 | 0 | 0
PV | 0 | 0 | 0 | 0 | 0 | 0
PeakG | 0 | 0 | 0 | 0 | 0 | 0
PeakO | 0 | 0 | 0 | 0 | 0 | 0
ST | 0 | 0 | 0 | 0 | 0 | 0
STOG | 0 | 0 | 0 | 0 | 0 | 0
STWD | 0 | 0 | 0 | 0 | 0 | 0
WT | 0 | 0 | 0 | 0 | 0 | 0
IGCC | 0 | 0 | 0 | 0 | 0 | 0
DemandResponse | 0 | 0 | 0 | 0 | 0 | 0
IGCC-CCS | 0 | 0 | 0 | 0 | 0 | 0
WT_off | 0 | 0 | 0 | 0 | 0 | 0
PseudoUnit | 0 | 0 | 0 | 0 | 0 | 0
FixedInterchange | 0 | 0 | 0 | 0 | 0 | 0
Base VOM Costs by Reporting Type: AZ_NM_SNV_NucRenew
ReportingType | 2015 | 2020 | 2025 | 2030 | 2035 | 2040
BM | 0 | 0 | 0 | 0 | 0 | 0.02
CC | 0 | 0 | 0 | 0 | 0 | 0
CSP | 0 | 0 | 0 | 0 | 0 | 0
CT | 0 | 0 | 0 | 0 | 0 | 0
Coal | 0 | 0 | 0 | 0 | 0 | 0
Geo | 0 | 0.01 | 116.3 | 116.3 | 116.3 | 116.3
H | 0 | 0 | 0 | 0 | 0 | 0
LFG | 0 | 0 | 0.01 | 0.01 | 0.01 | 0.01
Nuc | 71.66 | 71.66 | 71.66 | 140.32 | 243.56 | 248.81
PS | 0 | 0 | 0 | 0 | 0 | 0
PV | 0 | 0 | 0 | 0 | 0 | 0
PeakG | 0 | 0 | 0 | 0 | 0 | 0
PeakO | 0 | 0 | 0 | 0 | 0 | 0
ST | 0.01 | 0.03 | 0.04 | 0.04 | 0.06 | 0.06
STOG | 0 | 0 | 0 | 0 | 0 | 0
STWD | 0.43 | 0.43 | 0.43 | 0.43 | 0.43 | 0.43
WT | 0.02 | 0.35 | 0.35 | 0.35 | 0.35 | 0.35
IGCC | 0 | 0 | 0 | 0 | 0 | 0
DemandResponse | 0 | 0 | 0 | 0 | 0 | 0
IGCC-CCS | 0 | 0 | 0 | 0 | 0 | 0
WT_off | 0 | 0 | 0 | 0 | 0 | 0
PseudoUnit | 0 | 0 | 0 | 0 | 0 | 0
FixedInterchange | 0 | 0 | 0 | 0 | 0 | 0
Base VOM Costs by Reporting Type: ERCOT
ReportingType | 2015 | 2020 | 2025 | 2030 | 2035 | 2040
BM | 0.49 | 0.5 | 0.76 | 5.41 | 151.66 | 116.99
CC | 646.48 | 679.27 | 599.25 | 524.81 | 264.52 | 188.63
CSP | 0 | 0 | 0 | 0 | 0 | 0
CT | 0 | 0.02 | 0.02 | 0.08 | 0 | 0
Coal | 171.12 | 118.63 | 16.6 | 19.02 | 22.71 | 22.71
Geo | 0 | 0 | 0 | 0 | 0 | 0
H | 0 | 0 | 0 | 0 | 0 | 0
LFG | 0.01 | 0.01 | 0.04 | 0.04 | 0.04 | 0.04
Nuc | 94.14 | 94.14 | 94.14 | 144.51 | 264.22 | 332.38
PS | 0 | 0 | 0 | 0 | 0 | 0
PV | 0 | 0 | 0 | 0 | 0 | 0
PeakG | 0 | 0.05 | 0 | 0.33 | 0.34 | 0.33
PeakO | 0 | 0 | 0 | 0 | 0 | 0
ST | 0 | 0 | 0 | 0 | 0 | 0
STOG | 5.48 | 8.58 | 2.4 | 1.41 | 0 | 0
STWD | 0 | 0 | 0 | 0 | 0 | 0
WT | 0.32 | 0.32 | 0.92 | 0.92 | 0.92 | 0.93
IGCC | 0 | 0 | 0 | 0 | 0 | 0
DemandResponse | 0 | 0 | 0 | 0 | 0 | 0
IGCC-CCS | 0 | 0 | 0 | 0 | 0 | 0
WT_off | 0 | 0 | 0 | 0 | 0 | 0
PseudoUnit | 0 | 0 | 0 | 0 | 0 | 0
FixedInterchange | 0 | 0 | 0 | 0 | 0 | 0
Base VOM Costs by Reporting Type: NP15
ReportingType | 2015 | 2020 | 2025 | 2030 | 2035 | 2040
BM | 0 | 0 | 0 | 0 | 0 | 0
CC | 163.03 | 167.74 | 167.99 | 109.44 | 51.61 | 18.54
CSP | 0 | 0 | 0 | 0 | 0 | 0
CT | 0 | 0 | 0 | 0 | 0 | 0
Coal | 5.45 | 0 | 0 | 0 | 0 | 0
Geo | 0.11 | 46.46 | 48.23 | 48.23 | 48.23 | 48.23
H | 0 | 0 | 0 | 0 | 0 | 0
LFG | 0.01 | 0.04 | 0.06 | 0.06 | 0.06 | 0.06
Nuc | 42.53 | 42.53 | 42.53 | 125.14 | 147.09 | 171.05
PS | 0 | 0 | 0 | 0 | 0 | 0
PV | 0 | 0 | 0 | 0 | 0 | 0
PeakG | 0 | 0 | 0 | 0 | 0 | 0
PeakO | 0 | 0 | 0 | 0 | 0 | 0
ST | 0 | 0 | 0 | 0 | 0 | 0
STOG | 0.16 | 0.09 | 0.15 | 0 | 0 | 0
STWD | 7.35 | 7.35 | 3.43 | 7.35 | 7.35 | 7.35
WT | 0.04 | 0.13 | 0.13 | 0.13 | 0.36 | 0.38
IGCC | 0 | 0 | 0 | 0 | 0 | 0
DemandResponse | 0 | 0 | 0 | 0 | 0 | 0
IGCC-CCS | 0 | 0 | 0 | 0 | 0 | 0
WT_off | 0 | 0 | 0 | 0 | 0 | 0
PseudoUnit | 0 | 0 | 0 | 0 | 0 | 0
FixedInterchange | 0 | 0 | 0 | 0 | 0 | 0
Base VOM Costs by Reporting Type: NWPP_Coal
ReportingType | 2015 | 2020 | 2025 | 2030 | 2035 | 2040
BM | 0 | 0 | 0 | 0 | 0 | 0
CC | 0 | 0 | 0 | 0 | 0 | 0
CSP | 0 | 0 | 0 | 0 | 0 | 0
CT | 0 | 0 | 0 | 0 | 0 | 0
Coal | 198.82 | 161.61 | 5.39 | 5.38 | 5.38 | 5.38
Geo | 0 | 0 | 0 | 0 | 0 | 0
H | 0 | 0 | 0 | 0 | 0 | 0
LFG | 0 | 0 | 0 | 0 | 0 | 0
Nuc | 0 | 0 | 0 | 0 | 0 | 0
PS | 0 | 0 | 0 | 0 | 0 | 0
PV | 0 | 0 | 0 | 0 | 0 | 0
PeakG | 0 | 0 | 0 | 0 | 0 | 0
PeakO | 0 | 0 | 0 | 0 | 0 | 0
ST | 0 | 0 | 0 | 0 | 0 | 0
STOG | 0 | 0 | 0 | 0 | 0 | 0
STWD | 0 | 0 | 0 | 0 | 0 | 0
WT | 0 | 0 | 0 | 0 | 0 | 0
IGCC | 0 | 0 | 0 | 0 | 0 | 0
DemandResponse | 0 | 0 | 0 | 0 | 0 | 0
IGCC-CCS | 0 | 0 | 0 | 0 | 0 | 0
WT_off | 0 | 0 | 0 | 0 | 0 | 0
PseudoUnit | 0 | 0 | 0 | 0 | 0 | 0
FixedInterchange | 0 | 0 | 0 | 0 | 0 | 0
Base VOM Costs by Reporting Type: NWPP_Gas
ReportingType | 2015 | 2020 | 2025 | 2030 | 2035 | 2040
BM | 0 | 0 | 0 | 0 | 0 | 0
CC | 122.48 | 180.96 | 180.96 | 101.35 | 29.97 | 26.42
CSP | 0 | 0 | 0 | 0 | 0 | 0
CT | 0 | 0 | 0 | 0 | 0 | 0
Coal | 0 | 0 | 0 | 0 | 0 | 0
Geo | 0 | 0 | 0 | 0 | 0 | 0
H | 0 | 0 | 0 | 0 | 0 | 0
LFG | 0 | 0 | 0 | 0 | 0 | 0
Nuc | 0 | 0 | 0 | 0 | 0 | 0
PS | 0 | 0 | 0 | 0 | 0 | 0
PV | 0 | 0 | 0 | 0 | 0 | 0
PeakG | 0 | 0 | 0 | 0 | 0 | 0
PeakO | 0 | 0 | 0 | 0 | 0 | 0
ST | 0 | 0 | 0 | 0 | 0 | 0
STOG | 0 | 0 | 0 | 0 | 0 | 0
STWD | 0 | 0 | 0 | 0 | 0 | 0
WT | 0 | 0 | 0 | 0 | 0 | 0
IGCC | 0 | 0 | 0 | 0 | 0 | 0
DemandResponse | 0 | 0 | 0 | 0 | 0 | 0
IGCC-CCS | 0 | 0 | 0 | 0 | 0 | 0
WT_off | 0 | 0 | 0 | 0 | 0 | 0
PseudoUnit | 0 | 0 | 0 | 0 | 0 | 0
FixedInterchange | 0 | 0 | 0 | 0 | 0 | 0
Base VOM Costs by Reporting Type: NWPP_NucRenew
ReportingType | 2015 | 2020 | 2025 | 2030 | 2035 | 2040
BM | 0 | 0.33 | 1.21 | 1.21 | 1.22 | 31.52
CC | 0 | 0 | 0 | 0 | 0 | 0
CSP | 0 | 0 | 0 | 0 | 0 | 0
CT | 0 | 0 | 0 | 0 | 0 | 0
Coal | 0 | 0 | 0 | 0 | 0 | 0
Geo | 6.93 | 6.93 | 41.74 | 41.74 | 41.74 | 41.74
H | 0 | 0 | 0 | 0 | 0.01 | 0.01
LFG | 0.01 | 0.01 | 0.03 | 0.03 | 0.03 | 0.03
Nuc | 20.91 | 20.91 | 20.92 | 32.55 | 71.99 | 96.45
PS | 0 | 0 | 0 | 0 | 0 | 0
PV | 0 | 0 | 0 | 0 | 0 | 0
PeakG | 0 | 0 | 0 | 0 | 0 | 0
PeakO | 0 | 0 | 0 | 0 | 0 | 0
ST | 0 | 0 | 0 | 0 | 0 | 0
STOG | 0 | 0 | 0 | 0 | 0 | 0
STWD | 0 | 0.04 | 9.33 | 9.33 | 9.33 | 9.33
WT | 0.19 | 0.19 | 0.19 | 0.71 | 0.71 | 0.77
IGCC | 0 | 0 | 0 | 0 | 0 | 0
DemandResponse | 0 | 0 | 0 | 0 | 0 | 0
IGCC-CCS | 0 | 0 | 0 | 0 | 0 | 0
WT_off | 0 | 0 | 0 | 0 | 0 | 0
PseudoUnit | 0 | 0 | 0 | 0 | 0 | 0
FixedInterchange | 0 | 0 | 0 | 0 | 0 | 0
Base VOM Costs by Reporting Type: RMPA
ReportingType | 2015 | 2020 | 2025 | 2030 | 2035 | 2040
BM | 0 | 0 | 0 | 0 | 26.75 | 54.2
CC | 26.45 | 34.62 | 55.37 | 33.58 | 16.57 | 11.62
CSP | 0 | 0 | 0 | 0 | 0 | 0
CT | 0 | 0 | 0 | 0 | 0 | 0
Coal | 191.47 | 172.58 | 26.91 | 12.78 | 12.78 | 12.5
Geo | 0 | 3.76 | 206.14 | 206.14 | 206.14 | 206.14
H | 0 | 0 | 0 | 0 | 0 | 0
LFG | 0 | 0 | 0 | 0 | 0 | 0
Nuc | 0 | 0 | 0.01 | 32.28 | 32.28 | 32.28
PS | 0 | 0 | 0 | 0 | 0 | 0
PV | 0 | 0 | 0 | 0 | 0 | 0
PeakG | 0 | 0 | 0 | 0 | 0 | 0
PeakO | 0 | 0 | 0 | 0 | 0 | 0
ST | 0 | 0.01 | 0.01 | 0.01 | 0.01 | 0.01
STOG | 0 | 0 | 0 | 0 | 0 | 0
STWD | 0 | 0 | 0 | 0 | 0 | 0
WT | 0.07 | 0.19 | 0.19 | 0.2 | 0.2 | 0.21
IGCC | 0 | 0 | 0 | 0 | 0 | 0
DemandResponse | 0 | 0 | 0 | 0 | 0 | 0
IGCC-CCS | 0 | 0 | 0 | 0 | 0 | 0
WT_off | 0 | 0 | 0 | 0 | 0 | 0
PseudoUnit | 0 | 0 | 0 | 0 | 0 | 0
FixedInterchange | 0 | 0 | 0 | 0 | 0 | 0
Base VOM Costs by Reporting Type: SP15
ReportingType | 2015 | 2020 | 2025 | 2030 | 2035 | 2040
BM | 0.22 | 0.22 | 0.22 | 0.22 | 0.23 | 0.23
CC | 209.55 | 191.72 | 189.07 | 158.03 | 81.38 | 51
CSP | 0 | 0 | 0 | 0 | 0 | 0
CT | 0 | 0 | 0 | 0 | 0 | 0
Coal | 5.28 | 3.19 | 1.44 | 0 | 0 | 0
Geo | 4.09 | 120.4 | 120.4 | 120.4 | 120.4 | 120.4
H | 0 | 0 | 0 | 0 | 0 | 0
LFG | 0.02 | 0.07 | 0.07 | 0.07 | 0.07 | 0.07
Nuc | 41.61 | 41.61 | 41.61 | 58.73 | 64.51 | 121.25
PS | 0 | 0 | 0 | 0 | 0 | 0
PV | 0 | 0 | 0 | 0 | 0 | 0
PeakG | 0 | 0 | 0 | 0 | 0 | 0
PeakO | 0 | 0 | 0 | 0 | 0 | 0
ST | 0.02 | 0.02 | 0.02 | 0.02 | 0.11 | 0.14
STOG | 1.35 | 0.6 | 1.01 | 0.36 | 0.14 | 0.06
STWD | 1.98 | 1.98 | 1.78 | 1.98 | 1.98 | 1.98
WT | 0.07 | 0.09 | 0.46 | 0.46 | 0.46 | 0.46
IGCC | 0 | 0 | 0 | 0 | 0 | 0
DemandResponse | 0 | 0 | 0 | 0 | 0 | 0
IGCC-CCS | 0 | 0 | 0 | 0 | 0 | 0
WT_off | 0 | 0 | 0 | 0 | 0 | 0
PseudoUnit | 0 | 0 | 0 | 0 | 0 | 0
FixedInterchange | 0 | 0 | 0 | 0 | 0 | 0
Base VOM Costs by Reporting Type: ALB
ReportingType | 2015 | 2020 | 2025 | 2030 | 2035 | 2040
BM | 0 | 0 | 0 | 0 | 0 | 0
CC | 61.69 | 61.69 | 19.63 | 0 | 0 | 0
CSP | 0 | 0 | 0 | 0 | 0 | 0
CT | 0 | 0 | 0 | 0 | 0 | 0
Coal | 126.29 | 126.28 | 0 | 0 | 0 | 0
Geo | 0 | 0 | 0 | 0 | 0 | 0
H | 0 | 0 | 0 | 0 | 0 | 0
LFG | 0 | 0 | 0 | 0 | 0 | 0
Nuc | 0 | 0 | 115.9 | 139.44 | 141.89 | 142.86
PS | 0 | 0 | 0 | 0 | 0 | 0
PV | 0 | 0 | 0 | 0 | 0 | 0
PeakG | 0 | 0 | 0 | 0 | 0 | 0.07
PeakO | 0 | 0 | 0 | 0 | 0 | 0
ST | 0 | 0 | 0 | 0 | 0 | 0
STOG | 0 | 0 | 0 | 0 | 0 | 0
STWD | 2.13 | 2.89 | 2.89 | 2.89 | 2.89 | 2.89
WT | 0.02 | 0.02 | 0.02 | 0.02 | 0.02 | 0.02
IGCC | 0 | 0 | 0 | 0 | 0 | 0
DemandResponse | 0 | 0 | 0 | 0 | 0 | 0
IGCC-CCS | 0 | 0 | 0 | 0 | 0 | 0
WT_off | 0 | 0 | 0 | 0 | 0 | 0
PseudoUnit | 0 | 0 | 0 | 0 | 0 | 0
FixedInterchange | 0 | 0 | 0 | 0 | 0 | 0
Base VOM Costs by Reporting Type: BC
ReportingType | 2015 | 2020 | 2025 | 2030 | 2035 | 2040
BM | 0 | 0 | 0 | 0 | 0 | 0
CC | 3.72 | 3.72 | 0 | 0 | 0 | 0
CSP | 0 | 0 | 0 | 0 | 0 | 0
CT | 0 | 0 | 0 | 0 | 0 | 0
Coal | 0 | 0 | 0 | 0 | 0 | 0
Geo | 0 | 0 | 0 | 0 | 0 | 0
H | 0 | 0 | 0 | 0 | 0 | 0
LFG | 0 | 0 | 0 | 0 | 0 | 0
Nuc | 0 | 0 | 9.51 | 16.28 | 16.28 | 21.71
PS | 0 | 0 | 0 | 0 | 0 | 0
PV | 0 | 0 | 0 | 0 | 0 | 0
PeakG | 0 | 0 | 0 | 0 | 0 | 0
PeakO | 0 | 0 | 0 | 0 | 0 | 0
ST | 0 | 0 | 0 | 0 | 0 | 0
STOG | 0 | 0 | 0 | 0 | 0 | 0
STWD | 0 | 8.48 | 8.48 | 8.48 | 8.48 | 8.48
WT | 0.01 | 0.01 | 0.01 | 0.01 | 0.01 | 0.01
IGCC | 0 | 0 | 0 | 0 | 0 | 0
DemandResponse | 0 | 0 | 0 | 0 | 0 | 0
IGCC-CCS | 0 | 0 | 0 | 0 | 0 | 0
WT_off | 0 | 0 | 0 | 0 | 0 | 0
PseudoUnit | 0 | 0 | 0 | 0 | 0 | 0
FixedInterchange | 0 | 0 | 0 | 0 | 0 | 0
Base VOM Costs by Reporting Type: HQ_IESO
ReportingType | 2015 | 2020 | 2025 | 2030 | 2035 | 2040
BM | 0 | 0 | 0 | 0 | 0 | 0
CC | 0 | 0 | 0 | 0 | 0 | 0
CSP | 0 | 0 | 0 | 0 | 0 | 0
CT | 0 | 0 | 0 | 0 | 0 | 0
Coal | 0 | 0 | 0 | 0 | 0 | 0
Geo | 0 | 0 | 0 | 0 | 0 | 0
H | 0 | 0 | 0 | 0 | 0 | 0
LFG | 0 | 0 | 0 | 0 | 0 | 0
Nuc | 0 | 0 | 0 | 0 | 0 | 0
PS | 0 | 0 | 0 | 0 | 0 | 0
PV | 0 | 0 | 0 | 0 | 0 | 0
PeakG | 0 | 0 | 0 | 0 | 0 | 0
PeakO | 0 | 0 | 0 | 0 | 0 | 0
ST | 0 | 0 | 0 | 0 | 0 | 0
STOG | 0 | 0 | 0 | 0 | 0 | 0
STWD | 0 | 0 | 0 | 0 | 0 | 0
WT | 0 | 0 | 0 | 0 | 0 | 0
IGCC | 0 | 0 | 0 | 0 | 0 | 0
DemandResponse | 0 | 0 | 0 | 0 | 0 | 0
IGCC-CCS | 0 | 0 | 0 | 0 | 0 | 0
WT_off | 0 | 0 | 0 | 0 | 0 | 0
PseudoUnit | 0 | 0 | 0 | 0.27 | 254.51 | 293.96
FixedInterchange | 0 | 0 | 0 | 0 | 0 | 0
Base VOM Costs by Reporting Type: HQ_NEISO
ReportingType | 2015 | 2020 | 2025 | 2030 | 2035 | 2040
BM | 0 | 0 | 0 | 0 | 0 | 0
CC | 0 | 0 | 0 | 0 | 0 | 0
CSP | 0 | 0 | 0 | 0 | 0 | 0
CT | 0 | 0 | 0 | 0 | 0 | 0
Coal | 0 | 0 | 0 | 0 | 0 | 0
Geo | 0 | 0 | 0 | 0 | 0 | 0
H | 0 | 0 | 0 | 0 | 0 | 0
LFG | 0 | 0 | 0 | 0 | 0 | 0
Nuc | 0 | 0 | 0 | 0 | 0 | 0
PS | 0 | 0 | 0 | 0 | 0 | 0
PV | 0 | 0 | 0 | 0 | 0 | 0
PeakG | 0 | 0 | 0 | 0 | 0 | 0
PeakO | 0 | 0 | 0 | 0 | 0 | 0
ST | 0 | 0 | 0 | 0 | 0 | 0
STOG | 0 | 0 | 0 | 0 | 0 | 0
STWD | 0 | 0 | 0 | 0 | 0 | 0
WT | 0 | 0 | 0 | 0 | 0 | 0
IGCC | 0 | 0 | 0 | 0 | 0 | 0
DemandResponse | 0 | 0 | 0 | 0 | 0 | 0
IGCC-CCS | 0 | 0 | 0 | 0 | 0 | 0
WT_off | 0 | 0 | 0 | 0 | 0 | 0
PseudoUnit | 0 | 0 | 0 | 1.36 | 24.46 | 28.25
FixedInterchange | 0 | 0 | 0 | 0 | 0 | 0
Base VOM Costs by Reporting Type: HQ_NY
ReportingType | 2015 | 2020 | 2025 | 2030 | 2035 | 2040
BM | 0 | 0 | 0 | 0 | 0 | 0
CC | 0 | 0 | 0 | 0 | 0 | 0
CSP | 0 | 0 | 0 | 0 | 0 | 0
CT | 0 | 0 | 0 | 0 | 0 | 0
Coal | 0 | 0 | 0 | 0 | 0 | 0
Geo | 0 | 0 | 0 | 0 | 0 | 0
H | 0 | 0 | 0 | 0 | 0 | 0
LFG | 0 | 0 | 0 | 0 | 0 | 0
Nuc | 0 | 0 | 0 | 0 | 0 | 0
PS | 0 | 0 | 0 | 0 | 0 | 0
PV | 0 | 0 | 0 | 0 | 0 | 0
PeakG | 0 | 0 | 0 | 0 | 0 | 0
PeakO | 0 | 0 | 0 | 0 | 0 | 0
ST | 0 | 0 | 0 | 0 | 0 | 0
STOG | 0 | 0 | 0 | 0 | 0 | 0
STWD | 0 | 0 | 0 | 0 | 0 | 0
WT | 0 | 0 | 0 | 0 | 0 | 0
IGCC | 0 | 0 | 0 | 0 | 0 | 0
DemandResponse | 0 | 0 | 0 | 0 | 0 | 0
IGCC-CCS | 0 | 0 | 0 | 0 | 0 | 0
WT_off | 0 | 0 | 0 | 0 | 0 | 0
PseudoUnit | 0 | 0 | 0.01 | 237.94 | 239.41 | 276.52
FixedInterchange | 0 | 0 | 0 | 0 | 0 | 0
Base VOM Costs by Reporting Type: MARITIMES
ReportingType | 2015 | 2020 | 2025 | 2030 | 2035 | 2040
BM | 0 | 0 | 0 | 0 | 0 | 0
CC | 0 | 0 | 0 | 0 | 0 | 0
CSP | 0 | 0 | 0 | 0 | 0 | 0
CT | 0 | 0 | 0 | 0 | 0 | 0
Coal | 0 | 0 | 0 | 0 | 0 | 0
Geo | 0 | 0 | 0 | 0 | 0 | 0
H | 0 | 0 | 0 | 0 | 0 | 0
LFG | 0 | 0 | 0 | 0 | 0 | 0
Nuc | 0 | 0 | 0 | 0 | 0 | 0
PS | 0 | 0 | 0 | 0 | 0 | 0
PV | 0 | 0 | 0 | 0 | 0 | 0
PeakG | 0 | 0 | 0 | 0 | 0 | 0
PeakO | 0 | 0 | 0 | 0 | 0 | 0
ST | 0 | 0 | 0 | 0 | 0 | 0
STOG | 0 | 0 | 0 | 0 | 0 | 0
STWD | 0 | 0 | 0 | 0 | 0 | 0
WT | 0 | 0 | 0 | 0 | 0 | 0
IGCC | 0 | 0 | 0 | 0 | 0 | 0
DemandResponse | 0 | 0 | 0 | 0 | 0 | 0
IGCC-CCS | 0 | 0 | 0 | 0 | 0 | 0
WT_off | 0 | 0 | 0 | 0 | 0 | 0
PseudoUnit | 0 | 0 | 0 | 1.41 | 40.76 | 47.08
FixedInterchange | 0 | 0 | 0 | 0 | 0 | 0
Base VOM Costs by Reporting Type: All
ReportingType | 2015 | 2020 | 2025 | 2030 | 2035 | 2040
BM | 11.26 | 30.03 | 46.32 | 104.22 | 1214.35 | 1955.39
CC | 4481.16 | 5354.22 | 4659.12 | 3700.56 | 1979.53 | 958.18
CSP | 0 | 0 | 0 | 0 | 0 | 0
CT | 5.21 | 4.94 | 2.7 | 2.74 | 0.08 | 0.05
Coal | 4398.66 | 2148.14 | 216.85 | 148.94 | 274.1 | 279.7
Geo | 11.13 | 177.57 | 532.82 | 532.82 | 532.83 | 532.83
H | 0 | 0.08 | 0.22 | 0.46 | 0.52 | 0.52
LFG | 0.38 | 0.54 | 0.73 | 0.79 | 0.79 | 0.79
Nuc | 2164.81 | 2225.49 | 2400.11 | 2993.12 | 3296.86 | 3727.61
PS | 0 | 0 | 0 | 0 | 0 | 0
PV | 0.02 | 0.06 | 0.07 | 0.08 | 0.07 | 0.08
PeakG | 24.65 | 19.03 | 17.09 | 19.69 | 8.71 | 7.47
PeakO | 0 | 0 | 0 | 0 | 0 | 0
ST | 0.03 | 0.06 | 0.07 | 0.07 | 0.18 | 0.21
STOG | 19.58 | 17.91 | 9.49 | 8.07 | 3.66 | 1.39
STWD | 31.05 | 37.82 | 43.29 | 57.21 | 81.95 | 70.24
WT | 2.03 | 6.78 | 13 | 13.84 | 14.56 | 15.06
IGCC | 30.43 | 30.44 | 2.72 | 0.01 | 0 | 0
DemandResponse | 0.01 | 0.02 | 0.02 | 0.03 | 0.04 | 0.05
IGCC-CCS | 0 | 0.01 | 0.01 | 0.02 | 0.03 | 0.03
WT_off | 0.02 | 0.02 | 0.06 | 0.06 | 0.06 | 0.06
PseudoUnit | 0 | 0 | 0.01 | 240.99 | 559.14 | 645.8
FixedInterchange | 0 | 0 | 0 | 0 | 0 | 0
Base VOM Costs by Reporting Type: EI_US
ReportingType | 2015 | 2020 | 2025 | 2030 | 2035 | 2040
BM | 10.54 | 28.97 | 44.12 | 96.75 | 1022.32 | 1744.95
CC | 3070.86 | 3880.46 | 3234.46 | 2648.79 | 1487.47 | 623.8
CSP | 0 | 0 | 0 | 0 | 0 | 0
CT | 5.21 | 4.91 | 2.68 | 2.66 | 0.08 | 0.05
Coal | 3503.83 | 1367.2 | 122 | 110.41 | 227.71 | 236.32
Geo | 0 | 0 | 0 | 0 | 0 | 0
H | 0 | 0.03 | 0.07 | 0.12 | 0.16 | 0.16
LFG | 0.32 | 0.4 | 0.51 | 0.57 | 0.57 | 0.57
Nuc | 1653.22 | 1713.9 | 1763.11 | 2063.14 | 2093.34 | 2367.6
PS | 0 | 0 | 0 | 0 | 0 | 0
PV | 0 | 0.04 | 0.06 | 0.06 | 0.06 | 0.06
PeakG | 24.61 | 18.98 | 17.09 | 19.36 | 8.37 | 7.07
PeakO | 0 | 0 | 0 | 0 | 0 | 0
ST | 0 | 0 | 0 | 0 | 0 | 0
STOG | 12.6 | 8.64 | 5.94 | 6.3 | 3.52 | 1.34
STWD | 19.1 | 16.57 | 16.87 | 26.15 | 49.16 | 37.96
WT | 1.2 | 5.37 | 10.63 | 10.93 | 11.42 | 11.65
IGCC | 30.43 | 30.43 | 2.72 | 0.01 | 0 | 0
DemandResponse | 0.01 | 0.01 | 0.02 | 0.02 | 0.03 | 0.03
IGCC-CCS | 0 | 0.01 | 0.01 | 0.02 | 0.03 | 0.03
WT_off | 0.02 | 0.02 | 0.06 | 0.06 | 0.06 | 0.06
PseudoUnit | 0 | 0 | 0.01 | 240.72 | 304.63 | 351.85
FixedInterchange | 0 | 0 | 0 | 0 | 0 | 0
Base VOM Costs by Reporting Type: EI_Canada
ReportingType | 2015 | 2020 | 2025 | 2030 | 2035 | 2040
BM | 0 | 0.01 | 0 | 0.62 | 12.18 | 7.47
CC | 7.22 | 2.56 | 0.45 | 0 | 0 | 0
CSP | 0 | 0 | 0 | 0 | 0 | 0
CT | 0 | 0 | 0 | 0 | 0 | 0
Coal | 0 | 0 | 0 | 0 | 0 | 0
Geo | 0 | 0 | 0 | 0 | 0 | 0
H | 0 | 0.05 | 0.15 | 0.34 | 0.34 | 0.34
LFG | 0.01 | 0.01 | 0.01 | 0.01 | 0.01 | 0.01
Nuc | 240.73 | 240.73 | 240.73 | 240.73 | 221.69 | 193.21
PS | 0 | 0 | 0 | 0 | 0 | 0
PV | 0 | 0 | 0 | 0 | 0 | 0
PeakG | 0.04 | 0 | 0 | 0 | 0 | 0
PeakO | 0 | 0 | 0 | 0 | 0 | 0
ST | 0 | 0 | 0 | 0 | 0 | 0
STOG | 0 | 0 | 0 | 0 | 0 | 0
STWD | 0.06 | 0.06 | 0.06 | 0.59 | 2.31 | 1.8
WT | 0.11 | 0.11 | 0.11 | 0.11 | 0.1 | 0.29
IGCC | 0 | 0 | 0 | 0 | 0 | 0
DemandResponse | 0 | 0 | 0 | 0 | 0 | 0
IGCC-CCS | 0 | 0 | 0 | 0 | 0 | 0
WT_off | 0 | 0 | 0 | 0 | 0 | 0
PseudoUnit | 0 | 0 | 0 | 0.27 | 254.51 | 293.96
FixedInterchange | 0 | 0 | 0 | 0 | 0 | 0
Base VOM Costs by Reporting Type: EI
ReportingType | 2015 | 2020 | 2025 | 2030 | 2035 | 2040
BM | 10.54 | 28.97 | 44.13 | 97.37 | 1034.49 | 1752.42
CC | 3078.08 | 3883.03 | 3234.91 | 2648.79 | 1487.47 | 623.8
CSP | 0 | 0 | 0 | 0 | 0 | 0
CT | 5.21 | 4.91 | 2.68 | 2.66 | 0.08 | 0.05
Coal | 3503.83 | 1367.2 | 122 | 110.41 | 227.71 | 236.32
Geo | 0 | 0 | 0 | 0 | 0 | 0
H | 0 | 0.08 | 0.22 | 0.46 | 0.51 | 0.51
LFG | 0.33 | 0.41 | 0.52 | 0.58 | 0.58 | 0.58
Nuc | 1893.95 | 1954.63 | 2003.84 | 2303.87 | 2315.03 | 2560.8
PS | 0 | 0 | 0 | 0 | 0 | 0
PV | 0.01 | 0.04 | 0.06 | 0.06 | 0.06 | 0.07
PeakG | 24.65 | 18.98 | 17.09 | 19.36 | 8.37 | 7.07
PeakO | 0 | 0 | 0 | 0 | 0 | 0
ST | 0 | 0 | 0 | 0 | 0 | 0
STOG | 12.6 | 8.64 | 5.94 | 6.3 | 3.52 | 1.34
STWD | 19.16 | 16.63 | 16.94 | 26.73 | 51.47 | 39.76
WT | 1.31 | 5.49 | 10.74 | 11.04 | 11.52 | 11.94
IGCC | 30.43 | 30.43 | 2.72 | 0.01 | 0 | 0
DemandResponse | 0.01 | 0.01 | 0.02 | 0.02 | 0.03 | 0.04
IGCC-CCS | 0 | 0.01 | 0.01 | 0.02 | 0.03 | 0.03
WT_off | 0.02 | 0.02 | 0.06 | 0.06 | 0.06 | 0.06
PseudoUnit | 0 | 0 | 0.01 | 240.99 | 559.14 | 645.8
FixedInterchange | 0 | 0 | 0 | 0 | 0 | 0
Base VOM Costs by Reporting Type: Outside_EI
ReportingType | 2015 | 2020 | 2025 | 2030 | 2035 | 2040
BM | 0.72 | 1.06 | 2.2 | 6.85 | 179.86 | 202.97
CC | 1403.08 | 1471.19 | 1424.21 | 1051.78 | 492.06 | 334.39
CSP | 0 | 0 | 0 | 0 | 0 | 0
CT | 0 | 0.02 | 0.02 | 0.08 | 0 | 0
Coal | 894.82 | 780.94 | 94.85 | 38.53 | 46.39 | 43.38
Geo | 11.13 | 177.57 | 532.82 | 532.82 | 532.82 | 532.82
H | 0 | 0 | 0 | 0 | 0.01 | 0.01
LFG | 0.05 | 0.13 | 0.2 | 0.2 | 0.2 | 0.2
Nuc | 270.85 | 270.85 | 396.28 | 689.25 | 981.83 | 1166.81
PS | 0 | 0 | 0 | 0 | 0 | 0
PV | 0.01 | 0.01 | 0.01 | 0.01 | 0.01 | 0.01
PeakG | 0 | 0.05 | 0 | 0.33 | 0.34 | 0.4
PeakO | 0 | 0 | 0 | 0 | 0 | 0
ST | 0.03 | 0.06 | 0.07 | 0.07 | 0.18 | 0.21
STOG | 6.99 | 9.27 | 3.56 | 1.77 | 0.14 | 0.06
STWD | 11.89 | 21.19 | 26.35 | 30.48 | 30.48 | 30.48
WT | 0.72 | 1.29 | 2.26 | 2.8 | 3.04 | 3.13
IGCC | 0 | 0 | 0 | 0 | 0 | 0
DemandResponse | 0 | 0 | 0.01 | 0.01 | 0.01 | 0.01
IGCC-CCS | 0 | 0 | 0 | 0 | 0.01 | 0.01
WT_off | 0 | 0 | 0 | 0 | 0 | 0
PseudoUnit | 0 | 0 | 0 | 0 | 0 | 0
FixedInterchange | 0 | 0 | 0 | 0 | 0 | 0
#9 | 0.01: Retrofit VOM Costs ($million)
Retrofit VOM Costs by Reporting Type: Entergy
ReportingType | 2015 | 2020 | 2025 | 2030 | 2035 | 2040
BM | 0 | 0 | 0 | 0 | 0 | 0
CC | 0 | 0 | 0 | 0 | 0 | 0
CSP | 0 | 0 | 0 | 0 | 0 | 0
CT | 0 | 0 | 0 | 0 | 0 | 0
Coal | 13.09 | 21.39 | 5.34 | 0 | 0 | 0
Geo | 0 | 0 | 0 | 0 | 0 | 0
H | 0 | 0 | 0 | 0 | 0 | 0
LFG | 0 | 0 | 0 | 0 | 0 | 0
Nuc | 0 | 0 | 0 | 0 | 0 | 0
PS | 0 | 0 | 0 | 0 | 0 | 0
PV | 0 | 0 | 0 | 0 | 0 | 0
PeakG | 0 | 0 | 0 | 0 | 0 | 0
PeakO | 0 | 0 | 0 | 0 | 0 | 0
ST | 0 | 0 | 0 | 0 | 0 | 0
STOG | 0 | 0 | 0 | 0 | 0 | 0
STWD | 0 | 0 | 0 | 0 | 0 | 0
WT | 0 | 0 | 0 | 0 | 0 | 0
IGCC | 0 | 0 | 0 | 0 | 0 | 0
DemandResponse | 0 | 0 | 0 | 0 | 0 | 0
IGCC-CCS | 0 | 0 | 0 | 0 | 0 | 0
WT_off | 0 | 0 | 0 | 0 | 0 | 0
PseudoUnit | 0 | 0 | 0 | 0 | 0 | 0
FixedInterchange | 0 | 0 | 0 | 0 | 0 | 0
Retrofit VOM Costs by Reporting Type: FRCC
ReportingType | 2015 | 2020 | 2025 | 2030 | 2035 | 2040
BM | 0 | 0 | 0 | 0 | 0 | 0
CC | 0 | 0 | 0 | 0 | 0 | 0
CSP | 0 | 0 | 0 | 0 | 0 | 0
CT | 0 | 0 | 0 | 0 | 0 | 0
Coal | 29.51 | 22.66 | 0.03 | 0.03 | 0.06 | 0.07
Geo | 0 | 0 | 0 | 0 | 0 | 0
H | 0 | 0 | 0 | 0 | 0 | 0
LFG | 0 | 0 | 0 | 0 | 0 | 0
Nuc | 0 | 0 | 0 | 0 | 0 | 0
PS | 0 | 0 | 0 | 0 | 0 | 0
PV | 0 | 0 | 0 | 0 | 0 | 0
PeakG | 0 | 0 | 0 | 0 | 0 | 0
PeakO | 0 | 0 | 0 | 0 | 0 | 0
ST | 0 | 0 | 0 | 0 | 0 | 0
STOG | 0 | 0 | 0 | 0 | 0 | 0
STWD | 0 | 0 | 0 | 0 | 0 | 0
WT | 0 | 0 | 0 | 0 | 0 | 0
IGCC | 0 | 0 | 0 | 0 | 0 | 0
DemandResponse | 0 | 0 | 0 | 0 | 0 | 0
IGCC-CCS | 0 | 0 | 0 | 0 | 0 | 0
WT_off | 0 | 0 | 0 | 0 | 0 | 0
PseudoUnit | 0 | 0 | 0 | 0 | 0 | 0
FixedInterchange | 0 | 0 | 0 | 0 | 0 | 0
Retrofit VOM Costs by Reporting Type: MAPP_US
ReportingType | 2015 | 2020 | 2025 | 2030 | 2035 | 2040
BM | 0 | 0 | 0 | 0 | 0 | 0
CC | 0 | 0 | 0 | 0 | 0 | 0
CSP | 0 | 0 | 0 | 0 | 0 | 0
CT | 0 | 0 | 0 | 0 | 0 | 0
Coal | 44.47 | 13.48 | 0.34 | 0 | 0 | 0
Geo | 0 | 0 | 0 | 0 | 0 | 0
H | 0 | 0 | 0 | 0 | 0 | 0
LFG | 0 | 0 | 0 | 0 | 0 | 0
Nuc | 0 | 0 | 0 | 0 | 0 | 0
PS | 0 | 0 | 0 | 0 | 0 | 0
PV | 0 | 0 | 0 | 0 | 0 | 0
PeakG | 0 | 0 | 0 | 0 | 0 | 0
PeakO | 0 | 0 | 0 | 0 | 0 | 0
ST | 0 | 0 | 0 | 0 | 0 | 0
STOG | 0 | 0 | 0 | 0 | 0 | 0
STWD | 0 | 0 | 0 | 0 | 0 | 0
WT | 0 | 0 | 0 | 0 | 0 | 0
IGCC | 0 | 0 | 0 | 0 | 0 | 0
DemandResponse | 0 | 0 | 0 | 0 | 0 | 0
IGCC-CCS | 0 | 0 | 0 | 0 | 0 | 0
WT_off | 0 | 0 | 0 | 0 | 0 | 0
PseudoUnit | 0 | 0 | 0 | 0 | 0 | 0
FixedInterchange | 0 | 0 | 0 | 0 | 0 | 0
Retrofit VOM Costs by Reporting Type: MISO_IN
ReportingType | 2015 | 2020 | 2025 | 2030 | 2035 | 2040
BM | 0 | 0 | 0 | 0 | 0 | 0
CC | 0 | 0 | 0 | 0 | 0 | 0
CSP | 0 | 0 | 0 | 0 | 0 | 0
CT | 0 | 0 | 0 | 0 | 0 | 0
Coal | 200.52 | 151.64 | 8.75 | 25.23 | 77.06 | 77.07
Geo | 0 | 0 | 0 | 0 | 0 | 0
H | 0 | 0 | 0 | 0 | 0 | 0
LFG | 0 | 0 | 0 | 0 | 0 | 0
Nuc | 0 | 0 | 0 | 0 | 0 | 0
PS | 0 | 0 | 0 | 0 | 0 | 0
PV | 0 | 0 | 0 | 0 | 0 | 0
PeakG | 0 | 0 | 0 | 0 | 0 | 0
PeakO | 0 | 0 | 0 | 0 | 0 | 0
ST | 0 | 0 | 0 | 0 | 0 | 0
STOG | 0 | 0 | 0 | 0 | 0 | 0
STWD | 0 | 0 | 0 | 0 | 0 | 0
WT | 0 | 0 | 0 | 0 | 0 | 0
IGCC | 0 | 0 | 0 | 0 | 0 | 0
DemandResponse | 0 | 0 | 0 | 0 | 0 | 0
IGCC-CCS | 0 | 0 | 0 | 0 | 0 | 0
WT_off | 0 | 0 | 0 | 0 | 0 | 0
PseudoUnit | 0 | 0 | 0 | 0 | 0 | 0
FixedInterchange | 0 | 0 | 0 | 0 | 0 | 0
Retrofit VOM Costs by Reporting Type: MISO_MI
ReportingType | 2015 | 2020 | 2025 | 2030 | 2035 | 2040
BM | 0 | 0 | 0 | 0 | 0 | 0
CC | 0 | 0 | 0 | 0 | 0 | 0
CSP | 0 | 0 | 0 | 0 | 0 | 0
CT | 0 | 0 | 0 | 0 | 0 | 0
Coal | 7.38 | 0.06 | 0.03 | 0.02 | 0.03 | 0.03
Geo | 0 | 0 | 0 | 0 | 0 | 0
H | 0 | 0 | 0 | 0 | 0 | 0
LFG | 0 | 0 | 0 | 0 | 0 | 0
Nuc | 0 | 0 | 0 | 0 | 0 | 0
PS | 0 | 0 | 0 | 0 | 0 | 0
PV | 0 | 0 | 0 | 0 | 0 | 0
PeakG | 0 | 0 | 0 | 0 | 0 | 0
PeakO | 0 | 0 | 0 | 0 | 0 | 0
ST | 0 | 0 | 0 | 0 | 0 | 0
STOG | 0 | 0 | 0 | 0 | 0 | 0
STWD | 0 | 0 | 0 | 0 | 0 | 0
WT | 0 | 0 | 0 | 0 | 0 | 0
IGCC | 0 | 0 | 0 | 0 | 0 | 0
DemandResponse | 0 | 0 | 0 | 0 | 0 | 0
IGCC-CCS | 0 | 0 | 0 | 0 | 0 | 0
WT_off | 0 | 0 | 0 | 0 | 0 | 0
PseudoUnit | 0 | 0 | 0 | 0 | 0 | 0
FixedInterchange | 0 | 0 | 0 | 0 | 0 | 0
Retrofit VOM Costs by Reporting Type: MISO_MO-IL
ReportingType | 2015 | 2020 | 2025 | 2030 | 2035 | 2040
BM | 0 | 0 | 0 | 0 | 0 | 0
CC | 0 | 0 | 0 | 0 | 0 | 0
CSP | 0 | 0 | 0 | 0 | 0 | 0
CT | 0 | 0 | 0 | 0 | 0 | 0
Coal | 68.48 | 32.11 | 1.69 | 3.77 | 13.39 | 13.39
Geo | 0 | 0 | 0 | 0 | 0 | 0
H | 0 | 0 | 0 | 0 | 0 | 0
LFG | 0 | 0 | 0 | 0 | 0 | 0
Nuc | 0 | 0 | 0 | 0 | 0 | 0
PS | 0 | 0 | 0 | 0 | 0 | 0
PV | 0 | 0 | 0 | 0 | 0 | 0
PeakG | 0 | 0 | 0 | 0 | 0 | 0
PeakO | 0 | 0 | 0 | 0 | 0 | 0
ST | 0 | 0 | 0 | 0 | 0 | 0
STOG | 0 | 0 | 0 | 0 | 0 | 0
STWD | 0 | 0 | 0 | 0 | 0 | 0
WT | 0 | 0 | 0 | 0 | 0 | 0
IGCC | 0 | 0 | 0 | 0 | 0 | 0
DemandResponse | 0 | 0 | 0 | 0 | 0 | 0
IGCC-CCS | 0 | 0 | 0 | 0 | 0 | 0
WT_off | 0 | 0 | 0 | 0 | 0 | 0
PseudoUnit | 0 | 0 | 0 | 0 | 0 | 0
FixedInterchange | 0 | 0 | 0 | 0 | 0 | 0
Retrofit VOM Costs by Reporting Type: MISO_W
ReportingType | 2015 | 2020 | 2025 | 2030 | 2035 | 2040
BM | 0 | 0 | 0 | 0 | 0 | 0
CC | 0 | 0 | 0 | 0 | 0 | 0
CSP | 0 | 0 | 0 | 0 | 0 | 0
CT | 0 | 0 | 0 | 0 | 0 | 0
Coal | 112.38 | 88.63 | 17.31 | 17.3 | 18.67 | 18.67
Geo | 0 | 0 | 0 | 0 | 0 | 0
H | 0 | 0 | 0 | 0 | 0 | 0
LFG | 0 | 0 | 0 | 0 | 0 | 0
Nuc | 0 | 0 | 0 | 0 | 0 | 0
PS | 0 | 0 | 0 | 0 | 0 | 0
PV | 0 | 0 | 0 | 0 | 0 | 0
PeakG | 0 | 0 | 0 | 0 | 0 | 0
PeakO | 0 | 0 | 0 | 0 | 0 | 0
ST | 0 | 0 | 0 | 0 | 0 | 0
STOG | 0 | 0 | 0 | 0 | 0 | 0
STWD | 0 | 0 | 0 | 0 | 0 | 0
WT | 0 | 0 | 0 | 0 | 0 | 0
IGCC | 0 | 0 | 0 | 0 | 0 | 0
DemandResponse | 0 | 0 | 0 | 0 | 0 | 0
IGCC-CCS | 0 | 0 | 0 | 0 | 0 | 0
WT_off | 0 | 0 | 0 | 0 | 0 | 0
PseudoUnit | 0 | 0 | 0 | 0 | 0 | 0
FixedInterchange | 0 | 0 | 0 | 0 | 0 | 0
Retrofit VOM Costs by Reporting Type: MISO_WUMS
ReportingType | 2015 | 2020 | 2025 | 2030 | 2035 | 2040
BM | 0 | 0 | 0 | 0 | 0 | 0
CC | 0 | 0 | 0 | 0 | 0 | 0
CSP | 0 | 0 | 0 | 0 | 0 | 0
CT | 0 | 0 | 0 | 0 | 0 | 0
Coal | 30.52 | 8.12 | 4.8 | 7.18 | 18.69 | 24.17
Geo | 0 | 0 | 0 | 0 | 0 | 0
H | 0 | 0 | 0 | 0 | 0 | 0
LFG | 0 | 0 | 0 | 0 | 0 | 0
Nuc | 0 | 0 | 0 | 0 | 0 | 0
PS | 0 | 0 | 0 | 0 | 0 | 0
PV | 0 | 0 | 0 | 0 | 0 | 0
PeakG | 0 | 0 | 0 | 0 | 0 | 0
PeakO | 0 | 0 | 0 | 0 | 0 | 0
ST | 0 | 0 | 0 | 0 | 0 | 0
STOG | 0 | 0 | 0 | 0 | 0 | 0
STWD | 0 | 0 | 0 | 0 | 0 | 0
WT | 0 | 0 | 0 | 0 | 0 | 0
IGCC | 0 | 0 | 0 | 0 | 0 | 0
DemandResponse | 0 | 0 | 0 | 0 | 0 | 0
IGCC-CCS | 0 | 0 | 0 | 0 | 0 | 0
WT_off | 0 | 0 | 0 | 0 | 0 | 0
PseudoUnit | 0 | 0 | 0 | 0 | 0 | 0
FixedInterchange | 0 | 0 | 0 | 0 | 0 | 0
Retrofit VOM Costs by Reporting Type: Nebraska
ReportingType | 2015 | 2020 | 2025 | 2030 | 2035 | 2040
BM | 0 | 0 | 0 | 0 | 0 | 0
CC | 0 | 0 | 0 | 0 | 0 | 0
CSP | 0 | 0 | 0 | 0 | 0 | 0
CT | 0 | 0 | 0 | 0 | 0 | 0
Coal | 16.57 | 4.96 | 8.44 | 8.44 | 11.79 | 11.79
Geo | 0 | 0 | 0 | 0 | 0 | 0
H | 0 | 0 | 0 | 0 | 0 | 0
LFG | 0 | 0 | 0 | 0 | 0 | 0
Nuc | 0 | 0 | 0 | 0 | 0 | 0
PS | 0 | 0 | 0 | 0 | 0 | 0
PV | 0 | 0 | 0 | 0 | 0 | 0
PeakG | 0 | 0 | 0 | 0 | 0 | 0
PeakO | 0 | 0 | 0 | 0 | 0 | 0
ST | 0 | 0 | 0 | 0 | 0 | 0
STOG | 0 | 0 | 0 | 0 | 0 | 0
STWD | 0 | 0 | 0 | 0 | 0 | 0
WT | 0 | 0 | 0 | 0 | 0 | 0
IGCC | 0 | 0 | 0 | 0 | 0 | 0
DemandResponse | 0 | 0 | 0 | 0 | 0 | 0
IGCC-CCS | 0 | 0 | 0 | 0 | 0 | 0
WT_off | 0 | 0 | 0 | 0 | 0 | 0
PseudoUnit | 0 | 0 | 0 | 0 | 0 | 0
FixedInterchange | 0 | 0 | 0 | 0 | 0 | 0
Retrofit VOM Costs by Reporting Type: NEISO
ReportingType | 2015 | 2020 | 2025 | 2030 | 2035 | 2040
BM | 0 | 0 | 0 | 0 | 0 | 0
CC | 0 | 0 | 0 | 0 | 0 | 0
CSP | 0 | 0 | 0 | 0 | 0 | 0
CT | 0 | 0 | 0 | 0 | 0 | 0
Coal | 0.3 | 0.01 | 0 | 0 | 0 | 0
Geo | 0 | 0 | 0 | 0 | 0 | 0
H | 0 | 0 | 0 | 0 | 0 | 0
LFG | 0 | 0 | 0 | 0 | 0 | 0
Nuc | 0 | 0 | 0 | 0 | 0 | 0
PS | 0 | 0 | 0 | 0 | 0 | 0
PV | 0 | 0 | 0 | 0 | 0 | 0
PeakG | 0 | 0 | 0 | 0 | 0 | 0
PeakO | 0 | 0 | 0 | 0 | 0 | 0
ST | 0 | 0 | 0 | 0 | 0 | 0
STOG | 0 | 0 | 0 | 0 | 0 | 0
STWD | 0 | 0 | 0 | 0 | 0 | 0
WT | 0 | 0 | 0 | 0 | 0 | 0
IGCC | 0 | 0 | 0 | 0 | 0 | 0
DemandResponse | 0 | 0 | 0 | 0 | 0 | 0
IGCC-CCS | 0 | 0 | 0 | 0 | 0 | 0
WT_off | 0 | 0 | 0 | 0 | 0 | 0
PseudoUnit | 0 | 0 | 0 | 0 | 0 | 0
FixedInterchange | 0 | 0 | 0 | 0 | 0 | 0
Retrofit VOM Costs by Reporting Type: NonRTO_Midwest
ReportingType | 2015 | 2020 | 2025 | 2030 | 2035 | 2040
BM | 0 | 0 | 0 | 0 | 0 | 0
CC | 0 | 0 | 0 | 0 | 0 | 0
CSP | 0 | 0 | 0 | 0 | 0 | 0
CT | 0 | 0 | 0 | 0 | 0 | 0
Coal | 168.94 | 128.25 | 13.4 | 20.17 | 34.5 | 34.5
Geo | 0 | 0 | 0 | 0 | 0 | 0
H | 0 | 0 | 0 | 0 | 0 | 0
LFG | 0 | 0 | 0 | 0 | 0 | 0
Nuc | 0 | 0 | 0 | 0 | 0 | 0
PS | 0 | 0 | 0 | 0 | 0 | 0
PV | 0 | 0 | 0 | 0 | 0 | 0
PeakG | 0 | 0 | 0 | 0 | 0 | 0
PeakO | 0 | 0 | 0 | 0 | 0 | 0
ST | 0 | 0 | 0 | 0 | 0 | 0
STOG | 0 | 0 | 0 | 0 | 0 | 0
STWD | 0 | 0 | 0 | 0 | 0 | 0
WT | 0 | 0 | 0 | 0 | 0 | 0
IGCC | 0 | 0 | 0 | 0 | 0 | 0
DemandResponse | 0 | 0 | 0 | 0 | 0 | 0
IGCC-CCS | 0 | 0 | 0 | 0 | 0 | 0
WT_off | 0 | 0 | 0 | 0 | 0 | 0
PseudoUnit | 0 | 0 | 0 | 0 | 0 | 0
FixedInterchange | 0 | 0 | 0 | 0 | 0 | 0
Retrofit VOM Costs by Reporting Type: NYISO_A-F
ReportingType | 2015 | 2020 | 2025 | 2030 | 2035 | 2040
BM | 0 | 0 | 0 | 0 | 0 | 0
CC | 0 | 0 | 0 | 0 | 0 | 0
CSP | 0 | 0 | 0 | 0 | 0 | 0
CT | 0 | 0 | 0 | 0 | 0 | 0
Coal | 0.01 | 0.01 | 0 | 0 | 0 | 0
Geo | 0 | 0 | 0 | 0 | 0 | 0
H | 0 | 0 | 0 | 0 | 0 | 0
LFG | 0 | 0 | 0 | 0 | 0 | 0
Nuc | 0 | 0 | 0 | 0 | 0 | 0
PS | 0 | 0 | 0 | 0 | 0 | 0
PV | 0 | 0 | 0 | 0 | 0 | 0
PeakG | 0 | 0 | 0 | 0 | 0 | 0
PeakO | 0 | 0 | 0 | 0 | 0 | 0
ST | 0 | 0 | 0 | 0 | 0 | 0
STOG | 0 | 0 | 0 | 0 | 0 | 0
STWD | 0 | 0 | 0 | 0 | 0 | 0
WT | 0 | 0 | 0 | 0 | 0 | 0
IGCC | 0 | 0 | 0 | 0 | 0 | 0
DemandResponse | 0 | 0 | 0 | 0 | 0 | 0
IGCC-CCS | 0 | 0 | 0 | 0 | 0 | 0
WT_off | 0 | 0 | 0 | 0 | 0 | 0
PseudoUnit | 0 | 0 | 0 | 0 | 0 | 0
FixedInterchange | 0 | 0 | 0 | 0 | 0 | 0
Retrofit VOM Costs by Reporting Type: NYISO_G-I
ReportingType | 2015 | 2020 | 2025 | 2030 | 2035 | 2040
BM | 0 | 0 | 0 | 0 | 0 | 0
CC | 0 | 0 | 0 | 0 | 0 | 0
CSP | 0 | 0 | 0 | 0 | 0 | 0
CT | 0 | 0 | 0 | 0 | 0 | 0
Coal | 0 | 0 | 0 | 0 | 0 | 0
Geo | 0 | 0 | 0 | 0 | 0 | 0
H | 0 | 0 | 0 | 0 | 0 | 0
LFG | 0 | 0 | 0 | 0 | 0 | 0
Nuc | 0 | 0 | 0 | 0 | 0 | 0
PS | 0 | 0 | 0 | 0 | 0 | 0
PV | 0 | 0 | 0 | 0 | 0 | 0
PeakG | 0 | 0 | 0 | 0 | 0 | 0
PeakO | 0 | 0 | 0 | 0 | 0 | 0
ST | 0 | 0 | 0 | 0 | 0 | 0
STOG | 0 | 0 | 0 | 0 | 0 | 0
STWD | 0 | 0 | 0 | 0 | 0 | 0
WT | 0 | 0 | 0 | 0 | 0 | 0
IGCC | 0 | 0 | 0 | 0 | 0 | 0
DemandResponse | 0 | 0 | 0 | 0 | 0 | 0
IGCC-CCS | 0 | 0 | 0 | 0 | 0 | 0
WT_off | 0 | 0 | 0 | 0 | 0 | 0
PseudoUnit | 0 | 0 | 0 | 0 | 0 | 0
FixedInterchange | 0 | 0 | 0 | 0 | 0 | 0
Retrofit VOM Costs by Reporting Type: NYISO_J-K
ReportingType | 2015 | 2020 | 2025 | 2030 | 2035 | 2040
BM | 0 | 0 | 0 | 0 | 0 | 0
CC | 0 | 0 | 0 | 0 | 0 | 0
CSP | 0 | 0 | 0 | 0 | 0 | 0
CT | 0 | 0 | 0 | 0 | 0 | 0
Coal | 0 | 0 | 0 | 0 | 0 | 0
Geo | 0 | 0 | 0 | 0 | 0 | 0
H | 0 | 0 | 0 | 0 | 0 | 0
LFG | 0 | 0 | 0 | 0 | 0 | 0
Nuc | 0 | 0 | 0 | 0 | 0 | 0
PS | 0 | 0 | 0 | 0 | 0 | 0
PV | 0 | 0 | 0 | 0 | 0 | 0
PeakG | 0 | 0 | 0 | 0 | 0 | 0
PeakO | 0 | 0 | 0 | 0 | 0 | 0
ST | 0 | 0 | 0 | 0 | 0 | 0
STOG | 0 | 0 | 0 | 0 | 0 | 0
STWD | 0 | 0 | 0 | 0 | 0 | 0
WT | 0 | 0 | 0 | 0 | 0 | 0
IGCC | 0 | 0 | 0 | 0 | 0 | 0
DemandResponse | 0 | 0 | 0 | 0 | 0 | 0
IGCC-CCS | 0 | 0 | 0 | 0 | 0 | 0
WT_off | 0 | 0 | 0 | 0 | 0 | 0
PseudoUnit | 0 | 0 | 0 | 0 | 0 | 0
FixedInterchange | 0 | 0 | 0 | 0 | 0 | 0
Retrofit VOM Costs by Reporting Type: PJM_E
ReportingType | 2015 | 2020 | 2025 | 2030 | 2035 | 2040
BM | 0 | 0 | 0 | 0 | 0 | 0
CC | 0 | 0 | 0 | 0 | 0 | 0
CSP | 0 | 0 | 0 | 0 | 0 | 0
CT | 0 | 0 | 0 | 0 | 0 | 0
Coal | 3.71 | 1.43 | 0.73 | 0.01 | 3.98 | 10.19
Geo | 0 | 0 | 0 | 0 | 0 | 0
H | 0 | 0 | 0 | 0 | 0 | 0
LFG | 0 | 0 | 0 | 0 | 0 | 0
Nuc | 0 | 0 | 0 | 0 | 0 | 0
PS | 0 | 0 | 0 | 0 | 0 | 0
PV | 0 | 0 | 0 | 0 | 0 | 0
PeakG | 0 | 0 | 0 | 0 | 0 | 0
PeakO | 0 | 0 | 0 | 0 | 0 | 0
ST | 0 | 0 | 0 | 0 | 0 | 0
STOG | 0 | 0 | 0 | 0 | 0 | 0
STWD | 0 | 0 | 0 | 0 | 0 | 0
WT | 0 | 0 | 0 | 0 | 0 | 0
IGCC | 0 | 0 | 0 | 0 | 0 | 0
DemandResponse | 0 | 0 | 0 | 0 | 0 | 0
IGCC-CCS | 0 | 0 | 0 | 0 | 0 | 0
WT_off | 0 | 0 | 0 | 0 | 0 | 0
PseudoUnit | 0 | 0 | 0 | 0 | 0 | 0
FixedInterchange | 0 | 0 | 0 | 0 | 0 | 0
Retrofit VOM Costs by Reporting Type: PJM_ROM
ReportingType | 2015 | 2020 | 2025 | 2030 | 2035 | 2040
BM | 0 | 0 | 0 | 0 | 0 | 0
CC | 0 | 0 | 0 | 0 | 0 | 0
CSP | 0 | 0 | 0 | 0 | 0 | 0
CT | 0 | 0 | 0 | 0 | 0 | 0
Coal | 26.62 | 12.69 | 1.12 | 0.05 | 6.21 | 9.36
Geo | 0 | 0 | 0 | 0 | 0 | 0
H | 0 | 0 | 0 | 0 | 0 | 0
LFG | 0 | 0 | 0 | 0 | 0 | 0
Nuc | 0 | 0 | 0 | 0 | 0 | 0
PS | 0 | 0 | 0 | 0 | 0 | 0
PV | 0 | 0 | 0 | 0 | 0 | 0
PeakG | 0 | 0 | 0 | 0 | 0 | 0
PeakO | 0 | 0 | 0 | 0 | 0 | 0
ST | 0 | 0 | 0 | 0 | 0 | 0
STOG | 0 | 0 | 0 | 0 | 0 | 0
STWD | 0 | 0 | 0 | 0 | 0 | 0
WT | 0 | 0 | 0 | 0 | 0 | 0
IGCC | 0 | 0 | 0 | 0 | 0 | 0
DemandResponse | 0 | 0 | 0 | 0 | 0 | 0
IGCC-CCS | 0 | 0 | 0 | 0 | 0 | 0
WT_off | 0 | 0 | 0 | 0 | 0 | 0
PseudoUnit | 0 | 0 | 0 | 0 | 0 | 0
FixedInterchange | 0 | 0 | 0 | 0 | 0 | 0
Retrofit VOM Costs by Reporting Type: PJM_ROR
ReportingType | 2015 | 2020 | 2025 | 2030 | 2035 | 2040
BM | 0 | 0 | 0 | 0 | 0 | 0
CC | 0 | 0 | 0 | 0 | 0 | 0
CSP | 0 | 0 | 0 | 0 | 0 | 0
CT | 0 | 0 | 0 | 0 | 0 | 0
Coal | 570.42 | 480.72 | 21.42 | 48.28 | 151.38 | 154.25
Geo | 0 | 0 | 0 | 0 | 0 | 0
H | 0 | 0 | 0 | 0 | 0 | 0
LFG | 0 | 0 | 0 | 0 | 0 | 0
Nuc | 0 | 0 | 0 | 0 | 0 | 0
PS | 0 | 0 | 0 | 0 | 0 | 0
PV | 0 | 0 | 0 | 0 | 0 | 0
PeakG | 0 | 0 | 0 | 0 | 0 | 0
PeakO | 0 | 0 | 0 | 0 | 0 | 0
ST | 0 | 0 | 0 | 0 | 0 | 0
STOG | 0 | 0 | 0 | 0 | 0 | 0
STWD | 0 | 0 | 0 | 0 | 0 | 0
WT | 0 | 0 | 0 | 0 | 0 | 0
IGCC | 0 | 0 | 0 | 0 | 0 | 0
DemandResponse | 0 | 0 | 0 | 0 | 0 | 0
IGCC-CCS | 0 | 0 | 0 | 0 | 0 | 0
WT_off | 0 | 0 | 0 | 0 | 0 | 0
PseudoUnit | 0 | 0 | 0 | 0 | 0 | 0
FixedInterchange | 0 | 0 | 0 | 0 | 0 | 0
Retrofit VOM Costs by Reporting Type: SOCO
ReportingType | 2015 | 2020 | 2025 | 2030 | 2035 | 2040
BM | 0 | 0 | 0 | 0 | 0 | 0
CC | 0 | 0 | 0 | 0 | 0 | 0
CSP | 0 | 0 | 0 | 0 | 0 | 0
CT | 0 | 0 | 0 | 0 | 0 | 0
Coal | 110.15 | 60.07 | 36.63 | 43.78 | 43.79 | 43.79
Geo | 0 | 0 | 0 | 0 | 0 | 0
H | 0 | 0 | 0 | 0 | 0 | 0
LFG | 0 | 0 | 0 | 0 | 0 | 0
Nuc | 0 | 0 | 0 | 0 | 0 | 0
PS | 0 | 0 | 0 | 0 | 0 | 0
PV | 0 | 0 | 0 | 0 | 0 | 0
PeakG | 0 | 0 | 0 | 0 | 0 | 0
PeakO | 0 | 0 | 0 | 0 | 0 | 0
ST | 0 | 0 | 0 | 0 | 0 | 0
STOG | 0 | 0 | 0 | 0 | 0 | 0
STWD | 0 | 0 | 0 | 0 | 0 | 0
WT | 0 | 0 | 0 | 0 | 0 | 0
IGCC | 0 | 0 | 0 | 0 | 0 | 0
DemandResponse | 0 | 0 | 0 | 0 | 0 | 0
IGCC-CCS | 0 | 0 | 0 | 0 | 0 | 0
WT_off | 0 | 0 | 0 | 0 | 0 | 0
PseudoUnit | 0 | 0 | 0 | 0 | 0 | 0
FixedInterchange | 0 | 0 | 0 | 0 | 0 | 0
Retrofit VOM Costs by Reporting Type: SPP_N
ReportingType | 2015 | 2020 | 2025 | 2030 | 2035 | 2040
BM | 0 | 0 | 0 | 0 | 0 | 0
CC | 0 | 0 | 0 | 0 | 0 | 0
CSP | 0 | 0 | 0 | 0 | 0 | 0
CT | 0 | 0 | 0 | 0 | 0 | 0
Coal | 173.17 | 33.07 | 0.01 | 0 | 0.01 | 0.01
Geo | 0 | 0 | 0 | 0 | 0 | 0
H | 0 | 0 | 0 | 0 | 0 | 0
LFG | 0 | 0 | 0 | 0 | 0 | 0
Nuc | 0 | 0 | 0 | 0 | 0 | 0
PS | 0 | 0 | 0 | 0 | 0 | 0
PV | 0 | 0 | 0 | 0 | 0 | 0
PeakG | 0 | 0 | 0 | 0 | 0 | 0
PeakO | 0 | 0 | 0 | 0 | 0 | 0
ST | 0 | 0 | 0 | 0 | 0 | 0
STOG | 0 | 0 | 0 | 0 | 0 | 0
STWD | 0 | 0 | 0 | 0 | 0 | 0
WT | 0 | 0 | 0 | 0 | 0 | 0
IGCC | 0 | 0 | 0 | 0 | 0 | 0
DemandResponse | 0 | 0 | 0 | 0 | 0 | 0
IGCC-CCS | 0 | 0 | 0 | 0 | 0 | 0
WT_off | 0 | 0 | 0 | 0 | 0 | 0
PseudoUnit | 0 | 0 | 0 | 0 | 0 | 0
FixedInterchange | 0 | 0 | 0 | 0 | 0 | 0
Retrofit VOM Costs by Reporting Type: SPP_S
ReportingType | 2015 | 2020 | 2025 | 2030 | 2035 | 2040
BM | 0 | 0 | 0 | 0 | 0 | 0
CC | 0 | 0 | 0 | 0 | 0 | 0
CSP | 0 | 0 | 0 | 0 | 0 | 0
CT | 0 | 0 | 0 | 0 | 0 | 0
Coal | 55.64 | 19.23 | 0.01 | 0 | 0 | 0
Geo | 0 | 0 | 0 | 0 | 0 | 0
H | 0 | 0 | 0 | 0 | 0 | 0
LFG | 0 | 0 | 0 | 0 | 0 | 0
Nuc | 0 | 0 | 0 | 0 | 0 | 0
PS | 0 | 0 | 0 | 0 | 0 | 0
PV | 0 | 0 | 0 | 0 | 0 | 0
PeakG | 0 | 0 | 0 | 0 | 0 | 0
PeakO | 0 | 0 | 0 | 0 | 0 | 0
ST | 0 | 0 | 0 | 0 | 0 | 0
STOG | 0 | 0 | 0 | 0 | 0 | 0
STWD | 0 | 0 | 0 | 0 | 0 | 0
WT | 0 | 0 | 0 | 0 | 0 | 0
IGCC | 0 | 0 | 0 | 0 | 0 | 0
DemandResponse | 0 | 0 | 0 | 0 | 0 | 0
IGCC-CCS | 0 | 0 | 0 | 0 | 0 | 0
WT_off | 0 | 0 | 0 | 0 | 0 | 0
PseudoUnit | 0 | 0 | 0 | 0 | 0 | 0
FixedInterchange | 0 | 0 | 0 | 0 | 0 | 0
Retrofit VOM Costs by Reporting Type: TVA
ReportingType | 2015 | 2020 | 2025 | 2030 | 2035 | 2040
BM | 0 | 0 | 0 | 0 | 0 | 0
CC | 0 | 0 | 0 | 0 | 0 | 0
CSP | 0 | 0 | 0 | 0 | 0 | 0
CT | 0 | 0 | 0 | 0 | 0 | 0
Coal | 160.48 | 104.03 | 5.4 | 0.03 | 0.03 | 0.03
Geo | 0 | 0 | 0 | 0 | 0 | 0
H | 0 | 0 | 0 | 0 | 0 | 0
LFG | 0 | 0 | 0 | 0 | 0 | 0
Nuc | 0 | 0 | 0 | 0 | 0 | 0
PS | 0 | 0 | 0 | 0 | 0 | 0
PV | 0 | 0 | 0 | 0 | 0 | 0
PeakG | 0 | 0 | 0 | 0 | 0 | 0
PeakO | 0 | 0 | 0 | 0 | 0 | 0
ST | 0 | 0 | 0 | 0 | 0 | 0
STOG | 0 | 0 | 0 | 0 | 0 | 0
STWD | 0 | 0 | 0 | 0 | 0 | 0
WT | 0 | 0 | 0 | 0 | 0 | 0
IGCC | 0 | 0 | 0 | 0 | 0 | 0
DemandResponse | 0 | 0 | 0 | 0 | 0 | 0
IGCC-CCS | 0 | 0 | 0 | 0 | 0 | 0
WT_off | 0 | 0 | 0 | 0 | 0 | 0
PseudoUnit | 0 | 0 | 0 | 0 | 0 | 0
FixedInterchange | 0 | 0 | 0 | 0 | 0 | 0
Retrofit VOM Costs by Reporting Type: TVA_Transmission
ReportingType | 2015 | 2020 | 2025 | 2030 | 2035 | 2040
BM | 0 | 0 | 0 | 0 | 0 | 0
CC | 0 | 0 | 0 | 0 | 0 | 0
CSP | 0 | 0 | 0 | 0 | 0 | 0
CT | 0 | 0 | 0 | 0 | 0 | 0
Coal | 0 | 0 | 0 | 0 | 0 | 0
Geo | 0 | 0 | 0 | 0 | 0 | 0
H | 0 | 0 | 0 | 0 | 0 | 0
LFG | 0 | 0 | 0 | 0 | 0 | 0
Nuc | 0 | 0 | 0 | 0 | 0 | 0
PS | 0 | 0 | 0 | 0 | 0 | 0
PV | 0 | 0 | 0 | 0 | 0 | 0
PeakG | 0 | 0 | 0 | 0 | 0 | 0
PeakO | 0 | 0 | 0 | 0 | 0 | 0
ST | 0 | 0 | 0 | 0 | 0 | 0
STOG | 0 | 0 | 0 | 0 | 0 | 0
STWD | 0 | 0 | 0 | 0 | 0 | 0
WT | 0 | 0 | 0 | 0 | 0 | 0
IGCC | 0 | 0 | 0 | 0 | 0 | 0
DemandResponse | 0 | 0 | 0 | 0 | 0 | 0
IGCC-CCS | 0 | 0 | 0 | 0 | 0 | 0
WT_off | 0 | 0 | 0 | 0 | 0 | 0
PseudoUnit | 0 | 0 | 0 | 0 | 0 | 0
FixedInterchange | 0 | 0 | 0 | 0 | 0 | 0
Retrofit VOM Costs by Reporting Type: VACAR
ReportingType | 2015 | 2020 | 2025 | 2030 | 2035 | 2040
BM | 0 | 0 | 0 | 0 | 0 | 0
CC | 0 | 0 | 0 | 0 | 0 | 0
CSP | 0 | 0 | 0 | 0 | 0 | 0
CT | 0 | 0 | 0 | 0 | 0 | 0
Coal | 118.41 | 68.33 | 12.79 | 13.94 | 23.6 | 23.62
Geo | 0 | 0 | 0 | 0 | 0 | 0
H | 0 | 0 | 0 | 0 | 0 | 0
LFG | 0 | 0 | 0 | 0 | 0 | 0
Nuc | 0 | 0 | 0 | 0 | 0 | 0
PS | 0 | 0 | 0 | 0 | 0 | 0
PV | 0 | 0 | 0 | 0 | 0 | 0
PeakG | 0 | 0 | 0 | 0 | 0 | 0
PeakO | 0 | 0 | 0 | 0 | 0 | 0
ST | 0 | 0 | 0 | 0 | 0 | 0
STOG | 0 | 0 | 0 | 0 | 0 | 0
STWD | 0 | 0 | 0 | 0 | 0 | 0
WT | 0 | 0 | 0 | 0 | 0 | 0
IGCC | 0 | 0 | 0 | 0 | 0 | 0
DemandResponse | 0 | 0 | 0 | 0 | 0 | 0
IGCC-CCS | 0 | 0 | 0 | 0 | 0 | 0
WT_off | 0 | 0 | 0 | 0 | 0 | 0
PseudoUnit | 0 | 0 | 0 | 0 | 0 | 0
FixedInterchange | 0 | 0 | 0 | 0 | 0 | 0
Retrofit VOM Costs by Reporting Type: IESO
ReportingType | 2015 | 2020 | 2025 | 2030 | 2035 | 2040
BM | 0 | 0 | 0 | 0 | 0 | 0
CC | 0 | 0 | 0 | 0 | 0 | 0
CSP | 0 | 0 | 0 | 0 | 0 | 0
CT | 0 | 0 | 0 | 0 | 0 | 0
Coal | 0 | 0 | 0 | 0 | 0 | 0
Geo | 0 | 0 | 0 | 0 | 0 | 0
H | 0 | 0 | 0 | 0 | 0 | 0
LFG | 0 | 0 | 0 | 0 | 0 | 0
Nuc | 0 | 0 | 0 | 0 | 0 | 0
PS | 0 | 0 | 0 | 0 | 0 | 0
PV | 0 | 0 | 0 | 0 | 0 | 0
PeakG | 0 | 0 | 0 | 0 | 0 | 0
PeakO | 0 | 0 | 0 | 0 | 0 | 0
ST | 0 | 0 | 0 | 0 | 0 | 0
STOG | 0 | 0 | 0 | 0 | 0 | 0
STWD | 0 | 0 | 0 | 0 | 0 | 0
WT | 0 | 0 | 0 | 0 | 0 | 0
IGCC | 0 | 0 | 0 | 0 | 0 | 0
DemandResponse | 0 | 0 | 0 | 0 | 0 | 0
IGCC-CCS | 0 | 0 | 0 | 0 | 0 | 0
WT_off | 0 | 0 | 0 | 0 | 0 | 0
PseudoUnit | 0 | 0 | 0 | 0 | 0 | 0
FixedInterchange | 0 | 0 | 0 | 0 | 0 | 0
Retrofit VOM Costs by Reporting Type: MAPP_CA
ReportingType | 2015 | 2020 | 2025 | 2030 | 2035 | 2040
BM | 0 | 0 | 0 | 0 | 0 | 0
CC | 0 | 0 | 0 | 0 | 0 | 0
CSP | 0 | 0 | 0 | 0 | 0 | 0
CT | 0 | 0 | 0 | 0 | 0 | 0
Coal | 0 | 0 | 0 | 0 | 0 | 0
Geo | 0 | 0 | 0 | 0 | 0 | 0
H | 0 | 0 | 0 | 0 | 0 | 0
LFG | 0 | 0 | 0 | 0 | 0 | 0
Nuc | 0 | 0 | 0 | 0 | 0 | 0
PS | 0 | 0 | 0 | 0 | 0 | 0
PV | 0 | 0 | 0 | 0 | 0 | 0
PeakG | 0 | 0 | 0 | 0 | 0 | 0
PeakO | 0 | 0 | 0 | 0 | 0 | 0
ST | 0 | 0 | 0 | 0 | 0 | 0
STOG | 0 | 0 | 0 | 0 | 0 | 0
STWD | 0 | 0 | 0 | 0 | 0 | 0
WT | 0 | 0 | 0 | 0 | 0 | 0
IGCC | 0 | 0 | 0 | 0 | 0 | 0
DemandResponse | 0 | 0 | 0 | 0 | 0 | 0
IGCC-CCS | 0 | 0 | 0 | 0 | 0 | 0
WT_off | 0 | 0 | 0 | 0 | 0 | 0
PseudoUnit | 0 | 0 | 0 | 0 | 0 | 0
FixedInterchange | 0 | 0 | 0 | 0 | 0 | 0
Retrofit VOM Costs by Reporting Type: AZ_NM_SNV_Coal
ReportingType | 2015 | 2020 | 2025 | 2030 | 2035 | 2040
BM | 0 | 0 | 0 | 0 | 0 | 0
CC | 0 | 0 | 0 | 0 | 0 | 0
CSP | 0 | 0 | 0 | 0 | 0 | 0
CT | 0 | 0 | 0 | 0 | 0 | 0
Coal | 213.8 | 221.26 | 46.95 | 3.44 | 14.2 | 7.18
Geo | 0 | 0 | 0 | 0 | 0 | 0
H | 0 | 0 | 0 | 0 | 0 | 0
LFG | 0 | 0 | 0 | 0 | 0 | 0
Nuc | 0 | 0 | 0 | 0 | 0 | 0
PS | 0 | 0 | 0 | 0 | 0 | 0
PV | 0 | 0 | 0 | 0 | 0 | 0
PeakG | 0 | 0 | 0 | 0 | 0 | 0
PeakO | 0 | 0 | 0 | 0 | 0 | 0
ST | 0 | 0 | 0 | 0 | 0 | 0
STOG | 0 | 0 | 0 | 0 | 0 | 0
STWD | 0 | 0 | 0 | 0 | 0 | 0
WT | 0 | 0 | 0 | 0 | 0 | 0
IGCC | 0 | 0 | 0 | 0 | 0 | 0
DemandResponse | 0 | 0 | 0 | 0 | 0 | 0
IGCC-CCS | 0 | 0 | 0 | 0 | 0 | 0
WT_off | 0 | 0 | 0 | 0 | 0 | 0
PseudoUnit | 0 | 0 | 0 | 0 | 0 | 0
FixedInterchange | 0 | 0 | 0 | 0 | 0 | 0
Retrofit VOM Costs by Reporting Type: AZ_NM_SNV_Gas
ReportingType | 2015 | 2020 | 2025 | 2030 | 2035 | 2040
BM | 0 | 0 | 0 | 0 | 0 | 0
CC | 0 | 0 | 0 | 0 | 0 | 0
CSP | 0 | 0 | 0 | 0 | 0 | 0
CT | 0 | 0 | 0 | 0 | 0 | 0
Coal | 0 | 0 | 0 | 0 | 0 | 0
Geo | 0 | 0 | 0 | 0 | 0 | 0
H | 0 | 0 | 0 | 0 | 0 | 0
LFG | 0 | 0 | 0 | 0 | 0 | 0
Nuc | 0 | 0 | 0 | 0 | 0 | 0
PS | 0 | 0 | 0 | 0 | 0 | 0
PV | 0 | 0 | 0 | 0 | 0 | 0
PeakG | 0 | 0 | 0 | 0 | 0 | 0
PeakO | 0 | 0 | 0 | 0 | 0 | 0
ST | 0 | 0 | 0 | 0 | 0 | 0
STOG | 0 | 0 | 0 | 0 | 0 | 0
STWD | 0 | 0 | 0 | 0 | 0 | 0
WT | 0 | 0 | 0 | 0 | 0 | 0
IGCC | 0 | 0 | 0 | 0 | 0 | 0
DemandResponse | 0 | 0 | 0 | 0 | 0 | 0
IGCC-CCS | 0 | 0 | 0 | 0 | 0 | 0
WT_off | 0 | 0 | 0 | 0 | 0 | 0
PseudoUnit | 0 | 0 | 0 | 0 | 0 | 0
FixedInterchange | 0 | 0 | 0 | 0 | 0 | 0
Retrofit VOM Costs by Reporting Type: AZ_NM_SNV_NucRenew
ReportingType | 2015 | 2020 | 2025 | 2030 | 2035 | 2040
BM | 0 | 0 | 0 | 0 | 0 | 0
CC | 0 | 0 | 0 | 0 | 0 | 0
CSP | 0 | 0 | 0 | 0 | 0 | 0
CT | 0 | 0 | 0 | 0 | 0 | 0
Coal | 0 | 0 | 0 | 0 | 0 | 0
Geo | 0 | 0 | 0 | 0 | 0 | 0
H | 0 | 0 | 0 | 0 | 0 | 0
LFG | 0 | 0 | 0 | 0 | 0 | 0
Nuc | 0 | 0 | 0 | 0 | 0 | 0
PS | 0 | 0 | 0 | 0 | 0 | 0
PV | 0 | 0 | 0 | 0 | 0 | 0
PeakG | 0 | 0 | 0 | 0 | 0 | 0
PeakO | 0 | 0 | 0 | 0 | 0 | 0
ST | 0 | 0 | 0 | 0 | 0 | 0
STOG | 0 | 0 | 0 | 0 | 0 | 0
STWD | 0 | 0 | 0 | 0 | 0 | 0
WT | 0 | 0 | 0 | 0 | 0 | 0
IGCC | 0 | 0 | 0 | 0 | 0 | 0
DemandResponse | 0 | 0 | 0 | 0 | 0 | 0
IGCC-CCS | 0 | 0 | 0 | 0 | 0 | 0
WT_off | 0 | 0 | 0 | 0 | 0 | 0
PseudoUnit | 0 | 0 | 0 | 0 | 0 | 0
FixedInterchange | 0 | 0 | 0 | 0 | 0 | 0
Retrofit VOM Costs by Reporting Type: ERCOT
ReportingType | 2015 | 2020 | 2025 | 2030 | 2035 | 2040
BM | 0 | 0 | 0 | 0 | 0 | 0
CC | 0 | 0 | 0 | 0 | 0 | 0
CSP | 0 | 0 | 0 | 0 | 0 | 0
CT | 0 | 0 | 0 | 0 | 0 | 0
Coal | 114.14 | 71.48 | 23.38 | 33.67 | 40 | 40
Geo | 0 | 0 | 0 | 0 | 0 | 0
H | 0 | 0 | 0 | 0 | 0 | 0
LFG | 0 | 0 | 0 | 0 | 0 | 0
Nuc | 0 | 0 | 0 | 0 | 0 | 0
PS | 0 | 0 | 0 | 0 | 0 | 0
PV | 0 | 0 | 0 | 0 | 0 | 0
PeakG | 0 | 0 | 0 | 0 | 0 | 0
PeakO | 0 | 0 | 0 | 0 | 0 | 0
ST | 0 | 0 | 0 | 0 | 0 | 0
STOG | 0 | 0 | 0 | 0 | 0 | 0
STWD | 0 | 0 | 0 | 0 | 0 | 0
WT | 0 | 0 | 0 | 0 | 0 | 0
IGCC | 0 | 0 | 0 | 0 | 0 | 0
DemandResponse | 0 | 0 | 0 | 0 | 0 | 0
IGCC-CCS | 0 | 0 | 0 | 0 | 0 | 0
WT_off | 0 | 0 | 0 | 0 | 0 | 0
PseudoUnit | 0 | 0 | 0 | 0 | 0 | 0
FixedInterchange | 0 | 0 | 0 | 0 | 0 | 0
Retrofit VOM Costs by Reporting Type: NP15
ReportingType | 2015 | 2020 | 2025 | 2030 | 2035 | 2040
BM | 0 | 0 | 0 | 0 | 0 | 0
CC | 0 | 0 | 0 | 0 | 0 | 0
CSP | 0 | 0 | 0 | 0 | 0 | 0
CT | 0 | 0 | 0 | 0 | 0 | 0
Coal | 1.46 | 0 | 0 | 0 | 0 | 0
Geo | 0 | 0 | 0 | 0 | 0 | 0
H | 0 | 0 | 0 | 0 | 0 | 0
LFG | 0 | 0 | 0 | 0 | 0 | 0
Nuc | 0 | 0 | 0 | 0 | 0 | 0
PS | 0 | 0 | 0 | 0 | 0 | 0
PV | 0 | 0 | 0 | 0 | 0 | 0
PeakG | 0 | 0 | 0 | 0 | 0 | 0
PeakO | 0 | 0 | 0 | 0 | 0 | 0
ST | 0 | 0 | 0 | 0 | 0 | 0
STOG | 0 | 0 | 0 | 0 | 0 | 0
STWD | 0 | 0 | 0 | 0 | 0 | 0
WT | 0 | 0 | 0 | 0 | 0 | 0
IGCC | 0 | 0 | 0 | 0 | 0 | 0
DemandResponse | 0 | 0 | 0 | 0 | 0 | 0
IGCC-CCS | 0 | 0 | 0 | 0 | 0 | 0
WT_off | 0 | 0 | 0 | 0 | 0 | 0
PseudoUnit | 0 | 0 | 0 | 0 | 0 | 0
FixedInterchange | 0 | 0 | 0 | 0 | 0 | 0
Retrofit VOM Costs by Reporting Type: NWPP_Coal
ReportingType | 2015 | 2020 | 2025 | 2030 | 2035 | 2040
BM | 0 | 0 | 0 | 0 | 0 | 0
CC | 0 | 0 | 0 | 0 | 0 | 0
CSP | 0 | 0 | 0 | 0 | 0 | 0
CT | 0 | 0 | 0 | 0 | 0 | 0
Coal | 182.9 | 183.01 | 13.36 | 13.34 | 13.34 | 13.34
Geo | 0 | 0 | 0 | 0 | 0 | 0
H | 0 | 0 | 0 | 0 | 0 | 0
LFG | 0 | 0 | 0 | 0 | 0 | 0
Nuc | 0 | 0 | 0 | 0 | 0 | 0
PS | 0 | 0 | 0 | 0 | 0 | 0
PV | 0 | 0 | 0 | 0 | 0 | 0
PeakG | 0 | 0 | 0 | 0 | 0 | 0
PeakO | 0 | 0 | 0 | 0 | 0 | 0
ST | 0 | 0 | 0 | 0 | 0 | 0
STOG | 0 | 0 | 0 | 0 | 0 | 0
STWD | 0 | 0 | 0 | 0 | 0 | 0
WT | 0 | 0 | 0 | 0 | 0 | 0
IGCC | 0 | 0 | 0 | 0 | 0 | 0
DemandResponse | 0 | 0 | 0 | 0 | 0 | 0
IGCC-CCS | 0 | 0 | 0 | 0 | 0 | 0
WT_off | 0 | 0 | 0 | 0 | 0 | 0
PseudoUnit | 0 | 0 | 0 | 0 | 0 | 0
FixedInterchange | 0 | 0 | 0 | 0 | 0 | 0
Retrofit VOM Costs by Reporting Type: NWPP_Gas
ReportingType | 2015 | 2020 | 2025 | 2030 | 2035 | 2040
BM | 0 | 0 | 0 | 0 | 0 | 0
CC | 0 | 0 | 0 | 0 | 0 | 0
CSP | 0 | 0 | 0 | 0 | 0 | 0
CT | 0 | 0 | 0 | 0 | 0 | 0
Coal | 0 | 0 | 0 | 0 | 0 | 0
Geo | 0 | 0 | 0 | 0 | 0 | 0
H | 0 | 0 | 0 | 0 | 0 | 0
LFG | 0 | 0 | 0 | 0 | 0 | 0
Nuc | 0 | 0 | 0 | 0 | 0 | 0
PS | 0 | 0 | 0 | 0 | 0 | 0
PV | 0 | 0 | 0 | 0 | 0 | 0
PeakG | 0 | 0 | 0 | 0 | 0 | 0
PeakO | 0 | 0 | 0 | 0 | 0 | 0
ST | 0 | 0 | 0 | 0 | 0 | 0
STOG | 0 | 0 | 0 | 0 | 0 | 0
STWD | 0 | 0 | 0 | 0 | 0 | 0
WT | 0 | 0 | 0 | 0 | 0 | 0
IGCC | 0 | 0 | 0 | 0 | 0 | 0
DemandResponse | 0 | 0 | 0 | 0 | 0 | 0
IGCC-CCS | 0 | 0 | 0 | 0 | 0 | 0
WT_off | 0 | 0 | 0 | 0 | 0 | 0
PseudoUnit | 0 | 0 | 0 | 0 | 0 | 0
FixedInterchange | 0 | 0 | 0 | 0 | 0 | 0
Retrofit VOM Costs by Reporting Type: NWPP_NucRenew
ReportingType | 2015 | 2020 | 2025 | 2030 | 2035 | 2040
BM | 0 | 0 | 0 | 0 | 0 | 0
CC | 0 | 0 | 0 | 0 | 0 | 0
CSP | 0 | 0 | 0 | 0 | 0 | 0
CT | 0 | 0 | 0 | 0 | 0 | 0
Coal | 0 | 0 | 0 | 0 | 0 | 0
Geo | 0 | 0 | 0 | 0 | 0 | 0
H | 0 | 0 | 0 | 0 | 0 | 0
LFG | 0 | 0 | 0 | 0 | 0 | 0
Nuc | 0 | 0 | 0 | 0 | 0 | 0
PS | 0 | 0 | 0 | 0 | 0 | 0
PV | 0 | 0 | 0 | 0 | 0 | 0
PeakG | 0 | 0 | 0 | 0 | 0 | 0
PeakO | 0 | 0 | 0 | 0 | 0 | 0
ST | 0 | 0 | 0 | 0 | 0 | 0
STOG | 0 | 0 | 0 | 0 | 0 | 0
STWD | 0 | 0 | 0 | 0 | 0 | 0
WT | 0 | 0 | 0 | 0 | 0 | 0
IGCC | 0 | 0 | 0 | 0 | 0 | 0
DemandResponse | 0 | 0 | 0 | 0 | 0 | 0
IGCC-CCS | 0 | 0 | 0 | 0 | 0 | 0
WT_off | 0 | 0 | 0 | 0 | 0 | 0
PseudoUnit | 0 | 0 | 0 | 0 | 0 | 0
FixedInterchange | 0 | 0 | 0 | 0 | 0 | 0
Retrofit VOM Costs by Reporting Type: RMPA
ReportingType | 2015 | 2020 | 2025 | 2030 | 2035 | 2040
BM | 0 | 0 | 0 | 0 | 0 | 0
CC | 0 | 0 | 0 | 0 | 0 | 0
CSP | 0 | 0 | 0 | 0 | 0 | 0
CT | 0 | 0 | 0 | 0 | 0 | 0
Coal | 228.27 | 246.16 | 20.51 | 18.22 | 18.22 | 17.82
Geo | 0 | 0 | 0 | 0 | 0 | 0
H | 0 | 0 | 0 | 0 | 0 | 0
LFG | 0 | 0 | 0 | 0 | 0 | 0
Nuc | 0 | 0 | 0 | 0 | 0 | 0
PS | 0 | 0 | 0 | 0 | 0 | 0
PV | 0 | 0 | 0 | 0 | 0 | 0
PeakG | 0 | 0 | 0 | 0 | 0 | 0
PeakO | 0 | 0 | 0 | 0 | 0 | 0
ST | 0 | 0 | 0 | 0 | 0 | 0
STOG | 0 | 0 | 0 | 0 | 0 | 0
STWD | 0 | 0 | 0 | 0 | 0 | 0
WT | 0 | 0 | 0 | 0 | 0 | 0
IGCC | 0 | 0 | 0 | 0 | 0 | 0
DemandResponse | 0 | 0 | 0 | 0 | 0 | 0
IGCC-CCS | 0 | 0 | 0 | 0 | 0 | 0
WT_off | 0 | 0 | 0 | 0 | 0 | 0
PseudoUnit | 0 | 0 | 0 | 0 | 0 | 0
FixedInterchange | 0 | 0 | 0 | 0 | 0 | 0
Retrofit VOM Costs by Reporting Type: SP15
ReportingType | 2015 | 2020 | 2025 | 2030 | 2035 | 2040
BM | 0 | 0 | 0 | 0 | 0 | 0
CC | 0 | 0 | 0 | 0 | 0 | 0
CSP | 0 | 0 | 0 | 0 | 0 | 0
CT | 0 | 0 | 0 | 0 | 0 | 0
Coal | 5.19 | 5.67 | 2.55 | 0 | 0 | 0
Geo | 0 | 0 | 0 | 0 | 0 | 0
H | 0 | 0 | 0 | 0 | 0 | 0
LFG | 0 | 0 | 0 | 0 | 0 | 0
Nuc | 0 | 0 | 0 | 0 | 0 | 0
PS | 0 | 0 | 0 | 0 | 0 | 0
PV | 0 | 0 | 0 | 0 | 0 | 0
PeakG | 0 | 0 | 0 | 0 | 0 | 0
PeakO | 0 | 0 | 0 | 0 | 0 | 0
ST | 0 | 0 | 0 | 0 | 0 | 0
STOG | 0 | 0 | 0 | 0 | 0 | 0
STWD | 0 | 0 | 0 | 0 | 0 | 0
WT | 0 | 0 | 0 | 0 | 0 | 0
IGCC | 0 | 0 | 0 | 0 | 0 | 0
DemandResponse | 0 | 0 | 0 | 0 | 0 | 0
IGCC-CCS | 0 | 0 | 0 | 0 | 0 | 0
WT_off | 0 | 0 | 0 | 0 | 0 | 0
PseudoUnit | 0 | 0 | 0 | 0 | 0 | 0
FixedInterchange | 0 | 0 | 0 | 0 | 0 | 0
Retrofit VOM Costs by Reporting Type: ALB
ReportingType | 2015 | 2020 | 2025 | 2030 | 2035 | 2040
BM | 0 | 0 | 0 | 0 | 0 | 0
CC | 0 | 0 | 0 | 0 | 0 | 0
CSP | 0 | 0 | 0 | 0 | 0 | 0
CT | 0 | 0 | 0 | 0 | 0 | 0
Coal | 0.01 | 0 | 0 | 0 | 0 | 0
Geo | 0 | 0 | 0 | 0 | 0 | 0
H | 0 | 0 | 0 | 0 | 0 | 0
LFG | 0 | 0 | 0 | 0 | 0 | 0
Nuc | 0 | 0 | 0 | 0 | 0 | 0
PS | 0 | 0 | 0 | 0 | 0 | 0
PV | 0 | 0 | 0 | 0 | 0 | 0
PeakG | 0 | 0 | 0 | 0 | 0 | 0
PeakO | 0 | 0 | 0 | 0 | 0 | 0
ST | 0 | 0 | 0 | 0 | 0 | 0
STOG | 0 | 0 | 0 | 0 | 0 | 0
STWD | 0 | 0 | 0 | 0 | 0 | 0
WT | 0 | 0 | 0 | 0 | 0 | 0
IGCC | 0 | 0 | 0 | 0 | 0 | 0
DemandResponse | 0 | 0 | 0 | 0 | 0 | 0
IGCC-CCS | 0 | 0 | 0 | 0 | 0 | 0
WT_off | 0 | 0 | 0 | 0 | 0 | 0
PseudoUnit | 0 | 0 | 0 | 0 | 0 | 0
FixedInterchange | 0 | 0 | 0 | 0 | 0 | 0
Retrofit VOM Costs by Reporting Type: BC
ReportingType | 2015 | 2020 | 2025 | 2030 | 2035 | 2040
BM | 0 | 0 | 0 | 0 | 0 | 0
CC | 0 | 0 | 0 | 0 | 0 | 0
CSP | 0 | 0 | 0 | 0 | 0 | 0
CT | 0 | 0 | 0 | 0 | 0 | 0
Coal | 0 | 0 | 0 | 0 | 0 | 0
Geo | 0 | 0 | 0 | 0 | 0 | 0
H | 0 | 0 | 0 | 0 | 0 | 0
LFG | 0 | 0 | 0 | 0 | 0 | 0
Nuc | 0 | 0 | 0 | 0 | 0 | 0
PS | 0 | 0 | 0 | 0 | 0 | 0
PV | 0 | 0 | 0 | 0 | 0 | 0
PeakG | 0 | 0 | 0 | 0 | 0 | 0
PeakO | 0 | 0 | 0 | 0 | 0 | 0
ST | 0 | 0 | 0 | 0 | 0 | 0
STOG | 0 | 0 | 0 | 0 | 0 | 0
STWD | 0 | 0 | 0 | 0 | 0 | 0
WT | 0 | 0 | 0 | 0 | 0 | 0
IGCC | 0 | 0 | 0 | 0 | 0 | 0
DemandResponse | 0 | 0 | 0 | 0 | 0 | 0
IGCC-CCS | 0 | 0 | 0 | 0 | 0 | 0
WT_off | 0 | 0 | 0 | 0 | 0 | 0
PseudoUnit | 0 | 0 | 0 | 0 | 0 | 0
FixedInterchange | 0 | 0 | 0 | 0 | 0 | 0
Retrofit VOM Costs by Reporting Type: HQ_IESO
ReportingType | 2015 | 2020 | 2025 | 2030 | 2035 | 2040
BM | 0 | 0 | 0 | 0 | 0 | 0
CC | 0 | 0 | 0 | 0 | 0 | 0
CSP | 0 | 0 | 0 | 0 | 0 | 0
CT | 0 | 0 | 0 | 0 | 0 | 0
Coal | 0 | 0 | 0 | 0 | 0 | 0
Geo | 0 | 0 | 0 | 0 | 0 | 0
H | 0 | 0 | 0 | 0 | 0 | 0
LFG | 0 | 0 | 0 | 0 | 0 | 0
Nuc | 0 | 0 | 0 | 0 | 0 | 0
PS | 0 | 0 | 0 | 0 | 0 | 0
PV | 0 | 0 | 0 | 0 | 0 | 0
PeakG | 0 | 0 | 0 | 0 | 0 | 0
PeakO | 0 | 0 | 0 | 0 | 0 | 0
ST | 0 | 0 | 0 | 0 | 0 | 0
STOG | 0 | 0 | 0 | 0 | 0 | 0
STWD | 0 | 0 | 0 | 0 | 0 | 0
WT | 0 | 0 | 0 | 0 | 0 | 0
IGCC | 0 | 0 | 0 | 0 | 0 | 0
DemandResponse | 0 | 0 | 0 | 0 | 0 | 0
IGCC-CCS | 0 | 0 | 0 | 0 | 0 | 0
WT_off | 0 | 0 | 0 | 0 | 0 | 0
PseudoUnit | 0 | 0 | 0 | 0 | 0 | 0
FixedInterchange | 0 | 0 | 0 | 0 | 0 | 0
Retrofit VOM Costs by Reporting Type: HQ_NEISO
ReportingType | 2015 | 2020 | 2025 | 2030 | 2035 | 2040
BM | 0 | 0 | 0 | 0 | 0 | 0
CC | 0 | 0 | 0 | 0 | 0 | 0
CSP | 0 | 0 | 0 | 0 | 0 | 0
CT | 0 | 0 | 0 | 0 | 0 | 0
Coal | 0 | 0 | 0 | 0 | 0 | 0
Geo | 0 | 0 | 0 | 0 | 0 | 0
H | 0 | 0 | 0 | 0 | 0 | 0
LFG | 0 | 0 | 0 | 0 | 0 | 0
Nuc | 0 | 0 | 0 | 0 | 0 | 0
PS | 0 | 0 | 0 | 0 | 0 | 0
PV | 0 | 0 | 0 | 0 | 0 | 0
PeakG | 0 | 0 | 0 | 0 | 0 | 0
PeakO | 0 | 0 | 0 | 0 | 0 | 0
ST | 0 | 0 | 0 | 0 | 0 | 0
STOG | 0 | 0 | 0 | 0 | 0 | 0
STWD | 0 | 0 | 0 | 0 | 0 | 0
WT | 0 | 0 | 0 | 0 | 0 | 0
IGCC | 0 | 0 | 0 | 0 | 0 | 0
DemandResponse | 0 | 0 | 0 | 0 | 0 | 0
IGCC-CCS | 0 | 0 | 0 | 0 | 0 | 0
WT_off | 0 | 0 | 0 | 0 | 0 | 0
PseudoUnit | 0 | 0 | 0 | 0 | 0 | 0
FixedInterchange | 0 | 0 | 0 | 0 | 0 | 0
Retrofit VOM Costs by Reporting Type: HQ_NY
ReportingType | 2015 | 2020 | 2025 | 2030 | 2035 | 2040
BM | 0 | 0 | 0 | 0 | 0 | 0
CC | 0 | 0 | 0 | 0 | 0 | 0
CSP | 0 | 0 | 0 | 0 | 0 | 0
CT | 0 | 0 | 0 | 0 | 0 | 0
Coal | 0 | 0 | 0 | 0 | 0 | 0
Geo | 0 | 0 | 0 | 0 | 0 | 0
H | 0 | 0 | 0 | 0 | 0 | 0
LFG | 0 | 0 | 0 | 0 | 0 | 0
Nuc | 0 | 0 | 0 | 0 | 0 | 0
PS | 0 | 0 | 0 | 0 | 0 | 0
PV | 0 | 0 | 0 | 0 | 0 | 0
PeakG | 0 | 0 | 0 | 0 | 0 | 0
PeakO | 0 | 0 | 0 | 0 | 0 | 0
ST | 0 | 0 | 0 | 0 | 0 | 0
STOG | 0 | 0 | 0 | 0 | 0 | 0
STWD | 0 | 0 | 0 | 0 | 0 | 0
WT | 0 | 0 | 0 | 0 | 0 | 0
IGCC | 0 | 0 | 0 | 0 | 0 | 0
DemandResponse | 0 | 0 | 0 | 0 | 0 | 0
IGCC-CCS | 0 | 0 | 0 | 0 | 0 | 0
WT_off | 0 | 0 | 0 | 0 | 0 | 0
PseudoUnit | 0 | 0 | 0 | 0 | 0 | 0
FixedInterchange | 0 | 0 | 0 | 0 | 0 | 0
Retrofit VOM Costs by Reporting Type: MARITIMES
ReportingType | 2015 | 2020 | 2025 | 2030 | 2035 | 2040
BM | 0 | 0 | 0 | 0 | 0 | 0
CC | 0 | 0 | 0 | 0 | 0 | 0
CSP | 0 | 0 | 0 | 0 | 0 | 0
CT | 0 | 0 | 0 | 0 | 0 | 0
Coal | 0 | 0 | 0 | 0 | 0 | 0
Geo | 0 | 0 | 0 | 0 | 0 | 0
H | 0 | 0 | 0 | 0 | 0 | 0
LFG | 0 | 0 | 0 | 0 | 0 | 0
Nuc | 0 | 0 | 0 | 0 | 0 | 0
PS | 0 | 0 | 0 | 0 | 0 | 0
PV | 0 | 0 | 0 | 0 | 0 | 0
PeakG | 0 | 0 | 0 | 0 | 0 | 0
PeakO | 0 | 0 | 0 | 0 | 0 | 0
ST | 0 | 0 | 0 | 0 | 0 | 0
STOG | 0 | 0 | 0 | 0 | 0 | 0
STWD | 0 | 0 | 0 | 0 | 0 | 0
WT | 0 | 0 | 0 | 0 | 0 | 0
IGCC | 0 | 0 | 0 | 0 | 0 | 0
DemandResponse | 0 | 0 | 0 | 0 | 0 | 0
IGCC-CCS | 0 | 0 | 0 | 0 | 0 | 0
WT_off | 0 | 0 | 0 | 0 | 0 | 0
PseudoUnit | 0 | 0 | 0 | 0 | 0 | 0
FixedInterchange | 0 | 0 | 0 | 0 | 0 | 0
retrofit VOM Costs by Reporting Type: All
ReportingType | 2015 | 2020 | 2025 | 2030 | 2035 | 2040
BM | 0 | 0 | 0 | 0 | 0 | 0
CC | 0 | 0 | 0 | 0 | 0 | 0
CSP | 0 | 0 | 0 | 0 | 0 | 0
CT | 0 | 0 | 0 | 0 | 0 | 0
Coal | 2656.56 | 1978.46 | 245 | 256.92 | 488.96 | 499.28
Geo | 0 | 0 | 0 | 0 | 0 | 0
H | 0 | 0 | 0 | 0 | 0 | 0
LFG | 0 | 0 | 0 | 0 | 0 | 0
Nuc | 0 | 0 | 0 | 0 | 0 | 0
PS | 0 | 0 | 0 | 0 | 0 | 0
PV | 0 | 0 | 0 | 0 | 0 | 0
PeakG | 0 | 0 | 0 | 0 | 0 | 0
PeakO | 0 | 0 | 0 | 0 | 0 | 0
ST | 0 | 0 | 0 | 0 | 0 | 0
STOG | 0 | 0 | 0 | 0 | 0 | 0
STWD | 0 | 0 | 0 | 0 | 0 | 0
WT | 0 | 0 | 0 | 0 | 0 | 0
IGCC | 0 | 0 | 0 | 0 | 0 | 0
DemandResponse | 0 | 0 | 0 | 0 | 0 | 0
IGCC-CCS | 0 | 0 | 0 | 0 | 0 | 0
WT_off | 0 | 0 | 0 | 0 | 0 | 0
PseudoUnit | 0 | 0 | 0 | 0 | 0 | 0
FixedInterchange | 0 | 0 | 0 | 0 | 0 | 0
retrofit VOM Costs by Reporting Type: EI_US
ReportingType | 2015 | 2020 | 2025 | 2030 | 2035 | 2040
BM | 0 | 0 | 0 | 0 | 0 | 0
CC | 0 | 0 | 0 | 0 | 0 | 0
CSP | 0 | 0 | 0 | 0 | 0 | 0
CT | 0 | 0 | 0 | 0 | 0 | 0
Coal | 1910.79 | 1250.88 | 138.24 | 188.25 | 403.2 | 420.94
Geo | 0 | 0 | 0 | 0 | 0 | 0
H | 0 | 0 | 0 | 0 | 0 | 0
LFG | 0 | 0 | 0 | 0 | 0 | 0
Nuc | 0 | 0 | 0 | 0 | 0 | 0
PS | 0 | 0 | 0 | 0 | 0 | 0
PV | 0 | 0 | 0 | 0 | 0 | 0
PeakG | 0 | 0 | 0 | 0 | 0 | 0
PeakO | 0 | 0 | 0 | 0 | 0 | 0
ST | 0 | 0 | 0 | 0 | 0 | 0
STOG | 0 | 0 | 0 | 0 | 0 | 0
STWD | 0 | 0 | 0 | 0 | 0 | 0
WT | 0 | 0 | 0 | 0 | 0 | 0
IGCC | 0 | 0 | 0 | 0 | 0 | 0
DemandResponse | 0 | 0 | 0 | 0 | 0 | 0
IGCC-CCS | 0 | 0 | 0 | 0 | 0 | 0
WT_off | 0 | 0 | 0 | 0 | 0 | 0
PseudoUnit | 0 | 0 | 0 | 0 | 0 | 0
FixedInterchange | 0 | 0 | 0 | 0 | 0 | 0
retrofit VOM Costs by Reporting Type: EI_Canada
ReportingType | 2015 | 2020 | 2025 | 2030 | 2035 | 2040
BM | 0 | 0 | 0 | 0 | 0 | 0
CC | 0 | 0 | 0 | 0 | 0 | 0
CSP | 0 | 0 | 0 | 0 | 0 | 0
CT | 0 | 0 | 0 | 0 | 0 | 0
Coal | 0 | 0 | 0 | 0 | 0 | 0
Geo | 0 | 0 | 0 | 0 | 0 | 0
H | 0 | 0 | 0 | 0 | 0 | 0
LFG | 0 | 0 | 0 | 0 | 0 | 0
Nuc | 0 | 0 | 0 | 0 | 0 | 0
PS | 0 | 0 | 0 | 0 | 0 | 0
PV | 0 | 0 | 0 | 0 | 0 | 0
PeakG | 0 | 0 | 0 | 0 | 0 | 0
PeakO | 0 | 0 | 0 | 0 | 0 | 0
ST | 0 | 0 | 0 | 0 | 0 | 0
STOG | 0 | 0 | 0 | 0 | 0 | 0
STWD | 0 | 0 | 0 | 0 | 0 | 0
WT | 0 | 0 | 0 | 0 | 0 | 0
IGCC | 0 | 0 | 0 | 0 | 0 | 0
DemandResponse | 0 | 0 | 0 | 0 | 0 | 0
IGCC-CCS | 0 | 0 | 0 | 0 | 0 | 0
WT_off | 0 | 0 | 0 | 0 | 0 | 0
PseudoUnit | 0 | 0 | 0 | 0 | 0 | 0
FixedInterchange | 0 | 0 | 0 | 0 | 0 | 0
retrofit VOM Costs by Reporting Type: EI
ReportingType | 2015 | 2020 | 2025 | 2030 | 2035 | 2040
BM | 0 | 0 | 0 | 0 | 0 | 0
CC | 0 | 0 | 0 | 0 | 0 | 0
CSP | 0 | 0 | 0 | 0 | 0 | 0
CT | 0 | 0 | 0 | 0 | 0 | 0
Coal | 1910.79 | 1250.88 | 138.24 | 188.25 | 403.2 | 420.94
Geo | 0 | 0 | 0 | 0 | 0 | 0
H | 0 | 0 | 0 | 0 | 0 | 0
LFG | 0 | 0 | 0 | 0 | 0 | 0
Nuc | 0 | 0 | 0 | 0 | 0 | 0
PS | 0 | 0 | 0 | 0 | 0 | 0
PV | 0 | 0 | 0 | 0 | 0 | 0
PeakG | 0 | 0 | 0 | 0 | 0 | 0
PeakO | 0 | 0 | 0 | 0 | 0 | 0
ST | 0 | 0 | 0 | 0 | 0 | 0
STOG | 0 | 0 | 0 | 0 | 0 | 0
STWD | 0 | 0 | 0 | 0 | 0 | 0
WT | 0 | 0 | 0 | 0 | 0 | 0
IGCC | 0 | 0 | 0 | 0 | 0 | 0
DemandResponse | 0 | 0 | 0 | 0 | 0 | 0
IGCC-CCS | 0 | 0 | 0 | 0 | 0 | 0
WT_off | 0 | 0 | 0 | 0 | 0 | 0
PseudoUnit | 0 | 0 | 0 | 0 | 0 | 0
FixedInterchange | 0 | 0 | 0 | 0 | 0 | 0
retrofit VOM Costs by Reporting Type: Outside_EI
ReportingType | 2015 | 2020 | 2025 | 2030 | 2035 | 2040
BM | 0 | 0 | 0 | 0 | 0 | 0
CC | 0 | 0 | 0 | 0 | 0 | 0
CSP | 0 | 0 | 0 | 0 | 0 | 0
CT | 0 | 0 | 0 | 0 | 0 | 0
Coal | 745.77 | 727.58 | 106.76 | 68.67 | 85.75 | 78.34
Geo | 0 | 0 | 0 | 0 | 0 | 0
H | 0 | 0 | 0 | 0 | 0 | 0
LFG | 0 | 0 | 0 | 0 | 0 | 0
Nuc | 0 | 0 | 0 | 0 | 0 | 0
PS | 0 | 0 | 0 | 0 | 0 | 0
PV | 0 | 0 | 0 | 0 | 0 | 0
PeakG | 0 | 0 | 0 | 0 | 0 | 0
PeakO | 0 | 0 | 0 | 0 | 0 | 0
ST | 0 | 0 | 0 | 0 | 0 | 0
STOG | 0 | 0 | 0 | 0 | 0 | 0
STWD | 0 | 0 | 0 | 0 | 0 | 0
WT | 0 | 0 | 0 | 0 | 0 | 0
IGCC | 0 | 0 | 0 | 0 | 0 | 0
DemandResponse | 0 | 0 | 0 | 0 | 0 | 0
IGCC-CCS | 0 | 0 | 0 | 0 | 0 | 0
WT_off | 0 | 0 | 0 | 0 | 0 | 0
PseudoUnit | 0 | 0 | 0 | 0 | 0 | 0
FixedInterchange | 0 | 0 | 0 | 0 | 0 | 0
#10 | 0.01: Base FOM Costs ($million)
Base FOM Costs by Reporting Type: Entergy
ReportingType | 2015 | 2020 | 2025 | 2030 | 2035 | 2040
BM | 0 | 0 | 0 | 0 | 0.01 | 581.3
CC | 442.6 | 585.85 | 482.77 | 510.77 | 553.87 | 421.54
CSP | 0 | 0 | 0 | 0 | 0 | 0
CT | 0 | 0 | 0 | 0 | 0 | 0
Coal | 513.77 | 236.95 | 96.63 | 21.42 | 21.41 | 21.42
Geo | 0 | 0 | 0 | 0 | 0 | 0
H | 10.6 | 10.6 | 10.6 | 10.6 | 26.39 | 26.39
LFG | 0.97 | 0.97 | 13.89 | 13.89 | 13.89 | 13.89
Nuc | 789.41 | 804.93 | 789.41 | 789.41 | 666.82 | 1125.5
PS | 1.4 | 1.4 | 1.4 | 1.4 | 1.4 | 1.4
PV | 0 | 1.03 | 1.52 | 1.52 | 1.52 | 1.55
PeakG | 47.54 | 69.98 | 49.29 | 63.1 | 67 | 67
PeakO | 4.42 | 5.87 | 5.08 | 5.22 | 0.03 | 0.03
ST | 0 | 0 | 0 | 0 | 0 | 0
STOG | 103.36 | 122.3 | 104.84 | 53.63 | 0.01 | 0.01
STWD | 6.6 | 8.26 | 6.73 | 6.73 | 6.73 | 6.73
WT | 3.66 | 3.66 | 3.66 | 3.66 | 3.66 | 3.66
IGCC | 0 | 0 | 0 | 0 | 0 | 0
DemandResponse | 0 | 0 | 0 | 0 | 0 | 0
IGCC-CCS | 0 | 0 | 0 | 0 | 0 | 0
WT_off | 0 | 0 | 0 | 0 | 0 | 0
PseudoUnit | 0 | 0 | 0 | 0 | 0 | 0
FixedInterchange | 0 | 0 | 0 | 0 | 0 | 0
Base FOM Costs by Reporting Type: FRCC
ReportingType | 2015 | 2020 | 2025 | 2030 | 2035 | 2040
BM | 0 | 0 | 0 | 0 | 0.02 | 201.2
CC | 833.89 | 1009.42 | 847.7 | 618.79 | 484.22 | 470.67
CSP | 0 | 0 | 0 | 0 | 0 | 0
CT | 16.6 | 16.6 | 16.6 | 16.6 | 0 | 0
Coal | 139.59 | 74.59 | 0.25 | 0.25 | 0.26 | 0.27
Geo | 0 | 0 | 0 | 0 | 0 | 0
H | 0.78 | 0.78 | 0.78 | 0.78 | 0.78 | 0.78
LFG | 58.64 | 58.64 | 82.46 | 82.46 | 82.46 | 82.46
Nuc | 601.49 | 635.55 | 876.11 | 1945.66 | 2967.54 | 2770.76
PS | 0 | 0 | 0 | 0 | 0 | 0
PV | 0.75 | 0.75 | 0.75 | 0.75 | 0.75 | 0.75
PeakG | 149.81 | 217.71 | 155.12 | 142.12 | 142.12 | 142.12
PeakO | 64.61 | 83.43 | 68.43 | 0.01 | 0.01 | 0.01
ST | 0 | 0 | 0 | 0 | 0 | 0
STOG | 6.5 | 7.7 | 0.01 | 0.01 | 0.01 | 0.01
STWD | 6.25 | 7.82 | 6.37 | 6.37 | 6.37 | 6.37
WT | 0 | 0 | 0 | 0 | 0 | 0
IGCC | 0 | 0 | 0 | 0 | 0 | 0
DemandResponse | 0 | 0 | 0 | 0 | 0 | 0
IGCC-CCS | 0 | 0 | 0 | 0 | 0 | 0
WT_off | 0 | 0 | 0 | 0 | 0 | 0
PseudoUnit | 0 | 0 | 0 | 0 | 0 | 0
FixedInterchange | 0 | 0 | 0 | 0 | 0 | 0
Base FOM Costs by Reporting Type: MAPP_US
ReportingType | 2015 | 2020 | 2025 | 2030 | 2035 | 2040
BM | 0 | 0 | 0 | 0 | 0 | 1.92
CC | 8.58 | 10.91 | 8.79 | 8.81 | 9.53 | 10.73
CSP | 0 | 0 | 0 | 0 | 0 | 0
CT | 2.06 | 2.76 | 2.76 | 3.8 | 4.05 | 4.05
Coal | 108.76 | 78.98 | 31.42 | 32.58 | 32.58 | 32.61
Geo | 3.95 | 3.95 | 3.95 | 3.95 | 3.95 | 3.95
H | 31.14 | 31.14 | 31.14 | 31.14 | 31.14 | 31.14
LFG | 0.24 | 0.24 | 0.24 | 8.86 | 8.86 | 8.86
Nuc | 0.01 | 0.01 | 0.01 | 0.01 | 0.01 | 0.01
PS | 0 | 0 | 0 | 0 | 0 | 0
PV | 0 | 0 | 0 | 0 | 0 | 0
PeakG | 12.29 | 19.13 | 14.16 | 16.07 | 17.04 | 17.04
PeakO | 9.49 | 12.94 | 10.37 | 10.37 | 10.37 | 10.37
ST | 0 | 0 | 0 | 0 | 0 | 0
STOG | 1.58 | 1.87 | 1.6 | 1.6 | 1.6 | 1.6
STWD | 0 | 0 | 0 | 0 | 0 | 0
WT | 55.22 | 173.41 | 261.51 | 261.51 | 261.51 | 263.43
IGCC | 0 | 0 | 0 | 0 | 0 | 0
DemandResponse | 0 | 0 | 0 | 0 | 0 | 0
IGCC-CCS | 0 | 0 | 0 | 0 | 0 | 0
WT_off | 0 | 0 | 0 | 0 | 0 | 0
PseudoUnit | 0 | 0 | 0 | 0 | 0 | 0
FixedInterchange | 0 | 0 | 0 | 0 | 0 | 0
Base FOM Costs by Reporting Type: MISO_IN
ReportingType | 2015 | 2020 | 2025 | 2030 | 2035 | 2040
BM | 0 | 0 | 0 | 0 | 21.36 | 350.96
CC | 41.44 | 74.07 | 63.71 | 67.22 | 73.19 | 73.19
CSP | 0 | 0 | 0 | 0 | 0 | 0
CT | 0 | 0 | 0 | 0 | 0 | 0
Coal | 648.33 | 576.02 | 266.44 | 267.14 | 334.85 | 406.49
Geo | 0 | 0 | 0 | 0 | 0 | 0
H | 1.07 | 1.07 | 1.07 | 1.07 | 1.07 | 1.07
LFG | 4.46 | 4.46 | 14.1 | 14.1 | 14.1 | 14.11
Nuc | 0.01 | 0.01 | 0.01 | 0.01 | 0.02 | 0.02
PS | 0 | 0 | 0 | 0 | 0 | 0
PV | 0 | 3.77 | 5.62 | 5.69 | 5.69 | 5.69
PeakG | 52.35 | 76.94 | 54.27 | 73.39 | 73.39 | 73.39
PeakO | 10.59 | 13.5 | 10.82 | 10.82 | 10.82 | 10.82
ST | 0 | 0 | 0 | 0 | 0 | 0
STOG | 12.26 | 14.51 | 12.44 | 12.44 | 12.44 | 12.44
STWD | 0 | 0 | 0 | 0 | 0 | 0
WT | 18.31 | 18.31 | 18.31 | 18.31 | 18.31 | 18.31
IGCC | 30.22 | 30.22 | 30.22 | 30.22 | 30.22 | 30.22
DemandResponse | 0 | 0 | 0 | 0 | 0 | 0
IGCC-CCS | 0 | 0 | 0 | 0 | 0 | 0
WT_off | 0 | 0 | 0 | 0 | 0 | 0
PseudoUnit | 0 | 0 | 0 | 0 | 0 | 0
FixedInterchange | 0 | 0 | 0 | 0 | 0 | 0
Base FOM Costs by Reporting Type: MISO_MI
ReportingType | 2015 | 2020 | 2025 | 2030 | 2035 | 2040
BM | 0 | 0 | 0 | 0 | 0.01 | 0.65
CC | 128.88 | 172.18 | 142.33 | 148.72 | 160.94 | 160.94
CSP | 0 | 0 | 0 | 0 | 0 | 0
CT | 0 | 0 | 0 | 0 | 0 | 0
Coal | 271.05 | 0.23 | 0.18 | 0.19 | 0.22 | 0.22
Geo | 0 | 0 | 0 | 0 | 0 | 0
H | 2.01 | 2.01 | 2.01 | 2.01 | 2.01 | 2.01
LFG | 19.67 | 25.13 | 38.95 | 38.95 | 38.95 | 38.95
Nuc | 275.03 | 275.03 | 275.03 | 275.03 | 161.8 | 417.79
PS | 44.44 | 44.44 | 44.44 | 44.44 | 44.44 | 44.44
PV | 0 | 0 | 0 | 0 | 0 | 0
PeakG | 61.2 | 89.88 | 71.67 | 85.63 | 85.63 | 85.63
PeakO | 15.67 | 19.97 | 16.01 | 16.01 | 16.01 | 16.01
ST | 0 | 0 | 0 | 0 | 0 | 0
STOG | 125.33 | 148.3 | 127.13 | 127.13 | 127.13 | 127.12
STWD | 5.22 | 6.54 | 5.33 | 5.33 | 5.33 | 5.33
WT | 61.65 | 65.23 | 65.23 | 65.23 | 65.23 | 65.23
IGCC | 0 | 0 | 0 | 0 | 0 | 0
DemandResponse | 0 | 0 | 0 | 0 | 0 | 0
IGCC-CCS | 0 | 0 | 0 | 0 | 0 | 0
WT_off | 0 | 0 | 0 | 0 | 0 | 0
PseudoUnit | 0 | 0 | 0 | 0 | 0 | 0
FixedInterchange | 0 | 0 | 0 | 0 | 0 | 0
Base FOM Costs by Reporting Type: MISO_MO-IL
ReportingType | 2015 | 2020 | 2025 | 2030 | 2035 | 2040
BM | 0 | 0 | 0 | 0 | 0.01 | 0.01
CC | 31.4 | 39.92 | 32.07 | 35.22 | 39.25 | 39.25
CSP | 0 | 0 | 0 | 0 | 0 | 0
CT | 0 | 0 | 0 | 0 | 0 | 0
Coal | 701.38 | 254.87 | 94.43 | 94.87 | 102.18 | 116.78
Geo | 0 | 0 | 0 | 0 | 0 | 0
H | 5.01 | 5.02 | 5.02 | 9 | 9 | 9
LFG | 2.17 | 2.17 | 2.18 | 29.04 | 29.04 | 29.04
Nuc | 308.98 | 325.11 | 325.11 | 325.11 | 325.11 | 325.11
PS | 10.45 | 10.45 | 10.45 | 10.45 | 10.45 | 10.45
PV | 0 | 0 | 0 | 0 | 0 | 0
PeakG | 77.83 | 114.84 | 80.73 | 103.92 | 110.46 | 110.46
PeakO | 21.48 | 28.65 | 22.96 | 22.96 | 22.96 | 22.96
ST | 0 | 0 | 0 | 0 | 0 | 0
STOG | 26.02 | 30.78 | 26.39 | 26.39 | 26.39 | 26.39
STWD | 0 | 0 | 0 | 0 | 0 | 0
WT | 21.36 | 21.36 | 178.56 | 178.57 | 178.57 | 178.57
IGCC | 0 | 0 | 0 | 0 | 0 | 0
DemandResponse | 0 | 0 | 0 | 0 | 0 | 0
IGCC-CCS | 0 | 0 | 0 | 0 | 0 | 0
WT_off | 0 | 0 | 0 | 0 | 0 | 0
PseudoUnit | 0 | 0 | 0 | 0 | 0 | 0
FixedInterchange | 0 | 0 | 0 | 0 | 0 | 0
Base FOM Costs by Reporting Type: MISO_W
ReportingType | 2015 | 2020 | 2025 | 2030 | 2035 | 2040
BM | 0 | 0 | 0 | 0 | 0 | 0
CC | 90.44 | 114.8 | 92.69 | 92.69 | 109.49 | 112.23
CSP | 0 | 0 | 0 | 0 | 0 | 0
CT | 0 | 0 | 0 | 0 | 0 | 0
Coal | 664.62 | 387.86 | 38.25 | 39.31 | 42.7 | 48.41
Geo | 0 | 0 | 0 | 0 | 0 | 0
H | 7.08 | 7.08 | 7.08 | 7.08 | 7.08 | 7.08
LFG | 24.73 | 24.73 | 24.74 | 33.36 | 33.36 | 33.36
Nuc | 343.79 | 343.79 | 343.79 | 602.57 | 0.05 | 0.05
PS | 0 | 0 | 0 | 0 | 0 | 0
PV | 0 | 0 | 0 | 0 | 0 | 0
PeakG | 87.12 | 123.54 | 89.97 | 105.16 | 108.71 | 108.71
PeakO | 56.38 | 79.08 | 64.57 | 64.57 | 64.57 | 64.57
ST | 0 | 0 | 0 | 0 | 0 | 0
STOG | 7.56 | 8.94 | 7.67 | 7.67 | 7.67 | 7.67
STWD | 10.03 | 12.55 | 10.23 | 10.23 | 10.23 | 10.23
WT | 268.82 | 268.82 | 3175.73 | 3294.65 | 3294.65 | 3388.66
IGCC | 0 | 0 | 0 | 0 | 0 | 0
DemandResponse | 0 | 0 | 0 | 0 | 0 | 0
IGCC-CCS | 0 | 0 | 0 | 0 | 0 | 0
WT_off | 0 | 0 | 0 | 0 | 0 | 0
PseudoUnit | 0 | 0 | 0 | 0 | 0 | 0
FixedInterchange | 0 | 0 | 0 | 0 | 0 | 0
Base FOM Costs by Reporting Type: MISO_WUMS
ReportingType | 2015 | 2020 | 2025 | 2030 | 2035 | 2040
BM | 0 | 0 | 0 | 0 | 0.23 | 0.27
CC | 210.66 | 458.54 | 438.32 | 438.32 | 453.01 | 456.82
CSP | 0 | 0 | 0 | 0 | 0 | 0
CT | 0 | 0 | 0 | 0 | 0 | 0
Coal | 235.82 | 110.48 | 80.38 | 82.32 | 83.71 | 94.17
Geo | 0 | 0 | 0 | 0 | 0 | 0
H | 4.79 | 4.79 | 4.79 | 4.79 | 4.79 | 4.79
LFG | 8.57 | 8.57 | 23.97 | 35.44 | 35.44 | 35.44
Nuc | 264.54 | 287.77 | 264.54 | 570.75 | 0.05 | 0.05
PS | 0 | 0 | 0 | 0 | 0 | 0
PV | 0 | 0 | 0 | 0 | 0 | 0
PeakG | 55.64 | 81.65 | 65.08 | 77.65 | 77.65 | 77.65
PeakO | 13.52 | 17.78 | 14.69 | 14.69 | 14.69 | 14.69
ST | 0 | 0 | 0 | 0 | 0 | 0
STOG | 13.21 | 15.63 | 13.39 | 13.39 | 13.39 | 13.39
STWD | 3.37 | 4.21 | 3.43 | 3.43 | 3.43 | 3.43
WT | 46.36 | 46.36 | 46.36 | 47.23 | 47.23 | 47.23
IGCC | 0 | 0 | 0 | 0 | 0 | 0
DemandResponse | 0 | 0 | 0 | 0 | 0 | 0
IGCC-CCS | 0 | 0 | 0 | 0 | 0 | 0
WT_off | 0 | 0 | 0 | 0 | 0 | 0
PseudoUnit | 0 | 0 | 0 | 0 | 0 | 0
FixedInterchange | 0 | 0 | 0 | 0 | 0 | 0
Base FOM Costs by Reporting Type: Nebraska
ReportingType | 2015 | 2020 | 2025 | 2030 | 2035 | 2040
BM | 0 | 0 | 0 | 0 | 0 | 0
CC | 10.62 | 13.51 | 10.85 | 10.85 | 12.75 | 13.28
CSP | 0 | 0 | 0 | 0 | 0 | 0
CT | 0 | 0 | 0 | 0 | 0 | 0
Coal | 257.61 | 38.64 | 38.64 | 40.08 | 40.08 | 47.84
Geo | 0 | 0 | 0 | 0 | 0 | 0
H | 2.38 | 2.38 | 2.38 | 2.38 | 2.38 | 2.38
LFG | 0.72 | 0.72 | 0.73 | 9.35 | 9.35 | 9.35
Nuc | 182.28 | 198.29 | 182.28 | 249.21 | 0.09 | 0.09
PS | 0 | 0 | 0 | 0 | 0 | 0
PV | 0 | 0 | 0 | 0 | 0 | 0
PeakG | 21.82 | 37.31 | 31.37 | 31.37 | 31.37 | 31.37
PeakO | 9.57 | 12.19 | 9.77 | 9.77 | 9.77 | 9.77
ST | 0 | 0 | 0 | 0 | 0 | 0
STOG | 0.11 | 0.13 | 0.11 | 0.11 | 0.11 | 0.11
STWD | 0 | 0 | 0 | 0 | 0 | 0
WT | 10.53 | 757.37 | 757.37 | 757.37 | 757.37 | 757.37
IGCC | 0 | 0 | 0 | 0 | 0 | 0
DemandResponse | 0 | 0 | 0 | 0 | 0 | 0
IGCC-CCS | 0 | 0 | 0 | 0 | 0 | 0
WT_off | 0 | 0 | 0 | 0 | 0 | 0
PseudoUnit | 0 | 0 | 0 | 0 | 0 | 0
FixedInterchange | 0 | 0 | 0 | 0 | 0 | 0
Base FOM Costs by Reporting Type: NEISO
ReportingType | 2015 | 2020 | 2025 | 2030 | 2035 | 2040
BM | 25.35 | 25.35 | 25.35 | 25.35 | 25.35 | 25.35
CC | 338.7 | 309.07 | 208.17 | 203.86 | 216.09 | 215.18
CSP | 0 | 0 | 0 | 0 | 0 | 0
CT | 2.24 | 2.24 | 2.24 | 2.17 | 0 | 0
Coal | 22.79 | -0.03 | -0.03 | -0.03 | -0.03 | -0.03
Geo | 0 | 0 | 0 | 0 | 0 | 0
H | 46.4 | 46.4 | 46.4 | 46.45 | 46.45 | 46.45
LFG | 70.11 | 70.11 | 78.5 | 78.5 | 78.5 | 78.5
Nuc | 676.28 | 735.67 | 676.28 | 676.28 | 488.61 | 932.14
PS | 39.74 | 39.74 | 39.74 | 39.74 | 39.74 | 39.74
PV | 0.03 | 4.85 | 4.85 | 4.85 | 4.85 | 4.85
PeakG | 19.94 | 29.61 | 20.7 | 22.52 | 28.85 | 28.85
PeakO | 0.01 | 0.02 | 0.01 | 0.01 | 0.01 | 0.01
ST | 0 | 0 | 0 | 0 | 0 | 0
STOG | 0.01 | 0.01 | 0.01 | 0.01 | 0.01 | 0.01
STWD | 19.55 | 24.46 | 19.93 | 19.93 | 19.93 | 19.93
WT | 13.44 | 83.09 | 155.16 | 155.18 | 562.15 | 562.15
IGCC | 0 | 0 | 0 | 0 | 0 | 0
DemandResponse | 0 | 0 | 0 | 0 | 0 | 0
IGCC-CCS | 0 | 0 | 0 | 0 | 0 | 0
WT_off | 24.96 | 24.96 | 24.96 | 24.96 | 24.97 | 24.97
PseudoUnit | 0 | 0 | 0 | 0 | 0 | 0
FixedInterchange | 0 | 0 | 0 | 0 | 0 | 0
Base FOM Costs by Reporting Type: NonRTO_Midwest
ReportingType | 2015 | 2020 | 2025 | 2030 | 2035 | 2040
BM | 0 | 0 | 0 | 0 | 35.33 | 409.68
CC | 29.68 | 63.88 | 63.88 | 63.88 | 63.88 | 34.21
CSP | 0 | 0 | 0 | 0 | 0 | 0
CT | 0 | 0 | 0 | 0 | 0 | 0
Coal | 540.15 | 314.95 | 260.87 | 114.47 | 115.49 | 125.96
Geo | 0 | 0 | 0 | 0 | 0 | 0
H | 2.04 | 2.04 | 12.66 | 12.66 | 12.66 | 12.66
LFG | 1.69 | 1.69 | 20.97 | 20.97 | 20.97 | 20.97
Nuc | 0.01 | 0.01 | 0.01 | 111.2 | 203.22 | 203.22
PS | 0 | 0 | 0 | 0 | 0 | 0
PV | 0 | 0 | 0 | 0 | 0 | 0
PeakG | 56.39 | 83.4 | 58.5 | 71.11 | 57.57 | 32.05
PeakO | 0.35 | 0.45 | 0.36 | 0.36 | 0.01 | 0.01
ST | 0 | 0 | 0 | 0 | 0 | 0
STOG | 0 | 0 | 0 | 0 | 0 | 0
STWD | 0 | 0 | 0 | 0 | 0 | 0
WT | 2.26 | 2.26 | 2.26 | 2.26 | 2.26 | 2.26
IGCC | 0 | 0 | 0 | 0 | 0 | 0
DemandResponse | 0 | 0 | 0 | 0 | 0 | 0
IGCC-CCS | 0 | 0 | 0 | 0 | 0 | 0
WT_off | 0 | 0 | 0 | 0 | 0 | 0
PseudoUnit | 0 | 0 | 0 | 0 | 0 | 0
FixedInterchange | 0 | 0 | 0 | 0 | 0 | 0
Base FOM Costs by Reporting Type: NYISO_A-F
ReportingType | 2015 | 2020 | 2025 | 2030 | 2035 | 2040
BM | 0 | 0 | 0 | 0 | 0 | 0
CC | 111.71 | 142.47 | 125.94 | 70.43 | 66.84 | 57.66
CSP | 0 | 0 | 0 | 0 | 0 | 0
CT | 0 | 0 | 0 | 0 | 0 | 0
Coal | 0.02 | 0.02 | 0.02 | 0.02 | 0.02 | 0.02
Geo | 0 | 0 | 0 | 0 | 0 | 0
H | 62.6 | 62.6 | 62.6 | 62.6 | 62.6 | 62.6
LFG | 20.8 | 20.8 | 28.97 | 28.97 | 28.97 | 28.97
Nuc | 489.92 | 509.2 | 489.92 | 399.48 | 552.03 | 578.17
PS | 33.52 | 33.52 | 33.52 | 33.52 | 33.52 | 33.52
PV | 0 | 0 | 0 | 0 | 0 | 0
PeakG | 3.78 | 5.56 | 5.31 | 5.31 | 5.31 | 5.31
PeakO | 1.14 | 1.45 | 1.17 | 0.02 | 0.02 | 0.02
ST | 0 | 0 | 0 | 0 | 0 | 0
STOG | 0 | 0 | 0 | 0 | 0 | 0
STWD | 2.76 | 3.45 | 2.81 | 2.81 | 2.81 | 2.81
WT | 113.42 | 133.35 | 133.35 | 290.9 | 422.6 | 422.6
IGCC | 0 | 0 | 0 | 0 | 0 | 0
DemandResponse | 0 | 0 | 0 | 0 | 0 | 0
IGCC-CCS | 0 | 0 | 0 | 0 | 0 | 0
WT_off | 0 | 0 | 0 | 0 | 0 | 0
PseudoUnit | 0 | 0 | 0 | 0 | 0 | 0
FixedInterchange | 0 | 0 | 0 | 0 | 0 | 0
Base FOM Costs by Reporting Type: NYISO_G-I
ReportingType | 2015 | 2020 | 2025 | 2030 | 2035 | 2040
BM | 0 | 0 | 0 | 0 | 56.52 | 56.53
CC | 34.33 | 43.65 | 35.09 | 35.19 | 42.92 | 42.92
CSP | 0 | 0 | 0 | 0 | 0 | 0
CT | 0 | 0 | 0 | 0 | 0 | 0
Coal | 0.01 | 0.01 | 0.01 | 0.01 | 0.01 | 0.01
Geo | 0 | 0 | 0 | 0 | 0 | 0
H | 0.46 | 0.46 | 0.46 | 0.46 | 0.46 | 0.46
LFG | 7.72 | 7.72 | 16.66 | 16.66 | 16.66 | 16.67
Nuc | 297.74 | 323.88 | 297.74 | 297.74 | 452.23 | 160.41
PS | 0 | 0 | 0 | 0 | 0 | 0
PV | 0 | 0 | 0 | 0 | 0 | 0
PeakG | 1.51 | 2.04 | 1.56 | 1.56 | 1.56 | 1.56
PeakO | 2.55 | 3.25 | 2.61 | 2.61 | 2.61 | 2.61
ST | 0 | 0 | 0 | 0 | 0 | 0
STOG | 0.02 | 0.02 | 0.02 | 0.02 | 0.02 | 0.02
STWD | 0 | 0 | 0 | 0 | 0 | 0
WT | 0 | 1.68 | 1.69 | 10.1 | 10.1 | 10.1
IGCC | 0 | 0 | 0 | 0 | 0 | 0
DemandResponse | 0 | 0 | 0 | 0 | 0 | 0
IGCC-CCS | 0 | 0 | 0 | 0 | 0 | 0
WT_off | 0 | 0 | 0 | 0 | 0 | 0
PseudoUnit | 0 | 0 | 0 | 0 | 0 | 0
FixedInterchange | 0 | 0 | 0 | 0 | 0 | 0
Base FOM Costs by Reporting Type: NYISO_J-K
ReportingType | 2015 | 2020 | 2025 | 2030 | 2035 | 2040
BM | 0 | 0 | 0 | 0 | 0 | 0
CC | 125.46 | 154.92 | 127.77 | 138.94 | 152.61 | 152.61
CSP | 0 | 0 | 0 | 0 | 0 | 0
CT | 0 | 0 | 0 | 0 | 0 | 0
Coal | 0 | 0 | 0 | 0 | 0 | 0
Geo | 0 | 0 | 0 | 0 | 0 | 0
H | 0 | 0 | 0 | 0 | 0 | 0
LFG | 14.96 | 14.96 | 23.89 | 23.9 | 23.9 | 23.9
Nuc | 0.01 | 0.01 | 0.01 | 0.01 | 0.01 | 0.01
PS | 0 | 0 | 0 | 0 | 0 | 0
PV | 0.53 | 0.53 | 0.53 | 0.53 | 0 | 0
PeakG | 54.7 | 77.08 | 56.45 | 62.35 | 66.78 | 66.78
PeakO | 61.69 | 79.16 | 63.78 | 65.02 | 65.02 | 65.02
ST | 0 | 0 | 0 | 0 | 0 | 0
STOG | 149.98 | 177.47 | 152.13 | 152.13 | 152.13 | 152.13
STWD | 0 | 0 | 0 | 0 | 0 | 0
WT | 0 | 0 | 0 | 0 | 9.25 | 9.25
IGCC | 0 | 0 | 0 | 0 | 0 | 0
DemandResponse | 0 | 0 | 0 | 0 | 0 | 0
IGCC-CCS | 0 | 0 | 0 | 0 | 0 | 0
WT_off | 0 | 0 | 0 | 0 | 0 | 0
PseudoUnit | 0 | 0 | 0 | 0 | 0 | 0
FixedInterchange | 0 | 0 | 0 | 0 | 0 | 0
Base FOM Costs by Reporting Type: PJM_E
ReportingType | 2015 | 2020 | 2025 | 2030 | 2035 | 2040
BM | 3.02 | 3.02 | 3.02 | 3.02 | 3.02 | 3.02
CC | 297.21 | 359.4 | 312.87 | 330.2 | 350.43 | 350.43
CSP | 0 | 0 | 0 | 0 | 0 | 0
CT | 0.18 | 0.18 | 0.18 | 0.18 | 0.18 | 0
Coal | 67.46 | 27.12 | 32.01 | 32.31 | 34.95 | 34.95
Geo | 0 | 0 | 0 | 0 | 0 | 0
H | 3.85 | 3.85 | 3.85 | 3.85 | 3.85 | 3.85
LFG | 56.83 | 72.83 | 72.83 | 72.83 | 72.83 | 72.83
Nuc | 1239 | 1184.31 | 1149.53 | 1149.54 | 825.74 | 1983.32
PS | 9.5 | 9.5 | 9.5 | 9.5 | 9.5 | 9.5
PV | 0.75 | 0.75 | 0.75 | 0.75 | 0.75 | 0.75
PeakG | 75.2 | 106.43 | 77.64 | 89.79 | 93.22 | 93.22
PeakO | 75.91 | 100.77 | 82.41 | 82.41 | 82.41 | 82.41
ST | 0 | 0 | 0 | 0 | 0 | 0
STOG | 115.24 | 136.36 | 116.89 | 116.89 | 116.89 | 0.03
STWD | 0 | 0 | 0 | 0 | 0 | 0
WT | 32.63 | 32.63 | 32.63 | 32.63 | 0.35 | 0.35
IGCC | 0 | 0 | 0 | 0 | 0 | 0
DemandResponse | 0 | 0 | 0 | 0 | 0 | 0
IGCC-CCS | 0 | 0 | 0 | 0 | 0 | 0
WT_off | 0 | 0 | 58.67 | 58.67 | 58.66 | 58.66
PseudoUnit | 0 | 0 | 0 | 0 | 0 | 0
FixedInterchange | 0 | 0 | 0 | 0 | 0 | 0
Base FOM Costs by Reporting Type: PJM_ROM
ReportingType | 2015 | 2020 | 2025 | 2030 | 2035 | 2040
BM | 1.81 | 1.81 | 1.81 | 115.44 | 115.59 | 236.95
CC | 142.43 | 174.54 | 145.82 | 151.1 | 172.02 | 172.02
CSP | 0 | 0 | 0 | 0 | 0 | 0
CT | 0.11 | 0.11 | 0.11 | 0.11 | 0.11 | 0.11
Coal | 153.7 | 69.65 | 45.42 | 47.66 | 49.41 | 49.42
Geo | 0 | 0 | 0 | 0 | 0 | 0
H | 19.83 | 19.83 | 19.83 | 29.48 | 29.48 | 29.48
LFG | 43.05 | 74.95 | 74.95 | 74.95 | 74.95 | 74.95
Nuc | 733.21 | 756.8 | 733.21 | 733.21 | 657.69 | 1811.81
PS | 35.92 | 35.92 | 35.92 | 35.92 | 35.92 | 35.92
PV | 0.06 | 22.7 | 35.36 | 38.2 | 38.42 | 39.43
PeakG | 30.83 | 44.67 | 41.32 | 41.32 | 41.32 | 41.32
PeakO | 45.95 | 58.57 | 46.94 | 46.94 | 46.94 | 46.94
ST | 0 | 0 | 0 | 0 | 0 | 0
STOG | 155.08 | 183.5 | 157.3 | 157.3 | 157.3 | 0.01
STWD | 2.24 | 2.81 | 2.29 | 2.29 | 2.29 | 2.29
WT | 38.49 | 59.55 | 59.55 | 59.55 | 59.55 | 59.55
IGCC | 0 | 0 | 0 | 0 | 0 | 0
DemandResponse | 0 | 0 | 0 | 0 | 0 | 0
IGCC-CCS | 0 | 0 | 0 | 0 | 0 | 0
WT_off | 0 | 0 | 0 | 0 | 0 | 0
PseudoUnit | 0 | 0 | 0 | 0 | 0 | 0
FixedInterchange | 0 | 0 | 0 | 0 | 0 | 0
Base FOM Costs by Reporting Type: PJM_ROR
ReportingType | 2015 | 2020 | 2025 | 2030 | 2035 | 2040
BM | 38.69 | 38.69 | 38.69 | 38.69 | 392.32 | 926.82
CC | 505.28 | 691.41 | 618.71 | 644.88 | 681.47 | 681.47
CSP | 0 | 0 | 0 | 0 | 0 | 0
CT | 0.19 | 0.19 | 0.19 | 0.19 | 0.19 | 0.19
Coal | 2219.27 | 1417.66 | 637.35 | 643.28 | 711.44 | 919.81
Geo | 0 | 0 | 0 | 0 | 0 | 0
H | 26.17 | 33.33 | 33.33 | 33.33 | 33.33 | 33.33
LFG | 65.06 | 126.87 | 126.87 | 126.87 | 126.87 | 126.87
Nuc | 2917.4 | 3014.07 | 2917.4 | 2827.65 | 2602.3 | 5038.66
PS | 73.14 | 73.14 | 73.14 | 73.14 | 73.14 | 73.14
PV | 0.35 | 0.35 | 0.35 | 0.35 | 0.35 | 0.35
PeakG | 325.76 | 481.29 | 337.92 | 436.45 | 464.24 | 464.24
PeakO | 48.69 | 65.15 | 52.22 | 52.22 | 52.22 | 52.22
ST | 0 | 0 | 0 | 0 | 0 | 0
STOG | 93.25 | 110.34 | 94.59 | 94.59 | 94.59 | 0.02
STWD | 6.22 | 7.78 | 6.34 | 6.34 | 6.34 | 6.34
WT | 322.6 | 327.98 | 327.98 | 327.98 | 327.98 | 327.98
IGCC | 0 | 0 | 0 | 0 | 0 | 0
DemandResponse | 0 | 0 | 0 | 0 | 0 | 0
IGCC-CCS | 0 | 0 | 0 | 0 | 0 | 0
WT_off | 0 | 0 | 0 | 0 | 0 | 0
PseudoUnit | 0 | 0 | 0 | 0 | 0 | 0
FixedInterchange | 0 | 0 | 0 | 0 | 0 | 0
Base FOM Costs by Reporting Type: SOCO
ReportingType | 2015 | 2020 | 2025 | 2030 | 2035 | 2040
BM | 5.53 | 5.53 | 5.53 | 5.53 | 658.78 | 658.82
CC | 536.64 | 727.04 | 617.8 | 638.76 | 210.91 | 113.84
CSP | 0 | 0 | 0 | 0 | 0 | 0
CT | 0 | 0 | 0 | 0 | 0 | 0
Coal | 527 | 272.19 | 139.68 | 146.21 | 174.61 | 174.65
Geo | 0 | 0 | 0 | 0 | 0 | 0
H | 59.74 | 59.74 | 59.74 | 59.74 | 59.74 | 59.74
LFG | 4.46 | 4.46 | 17.39 | 17.39 | 17.39 | 17.39
Nuc | 850.41 | 1045.67 | 1045.67 | 1061.74 | 2167.08 | 3040.69
PS | 39.76 | 39.76 | 39.76 | 39.76 | 39.76 | 39.76
PV | 0 | 0 | 0 | 0 | 0 | 0
PeakG | 182.94 | 270.91 | 189.82 | 246.57 | 117.31 | 117.31
PeakO | 4.16 | 5.65 | 4.99 | 5.07 | 0.02 | 0.02
ST | 0 | 0 | 0 | 0 | 0 | 0
STOG | 0.01 | 0.01 | 0.01 | 0 | 0 | 0
STWD | 21.41 | 26.79 | 21.83 | 21.83 | 21.83 | 21.83
WT | 0 | 0 | 0 | 0 | 0 | 0
IGCC | 0 | 0 | 0 | 0 | 0 | 0
DemandResponse | 0 | 0 | 0 | 0 | 0 | 0
IGCC-CCS | 0 | 0 | 0 | 0 | 0 | 0
WT_off | 0 | 0 | 0 | 0 | 0 | 0
PseudoUnit | 0 | 0 | 0 | 0 | 0 | 0
FixedInterchange | 0 | 0 | 0 | 0 | 0 | 0
Base FOM Costs by Reporting Type: SPP_N
ReportingType | 2015 | 2020 | 2025 | 2030 | 2035 | 2040
BM | 0 | 0 | 0 | 0 | 0 | 0
CC | 41.13 | 52.3 | 42.01 | 46.54 | 51.42 | 51.42
CSP | 0 | 0 | 0 | 0 | 0 | 0
CT | 0 | 0 | 0 | 1.78 | 11.02 | 11.02
Coal | 520.31 | 343.42 | 13.89 | 13.9 | 13.9 | 13.92
Geo | 0 | 0 | 0 | 0 | 0 | 0
H | 0.3 | 0.3 | 0.3 | 0.3 | 0.3 | 0.3
LFG | 0.84 | 0.84 | 0.85 | 12.27 | 12.27 | 12.28
Nuc | 160.51 | 168.89 | 168.89 | 168.89 | 168.89 | 168.89
PS | 0 | 0 | 0 | 0 | 0 | 0
PV | 0 | 0 | 0 | 0 | 0 | 0
PeakG | 74.97 | 117.69 | 105.7 | 105.7 | 105.7 | 105.7
PeakO | 34.89 | 44.84 | 35.94 | 35.94 | 35.94 | 35.94
ST | 0 | 0 | 0 | 0 | 0 | 0
STOG | 0.42 | 0.49 | 0.42 | 0.42 | 0.42 | 0.42
STWD | 0 | 0 | 0 | 0 | 0 | 0
WT | 41.99 | 962.92 | 1920.05 | 1920.05 | 1920.05 | 2020.92
IGCC | 0 | 0 | 0 | 0 | 0 | 0
DemandResponse | 0 | 0 | 0 | 0 | 0 | 0
IGCC-CCS | 0 | 0 | 0 | 0 | 0 | 0
WT_off | 0 | 0 | 0 | 0 | 0 | 0
PseudoUnit | 0 | 0 | 0 | 0 | 0 | 0
FixedInterchange | 0 | 0 | 0 | 0 | 0 | 0
Base FOM Costs by Reporting Type: SPP_S
ReportingType | 2015 | 2020 | 2025 | 2030 | 2035 | 2040
BM | 0 | 0 | 0 | 0 | 0 | 0
CC | 327.42 | 415.35 | 336.77 | 365.3 | 401.36 | 405
CSP | 0 | 0 | 0 | 0 | 0 | 0
CT | 2.77 | 4.77 | 4.77 | 5.88 | 16.49 | 16.49
Coal | 758.52 | 321.52 | 29.45 | 29.45 | 29.46 | 29.47
Geo | 0 | 0 | 0 | 0 | 0 | 0
H | 30.03 | 30.03 | 30.03 | 30.03 | 31.32 | 31.32
LFG | 2.29 | 2.29 | 2.29 | 13.72 | 13.72 | 13.72
Nuc | 0.01 | 0.01 | 0.01 | 0.01 | 0.01 | 0.01
PS | 10.59 | 10.59 | 10.59 | 10.59 | 10.59 | 10.59
PV | 0 | 0 | 0 | 0 | 0 | 0
PeakG | 60.2 | 87.93 | 62.37 | 76.78 | 82.77 | 82.77
PeakO | 3.36 | 4.54 | 3.63 | 3.63 | 3.64 | 3.66
ST | 0 | 0 | 0 | 0 | 0 | 0
STOG | 360.79 | 426.91 | 365.96 | 365.96 | 365.96 | 365.96
STWD | 2.69 | 3.37 | 2.75 | 2.75 | 2.75 | 2.75
WT | 90.68 | 1322.52 | 1322.52 | 1322.53 | 1322.53 | 1322.53
IGCC | 0 | 0 | 0 | 0 | 0 | 0
DemandResponse | 0 | 0 | 0 | 0 | 0 | 0
IGCC-CCS | 0 | 0 | 0 | 0 | 0 | 0
WT_off | 0 | 0 | 0 | 0 | 0 | 0
PseudoUnit | 0 | 0 | 0 | 0 | 0 | 0
FixedInterchange | 0 | 0 | 0 | 0 | 0 | 0
Base FOM Costs by Reporting Type: TVA
ReportingType | 2015 | 2020 | 2025 | 2030 | 2035 | 2040
BM | 0 | 0 | 0 | 0 | 743.14 | 743.14
CC | 180.84 | 286.44 | 253.3 | 259.16 | 118.84 | 69.7
CSP | 0 | 0 | 0 | 0 | 0 | 0
CT | 0 | 0 | 0 | 0 | 0 | 0
Coal | 446.73 | 305.65 | 144.46 | 0.18 | 0.18 | 0.18
Geo | 0 | 0 | 0 | 0 | 0 | 0
H | 72.8 | 72.8 | 73.18 | 73.19 | 73.19 | 73.19
LFG | 1.57 | 1.57 | 14.49 | 14.49 | 14.49 | 14.49
Nuc | 1153.81 | 1199.07 | 1153.81 | 1264.4 | 1100.17 | 2012.71
PS | 41.38 | 41.38 | 41.38 | 41.38 | 41.38 | 41.38
PV | 0 | 0 | 0 | 0 | 0 | 0
PeakG | 99.24 | 153.37 | 140.99 | 140.99 | 138.5 | 138.5
PeakO | 1.87 | 2.54 | 1.92 | 2.49 | 0.01 | 0.01
ST | 0 | 0 | 0 | 0 | 0 | 0
STOG | 0 | 0 | 0 | 0 | 0 | 0
STWD | 0.16 | 0.2 | 0.16 | 0.16 | 0.16 | 0.16
WT | 0.99 | 0.99 | 0.99 | 0.99 | 0.99 | 0.99
IGCC | 0 | 0 | 0 | 0 | 0 | 0
DemandResponse | 0 | 0 | 0 | 0 | 0 | 0
IGCC-CCS | 0 | 0 | 0 | 0 | 0 | 0
WT_off | 0 | 0 | 0 | 0 | 0 | 0
PseudoUnit | 0 | 0 | 0 | 0 | 0 | 0
FixedInterchange | 0 | 0 | 0 | 0 | 0 | 0
Base FOM Costs by Reporting Type: TVA_Transmission
ReportingType | 2015 | 2020 | 2025 | 2030 | 2035 | 2040
BM | 0 | 0 | 0 | 0 | 0 | 0
CC | 0 | 0 | 0 | 0 | 0 | 0
CSP | 0 | 0 | 0 | 0 | 0 | 0
CT | 0 | 0 | 0 | 0 | 0 | 0
Coal | 0 | 0 | 0 | 0 | 0 | 0
Geo | 0 | 0 | 0 | 0 | 0 | 0
H | 0 | 0 | 0 | 0 | 0 | 0
LFG | 0 | 0 | 0 | 0 | 0 | 0
Nuc | 0 | 0 | 0 | 0 | 0 | 0
PS | 0 | 0 | 0 | 0 | 0 | 0
PV | 0 | 0 | 0 | 0 | 0 | 0
PeakG | 0 | 0 | 0 | 0 | 0 | 0
PeakO | 0 | 0 | 0 | 0 | 0 | 0
ST | 0 | 0 | 0 | 0 | 0 | 0
STOG | 0 | 0 | 0 | 0 | 0 | 0
STWD | 0 | 0 | 0 | 0 | 0 | 0
WT | 0 | 0 | 0 | 0 | 0 | 0
IGCC | 0 | 0 | 0 | 0 | 0 | 0
DemandResponse | 0 | 0 | 0 | 0 | 0 | 0
IGCC-CCS | 0 | 0 | 0 | 0 | 0 | 0
WT_off | 0 | 0 | 0 | 0 | 0 | 0
PseudoUnit | 0 | 0 | 0 | 0 | 0 | 0
FixedInterchange | 0 | 0 | 0 | 0 | 0 | 0
Base FOM Costs by Reporting Type: VACAR
ReportingType | 2015 | 2020 | 2025 | 2030 | 2035 | 2040
BM | 0.09 | 17.23 | 71.37 | 72.6 | 702.14 | 702.14
CC | 315.39 | 344.82 | 318.65 | 327.3 | 241.31 | 148.42
CSP | 0 | 0 | 0 | 0 | 0 | 0
CT | 4.8 | 4.8 | 4.8 | 0 | 0 | 0
Coal | 617.4 | 505.77 | 424.52 | 89.68 | 93.38 | 103.04
Geo | 0 | 0 | 0 | 0 | 0 | 0
H | 30.23 | 30.23 | 30.23 | 30.23 | 30.23 | 30.23
LFG | 7.6 | 20.52 | 20.52 | 20.52 | 20.52 | 20.52
Nuc | 1664.13 | 1955.26 | 1870.92 | 2355.02 | 2213.47 | 4700.46
PS | 62.1 | 62.1 | 62.1 | 62.1 | 62.1 | 62.1
PV | 0.23 | 2.47 | 2.51 | 2.52 | 2.52 | 2.57
PeakG | 142.93 | 209.84 | 148.17 | 188.38 | 106.85 | 106.85
PeakO | 36.13 | 46.34 | 37.33 | 38.01 | 0.01 | 0.01
ST | 0 | 0 | 0 | 0 | 0 | 0
STOG | 4.04 | 4.78 | 4.1 | 0.06 | 0 | 0
STWD | 9.01 | 11.27 | 9.18 | 9.18 | 9.18 | 9.18
WT | 0 | 98.25 | 98.25 | 98.25 | 98.25 | 98.25
IGCC | 0 | 0 | 0 | 0 | 0 | 0
DemandResponse | 0 | 0 | 0 | 0 | 0 | 0
IGCC-CCS | 0 | 0 | 0 | 0 | 0 | 0
WT_off | 0 | 0 | 0 | 0 | 0 | 0
PseudoUnit | 0 | 0 | 0 | 0 | 0 | 0
FixedInterchange | 0 | 0 | 0 | 0 | 0 | 0
Base FOM Costs by Reporting Type: IESO
ReportingType | 2015 | 2020 | 2025 | 2030 | 2035 | 2040
BM | 32.8 | 32.8 | 32.8 | 32.8 | 32.8 | 32.8
CC | 18.18 | 18.18 | 18.18 | 18.18 | 18.18 | 18.18
CSP | 0 | 0 | 0 | 0 | 0 | 0
CT | 2.46 | 2.46 | 2.46 | 2.46 | 0 | 0
Coal | 0 | 0 | 0 | 0 | 0 | 0
Geo | 0 | 0 | 0 | 0 | 0 | 0
H | 123.83 | 123.83 | 123.83 | 127.39 | 127.39 | 127.39
LFG | 14.17 | 14.17 | 14.17 | 14.23 | 14.23 | 14.23
Nuc | 1895.33 | 1895.33 | 1895.33 | 1895.33 | 1745.37 | 2079.68
PS | 2.92 | 2.92 | 2.92 | 2.92 | 2.92 | 2.92
PV | 18.26 | 18.26 | 18.26 | 18.26 | 0.44 | 0.44
PeakG | 0.04 | 0.05 | 0.05 | 0.05 | 0.05 | 0.05
PeakO | 0.01 | 0.01 | 0.01 | 0.01 | 0.01 | 0.01
ST | 0 | 0 | 0 | 0 | 0 | 0
STOG | 0 | 0 | 0 | 0 | 0 | 0
STWD | 4.45 | 4.45 | 4.45 | 4.45 | 4.45 | 4.45
WT | 102.92 | 102.92 | 102.92 | 102.92 | 102.92 | 304.53
IGCC | 0 | 0 | 0 | 0 | 0 | 0
DemandResponse | 0 | 0 | 0 | 0 | 0 | 0
IGCC-CCS | 0 | 0 | 0 | 0 | 0 | 0
WT_off | 0 | 0 | 0 | 0 | 0 | 0
PseudoUnit | 0 | 0 | 0 | 0 | 0 | 0
FixedInterchange | 0 | 0 | 0 | 0 | 0 | 0
Base FOM Costs by Reporting Type: MAPP_CA
ReportingType | 2015 | 2020 | 2025 | 2030 | 2035 | 2040
BM | 0 | 0 | 0 | 0 | 0 | 0
CC | 21.69 | 21.69 | 0 | 0 | 0 | 0
CSP | 0 | 0 | 0 | 0 | 0 | 0
CT | 0 | 0 | 0 | 0 | 0 | 0
Coal | 62.88 | 26.25 | 0.01 | 0 | 0 | 0
Geo | 0 | 0 | 0 | 0 | 0 | 0
H | 92.24 | 102.13 | 123.42 | 158.45 | 158.45 | 158.45
LFG | 0 | 0 | 0 | 0 | 0 | 0
Nuc | 0.01 | 0.01 | 0.01 | 0.01 | 0.01 | 0.01
PS | 0 | 0 | 0 | 0 | 0 | 0
PV | 0 | 0 | 0 | 0 | 0 | 0
PeakG | 9.88 | 9.88 | 0.1 | 0 | 0 | 0
PeakO | 0.09 | 0.09 | 0 | 0 | 0 | 0
ST | 0 | 0 | 0 | 0 | 0 | 0
STOG | 5.54 | 5.54 | 0 | 0 | 0 | 0
STWD | 0 | 0 | 0 | 0 | 0 | 0
WT | 17.9 | 17.9 | 17.9 | 17.9 | 9.41 | 9.41
IGCC | 0 | 0 | 0 | 0 | 0 | 0
DemandResponse | 0 | 0 | 0 | 0 | 0 | 0
IGCC-CCS | 0 | 0 | 0 | 0 | 0 | 0
WT_off | 0 | 0 | 0 | 0 | 0 | 0
PseudoUnit | 0 | 0 | 0 | 0 | 0 | 0
FixedInterchange | 0 | 0 | 0 | 0 | 0 | 0
Base FOM Costs by Reporting Type: AZ_NM_SNV_Coal
ReportingType | 2015 | 2020 | 2025 | 2030 | 2035 | 2040
BM | 0 | 0 | 0 | 0 | 0 | 0
CC | 0 | 0 | 0 | 0 | 0 | 0
CSP | 0 | 0 | 0 | 0 | 0 | 0
CT | 0 | 0 | 0 | 0 | 0 | 0
Coal | 517.09 | 503.37 | 292.04 | 44 | 46.71 | 53.27
Geo | 0 | 0 | 0 | 0 | 0 | 0
H | 0 | 0 | 0 | 0 | 0 | 0
LFG | 0 | 0 | 0 | 0 | 0 | 0
Nuc | 0 | 0 | 0 | 0 | 0 | 0
PS | 0 | 0 | 0 | 0 | 0 | 0
PV | 0 | 0 | 0 | 0 | 0 | 0
PeakG | 0 | 0 | 0 | 0 | 0 | 0
PeakO | 5.77 | 7.38 | 5.99 | 5.99 | 5.99 | 5.99
ST | 0 | 0 | 0 | 0 | 0 | 0
STOG | 0 | 0 | 0 | 0 | 0 | 0
STWD | 0 | 0 | 0 | 0 | 0 | 0
WT | 0 | 0 | 0 | 0 | 0 | 0
IGCC | 0 | 0 | 0 | 0 | 0 | 0
DemandResponse | 0 | 0 | 0 | 0 | 0 | 0
IGCC-CCS | 0 | 0 | 0 | 0 | 0 | 0
WT_off | 0 | 0 | 0 | 0 | 0 | 0
PseudoUnit | 0 | 0 | 0 | 0 | 0 | 0
FixedInterchange | 0 | 0 | 0 | 0 | 0 | 0
Base FOM Costs by Reporting Type: AZ_NM_SNV_Gas
ReportingType | 2015 | 2020 | 2025 | 2030 | 2035 | 2040
BM | 0 | 0 | 0 | 0 | 0 | 0
CC | 442.2 | 581.92 | 473.7 | 450.18 | 362.3 | 344.59
CSP | 0 | 0 | 0 | 0 | 0 | 0
CT | 4.93 | 4.93 | 4.93 | 4.93 | 0 | 0
Coal | 0 | 0 | 0 | 0 | 0 | 0
Geo | 0 | 0 | 0 | 0 | 0 | 0
H | 0 | 0 | 0 | 0 | 0 | 0
LFG | 0 | 0 | 0 | 0 | 0 | 0
Nuc | 0 | 0 | 0 | 0 | 0 | 0
PS | 0 | 0 | 0 | 0 | 0 | 0
PV | 0 | 0 | 0 | 0 | 0 | 0
PeakG | 63.97 | 93.45 | 74.33 | 87.99 | 87.99 | 87.99
PeakO | 0 | 0 | 0 | 0 | 0 | 0
ST | 0 | 0 | 0 | 0 | 0 | 0
STOG | 0 | 0.01 | 0 | 0 | 0 | 0
STWD | 0 | 0 | 0 | 0 | 0 | 0
WT | 0 | 0 | 0 | 0 | 0 | 0
IGCC | 0 | 0 | 0 | 0 | 0 | 0
DemandResponse | 0 | 0 | 0 | 0 | 0 | 0
IGCC-CCS | 0 | 0 | 0 | 0 | 0 | 0
WT_off | 0 | 0 | 0 | 0 | 0 | 0
PseudoUnit | 0 | 0 | 0 | 0 | 0 | 0
FixedInterchange | 0 | 0 | 0 | 0 | 0 | 0
Base FOM Costs by Reporting Type: AZ_NM_SNV_NucRenew
ReportingType | 2015 | 2020 | 2025 | 2030 | 2035 | 2040
BM | 0 | 0 | 0 | 0 | 0.01 | 0.06
CC | 0 | 0 | 0 | 0 | 0 | 0
CSP | 0 | 0 | 0 | 0 | 0 | 0
CT | 0 | 0 | 0 | 0 | 0 | 0
Coal | 0 | 0 | 0 | 0 | 0 | 0
Geo | 0 | 0.01 | 122.18 | 122.18 | 122.18 | 122.18
H | 44.6 | 44.6 | 44.6 | 44.6 | 44.6 | 44.6
LFG | 0.84 | 0.85 | 8.14 | 8.14 | 8.14 | 8.14
Nuc | 484.16 | 564.17 | 564.18 | 947.39 | 1523.54 | 1552.86
PS | 5.13 | 5.13 | 5.13 | 5.13 | 5.13 | 5.13
PV | 2.38 | 2.38 | 2.38 | 2.38 | 2.38 | 2.38
PeakG | 0 | 0 | 0 | 0 | 0 | 0
PeakO | 0 | 0 | 0 | 0 | 0 | 0
ST | 17.92 | 46.45 | 61.02 | 68.16 | 101.6 | 101.62
STOG | 0 | 0 | 0 | 0 | 0 | 0
STWD | 0.83 | 1.04 | 0.85 | 0.85 | 0.85 | 0.85
WT | 17.57 | 348.58 | 349.25 | 349.25 | 349.25 | 349.25
IGCC | 0 | 0 | 0 | 0 | 0 | 0
DemandResponse | 0 | 0 | 0 | 0 | 0 | 0
IGCC-CCS | 0 | 0 | 0 | 0 | 0 | 0
WT_off | 0 | 0 | 0 | 0 | 0 | 0
PseudoUnit | 0 | 0 | 0 | 0 | 0 | 0
FixedInterchange | 0 | 0 | 0 | 0 | 0 | 0
Base FOM Costs by Reporting Type: ERCOT
ReportingType | 2015 | 2020 | 2025 | 2030 | 2035 | 2040
BM | 14.57 | 14.57 | 14.57 | 14.57 | 408.54 | 408.54
CC | 1086.88 | 1326.27 | 1136.58 | 1166.18 | 1064.46 | 920.71
CSP | 0 | 0 | 0 | 0 | 0 | 0
CT | 1.67 | 1.67 | 1.67 | 1.67 | 0 | 0
Coal | 320.53 | 235.48 | 188.92 | 190.57 | 190.57 | 233.83
Geo | 0 | 0 | 0 | 0 | 0 | 0
H | 8.05 | 8.05 | 8.05 | 8.05 | 8.05 | 8.05
LFG | 9.05 | 9.05 | 51.64 | 51.64 | 51.64 | 51.64
Nuc | 574.09 | 734.72 | 741.22 | 1022.3 | 1690.37 | 2070.79
PS | 0 | 0 | 0 | 0 | 0 | 0
PV | 0.25 | 0.25 | 0.25 | 0.25 | 0.02 | 0.02
PeakG | 80.63 | 119.03 | 114.62 | 114.62 | 114.62 | 114.62
PeakO | 1.29 | 1.86 | 1.53 | 1.53 | 1.53 | 1.53
ST | 0 | 0 | 0 | 0 | 0 | 0
STOG | 591.43 | 699.83 | 406.31 | 225.99 | 0.01 | 0.01
STWD | 0 | 0 | 0 | 0 | 0 | 0
WT | 315.42 | 315.42 | 861.44 | 861.44 | 861.56 | 872.98
IGCC | 0 | 0 | 0 | 0 | 0 | 0
DemandResponse | 0 | 0 | 0 | 0 | 0 | 0
IGCC-CCS | 0 | 0 | 0 | 0 | 0 | 0
WT_off | 0 | 0 | 0 | 0 | 0 | 0
PseudoUnit | 0 | 0 | 0 | 0 | 0 | 0
FixedInterchange | 0 | 0 | 0 | 0 | 0 | 0
Base FOM Costs by Reporting Type: NP15
ReportingType | 2015 | 2020 | 2025 | 2030 | 2035 | 2040
BM | 0 | 0 | 0 | 0 | 0.01 | 0.01
CC | 221.24 | 283.25 | 237.46 | 252.07 | 278.54 | 261.85
CSP | 0 | 0 | 0 | 0 | 0 | 0
CT | 1.42 | 1.42 | 1.42 | 1.42 | 0.01 | 0.01
Coal | 10.94 | 0.01 | 0.01 | 0 | 0 | 0
Geo | 100.8 | 149.5 | 151.36 | 151.36 | 151.36 | 151.36
H | 125.7 | 125.7 | 125.7 | 125.7 | 125.7 | 125.7
LFG | 10.26 | 50.26 | 78.24 | 78.24 | 78.24 | 78.24
Nuc | 302.44 | 364.27 | 334.87 | 795.88 | 918.4 | 1052.1
PS | 53.58 | 53.58 | 53.58 | 53.58 | 53.58 | 53.58
PV | 0.89 | 0.89 | 0.89 | 0.89 | 0.89 | 0.89
PeakG | 56.04 | 82.34 | 58.1 | 74.01 | 78.49 | 78.49
PeakO | 10.26 | 13.08 | 10.48 | 10.49 | 10.49 | 10.49
ST | 1.86 | 1.86 | 1.86 | 1.86 | 1.86 | 1.86
STOG | 162.07 | 191.77 | 164.39 | 95.1 | 66.44 | 66.44
STWD | 14.17 | 17.73 | 14.44 | 14.44 | 14.44 | 14.44
WT | 40.21 | 132.82 | 132.82 | 132.84 | 369.24 | 389.47
IGCC | 0 | 0 | 0 | 0 | 0 | 0
DemandResponse | 0 | 0 | 0 | 0 | 0 | 0
IGCC-CCS | 0 | 0 | 0 | 0 | 0 | 0
WT_off | 0 | 0 | 0 | 0 | 0 | 0
PseudoUnit | 0 | 0 | 0 | 0 | 0 | 0
FixedInterchange | 0 | 0 | 0 | 0 | 0 | 0
Base FOM Costs by Reporting Type: NWPP_Coal
ReportingType | 2015 | 2020 | 2025 | 2030 | 2035 | 2040
BM | 0 | 0 | 0 | 0 | 0 | 0
CC | 0 | 0 | 0 | 0 | 0 | 0
CSP | 0 | 0 | 0 | 0 | 0 | 0
CT | 0 | 0 | 0 | 0 | 0 | 0
Coal | 470.75 | 356.86 | 11.81 | 12.17 | 12.64 | 14.75
Geo | 0 | 0 | 0 | 0 | 0 | 0
H | 0 | 0 | 0 | 0 | 0 | 0
LFG | 0 | 0 | 0 | 0 | 0 | 0
Nuc | 0 | 0 | 0 | 0 | 0 | 0
PS | 0 | 0 | 0 | 0 | 0 | 0
PV | 0 | 0 | 0 | 0 | 0 | 0
PeakG | 0 | 0 | 0 | 0 | 0 | 0
PeakO | 0 | 0 | 0 | 0 | 0 | 0
ST | 0 | 0 | 0 | 0 | 0 | 0
STOG | 0 | 0 | 0 | 0 | 0 | 0
STWD | 0 | 0 | 0 | 0 | 0 | 0
WT | 0 | 0 | 0 | 0 | 0 | 0
IGCC | 0 | 0 | 0 | 0 | 0 | 0
DemandResponse | 0 | 0 | 0 | 0 | 0 | 0
IGCC-CCS | 0 | 0 | 0 | 0 | 0 | 0
WT_off | 0 | 0 | 0 | 0 | 0 | 0
PseudoUnit | 0 | 0 | 0 | 0 | 0 | 0
FixedInterchange | 0 | 0 | 0 | 0 | 0 | 0
Base FOM Costs by Reporting Type: NWPP_Gas
ReportingType | 2015 | 2020 | 2025 | 2030 | 2035 | 2040
BM | 0 | 0 | 0 | 0 | 0 | 0
CC | 192.07 | 275.16 | 228.19 | 158.03 | 36.46 | 32.14
CSP | 0 | 0 | 0 | 0 | 0 | 0
CT | 1 | 1 | 1 | 1 | 0 | 0
Coal | 0 | 0 | 0 | 0 | 0 | 0
Geo | 0 | 0 | 0 | 0 | 0 | 0
H | 0 | 0 | 0 | 0 | 0 | 0
LFG | 0 | 0 | 0 | 0 | 0 | 0
Nuc | 0 | 0 | 0 | 0 | 0 | 0
PS | 0 | 0 | 0 | 0 | 0 | 0
PV | 0 | 0 | 0 | 0 | 0 | 0
PeakG | 0 | 0 | 0 | 0 | 0 | 0
PeakO | 0 | 0 | 0 | 0 | 0 | 0
ST | 0 | 0 | 0 | 0 | 0 | 0
STOG | 0 | 0 | 0 | 0 | 0 | 0
STWD | 0 | 0 | 0 | 0 | 0 | 0
WT | 0 | 0 | 0 | 0 | 0 | 0
IGCC | 0 | 0 | 0 | 0 | 0 | 0
DemandResponse | 0 | 0 | 0 | 0 | 0 | 0
IGCC-CCS | 0 | 0 | 0 | 0 | 0 | 0
WT_off | 0 | 0 | 0 | 0 | 0 | 0
PseudoUnit | 0 | 0 | 0 | 0 | 0 | 0
FixedInterchange | 0 | 0 | 0 | 0 | 0 | 0
Base FOM Costs by Reporting Type: NWPP_NucRenew
ReportingType | 2015 | 2020 | 2025 | 2030 | 2035 | 2040
BM | 3.27 | 3.27 | 3.27 | 3.27 | 3.28 | 84.91
CC | 0 | 0 | 0 | 0 | 0 | 0
CSP | 0 | 0 | 0 | 0 | 0 | 0
CT | 0 | 0 | 0 | 0 | 0 | 0
Coal | 0 | 0 | 0 | 0 | 0 | 0
Geo | 35.81 | 35.81 | 72.38 | 72.38 | 72.38 | 72.38
H | 480.54 | 480.54 | 480.54 | 480.54 | 485.31 | 485.31
LFG | 15.5 | 15.5 | 44.91 | 44.91 | 44.91 | 44.91
Nuc | 164.67 | 164.67 | 164.67 | 229.61 | 449.72 | 646.66
PS | 6.12 | 6.12 | 6.12 | 6.12 | 6.12 | 6.12
PV | 0.04 | 0.04 | 0.04 | 0.04 | 0.04 | 0.05
PeakG | 0 | 0 | 0 | 0 | 0 | 0
PeakO | 0 | 0 | 0 | 0 | 0 | 0
ST | 0 | 0 | 0 | 0 | 0 | 0.01
STOG | 0 | 0 | 0 | 0 | 0 | 0
STWD | 17.98 | 22.5 | 18.33 | 18.33 | 18.33 | 18.33
WT | 228.93 | 228.93 | 228.93 | 827.87 | 827.97 | 893.04
IGCC | 0 | 0 | 0 | 0 | 0 | 0
DemandResponse | 0 | 0 | 0 | 0 | 0 | 0
IGCC-CCS | 0 | 0 | 0 | 0 | 0 | 0
WT_off | 0 | 0 | 0 | 0 | 0 | 0
PseudoUnit | 0 | 0 | 0 | 0 | 0 | 0
FixedInterchange | 0 | 0 | 0 | 0 | 0 | 0
Base FOM Costs by Reporting Type: RMPA
ReportingType | 2015 | 2020 | 2025 | 2030 | 2035 | 2040
BM | 0 | 0 | 0 | 0 | 72.06 | 145.99
CC | 79.71 | 117.4 | 97.46 | 115.7 | 92.66 | 74.64
CSP | 0 | 0 | 0 | 0 | 0 | 0
CT | 1.02 | 1.02 | 1.02 | 1.02 | 0 | 0
Coal | 439.17 | 372.02 | 110.08 | 49.72 | 50.08 | 57.04
Geo | 0 | 3.95 | 216.56 | 216.56 | 216.56 | 216.56
H | 13.99 | 13.99 | 13.99 | 13.99 | 13.99 | 13.99
LFG | 0.89 | 0.91 | 4.37 | 4.37 | 4.37 | 4.37
Nuc | 0.01 | 0.01 | 0.05 | 180.15 | 180.15 | 180.16
PS | 13.37 | 13.37 | 13.37 | 13.37 | 13.37 | 13.37
PV | 0.31 | 0.31 | 0.31 | 0.31 | 0.31 | 0.31
PeakG | 48.87 | 72.26 | 50.7 | 61.6 | 69.81 | 69.81
PeakO | 0.34 | 0.44 | 0.35 | 0.35 | 0.35 | 0.35
ST | 0.19 | 23.7 | 23.7 | 24.06 | 24.06 | 24.06
STOG | 0 | 0 | 0 | 0 | 0 | 0
STWD | 0 | 0 | 0 | 0 | 0 | 0
WT | 67.62 | 167.18 | 167.18 | 182.19 | 182.19 | 186.02
IGCC | 0 | 0 | 0 | 0 | 0 | 0
DemandResponse | 0 | 0 | 0 | 0 | 0 | 0
IGCC-CCS | 0 | 0 | 0 | 0 | 0 | 0
WT_off | 0 | 0 | 0 | 0 | 0 | 0
PseudoUnit | 0 | 0 | 0 | 0 | 0 | 0
FixedInterchange | 0 | 0 | 0 | 0 | 0 | 0
Base FOM Costs by Reporting Type: SP15
ReportingType | 2015 | 2020 | 2025 | 2030 | 2035 | 2040
BM | 0.6 | 0.6 | 0.6 | 0.6 | 0.61 | 0.61
CC | 326.38 | 404.28 | 338.14 | 347.73 | 381.72 | 391.3
CSP | 0 | 0 | 0 | 0 | 0 | 0
CT | 0 | 0 | 0 | 0 | 0 | 0
Coal | 11.02 | 8.11 | 7.61 | 0 | 0 | 0
Geo | 86.16 | 208.35 | 208.35 | 208.35 | 208.35 | 208.35
H | 16.57 | 16.57 | 16.57 | 16.57 | 16.57 | 16.57
LFG | 26.93 | 93.8 | 93.8 | 93.8 | 93.8 | 93.8
Nuc | 327.58 | 356.35 | 327.59 | 423.14 | 455.42 | 892.35
PS | 34.19 | 34.19 | 34.19 | 34.19 | 34.19 | 34.19
PV | 1.87 | 1.87 | 1.87 | 1.87 | 1.87 | 1.87
PeakG | 76.73 | 111.44 | 93.22 | 103.59 | 103.59 | 103.59
PeakO | 1.47 | 1.91 | 1.53 | 1.53 | 1.53 | 1.53
ST | 28.67 | 28.67 | 28.67 | 28.67 | 182.88 | 236.4
STOG | 310.43 | 367.32 | 314.88 | 270.02 | 183.8 | 183.8
STWD | 3.81 | 4.77 | 3.89 | 3.89 | 3.89 | 3.89
WT | 71.03 | 99.63 | 468.68 | 468.69 | 468.69 | 468.69
IGCC | 0 | 0 | 0 | 0 | 0 | 0
DemandResponse | 0 | 0 | 0 | 0 | 0 | 0
IGCC-CCS | 0 | 0 | 0 | 0 | 0 | 0
WT_off | 0 | 0 | 0 | 0 | 0 | 0
PseudoUnit | 0 | 0 | 0 | 0 | 0 | 0
FixedInterchange | 0 | 0 | 0 | 0 | 0 | 0
Base FOM Costs by Reporting Type: ALB
ReportingType | 2015 | 2020 | 2025 | 2030 | 2035 | 2040
BM | 0 | 0 | 0 | 0 | 0 | 0
CC | 77.32 | 77.32 | 11.98 | 11.98 | 11.98 | 0.01
CSP | 0 | 0 | 0 | 0 | 0 | 0
CT | 1.35 | 1.35 | 1.35 | 1.35 | 0 | 0
Coal | 279.21 | 295.4 | 14.71 | 14.71 | 14.71 | 14.71
Geo | 0 | 0 | 0 | 0 | 0 | 0
H | 12.99 | 12.99 | 12.99 | 12.99 | 12.99 | 12.99
LFG | 1.21 | 1.21 | 1.21 | 1.21 | 1.21 | 1.21
Nuc | 0.01 | 0.01 | 646.84 | 778.2 | 791.88 | 797.28
PS | 0 | 0 | 0 | 0 | 0 | 0
PV | 0 | 0 | 0 | 0 | 0 | 0
PeakG | 28.74 | 28.74 | 24.2 | 24.2 | 34.09 | 34.09
PeakO | 0 | 0 | 0 | 0 | 0 | 0
ST | 0 | 0 | 0 | 0 | 0 | 0
STOG | 0 | 0 | 0 | 0 | 0 | 0
STWD | 5.58 | 5.58 | 5.58 | 5.58 | 5.58 | 5.58
WT | 22.94 | 22.94 | 22.94 | 22.94 | 25.5 | 25.5
IGCC | 0 | 0 | 0 | 0 | 0 | 0
DemandResponse | 0 | 0 | 0 | 0 | 0 | 0
IGCC-CCS | 0 | 0 | 0 | 0 | 0 | 0
WT_off | 0 | 0 | 0 | 0 | 0 | 0
PseudoUnit | 0 | 0 | 0 | 0 | 0 | 0
FixedInterchange | 0 | 0 | 0 | 0 | 0 | 0
Base FOM Costs by Reporting Type: BC
ReportingType | 2015 | 2020 | 2025 | 2030 | 2035 | 2040
BM | 0 | 0 | 0 | 0 | 0 | 0
CC | 6.08 | 6.08 | 0 | 0 | 0 | 0
CSP | 0 | 0 | 0 | 0 | 0 | 0
CT | 0 | 0 | 0 | 0 | 0 | 0
Coal | 0 | 0 | 0 | 0 | 0 | 0
Geo | 0 | 0 | 0 | 0 | 0 | 0
H | 173.22 | 173.22 | 173.22 | 173.22 | 173.22 | 173.22
LFG | 2.9 | 2.9 | 2.9 | 2.9 | 2.9 | 2.9
Nuc | 0.01 | 0.01 | 53.08 | 90.85 | 90.85 | 121.19
PS | 0 | 0 | 0 | 0 | 0 | 0
PV | 0 | 0 | 0 | 0 | 0 | 0
PeakG | 2.66 | 2.77 | 0.02 | 0.02 | 0.02 | 0.02
PeakO | 1.16 | 1.29 | 0 | 0 | 0 | 0
ST | 0 | 0 | 0 | 0 | 0 | 0
STOG | 4.91 | 1.34 | 0 | 0 | 0 | 0
STWD | 16.34 | 16.34 | 16.34 | 16.34 | 16.34 | 16.34
WT | 7.53 | 7.53 | 7.53 | 7.53 | 11.91 | 11.91
IGCC | 0 | 0 | 0 | 0 | 0 | 0
DemandResponse | 0 | 0 | 0 | 0 | 0 | 0
IGCC-CCS | 0 | 0 | 0 | 0 | 0 | 0
WT_off | 0 | 0 | 0 | 0 | 0 | 0
PseudoUnit | 0 | 0 | 0 | 0 | 0 | 0
FixedInterchange | 0 | 0 | 0 | 0 | 0 | 0
Base FOM Costs by Reporting Type: HQ_IESO
ReportingType | 2015 | 2020 | 2025 | 2030 | 2035 | 2040
BM | 0 | 0 | 0 | 0 | 0 | 0
CC | 0 | 0 | 0 | 0 | 0 | 0
CSP | 0 | 0 | 0 | 0 | 0 | 0
CT | 0 | 0 | 0 | 0 | 0 | 0
Coal | 0 | 0 | 0 | 0 | 0 | 0
Geo | 0 | 0 | 0 | 0 | 0 | 0
H | 0 | 0 | 0 | 0 | 0 | 0
LFG | 0 | 0 | 0 | 0 | 0 | 0
Nuc | 0.01 | 0.01 | 0.01 | 0.01 | 0.01 | 0.01
PS | 0 | 0 | 0 | 0 | 0 | 0
PV | 0 | 0 | 0 | 0 | 0 | 0
PeakG | 0 | 0 | 0 | 0 | 0 | 0
PeakO | 0 | 0 | 0 | 0 | 0 | 0
ST | 0 | 0 | 0 | 0 | 0 | 0
STOG | 0 | 0 | 0 | 0 | 0 | 0
STWD | 0 | 0 | 0 | 0 | 0 | 0
WT | 0 | 0 | 0 | 0 | 0 | 0
IGCC | 0 | 0 | 0 | 0 | 0 | 0
DemandResponse | 0 | 0 | 0 | 0 | 0 | 0
IGCC-CCS | 0 | 0 | 0 | 0 | 0 | 0
WT_off | 0 | 0 | 0 | 0 | 0 | 0
PseudoUnit | 0 | 0 | 0 | 0.04 | 35.6 | 35.6
FixedInterchange | 0 | 0 | 0 | 0 | 0 | 0
Base FOM Costs by Reporting Type: HQ_NEISO
ReportingType | 2015 | 2020 | 2025 | 2030 | 2035 | 2040
BM | 0 | 0 | 0 | 0 | 0 | 0
CC | 0 | 0 | 0 | 0 | 0 | 0
CSP | 0 | 0 | 0 | 0 | 0 | 0
CT | 0 | 0 | 0 | 0 | 0 | 0
Coal | 0 | 0 | 0 | 0 | 0 | 0
Geo | 0 | 0 | 0 | 0 | 0 | 0
H | 0 | 0 | 0 | 0 | 0 | 0
LFG | 0 | 0 | 0 | 0 | 0 | 0
Nuc | 0.01 | 0.01 | 0.01 | 0.01 | 0.01 | 0.01
PS | 0 | 0 | 0 | 0 | 0 | 0
PV | 0 | 0 | 0 | 0 | 0 | 0
PeakG | 0 | 0 | 0 | 0 | 0 | 0
PeakO | 0 | 0 | 0 | 0 | 0 | 0
ST | 0 | 0 | 0 | 0 | 0 | 0
STOG | 0 | 0 | 0 | 0 | 0 | 0
STWD | 0 | 0 | 0 | 0 | 0 | 0
WT | 0 | 0 | 0 | 0 | 0 | 0
IGCC | 0 | 0 | 0 | 0 | 0 | 0
DemandResponse | 0 | 0 | 0 | 0 | 0 | 0
IGCC-CCS | 0 | 0 | 0 | 0 | 0 | 0
WT_off | 0 | 0 | 0 | 0 | 0 | 0
PseudoUnit | 0 | 0 | 0 | 0.24 | 4.27 | 4.27
FixedInterchange | 0 | 0 | 0 | 0 | 0 | 0
Base FOM Costs by Reporting Type: HQ_NY
ReportingType | 2015 | 2020 | 2025 | 2030 | 2035 | 2040
BM | 0 | 0 | 0 | 0 | 0 | 0
CC | 0 | 0 | 0 | 0 | 0 | 0
CSP | 0 | 0 | 0 | 0 | 0 | 0
CT | 0 | 0 | 0 | 0 | 0 | 0
Coal | 0 | 0 | 0 | 0 | 0 | 0
Geo | 0 | 0 | 0 | 0 | 0 | 0
H | 0 | 0 | 0 | 0 | 0 | 0
LFG | 0 | 0 | 0 | 0 | 0 | 0
Nuc | 0.01 | 0.01 | 0.01 | 0.01 | 0.01 | 0.01
PS | 0 | 0 | 0 | 0 | 0 | 0
PV | 0 | 0 | 0 | 0 | 0 | 0
PeakG | 0 | 0 | 0 | 0 | 0 | 0
PeakO | 0 | 0 | 0 | 0 | 0 | 0
ST | 0 | 0 | 0 | 0 | 0 | 0
STOG | 0 | 0 | 0 | 0 | 0 | 0
STWD | 0 | 0 | 0 | 0 | 0 | 0
WT | 0 | 0 | 0 | 0 | 0 | 0
IGCC | 0 | 0 | 0 | 0 | 0 | 0
DemandResponse | 0 | 0 | 0 | 0 | 0 | 0
IGCC-CCS | 0 | 0 | 0 | 0 | 0 | 0
WT_off | 0 | 0 | 0 | 0 | 0 | 0
PseudoUnit | 0 | 0 | 0 | 35.6 | 35.6 | 35.6
FixedInterchange | 0 | 0 | 0 | 0 | 0 | 0
Base FOM Costs by Reporting Type: MARITIMES
ReportingType | 2015 | 2020 | 2025 | 2030 | 2035 | 2040
BM | 0 | 0 | 0 | 0 | 0 | 0
CC | 0 | 0 | 0 | 0 | 0 | 0
CSP | 0 | 0 | 0 | 0 | 0 | 0
CT | 0 | 0 | 0 | 0 | 0 | 0
Coal | 0 | 0 | 0 | 0 | 0 | 0
Geo | 0 | 0 | 0 | 0 | 0 | 0
H | 0 | 0 | 0 | 0 | 0 | 0
LFG | 0 | 0 | 0 | 0 | 0 | 0
Nuc | 0.01 | 0.01 | 0.01 | 0.01 | 0.01 | 0.01
PS | 0 | 0 | 0 | 0 | 0 | 0
PV | 0 | 0 | 0 | 0 | 0 | 0
PeakG | 0 | 0 | 0 | 0 | 0 | 0
PeakO | 0 | 0 | 0 | 0 | 0 | 0
ST | 0 | 0 | 0 | 0 | 0 | 0
STOG | 0 | 0 | 0 | 0 | 0 | 0
STWD | 0 | 0 | 0 | 0 | 0 | 0
WT | 0 | 0 | 0 | 0 | 0 | 0
IGCC | 0 | 0 | 0 | 0 | 0 | 0
DemandResponse | 0 | 0 | 0 | 0 | 0 | 0
IGCC-CCS | 0 | 0 | 0 | 0 | 0 | 0
WT_off | 0 | 0 | 0 | 0 | 0 | 0
PseudoUnit | 0 | 0 | 0 | 0.25 | 7.12 | 7.12
FixedInterchange | 0 | 0 | 0 | 0 | 0 | 0
Base FOM Costs by Reporting Type: All
ReportingType | 2015 | 2020 | 2025 | 2030 | 2035 | 2040
BM | 125.73 | 142.88 | 197.01 | 311.88 | 3271.13 | 5571.7
CC | 7256.49 | 9356.04 | 7867.7 | 7727.01 | 6912.65 | 6296.95
CSP | 0 | 0 | 0 | 0 | 0 | 0
CT | 42.81 | 45.52 | 45.52 | 44.58 | 32.06 | 31.89
Coal | 11525.86 | 7134.04 | 2999.46 | 2006.47 | 2195.54 | 2593.23
Geo | 226.72 | 401.57 | 774.78 | 774.78 | 774.78 | 774.78
H | 1511 | 1528.07 | 1560.37 | 1612.64 | 1634.49 | 1634.5
LFG | 498.9 | 733.9 | 999.82 | 1086.94 | 1086.95 | 1086.96
Nuc | 16696.36 | 17842.96 | 18287.59 | 22165.85 | 23398.71 | 34662.99
PS | 517.25 | 517.25 | 517.25 | 517.25 | 517.25 | 517.25
PV | 26.7 | 61.19 | 76.24 | 79.15 | 60.8 | 61.89
PeakG | 2061.57 | 3020.76 | 2273.49 | 2653.35 | 2512.02 | 2486.5
PeakO | 542.84 | 712.19 | 575.91 | 509.03 | 457.98 | 457.99
ST | 48.64 | 100.68 | 115.25 | 122.74 | 310.39 | 363.95
STOG | 2249.14 | 2655.86 | 2070.59 | 1720.86 | 1326.33 | 957.61
STWD | 158.67 | 191.92 | 161.28 | 161.28 | 161.28 | 161.28
WT | 2034.49 | 5823.61 | 10920.77 | 11820.53 | 12571.23 | 13070.2
IGCC | 30.23 | 30.23 | 30.23 | 30.23 | 30.23 | 30.23
DemandResponse | 0 | 0 | 0 | 0 | 0 | 0
IGCC-CCS | 0 | 0.01 | 0.02 | 0.02 | 0.04 | 0.04
WT_off | 24.96 | 24.96 | 83.63 | 83.64 | 83.64 | 83.64
PseudoUnit | 0 | 0 | 0 | 36.13 | 82.59 | 82.59
FixedInterchange | 0 | 0 | 0 | 0 | 0 | 0
Base FOM Costs by Reporting Type: EI_US
ReportingType | 2015 | 2020 | 2025 | 2030 | 2035 | 2040
BM | 74.48 | 91.63 | 145.77 | 260.64 | 2753.83 | 4898.76
CC | 4784.74 | 6244.47 | 5325.99 | 5206.95 | 4666.35 | 4253.53
CSP | 0 | 0 | 0 | 0 | 0 | 0
CT | 28.95 | 31.66 | 31.66 | 30.72 | 32.05 | 31.87
Coal | 9414.26 | 5336.55 | 2374.26 | 1695.29 | 1880.82 | 2219.6
Geo | 3.95 | 3.95 | 3.95 | 3.95 | 3.95 | 3.95
H | 419.29 | 426.46 | 437.47 | 451.15 | 468.23 | 468.24
LFG | 417.17 | 545.26 | 700.44 | 787.5 | 787.5 | 787.52
Nuc | 12948.03 | 13763.39 | 13559.74 | 15802.98 | 15552.98 | 25269.91
PS | 401.94 | 401.94 | 401.94 | 401.94 | 401.94 | 401.94
PV | 2.71 | 37.2 | 52.24 | 55.16 | 54.85 | 55.94
PeakG | 1694.01 | 2500.81 | 1858.15 | 2187.27 | 2023.36 | 1997.84
PeakO | 522.44 | 686.13 | 556 | 489.12 | 438.07 | 438.08
ST | 0 | 0 | 0 | 0 | 0 | 0
STOG | 1174.75 | 1390.05 | 1185 | 1129.74 | 1076.07 | 707.34
STWD | 95.51 | 119.51 | 97.38 | 97.38 | 97.38 | 97.38
WT | 1142.41 | 4379.74 | 8561.17 | 8846.95 | 9362.59 | 9559.39
IGCC | 30.23 | 30.23 | 30.23 | 30.23 | 30.23 | 30.23
DemandResponse | 0 | 0 | 0 | 0 | 0 | 0
IGCC-CCS | 0 | 0.01 | 0.01 | 0.02 | 0.03 | 0.04
WT_off | 24.96 | 24.96 | 83.63 | 83.63 | 83.64 | 83.64
PseudoUnit | 0 | 0 | 0 | 36.09 | 46.99 | 46.99
FixedInterchange | 0 | 0 | 0 | 0 | 0 | 0
Base FOM Costs by Reporting Type: EI_Canada
ReportingType | 2015 | 2020 | 2025 | 2030 | 2035 | 2040
BM | 32.8 | 32.8 | 32.8 | 32.8 | 32.8 | 32.8
CC | 39.87 | 39.87 | 18.18 | 18.18 | 18.18 | 18.18
CSP | 0 | 0 | 0 | 0 | 0 | 0
CT | 2.46 | 2.46 | 2.46 | 2.46 | 0 | 0
Coal | 62.88 | 26.25 | 0.01 | 0.01 | 0.01 | 0.01
Geo | 0 | 0 | 0 | 0 | 0 | 0
H | 216.06 | 225.96 | 247.25 | 285.84 | 285.84 | 285.84
LFG | 14.17 | 14.17 | 14.17 | 14.23 | 14.23 | 14.23
Nuc | 1895.36 | 1895.36 | 1895.36 | 1895.36 | 1745.4 | 2079.71
PS | 2.92 | 2.92 | 2.92 | 2.92 | 2.92 | 2.92
PV | 18.26 | 18.26 | 18.26 | 18.26 | 0.44 | 0.44
PeakG | 9.92 | 9.93 | 0.14 | 0.05 | 0.05 | 0.05
PeakO | 0.1 | 0.1 | 0.01 | 0.01 | 0.01 | 0.01
ST | 0 | 0 | 0 | 0 | 0 | 0
STOG | 5.54 | 5.54 | 0 | 0 | 0 | 0
STWD | 4.45 | 4.45 | 4.45 | 4.45 | 4.45 | 4.45
WT | 120.82 | 120.82 | 120.82 | 120.82 | 112.33 | 313.94
IGCC | 0 | 0 | 0 | 0 | 0 | 0
DemandResponse | 0 | 0 | 0 | 0 | 0 | 0
IGCC-CCS | 0 | 0 | 0 | 0 | 0 | 0
WT_off | 0 | 0 | 0 | 0 | 0 | 0
PseudoUnit | 0 | 0 | 0 | 0.04 | 35.6 | 35.6
FixedInterchange | 0 | 0 | 0 | 0 | 0 | 0
Base FOM Costs by Reporting Type: EI
ReportingType | 2015 | 2020 | 2025 | 2030 | 2035 | 2040
BM | 107.28 | 124.43 | 178.56 | 293.43 | 2786.63 | 4931.56
CC | 4824.61 | 6284.34 | 5344.18 | 5225.14 | 4684.54 | 4271.71
CSP | 0 | 0 | 0 | 0 | 0 | 0
CT | 31.41 | 34.12 | 34.12 | 33.18 | 32.05 | 31.88
Coal | 9477.14 | 5362.8 | 2374.27 | 1695.29 | 1880.83 | 2219.61
Geo | 3.95 | 3.95 | 3.95 | 3.95 | 3.95 | 3.95
H | 635.35 | 652.42 | 684.72 | 736.98 | 754.07 | 754.07
LFG | 431.34 | 559.43 | 714.61 | 801.73 | 801.74 | 801.75
Nuc | 14843.39 | 15658.74 | 15455.1 | 17698.33 | 17298.37 | 27349.62
PS | 404.86 | 404.86 | 404.86 | 404.86 | 404.86 | 404.86
PV | 20.97 | 55.46 | 70.51 | 73.42 | 55.29 | 56.38
PeakG | 1703.93 | 2510.74 | 1858.3 | 2187.32 | 2023.41 | 1997.89
PeakO | 522.54 | 686.23 | 556.01 | 489.13 | 438.08 | 438.09
ST | 0 | 0 | 0 | 0 | 0 | 0
STOG | 1180.29 | 1395.59 | 1185 | 1129.74 | 1076.07 | 707.35
STWD | 99.96 | 123.96 | 101.84 | 101.84 | 101.84 | 101.84
WT | 1263.23 | 4500.56 | 8681.99 | 8967.77 | 9474.93 | 9873.34
IGCC | 30.23 | 30.23 | 30.23 | 30.23 | 30.23 | 30.23
DemandResponse | 0 | 0 | 0 | 0 | 0 | 0
IGCC-CCS | 0 | 0.01 | 0.01 | 0.02 | 0.03 | 0.04
WT_off | 24.96 | 24.96 | 83.63 | 83.64 | 83.64 | 83.64
PseudoUnit | 0 | 0 | 0 | 36.13 | 82.59 | 82.59
FixedInterchange | 0 | 0 | 0 | 0 | 0 | 0
Base FOM Costs by Reporting Type: Outside_EI
ReportingType | 2015 | 2020 | 2025 | 2030 | 2035 | 2040
BM | 18.45 | 18.45 | 18.45 | 18.45 | 484.5 | 640.13
CC | 2431.87 | 3071.7 | 2523.53 | 2501.88 | 2228.12 | 2025.24
CSP | 0 | 0 | 0 | 0 | 0 | 0
CT | 11.4 | 11.4 | 11.4 | 11.4 | 0.01 | 0.01
Coal | 2048.72 | 1771.25 | 625.19 | 311.18 | 314.71 | 373.62
Geo | 222.77 | 397.62 | 770.83 | 770.83 | 770.83 | 770.83
H | 875.65 | 875.65 | 875.65 | 875.65 | 880.42 | 880.42
LFG | 67.56 | 174.47 | 285.21 | 285.21 | 285.21 | 285.21
Nuc | 1852.97 | 2184.21 | 2832.49 | 4467.51 | 6100.33 | 7313.38
PS | 112.39 | 112.39 | 112.39 | 112.39 | 112.39 | 112.39
PV | 5.73 | 5.73 | 5.73 | 5.73 | 5.5 | 5.51
PeakG | 357.64 | 510.03 | 415.2 | 466.03 | 488.61 | 488.61
PeakO | 20.3 | 25.96 | 19.9 | 19.9 | 19.9 | 19.9
ST | 48.64 | 100.68 | 115.25 | 122.74 | 310.39 | 363.95
STOG | 1068.85 | 1260.27 | 885.59 | 591.12 | 250.26 | 250.26
STWD | 58.71 | 67.96 | 59.44 | 59.44 | 59.44 | 59.44
WT | 771.26 | 1323.04 | 2238.78 | 2852.76 | 3096.31 | 3196.86
IGCC | 0 | 0 | 0 | 0 | 0 | 0
DemandResponse | 0 | 0 | 0 | 0 | 0 | 0
IGCC-CCS | 0 | 0 | 0 | 0 | 0.01 | 0.01
WT_off | 0 | 0 | 0 | 0 | 0 | 0
PseudoUnit | 0 | 0 | 0 | 0 | 0 | 0
FixedInterchange | 0 | 0 | 0 | 0 | 0 | 0
#11 | 0: Retrofit FOM Costs ($million)
Retrofit FOM Costs by Reporting Type: Entergy
ReportingType | 2015 | 2020 | 2025 | 2030 | 2035 | 2040
BM | 0 | 0 | 0 | 0 | 0 | 0
CC | 0 | 0 | 0 | 0 | 0 | 0
CSP | 0 | 0 | 0 | 0 | 0 | 0
CT | 0 | 0 | 0 | 0 | 0 | 0
Coal | 3.17 | 4.81 | 1.81 | 0 | 0 | 0
Geo | 0 | 0 | 0 | 0 | 0 | 0
H | 0 | 0 | 0 | 0 | 0 | 0
LFG | 0 | 0 | 0 | 0 | 0 | 0
Nuc | 0 | 0 | 0 | 0 | 0 | 0
PS | 0 | 0 | 0 | 0 | 0 | 0
PV | 0 | 0 | 0 | 0 | 0 | 0
PeakG | 0 | 0 | 0 | 0 | 0 | 0
PeakO | 0 | 0 | 0 | 0 | 0 | 0
ST | 0 | 0 | 0 | 0 | 0 | 0
STOG | 0 | 0 | 0 | 0 | 0 | 0
STWD | 0 | 0 | 0 | 0 | 0 | 0
WT | 0 | 0 | 0 | 0 | 0 | 0
IGCC | 0 | 0 | 0 | 0 | 0 | 0
DemandResponse | 0 | 0 | 0 | 0 | 0 | 0
IGCC-CCS | 0 | 0 | 0 | 0 | 0 | 0
WT_off | 0 | 0 | 0 | 0 | 0 | 0
PseudoUnit | 0 | 0 | 0 | 0 | 0 | 0
FixedInterchange | 0 | 0 | 0 | 0 | 0 | 0
Retrofit FOM Costs by Reporting Type: FRCC
ReportingType | 2015 | 2020 | 2025 | 2030 | 2035 | 2040
BM | 0 | 0 | 0 | 0 | 0 | 0
CC | 0 | 0 | 0 | 0 | 0 | 0
CSP | 0 | 0 | 0 | 0 | 0 | 0
CT | 0 | 0 | 0 | 0 | 0 | 0
Coal | 9.26 | 9.82 | 0.03 | 0.03 | 0.03 | 0.03
Geo | 0 | 0 | 0 | 0 | 0 | 0
H | 0 | 0 | 0 | 0 | 0 | 0
LFG | 0 | 0 | 0 | 0 | 0 | 0
Nuc | 0 | 0 | 0 | 0 | 0 | 0
PS | 0 | 0 | 0 | 0 | 0 | 0
PV | 0 | 0 | 0 | 0 | 0 | 0
PeakG | 0 | 0 | 0 | 0 | 0 | 0
PeakO | 0 | 0 | 0 | 0 | 0 | 0
ST | 0 | 0 | 0 | 0 | 0 | 0
STOG | 0 | 0 | 0 | 0 | 0 | 0
STWD | 0 | 0 | 0 | 0 | 0 | 0
WT | 0 | 0 | 0 | 0 | 0 | 0
IGCC | 0 | 0 | 0 | 0 | 0 | 0
DemandResponse | 0 | 0 | 0 | 0 | 0 | 0
IGCC-CCS | 0 | 0 | 0 | 0 | 0 | 0
WT_off | 0 | 0 | 0 | 0 | 0 | 0
PseudoUnit | 0 | 0 | 0 | 0 | 0 | 0
FixedInterchange | 0 | 0 | 0 | 0 | 0 | 0
Retrofit FOM Costs by Reporting Type: MAPP_US
ReportingType | 2015 | 2020 | 2025 | 2030 | 2035 | 2040
BM | 0 | 0 | 0 | 0 | 0 | 0
CC | 0 | 0 | 0 | 0 | 0 | 0
CSP | 0 | 0 | 0 | 0 | 0 | 0
CT | 0 | 0 | 0 | 0 | 0 | 0
Coal | 8.56 | 5.89 | 0.44 | 0.44 | 0.44 | 0.44
Geo | 0 | 0 | 0 | 0 | 0 | 0
H | 0 | 0 | 0 | 0 | 0 | 0
LFG | 0 | 0 | 0 | 0 | 0 | 0
Nuc | 0 | 0 | 0 | 0 | 0 | 0
PS | 0 | 0 | 0 | 0 | 0 | 0
PV | 0 | 0 | 0 | 0 | 0 | 0
PeakG | 0 | 0 | 0 | 0 | 0 | 0
PeakO | 0 | 0 | 0 | 0 | 0 | 0
ST | 0 | 0 | 0 | 0 | 0 | 0
STOG | 0 | 0 | 0 | 0 | 0 | 0
STWD | 0 | 0 | 0 | 0 | 0 | 0
WT | 0 | 0 | 0 | 0 | 0 | 0
IGCC | 0 | 0 | 0 | 0 | 0 | 0
DemandResponse | 0 | 0 | 0 | 0 | 0 | 0
IGCC-CCS | 0 | 0 | 0 | 0 | 0 | 0
WT_off | 0 | 0 | 0 | 0 | 0 | 0
PseudoUnit | 0 | 0 | 0 | 0 | 0 | 0
FixedInterchange | 0 | 0 | 0 | 0 | 0 | 0
Retrofit FOM Costs by Reporting Type: MISO_IN
ReportingType | 2015 | 2020 | 2025 | 2030 | 2035 | 2040
BM | 0 | 0 | 0 | 0 | 0 | 0
CC | 0 | 0 | 0 | 0 | 0 | 0
CSP | 0 | 0 | 0 | 0 | 0 | 0
CT | 0 | 0 | 0 | 0 | 0 | 0
Coal | 66.56 | 68.93 | 32.93 | 33.83 | 35.66 | 35.66
Geo | 0 | 0 | 0 | 0 | 0 | 0
H | 0 | 0 | 0 | 0 | 0 | 0
LFG | 0 | 0 | 0 | 0 | 0 | 0
Nuc | 0 | 0 | 0 | 0 | 0 | 0
PS | 0 | 0 | 0 | 0 | 0 | 0
PV | 0 | 0 | 0 | 0 | 0 | 0
PeakG | 0 | 0 | 0 | 0 | 0 | 0
PeakO | 0 | 0 | 0 | 0 | 0 | 0
ST | 0 | 0 | 0 | 0 | 0 | 0
STOG | 0 | 0 | 0 | 0 | 0 | 0
STWD | 0 | 0 | 0 | 0 | 0 | 0
WT | 0 | 0 | 0 | 0 | 0 | 0
IGCC | 0 | 0 | 0 | 0 | 0 | 0
DemandResponse | 0 | 0 | 0 | 0 | 0 | 0
IGCC-CCS | 0 | 0 | 0 | 0 | 0 | 0
WT_off | 0 | 0 | 0 | 0 | 0 | 0
PseudoUnit | 0 | 0 | 0 | 0 | 0 | 0
FixedInterchange | 0 | 0 | 0 | 0 | 0 | 0
Retrofit FOM Costs by Reporting Type: MISO_MI
ReportingType | 2015 | 2020 | 2025 | 2030 | 2035 | 2040
BM | 0 | 0 | 0 | 0 | 0 | 0
CC | 0 | 0 | 0 | 0 | 0 | 0
CSP | 0 | 0 | 0 | 0 | 0 | 0
CT | 0 | 0 | 0 | 0 | 0 | 0
Coal | 1.93 | 0.01 | 0.01 | 0.01 | 0.01 | 0.01
Geo | 0 | 0 | 0 | 0 | 0 | 0
H | 0 | 0 | 0 | 0 | 0 | 0
LFG | 0 | 0 | 0 | 0 | 0 | 0
Nuc | 0 | 0 | 0 | 0 | 0 | 0
PS | 0 | 0 | 0 | 0 | 0 | 0
PV | 0 | 0 | 0 | 0 | 0 | 0
PeakG | 0 | 0 | 0 | 0 | 0 | 0
PeakO | 0 | 0 | 0 | 0 | 0 | 0
ST | 0 | 0 | 0 | 0 | 0 | 0
STOG | 0 | 0 | 0 | 0 | 0 | 0
STWD | 0 | 0 | 0 | 0 | 0 | 0
WT | 0 | 0 | 0 | 0 | 0 | 0
IGCC | 0 | 0 | 0 | 0 | 0 | 0
DemandResponse | 0 | 0 | 0 | 0 | 0 | 0
IGCC-CCS | 0 | 0 | 0 | 0 | 0 | 0
WT_off | 0 | 0 | 0 | 0 | 0 | 0
PseudoUnit | 0 | 0 | 0 | 0 | 0 | 0
FixedInterchange | 0 | 0 | 0 | 0 | 0 | 0
Retrofit FOM Costs by Reporting Type: MISO_MO-IL
ReportingType | 2015 | 2020 | 2025 | 2030 | 2035 | 2040
BM | 0 | 0 | 0 | 0 | 0 | 0
CC | 0 | 0 | 0 | 0 | 0 | 0
CSP | 0 | 0 | 0 | 0 | 0 | 0
CT | 0 | 0 | 0 | 0 | 0 | 0
Coal | 18.69 | 17.72 | 4.21 | 4.33 | 4.62 | 4.62
Geo | 0 | 0 | 0 | 0 | 0 | 0
H | 0 | 0 | 0 | 0 | 0 | 0
LFG | 0 | 0 | 0 | 0 | 0 | 0
Nuc | 0 | 0 | 0 | 0 | 0 | 0
PS | 0 | 0 | 0 | 0 | 0 | 0
PV | 0 | 0 | 0 | 0 | 0 | 0
PeakG | 0 | 0 | 0 | 0 | 0 | 0
PeakO | 0 | 0 | 0 | 0 | 0 | 0
ST | 0 | 0 | 0 | 0 | 0 | 0
STOG | 0 | 0 | 0 | 0 | 0 | 0
STWD | 0 | 0 | 0 | 0 | 0 | 0
WT | 0 | 0 | 0 | 0 | 0 | 0
IGCC | 0 | 0 | 0 | 0 | 0 | 0
DemandResponse | 0 | 0 | 0 | 0 | 0 | 0
IGCC-CCS | 0 | 0 | 0 | 0 | 0 | 0
WT_off | 0 | 0 | 0 | 0 | 0 | 0
PseudoUnit | 0 | 0 | 0 | 0 | 0 | 0
FixedInterchange | 0 | 0 | 0 | 0 | 0 | 0
Retrofit FOM Costs by Reporting Type: MISO_W
ReportingType | 2015 | 2020 | 2025 | 2030 | 2035 | 2040
BM | 0 | 0 | 0 | 0 | 0 | 0
CC | 0 | 0 | 0 | 0 | 0 | 0
CSP | 0 | 0 | 0 | 0 | 0 | 0
CT | 0 | 0 | 0 | 0 | 0 | 0
Coal | 32.86 | 34.83 | 6.2 | 6.2 | 6.26 | 6.26
Geo | 0 | 0 | 0 | 0 | 0 | 0
H | 0 | 0 | 0 | 0 | 0 | 0
LFG | 0 | 0 | 0 | 0 | 0 | 0
Nuc | 0 | 0 | 0 | 0 | 0 | 0
PS | 0 | 0 | 0 | 0 | 0 | 0
PV | 0 | 0 | 0 | 0 | 0 | 0
PeakG | 0 | 0 | 0 | 0 | 0 | 0
PeakO | 0 | 0 | 0 | 0 | 0 | 0
ST | 0 | 0 | 0 | 0 | 0 | 0
STOG | 0 | 0 | 0 | 0 | 0 | 0
STWD | 0 | 0 | 0 | 0 | 0 | 0
WT | 0 | 0 | 0 | 0 | 0 | 0
IGCC | 0 | 0 | 0 | 0 | 0 | 0
DemandResponse | 0 | 0 | 0 | 0 | 0 | 0
IGCC-CCS | 0 | 0 | 0 | 0 | 0 | 0
WT_off | 0 | 0 | 0 | 0 | 0 | 0
PseudoUnit | 0 | 0 | 0 | 0 | 0 | 0
FixedInterchange | 0 | 0 | 0 | 0 | 0 | 0
Retrofit FOM Costs by Reporting Type: MISO_WUMS
ReportingType | 2015 | 2020 | 2025 | 2030 | 2035 | 2040
BM | 0 | 0 | 0 | 0 | 0 | 0
CC | 0 | 0 | 0 | 0 | 0 | 0
CSP | 0 | 0 | 0 | 0 | 0 | 0
CT | 0 | 0 | 0 | 0 | 0 | 0
Coal | 23.14 | 7.38 | 7.22 | 7.3 | 7.66 | 7.88
Geo | 0 | 0 | 0 | 0 | 0 | 0
H | 0 | 0 | 0 | 0 | 0 | 0
LFG | 0 | 0 | 0 | 0 | 0 | 0
Nuc | 0 | 0 | 0 | 0 | 0 | 0
PS | 0 | 0 | 0 | 0 | 0 | 0
PV | 0 | 0 | 0 | 0 | 0 | 0
PeakG | 0 | 0 | 0 | 0 | 0 | 0
PeakO | 0 | 0 | 0 | 0 | 0 | 0
ST | 0 | 0 | 0 | 0 | 0 | 0
STOG | 0 | 0 | 0 | 0 | 0 | 0
STWD | 0 | 0 | 0 | 0 | 0 | 0
WT | 0 | 0 | 0 | 0 | 0 | 0
IGCC | 0 | 0 | 0 | 0 | 0 | 0
DemandResponse | 0 | 0 | 0 | 0 | 0 | 0
IGCC-CCS | 0 | 0 | 0 | 0 | 0 | 0
WT_off | 0 | 0 | 0 | 0 | 0 | 0
PseudoUnit | 0 | 0 | 0 | 0 | 0 | 0
FixedInterchange | 0 | 0 | 0 | 0 | 0 | 0
Retrofit FOM Costs by Reporting Type: Nebraska
ReportingType | 2015 | 2020 | 2025 | 2030 | 2035 | 2040
BM | 0 | 0 | 0 | 0 | 0 | 0
CC | 0 | 0 | 0 | 0 | 0 | 0
CSP | 0 | 0 | 0 | 0 | 0 | 0
CT | 0 | 0 | 0 | 0 | 0 | 0
Coal | 4.88 | 4.99 | 5.27 | 5.27 | 5.42 | 5.42
Geo | 0 | 0 | 0 | 0 | 0 | 0
H | 0 | 0 | 0 | 0 | 0 | 0
LFG | 0 | 0 | 0 | 0 | 0 | 0
Nuc | 0 | 0 | 0 | 0 | 0 | 0
PS | 0 | 0 | 0 | 0 | 0 | 0
PV | 0 | 0 | 0 | 0 | 0 | 0
PeakG | 0 | 0 | 0 | 0 | 0 | 0
PeakO | 0 | 0 | 0 | 0 | 0 | 0
ST | 0 | 0 | 0 | 0 | 0 | 0
STOG | 0 | 0 | 0 | 0 | 0 | 0
STWD | 0 | 0 | 0 | 0 | 0 | 0
WT | 0 | 0 | 0 | 0 | 0 | 0
IGCC | 0 | 0 | 0 | 0 | 0 | 0
DemandResponse | 0 | 0 | 0 | 0 | 0 | 0
IGCC-CCS | 0 | 0 | 0 | 0 | 0 | 0
WT_off | 0 | 0 | 0 | 0 | 0 | 0
PseudoUnit | 0 | 0 | 0 | 0 | 0 | 0
FixedInterchange | 0 | 0 | 0 | 0 | 0 | 0
Retrofit FOM Costs by Reporting Type: NEISO
ReportingType | 2015 | 2020 | 2025 | 2030 | 2035 | 2040
BM | 0 | 0 | 0 | 0 | 0 | 0
CC | 0 | 0 | 0 | 0 | 0 | 0
CSP | 0 | 0 | 0 | 0 | 0 | 0
CT | 0 | 0 | 0 | 0 | 0 | 0
Coal | 4.16 | 0.06 | 0.06 | 0.05 | 0.05 | 0.05
Geo | 0 | 0 | 0 | 0 | 0 | 0
H | 0 | 0 | 0 | 0 | 0 | 0
LFG | 0 | 0 | 0 | 0 | 0 | 0
Nuc | 0 | 0 | 0 | 0 | 0 | 0
PS | 0 | 0 | 0 | 0 | 0 | 0
PV | 0 | 0 | 0 | 0 | 0 | 0
PeakG | 0 | 0 | 0 | 0 | 0 | 0
PeakO | 0 | 0 | 0 | 0 | 0 | 0
ST | 0 | 0 | 0 | 0 | 0 | 0
STOG | 0 | 0 | 0 | 0 | 0 | 0
STWD | 0 | 0 | 0 | 0 | 0 | 0
WT | 0 | 0 | 0 | 0 | 0 | 0
IGCC | 0 | 0 | 0 | 0 | 0 | 0
DemandResponse | 0 | 0 | 0 | 0 | 0 | 0
IGCC-CCS | 0 | 0 | 0 | 0 | 0 | 0
WT_off | 0 | 0 | 0 | 0 | 0 | 0
PseudoUnit | 0 | 0 | 0 | 0 | 0 | 0
FixedInterchange | 0 | 0 | 0 | 0 | 0 | 0
Retrofit FOM Costs by Reporting Type: NonRTO_Midwest
ReportingType | 2015 | 2020 | 2025 | 2030 | 2035 | 2040
BM | 0 | 0 | 0 | 0 | 0 | 0
CC | 0 | 0 | 0 | 0 | 0 | 0
CSP | 0 | 0 | 0 | 0 | 0 | 0
CT | 0 | 0 | 0 | 0 | 0 | 0
Coal | 67.94 | 46.08 | 37.09 | 18.01 | 18.58 | 18.58
Geo | 0 | 0 | 0 | 0 | 0 | 0
H | 0 | 0 | 0 | 0 | 0 | 0
LFG | 0 | 0 | 0 | 0 | 0 | 0
Nuc | 0 | 0 | 0 | 0 | 0 | 0
PS | 0 | 0 | 0 | 0 | 0 | 0
PV | 0 | 0 | 0 | 0 | 0 | 0
PeakG | 0 | 0 | 0 | 0 | 0 | 0
PeakO | 0 | 0 | 0 | 0 | 0 | 0
ST | 0 | 0 | 0 | 0 | 0 | 0
STOG | 0 | 0 | 0 | 0 | 0 | 0
STWD | 0 | 0 | 0 | 0 | 0 | 0
WT | 0 | 0 | 0 | 0 | 0 | 0
IGCC | 0 | 0 | 0 | 0 | 0 | 0
DemandResponse | 0 | 0 | 0 | 0 | 0 | 0
IGCC-CCS | 0 | 0 | 0 | 0 | 0 | 0
WT_off | 0 | 0 | 0 | 0 | 0 | 0
PseudoUnit | 0 | 0 | 0 | 0 | 0 | 0
FixedInterchange | 0 | 0 | 0 | 0 | 0 | 0
Retrofit FOM Costs by Reporting Type: NYISO_A-F
ReportingType | 2015 | 2020 | 2025 | 2030 | 2035 | 2040
BM | 0 | 0 | 0 | 0 | 0 | 0
CC | 0 | 0 | 0 | 0 | 0 | 0
CSP | 0 | 0 | 0 | 0 | 0 | 0
CT | 0 | 0 | 0 | 0 | 0 | 0
Coal | 0 | 0 | 0 | 0 | 0 | 0
Geo | 0 | 0 | 0 | 0 | 0 | 0
H | 0 | 0 | 0 | 0 | 0 | 0
LFG | 0 | 0 | 0 | 0 | 0 | 0
Nuc | 0 | 0 | 0 | 0 | 0 | 0
PS | 0 | 0 | 0 | 0 | 0 | 0
PV | 0 | 0 | 0 | 0 | 0 | 0
PeakG | 0 | 0 | 0 | 0 | 0 | 0
PeakO | 0 | 0 | 0 | 0 | 0 | 0
ST | 0 | 0 | 0 | 0 | 0 | 0
STOG | 0 | 0 | 0 | 0 | 0 | 0
STWD | 0 | 0 | 0 | 0 | 0 | 0
WT | 0 | 0 | 0 | 0 | 0 | 0
IGCC | 0 | 0 | 0 | 0 | 0 | 0
DemandResponse | 0 | 0 | 0 | 0 | 0 | 0
IGCC-CCS | 0 | 0 | 0 | 0 | 0 | 0
WT_off | 0 | 0 | 0 | 0 | 0 | 0
PseudoUnit | 0 | 0 | 0 | 0 | 0 | 0
FixedInterchange | 0 | 0 | 0 | 0 | 0 | 0
Retrofit FOM Costs by Reporting Type: NYISO_G-I
ReportingType | 2015 | 2020 | 2025 | 2030 | 2035 | 2040
BM | 0 | 0 | 0 | 0 | 0 | 0
CC | 0 | 0 | 0 | 0 | 0 | 0
CSP | 0 | 0 | 0 | 0 | 0 | 0
CT | 0 | 0 | 0 | 0 | 0 | 0
Coal | 0 | 0 | 0 | 0 | 0 | 0
Geo | 0 | 0 | 0 | 0 | 0 | 0
H | 0 | 0 | 0 | 0 | 0 | 0
LFG | 0 | 0 | 0 | 0 | 0 | 0
Nuc | 0 | 0 | 0 | 0 | 0 | 0
PS | 0 | 0 | 0 | 0 | 0 | 0
PV | 0 | 0 | 0 | 0 | 0 | 0
PeakG | 0 | 0 | 0 | 0 | 0 | 0
PeakO | 0 | 0 | 0 | 0 | 0 | 0
ST | 0 | 0 | 0 | 0 | 0 | 0
STOG | 0 | 0 | 0 | 0 | 0 | 0
STWD | 0 | 0 | 0 | 0 | 0 | 0
WT | 0 | 0 | 0 | 0 | 0 | 0
IGCC | 0 | 0 | 0 | 0 | 0 | 0
DemandResponse | 0 | 0 | 0 | 0 | 0 | 0
IGCC-CCS | 0 | 0 | 0 | 0 | 0 | 0
WT_off | 0 | 0 | 0 | 0 | 0 | 0
PseudoUnit | 0 | 0 | 0 | 0 | 0 | 0
FixedInterchange | 0 | 0 | 0 | 0 | 0 | 0
Retrofit FOM Costs by Reporting Type: NYISO_J-K
ReportingType | 2015 | 2020 | 2025 | 2030 | 2035 | 2040
BM | 0 | 0 | 0 | 0 | 0 | 0
CC | 0 | 0 | 0 | 0 | 0 | 0
CSP | 0 | 0 | 0 | 0 | 0 | 0
CT | 0 | 0 | 0 | 0 | 0 | 0
Coal | 0 | 0 | 0 | 0 | 0 | 0
Geo | 0 | 0 | 0 | 0 | 0 | 0
H | 0 | 0 | 0 | 0 | 0 | 0
LFG | 0 | 0 | 0 | 0 | 0 | 0
Nuc | 0 | 0 | 0 | 0 | 0 | 0
PS | 0 | 0 | 0 | 0 | 0 | 0
PV | 0 | 0 | 0 | 0 | 0 | 0
PeakG | 0 | 0 | 0 | 0 | 0 | 0
PeakO | 0 | 0 | 0 | 0 | 0 | 0
ST | 0 | 0 | 0 | 0 | 0 | 0
STOG | 0 | 0 | 0 | 0 | 0 | 0
STWD | 0 | 0 | 0 | 0 | 0 | 0
WT | 0 | 0 | 0 | 0 | 0 | 0
IGCC | 0 | 0 | 0 | 0 | 0 | 0
DemandResponse | 0 | 0 | 0 | 0 | 0 | 0
IGCC-CCS | 0 | 0 | 0 | 0 | 0 | 0
WT_off | 0 | 0 | 0 | 0 | 0 | 0
PseudoUnit | 0 | 0 | 0 | 0 | 0 | 0
FixedInterchange | 0 | 0 | 0 | 0 | 0 | 0
Retrofit FOM Costs by Reporting Type: PJM_E
ReportingType | 2015 | 2020 | 2025 | 2030 | 2035 | 2040
BM | 0 | 0 | 0 | 0 | 0 | 0
CC | 0 | 0 | 0 | 0 | 0 | 0
CSP | 0 | 0 | 0 | 0 | 0 | 0
CT | 0 | 0 | 0 | 0 | 0 | 0
Coal | 2.35 | 1.28 | 1.28 | 1.28 | 1.38 | 1.55
Geo | 0 | 0 | 0 | 0 | 0 | 0
H | 0 | 0 | 0 | 0 | 0 | 0
LFG | 0 | 0 | 0 | 0 | 0 | 0
Nuc | 0 | 0 | 0 | 0 | 0 | 0
PS | 0 | 0 | 0 | 0 | 0 | 0
PV | 0 | 0 | 0 | 0 | 0 | 0
PeakG | 0 | 0 | 0 | 0 | 0 | 0
PeakO | 0 | 0 | 0 | 0 | 0 | 0
ST | 0 | 0 | 0 | 0 | 0 | 0
STOG | 0 | 0 | 0 | 0 | 0 | 0
STWD | 0 | 0 | 0 | 0 | 0 | 0
WT | 0 | 0 | 0 | 0 | 0 | 0
IGCC | 0 | 0 | 0 | 0 | 0 | 0
DemandResponse | 0 | 0 | 0 | 0 | 0 | 0
IGCC-CCS | 0 | 0 | 0 | 0 | 0 | 0
WT_off | 0 | 0 | 0 | 0 | 0 | 0
PseudoUnit | 0 | 0 | 0 | 0 | 0 | 0
FixedInterchange | 0 | 0 | 0 | 0 | 0 | 0
Retrofit FOM Costs by Reporting Type: PJM_ROM
ReportingType | 2015 | 2020 | 2025 | 2030 | 2035 | 2040
BM | 0 | 0 | 0 | 0 | 0 | 0
CC | 0 | 0 | 0 | 0 | 0 | 0
CSP | 0 | 0 | 0 | 0 | 0 | 0
CT | 0 | 0 | 0 | 0 | 0 | 0
Coal | 8.24 | 6.73 | 6.2 | 6.2 | 6.44 | 6.57
Geo | 0 | 0 | 0 | 0 | 0 | 0
H | 0 | 0 | 0 | 0 | 0 | 0
LFG | 0 | 0 | 0 | 0 | 0 | 0
Nuc | 0 | 0 | 0 | 0 | 0 | 0
PS | 0 | 0 | 0 | 0 | 0 | 0
PV | 0 | 0 | 0 | 0 | 0 | 0
PeakG | 0 | 0 | 0 | 0 | 0 | 0
PeakO | 0 | 0 | 0 | 0 | 0 | 0
ST | 0 | 0 | 0 | 0 | 0 | 0
STOG | 0 | 0 | 0 | 0 | 0 | 0
STWD | 0 | 0 | 0 | 0 | 0 | 0
WT | 0 | 0 | 0 | 0 | 0 | 0
IGCC | 0 | 0 | 0 | 0 | 0 | 0
DemandResponse | 0 | 0 | 0 | 0 | 0 | 0
IGCC-CCS | 0 | 0 | 0 | 0 | 0 | 0
WT_off | 0 | 0 | 0 | 0 | 0 | 0
PseudoUnit | 0 | 0 | 0 | 0 | 0 | 0
FixedInterchange | 0 | 0 | 0 | 0 | 0 | 0
Retrofit FOM Costs by Reporting Type: PJM_ROR
ReportingType | 2015 | 2020 | 2025 | 2030 | 2035 | 2040
BM | 0 | 0 | 0 | 0 | 0 | 0
CC | 0 | 0 | 0 | 0 | 0 | 0
CSP | 0 | 0 | 0 | 0 | 0 | 0
CT | 0 | 0 | 0 | 0 | 0 | 0
Coal | 152.45 | 152.99 | 64.23 | 66.06 | 70.15 | 70.22
Geo | 0 | 0 | 0 | 0 | 0 | 0
H | 0 | 0 | 0 | 0 | 0 | 0
LFG | 0 | 0 | 0 | 0 | 0 | 0
Nuc | 0 | 0 | 0 | 0 | 0 | 0
PS | 0 | 0 | 0 | 0 | 0 | 0
PV | 0 | 0 | 0 | 0 | 0 | 0
PeakG | 0 | 0 | 0 | 0 | 0 | 0
PeakO | 0 | 0 | 0 | 0 | 0 | 0
ST | 0 | 0 | 0 | 0 | 0 | 0
STOG | 0 | 0 | 0 | 0 | 0 | 0
STWD | 0 | 0 | 0 | 0 | 0 | 0
WT | 0 | 0 | 0 | 0 | 0 | 0
IGCC | 0 | 0 | 0 | 0 | 0 | 0
DemandResponse | 0 | 0 | 0 | 0 | 0 | 0
IGCC-CCS | 0 | 0 | 0 | 0 | 0 | 0
WT_off | 0 | 0 | 0 | 0 | 0 | 0
PseudoUnit | 0 | 0 | 0 | 0 | 0 | 0
FixedInterchange | 0 | 0 | 0 | 0 | 0 | 0
Retrofit FOM Costs by Reporting Type: SOCO
ReportingType | 2015 | 2020 | 2025 | 2030 | 2035 | 2040
BM | 0 | 0 | 0 | 0 | 0 | 0
CC | 0 | 0 | 0 | 0 | 0 | 0
CSP | 0 | 0 | 0 | 0 | 0 | 0
CT | 0 | 0 | 0 | 0 | 0 | 0
Coal | 52.63 | 35.12 | 19.45 | 19.72 | 19.72 | 19.72
Geo | 0 | 0 | 0 | 0 | 0 | 0
H | 0 | 0 | 0 | 0 | 0 | 0
LFG | 0 | 0 | 0 | 0 | 0 | 0
Nuc | 0 | 0 | 0 | 0 | 0 | 0
PS | 0 | 0 | 0 | 0 | 0 | 0
PV | 0 | 0 | 0 | 0 | 0 | 0
PeakG | 0 | 0 | 0 | 0 | 0 | 0
PeakO | 0 | 0 | 0 | 0 | 0 | 0
ST | 0 | 0 | 0 | 0 | 0 | 0
STOG | 0 | 0 | 0 | 0 | 0 | 0
STWD | 0 | 0 | 0 | 0 | 0 | 0
WT | 0 | 0 | 0 | 0 | 0 | 0
IGCC | 0 | 0 | 0 | 0 | 0 | 0
DemandResponse | 0 | 0 | 0 | 0 | 0 | 0
IGCC-CCS | 0 | 0 | 0 | 0 | 0 | 0
WT_off | 0 | 0 | 0 | 0 | 0 | 0
PseudoUnit | 0 | 0 | 0 | 0 | 0 | 0
FixedInterchange | 0 | 0 | 0 | 0 | 0 | 0
Retrofit FOM Costs by Reporting Type: SPP_N
ReportingType | 2015 | 2020 | 2025 | 2030 | 2035 | 2040
BM | 0 | 0 | 0 | 0 | 0 | 0
CC | 0 | 0 | 0 | 0 | 0 | 0
CSP | 0 | 0 | 0 | 0 | 0 | 0
CT | 0 | 0 | 0 | 0 | 0 | 0
Coal | 35.72 | 29.94 | 0.01 | 0.01 | 0.01 | 0.01
Geo | 0 | 0 | 0 | 0 | 0 | 0
H | 0 | 0 | 0 | 0 | 0 | 0
LFG | 0 | 0 | 0 | 0 | 0 | 0
Nuc | 0 | 0 | 0 | 0 | 0 | 0
PS | 0 | 0 | 0 | 0 | 0 | 0
PV | 0 | 0 | 0 | 0 | 0 | 0
PeakG | 0 | 0 | 0 | 0 | 0 | 0
PeakO | 0 | 0 | 0 | 0 | 0 | 0
ST | 0 | 0 | 0 | 0 | 0 | 0
STOG | 0 | 0 | 0 | 0 | 0 | 0
STWD | 0 | 0 | 0 | 0 | 0 | 0
WT | 0 | 0 | 0 | 0 | 0 | 0
IGCC | 0 | 0 | 0 | 0 | 0 | 0
DemandResponse | 0 | 0 | 0 | 0 | 0 | 0
IGCC-CCS | 0 | 0 | 0 | 0 | 0 | 0
WT_off | 0 | 0 | 0 | 0 | 0 | 0
PseudoUnit | 0 | 0 | 0 | 0 | 0 | 0
FixedInterchange | 0 | 0 | 0 | 0 | 0 | 0
Retrofit FOM Costs by Reporting Type: SPP_S
ReportingType | 2015 | 2020 | 2025 | 2030 | 2035 | 2040
BM | 0 | 0 | 0 | 0 | 0 | 0
CC | 0 | 0 | 0 | 0 | 0 | 0
CSP | 0 | 0 | 0 | 0 | 0 | 0
CT | 0 | 0 | 0 | 0 | 0 | 0
Coal | 15.96 | 19.16 | 0.01 | 0.01 | 0.01 | 0.01
Geo | 0 | 0 | 0 | 0 | 0 | 0
H | 0 | 0 | 0 | 0 | 0 | 0
LFG | 0 | 0 | 0 | 0 | 0 | 0
Nuc | 0 | 0 | 0 | 0 | 0 | 0
PS | 0 | 0 | 0 | 0 | 0 | 0
PV | 0 | 0 | 0 | 0 | 0 | 0
PeakG | 0 | 0 | 0 | 0 | 0 | 0
PeakO | 0 | 0 | 0 | 0 | 0 | 0
ST | 0 | 0 | 0 | 0 | 0 | 0
STOG | 0 | 0 | 0 | 0 | 0 | 0
STWD | 0 | 0 | 0 | 0 | 0 | 0
WT | 0 | 0 | 0 | 0 | 0 | 0
IGCC | 0 | 0 | 0 | 0 | 0 | 0
DemandResponse | 0 | 0 | 0 | 0 | 0 | 0
IGCC-CCS | 0 | 0 | 0 | 0 | 0 | 0
WT_off | 0 | 0 | 0 | 0 | 0 | 0
PseudoUnit | 0 | 0 | 0 | 0 | 0 | 0
FixedInterchange | 0 | 0 | 0 | 0 | 0 | 0
Retrofit FOM Costs by Reporting Type: TVA
ReportingType | 2015 | 2020 | 2025 | 2030 | 2035 | 2040
BM | 0 | 0 | 0 | 0 | 0 | 0
CC | 0 | 0 | 0 | 0 | 0 | 0
CSP | 0 | 0 | 0 | 0 | 0 | 0
CT | 0 | 0 | 0 | 0 | 0 | 0
Coal | 33.12 | 25.87 | 12.54 | 0.01 | 0.01 | 0.01
Geo | 0 | 0 | 0 | 0 | 0 | 0
H | 0 | 0 | 0 | 0 | 0 | 0
LFG | 0 | 0 | 0 | 0 | 0 | 0
Nuc | 0 | 0 | 0 | 0 | 0 | 0
PS | 0 | 0 | 0 | 0 | 0 | 0
PV | 0 | 0 | 0 | 0 | 0 | 0
PeakG | 0 | 0 | 0 | 0 | 0 | 0
PeakO | 0 | 0 | 0 | 0 | 0 | 0
ST | 0 | 0 | 0 | 0 | 0 | 0
STOG | 0 | 0 | 0 | 0 | 0 | 0
STWD | 0 | 0 | 0 | 0 | 0 | 0
WT | 0 | 0 | 0 | 0 | 0 | 0
IGCC | 0 | 0 | 0 | 0 | 0 | 0
DemandResponse | 0 | 0 | 0 | 0 | 0 | 0
IGCC-CCS | 0 | 0 | 0 | 0 | 0 | 0
WT_off | 0 | 0 | 0 | 0 | 0 | 0
PseudoUnit | 0 | 0 | 0 | 0 | 0 | 0
FixedInterchange | 0 | 0 | 0 | 0 | 0 | 0
Retrofit FOM Costs by Reporting Type: TVA_Transmission
ReportingType | 2015 | 2020 | 2025 | 2030 | 2035 | 2040
BM | 0 | 0 | 0 | 0 | 0 | 0
CC | 0 | 0 | 0 | 0 | 0 | 0
CSP | 0 | 0 | 0 | 0 | 0 | 0
CT | 0 | 0 | 0 | 0 | 0 | 0
Coal | 0 | 0 | 0 | 0 | 0 | 0
Geo | 0 | 0 | 0 | 0 | 0 | 0
H | 0 | 0 | 0 | 0 | 0 | 0
LFG | 0 | 0 | 0 | 0 | 0 | 0
Nuc | 0 | 0 | 0 | 0 | 0 | 0
PS | 0 | 0 | 0 | 0 | 0 | 0
PV | 0 | 0 | 0 | 0 | 0 | 0
PeakG | 0 | 0 | 0 | 0 | 0 | 0
PeakO | 0 | 0 | 0 | 0 | 0 | 0
ST | 0 | 0 | 0 | 0 | 0 | 0
STOG | 0 | 0 | 0 | 0 | 0 | 0
STWD | 0 | 0 | 0 | 0 | 0 | 0
WT | 0 | 0 | 0 | 0 | 0 | 0
IGCC | 0 | 0 | 0 | 0 | 0 | 0
DemandResponse | 0 | 0 | 0 | 0 | 0 | 0
IGCC-CCS | 0 | 0 | 0 | 0 | 0 | 0
WT_off | 0 | 0 | 0 | 0 | 0 | 0
PseudoUnit | 0 | 0 | 0 | 0 | 0 | 0
FixedInterchange | 0 | 0 | 0 | 0 | 0 | 0
Retrofit FOM Costs by Reporting Type: VACAR
ReportingType | 2015 | 2020 | 2025 | 2030 | 2035 | 2040
BM | 0 | 0 | 0 | 0 | 0 | 0
CC | 0 | 0 | 0 | 0 | 0 | 0
CSP | 0 | 0 | 0 | 0 | 0 | 0
CT | 0 | 0 | 0 | 0 | 0 | 0
Coal | 64.3 | 61.11 | 51.06 | 12.67 | 13.04 | 13.04
Geo | 0 | 0 | 0 | 0 | 0 | 0
H | 0 | 0 | 0 | 0 | 0 | 0
LFG | 0 | 0 | 0 | 0 | 0 | 0
Nuc | 0 | 0 | 0 | 0 | 0 | 0
PS | 0 | 0 | 0 | 0 | 0 | 0
PV | 0 | 0 | 0 | 0 | 0 | 0
PeakG | 0 | 0 | 0 | 0 | 0 | 0
PeakO | 0 | 0 | 0 | 0 | 0 | 0
ST | 0 | 0 | 0 | 0 | 0 | 0
STOG | 0 | 0 | 0 | 0 | 0 | 0
STWD | 0 | 0 | 0 | 0 | 0 | 0
WT | 0 | 0 | 0 | 0 | 0 | 0
IGCC | 0 | 0 | 0 | 0 | 0 | 0
DemandResponse | 0 | 0 | 0 | 0 | 0 | 0
IGCC-CCS | 0 | 0 | 0 | 0 | 0 | 0
WT_off | 0 | 0 | 0 | 0 | 0 | 0
PseudoUnit | 0 | 0 | 0 | 0 | 0 | 0
FixedInterchange | 0 | 0 | 0 | 0 | 0 | 0
Retrofit FOM Costs by Reporting Type: IESO
ReportingType | 2015 | 2020 | 2025 | 2030 | 2035 | 2040
BM | 0 | 0 | 0 | 0 | 0 | 0
CC | 0 | 0 | 0 | 0 | 0 | 0
CSP | 0 | 0 | 0 | 0 | 0 | 0
CT | 0 | 0 | 0 | 0 | 0 | 0
Coal | 0 | 0 | 0 | 0 | 0 | 0
Geo | 0 | 0 | 0 | 0 | 0 | 0
H | 0 | 0 | 0 | 0 | 0 | 0
LFG | 0 | 0 | 0 | 0 | 0 | 0
Nuc | 0 | 0 | 0 | 0 | 0 | 0
PS | 0 | 0 | 0 | 0 | 0 | 0
PV | 0 | 0 | 0 | 0 | 0 | 0
PeakG | 0 | 0 | 0 | 0 | 0 | 0
PeakO | 0 | 0 | 0 | 0 | 0 | 0
ST | 0 | 0 | 0 | 0 | 0 | 0
STOG | 0 | 0 | 0 | 0 | 0 | 0
STWD | 0 | 0 | 0 | 0 | 0 | 0
WT | 0 | 0 | 0 | 0 | 0 | 0
IGCC | 0 | 0 | 0 | 0 | 0 | 0
DemandResponse | 0 | 0 | 0 | 0 | 0 | 0
IGCC-CCS | 0 | 0 | 0 | 0 | 0 | 0
WT_off | 0 | 0 | 0 | 0 | 0 | 0
PseudoUnit | 0 | 0 | 0 | 0 | 0 | 0
FixedInterchange | 0 | 0 | 0 | 0 | 0 | 0
Retrofit FOM Costs by Reporting Type: MAPP_CA
ReportingType | 2015 | 2020 | 2025 | 2030 | 2035 | 2040
BM | 0 | 0 | 0 | 0 | 0 | 0
CC | 0 | 0 | 0 | 0 | 0 | 0
CSP | 0 | 0 | 0 | 0 | 0 | 0
CT | 0 | 0 | 0 | 0 | 0 | 0
Coal | 0 | 0 | 0 | 0 | 0 | 0
Geo | 0 | 0 | 0 | 0 | 0 | 0
H | 0 | 0 | 0 | 0 | 0 | 0
LFG | 0 | 0 | 0 | 0 | 0 | 0
Nuc | 0 | 0 | 0 | 0 | 0 | 0
PS | 0 | 0 | 0 | 0 | 0 | 0
PV | 0 | 0 | 0 | 0 | 0 | 0
PeakG | 0 | 0 | 0 | 0 | 0 | 0
PeakO | 0 | 0 | 0 | 0 | 0 | 0
ST | 0 | 0 | 0 | 0 | 0 | 0
STOG | 0 | 0 | 0 | 0 | 0 | 0
STWD | 0 | 0 | 0 | 0 | 0 | 0
WT | 0 | 0 | 0 | 0 | 0 | 0
IGCC | 0 | 0 | 0 | 0 | 0 | 0
DemandResponse | 0 | 0 | 0 | 0 | 0 | 0
IGCC-CCS | 0 | 0 | 0 | 0 | 0 | 0
WT_off | 0 | 0 | 0 | 0 | 0 | 0
PseudoUnit | 0 | 0 | 0 | 0 | 0 | 0
FixedInterchange | 0 | 0 | 0 | 0 | 0 | 0
Retrofit FOM Costs by Reporting Type: AZ_NM_SNV_Coal
ReportingType | 2015 | 2020 | 2025 | 2030 | 2035 | 2040
BM | 0 | 0 | 0 | 0 | 0 | 0
CC | 0 | 0 | 0 | 0 | 0 | 0
CSP | 0 | 0 | 0 | 0 | 0 | 0
CT | 0 | 0 | 0 | 0 | 0 | 0
Coal | 51.28 | 48.38 | 25.41 | 1.98 | 2.27 | 2.27
Geo | 0 | 0 | 0 | 0 | 0 | 0
H | 0 | 0 | 0 | 0 | 0 | 0
LFG | 0 | 0 | 0 | 0 | 0 | 0
Nuc | 0 | 0 | 0 | 0 | 0 | 0
PS | 0 | 0 | 0 | 0 | 0 | 0
PV | 0 | 0 | 0 | 0 | 0 | 0
PeakG | 0 | 0 | 0 | 0 | 0 | 0
PeakO | 0 | 0 | 0 | 0 | 0 | 0
ST | 0 | 0 | 0 | 0 | 0 | 0
STOG | 0 | 0 | 0 | 0 | 0 | 0
STWD | 0 | 0 | 0 | 0 | 0 | 0
WT | 0 | 0 | 0 | 0 | 0 | 0
IGCC | 0 | 0 | 0 | 0 | 0 | 0
DemandResponse | 0 | 0 | 0 | 0 | 0 | 0
IGCC-CCS | 0 | 0 | 0 | 0 | 0 | 0
WT_off | 0 | 0 | 0 | 0 | 0 | 0
PseudoUnit | 0 | 0 | 0 | 0 | 0 | 0
FixedInterchange | 0 | 0 | 0 | 0 | 0 | 0
Retrofit FOM Costs by Reporting Type: AZ_NM_SNV_Gas
ReportingType | 2015 | 2020 | 2025 | 2030 | 2035 | 2040
BM | 0 | 0 | 0 | 0 | 0 | 0
CC | 0 | 0 | 0 | 0 | 0 | 0
CSP | 0 | 0 | 0 | 0 | 0 | 0
CT | 0 | 0 | 0 | 0 | 0 | 0
Coal | 0 | 0 | 0 | 0 | 0 | 0
Geo | 0 | 0 | 0 | 0 | 0 | 0
H | 0 | 0 | 0 | 0 | 0 | 0
LFG | 0 | 0 | 0 | 0 | 0 | 0
Nuc | 0 | 0 | 0 | 0 | 0 | 0
PS | 0 | 0 | 0 | 0 | 0 | 0
PV | 0 | 0 | 0 | 0 | 0 | 0
PeakG | 0 | 0 | 0 | 0 | 0 | 0
PeakO | 0 | 0 | 0 | 0 | 0 | 0
ST | 0 | 0 | 0 | 0 | 0 | 0
STOG | 0 | 0 | 0 | 0 | 0 | 0
STWD | 0 | 0 | 0 | 0 | 0 | 0
WT | 0 | 0 | 0 | 0 | 0 | 0
IGCC | 0 | 0 | 0 | 0 | 0 | 0
DemandResponse | 0 | 0 | 0 | 0 | 0 | 0
IGCC-CCS | 0 | 0 | 0 | 0 | 0 | 0
WT_off | 0 | 0 | 0 | 0 | 0 | 0
PseudoUnit | 0 | 0 | 0 | 0 | 0 | 0
FixedInterchange | 0 | 0 | 0 | 0 | 0 | 0
Retrofit FOM Costs by Reporting Type: AZ_NM_SNV_NucRenew
ReportingType | 2015 | 2020 | 2025 | 2030 | 2035 | 2040
BM | 0 | 0 | 0 | 0 | 0 | 0
CC | 0 | 0 | 0 | 0 | 0 | 0
CSP | 0 | 0 | 0 | 0 | 0 | 0
CT | 0 | 0 | 0 | 0 | 0 | 0
Coal | 0 | 0 | 0 | 0 | 0 | 0
Geo | 0 | 0 | 0 | 0 | 0 | 0
H | 0 | 0 | 0 | 0 | 0 | 0
LFG | 0 | 0 | 0 | 0 | 0 | 0
Nuc | 0 | 0 | 0 | 0 | 0 | 0
PS | 0 | 0 | 0 | 0 | 0 | 0
PV | 0 | 0 | 0 | 0 | 0 | 0
PeakG | 0 | 0 | 0 | 0 | 0 | 0
PeakO | 0 | 0 | 0 | 0 | 0 | 0
ST | 0 | 0 | 0 | 0 | 0 | 0
STOG | 0 | 0 | 0 | 0 | 0 | 0
STWD | 0 | 0 | 0 | 0 | 0 | 0
WT | 0 | 0 | 0 | 0 | 0 | 0
IGCC | 0 | 0 | 0 | 0 | 0 | 0
DemandResponse | 0 | 0 | 0 | 0 | 0 | 0
IGCC-CCS | 0 | 0 | 0 | 0 | 0 | 0
WT_off | 0 | 0 | 0 | 0 | 0 | 0
PseudoUnit | 0 | 0 | 0 | 0 | 0 | 0
FixedInterchange | 0 | 0 | 0 | 0 | 0 | 0
Retrofit FOM Costs by Reporting Type: ERCOT
ReportingType | 2015 | 2020 | 2025 | 2030 | 2035 | 2040
BM | 0 | 0 | 0 | 0 | 0 | 0
CC | 0 | 0 | 0 | 0 | 0 | 0
CSP | 0 | 0 | 0 | 0 | 0 | 0
CT | 0 | 0 | 0 | 0 | 0 | 0
Coal | 19.63 | 19.07 | 19.57 | 19.96 | 20.22 | 20.22
Geo | 0 | 0 | 0 | 0 | 0 | 0
H | 0 | 0 | 0 | 0 | 0 | 0
LFG | 0 | 0 | 0 | 0 | 0 | 0
Nuc | 0 | 0 | 0 | 0 | 0 | 0
PS | 0 | 0 | 0 | 0 | 0 | 0
PV | 0 | 0 | 0 | 0 | 0 | 0
PeakG | 0 | 0 | 0 | 0 | 0 | 0
PeakO | 0 | 0 | 0 | 0 | 0 | 0
ST | 0 | 0 | 0 | 0 | 0 | 0
STOG | 0 | 0 | 0 | 0 | 0 | 0
STWD | 0 | 0 | 0 | 0 | 0 | 0
WT | 0 | 0 | 0 | 0 | 0 | 0
IGCC | 0 | 0 | 0 | 0 | 0 | 0
DemandResponse | 0 | 0 | 0 | 0 | 0 | 0
IGCC-CCS | 0 | 0 | 0 | 0 | 0 | 0
WT_off | 0 | 0 | 0 | 0 | 0 | 0
PseudoUnit | 0 | 0 | 0 | 0 | 0 | 0
FixedInterchange | 0 | 0 | 0 | 0 | 0 | 0
Retrofit FOM Costs by Reporting Type: NP15
ReportingType | 2015 | 2020 | 2025 | 2030 | 2035 | 2040
BM | 0 | 0 | 0 | 0 | 0 | 0
CC | 0 | 0 | 0 | 0 | 0 | 0
CSP | 0 | 0 | 0 | 0 | 0 | 0
CT | 0 | 0 | 0 | 0 | 0 | 0
Coal | 0.19 | 0 | 0 | 0 | 0 | 0
Geo | 0 | 0 | 0 | 0 | 0 | 0
H | 0 | 0 | 0 | 0 | 0 | 0
LFG | 0 | 0 | 0 | 0 | 0 | 0
Nuc | 0 | 0 | 0 | 0 | 0 | 0
PS | 0 | 0 | 0 | 0 | 0 | 0
PV | 0 | 0 | 0 | 0 | 0 | 0
PeakG | 0 | 0 | 0 | 0 | 0 | 0
PeakO | 0 | 0 | 0 | 0 | 0 | 0
ST | 0 | 0 | 0 | 0 | 0 | 0
STOG | 0 | 0 | 0 | 0 | 0 | 0
STWD | 0 | 0 | 0 | 0 | 0 | 0
WT | 0 | 0 | 0 | 0 | 0 | 0
IGCC | 0 | 0 | 0 | 0 | 0 | 0
DemandResponse | 0 | 0 | 0 | 0 | 0 | 0
IGCC-CCS | 0 | 0 | 0 | 0 | 0 | 0
WT_off | 0 | 0 | 0 | 0 | 0 | 0
PseudoUnit | 0 | 0 | 0 | 0 | 0 | 0
FixedInterchange | 0 | 0 | 0 | 0 | 0 | 0
Retrofit FOM Costs by Reporting Type: NWPP_Coal
ReportingType | 2015 | 2020 | 2025 | 2030 | 2035 | 2040
BM | 0 | 0 | 0 | 0 | 0 | 0
CC | 0 | 0 | 0 | 0 | 0 | 0
CSP | 0 | 0 | 0 | 0 | 0 | 0
CT | 0 | 0 | 0 | 0 | 0 | 0
Coal | 37.24 | 38.15 | 0.98 | 0.98 | 0.98 | 0.98
Geo | 0 | 0 | 0 | 0 | 0 | 0
H | 0 | 0 | 0 | 0 | 0 | 0
LFG | 0 | 0 | 0 | 0 | 0 | 0
Nuc | 0 | 0 | 0 | 0 | 0 | 0
PS | 0 | 0 | 0 | 0 | 0 | 0
PV | 0 | 0 | 0 | 0 | 0 | 0
PeakG | 0 | 0 | 0 | 0 | 0 | 0
PeakO | 0 | 0 | 0 | 0 | 0 | 0
ST | 0 | 0 | 0 | 0 | 0 | 0
STOG | 0 | 0 | 0 | 0 | 0 | 0
STWD | 0 | 0 | 0 | 0 | 0 | 0
WT | 0 | 0 | 0 | 0 | 0 | 0
IGCC | 0 | 0 | 0 | 0 | 0 | 0
DemandResponse | 0 | 0 | 0 | 0 | 0 | 0
IGCC-CCS | 0 | 0 | 0 | 0 | 0 | 0
WT_off | 0 | 0 | 0 | 0 | 0 | 0
PseudoUnit | 0 | 0 | 0 | 0 | 0 | 0
FixedInterchange | 0 | 0 | 0 | 0 | 0 | 0
Retrofit FOM Costs by Reporting Type: NWPP_Gas
ReportingType | 2015 | 2020 | 2025 | 2030 | 2035 | 2040
BM | 0 | 0 | 0 | 0 | 0 | 0
CC | 0 | 0 | 0 | 0 | 0 | 0
CSP | 0 | 0 | 0 | 0 | 0 | 0
CT | 0 | 0 | 0 | 0 | 0 | 0
Coal | 0 | 0 | 0 | 0 | 0 | 0
Geo | 0 | 0 | 0 | 0 | 0 | 0
H | 0 | 0 | 0 | 0 | 0 | 0
LFG | 0 | 0 | 0 | 0 | 0 | 0
Nuc | 0 | 0 | 0 | 0 | 0 | 0
PS | 0 | 0 | 0 | 0 | 0 | 0
PV | 0 | 0 | 0 | 0 | 0 | 0
PeakG | 0 | 0 | 0 | 0 | 0 | 0
PeakO | 0 | 0 | 0 | 0 | 0 | 0
ST | 0 | 0 | 0 | 0 | 0 | 0
STOG | 0 | 0 | 0 | 0 | 0 | 0
STWD | 0 | 0 | 0 | 0 | 0 | 0
WT | 0 | 0 | 0 | 0 | 0 | 0
IGCC | 0 | 0 | 0 | 0 | 0 | 0
DemandResponse | 0 | 0 | 0 | 0 | 0 | 0
IGCC-CCS | 0 | 0 | 0 | 0 | 0 | 0
WT_off | 0 | 0 | 0 | 0 | 0 | 0
PseudoUnit | 0 | 0 | 0 | 0 | 0 | 0
FixedInterchange | 0 | 0 | 0 | 0 | 0 | 0
Retrofit FOM Costs by Reporting Type: NWPP_NucRenew
ReportingType | 2015 | 2020 | 2025 | 2030 | 2035 | 2040
BM | 0 | 0 | 0 | 0 | 0 | 0
CC | 0 | 0 | 0 | 0 | 0 | 0
CSP | 0 | 0 | 0 | 0 | 0 | 0
CT | 0 | 0 | 0 | 0 | 0 | 0
Coal | 0 | 0 | 0 | 0 | 0 | 0
Geo | 0 | 0 | 0 | 0 | 0 | 0
H | 0 | 0 | 0 | 0 | 0 | 0
LFG | 0 | 0 | 0 | 0 | 0 | 0
Nuc | 0 | 0 | 0 | 0 | 0 | 0
PS | 0 | 0 | 0 | 0 | 0 | 0
PV | 0 | 0 | 0 | 0 | 0 | 0
PeakG | 0 | 0 | 0 | 0 | 0 | 0
PeakO | 0 | 0 | 0 | 0 | 0 | 0
ST | 0 | 0 | 0 | 0 | 0 | 0
STOG | 0 | 0 | 0 | 0 | 0 | 0
STWD | 0 | 0 | 0 | 0 | 0 | 0
WT | 0 | 0 | 0 | 0 | 0 | 0
IGCC | 0 | 0 | 0 | 0 | 0 | 0
DemandResponse | 0 | 0 | 0 | 0 | 0 | 0
IGCC-CCS | 0 | 0 | 0 | 0 | 0 | 0
WT_off | 0 | 0 | 0 | 0 | 0 | 0
PseudoUnit | 0 | 0 | 0 | 0 | 0 | 0
FixedInterchange | 0 | 0 | 0 | 0 | 0 | 0
Retrofit FOM Costs by Reporting Type: RMPA
ReportingType | 2015 | 2020 | 2025 | 2030 | 2035 | 2040
BM | 0 | 0 | 0 | 0 | 0 | 0
CC | 0 | 0 | 0 | 0 | 0 | 0
CSP | 0 | 0 | 0 | 0 | 0 | 0
CT | 0 | 0 | 0 | 0 | 0 | 0
Coal | 21.06 | 22.42 | 6.93 | 6.18 | 6.17 | 6.17
Geo | 0 | 0 | 0 | 0 | 0 | 0
H | 0 | 0 | 0 | 0 | 0 | 0
LFG | 0 | 0 | 0 | 0 | 0 | 0
Nuc | 0 | 0 | 0 | 0 | 0 | 0
PS | 0 | 0 | 0 | 0 | 0 | 0
PV | 0 | 0 | 0 | 0 | 0 | 0
PeakG | 0 | 0 | 0 | 0 | 0 | 0
PeakO | 0 | 0 | 0 | 0 | 0 | 0
ST | 0 | 0 | 0 | 0 | 0 | 0
STOG | 0 | 0 | 0 | 0 | 0 | 0
STWD | 0 | 0 | 0 | 0 | 0 | 0
WT | 0 | 0 | 0 | 0 | 0 | 0
IGCC | 0 | 0 | 0 | 0 | 0 | 0
DemandResponse | 0 | 0 | 0 | 0 | 0 | 0
IGCC-CCS | 0 | 0 | 0 | 0 | 0 | 0
WT_off | 0 | 0 | 0 | 0 | 0 | 0
PseudoUnit | 0 | 0 | 0 | 0 | 0 | 0
FixedInterchange | 0 | 0 | 0 | 0 | 0 | 0
Retrofit FOM Costs by Reporting Type: SP15
ReportingType | 2015 | 2020 | 2025 | 2030 | 2035 | 2040
BM | 0 | 0 | 0 | 0 | 0 | 0
CC | 0 | 0 | 0 | 0 | 0 | 0
CSP | 0 | 0 | 0 | 0 | 0 | 0
CT | 0 | 0 | 0 | 0 | 0 | 0
Coal | 0.23 | 0.41 | 0.41 | 0 | 0 | 0
Geo | 0 | 0 | 0 | 0 | 0 | 0
H | 0 | 0 | 0 | 0 | 0 | 0
LFG | 0 | 0 | 0 | 0 | 0 | 0
Nuc | 0 | 0 | 0 | 0 | 0 | 0
PS | 0 | 0 | 0 | 0 | 0 | 0
PV | 0 | 0 | 0 | 0 | 0 | 0
PeakG | 0 | 0 | 0 | 0 | 0 | 0
PeakO | 0 | 0 | 0 | 0 | 0 | 0
ST | 0 | 0 | 0 | 0 | 0 | 0
STOG | 0 | 0 | 0 | 0 | 0 | 0
STWD | 0 | 0 | 0 | 0 | 0 | 0
WT | 0 | 0 | 0 | 0 | 0 | 0
IGCC | 0 | 0 | 0 | 0 | 0 | 0
DemandResponse | 0 | 0 | 0 | 0 | 0 | 0
IGCC-CCS | 0 | 0 | 0 | 0 | 0 | 0
WT_off | 0 | 0 | 0 | 0 | 0 | 0
PseudoUnit | 0 | 0 | 0 | 0 | 0 | 0
FixedInterchange | 0 | 0 | 0 | 0 | 0 | 0
Retrofit FOM Costs by Reporting Type: ALB
ReportingType | 2015 | 2020 | 2025 | 2030 | 2035 | 2040
BM | 0 | 0 | 0 | 0 | 0 | 0
CC | 0 | 0 | 0 | 0 | 0 | 0
CSP | 0 | 0 | 0 | 0 | 0 | 0
CT | 0 | 0 | 0 | 0 | 0 | 0
Coal | 0 | 0 | 0 | 0 | 0 | 0
Geo | 0 | 0 | 0 | 0 | 0 | 0
H | 0 | 0 | 0 | 0 | 0 | 0
LFG | 0 | 0 | 0 | 0 | 0 | 0
Nuc | 0 | 0 | 0 | 0 | 0 | 0
PS | 0 | 0 | 0 | 0 | 0 | 0
PV | 0 | 0 | 0 | 0 | 0 | 0
PeakG | 0 | 0 | 0 | 0 | 0 | 0
PeakO | 0 | 0 | 0 | 0 | 0 | 0
ST | 0 | 0 | 0 | 0 | 0 | 0
STOG | 0 | 0 | 0 | 0 | 0 | 0
STWD | 0 | 0 | 0 | 0 | 0 | 0
WT | 0 | 0 | 0 | 0 | 0 | 0
IGCC | 0 | 0 | 0 | 0 | 0 | 0
DemandResponse | 0 | 0 | 0 | 0 | 0 | 0
IGCC-CCS | 0 | 0 | 0 | 0 | 0 | 0
WT_off | 0 | 0 | 0 | 0 | 0 | 0
PseudoUnit | 0 | 0 | 0 | 0 | 0 | 0
FixedInterchange | 0 | 0 | 0 | 0 | 0 | 0
Retrofit FOM Costs by Reporting Type: BC
ReportingType | 2015 | 2020 | 2025 | 2030 | 2035 | 2040
BM | 0 | 0 | 0 | 0 | 0 | 0
CC | 0 | 0 | 0 | 0 | 0 | 0
CSP | 0 | 0 | 0 | 0 | 0 | 0
CT | 0 | 0 | 0 | 0 | 0 | 0
Coal | 0 | 0 | 0 | 0 | 0 | 0
Geo | 0 | 0 | 0 | 0 | 0 | 0
H | 0 | 0 | 0 | 0 | 0 | 0
LFG | 0 | 0 | 0 | 0 | 0 | 0
Nuc | 0 | 0 | 0 | 0 | 0 | 0
PS | 0 | 0 | 0 | 0 | 0 | 0
PV | 0 | 0 | 0 | 0 | 0 | 0
PeakG | 0 | 0 | 0 | 0 | 0 | 0
PeakO | 0 | 0 | 0 | 0 | 0 | 0
ST | 0 | 0 | 0 | 0 | 0 | 0
STOG | 0 | 0 | 0 | 0 | 0 | 0
STWD | 0 | 0 | 0 | 0 | 0 | 0
WT | 0 | 0 | 0 | 0 | 0 | 0
IGCC | 0 | 0 | 0 | 0 | 0 | 0
DemandResponse | 0 | 0 | 0 | 0 | 0 | 0
IGCC-CCS | 0 | 0 | 0 | 0 | 0 | 0
WT_off | 0 | 0 | 0 | 0 | 0 | 0
PseudoUnit | 0 | 0 | 0 | 0 | 0 | 0
FixedInterchange | 0 | 0 | 0 | 0 | 0 | 0
Retrofit FOM Costs by Reporting Type: HQ_IESO
ReportingType | 2015 | 2020 | 2025 | 2030 | 2035 | 2040
BM | 0 | 0 | 0 | 0 | 0 | 0
CC | 0 | 0 | 0 | 0 | 0 | 0
CSP | 0 | 0 | 0 | 0 | 0 | 0
CT | 0 | 0 | 0 | 0 | 0 | 0
Coal | 0 | 0 | 0 | 0 | 0 | 0
Geo | 0 | 0 | 0 | 0 | 0 | 0
H | 0 | 0 | 0 | 0 | 0 | 0
LFG | 0 | 0 | 0 | 0 | 0 | 0
Nuc | 0 | 0 | 0 | 0 | 0 | 0
PS | 0 | 0 | 0 | 0 | 0 | 0
PV | 0 | 0 | 0 | 0 | 0 | 0
PeakG | 0 | 0 | 0 | 0 | 0 | 0
PeakO | 0 | 0 | 0 | 0 | 0 | 0
ST | 0 | 0 | 0 | 0 | 0 | 0
STOG | 0 | 0 | 0 | 0 | 0 | 0
STWD | 0 | 0 | 0 | 0 | 0 | 0
WT | 0 | 0 | 0 | 0 | 0 | 0
IGCC | 0 | 0 | 0 | 0 | 0 | 0
DemandResponse | 0 | 0 | 0 | 0 | 0 | 0
IGCC-CCS | 0 | 0 | 0 | 0 | 0 | 0
WT_off | 0 | 0 | 0 | 0 | 0 | 0
PseudoUnit | 0 | 0 | 0 | 0 | 0 | 0
FixedInterchange | 0 | 0 | 0 | 0 | 0 | 0
Retrofit FOM Costs by Reporting Type: HQ_NEISO
ReportingType | 2015 | 2020 | 2025 | 2030 | 2035 | 2040
BM | 0 | 0 | 0 | 0 | 0 | 0
CC | 0 | 0 | 0 | 0 | 0 | 0
CSP | 0 | 0 | 0 | 0 | 0 | 0
CT | 0 | 0 | 0 | 0 | 0 | 0
Coal | 0 | 0 | 0 | 0 | 0 | 0
Geo | 0 | 0 | 0 | 0 | 0 | 0
H | 0 | 0 | 0 | 0 | 0 | 0
LFG | 0 | 0 | 0 | 0 | 0 | 0
Nuc | 0 | 0 | 0 | 0 | 0 | 0
PS | 0 | 0 | 0 | 0 | 0 | 0
PV | 0 | 0 | 0 | 0 | 0 | 0
PeakG | 0 | 0 | 0 | 0 | 0 | 0
PeakO | 0 | 0 | 0 | 0 | 0 | 0
ST | 0 | 0 | 0 | 0 | 0 | 0
STOG | 0 | 0 | 0 | 0 | 0 | 0
STWD | 0 | 0 | 0 | 0 | 0 | 0
WT | 0 | 0 | 0 | 0 | 0 | 0
IGCC | 0 | 0 | 0 | 0 | 0 | 0
DemandResponse | 0 | 0 | 0 | 0 | 0 | 0
IGCC-CCS | 0 | 0 | 0 | 0 | 0 | 0
WT_off | 0 | 0 | 0 | 0 | 0 | 0
PseudoUnit | 0 | 0 | 0 | 0 | 0 | 0
FixedInterchange | 0 | 0 | 0 | 0 | 0 | 0
Retrofit FOM Costs by Reporting Type: HQ_NY
ReportingType | 2015 | 2020 | 2025 | 2030 | 2035 | 2040
BM | 0 | 0 | 0 | 0 | 0 | 0
CC | 0 | 0 | 0 | 0 | 0 | 0
CSP | 0 | 0 | 0 | 0 | 0 | 0
CT | 0 | 0 | 0 | 0 | 0 | 0
Coal | 0 | 0 | 0 | 0 | 0 | 0
Geo | 0 | 0 | 0 | 0 | 0 | 0
H | 0 | 0 | 0 | 0 | 0 | 0
LFG | 0 | 0 | 0 | 0 | 0 | 0
Nuc | 0 | 0 | 0 | 0 | 0 | 0
PS | 0 | 0 | 0 | 0 | 0 | 0
PV | 0 | 0 | 0 | 0 | 0 | 0
PeakG | 0 | 0 | 0 | 0 | 0 | 0
PeakO | 0 | 0 | 0 | 0 | 0 | 0
ST | 0 | 0 | 0 | 0 | 0 | 0
STOG | 0 | 0 | 0 | 0 | 0 | 0
STWD | 0 | 0 | 0 | 0 | 0 | 0
WT | 0 | 0 | 0 | 0 | 0 | 0
IGCC | 0 | 0 | 0 | 0 | 0 | 0
DemandResponse | 0 | 0 | 0 | 0 | 0 | 0
IGCC-CCS | 0 | 0 | 0 | 0 | 0 | 0
WT_off | 0 | 0 | 0 | 0 | 0 | 0
PseudoUnit | 0 | 0 | 0 | 0 | 0 | 0
FixedInterchange | 0 | 0 | 0 | 0 | 0 | 0
Retrofit FOM Costs by Reporting Type: MARITIMES
ReportingType | 2015 | 2020 | 2025 | 2030 | 2035 | 2040
BM | 0 | 0 | 0 | 0 | 0 | 0
CC | 0 | 0 | 0 | 0 | 0 | 0
CSP | 0 | 0 | 0 | 0 | 0 | 0
CT | 0 | 0 | 0 | 0 | 0 | 0
Coal | 0 | 0 | 0 | 0 | 0 | 0
Geo | 0 | 0 | 0 | 0 | 0 | 0
H | 0 | 0 | 0 | 0 | 0 | 0
LFG | 0 | 0 | 0 | 0 | 0 | 0
Nuc | 0 | 0 | 0 | 0 | 0 | 0
PS | 0 | 0 | 0 | 0 | 0 | 0
PV | 0 | 0 | 0 | 0 | 0 | 0
PeakG | 0 | 0 | 0 | 0 | 0 | 0
PeakO | 0 | 0 | 0 | 0 | 0 | 0
ST | 0 | 0 | 0 | 0 | 0 | 0
STOG | 0 | 0 | 0 | 0 | 0 | 0
STWD | 0 | 0 | 0 | 0 | 0 | 0
WT | 0 | 0 | 0 | 0 | 0 | 0
IGCC | 0 | 0 | 0 | 0 | 0 | 0
DemandResponse | 0 | 0 | 0 | 0 | 0 | 0
IGCC-CCS | 0 | 0 | 0 | 0 | 0 | 0
WT_off | 0 | 0 | 0 | 0 | 0 | 0
PseudoUnit | 0 | 0 | 0 | 0 | 0 | 0
FixedInterchange | 0 | 0 | 0 | 0 | 0 | 0
Retrofit FOM Costs by Reporting Type: All
ReportingType | 2015 | 2020 | 2025 | 2030 | 2035 | 2040
BM | 0 | 0 | 0 | 0 | 0 | 0
CC | 0 | 0 | 0 | 0 | 0 | 0
CSP | 0 | 0 | 0 | 0 | 0 | 0
CT | 0 | 0 | 0 | 0 | 0 | 0
Coal | 735.54 | 661.18 | 303.35 | 210.53 | 219.15 | 219.72
Geo | 0 | 0 | 0 | 0 | 0 | 0
H | 0 | 0 | 0 | 0 | 0 | 0
LFG | 0 | 0 | 0 | 0 | 0 | 0
Nuc | 0 | 0 | 0 | 0 | 0 | 0
PS | 0 | 0 | 0 | 0 | 0 | 0
PV | 0 | 0 | 0 | 0 | 0 | 0
PeakG | 0 | 0 | 0 | 0 | 0 | 0
PeakO | 0 | 0 | 0 | 0 | 0 | 0
ST | 0 | 0 | 0 | 0 | 0 | 0
STOG | 0 | 0 | 0 | 0 | 0 | 0
STWD | 0 | 0 | 0 | 0 | 0 | 0
WT | 0 | 0 | 0 | 0 | 0 | 0
IGCC | 0 | 0 | 0 | 0 | 0 | 0
DemandResponse | 0 | 0 | 0 | 0 | 0 | 0
IGCC-CCS | 0 | 0 | 0 | 0 | 0 | 0
WT_off | 0 | 0 | 0 | 0 | 0 | 0
PseudoUnit | 0 | 0 | 0 | 0 | 0 | 0
FixedInterchange | 0 | 0 | 0 | 0 | 0 | 0
Retrofit FOM Costs by Reporting Type: EI_US
ReportingType | 2015 | 2020 | 2025 | 2030 | 2035 | 2040
BM | 0 | 0 | 0 | 0 | 0 | 0
CC | 0 | 0 | 0 | 0 | 0 | 0
CSP | 0 | 0 | 0 | 0 | 0 | 0
CT | 0 | 0 | 0 | 0 | 0 | 0
Coal | 605.92 | 532.75 | 250.04 | 181.43 | 189.52 | 190.08
Geo | 0 | 0 | 0 | 0 | 0 | 0
H | 0 | 0 | 0 | 0 | 0 | 0
LFG | 0 | 0 | 0 | 0 | 0 | 0
Nuc | 0 | 0 | 0 | 0 | 0 | 0
PS | 0 | 0 | 0 | 0 | 0 | 0
PV | 0 | 0 | 0 | 0 | 0 | 0
PeakG | 0 | 0 | 0 | 0 | 0 | 0
PeakO | 0 | 0 | 0 | 0 | 0 | 0
ST | 0 | 0 | 0 | 0 | 0 | 0
STOG | 0 | 0 | 0 | 0 | 0 | 0
STWD | 0 | 0 | 0 | 0 | 0 | 0
WT | 0 | 0 | 0 | 0 | 0 | 0
IGCC | 0 | 0 | 0 | 0 | 0 | 0
DemandResponse | 0 | 0 | 0 | 0 | 0 | 0
IGCC-CCS | 0 | 0 | 0 | 0 | 0 | 0
WT_off | 0 | 0 | 0 | 0 | 0 | 0
PseudoUnit | 0 | 0 | 0 | 0 | 0 | 0
FixedInterchange | 0 | 0 | 0 | 0 | 0 | 0
Retrofit FOM Costs by Reporting Type: EI_Canada
ReportingType | 2015 | 2020 | 2025 | 2030 | 2035 | 2040
BM | 0 | 0 | 0 | 0 | 0 | 0
CC | 0 | 0 | 0 | 0 | 0 | 0
CSP | 0 | 0 | 0 | 0 | 0 | 0
CT | 0 | 0 | 0 | 0 | 0 | 0
Coal | 0 | 0 | 0 | 0 | 0 | 0
Geo | 0 | 0 | 0 | 0 | 0 | 0
H | 0 | 0 | 0 | 0 | 0 | 0
LFG | 0 | 0 | 0 | 0 | 0 | 0
Nuc | 0 | 0 | 0 | 0 | 0 | 0
PS | 0 | 0 | 0 | 0 | 0 | 0
PV | 0 | 0 | 0 | 0 | 0 | 0
PeakG | 0 | 0 | 0 | 0 | 0 | 0
PeakO | 0 | 0 | 0 | 0 | 0 | 0
ST | 0 | 0 | 0 | 0 | 0 | 0
STOG | 0 | 0 | 0 | 0 | 0 | 0
STWD | 0 | 0 | 0 | 0 | 0 | 0
WT | 0 | 0 | 0 | 0 | 0 | 0
IGCC | 0 | 0 | 0 | 0 | 0 | 0
DemandResponse | 0 | 0 | 0 | 0 | 0 | 0
IGCC-CCS | 0 | 0 | 0 | 0 | 0 | 0
WT_off | 0 | 0 | 0 | 0 | 0 | 0
PseudoUnit | 0 | 0 | 0 | 0 | 0 | 0
FixedInterchange | 0 | 0 | 0 | 0 | 0 | 0
Retrofit FOM Costs by Reporting Type: EI
ReportingType | 2015 | 2020 | 2025 | 2030 | 2035 | 2040
BM | 0 | 0 | 0 | 0 | 0 | 0
CC | 0 | 0 | 0 | 0 | 0 | 0
CSP | 0 | 0 | 0 | 0 | 0 | 0
CT | 0 | 0 | 0 | 0 | 0 | 0
Coal | 605.92 | 532.75 | 250.04 | 181.43 | 189.52 | 190.08
Geo | 0 | 0 | 0 | 0 | 0 | 0
H | 0 | 0 | 0 | 0 | 0 | 0
LFG | 0 | 0 | 0 | 0 | 0 | 0
Nuc | 0 | 0 | 0 | 0 | 0 | 0
PS | 0 | 0 | 0 | 0 | 0 | 0
PV | 0 | 0 | 0 | 0 | 0 | 0
PeakG | 0 | 0 | 0 | 0 | 0 | 0
PeakO | 0 | 0 | 0 | 0 | 0 | 0
ST | 0 | 0 | 0 | 0 | 0 | 0
STOG | 0 | 0 | 0 | 0 | 0 | 0
STWD | 0 | 0 | 0 | 0 | 0 | 0
WT | 0 | 0 | 0 | 0 | 0 | 0
IGCC | 0 | 0 | 0 | 0 | 0 | 0
DemandResponse | 0 | 0 | 0 | 0 | 0 | 0
IGCC-CCS | 0 | 0 | 0 | 0 | 0 | 0
WT_off | 0 | 0 | 0 | 0 | 0 | 0
PseudoUnit | 0 | 0 | 0 | 0 | 0 | 0
FixedInterchange | 0 | 0 | 0 | 0 | 0 | 0
Retrofit FOM Costs by Reporting Type: Outside_EI
ReportingType | 2015 | 2020 | 2025 | 2030 | 2035 | 2040
BM | 0 | 0 | 0 | 0 | 0 | 0
CC | 0 | 0 | 0 | 0 | 0 | 0
CSP | 0 | 0 | 0 | 0 | 0 | 0
CT | 0 | 0 | 0 | 0 | 0 | 0
Coal | 129.63 | 128.44 | 53.31 | 29.1 | 29.64 | 29.63
Geo | 0 | 0 | 0 | 0 | 0 | 0
H | 0 | 0 | 0 | 0 | 0 | 0
LFG | 0 | 0 | 0 | 0 | 0 | 0
Nuc | 0 | 0 | 0 | 0 | 0 | 0
PS | 0 | 0 | 0 | 0 | 0 | 0
PV | 0 | 0 | 0 | 0 | 0 | 0
PeakG | 0 | 0 | 0 | 0 | 0 | 0
PeakO | 0 | 0 | 0 | 0 | 0 | 0
ST | 0 | 0 | 0 | 0 | 0 | 0
STOG | 0 | 0 | 0 | 0 | 0 | 0
STWD | 0 | 0 | 0 | 0 | 0 | 0
WT | 0 | 0 | 0 | 0 | 0 | 0
IGCC | 0 | 0 | 0 | 0 | 0 | 0
DemandResponse | 0 | 0 | 0 | 0 | 0 | 0
IGCC-CCS | 0 | 0 | 0 | 0 | 0 | 0
WT_off | 0 | 0 | 0 | 0 | 0 | 0
PseudoUnit | 0 | 0 | 0 | 0 | 0 | 0
FixedInterchange | 0 | 0 | 0 | 0 | 0 | 0
#12 | 0: Levelized Capital Costs ($million)
Levelized Capital Costs by Reporting Type: Entergy
ReportingType | 2015 | 2020 | 2025 | 2030 | 2035 | 2040
BM | 0 | 0 | 0 | 0 | 0.02 | 1927.8
CC | 218.78 | 450.45 | 450.46 | 450.47 | 450.46 | 231.69
CSP | 0 | 0 | 0 | 0 | 0 | 0
CT | 0 | 0.01 | 0.01 | 0.01 | 0.01 | 0
Coal | 202.06 | 202.06 | 202.06 | 202.06 | 202.06 | 202.06
Geo | 0 | 0 | 0 | 0 | 0 | 0
H | 0 | 0 | 0.01 | 0.02 | 365.55 | 365.55
LFG | 0 | 0 | 20.14 | 20.14 | 20.14 | 20.14
Nuc | 0 | 0 | 0 | 0.01 | 0.03 | 0.11
PS | 0 | 0 | 0 | 0 | 0 | 0
PV | 0.02 | 20.77 | 29.83 | 29.82 | 29.81 | 9.49
PeakG | 0 | 0 | 0 | 0 | 0 | 0
PeakO | 0 | 0 | 0 | 0 | 0 | 0
ST | 0 | 0 | 0 | 0 | 0 | 0
STOG | 0 | 0 | 0 | 0 | 0 | 0
STWD | 0 | 0 | 0 | 0 | 0 | 0
WT | 0.01 | 0.02 | 0.02 | 0.02 | 0.01 | 0.01
IGCC | 0 | 0 | 0 | 0 | 0 | 0
DemandResponse | 0 | 0 | 0 | 0 | 0 | 0
IGCC-CCS | 0 | 0 | 0 | 0.01 | 0.01 | 0.01
WT_off | 0 | 0 | 0 | 0 | 0 | 0
PseudoUnit | 0 | 0 | 0 | 0 | 0 | 0
FixedInterchange | 0 | 0 | 0 | 0 | 0 | 0
Levelized Capital Costs by Reporting Type: FRCC
ReportingType | 2015 | 2020 | 2025 | 2030 | 2035 | 2040
BM | 0 | 0 | 0 | 0 | 0.06 | 684.66
CC | 1370.03 | 1370.65 | 1370.66 | 1370.66 | 1370.66 | 0.63
CSP | 0 | 0 | 0 | 0 | 0 | 0
CT | 196.14 | 196.14 | 196.14 | 196.14 | 0 | 0
Coal | 0 | 0 | 0 | 0 | 0 | 0
Geo | 0 | 0 | 0 | 0 | 0 | 0
H | 0 | 0 | 0 | 0 | 0.02 | 0.04
LFG | 0 | 0 | 37.91 | 37.91 | 37.91 | 37.91
Nuc | 0 | 0 | 1724.91 | 8442.96 | 12697.51 | 15079.71
PS | 0 | 0 | 0 | 0 | 0 | 0
PV | 0 | 0 | 0.01 | 0 | 0 | 0
PeakG | 0 | 0 | 0 | 0 | 0 | 0
PeakO | 0 | 0 | 0 | 0 | 0 | 0
ST | 0 | 0 | 0 | 0 | 0 | 0
STOG | 0 | 0 | 0 | 0 | 0 | 0
STWD | 0 | 0 | 0 | 0 | 0 | 0
WT | 0 | 0 | 0 | 0 | 0 | 0
IGCC | 0 | 0 | 0 | 0 | 0 | 0
DemandResponse | 0 | 0 | 0 | 0 | 0 | 0
IGCC-CCS | 0 | 0 | 0.01 | 0.01 | 0.01 | 0.02
WT_off | 0 | 0 | 0 | 0 | 0 | 0
PseudoUnit | 0 | 0 | 0 | 0 | 0 | 0
FixedInterchange | 0 | 0 | 0 | 0 | 0 | 0
Levelized Capital Costs by Reporting Type: MAPP_US
ReportingType | 2015 | 2020 | 2025 | 2030 | 2035 | 2040
BM | 0 | 0 | 0 | 0 | 0.01 | 6.26
CC | 0.02 | 0.04 | 0.05 | 0.06 | 0.07 | 0.06
CSP | 0 | 0 | 0 | 0 | 0 | 0
CT | 25.9 | 34.5 | 34.5 | 46.38 | 24.24 | 15.64
Coal | 0 | 0.01 | 0.01 | 0.01 | 0.01 | 0.01
Geo | 0 | 0 | 0 | 0 | 0 | 0
H | 0 | 0 | 0 | 0 | 0 | 0
LFG | 0 | 0 | 0.01 | 13.25 | 13.25 | 13.25
Nuc | 0 | 0 | 0 | 0 | 0.01 | 0.01
PS | 0 | 0 | 0 | 0 | 0 | 0
PV | 0.01 | 0.01 | 0.01 | 0 | 0 | 0
PeakG | 0 | 0 | 0 | 0 | 0 | 0
PeakO | 0 | 0 | 0 | 0 | 0 | 0
ST | 0 | 0 | 0 | 0 | 0 | 0
STOG | 0 | 0 | 0 | 0 | 0 | 0
STWD | 0 | 0 | 0 | 0 | 0 | 0
WT | 91.97 | 952.52 | 1561.12 | 1523.74 | 1469.16 | 621.84
IGCC | 0 | 0.01 | 0.01 | 0.01 | 0.01 | 0.01
DemandResponse | 0 | 0 | 0 | 0 | 0 | 0
IGCC-CCS | 0 | 0.01 | 0.01 | 0.01 | 0.02 | 0.02
WT_off | 0 | 0 | 0 | 0 | 0 | 0
PseudoUnit | 0 | 0 | 0 | 0 | 0 | 0
FixedInterchange | 0 | 0 | 0 | 0 | 0 | 0
Levelized Capital Costs by Reporting Type: MISO_IN
ReportingType | 2015 | 2020 | 2025 | 2030 | 2035 | 2040
BM | 0 | 0 | 0 | 0 | 78.24 | 1285.51
CC | 0.07 | 170.67 | 170.68 | 170.69 | 170.69 | 170.62
CSP | 0 | 0 | 0 | 0 | 0 | 0
CT | 0 | 0.01 | 0.01 | 0.01 | 0.01 | 0
Coal | 0 | 0 | 0 | 0 | 0 | 0
Geo | 0 | 0 | 0 | 0 | 0 | 0
H | 0 | 0 | 0 | 0 | 0 | 0
LFG | 0 | 0 | 15.89 | 15.89 | 15.89 | 15.89
Nuc | 0 | 0 | 0 | 0.02 | 0.06 | 0.06
PS | 0 | 0 | 0 | 0 | 0 | 0
PV | 0 | 80.21 | 116.36 | 117.69 | 117.69 | 37.49
PeakG | 0 | 0 | 0 | 0 | 0 | 0
PeakO | 0 | 0 | 0 | 0 | 0 | 0
ST | 0 | 0 | 0 | 0 | 0 | 0
STOG | 0 | 0 | 0 | 0 | 0 | 0
STWD | 0 | 0 | 0 | 0 | 0 | 0
WT | 0 | 0.01 | 0.01 | 0.02 | 0.01 | 0.01
IGCC | 215.26 | 215.26 | 215.26 | 215.26 | 215.26 | 215.26
DemandResponse | 0 | 0 | 0 | 0 | 0 | 0
IGCC-CCS | 0 | 0 | 0.01 | 0.01 | 0.02 | 0.02
WT_off | 0.04 | 0.04 | 0.04 | 0.02 | 0 | 0
PseudoUnit | 0 | 0 | 0 | 0 | 0 | 0
FixedInterchange | 0 | 0 | 0 | 0 | 0 | 0
Levelized Capital Costs by Reporting Type: MISO_MI
ReportingType | 2015 | 2020 | 2025 | 2030 | 2035 | 2040
BM | 0 | 0 | 0 | 0 | 0.05 | 2.45
CC | 0.03 | 0.06 | 0.07 | 0.08 | 0.08 | 0.05
CSP | 0 | 0 | 0 | 0 | 0 | 0
CT | 0 | 0.01 | 0.01 | 0.01 | 0.01 | 0
Coal | 0 | 0 | 0 | 0 | 0 | 0
Geo | 0 | 0 | 0 | 0 | 0 | 0
H | 0 | 0 | 0 | 0 | 0 | 0
LFG | 0 | 9.71 | 33.66 | 33.66 | 33.66 | 23.95
Nuc | 0 | 0 | 0 | 0.02 | 0.31 | 0.35
PS | 0 | 0 | 0 | 0 | 0 | 0
PV | 0 | 0 | 0.01 | 0 | 0 | 0
PeakG | 0 | 0 | 0 | 0 | 0 | 0
PeakO | 0 | 0 | 0 | 0 | 0 | 0
ST | 0 | 0 | 0 | 0 | 0 | 0
STOG | 0 | 0 | 0 | 0 | 0 | 0
STWD | 0 | 0 | 0 | 0 | 0 | 0
WT | 480.98 | 509.36 | 509.36 | 509.35 | 28.38 | 0
IGCC | 0 | 0 | 0 | 0 | 0 | 0
DemandResponse | 0 | 0 | 0 | 0 | 0 | 0
IGCC-CCS | 0 | 0 | 0.01 | 0.01 | 0.02 | 0.02
WT_off | 0.04 | 0.04 | 0.04 | 0.03 | 0 | 0
PseudoUnit | 0 | 0 | 0 | 0 | 0 | 0
FixedInterchange | 0 | 0 | 0 | 0 | 0 | 0
Levelized Capital Costs by Reporting Type: MISO_MO-IL
ReportingType | 2015 | 2020 | 2025 | 2030 | 2035 | 2040
BM | 0 | 0 | 0 | 0 | 0.02 | 0.02
CC | 0.02 | 0.03 | 0.04 | 0.04 | 0.04 | 0.03
CSP | 0 | 0 | 0 | 0 | 0 | 0
CT | 0 | 0.01 | 0.01 | 0.01 | 0.01 | 0
Coal | 574.94 | 574.94 | 574.94 | 574.94 | 574.94 | 574.94
Geo | 0 | 0 | 0 | 0 | 0 | 0
H | 0 | 0.18 | 0.18 | 92.3 | 92.3 | 92.3
LFG | 0 | 0 | 0.02 | 46.75 | 46.75 | 46.75
Nuc | 0 | 0 | 0 | 0.02 | 0.02 | 0.03
PS | 0 | 0 | 0 | 0 | 0 | 0
PV | 0 | 0 | 0.01 | 0 | 0 | 0
PeakG | 0 | 0 | 0 | 0 | 0 | 0
PeakO | 0 | 0 | 0 | 0 | 0 | 0
ST | 0 | 0 | 0 | 0 | 0 | 0
STOG | 0 | 0 | 0 | 0 | 0 | 0
STWD | 0 | 0 | 0 | 0 | 0 | 0
WT | 68.53 | 68.53 | 1227.94 | 1227.97 | 1159.45 | 1159.45
IGCC | 0 | 0 | 0 | 0 | 0 | 0
DemandResponse | 0 | 0 | 0 | 0 | 0 | 0
IGCC-CCS | 0 | 0 | 0 | 0.01 | 0.01 | 0.01
WT_off | 0 | 0 | 0 | 0 | 0 | 0
PseudoUnit | 0 | 0 | 0 | 0 | 0 | 0
FixedInterchange | 0 | 0 | 0 | 0 | 0 | 0
Levelized Capital Costs by Reporting Type: MISO_W
ReportingType | 2015 | 2020 | 2025 | 2030 | 2035 | 2040
BM | 0 | 0 | 0 | 0 | 0.01 | 0.01
CC | 0.03 | 0.05 | 0.06 | 0.07 | 0.06 | 0.05
CSP | 0 | 0 | 0 | 0 | 0 | 0
CT | 0.01 | 0.02 | 0.02 | 0.03 | 0.03 | 0.01
Coal | 0 | 0.01 | 0.01 | 0.01 | 0.01 | 0.01
Geo | 0 | 0 | 0 | 0 | 0 | 0
H | 0 | 0 | 0 | 0 | 0 | 0
LFG | 0 | 0 | 0.01 | 14.86 | 14.86 | 14.86
Nuc | 0 | 0 | 0 | 0.01 | 0.01 | 0.01
PS | 0 | 0 | 0 | 0 | 0 | 0
PV | 0 | 0.01 | 0.01 | 0 | 0 | 0
PeakG | 0 | 0 | 0 | 0 | 0 | 0
PeakO | 0 | 0 | 0 | 0 | 0 | 0
ST | 0 | 0 | 0 | 0 | 0 | 0
STOG | 0 | 0 | 0 | 0 | 0 | 0
STWD | 0 | 0 | 0 | 0 | 0 | 0
WT | 658.74 | 658.74 | 22633.27 | 23466.85 | 22873.45 | 23584.12
IGCC | 0 | 0.01 | 0.01 | 0.01 | 0.01 | 0.01
DemandResponse | 0 | 0 | 0 | 0 | 0 | 0
IGCC-CCS | 0 | 0.01 | 0.01 | 0.01 | 0.02 | 0.02
WT_off | 0 | 0 | 0 | 0 | 0 | 0
PseudoUnit | 0 | 0 | 0 | 0 | 0 | 0
FixedInterchange | 0 | 0 | 0 | 0 | 0 | 0
Levelized Capital Costs by Reporting Type: MISO_WUMS
ReportingType | 2015 | 2020 | 2025 | 2030 | 2035 | 2040
BM | 0 | 0 | 0 | 0 | 0.84 | 0.95
CC | 1030.88 | 2793.57 | 2793.58 | 2793.59 | 2793.59 | 1762.71
CSP | 0 | 0 | 0 | 0 | 0 | 0
CT | 0 | 0.01 | 0.01 | 0.01 | 0.01 | 0
Coal | 184.51 | 184.51 | 184.51 | 184.51 | 184.51 | 184.51
Geo | 0 | 0 | 0 | 0 | 0 | 0
H | 0 | 0.04 | 0.04 | 0.04 | 0.04 | 0.04
LFG | 0 | 0 | 24.88 | 43.4 | 43.4 | 43.4
Nuc | 0 | 0 | 0 | 0.02 | 0.05 | 0.06
PS | 0 | 0 | 0 | 0 | 0 | 0
PV | 0 | 0 | 0.01 | 0 | 0 | 0
PeakG | 0 | 0 | 0 | 0 | 0 | 0
PeakO | 0 | 0 | 0 | 0 | 0 | 0
ST | 0 | 0 | 0 | 0 | 0 | 0
STOG | 0 | 0 | 0 | 0 | 0 | 0
STWD | 0 | 0 | 0 | 0 | 0 | 0
WT | 218.37 | 218.37 | 218.37 | 224.5 | 6.13 | 6.13
IGCC | 0 | 0 | 0 | 0 | 0 | 0
DemandResponse | 0 | 0 | 0 | 0 | 0 | 0
IGCC-CCS | 0 | 0 | 0 | 0 | 0.01 | 0.01
WT_off | 0.01 | 0.02 | 0.02 | 0.01 | 0 | 0
PseudoUnit | 0 | 0 | 0 | 0 | 0 | 0
FixedInterchange | 0 | 0 | 0 | 0 | 0 | 0
Levelized Capital Costs by Reporting Type: Nebraska
ReportingType | 2015 | 2020 | 2025 | 2030 | 2035 | 2040
BM | 0 | 0 | 0 | 0 | 0 | 0.01
CC | 0.01 | 0.01 | 0.02 | 0.02 | 0.02 | 0.02
CSP | 0 | 0 | 0 | 0 | 0 | 0
CT | 0 | 0 | 0 | 0 | 0 | 0
Coal | 66.52 | 66.52 | 66.52 | 66.52 | 66.52 | 66.52
Geo | 0 | 0 | 0 | 0 | 0 | 0
H | 0 | 0 | 0 | 0 | 0 | 0
LFG | 0 | 0 | 0 | 13.78 | 13.78 | 13.78
Nuc | 0 | 0 | 0 | 0 | 0.01 | 0.01
PS | 0 | 0 | 0 | 0 | 0 | 0
PV | 0 | 0.01 | 0.01 | 0 | 0 | 0
PeakG | 0 | 0 | 0 | 0 | 0 | 0
PeakO | 0 | 0 | 0 | 0 | 0 | 0
ST | 0 | 0 | 0 | 0 | 0 | 0
STOG | 0 | 0 | 0 | 0 | 0 | 0
STWD | 0 | 0 | 0 | 0 | 0 | 0
WT | 44.37 | 5554.91 | 5554.92 | 5545.42 | 5510.56 | 0.02
IGCC | 0 | 0 | 0 | 0 | 0 | 0
DemandResponse | 0 | 0 | 0 | 0 | 0 | 0
IGCC-CCS | 0 | 0 | 0 | 0 | 0 | 0
WT_off | 0 | 0 | 0 | 0 | 0 | 0
PseudoUnit | 0 | 0 | 0 | 0 | 0 | 0
FixedInterchange | 0 | 0 | 0 | 0 | 0 | 0
Levelized Capital Costs by Reporting Type: NEISO
ReportingType | 2015 | 2020 | 2025 | 2030 | 2035 | 2040
BM | 115.57 | 115.57 | 115.57 | 115.57 | 115.57 | 115.58
CC | 273.5 | 273.5 | 273.51 | 273.52 | 273.51 | 0.02
CSP | 0 | 0 | 0 | 0 | 0 | 0
CT | 30 | 30 | 30 | 29.13 | 0 | 0
Coal | 0 | 0 | 0 | 0 | 0 | 0
Geo | 0 | 0 | 0 | 0 | 0 | 0
H | 0 | 0 | 0.02 | 0.99 | 0.99 | 0.99
LFG | 10.65 | 10.66 | 24.97 | 24.96 | 14.32 | 14.31
Nuc | 0 | 0 | 0 | 0 | 0.01 | 0.01
PS | 0 | 0 | 0 | 0 | 0 | 0
PV | 0.02 | 106.95 | 106.95 | 106.94 | 106.94 | 0.02
PeakG | 0 | 0 | 0 | 0 | 0 | 0
PeakO | 0 | 0 | 0 | 0 | 0 | 0
ST | 0 | 0 | 0 | 0 | 0 | 0
STOG | 0 | 0 | 0 | 0 | 0 | 0
STWD | 0 | 0 | 0 | 0 | 0 | 0
WT | 54.51 | 609.45 | 1156.1 | 1148.9 | 4345.87 | 3790.94
IGCC | 0 | 0 | 0 | 0 | 0 | 0
DemandResponse | 0 | 0 | 0 | 0 | 0 | 0
IGCC-CCS | 0 | 0 | 0 | 0 | 0 | 0
WT_off | 283.45 | 283.47 | 283.48 | 283.43 | 0.06 | 0.05
PseudoUnit | 0 | 0 | 0 | 0 | 0 | 0
FixedInterchange | 0 | 0 | 0 | 0 | 0 | 0
Levelized Capital Costs by Reporting Type: NonRTO_Midwest
ReportingType | 2015 | 2020 | 2025 | 2030 | 2035 | 2040
BM | 0 | 0 | 0 | 0 | 117.8 | 1366.05
CC | 226.32 | 482.62 | 482.62 | 482.63 | 482.62 | 256.31
CSP | 0 | 0 | 0 | 0 | 0 | 0
CT | 0 | 0 | 0 | 0 | 0 | 0
Coal | 0 | 0 | 0 | 0 | 0 | 0
Geo | 0 | 0 | 0 | 0 | 0 | 0
H | 0 | 0.01 | 245.89 | 245.9 | 245.9 | 245.9
LFG | 0 | 0 | 30.01 | 30 | 30 | 30
Nuc | 0 | 0 | 0.01 | 696.25 | 1272.46 | 1272.48
PS | 0 | 0 | 0 | 0 | 0 | 0
PV | 0 | 0 | 0.01 | 0 | 0 | 0
PeakG | 0 | 0 | 0 | 0 | 0 | 0
PeakO | 0 | 0 | 0 | 0 | 0 | 0
ST | 0 | 0 | 0 | 0 | 0 | 0
STOG | 0 | 0 | 0 | 0 | 0 | 0
STWD | 0 | 0 | 0 | 0 | 0 | 0
WT | 0 | 0.01 | 0.01 | 0.01 | 0 | 0
IGCC | 0 | 0 | 0 | 0 | 0 | 0
DemandResponse | 0 | 0 | 0 | 0 | 0 | 0
IGCC-CCS | 0 | 0 | 0.01 | 0.01 | 0.01 | 0.01
WT_off | 0 | 0 | 0 | 0 | 0 | 0
PseudoUnit | 0 | 0 | 0 | 0 | 0 | 0
FixedInterchange | 0 | 0 | 0 | 0 | 0 | 0
Levelized Capital Costs by Reporting Type: NYISO_A-F
ReportingType | 2015 | 2020 | 2025 | 2030 | 2035 | 2040
BM | 0 | 0 | 0 | 0 | 0.01 | 0.02
CC | 85.71 | 85.72 | 85.72 | 85.72 | 85.72 | 0.01
CSP | 0 | 0 | 0 | 0 | 0 | 0
CT | 0 | 0 | 0 | 0 | 0 | 0
Coal | 0 | 0 | 0 | 0 | 0 | 0
Geo | 0 | 0 | 0 | 0 | 0 | 0
H | 0 | 0 | 0 | 0 | 0 | 0
LFG | 1.35 | 1.35 | 14.91 | 14.91 | 13.57 | 13.57
Nuc | 0 | 0 | 0 | 0 | 0.01 | 0.01
PS | 0 | 0 | 0 | 0 | 0 | 0
PV | 0 | 0 | 0 | 0 | 0 | 0
PeakG | 0 | 0 | 0 | 0 | 0 | 0
PeakO | 0 | 0 | 0 | 0 | 0 | 0
ST | 0 | 0 | 0 | 0 | 0 | 0
STOG | 0 | 0 | 0 | 0 | 0 | 0
STWD | 0 | 0 | 0 | 0 | 0 | 0
WT | 571.18 | 727.42 | 727.42 | 1918.78 | 2343.48 | 2187.24
IGCC | 0 | 0 | 0 | 0 | 0 | 0
DemandResponse | 0 | 0 | 0 | 0 | 0 | 0
IGCC-CCS | 0 | 0 | 0 | 0 | 0 | 0.01
WT_off | 0.06 | 0.06 | 0.06 | 0.02 | 0.01 | 0.01
PseudoUnit | 0 | 0 | 0 | 0 | 0 | 0
FixedInterchange | 0 | 0 | 0 | 0 | 0 | 0
Levelized Capital Costs by Reporting Type: NYISO_G-I
ReportingType | 2015 | 2020 | 2025 | 2030 | 2035 | 2040
BM | 0 | 0 | 0 | 0 | 219.25 | 219.29
CC | 0.01 | 0.02 | 0.02 | 0.03 | 0.03 | 0.03
CSP | 0 | 0 | 0 | 0 | 0 | 0
CT | 0 | 0 | 0 | 0 | 0 | 0
Coal | 0 | 0 | 0 | 0 | 0 | 0
Geo | 0 | 0 | 0 | 0 | 0 | 0
H | 0 | 0 | 0 | 0 | 0 | 0
LFG | 0 | 0 | 14.85 | 14.84 | 14.84 | 14.84
Nuc | 0 | 0 | 0 | 0.01 | 0.37 | 1095.91
PS | 0 | 0 | 0 | 0 | 0 | 0
PV | 0 | 0 | 0 | 0 | 0 | 0
PeakG | 0 | 0 | 0 | 0 | 0 | 0
PeakO | 0 | 0 | 0 | 0 | 0 | 0
ST | 0 | 0 | 0 | 0 | 0 | 0
STOG | 0 | 0 | 0 | 0 | 0 | 0
STWD | 0 | 0 | 0 | 0 | 0 | 0
WT | 0.02 | 12.7 | 12.74 | 76.53 | 76.52 | 63.84
IGCC | 0 | 0 | 0 | 0 | 0 | 0
DemandResponse | 0 | 0 | 0 | 0 | 0 | 0
IGCC-CCS | 0 | 0 | 0 | 0 | 0.01 | 0.01
WT_off | 0.03 | 0.03 | 0.04 | 0.01 | 0.02 | 0.01
PseudoUnit | 0 | 0 | 0 | 0 | 0 | 0
FixedInterchange | 0 | 0 | 0 | 0 | 0 | 0
Levelized Capital Costs by Reporting Type: NYISO_J-K
ReportingType | 2015 | 2020 | 2025 | 2030 | 2035 | 2040
BM | 0 | 0 | 0 | 0 | 0 | 0
CC | 226.37 | 226.37 | 226.38 | 226.38 | 226.38 | 0.02
CSP | 0 | 0 | 0 | 0 | 0 | 0
CT | 0 | 0 | 0 | 0 | 0.03 | 0.03
Coal | 0 | 0 | 0 | 0 | 0 | 0
Geo | 0 | 0 | 0 | 0 | 0 | 0
H | 0 | 0 | 0 | 0 | 0 | 0
LFG | 0 | 0 | 20.45 | 20.47 | 20.47 | 20.47
Nuc | 0 | 0 | 0 | 0 | 0 | 0
PS | 0 | 0 | 0 | 0 | 0 | 0
PV | 16.99 | 16.99 | 16.99 | 16.99 | 0 | 0
PeakG | 0 | 0 | 0 | 0 | 0 | 0
PeakO | 0 | 0 | 0 | 0 | 0 | 0
ST | 0 | 0 | 0 | 0 | 0 | 0
STOG | 0 | 0 | 0 | 0 | 0 | 0
STWD | 0 | 0 | 0 | 0 | 0 | 0
WT | 0.01 | 0.01 | 0.02 | 0.04 | 89.42 | 89.42
IGCC | 0 | 0 | 0 | 0 | 0 | 0
DemandResponse | 0 | 0 | 0 | 0 | 0 | 0
IGCC-CCS | 0 | 0 | 0 | 0 | 0 | 0
WT_off | 0.02 | 0.03 | 0.03 | 0 | 0.01 | 0.01
PseudoUnit | 0 | 0 | 0 | 0 | 0 | 0
FixedInterchange | 0 | 0 | 0 | 0 | 0 | 0
Levelized Capital Costs by Reporting Type: PJM_E
ReportingType | 2015 | 2020 | 2025 | 2030 | 2035 | 2040
BM | 14.48 | 14.48 | 14.48 | 14.48 | 14.49 | 14.5
CC | 673.31 | 673.32 | 673.32 | 673.33 | 582.41 | 0.02
CSP | 0 | 0 | 0 | 0 | 0 | 0
CT | 2.28 | 2.28 | 2.28 | 0 | 0 | 0
Coal | 9.09 | 9.09 | 9.09 | 9.09 | 9.09 | 9.09
Geo | 0 | 0 | 0 | 0 | 0 | 0
H | 0 | 0 | 0 | 0 | 0 | 0
LFG | 2.19 | 32.86 | 32.86 | 30.67 | 30.67 | 0
Nuc | 0 | 0 | 0 | 0.02 | 0.05 | 0.11
PS | 0 | 0 | 0 | 0 | 0 | 0
PV | 11.04 | 11.04 | 11.04 | 11.04 | 0 | 0
PeakG | 0 | 0 | 0 | 0 | 0 | 0
PeakO | 0 | 0 | 0 | 0 | 0 | 0
ST | 0 | 0 | 0 | 0 | 0 | 0
STOG | 0 | 0 | 0 | 0 | 0 | 0
STWD | 0 | 0 | 0 | 0 | 0 | 0
WT | 300.12 | 300.13 | 300.13 | 300.12 | 0.01 | 0.01
IGCC | 0 | 0 | 0 | 0 | 0 | 0
DemandResponse | 0 | 0 | 0 | 0 | 0 | 0
IGCC-CCS | 0 | 0 | 0 | 0.01 | 0.01 | 0.01
WT_off | 0.02 | 0.02 | 540.37 | 540.36 | 540.35 | 540.35
PseudoUnit | 0 | 0 | 0 | 0 | 0 | 0
FixedInterchange | 0 | 0 | 0 | 0 | 0 | 0
Levelized Capital Costs by Reporting Type: PJM_ROM
ReportingType | 2015 | 2020 | 2025 | 2030 | 2035 | 2040
BM | 7.8 | 7.8 | 7.8 | 424.43 | 424.99 | 869.93
CC | 232.92 | 232.93 | 232.94 | 232.94 | 232.94 | 0.02
CSP | 0 | 0 | 0 | 0 | 0 | 0
CT | 1.4 | 1.4 | 1.4 | 1.4 | 0 | 0
Coal | 10.21 | 10.21 | 10.21 | 10.21 | 10.21 | 10.21
Geo | 0 | 0 | 0 | 0 | 0 | 0
H | 0 | 0.02 | 0.03 | 223.48 | 223.48 | 223.48
LFG | 3.93 | 57.29 | 57.29 | 55.71 | 53.36 | 0
Nuc | 0 | 0 | 0 | 0.04 | 0.15 | 4983.86
PS | 0 | 0 | 0 | 0 | 0 | 0
PV | 0 | 474.44 | 718.17 | 772.72 | 777.01 | 322.09
PeakG | 0 | 0 | 0 | 0 | 0 | 0
PeakO | 0 | 0 | 0 | 0 | 0 | 0
ST | 0 | 0 | 0 | 0 | 0 | 0
STOG | 0 | 0 | 0 | 0 | 0 | 0
STWD | 0 | 0 | 0 | 0 | 0 | 0
WT | 113.57 | 281.75 | 281.75 | 254.34 | 168.19 | 0.01
IGCC | 0 | 0 | 0 | 0 | 0 | 0
DemandResponse | 0 | 0 | 0 | 0 | 0 | 0
IGCC-CCS | 0 | 0 | 0 | 0.01 | 0.01 | 0.01
WT_off | 0.02 | 0.02 | 0.03 | 0.01 | 0.01 | 0.01
PseudoUnit | 0 | 0 | 0 | 0 | 0 | 0
FixedInterchange | 0 | 0 | 0 | 0 | 0 | 0
Levelized Capital Costs by Reporting Type: PJM_ROR
ReportingType | 2015 | 2020 | 2025 | 2030 | 2035 | 2040
BM | 165.77 | 165.77 | 165.77 | 165.77 | 1416.37 | 3221.56
CC | 1523.94 | 2285.84 | 2285.85 | 2285.86 | 2265.77 | 761.92
CSP | 0 | 0 | 0 | 0 | 0 | 0
CT | 2.4 | 2.4 | 2.4 | 2.4 | 0 | 0
Coal | 648.6 | 648.6 | 648.6 | 648.6 | 648.6 | 648.6
Geo | 0 | 0 | 0 | 0 | 0 | 0
H | 0 | 174.52 | 174.52 | 174.52 | 174.52 | 174.52
LFG | 11.72 | 113.04 | 113.04 | 107.38 | 101.31 | 0
Nuc | 0 | 0 | 0 | 235.92 | 2803.81 | 4030.45
PS | 0 | 0 | 0 | 0 | 0 | 0
PV | 0 | 0.01 | 0.01 | 0.01 | 0.01 | 0.01
PeakG | 0 | 0 | 0 | 0 | 0 | 0
PeakO | 0 | 0 | 0 | 0 | 0 | 0
ST | 0 | 0 | 0 | 0 | 0 | 0
STOG | 0 | 0 | 0 | 0 | 0 | 0
STWD | 0 | 0 | 0 | 0 | 0 | 0
WT | 1894.89 | 1934.85 | 1934.85 | 1148 | 39.96 | 0
IGCC | 0 | 0 | 0 | 0 | 0 | 0
DemandResponse | 0 | 0 | 0 | 0 | 0 | 0
IGCC-CCS | 0 | 0 | 0 | 0.01 | 0.01 | 0.01
WT_off | 0.04 | 0.04 | 0.05 | 0.04 | 0.01 | 0
PseudoUnit | 0 | 0 | 0 | 0 | 0 | 0
FixedInterchange | 0 | 0 | 0 | 0 | 0 | 0
Levelized Capital Costs by Reporting Type: SOCO
ReportingType | 2015 | 2020 | 2025 | 2030 | 2035 | 2040
BM | 21 | 21 | 21 | 21 | 2130.87 | 2130.97
CC | 731.88 | 1258.54 | 1258.55 | 1258.56 | 1258.55 | 526.68
CSP | 0 | 0 | 0 | 0 | 0 | 0
CT | 0 | 0 | 0.01 | 0 | 0 | 0
Coal | 0 | 0.01 | 0.01 | 0.01 | 0.01 | 0.01
Geo | 0 | 0 | 0 | 0 | 0 | 0
H | 0 | 0 | 0 | 0.01 | 0.01 | 0.01
LFG | 0 | 0 | 19.65 | 19.65 | 19.65 | 19.65
Nuc | 0 | 1254.21 | 1254.21 | 1353.73 | 8197.28 | 12655.74
PS | 0 | 0 | 0 | 0 | 0 | 0
PV | 0 | 0 | 0.01 | 0 | 0 | 0
PeakG | 0 | 0 | 0 | 0 | 0 | 0
PeakO | 0 | 0 | 0 | 0 | 0 | 0
ST | 0 | 0 | 0 | 0 | 0 | 0
STOG | 0 | 0 | 0 | 0 | 0 | 0
STWD | 0 | 0 | 0 | 0 | 0 | 0
WT | 0 | 0.01 | 0.01 | 0.01 | 0 | 0
IGCC | 0 | 0.01 | 0.01 | 0.01 | 0.01 | 0.01
DemandResponse | 0 | 0 | 0 | 0 | 0 | 0
IGCC-CCS | 0 | 0.01 | 0.01 | 0.01 | 0.02 | 0.02
WT_off | 0 | 0 | 0 | 0 | 0 | 0
PseudoUnit | 0 | 0 | 0 | 0 | 0 | 0
FixedInterchange | 0 | 0 | 0 | 0 | 0 | 0
Levelized Capital Costs by Reporting Type: SPP_N
ReportingType | 2015 | 2020 | 2025 | 2030 | 2035 | 2040
BM | 0 | 0 | 0 | 0 | 0.01 | 0.01
CC | 0.02 | 0.03 | 0.04 | 0.05 | 0.05 | 0.04
CSP | 0 | 0 | 0 | 0 | 0 | 0
CT | 0 | 0.01 | 0.01 | 20.68 | 127.88 | 127.87
Coal | 128.56 | 128.57 | 128.57 | 128.57 | 128.57 | 128.57
Geo | 0 | 0 | 0 | 0 | 0 | 0
H | 0 | 0 | 0 | 0 | 0 | 0
LFG | 0 | 0 | 0 | 17.62 | 17.62 | 17.62
Nuc | 0 | 0 | 0 | 0 | 0.01 | 0.01
PS | 0 | 0 | 0 | 0 | 0 | 0
PV | 0.01 | 0.01 | 0.01 | 0 | 0 | 0
PeakG | 0 | 0 | 0 | 0 | 0 | 0
PeakO | 0 | 0 | 0 | 0 | 0 | 0
ST | 0 | 0 | 0 | 0 | 0 | 0
STOG | 0 | 0 | 0 | 0 | 0 | 0
STWD | 0 | 0 | 0 | 0 | 0 | 0
WT | 0.01 | 6731.2 | 13371.18 | 13371.19 | 13371.19 | 7339.78
IGCC | 0 | 0 | 0 | 0 | 0 | 0
DemandResponse | 0 | 0 | 0 | 0 | 0 | 0
IGCC-CCS | 0 | 0 | 0 | 0 | 0.01 | 0.01
WT_off | 0 | 0 | 0 | 0 | 0 | 0
PseudoUnit | 0 | 0 | 0 | 0 | 0 | 0
FixedInterchange | 0 | 0 | 0 | 0 | 0 | 0
Levelized Capital Costs by Reporting Type: SPP_S
ReportingType | 2015 | 2020 | 2025 | 2030 | 2035 | 2040
BM | 0 | 0 | 0 | 0 | 0.01 | 0.01
CC | 0.03 | 0.04 | 0.06 | 0.08 | 0.08 | 0.06
CSP | 0 | 0 | 0 | 0 | 0 | 0
CT | 33.21 | 56.93 | 56.93 | 69.73 | 159.63 | 135.92
Coal | 273.14 | 273.15 | 273.15 | 273.15 | 273.15 | 273.15
Geo | 0 | 0 | 0 | 0 | 0 | 0
H | 0 | 0 | 0 | 0.01 | 30 | 30
LFG | 0 | 0 | 0 | 17.62 | 17.62 | 17.62
Nuc | 0 | 0 | 0 | 0 | 0.01 | 0.01
PS | 0 | 0 | 0 | 0 | 0 | 0
PV | 0.01 | 0.01 | 0.01 | 0 | 0 | 0
PeakG | 0 | 0 | 0 | 0 | 0 | 0
PeakO | 0 | 0 | 0 | 0 | 0 | 0
ST | 0 | 0 | 0 | 0 | 0 | 0
STOG | 0 | 0 | 0 | 0 | 0 | 0
STWD | 0 | 0 | 0 | 0 | 0 | 0
WT | 92.65 | 9082.79 | 9082.81 | 9082.81 | 8990.17 | 0.04
IGCC | 0 | 0 | 0 | 0.01 | 0.01 | 0.01
DemandResponse | 0 | 0 | 0 | 0 | 0 | 0
IGCC-CCS | 0 | 0 | 0 | 0.01 | 0.01 | 0.01
WT_off | 0 | 0 | 0 | 0 | 0 | 0
PseudoUnit | 0 | 0 | 0 | 0 | 0 | 0
FixedInterchange | 0 | 0 | 0 | 0 | 0 | 0
Levelized Capital Costs by Reporting Type: TVA
ReportingType | 2015 | 2020 | 2025 | 2030 | 2035 | 2040
BM | 0 | 0 | 0 | 0 | 2367.98 | 2368
CC | 357.92 | 863.34 | 863.34 | 863.35 | 828.87 | 505.43
CSP | 0 | 0 | 0 | 0 | 0 | 0
CT | 0 | 0 | 0 | 0 | 0 | 0
Coal | 0 | 0 | 0 | 0 | 0 | 0
Geo | 0 | 0 | 0 | 0 | 0 | 0
H | 0 | 0 | 8.87 | 8.9 | 8.9 | 8.9
LFG | 0 | 0 | 19.35 | 19.35 | 19.35 | 19.35
Nuc | 684.91 | 684.91 | 684.91 | 1368.21 | 2613.46 | 4561.65
PS | 0 | 0 | 0 | 0 | 0 | 0
PV | 0 | 0 | 0.01 | 0 | 0 | 0
PeakG | 0 | 0 | 0 | 0 | 0 | 0
PeakO | 0 | 0 | 0 | 0 | 0 | 0
ST | 0 | 0 | 0 | 0 | 0 | 0
STOG | 0 | 0 | 0 | 0 | 0 | 0
STWD | 0 | 0 | 0 | 0 | 0 | 0
WT | 0 | 0.01 | 0.01 | 0.01 | 0 | 0
IGCC | 0 | 0 | 0 | 0 | 0 | 0
DemandResponse | 0 | 0 | 0 | 0 | 0 | 0
IGCC-CCS | 0 | 0 | 0.01 | 0.01 | 0.01 | 0.02
WT_off | 0 | 0 | 0 | 0 | 0 | 0
PseudoUnit | 0 | 0 | 0 | 0 | 0 | 0
FixedInterchange | 0 | 0 | 0 | 0 | 0 | 0
Levelized Capital Costs by Reporting Type: TVA_Transmission
ReportingType | 2015 | 2020 | 2025 | 2030 | 2035 | 2040
BM | 0 | 0 | 0 | 0 | 0 | 0
CC | 0 | 0 | 0 | 0 | 0 | 0
CSP | 0 | 0 | 0 | 0 | 0 | 0
CT | 0 | 0 | 0 | 0 | 0 | 0
Coal | 0 | 0 | 0 | 0 | 0 | 0
Geo | 0 | 0 | 0 | 0 | 0 | 0
H | 0 | 0 | 0 | 0 | 0 | 0
LFG | 0 | 0 | 0 | 0 | 0 | 0
Nuc | 0 | 0 | 0 | 0 | 0 | 0
PS | 0 | 0 | 0 | 0 | 0 | 0
PV | 0 | 0 | 0 | 0 | 0 | 0
PeakG | 0 | 0 | 0 | 0 | 0 | 0
PeakO | 0 | 0 | 0 | 0 | 0 | 0
ST | 0 | 0 | 0 | 0 | 0 | 0
STOG | 0 | 0 | 0 | 0 | 0 | 0
STWD | 0 | 0 | 0 | 0 | 0 | 0
WT | 0 | 0 | 0 | 0 | 0 | 0
IGCC | 0 | 0 | 0 | 0 | 0 | 0
DemandResponse | 0 | 0 | 0 | 0 | 0 | 0
IGCC-CCS | 0 | 0 | 0 | 0 | 0 | 0
WT_off | 0 | 0 | 0 | 0 | 0 | 0
PseudoUnit | 0 | 0 | 0 | 0 | 0 | 0
FixedInterchange | 0 | 0 | 0 | 0 | 0 | 0
Levelized Capital Costs by Reporting Type: VACAR
ReportingType | 2015 | 2020 | 2025 | 2030 | 2035 | 2040
BM | 0.33 | 58.62 | 227.8 | 231.65 | 2199.04 | 2199.04
CC | 1539.79 | 1539.81 | 1539.82 | 1539.82 | 1539.82 | 0.03
CSP | 0 | 0 | 0 | 0 | 0 | 0
CT | 60.99 | 60.99 | 60.99 | 0 | 0 | 0
Coal | 220.45 | 220.45 | 220.45 | 220.45 | 220.45 | 220.45
Geo | 0 | 0 | 0 | 0 | 0 | 0
H | 0 | 0 | 0 | 0.01 | 0.01 | 0.02
LFG | 0 | 19.57 | 19.57 | 19.57 | 19.57 | 0
Nuc | 0 | 1320.06 | 1320.06 | 4298.61 | 6337.27 | 11810.15
PS | 0 | 0 | 0 | 0 | 0 | 0
PV | 0 | 42.44 | 43.12 | 43.35 | 43.35 | 1.79
PeakG | 0 | 0 | 0 | 0 | 0 | 0
PeakO | 0 | 0 | 0 | 0 | 0 | 0
ST | 0 | 0 | 0 | 0 | 0 | 0
STOG | 0 | 0 | 0 | 0 | 0 | 0
STWD | 0 | 0 | 0 | 0 | 0 | 0
WT | 0.02 | 740.58 | 740.58 | 740.57 | 740.57 | 0
IGCC | 0 | 0 | 0 | 0 | 0 | 0
DemandResponse | 0 | 0 | 0 | 0 | 0 | 0
IGCC-CCS | 0 | 0 | 0 | 0 | 0.01 | 0.01
WT_off | 0.02 | 0.02 | 0.03 | 0.02 | 0.01 | 0
PseudoUnit | 0 | 0 | 0 | 0 | 0 | 0
FixedInterchange | 0 | 0 | 0 | 0 | 0 | 0
Levelized Capital Costs by Reporting Type: IESO
ReportingType | 2015 | 2020 | 2025 | 2030 | 2035 | 2040
BM | 144.8 | 144.8 | 144.8 | 144.8 | 144.8 | 144.8
CC | 175.41 | 175.41 | 175.41 | 175.42 | 175.41 | 0.01
CSP | 0 | 0 | 0 | 0 | 0 | 0
CT | 41.8 | 41.8 | 41.8 | 41.8 | 0 | 0
Coal | 0 | 0 | 0 | 0 | 0 | 0
Geo | 0 | 0 | 0 | 0 | 0 | 0
H | 0 | 0 | 0.01 | 98.84 | 98.84 | 98.84
LFG | 5.12 | 5.12 | 5.12 | 5.28 | 0.17 | 0.17
Nuc | 0 | 0 | 0 | 0 | 0 | 0.01
PS | 0 | 0 | 0 | 0 | 0 | 0
PV | 539.74 | 539.74 | 539.74 | 539.74 | 0 | 0
PeakG | 0 | 0 | 0 | 0 | 0 | 0
PeakO | 0 | 0 | 0 | 0 | 0 | 0
ST | 0 | 0 | 0 | 0 | 0 | 0
STOG | 0 | 0 | 0 | 0 | 0 | 0
STWD | 0 | 0 | 0 | 0 | 0 | 0
WT | 660.4 | 660.4 | 660.4 | 660.39 | 0 | 2087.76
IGCC | 0 | 0 | 0 | 0 | 0 | 0
DemandResponse | 0 | 0 | 0 | 0 | 0 | 0
IGCC-CCS | 0 | 0 | 0 | 0 | 0 | 0
WT_off | 0.02 | 0.02 | 0.02 | 0 | 0.01 | 0.02
PseudoUnit | 0 | 0 | 0 | 0 | 0 | 0
FixedInterchange | 0 | 0 | 0 | 0 | 0 | 0
Levelized Capital Costs by Reporting Type: MAPP_CA
ReportingType | 2015 | 2020 | 2025 | 2030 | 2035 | 2040
BM | 0 | 0 | 0 | 0 | 0 | 0
CC | 0 | 0.01 | 0.01 | 0.01 | 0.01 | 0
CSP | 0 | 0 | 0 | 0 | 0 | 0
CT | 0 | 0 | 0 | 0 | 0 | 0
Coal | 0 | 0 | 0 | 0 | 0 | 0
Geo | 0 | 0 | 0 | 0 | 0 | 0
H | 0 | 241.14 | 733.92 | 1544.78 | 1544.78 | 1544.78
LFG | 0 | 0 | 0 | 0 | 0 | 0
Nuc | 0 | 0 | 0 | 0 | 0 | 0
PS | 0 | 0 | 0 | 0 | 0 | 0
PV | 0 | 0 | 0 | 0 | 0 | 0
PeakG | 0 | 0 | 0 | 0 | 0 | 0
PeakO | 0 | 0 | 0 | 0 | 0 | 0
ST | 0 | 0 | 0 | 0 | 0 | 0
STOG | 0 | 0 | 0 | 0 | 0 | 0
STWD | 0 | 0 | 0 | 0 | 0 | 0
WT | 87.23 | 87.23 | 87.23 | 87.22 | 0 | 0
IGCC | 0 | 0 | 0 | 0 | 0 | 0
DemandResponse | 0 | 0 | 0 | 0 | 0 | 0
IGCC-CCS | 0 | 0 | 0 | 0 | 0 | 0
WT_off | 0 | 0 | 0 | 0 | 0 | 0
PseudoUnit | 0 | 0 | 0 | 0 | 0 | 0
FixedInterchange | 0 | 0 | 0 | 0 | 0 | 0
Levelized Capital Costs by Reporting Type: AZ_NM_SNV_Coal
ReportingType | 2015 | 2020 | 2025 | 2030 | 2035 | 2040
BM | 0 | 0 | 0 | 0 | 0 | 0
CC | 0 | 0 | 0 | 0 | 0 | 0
CSP | 0 | 0 | 0 | 0 | 0 | 0
CT | 0 | 0 | 0 | 0 | 0 | 0
Coal | 0 | 0 | 0 | 0 | 0 | 0
Geo | 0 | 0 | 0 | 0 | 0 | 0
H | 0 | 0 | 0 | 0 | 0 | 0
LFG | 0 | 0 | 0 | 0 | 0 | 0
Nuc | 0 | 0 | 0 | 0 | 0 | 0
PS | 0 | 0 | 0 | 0 | 0 | 0
PV | 0 | 0 | 0 | 0 | 0 | 0
PeakG | 0 | 0 | 0 | 0 | 0 | 0
PeakO | 0 | 0 | 0 | 0 | 0 | 0
ST | 0 | 0 | 0 | 0 | 0 | 0
STOG | 0 | 0 | 0 | 0 | 0 | 0
STWD | 0 | 0 | 0 | 0 | 0 | 0
WT | 0 | 0 | 0 | 0 | 0 | 0
IGCC | 0 | 0 | 0 | 0 | 0 | 0
DemandResponse | 0 | 0 | 0 | 0 | 0 | 0
IGCC-CCS | 0 | 0 | 0 | 0.01 | 0.01 | 0.01
WT_off | 0 | 0 | 0 | 0 | 0 | 0
PseudoUnit | 0 | 0 | 0 | 0 | 0 | 0
FixedInterchange | 0 | 0 | 0 | 0 | 0 | 0
Levelized Capital Costs by Reporting Type: AZ_NM_SNV_Gas
ReportingType | 2015 | 2020 | 2025 | 2030 | 2035 | 2040
BM | 0 | 0 | 0 | 0 | 0 | 0
CC | 79.32 | 260.37 | 260.38 | 260.39 | 260.38 | 181.06
CSP | 0 | 0 | 0 | 0 | 0 | 0
CT | 63.7 | 63.7 | 63.7 | 63.7 | 0 | 0
Coal | 0 | 0 | 0 | 0 | 0 | 0
Geo | 0 | 0 | 0 | 0 | 0 | 0
H | 0 | 0 | 0 | 0 | 0 | 0
LFG | 0 | 0 | 0 | 0 | 0 | 0
Nuc | 0 | 0 | 0 | 0 | 0 | 0
PS | 0 | 0 | 0 | 0 | 0 | 0
PV | 0 | 0 | 0 | 0 | 0 | 0
PeakG | 0 | 0 | 0 | 0 | 0 | 0
PeakO | 0 | 0 | 0 | 0 | 0 | 0
ST | 0 | 0 | 0 | 0 | 0 | 0
STOG | 0 | 0 | 0 | 0 | 0 | 0
STWD | 0 | 0 | 0 | 0 | 0 | 0
WT | 0 | 0 | 0 | 0 | 0 | 0
IGCC | 0 | 0 | 0 | 0 | 0 | 0
DemandResponse | 0 | 0 | 0 | 0 | 0 | 0
IGCC-CCS | 0 | 0 | 0 | 0 | 0 | 0
WT_off | 0 | 0 | 0 | 0 | 0 | 0
PseudoUnit | 0 | 0 | 0 | 0 | 0 | 0
FixedInterchange | 0 | 0 | 0 | 0 | 0 | 0
Levelized Capital Costs by Reporting Type: AZ_NM_SNV_NucRenew
ReportingType | 2015 | 2020 | 2025 | 2030 | 2035 | 2040
BM | 0 | 0 | 0 | 0 | 0.03 | 0.23
CC | 0 | 0 | 0 | 0 | 0 | 0
CSP | 0 | 0 | 0 | 0 | 0 | 0
CT | 0 | 0 | 0 | 0 | 0 | 0
Coal | 0 | 0 | 0 | 0 | 0 | 0
Geo | 0.01 | 0.04 | 369.64 | 369.63 | 369.63 | 369.6
H | 0 | 0 | 0 | 0 | 0 | 0
LFG | 0.01 | 0.02 | 11.41 | 11.4 | 11.4 | 11.39
Nuc | 0 | 0 | 0.04 | 2399.69 | 6007.46 | 6191.05
PS | 0 | 0 | 0 | 0 | 0 | 0
PV | 34.89 | 34.89 | 34.89 | 34.89 | 0.01 | 0.01
PeakG | 0 | 0 | 0 | 0 | 0 | 0
PeakO | 0 | 0 | 0 | 0 | 0 | 0
ST | 101.36 | 245.35 | 312.92 | 283.91 | 399.69 | 255.8
STOG | 0 | 0 | 0 | 0 | 0 | 0
STWD | 0 | 0 | 0 | 0 | 0 | 0
WT | 14.3 | 2482.23 | 2486.98 | 2486.97 | 2472.69 | 4.75
IGCC | 0 | 0 | 0 | 0 | 0 | 0
DemandResponse | 0 | 0 | 0 | 0 | 0 | 0
IGCC-CCS | 0 | 0 | 0 | 0 | 0 | 0
WT_off | 0 | 0 | 0 | 0 | 0 | 0
PseudoUnit | 0 | 0 | 0 | 0 | 0 | 0
FixedInterchange | 0 | 0 | 0 | 0 | 0 | 0
Levelized Capital Costs by Reporting Type: ERCOT
ReportingType | 2015 | 2020 | 2025 | 2030 | 2035 | 2040
BM | 54.69 | 54.69 | 54.69 | 54.69 | 1311.46 | 1311.48
CC | 1679.05 | 1679.1 | 1679.11 | 1679.12 | 1679.12 | 0.06
CSP | 0 | 0 | 0 | 0 | 0 | 0
CT | 20.97 | 20.97 | 20.97 | 20.97 | 0 | 0
Coal | 540.38 | 540.38 | 540.38 | 540.38 | 540.38 | 540.38
Geo | 0 | 0 | 0 | 0 | 0 | 0
H | 0 | 0 | 0 | 0.01 | 0.02 | 0.03
LFG | 0 | 0 | 63.77 | 63.77 | 63.77 | 63.77
Nuc | 0 | 0 | 0.01 | 1733.08 | 5852.2 | 8197.76
PS | 0 | 0 | 0 | 0 | 0 | 0
PV | 4.89 | 4.89 | 4.89 | 4.89 | 0 | 0
PeakG | 0 | 0 | 0 | 0 | 0 | 0
PeakO | 0 | 0 | 0 | 0 | 0 | 0
ST | 0 | 0 | 0 | 0 | 0 | 0
STOG | 0 | 0 | 0 | 0 | 0 | 0
STWD | 0 | 0 | 0 | 0 | 0 | 0
WT | 72.71 | 72.71 | 3730.09 | 3730.08 | 3658.19 | 3734.7
IGCC | 0 | 0 | 0 | 0 | 0 | 0
DemandResponse | 0 | 0 | 0 | 0 | 0 | 0
IGCC-CCS | 0 | 0 | 0 | 0 | 0.01 | 0.01
WT_off | 0 | 0 | 0 | 0 | 0 | 0
PseudoUnit | 0 | 0 | 0 | 0 | 0 | 0
FixedInterchange | 0 | 0 | 0 | 0 | 0 | 0
Levelized Capital Costs by Reporting Type: NP15
ReportingType | 2015 | 2020 | 2025 | 2030 | 2035 | 2040
BM | 0 | 0 | 0 | 0 | 0.03 | 0.05
CC | 283.27 | 372.09 | 372.1 | 372.11 | 372.11 | 88.84
CSP | 0 | 0 | 0 | 0 | 0 | 0
CT | 17.85 | 17.85 | 17.85 | 17.85 | 0 | 0
Coal | 0 | 0 | 0 | 0 | 0 | 0
Geo | 0 | 179.51 | 185.96 | 185.96 | 185.96 | 6.46
H | 0 | 0 | 0 | 0 | 0 | 0
LFG | 0 | 74.03 | 124.49 | 124.48 | 124.48 | 50.46
Nuc | 0 | 0 | 0.03 | 3150.08 | 3987.25 | 4900.81
PS | 0 | 0 | 0 | 0 | 0 | 0
PV | 2.79 | 2.79 | 2.79 | 2.79 | 0 | 0
PeakG | 0 | 0 | 0 | 0 | 0 | 0
PeakO | 0 | 0 | 0 | 0 | 0 | 0
ST | 12.6 | 12.6 | 12.6 | 12.6 | 0 | 0.02
STOG | 0 | 0 | 0 | 0 | 0 | 0
STWD | 0 | 0 | 0 | 0 | 0 | 0
WT | 26.07 | 837.92 | 837.93 | 838.13 | 3249.08 | 2645.81
IGCC | 0 | 0 | 0 | 0 | 0 | 0
DemandResponse | 0 | 0 | 0 | 0 | 0 | 0
IGCC-CCS | 0 | 0 | 0 | 0.01 | 0.01 | 0.01
WT_off | 0.02 | 0.02 | 0.03 | 0.01 | 0.01 | 0.01
PseudoUnit | 0 | 0 | 0 | 0 | 0 | 0
FixedInterchange | 0 | 0 | 0 | 0 | 0 | 0
Levelized Capital Costs by Reporting Type: NWPP_Coal
ReportingType | 2015 | 2020 | 2025 | 2030 | 2035 | 2040
BM | 0 | 0 | 0 | 0 | 0 | 0
CC | 0 | 0 | 0 | 0 | 0 | 0
CSP | 0 | 0 | 0 | 0 | 0 | 0
CT | 0 | 0 | 0 | 0 | 0 | 0
Coal | 0 | 0 | 0 | 0 | 0 | 0
Geo | 0 | 0 | 0 | 0 | 0 | 0
H | 0 | 0 | 0 | 0 | 0 | 0
LFG | 0 | 0 | 0 | 0 | 0 | 0
Nuc | 0 | 0 | 0 | 0 | 0 | 0
PS | 0 | 0 | 0 | 0 | 0 | 0
PV | 0 | 0 | 0 | 0 | 0 | 0
PeakG | 0 | 0 | 0 | 0 | 0 | 0
PeakO | 0 | 0 | 0 | 0 | 0 | 0
ST | 0 | 0 | 0 | 0 | 0 | 0
STOG | 0 | 0 | 0 | 0 | 0 | 0
STWD | 0 | 0 | 0 | 0 | 0 | 0
WT | 0 | 0 | 0 | 0 | 0 | 0
IGCC | 0 | 0 | 0 | 0 | 0 | 0
DemandResponse | 0 | 0 | 0 | 0 | 0 | 0
IGCC-CCS | 0 | 0 | 0 | 0 | 0 | 0
WT_off | 0 | 0 | 0 | 0 | 0 | 0
PseudoUnit | 0 | 0 | 0 | 0 | 0 | 0
FixedInterchange | 0 | 0 | 0 | 0 | 0 | 0
Levelized Capital Costs by Reporting Type: NWPP_Gas
ReportingType | 2015 | 2020 | 2025 | 2030 | 2035 | 2040
BM | 0 | 0 | 0 | 0 | 0 | 0
CC | 33.4 | 277.75 | 277.76 | 277.77 | 277.76 | 244.36
CSP | 0 | 0 | 0 | 0 | 0 | 0
CT | 13.02 | 13.02 | 13.02 | 13.02 | 0 | 0
Coal | 0 | 0 | 0 | 0 | 0 | 0
Geo | 0 | 0 | 0 | 0 | 0 | 0
H | 0 | 0 | 0 | 0 | 0 | 0
LFG | 0 | 0 | 0 | 0 | 0 | 0
Nuc | 0 | 0 | 0 | 0 | 0 | 0
PS | 0 | 0 | 0 | 0 | 0 | 0
PV | 0 | 0 | 0 | 0 | 0 | 0
PeakG | 0 | 0 | 0 | 0 | 0 | 0
PeakO | 0 | 0 | 0 | 0 | 0 | 0
ST | 0 | 0 | 0 | 0 | 0 | 0
STOG | 0 | 0 | 0 | 0 | 0 | 0
STWD | 0 | 0 | 0 | 0 | 0 | 0
WT | 0 | 0 | 0 | 0 | 0 | 0
IGCC | 0 | 0 | 0 | 0 | 0 | 0
DemandResponse | 0 | 0 | 0 | 0 | 0 | 0
IGCC-CCS | 0 | 0 | 0 | 0 | 0.01 | 0.01
WT_off | 0 | 0 | 0 | 0 | 0 | 0
PseudoUnit | 0 | 0 | 0 | 0 | 0 | 0
FixedInterchange | 0 | 0 | 0 | 0 | 0 | 0
Levelized Capital Costs by Reporting Type: NWPP_NucRenew
ReportingType | 2015 | 2020 | 2025 | 2030 | 2035 | 2040
BM | 13.89 | 13.89 | 13.89 | 13.89 | 13.91 | 308.51
CC | 0 | 0 | 0 | 0 | 0 | 0
CSP | 0 | 0 | 0 | 0 | 0 | 0
CT | 0 | 0 | 0 | 0 | 0 | 0
Coal | 0 | 0 | 0 | 0 | 0 | 0
Geo | 24.88 | 24.89 | 135.71 | 135.7 | 110.83 | 110.82
H | 0 | 0 | 0.01 | 0.02 | 110.42 | 110.42
LFG | 5.03 | 5.03 | 50.73 | 50.73 | 45.71 | 45.7
Nuc | 0 | 0 | 0.05 | 410.41 | 1801.46 | 2663.96
PS | 0 | 0 | 0 | 0 | 0 | 0
PV | 0.01 | 0.01 | 0.01 | 0.01 | 0.01 | 0.02
PeakG | 0 | 0 | 0 | 0 | 0 | 0
PeakO | 0 | 0 | 0 | 0 | 0 | 0
ST | 0 | 0 | 0 | 0.01 | 0.01 | 0.02
STOG | 0 | 0 | 0 | 0 | 0 | 0
STWD | 0 | 0 | 0 | 0 | 0 | 0
WT | 238.87 | 238.88 | 238.91 | 4997.18 | 4759.09 | 5276.05
IGCC | 0 | 0 | 0 | 0 | 0 | 0
DemandResponse | 0 | 0 | 0 | 0 | 0 | 0
IGCC-CCS | 0 | 0 | 0 | 0 | 0 | 0
WT_off | 0.07 | 0.07 | 0.08 | 0.03 | 0.01 | 0.02
PseudoUnit | 0 | 0 | 0 | 0 | 0 | 0
FixedInterchange | 0 | 0 | 0 | 0 | 0 | 0
Levelized Capital Costs by Reporting Type: RMPA
ReportingType | 2015 | 2020 | 2025 | 2030 | 2035 | 2040
BM | 0 | 0 | 0 | 0 | 238.71 | 483.64
CC | 0.01 | 129.62 | 129.63 | 129.63 | 129.63 | 129.62
CSP | 0 | 0 | 0 | 0 | 0 | 0
CT | 15.2 | 15.2 | 15.2 | 15.2 | 0 | 0
Coal | 108.63 | 108.63 | 108.63 | 108.63 | 108.63 | 108.63
Geo | 0.01 | 12.82 | 659.37 | 659.36 | 659.36 | 646.54
H | 0 | 0 | 0 | 0 | 0 | 0
LFG | 0.28 | 0.3 | 5.7 | 5.7 | 5.42 | 5.4
Nuc | 0 | 0 | 0.23 | 1125.7 | 1125.73 | 1125.74
PS | 0 | 0 | 0 | 0 | 0 | 0
PV | 0.38 | 0.38 | 0.38 | 0.38 | 0.01 | 0.01
PeakG | 0 | 0 | 0 | 0 | 0 | 0
PeakO | 0 | 0 | 0 | 0 | 0 | 0
ST | 1.07 | 121.81 | 121.81 | 123.5 | 122.43 | 1.7
STOG | 0 | 0 | 0 | 0 | 0 | 0
STWD | 0 | 0 | 0 | 0 | 0 | 0
WT | 172.68 | 935.14 | 935.14 | 1044.45 | 871.79 | 137.21
IGCC | 0 | 0 | 0 | 0 | 0 | 0
DemandResponse | 0 | 0 | 0 | 0 | 0 | 0
IGCC-CCS | 0 | 0 | 0.01 | 0.01 | 0.01 | 0.01
WT_off | 0 | 0 | 0 | 0 | 0 | 0
PseudoUnit | 0 | 0 | 0 | 0 | 0 | 0
FixedInterchange | 0 | 0 | 0 | 0 | 0 | 0
Levelized Capital Costs by Reporting Type: SP15
ReportingType | 2015 | 2020 | 2025 | 2030 | 2035 | 2040
BM | 2.9 | 2.9 | 2.9 | 2.9 | 2.92 | 2.93
CC | 335.36 | 335.51 | 335.53 | 335.53 | 335.53 | 0.18
CSP | 0 | 0 | 0 | 0 | 0 | 0
CT | 0 | 0 | 0 | 0 | 0 | 0
Coal | 0 | 0 | 0 | 0 | 0 | 0
Geo | 14.23 | 385.18 | 385.19 | 370.95 | 370.95 | 0
H | 0 | 0 | 0 | 0 | 0 | 0
LFG | 2.09 | 125.03 | 125.03 | 124.89 | 122.95 | 0
Nuc | 0 | 0 | 0.02 | 671.31 | 898.12 | 3122.67
PS | 0 | 0 | 0 | 0 | 0 | 0
PV | 1.62 | 1.62 | 1.62 | 1.62 | 0 | 0
PeakG | 0 | 0 | 0 | 0 | 0 | 0
PeakO | 0 | 0 | 0 | 0 | 0 | 0
ST | 191.39 | 191.39 | 191.39 | 191.39 | 874.28 | 1177.76
STOG | 0 | 0 | 0 | 0 | 0 | 0
STWD | 0 | 0 | 0 | 0 | 0 | 0
WT | 193.27 | 449.21 | 3601.22 | 3601.29 | 3408.03 | 3152.09
IGCC | 0 | 0 | 0 | 0 | 0 | 0
DemandResponse | 0 | 0 | 0 | 0 | 0 | 0
IGCC-CCS | 0 | 0 | 0.01 | 0.01 | 0.01 | 0.01
WT_off | 0 | 0 | 0 | 0 | 0 | 0
PseudoUnit | 0 | 0 | 0 | 0 | 0 | 0
FixedInterchange | 0 | 0 | 0 | 0 | 0 | 0
Levelized Capital Costs by Reporting Type: ALB
ReportingType | 2015 | 2020 | 2025 | 2030 | 2035 | 2040
BM | 0 | 0 | 0 | 0 | 0 | 0
CC | 96.35 | 96.36 | 96.36 | 96.36 | 96.36 | 0.01
CSP | 0 | 0 | 0 | 0 | 0 | 0
CT | 16.71 | 16.71 | 16.71 | 16.7 | 0 | 0
Coal | 147.62 | 147.62 | 147.62 | 147.62 | 147.62 | 147.62
Geo | 0 | 0 | 0 | 0 | 0 | 0
H | 0 | 0 | 0 | 0 | 0 | 0
LFG | 0 | 0 | 0 | 0 | 0 | 0
Nuc | 0 | 0 | 4149.97 | 4992.76 | 5080.52 | 5115.18
PS | 0 | 0 | 0 | 0 | 0 | 0
PV | 0 | 0 | 0 | 0 | 0 | 0
PeakG | 0 | 0 | 0 | 0 | 0 | 0
PeakO | 0 | 0 | 0 | 0 | 0 | 0
ST | 0 | 0 | 0 | 0 | 0 | 0
STOG | 0 | 0 | 0 | 0 | 0 | 0
STWD | 0 | 0 | 0 | 0 | 0 | 0
WT | 2.54 | 2.54 | 2.54 | 2.55 | 23.83 | 23.83
IGCC | 0 | 0 | 0 | 0 | 0 | 0
DemandResponse | 0 | 0 | 0 | 0 | 0 | 0
IGCC-CCS | 0 | 0 | 0 | 0 | 0 | 0
WT_off | 0 | 0 | 0 | 0 | 0 | 0
PseudoUnit | 0 | 0 | 0 | 0 | 0 | 0
FixedInterchange | 0 | 0 | 0 | 0 | 0 | 0
Levelized Capital Costs by Reporting Type: BC
ReportingType | 2015 | 2020 | 2025 | 2030 | 2035 | 2040
BM | 0 | 0 | 0 | 0 | 0 | 0
CC | 0.01 | 0.01 | 0.01 | 0.01 | 0.01 | 0.01
CSP | 0 | 0 | 0 | 0 | 0 | 0
CT | 0 | 0 | 0 | 0 | 0 | 0
Coal | 0 | 0 | 0 | 0 | 0 | 0
Geo | 0 | 0 | 0 | 0 | 0 | 0
H | 0 | 0 | 0 | 0 | 0 | 0
LFG | 0 | 0 | 0 | 0 | 0 | 0
Nuc | 0 | 0 | 340.48 | 582.81 | 582.82 | 777.46
PS | 0 | 0 | 0 | 0 | 0 | 0
PV | 0 | 0 | 0 | 0 | 0 | 0
PeakG | 0 | 0 | 0 | 0 | 0 | 0
PeakO | 0 | 0 | 0 | 0 | 0 | 0
ST | 0 | 0 | 0 | 0 | 0 | 0
STOG | 0 | 0 | 0 | 0 | 0 | 0
STWD | 0 | 0 | 0 | 0 | 0 | 0
WT | 40.68 | 40.68 | 40.68 | 40.68 | 40.85 | 40.85
IGCC | 0 | 0 | 0 | 0 | 0 | 0
DemandResponse | 0 | 0 | 0 | 0 | 0 | 0
IGCC-CCS | 0 | 0 | 0 | 0 | 0 | 0
WT_off | 0 | 0 | 0 | 0 | 0 | 0
PseudoUnit | 0 | 0 | 0 | 0 | 0 | 0
FixedInterchange | 0 | 0 | 0 | 0 | 0 | 0
Levelized Capital Costs by Reporting Type: HQ_IESO
ReportingType | 2015 | 2020 | 2025 | 2030 | 2035 | 2040
BM | 0 | 0 | 0 | 0 | 0 | 0
CC | 0 | 0 | 0 | 0 | 0 | 0
CSP | 0 | 0 | 0 | 0 | 0 | 0
CT | 0 | 0 | 0 | 0 | 0 | 0
Coal | 0 | 0 | 0 | 0 | 0 | 0
Geo | 0 | 0 | 0 | 0 | 0 | 0
H | 0 | 0 | 0 | 0 | 0 | 0
LFG | 0 | 0 | 0 | 0 | 0 | 0
Nuc | 0 | 0 | 0 | 0 | 0 | 0
PS | 0 | 0 | 0 | 0 | 0 | 0
PV | 0 | 0 | 0 | 0 | 0 | 0
PeakG | 0 | 0 | 0 | 0 | 0 | 0
PeakO | 0 | 0 | 0 | 0 | 0 | 0
ST | 0 | 0 | 0 | 0 | 0 | 0
STOG | 0 | 0 | 0 | 0 | 0 | 0
STWD | 0 | 0 | 0 | 0 | 0 | 0
WT | 0 | 0 | 0 | 0 | 0 | 0
IGCC | 0 | 0 | 0 | 0 | 0 | 0
DemandResponse | 0 | 0 | 0 | 0 | 0 | 0
IGCC-CCS | 0 | 0 | 0 | 0 | 0 | 0
WT_off | 0 | 0 | 0 | 0 | 0 | 0
PseudoUnit | 0 | 0 | 0 | 0.89 | 824.05 | 824.05
FixedInterchange | 0 | 0 | 0 | 0 | 0 | 0
Levelized Capital Costs by Reporting Type: HQ_NEISO
ReportingType | 2015 | 2020 | 2025 | 2030 | 2035 | 2040
BM | 0 | 0 | 0 | 0 | 0 | 0
CC | 0 | 0 | 0 | 0 | 0 | 0
CSP | 0 | 0 | 0 | 0 | 0 | 0
CT | 0 | 0 | 0 | 0 | 0 | 0
Coal | 0 | 0 | 0 | 0 | 0 | 0
Geo | 0 | 0 | 0 | 0 | 0 | 0
H | 0 | 0 | 0 | 0 | 0 | 0
LFG | 0 | 0 | 0 | 0 | 0 | 0
Nuc | 0 | 0 | 0 | 0 | 0 | 0
PS | 0 | 0 | 0 | 0 | 0 | 0
PV | 0 | 0 | 0 | 0 | 0 | 0
PeakG | 0 | 0 | 0 | 0 | 0 | 0
PeakO | 0 | 0 | 0 | 0 | 0 | 0
ST | 0 | 0 | 0 | 0 | 0 | 0
STOG | 0 | 0 | 0 | 0 | 0 | 0
STWD | 0 | 0 | 0 | 0 | 0 | 0
WT | 0 | 0 | 0 | 0 | 0 | 0
IGCC | 0 | 0 | 0 | 0 | 0 | 0
DemandResponse | 0 | 0 | 0 | 0 | 0 | 0
IGCC-CCS | 0 | 0 | 0 | 0 | 0 | 0
WT_off | 0 | 0 | 0 | 0 | 0 | 0
PseudoUnit | 0 | 0 | 0 | 5.55 | 98.89 | 98.89
FixedInterchange | 0 | 0 | 0 | 0 | 0 | 0
Levelized Capital Costs by Reporting Type: HQ_NY
ReportingType | 2015 | 2020 | 2025 | 2030 | 2035 | 2040
BM | 0 | 0 | 0 | 0 | 0 | 0
CC | 0 | 0 | 0 | 0 | 0 | 0
CSP | 0 | 0 | 0 | 0 | 0 | 0
CT | 0 | 0 | 0 | 0 | 0 | 0
Coal | 0 | 0 | 0 | 0 | 0 | 0
Geo | 0 | 0 | 0 | 0 | 0 | 0
H | 0 | 0 | 0 | 0 | 0 | 0
LFG | 0 | 0 | 0 | 0 | 0 | 0
Nuc | 0 | 0 | 0 | 0 | 0 | 0
PS | 0 | 0 | 0 | 0 | 0 | 0
PV | 0 | 0 | 0 | 0 | 0 | 0
PeakG | 0 | 0 | 0 | 0 | 0 | 0
PeakO | 0 | 0 | 0 | 0 | 0 | 0
ST | 0 | 0 | 0 | 0 | 0 | 0
STOG | 0 | 0 | 0 | 0 | 0 | 0
STWD | 0 | 0 | 0 | 0 | 0 | 0
WT | 0 | 0 | 0 | 0 | 0 | 0
IGCC | 0 | 0 | 0 | 0 | 0 | 0
DemandResponse | 0 | 0 | 0 | 0 | 0 | 0
IGCC-CCS | 0 | 0 | 0 | 0 | 0 | 0
WT_off | 0 | 0 | 0 | 0 | 0 | 0
PseudoUnit | 0 | 0 | 0.02 | 824.05 | 824.05 | 824.05
FixedInterchange | 0 | 0 | 0 | 0 | 0 | 0
Levelized Capital Costs by Reporting Type: MARITIMES
ReportingType | 2015 | 2020 | 2025 | 2030 | 2035 | 2040
BM | 0 | 0 | 0 | 0 | 0 | 0
CC | 0 | 0 | 0 | 0 | 0 | 0
CSP | 0 | 0 | 0 | 0 | 0 | 0
CT | 0 | 0 | 0 | 0 | 0 | 0
Coal | 0 | 0 | 0 | 0 | 0 | 0
Geo | 0 | 0 | 0 | 0 | 0 | 0
H | 0 | 0 | 0 | 0 | 0 | 0
LFG | 0 | 0 | 0 | 0 | 0 | 0
Nuc | 0 | 0 | 0 | 0 | 0 | 0
PS | 0 | 0 | 0 | 0 | 0 | 0
PV | 0 | 0 | 0 | 0 | 0 | 0
PeakG | 0 | 0 | 0 | 0 | 0 | 0
PeakO | 0 | 0 | 0 | 0 | 0 | 0
ST | 0 | 0 | 0 | 0 | 0 | 0
STOG | 0 | 0 | 0 | 0 | 0 | 0
STWD | 0 | 0 | 0 | 0 | 0 | 0
WT | 0 | 0 | 0 | 0 | 0 | 0
IGCC | 0 | 0 | 0 | 0 | 0 | 0
DemandResponse | 0 | 0 | 0 | 0 | 0 | 0
IGCC-CCS | 0 | 0 | 0 | 0 | 0 | 0
WT_off | 0 | 0 | 0 | 0 | 0 | 0
PseudoUnit | 0 | 0 | 0.01 | 5.74 | 164.81 | 164.81
FixedInterchange | 0 | 0 | 0 | 0 | 0 | 0
Levelized Capital Costs by Reporting Type: All
ReportingType | 2015 | 2020 | 2025 | 2030 | 2035 | 2040
BM | 541.24 | 599.55 | 768.74 | 1189.24 | 10797.49 | 18664.26
CC | 11173.77 | 16033.84 | 16034.09 | 16034.3 | 15888.78 | 4860.59
CSP | 0 | 0 | 0 | 0 | 0 | 0
CT | 541.61 | 574.01 | 574.01 | 555.22 | 311.89 | 279.5
Coal | 3114.74 | 3114.76 | 3114.76 | 3114.77 | 3114.77 | 3114.77
Geo | 39.14 | 602.44 | 1735.86 | 1721.61 | 1696.73 | 1133.42
H | 0 | 415.93 | 1163.51 | 2389.82 | 2895.78 | 2895.82
LFG | 42.42 | 454.05 | 885.72 | 1018.66 | 985.9 | 574.27
Nuc | 684.91 | 3259.18 | 9474.96 | 31461.7 | 59258.44 | 87585.37
PS | 0 | 0 | 0 | 0 | 0 | 0
PV | 612.45 | 1337.22 | 1626.88 | 1682.9 | 1074.89 | 370.97
PeakG | 0 | 0 | 0 | 0 | 0 | 0
PeakO | 0 | 0 | 0 | 0 | 0 | 0
ST | 306.41 | 571.16 | 638.73 | 611.41 | 1396.41 | 1435.3
STOG | 0 | 0 | 0 | 0 | 0 | 0
STWD | 0 | 0 | 0 | 0 | 0 | 0
WT | 6098.72 | 34190.31 | 71933.74 | 78028.13 | 79696.1 | 55945.92
IGCC | 215.29 | 215.32 | 215.33 | 215.33 | 215.33 | 215.34
DemandResponse | 0 | 0 | 0 | 0 | 0 | 0
IGCC-CCS | 0 | 0.07 | 0.12 | 0.18 | 0.3 | 0.32
WT_off | 283.87 | 283.92 | 824.31 | 824 | 540.52 | 540.5
PseudoUnit | 0 | 0.01 | 0.03 | 836.23 | 1911.79 | 1911.79
FixedInterchange | 0 | 0 | 0 | 0 | 0 | 0
Levelized Capital Costs by Reporting Type: EI_US
ReportingType | 2015 | 2020 | 2025 | 2030 | 2035 | 2040
BM | 324.96 | 383.26 | 552.44 | 972.94 | 9085.62 | 16412.62
CC | 8491.57 | 12707.61 | 12707.78 | 12707.95 | 12562.46 | 4216.44
CSP | 0 | 0 | 0 | 0 | 0 | 0
CT | 352.35 | 384.75 | 384.75 | 365.97 | 311.89 | 279.5
Coal | 2318.11 | 2318.12 | 2318.13 | 2318.13 | 2318.13 | 2318.13
Geo | 0 | 0 | 0 | 0 | 0 | 0
H | 0 | 174.79 | 429.58 | 746.18 | 1141.72 | 1141.75
LFG | 29.89 | 244.51 | 499.46 | 632.4 | 612 | 397.37
Nuc | 684.91 | 3259.18 | 4984.14 | 16395.85 | 33922.87 | 55490.73
PS | 0 | 0 | 0 | 0 | 0 | 0
PV | 28.13 | 752.9 | 1042.55 | 1098.59 | 1074.86 | 370.93
PeakG | 0 | 0 | 0 | 0 | 0 | 0
PeakO | 0 | 0 | 0 | 0 | 0 | 0
ST | 0 | 0 | 0 | 0 | 0 | 0
STOG | 0 | 0 | 0 | 0 | 0 | 0
STWD | 0 | 0 | 0 | 0 | 0 | 0
WT | 4589.97 | 28383.36 | 59312.63 | 60539.17 | 61212.54 | 38842.87
IGCC | 215.29 | 215.32 | 215.32 | 215.32 | 215.33 | 215.33
DemandResponse | 0 | 0 | 0 | 0 | 0 | 0
IGCC-CCS | 0 | 0.06 | 0.1 | 0.14 | 0.25 | 0.27
WT_off | 283.76 | 283.8 | 824.18 | 823.96 | 540.49 | 540.46
PseudoUnit | 0 | 0.01 | 0.03 | 835.34 | 1087.74 | 1087.74
FixedInterchange | 0 | 0 | 0 | 0 | 0 | 0
Levelized Capital Costs by Reporting Type: EI_Canada
ReportingType | 2015 | 2020 | 2025 | 2030 | 2035 | 2040
BM | 144.8 | 144.8 | 144.8 | 144.8 | 144.8 | 144.8
CC | 175.41 | 175.42 | 175.42 | 175.42 | 175.42 | 0.01
CSP | 0 | 0 | 0 | 0 | 0 | 0
CT | 41.8 | 41.8 | 41.8 | 41.8 | 0 | 0
Coal | 0 | 0 | 0 | 0 | 0 | 0
Geo | 0 | 0 | 0 | 0 | 0 | 0
H | 0 | 241.14 | 733.93 | 1643.62 | 1643.62 | 1643.62
LFG | 5.12 | 5.12 | 5.12 | 5.28 | 0.17 | 0.17
Nuc | 0 | 0 | 0 | 0.01 | 0.01 | 0.01
PS | 0 | 0 | 0 | 0 | 0 | 0
PV | 539.74 | 539.74 | 539.74 | 539.74 | 0 | 0
PeakG | 0 | 0 | 0 | 0 | 0 | 0
PeakO | 0 | 0 | 0 | 0 | 0 | 0
ST | 0 | 0 | 0 | 0 | 0 | 0
STOG | 0 | 0 | 0 | 0 | 0 | 0
STWD | 0 | 0 | 0 | 0 | 0 | 0
WT | 747.62 | 747.62 | 747.62 | 747.62 | 0 | 2087.76
IGCC | 0 | 0 | 0 | 0 | 0 | 0
DemandResponse | 0 | 0 | 0 | 0 | 0 | 0
IGCC-CCS | 0 | 0 | 0 | 0 | 0 | 0
WT_off | 0.02 | 0.02 | 0.02 | 0 | 0.01 | 0.02
PseudoUnit | 0 | 0 | 0 | 0.89 | 824.05 | 824.05
FixedInterchange | 0 | 0 | 0 | 0 | 0 | 0
Levelized Capital Costs by Reporting Type: EI
ReportingType | 2015 | 2020 | 2025 | 2030 | 2035 | 2040
BM | 469.76 | 528.06 | 697.25 | 1117.74 | 9230.42 | 16557.42
CC | 8666.99 | 12883.03 | 12883.2 | 12883.38 | 12737.87 | 4216.45
CSP | 0 | 0 | 0 | 0 | 0 | 0
CT | 394.15 | 426.55 | 426.55 | 407.77 | 311.89 | 279.5
Coal | 2318.11 | 2318.12 | 2318.13 | 2318.13 | 2318.13 | 2318.13
Geo | 0 | 0 | 0 | 0 | 0 | 0
H | 0 | 415.93 | 1163.5 | 2389.8 | 2785.34 | 2785.37
LFG | 35.01 | 249.63 | 504.58 | 637.69 | 612.17 | 397.54
Nuc | 684.91 | 3259.18 | 4984.14 | 16395.86 | 33922.88 | 55490.74
PS | 0 | 0 | 0 | 0 | 0 | 0
PV | 567.87 | 1292.64 | 1582.29 | 1638.33 | 1074.86 | 370.93
PeakG | 0 | 0 | 0 | 0 | 0 | 0
PeakO | 0 | 0 | 0 | 0 | 0 | 0
ST | 0 | 0 | 0 | 0 | 0 | 0
STOG | 0 | 0 | 0 | 0 | 0 | 0
STWD | 0 | 0 | 0 | 0 | 0 | 0
WT | 5337.59 | 29130.98 | 60060.25 | 61286.79 | 61212.55 | 40930.64
IGCC | 215.29 | 215.32 | 215.32 | 215.32 | 215.33 | 215.33
DemandResponse | 0 | 0 | 0 | 0 | 0 | 0
IGCC-CCS | 0 | 0.06 | 0.1 | 0.14 | 0.25 | 0.27
WT_off | 283.78 | 283.82 | 824.2 | 823.97 | 540.5 | 540.47
PseudoUnit | 0 | 0.01 | 0.03 | 836.23 | 1911.79 | 1911.79
FixedInterchange | 0 | 0 | 0 | 0 | 0 | 0
Levelized Capital Costs by Reporting Type: Outside_EI
ReportingType | 2015 | 2020 | 2025 | 2030 | 2035 | 2040
BM | 71.48 | 71.49 | 71.49 | 71.5 | 1567.07 | 2106.83
CC | 2506.78 | 3150.81 | 3150.89 | 3150.92 | 3150.91 | 644.15
CSP | 0 | 0 | 0 | 0 | 0 | 0
CT | 147.46 | 147.46 | 147.46 | 147.45 | 0 | 0
Coal | 796.64 | 796.64 | 796.64 | 796.64 | 796.64 | 796.64
Geo | 39.14 | 602.44 | 1735.86 | 1721.61 | 1696.73 | 1133.42
H | 0 | 0 | 0.01 | 0.02 | 110.44 | 110.45
LFG | 7.41 | 204.41 | 381.14 | 380.97 | 373.73 | 176.73
Nuc | 0 | 0 | 4490.82 | 15065.84 | 25335.56 | 32094.63
PS | 0 | 0 | 0 | 0 | 0 | 0
PV | 44.58 | 44.58 | 44.59 | 44.57 | 0.02 | 0.04
PeakG | 0 | 0 | 0 | 0 | 0 | 0
PeakO | 0 | 0 | 0 | 0 | 0 | 0
ST | 306.41 | 571.16 | 638.73 | 611.41 | 1396.41 | 1435.3
STOG | 0 | 0 | 0 | 0 | 0 | 0
STWD | 0 | 0 | 0 | 0 | 0 | 0
WT | 761.12 | 5059.33 | 11873.49 | 16741.34 | 18483.55 | 15015.28
IGCC | 0 | 0.01 | 0.01 | 0.01 | 0.01 | 0.01
DemandResponse | 0 | 0 | 0 | 0 | 0 | 0
IGCC-CCS | 0 | 0.01 | 0.03 | 0.03 | 0.05 | 0.05
WT_off | 0.09 | 0.1 | 0.1 | 0.04 | 0.02 | 0.03
PseudoUnit | 0 | 0 | 0 | 0 | 0 | 0
FixedInterchange | 0 | 0 | 0 | 0 | 0 | 0
#13 | 0: Levelized Retrofit Capital Costs ($million)
Levelized Retrofit Capital Costs by Reporting Type: Entergy
ReportingType | 2015 | 2020 | 2025 | 2030 | 2035 | 2040
BM | 0 | 0 | 0 | 0 | 0 | 0
CC | 0 | 0 | 0 | 0 | 0 | 0
CSP | 0 | 0 | 0 | 0 | 0 | 0
CT | 0 | 0 | 0 | 0 | 0 | 0
Coal | 0.03 | 54.63 | 54.6 | 0 | 0 | 0
Geo | 0 | 0 | 0 | 0 | 0 | 0
H | 0 | 0 | 0 | 0 | 0 | 0
LFG | 0 | 0 | 0 | 0 | 0 | 0
Nuc | 0 | 0 | 0 | 0 | 0 | 0
PS | 0 | 0 | 0 | 0 | 0 | 0
PV | 0 | 0 | 0 | 0 | 0 | 0
PeakG | 0 | 0 | 0 | 0 | 0 | 0
PeakO | 0 | 0 | 0 | 0 | 0 | 0
ST | 0 | 0 | 0 | 0 | 0 | 0
STOG | 0 | 0 | 0 | 0 | 0 | 0
STWD | 0 | 0 | 0 | 0 | 0 | 0
WT | 0 | 0 | 0 | 0 | 0 | 0
IGCC | 0 | 0 | 0 | 0 | 0 | 0
DemandResponse | 0 | 0 | 0 | 0 | 0 | 0
IGCC-CCS | 0 | 0 | 0 | 0 | 0 | 0
WT_off | 0 | 0 | 0 | 0 | 0 | 0
PseudoUnit | 0 | 0 | 0 | 0 | 0 | 0
FixedInterchange | 0 | 0 | 0 | 0 | 0 | 0
Levelized Retrofit Capital Costs by Reporting Type: FRCC
ReportingType | 2015 | 2020 | 2025 | 2030 | 2035 | 2040
BM | 0 | 0 | 0 | 0 | 0 | 0
CC | 0 | 0 | 0 | 0 | 0 | 0
CSP | 0 | 0 | 0 | 0 | 0 | 0
CT | 0 | 0 | 0 | 0 | 0 | 0
Coal | 73.12 | 13.92 | 13.96 | 0.2 | 0.4 | 0.28
Geo | 0 | 0 | 0 | 0 | 0 | 0
H | 0 | 0 | 0 | 0 | 0 | 0
LFG | 0 | 0 | 0 | 0 | 0 | 0
Nuc | 0 | 0 | 0 | 0 | 0 | 0
PS | 0 | 0 | 0 | 0 | 0 | 0
PV | 0 | 0 | 0 | 0 | 0 | 0
PeakG | 0 | 0 | 0 | 0 | 0 | 0
PeakO | 0 | 0 | 0 | 0 | 0 | 0
ST | 0 | 0 | 0 | 0 | 0 | 0
STOG | 0 | 0 | 0 | 0 | 0 | 0
STWD | 0 | 0 | 0 | 0 | 0 | 0
WT | 0 | 0 | 0 | 0 | 0 | 0
IGCC | 0 | 0 | 0 | 0 | 0 | 0
DemandResponse | 0 | 0 | 0 | 0 | 0 | 0
IGCC-CCS | 0 | 0 | 0 | 0 | 0 | 0
WT_off | 0 | 0 | 0 | 0 | 0 | 0
PseudoUnit | 0 | 0 | 0 | 0 | 0 | 0
FixedInterchange | 0 | 0 | 0 | 0 | 0 | 0
Levelized Retrofit Capital Costs by Reporting Type: MAPP_US
ReportingType | 2015 | 2020 | 2025 | 2030 | 2035 | 2040
BM | 0 | 0 | 0 | 0 | 0 | 0
CC | 0 | 0 | 0 | 0 | 0 | 0
CSP | 0 | 0 | 0 | 0 | 0 | 0
CT | 0 | 0 | 0 | 0 | 0 | 0
Coal | 22.37 | 29.51 | 7.14 | 0 | 0 | 0
Geo | 0 | 0 | 0 | 0 | 0 | 0
H | 0 | 0 | 0 | 0 | 0 | 0
LFG | 0 | 0 | 0 | 0 | 0 | 0
Nuc | 0 | 0 | 0 | 0 | 0 | 0
PS | 0 | 0 | 0 | 0 | 0 | 0
PV | 0 | 0 | 0 | 0 | 0 | 0
PeakG | 0 | 0 | 0 | 0 | 0 | 0
PeakO | 0 | 0 | 0 | 0 | 0 | 0
ST | 0 | 0 | 0 | 0 | 0 | 0
STOG | 0 | 0 | 0 | 0 | 0 | 0
STWD | 0 | 0 | 0 | 0 | 0 | 0
WT | 0 | 0 | 0 | 0 | 0 | 0
IGCC | 0 | 0 | 0 | 0 | 0 | 0
DemandResponse | 0 | 0 | 0 | 0 | 0 | 0
IGCC-CCS | 0 | 0 | 0 | 0 | 0 | 0
WT_off | 0 | 0 | 0 | 0 | 0 | 0
PseudoUnit | 0 | 0 | 0 | 0 | 0 | 0
FixedInterchange | 0 | 0 | 0 | 0 | 0 | 0
Levelized Retrofit Capital Costs by Reporting Type: MISO_IN
ReportingType | 2015 | 2020 | 2025 | 2030 | 2035 | 2040
BM | 0 | 0 | 0 | 0 | 0 | 0
CC | 0 | 0 | 0 | 0 | 0 | 0
CSP | 0 | 0 | 0 | 0 | 0 | 0
CT | 0 | 0 | 0 | 0 | 0 | 0
Coal | 0.04 | 91.19 | 99.4 | 187.14 | 541.92 | 363.03
Geo | 0 | 0 | 0 | 0 | 0 | 0
H | 0 | 0 | 0 | 0 | 0 | 0
LFG | 0 | 0 | 0 | 0 | 0 | 0
Nuc | 0 | 0 | 0 | 0 | 0 | 0
PS | 0 | 0 | 0 | 0 | 0 | 0
PV | 0 | 0 | 0 | 0 | 0 | 0
PeakG | 0 | 0 | 0 | 0 | 0 | 0
PeakO | 0 | 0 | 0 | 0 | 0 | 0
ST | 0 | 0 | 0 | 0 | 0 | 0
STOG | 0 | 0 | 0 | 0 | 0 | 0
STWD | 0 | 0 | 0 | 0 | 0 | 0
WT | 0 | 0 | 0 | 0 | 0 | 0
IGCC | 0 | 0 | 0 | 0 | 0 | 0
DemandResponse | 0 | 0 | 0 | 0 | 0 | 0
IGCC-CCS | 0 | 0 | 0 | 0 | 0 | 0
WT_off | 0 | 0 | 0 | 0 | 0 | 0
PseudoUnit | 0 | 0 | 0 | 0 | 0 | 0
FixedInterchange | 0 | 0 | 0 | 0 | 0 | 0
Levelized Retrofit Capital Costs by Reporting Type: MISO_MI
ReportingType | 2015 | 2020 | 2025 | 2030 | 2035 | 2040
BM | 0 | 0 | 0 | 0 | 0 | 0
CC | 0 | 0 | 0 | 0 | 0 | 0
CSP | 0 | 0 | 0 | 0 | 0 | 0
CT | 0 | 0 | 0 | 0 | 0 | 0
Coal | 15.19 | 15.24 | 0.07 | 0.06 | 0.12 | 0.09
Geo | 0 | 0 | 0 | 0 | 0 | 0
H | 0 | 0 | 0 | 0 | 0 | 0
LFG | 0 | 0 | 0 | 0 | 0 | 0
Nuc | 0 | 0 | 0 | 0 | 0 | 0
PS | 0 | 0 | 0 | 0 | 0 | 0
PV | 0 | 0 | 0 | 0 | 0 | 0
PeakG | 0 | 0 | 0 | 0 | 0 | 0
PeakO | 0 | 0 | 0 | 0 | 0 | 0
ST | 0 | 0 | 0 | 0 | 0 | 0
STOG | 0 | 0 | 0 | 0 | 0 | 0
STWD | 0 | 0 | 0 | 0 | 0 | 0
WT | 0 | 0 | 0 | 0 | 0 | 0
IGCC | 0 | 0 | 0 | 0 | 0 | 0
DemandResponse | 0 | 0 | 0 | 0 | 0 | 0
IGCC-CCS | 0 | 0 | 0 | 0 | 0 | 0
WT_off | 0 | 0 | 0 | 0 | 0 | 0
PseudoUnit | 0 | 0 | 0 | 0 | 0 | 0
FixedInterchange | 0 | 0 | 0 | 0 | 0 | 0
Levelized Retrofit Capital Costs by Reporting Type: MISO_MO-IL
ReportingType | 2015 | 2020 | 2025 | 2030 | 2035 | 2040
BM | 0 | 0 | 0 | 0 | 0 | 0
CC | 0 | 0 | 0 | 0 | 0 | 0
CSP | 0 | 0 | 0 | 0 | 0 | 0
CT | 0 | 0 | 0 | 0 | 0 | 0
Coal | 9.34 | 17.06 | 17.75 | 24.96 | 82.35 | 58.12
Geo | 0 | 0 | 0 | 0 | 0 | 0
H | 0 | 0 | 0 | 0 | 0 | 0
LFG | 0 | 0 | 0 | 0 | 0 | 0
Nuc | 0 | 0 | 0 | 0 | 0 | 0
PS | 0 | 0 | 0 | 0 | 0 | 0
PV | 0 | 0 | 0 | 0 | 0 | 0
PeakG | 0 | 0 | 0 | 0 | 0 | 0
PeakO | 0 | 0 | 0 | 0 | 0 | 0
ST | 0 | 0 | 0 | 0 | 0 | 0
STOG | 0 | 0 | 0 | 0 | 0 | 0
STWD | 0 | 0 | 0 | 0 | 0 | 0
WT | 0 | 0 | 0 | 0 | 0 | 0
IGCC | 0 | 0 | 0 | 0 | 0 | 0
DemandResponse | 0 | 0 | 0 | 0 | 0 | 0
IGCC-CCS | 0 | 0 | 0 | 0 | 0 | 0
WT_off | 0 | 0 | 0 | 0 | 0 | 0
PseudoUnit | 0 | 0 | 0 | 0 | 0 | 0
FixedInterchange | 0 | 0 | 0 | 0 | 0 | 0
Levelized Retrofit Capital Costs by Reporting Type: MISO_W
ReportingType | 2015 | 2020 | 2025 | 2030 | 2035 | 2040
BM | 0 | 0 | 0 | 0 | 0 | 0
CC | 0 | 0 | 0 | 0 | 0 | 0
CSP | 0 | 0 | 0 | 0 | 0 | 0
CT | 0 | 0 | 0 | 0 | 0 | 0
Coal | 26.71 | 21.57 | 179.26 | 157.72 | 12.42 | 12.42
Geo | 0 | 0 | 0 | 0 | 0 | 0
H | 0 | 0 | 0 | 0 | 0 | 0
LFG | 0 | 0 | 0 | 0 | 0 | 0
Nuc | 0 | 0 | 0 | 0 | 0 | 0
PS | 0 | 0 | 0 | 0 | 0 | 0
PV | 0 | 0 | 0 | 0 | 0 | 0
PeakG | 0 | 0 | 0 | 0 | 0 | 0
PeakO | 0 | 0 | 0 | 0 | 0 | 0
ST | 0 | 0 | 0 | 0 | 0 | 0
STOG | 0 | 0 | 0 | 0 | 0 | 0
STWD | 0 | 0 | 0 | 0 | 0 | 0
WT | 0 | 0 | 0 | 0 | 0 | 0
IGCC | 0 | 0 | 0 | 0 | 0 | 0
DemandResponse | 0 | 0 | 0 | 0 | 0 | 0
IGCC-CCS | 0 | 0 | 0 | 0 | 0 | 0
WT_off | 0 | 0 | 0 | 0 | 0 | 0
PseudoUnit | 0 | 0 | 0 | 0 | 0 | 0
FixedInterchange | 0 | 0 | 0 | 0 | 0 | 0
Levelized Retrofit Capital Costs by Reporting Type: MISO_WUMS
ReportingType | 2015 | 2020 | 2025 | 2030 | 2035 | 2040
BM | 0 | 0 | 0 | 0 | 0 | 0
CC | 0 | 0 | 0 | 0 | 0 | 0
CSP | 0 | 0 | 0 | 0 | 0 | 0
CT | 0 | 0 | 0 | 0 | 0 | 0
Coal | 197.28 | 175.93 | 26.23 | 39.99 | 88.04 | 113.91
Geo | 0 | 0 | 0 | 0 | 0 | 0
H | 0 | 0 | 0 | 0 | 0 | 0
LFG | 0 | 0 | 0 | 0 | 0 | 0
Nuc | 0 | 0 | 0 | 0 | 0 | 0
PS | 0 | 0 | 0 | 0 | 0 | 0
PV | 0 | 0 | 0 | 0 | 0 | 0
PeakG | 0 | 0 | 0 | 0 | 0 | 0
PeakO | 0 | 0 | 0 | 0 | 0 | 0
ST | 0 | 0 | 0 | 0 | 0 | 0
STOG | 0 | 0 | 0 | 0 | 0 | 0
STWD | 0 | 0 | 0 | 0 | 0 | 0
WT | 0 | 0 | 0 | 0 | 0 | 0
IGCC | 0 | 0 | 0 | 0 | 0 | 0
DemandResponse | 0 | 0 | 0 | 0 | 0 | 0
IGCC-CCS | 0 | 0 | 0 | 0 | 0 | 0
WT_off | 0 | 0 | 0 | 0 | 0 | 0
PseudoUnit | 0 | 0 | 0 | 0 | 0 | 0
FixedInterchange | 0 | 0 | 0 | 0 | 0 | 0
Levelized Retrofit Capital Costs by Reporting Type: Nebraska
ReportingType | 2015 | 2020 | 2025 | 2030 | 2035 | 2040
BM | 0 | 0 | 0 | 0 | 0 | 0
CC | 0 | 0 | 0 | 0 | 0 | 0
CSP | 0 | 0 | 0 | 0 | 0 | 0
CT | 0 | 0 | 0 | 0 | 0 | 0
Coal | 0.01 | 22.6 | 76.85 | 54.25 | 30.53 | 30.53
Geo | 0 | 0 | 0 | 0 | 0 | 0
H | 0 | 0 | 0 | 0 | 0 | 0
LFG | 0 | 0 | 0 | 0 | 0 | 0
Nuc | 0 | 0 | 0 | 0 | 0 | 0
PS | 0 | 0 | 0 | 0 | 0 | 0
PV | 0 | 0 | 0 | 0 | 0 | 0
PeakG | 0 | 0 | 0 | 0 | 0 | 0
PeakO | 0 | 0 | 0 | 0 | 0 | 0
ST | 0 | 0 | 0 | 0 | 0 | 0
STOG | 0 | 0 | 0 | 0 | 0 | 0
STWD | 0 | 0 | 0 | 0 | 0 | 0
WT | 0 | 0 | 0 | 0 | 0 | 0
IGCC | 0 | 0 | 0 | 0 | 0 | 0
DemandResponse | 0 | 0 | 0 | 0 | 0 | 0
IGCC-CCS | 0 | 0 | 0 | 0 | 0 | 0
WT_off | 0 | 0 | 0 | 0 | 0 | 0
PseudoUnit | 0 | 0 | 0 | 0 | 0 | 0
FixedInterchange | 0 | 0 | 0 | 0 | 0 | 0
Levelized Retrofit Capital Costs by Reporting Type: NEISO
ReportingType | 2015 | 2020 | 2025 | 2030 | 2035 | 2040
BM | 0 | 0 | 0 | 0 | 0 | 0
CC | 0 | 0 | 0 | 0 | 0 | 0
CSP | 0 | 0 | 0 | 0 | 0 | 0
CT | 0 | 0 | 0 | 0 | 0 | 0
Coal | 29.15 | 29.16 | 0.01 | 0 | 0.01 | 0
Geo | 0 | 0 | 0 | 0 | 0 | 0
H | 0 | 0 | 0 | 0 | 0 | 0
LFG | 0 | 0 | 0 | 0 | 0 | 0
Nuc | 0 | 0 | 0 | 0 | 0 | 0
PS | 0 | 0 | 0 | 0 | 0 | 0
PV | 0 | 0 | 0 | 0 | 0 | 0
PeakG | 0 | 0 | 0 | 0 | 0 | 0
PeakO | 0 | 0 | 0 | 0 | 0 | 0
ST | 0 | 0 | 0 | 0 | 0 | 0
STOG | 0 | 0 | 0 | 0 | 0 | 0
STWD | 0 | 0 | 0 | 0 | 0 | 0
WT | 0 | 0 | 0 | 0 | 0 | 0
IGCC | 0 | 0 | 0 | 0 | 0 | 0
DemandResponse | 0 | 0 | 0 | 0 | 0 | 0
IGCC-CCS | 0 | 0 | 0 | 0 | 0 | 0
WT_off | 0 | 0 | 0 | 0 | 0 | 0
PseudoUnit | 0 | 0 | 0 | 0 | 0 | 0
FixedInterchange | 0 | 0 | 0 | 0 | 0 | 0
Levelized Retrofit Capital Costs by Reporting Type: NonRTO_Midwest
ReportingType | 2015 | 2020 | 2025 | 2030 | 2035 | 2040
BM | 0 | 0 | 0 | 0 | 0 | 0
CC | 0 | 0 | 0 | 0 | 0 | 0
CSP | 0 | 0 | 0 | 0 | 0 | 0
CT | 0 | 0 | 0 | 0 | 0 | 0
Coal | 165.76 | 182.89 | 45.15 | 159.56 | 271.54 | 112.31
Geo | 0 | 0 | 0 | 0 | 0 | 0
H | 0 | 0 | 0 | 0 | 0 | 0
LFG | 0 | 0 | 0 | 0 | 0 | 0
Nuc | 0 | 0 | 0 | 0 | 0 | 0
PS | 0 | 0 | 0 | 0 | 0 | 0
PV | 0 | 0 | 0 | 0 | 0 | 0
PeakG | 0 | 0 | 0 | 0 | 0 | 0
PeakO | 0 | 0 | 0 | 0 | 0 | 0
ST | 0 | 0 | 0 | 0 | 0 | 0
STOG | 0 | 0 | 0 | 0 | 0 | 0
STWD | 0 | 0 | 0 | 0 | 0 | 0
WT | 0 | 0 | 0 | 0 | 0 | 0
IGCC | 0 | 0 | 0 | 0 | 0 | 0
DemandResponse | 0 | 0 | 0 | 0 | 0 | 0
IGCC-CCS | 0 | 0 | 0 | 0 | 0 | 0
WT_off | 0 | 0 | 0 | 0 | 0 | 0
PseudoUnit | 0 | 0 | 0 | 0 | 0 | 0
FixedInterchange | 0 | 0 | 0 | 0 | 0 | 0
Levelized Retrofit Capital Costs by Reporting Type: NYISO_A-F
ReportingType | 2015 | 2020 | 2025 | 2030 | 2035 | 2040
BM | 0 | 0 | 0 | 0 | 0 | 0
CC | 0 | 0 | 0 | 0 | 0 | 0
CSP | 0 | 0 | 0 | 0 | 0 | 0
CT | 0 | 0 | 0 | 0 | 0 | 0
Coal | 0 | 0.01 | 0.01 | 0.01 | 0.01 | 0
Geo | 0 | 0 | 0 | 0 | 0 | 0
H | 0 | 0 | 0 | 0 | 0 | 0
LFG | 0 | 0 | 0 | 0 | 0 | 0
Nuc | 0 | 0 | 0 | 0 | 0 | 0
PS | 0 | 0 | 0 | 0 | 0 | 0
PV | 0 | 0 | 0 | 0 | 0 | 0
PeakG | 0 | 0 | 0 | 0 | 0 | 0
PeakO | 0 | 0 | 0 | 0 | 0 | 0
ST | 0 | 0 | 0 | 0 | 0 | 0
STOG | 0 | 0 | 0 | 0 | 0 | 0
STWD | 0 | 0 | 0 | 0 | 0 | 0
WT | 0 | 0 | 0 | 0 | 0 | 0
IGCC | 0 | 0 | 0 | 0 | 0 | 0
DemandResponse | 0 | 0 | 0 | 0 | 0 | 0
IGCC-CCS | 0 | 0 | 0 | 0 | 0 | 0
WT_off | 0 | 0 | 0 | 0 | 0 | 0
PseudoUnit | 0 | 0 | 0 | 0 | 0 | 0
FixedInterchange | 0 | 0 | 0 | 0 | 0 | 0
Levelized Retrofit Capital Costs by Reporting Type: NYISO_G-I
ReportingType | 2015 | 2020 | 2025 | 2030 | 2035 | 2040
BM | 0 | 0 | 0 | 0 | 0 | 0
CC | 0 | 0 | 0 | 0 | 0 | 0
CSP | 0 | 0 | 0 | 0 | 0 | 0
CT | 0 | 0 | 0 | 0 | 0 | 0
Coal | 0 | 0 | 0 | 0 | 0 | 0
Geo | 0 | 0 | 0 | 0 | 0 | 0
H | 0 | 0 | 0 | 0 | 0 | 0
LFG | 0 | 0 | 0 | 0 | 0 | 0
Nuc | 0 | 0 | 0 | 0 | 0 | 0
PS | 0 | 0 | 0 | 0 | 0 | 0
PV | 0 | 0 | 0 | 0 | 0 | 0
PeakG | 0 | 0 | 0 | 0 | 0 | 0
PeakO | 0 | 0 | 0 | 0 | 0 | 0
ST | 0 | 0 | 0 | 0 | 0 | 0
STOG | 0 | 0 | 0 | 0 | 0 | 0
STWD | 0 | 0 | 0 | 0 | 0 | 0
WT | 0 | 0 | 0 | 0 | 0 | 0
IGCC | 0 | 0 | 0 | 0 | 0 | 0
DemandResponse | 0 | 0 | 0 | 0 | 0 | 0
IGCC-CCS | 0 | 0 | 0 | 0 | 0 | 0
WT_off | 0 | 0 | 0 | 0 | 0 | 0
PseudoUnit | 0 | 0 | 0 | 0 | 0 | 0
FixedInterchange | 0 | 0 | 0 | 0 | 0 | 0
Levelized Retrofit Capital Costs by Reporting Type: NYISO_J-K
ReportingType | 2015 | 2020 | 2025 | 2030 | 2035 | 2040
BM | 0 | 0 | 0 | 0 | 0 | 0
CC | 0 | 0 | 0 | 0 | 0 | 0
CSP | 0 | 0 | 0 | 0 | 0 | 0
CT | 0 | 0 | 0 | 0 | 0 | 0
Coal | 0 | 0 | 0 | 0 | 0 | 0
Geo | 0 | 0 | 0 | 0 | 0 | 0
H | 0 | 0 | 0 | 0 | 0 | 0
LFG | 0 | 0 | 0 | 0 | 0 | 0
Nuc | 0 | 0 | 0 | 0 | 0 | 0
PS | 0 | 0 | 0 | 0 | 0 | 0
PV | 0 | 0 | 0 | 0 | 0 | 0
PeakG | 0 | 0 | 0 | 0 | 0 | 0
PeakO | 0 | 0 | 0 | 0 | 0 | 0
ST | 0 | 0 | 0 | 0 | 0 | 0
STOG | 0 | 0 | 0 | 0 | 0 | 0
STWD | 0 | 0 | 0 | 0 | 0 | 0
WT | 0 | 0 | 0 | 0 | 0 | 0
IGCC | 0 | 0 | 0 | 0 | 0 | 0
DemandResponse | 0 | 0 | 0 | 0 | 0 | 0
IGCC-CCS | 0 | 0 | 0 | 0 | 0 | 0
WT_off | 0 | 0 | 0 | 0 | 0 | 0
PseudoUnit | 0 | 0 | 0 | 0 | 0 | 0
FixedInterchange | 0 | 0 | 0 | 0 | 0 | 0
Levelized Retrofit Capital Costs by Reporting Type: PJM_E
ReportingType | 2015 | 2020 | 2025 | 2030 | 2035 | 2040
BM | 0 | 0 | 0 | 0 | 0 | 0
CC | 0 | 0 | 0 | 0 | 0 | 0
CSP | 0 | 0 | 0 | 0 | 0 | 0
CT | 0 | 0 | 0 | 0 | 0 | 0
Coal | 22.46 | 22.47 | 0.02 | 0.04 | 21.13 | 54.15
Geo | 0 | 0 | 0 | 0 | 0 | 0
H | 0 | 0 | 0 | 0 | 0 | 0
LFG | 0 | 0 | 0 | 0 | 0 | 0
Nuc | 0 | 0 | 0 | 0 | 0 | 0
PS | 0 | 0 | 0 | 0 | 0 | 0
PV | 0 | 0 | 0 | 0 | 0 | 0
PeakG | 0 | 0 | 0 | 0 | 0 | 0
PeakO | 0 | 0 | 0 | 0 | 0 | 0
ST | 0 | 0 | 0 | 0 | 0 | 0
STOG | 0 | 0 | 0 | 0 | 0 | 0
STWD | 0 | 0 | 0 | 0 | 0 | 0
WT | 0 | 0 | 0 | 0 | 0 | 0
IGCC | 0 | 0 | 0 | 0 | 0 | 0
DemandResponse | 0 | 0 | 0 | 0 | 0 | 0
IGCC-CCS | 0 | 0 | 0 | 0 | 0 | 0
WT_off | 0 | 0 | 0 | 0 | 0 | 0
PseudoUnit | 0 | 0 | 0 | 0 | 0 | 0
FixedInterchange | 0 | 0 | 0 | 0 | 0 | 0
Levelized Retrofit Capital Costs by Reporting Type: PJM_ROM
ReportingType | 2015 | 2020 | 2025 | 2030 | 2035 | 2040
BM | 0 | 0 | 0 | 0 | 0 | 0
CC | 0 | 0 | 0 | 0 | 0 | 0
CSP | 0 | 0 | 0 | 0 | 0 | 0
CT | 0 | 0 | 0 | 0 | 0 | 0
Coal | 14.65 | 0.62 | 0.67 | 0.32 | 48.39 | 72.81
Geo | 0 | 0 | 0 | 0 | 0 | 0
H | 0 | 0 | 0 | 0 | 0 | 0
LFG | 0 | 0 | 0 | 0 | 0 | 0
Nuc | 0 | 0 | 0 | 0 | 0 | 0
PS | 0 | 0 | 0 | 0 | 0 | 0
PV | 0 | 0 | 0 | 0 | 0 | 0
PeakG | 0 | 0 | 0 | 0 | 0 | 0
PeakO | 0 | 0 | 0 | 0 | 0 | 0
ST | 0 | 0 | 0 | 0 | 0 | 0
STOG | 0 | 0 | 0 | 0 | 0 | 0
STWD | 0 | 0 | 0 | 0 | 0 | 0
WT | 0 | 0 | 0 | 0 | 0 | 0
IGCC | 0 | 0 | 0 | 0 | 0 | 0
DemandResponse | 0 | 0 | 0 | 0 | 0 | 0
IGCC-CCS | 0 | 0 | 0 | 0 | 0 | 0
WT_off | 0 | 0 | 0 | 0 | 0 | 0
PseudoUnit | 0 | 0 | 0 | 0 | 0 | 0
FixedInterchange | 0 | 0 | 0 | 0 | 0 | 0
Levelized Retrofit Capital Costs by Reporting Type: PJM_ROR
ReportingType | 2015 | 2020 | 2025 | 2030 | 2035 | 2040
BM | 0 | 0 | 0 | 0 | 0 | 0
CC | 0 | 0 | 0 | 0 | 0 | 0
CSP | 0 | 0 | 0 | 0 | 0 | 0
CT | 0 | 0 | 0 | 0 | 0 | 0
Coal | 47.14 | 202.31 | 217.63 | 376.64 | 1170.69 | 824.33
Geo | 0 | 0 | 0 | 0 | 0 | 0
H | 0 | 0 | 0 | 0 | 0 | 0
LFG | 0 | 0 | 0 | 0 | 0 | 0
Nuc | 0 | 0 | 0 | 0 | 0 | 0
PS | 0 | 0 | 0 | 0 | 0 | 0
PV | 0 | 0 | 0 | 0 | 0 | 0
PeakG | 0 | 0 | 0 | 0 | 0 | 0
PeakO | 0 | 0 | 0 | 0 | 0 | 0
ST | 0 | 0 | 0 | 0 | 0 | 0
STOG | 0 | 0 | 0 | 0 | 0 | 0
STWD | 0 | 0 | 0 | 0 | 0 | 0
WT | 0 | 0 | 0 | 0 | 0 | 0
IGCC | 0 | 0 | 0 | 0 | 0 | 0
DemandResponse | 0 | 0 | 0 | 0 | 0 | 0
IGCC-CCS | 0 | 0 | 0 | 0 | 0 | 0
WT_off | 0 | 0 | 0 | 0 | 0 | 0
PseudoUnit | 0 | 0 | 0 | 0 | 0 | 0
FixedInterchange | 0 | 0 | 0 | 0 | 0 | 0
Levelized Retrofit Capital Costs by Reporting Type: SOCO
ReportingType | 2015 | 2020 | 2025 | 2030 | 2035 | 2040
BM | 0 | 0 | 0 | 0 | 0 | 0
CC | 0 | 0 | 0 | 0 | 0 | 0
CSP | 0 | 0 | 0 | 0 | 0 | 0
CT | 0 | 0 | 0 | 0 | 0 | 0
Coal | 400.4 | 420.61 | 300.67 | 335.1 | 54.74 | 0.11
Geo | 0 | 0 | 0 | 0 | 0 | 0
H | 0 | 0 | 0 | 0 | 0 | 0
LFG | 0 | 0 | 0 | 0 | 0 | 0
Nuc | 0 | 0 | 0 | 0 | 0 | 0
PS | 0 | 0 | 0 | 0 | 0 | 0
PV | 0 | 0 | 0 | 0 | 0 | 0
PeakG | 0 | 0 | 0 | 0 | 0 | 0
PeakO | 0 | 0 | 0 | 0 | 0 | 0
ST | 0 | 0 | 0 | 0 | 0 | 0
STOG | 0 | 0 | 0 | 0 | 0 | 0
STWD | 0 | 0 | 0 | 0 | 0 | 0
WT | 0 | 0 | 0 | 0 | 0 | 0
IGCC | 0 | 0 | 0 | 0 | 0 | 0
DemandResponse | 0 | 0 | 0 | 0 | 0 | 0
IGCC-CCS | 0 | 0 | 0 | 0 | 0 | 0
WT_off | 0 | 0 | 0 | 0 | 0 | 0
PseudoUnit | 0 | 0 | 0 | 0 | 0 | 0
FixedInterchange | 0 | 0 | 0 | 0 | 0 | 0
Levelized Retrofit Capital Costs by Reporting Type: SPP_N
ReportingType | 2015 | 2020 | 2025 | 2030 | 2035 | 2040
BM | 0 | 0 | 0 | 0 | 0 | 0
CC | 0 | 0 | 0 | 0 | 0 | 0
CSP | 0 | 0 | 0 | 0 | 0 | 0
CT | 0 | 0 | 0 | 0 | 0 | 0
Coal | 0.01 | 32.12 | 32.11 | 0.02 | 0.05 | 0.05
Geo | 0 | 0 | 0 | 0 | 0 | 0
H | 0 | 0 | 0 | 0 | 0 | 0
LFG | 0 | 0 | 0 | 0 | 0 | 0
Nuc | 0 | 0 | 0 | 0 | 0 | 0
PS | 0 | 0 | 0 | 0 | 0 | 0
PV | 0 | 0 | 0 | 0 | 0 | 0
PeakG | 0 | 0 | 0 | 0 | 0 | 0
PeakO | 0 | 0 | 0 | 0 | 0 | 0
ST | 0 | 0 | 0 | 0 | 0 | 0
STOG | 0 | 0 | 0 | 0 | 0 | 0
STWD | 0 | 0 | 0 | 0 | 0 | 0
WT | 0 | 0 | 0 | 0 | 0 | 0
IGCC | 0 | 0 | 0 | 0 | 0 | 0
DemandResponse | 0 | 0 | 0 | 0 | 0 | 0
IGCC-CCS | 0 | 0 | 0 | 0 | 0 | 0
WT_off | 0 | 0 | 0 | 0 | 0 | 0
PseudoUnit | 0 | 0 | 0 | 0 | 0 | 0
FixedInterchange | 0 | 0 | 0 | 0 | 0 | 0
Levelized Retrofit Capital Costs by Reporting Type: SPP_S
ReportingType | 2015 | 2020 | 2025 | 2030 | 2035 | 2040
BM | 0 | 0 | 0 | 0 | 0 | 0
CC | 0 | 0 | 0 | 0 | 0 | 0
CSP | 0 | 0 | 0 | 0 | 0 | 0
CT | 0 | 0 | 0 | 0 | 0 | 0
Coal | 0.05 | 44.76 | 44.72 | 0 | 0 | 0
Geo | 0 | 0 | 0 | 0 | 0 | 0
H | 0 | 0 | 0 | 0 | 0 | 0
LFG | 0 | 0 | 0 | 0 | 0 | 0
Nuc | 0 | 0 | 0 | 0 | 0 | 0
PS | 0 | 0 | 0 | 0 | 0 | 0
PV | 0 | 0 | 0 | 0 | 0 | 0
PeakG | 0 | 0 | 0 | 0 | 0 | 0
PeakO | 0 | 0 | 0 | 0 | 0 | 0
ST | 0 | 0 | 0 | 0 | 0 | 0
STOG | 0 | 0 | 0 | 0 | 0 | 0
STWD | 0 | 0 | 0 | 0 | 0 | 0
WT | 0 | 0 | 0 | 0 | 0 | 0
IGCC | 0 | 0 | 0 | 0 | 0 | 0
DemandResponse | 0 | 0 | 0 | 0 | 0 | 0
IGCC-CCS | 0 | 0 | 0 | 0 | 0 | 0
WT_off | 0 | 0 | 0 | 0 | 0 | 0
PseudoUnit | 0 | 0 | 0 | 0 | 0 | 0
FixedInterchange | 0 | 0 | 0 | 0 | 0 | 0
Levelized Retrofit Capital Costs by Reporting Type: TVA
ReportingType | 2015 | 2020 | 2025 | 2030 | 2035 | 2040
BM | 0 | 0 | 0 | 0 | 0 | 0
CC | 0 | 0 | 0 | 0 | 0 | 0
CSP | 0 | 0 | 0 | 0 | 0 | 0
CT | 0 | 0 | 0 | 0 | 0 | 0
Coal | 0.02 | 35.67 | 35.69 | 0.13 | 0.13 | 0.04
Geo | 0 | 0 | 0 | 0 | 0 | 0
H | 0 | 0 | 0 | 0 | 0 | 0
LFG | 0 | 0 | 0 | 0 | 0 | 0
Nuc | 0 | 0 | 0 | 0 | 0 | 0
PS | 0 | 0 | 0 | 0 | 0 | 0
PV | 0 | 0 | 0 | 0 | 0 | 0
PeakG | 0 | 0 | 0 | 0 | 0 | 0
PeakO | 0 | 0 | 0 | 0 | 0 | 0
ST | 0 | 0 | 0 | 0 | 0 | 0
STOG | 0 | 0 | 0 | 0 | 0 | 0
STWD | 0 | 0 | 0 | 0 | 0 | 0
WT | 0 | 0 | 0 | 0 | 0 | 0
IGCC | 0 | 0 | 0 | 0 | 0 | 0
DemandResponse | 0 | 0 | 0 | 0 | 0 | 0
IGCC-CCS | 0 | 0 | 0 | 0 | 0 | 0
WT_off | 0 | 0 | 0 | 0 | 0 | 0
PseudoUnit | 0 | 0 | 0 | 0 | 0 | 0
FixedInterchange | 0 | 0 | 0 | 0 | 0 | 0
Levelized Retrofit Capital Costs by Reporting Type: TVA_Transmission
ReportingType | 2015 | 2020 | 2025 | 2030 | 2035 | 2040
BM | 0 | 0 | 0 | 0 | 0 | 0
CC | 0 | 0 | 0 | 0 | 0 | 0
CSP | 0 | 0 | 0 | 0 | 0 | 0
CT | 0 | 0 | 0 | 0 | 0 | 0
Coal | 0 | 0 | 0 | 0 | 0 | 0
Geo | 0 | 0 | 0 | 0 | 0 | 0
H | 0 | 0 | 0 | 0 | 0 | 0
LFG | 0 | 0 | 0 | 0 | 0 | 0
Nuc | 0 | 0 | 0 | 0 | 0 | 0
PS | 0 | 0 | 0 | 0 | 0 | 0
PV | 0 | 0 | 0 | 0 | 0 | 0
PeakG | 0 | 0 | 0 | 0 | 0 | 0
PeakO | 0 | 0 | 0 | 0 | 0 | 0
ST | 0 | 0 | 0 | 0 | 0 | 0
STOG | 0 | 0 | 0 | 0 | 0 | 0
STWD | 0 | 0 | 0 | 0 | 0 | 0
WT | 0 | 0 | 0 | 0 | 0 | 0
IGCC | 0 | 0 | 0 | 0 | 0 | 0
DemandResponse | 0 | 0 | 0 | 0 | 0 | 0
IGCC-CCS | 0 | 0 | 0 | 0 | 0 | 0
WT_off | 0 | 0 | 0 | 0 | 0 | 0
PseudoUnit | 0 | 0 | 0 | 0 | 0 | 0
FixedInterchange | 0 | 0 | 0 | 0 | 0 | 0
Levelized Retrofit Capital Costs by Reporting Type: VACAR
ReportingType | 2015 | 2020 | 2025 | 2030 | 2035 | 2040
BM | 0 | 0 | 0 | 0 | 0 | 0
CC | 0 | 0 | 0 | 0 | 0 | 0
CSP | 0 | 0 | 0 | 0 | 0 | 0
CT | 0 | 0 | 0 | 0 | 0 | 0
Coal | 0.03 | 59.38 | 98.1 | 108.57 | 144.2 | 74.48
Geo | 0 | 0 | 0 | 0 | 0 | 0
H | 0 | 0 | 0 | 0 | 0 | 0
LFG | 0 | 0 | 0 | 0 | 0 | 0
Nuc | 0 | 0 | 0 | 0 | 0 | 0
PS | 0 | 0 | 0 | 0 | 0 | 0
PV | 0 | 0 | 0 | 0 | 0 | 0
PeakG | 0 | 0 | 0 | 0 | 0 | 0
PeakO | 0 | 0 | 0 | 0 | 0 | 0
ST | 0 | 0 | 0 | 0 | 0 | 0
STOG | 0 | 0 | 0 | 0 | 0 | 0
STWD | 0 | 0 | 0 | 0 | 0 | 0
WT | 0 | 0 | 0 | 0 | 0 | 0
IGCC | 0 | 0 | 0 | 0 | 0 | 0
DemandResponse | 0 | 0 | 0 | 0 | 0 | 0
IGCC-CCS | 0 | 0 | 0 | 0 | 0 | 0
WT_off | 0 | 0 | 0 | 0 | 0 | 0
PseudoUnit | 0 | 0 | 0 | 0 | 0 | 0
FixedInterchange | 0 | 0 | 0 | 0 | 0 | 0
Levelized Retrofit Capital Costs by Reporting Type: IESO
ReportingType | 2015 | 2020 | 2025 | 2030 | 2035 | 2040
BM | 0 | 0 | 0 | 0 | 0 | 0
CC | 0 | 0 | 0 | 0 | 0 | 0
CSP | 0 | 0 | 0 | 0 | 0 | 0
CT | 0 | 0 | 0 | 0 | 0 | 0
Coal | 0 | 0 | 0 | 0 | 0 | 0
Geo | 0 | 0 | 0 | 0 | 0 | 0
H | 0 | 0 | 0 | 0 | 0 | 0
LFG | 0 | 0 | 0 | 0 | 0 | 0
Nuc | 0 | 0 | 0 | 0 | 0 | 0
PS | 0 | 0 | 0 | 0 | 0 | 0
PV | 0 | 0 | 0 | 0 | 0 | 0
PeakG | 0 | 0 | 0 | 0 | 0 | 0
PeakO | 0 | 0 | 0 | 0 | 0 | 0
ST | 0 | 0 | 0 | 0 | 0 | 0
STOG | 0 | 0 | 0 | 0 | 0 | 0
STWD | 0 | 0 | 0 | 0 | 0 | 0
WT | 0 | 0 | 0 | 0 | 0 | 0
IGCC | 0 | 0 | 0 | 0 | 0 | 0
DemandResponse | 0 | 0 | 0 | 0 | 0 | 0
IGCC-CCS | 0 | 0 | 0 | 0 | 0 | 0
WT_off | 0 | 0 | 0 | 0 | 0 | 0
PseudoUnit | 0 | 0 | 0 | 0 | 0 | 0
FixedInterchange | 0 | 0 | 0 | 0 | 0 | 0
Levelized Retrofit Capital Costs by Reporting Type: MAPP_CA
ReportingType | 2015 | 2020 | 2025 | 2030 | 2035 | 2040
BM | 0 | 0 | 0 | 0 | 0 | 0
CC | 0 | 0 | 0 | 0 | 0 | 0
CSP | 0 | 0 | 0 | 0 | 0 | 0
CT | 0 | 0 | 0 | 0 | 0 | 0
Coal | 0 | 0 | 0 | 0 | 0 | 0
Geo | 0 | 0 | 0 | 0 | 0 | 0
H | 0 | 0 | 0 | 0 | 0 | 0
LFG | 0 | 0 | 0 | 0 | 0 | 0
Nuc | 0 | 0 | 0 | 0 | 0 | 0
PS | 0 | 0 | 0 | 0 | 0 | 0
PV | 0 | 0 | 0 | 0 | 0 | 0
PeakG | 0 | 0 | 0 | 0 | 0 | 0
PeakO | 0 | 0 | 0 | 0 | 0 | 0
ST | 0 | 0 | 0 | 0 | 0 | 0
STOG | 0 | 0 | 0 | 0 | 0 | 0
STWD | 0 | 0 | 0 | 0 | 0 | 0
WT | 0 | 0 | 0 | 0 | 0 | 0
IGCC | 0 | 0 | 0 | 0 | 0 | 0
DemandResponse | 0 | 0 | 0 | 0 | 0 | 0
IGCC-CCS | 0 | 0 | 0 | 0 | 0 | 0
WT_off | 0 | 0 | 0 | 0 | 0 | 0
PseudoUnit | 0 | 0 | 0 | 0 | 0 | 0
FixedInterchange | 0 | 0 | 0 | 0 | 0 | 0
Levelized Retrofit Capital Costs by Reporting Type: AZ_NM_SNV_Coal
ReportingType | 2015 | 2020 | 2025 | 2030 | 2035 | 2040
BM | 0 | 0 | 0 | 0 | 0 | 0
CC | 0 | 0 | 0 | 0 | 0 | 0
CSP | 0 | 0 | 0 | 0 | 0 | 0
CT | 0 | 0 | 0 | 0 | 0 | 0
Coal | 49.69 | 60.71 | 27.78 | 18.58 | 76.32 | 57.75
Geo | 0 | 0 | 0 | 0 | 0 | 0
H | 0 | 0 | 0 | 0 | 0 | 0
LFG | 0 | 0 | 0 | 0 | 0 | 0
Nuc | 0 | 0 | 0 | 0 | 0 | 0
PS | 0 | 0 | 0 | 0 | 0 | 0
PV | 0 | 0 | 0 | 0 | 0 | 0
PeakG | 0 | 0 | 0 | 0 | 0 | 0
PeakO | 0 | 0 | 0 | 0 | 0 | 0
ST | 0 | 0 | 0 | 0 | 0 | 0
STOG | 0 | 0 | 0 | 0 | 0 | 0
STWD | 0 | 0 | 0 | 0 | 0 | 0
WT | 0 | 0 | 0 | 0 | 0 | 0
IGCC | 0 | 0 | 0 | 0 | 0 | 0
DemandResponse | 0 | 0 | 0 | 0 | 0 | 0
IGCC-CCS | 0 | 0 | 0 | 0 | 0 | 0
WT_off | 0 | 0 | 0 | 0 | 0 | 0
PseudoUnit | 0 | 0 | 0 | 0 | 0 | 0
FixedInterchange | 0 | 0 | 0 | 0 | 0 | 0
Levelized Retrofit Capital Costs by Reporting Type: AZ_NM_SNV_Gas
ReportingType | 2015 | 2020 | 2025 | 2030 | 2035 | 2040
BM | 0 | 0 | 0 | 0 | 0 | 0
CC | 0 | 0 | 0 | 0 | 0 | 0
CSP | 0 | 0 | 0 | 0 | 0 | 0
CT | 0 | 0 | 0 | 0 | 0 | 0
Coal | 0 | 0 | 0 | 0 | 0 | 0
Geo | 0 | 0 | 0 | 0 | 0 | 0
H | 0 | 0 | 0 | 0 | 0 | 0
LFG | 0 | 0 | 0 | 0 | 0 | 0
Nuc | 0 | 0 | 0 | 0 | 0 | 0
PS | 0 | 0 | 0 | 0 | 0 | 0
PV | 0 | 0 | 0 | 0 | 0 | 0
PeakG | 0 | 0 | 0 | 0 | 0 | 0
PeakO | 0 | 0 | 0 | 0 | 0 | 0
ST | 0 | 0 | 0 | 0 | 0 | 0
STOG | 0 | 0 | 0 | 0 | 0 | 0
STWD | 0 | 0 | 0 | 0 | 0 | 0
WT | 0 | 0 | 0 | 0 | 0 | 0
IGCC | 0 | 0 | 0 | 0 | 0 | 0
DemandResponse | 0 | 0 | 0 | 0 | 0 | 0
IGCC-CCS | 0 | 0 | 0 | 0 | 0 | 0
WT_off | 0 | 0 | 0 | 0 | 0 | 0
PseudoUnit | 0 | 0 | 0 | 0 | 0 | 0
FixedInterchange | 0 | 0 | 0 | 0 | 0 | 0
Levelized Retrofit Capital Costs by Reporting Type: AZ_NM_SNV_NucRenew
ReportingType | 2015 | 2020 | 2025 | 2030 | 2035 | 2040
BM | 0 | 0 | 0 | 0 | 0 | 0
CC | 0 | 0 | 0 | 0 | 0 | 0
CSP | 0 | 0 | 0 | 0 | 0 | 0
CT | 0 | 0 | 0 | 0 | 0 | 0
Coal | 0 | 0 | 0 | 0 | 0 | 0
Geo | 0 | 0 | 0 | 0 | 0 | 0
H | 0 | 0 | 0 | 0 | 0 | 0
LFG | 0 | 0 | 0 | 0 | 0 | 0
Nuc | 0 | 0 | 0 | 0 | 0 | 0
PS | 0 | 0 | 0 | 0 | 0 | 0
PV | 0 | 0 | 0 | 0 | 0 | 0
PeakG | 0 | 0 | 0 | 0 | 0 | 0
PeakO | 0 | 0 | 0 | 0 | 0 | 0
ST | 0 | 0 | 0 | 0 | 0 | 0
STOG | 0 | 0 | 0 | 0 | 0 | 0
STWD | 0 | 0 | 0 | 0 | 0 | 0
WT | 0 | 0 | 0 | 0 | 0 | 0
IGCC | 0 | 0 | 0 | 0 | 0 | 0
DemandResponse | 0 | 0 | 0 | 0 | 0 | 0
IGCC-CCS | 0 | 0 | 0 | 0 | 0 | 0
WT_off | 0 | 0 | 0 | 0 | 0 | 0
PseudoUnit | 0 | 0 | 0 | 0 | 0 | 0
FixedInterchange | 0 | 0 | 0 | 0 | 0 | 0
Levelized Retrofit Capital Costs by Reporting Type: ERCOT
ReportingType | 2015 | 2020 | 2025 | 2030 | 2035 | 2040
BM | 0 | 0 | 0 | 0 | 0 | 0
CC | 0 | 0 | 0 | 0 | 0 | 0
CSP | 0 | 0 | 0 | 0 | 0 | 0
CT | 0 | 0 | 0 | 0 | 0 | 0
Coal | 82.52 | 5.86 | 181.97 | 254.01 | 127.82 | 49.95
Geo | 0 | 0 | 0 | 0 | 0 | 0
H | 0 | 0 | 0 | 0 | 0 | 0
LFG | 0 | 0 | 0 | 0 | 0 | 0
Nuc | 0 | 0 | 0 | 0 | 0 | 0
PS | 0 | 0 | 0 | 0 | 0 | 0
PV | 0 | 0 | 0 | 0 | 0 | 0
PeakG | 0 | 0 | 0 | 0 | 0 | 0
PeakO | 0 | 0 | 0 | 0 | 0 | 0
ST | 0 | 0 | 0 | 0 | 0 | 0
STOG | 0 | 0 | 0 | 0 | 0 | 0
STWD | 0 | 0 | 0 | 0 | 0 | 0
WT | 0 | 0 | 0 | 0 | 0 | 0
IGCC | 0 | 0 | 0 | 0 | 0 | 0
DemandResponse | 0 | 0 | 0 | 0 | 0 | 0
IGCC-CCS | 0 | 0 | 0 | 0 | 0 | 0
WT_off | 0 | 0 | 0 | 0 | 0 | 0
PseudoUnit | 0 | 0 | 0 | 0 | 0 | 0
FixedInterchange | 0 | 0 | 0 | 0 | 0 | 0
Levelized Retrofit Capital Costs by Reporting Type: NP15
ReportingType | 2015 | 2020 | 2025 | 2030 | 2035 | 2040
BM | 0 | 0 | 0 | 0 | 0 | 0
CC | 0 | 0 | 0 | 0 | 0 | 0
CSP | 0 | 0 | 0 | 0 | 0 | 0
CT | 0 | 0 | 0 | 0 | 0 | 0
Coal | 0 | 0.01 | 0.01 | 0 | 0 | 0
Geo | 0 | 0 | 0 | 0 | 0 | 0
H | 0 | 0 | 0 | 0 | 0 | 0
LFG | 0 | 0 | 0 | 0 | 0 | 0
Nuc | 0 | 0 | 0 | 0 | 0 | 0
PS | 0 | 0 | 0 | 0 | 0 | 0
PV | 0 | 0 | 0 | 0 | 0 | 0
PeakG | 0 | 0 | 0 | 0 | 0 | 0
PeakO | 0 | 0 | 0 | 0 | 0 | 0
ST | 0 | 0 | 0 | 0 | 0 | 0
STOG | 0 | 0 | 0 | 0 | 0 | 0
STWD | 0 | 0 | 0 | 0 | 0 | 0
WT | 0 | 0 | 0 | 0 | 0 | 0
IGCC | 0 | 0 | 0 | 0 | 0 | 0
DemandResponse | 0 | 0 | 0 | 0 | 0 | 0
IGCC-CCS | 0 | 0 | 0 | 0 | 0 | 0
WT_off | 0 | 0 | 0 | 0 | 0 | 0
PseudoUnit | 0 | 0 | 0 | 0 | 0 | 0
FixedInterchange | 0 | 0 | 0 | 0 | 0 | 0
Levelized Retrofit Capital Costs by Reporting Type: NWPP_Coal
ReportingType | 2015 | 2020 | 2025 | 2030 | 2035 | 2040
BM | 0 | 0 | 0 | 0 | 0 | 0
CC | 0 | 0 | 0 | 0 | 0 | 0
CSP | 0 | 0 | 0 | 0 | 0 | 0
CT | 0 | 0 | 0 | 0 | 0 | 0
Coal | 0.02 | 50.74 | 121.61 | 70.89 | 0 | 0
Geo | 0 | 0 | 0 | 0 | 0 | 0
H | 0 | 0 | 0 | 0 | 0 | 0
LFG | 0 | 0 | 0 | 0 | 0 | 0
Nuc | 0 | 0 | 0 | 0 | 0 | 0
PS | 0 | 0 | 0 | 0 | 0 | 0
PV | 0 | 0 | 0 | 0 | 0 | 0
PeakG | 0 | 0 | 0 | 0 | 0 | 0
PeakO | 0 | 0 | 0 | 0 | 0 | 0
ST | 0 | 0 | 0 | 0 | 0 | 0
STOG | 0 | 0 | 0 | 0 | 0 | 0
STWD | 0 | 0 | 0 | 0 | 0 | 0
WT | 0 | 0 | 0 | 0 | 0 | 0
IGCC | 0 | 0 | 0 | 0 | 0 | 0
DemandResponse | 0 | 0 | 0 | 0 | 0 | 0
IGCC-CCS | 0 | 0 | 0 | 0 | 0 | 0
WT_off | 0 | 0 | 0 | 0 | 0 | 0
PseudoUnit | 0 | 0 | 0 | 0 | 0 | 0
FixedInterchange | 0 | 0 | 0 | 0 | 0 | 0
Levelized Retrofit Capital Costs by Reporting Type: NWPP_Gas
ReportingType | 2015 | 2020 | 2025 | 2030 | 2035 | 2040
BM | 0 | 0 | 0 | 0 | 0 | 0
CC | 0 | 0 | 0 | 0 | 0 | 0
CSP | 0 | 0 | 0 | 0 | 0 | 0
CT | 0 | 0 | 0 | 0 | 0 | 0
Coal | 0 | 0 | 0 | 0 | 0 | 0
Geo | 0 | 0 | 0 | 0 | 0 | 0
H | 0 | 0 | 0 | 0 | 0 | 0
LFG | 0 | 0 | 0 | 0 | 0 | 0
Nuc | 0 | 0 | 0 | 0 | 0 | 0
PS | 0 | 0 | 0 | 0 | 0 | 0
PV | 0 | 0 | 0 | 0 | 0 | 0
PeakG | 0 | 0 | 0 | 0 | 0 | 0
PeakO | 0 | 0 | 0 | 0 | 0 | 0
ST | 0 | 0 | 0 | 0 | 0 | 0
STOG | 0 | 0 | 0 | 0 | 0 | 0
STWD | 0 | 0 | 0 | 0 | 0 | 0
WT | 0 | 0 | 0 | 0 | 0 | 0
IGCC | 0 | 0 | 0 | 0 | 0 | 0
DemandResponse | 0 | 0 | 0 | 0 | 0 | 0
IGCC-CCS | 0 | 0 | 0 | 0 | 0 | 0
WT_off | 0 | 0 | 0 | 0 | 0 | 0
PseudoUnit | 0 | 0 | 0 | 0 | 0 | 0
FixedInterchange | 0 | 0 | 0 | 0 | 0 | 0
Levelized Retrofit Capital Costs by Reporting Type: NWPP_NucRenew
ReportingType | 2015 | 2020 | 2025 | 2030 | 2035 | 2040
BM | 0 | 0 | 0 | 0 | 0 | 0
CC | 0 | 0 | 0 | 0 | 0 | 0
CSP | 0 | 0 | 0 | 0 | 0 | 0
CT | 0 | 0 | 0 | 0 | 0 | 0
Coal | 0 | 0 | 0 | 0 | 0 | 0
Geo | 0 | 0 | 0 | 0 | 0 | 0
H | 0 | 0 | 0 | 0 | 0 | 0
LFG | 0 | 0 | 0 | 0 | 0 | 0
Nuc | 0 | 0 | 0 | 0 | 0 | 0
PS | 0 | 0 | 0 | 0 | 0 | 0
PV | 0 | 0 | 0 | 0 | 0 | 0
PeakG | 0 | 0 | 0 | 0 | 0 | 0
PeakO | 0 | 0 | 0 | 0 | 0 | 0
ST | 0 | 0 | 0 | 0 | 0 | 0
STOG | 0 | 0 | 0 | 0 | 0 | 0
STWD | 0 | 0 | 0 | 0 | 0 | 0
WT | 0 | 0 | 0 | 0 | 0 | 0
IGCC | 0 | 0 | 0 | 0 | 0 | 0
DemandResponse | 0 | 0 | 0 | 0 | 0 | 0
IGCC-CCS | 0 | 0 | 0 | 0 | 0 | 0
WT_off | 0 | 0 | 0 | 0 | 0 | 0
PseudoUnit | 0 | 0 | 0 | 0 | 0 | 0
FixedInterchange | 0 | 0 | 0 | 0 | 0 | 0
Levelized Retrofit Capital Costs by Reporting Type: RMPA
ReportingType | 2015 | 2020 | 2025 | 2030 | 2035 | 2040
BM | 0 | 0 | 0 | 0 | 0 | 0
CC | 0 | 0 | 0 | 0 | 0 | 0
CSP | 0 | 0 | 0 | 0 | 0 | 0
CT | 0 | 0 | 0 | 0 | 0 | 0
Coal | 29.12 | 23.4 | 196.6 | 173.22 | 0 | 0
Geo | 0 | 0 | 0 | 0 | 0 | 0
H | 0 | 0 | 0 | 0 | 0 | 0
LFG | 0 | 0 | 0 | 0 | 0 | 0
Nuc | 0 | 0 | 0 | 0 | 0 | 0
PS | 0 | 0 | 0 | 0 | 0 | 0
PV | 0 | 0 | 0 | 0 | 0 | 0
PeakG | 0 | 0 | 0 | 0 | 0 | 0
PeakO | 0 | 0 | 0 | 0 | 0 | 0
ST | 0 | 0 | 0 | 0 | 0 | 0
STOG | 0 | 0 | 0 | 0 | 0 | 0
STWD | 0 | 0 | 0 | 0 | 0 | 0
WT | 0 | 0 | 0 | 0 | 0 | 0
IGCC | 0 | 0 | 0 | 0 | 0 | 0
DemandResponse | 0 | 0 | 0 | 0 | 0 | 0
IGCC-CCS | 0 | 0 | 0 | 0 | 0 | 0
WT_off | 0 | 0 | 0 | 0 | 0 | 0
PseudoUnit | 0 | 0 | 0 | 0 | 0 | 0
FixedInterchange | 0 | 0 | 0 | 0 | 0 | 0
Levelized Retrofit Capital Costs by Reporting Type: SP15
ReportingType | 2015 | 2020 | 2025 | 2030 | 2035 | 2040
BM | 0 | 0 | 0 | 0 | 0 | 0
CC | 0 | 0 | 0 | 0 | 0 | 0
CSP | 0 | 0 | 0 | 0 | 0 | 0
CT | 0 | 0 | 0 | 0 | 0 | 0
Coal | 0 | 2.92 | 2.92 | 0 | 0 | 0
Geo | 0 | 0 | 0 | 0 | 0 | 0
H | 0 | 0 | 0 | 0 | 0 | 0
LFG | 0 | 0 | 0 | 0 | 0 | 0
Nuc | 0 | 0 | 0 | 0 | 0 | 0
PS | 0 | 0 | 0 | 0 | 0 | 0
PV | 0 | 0 | 0 | 0 | 0 | 0
PeakG | 0 | 0 | 0 | 0 | 0 | 0
PeakO | 0 | 0 | 0 | 0 | 0 | 0
ST | 0 | 0 | 0 | 0 | 0 | 0
STOG | 0 | 0 | 0 | 0 | 0 | 0
STWD | 0 | 0 | 0 | 0 | 0 | 0
WT | 0 | 0 | 0 | 0 | 0 | 0
IGCC | 0 | 0 | 0 | 0 | 0 | 0
DemandResponse | 0 | 0 | 0 | 0 | 0 | 0
IGCC-CCS | 0 | 0 | 0 | 0 | 0 | 0
WT_off | 0 | 0 | 0 | 0 | 0 | 0
PseudoUnit | 0 | 0 | 0 | 0 | 0 | 0
FixedInterchange | 0 | 0 | 0 | 0 | 0 | 0
Levelized Retrofit Capital Costs by Reporting Type: ALB
ReportingType | 2015 | 2020 | 2025 | 2030 | 2035 | 2040
BM | 0 | 0 | 0 | 0 | 0 | 0
CC | 0 | 0 | 0 | 0 | 0 | 0
CSP | 0 | 0 | 0 | 0 | 0 | 0
CT | 0 | 0 | 0 | 0 | 0 | 0
Coal | 0 | 0 | 0 | 0 | 0 | 0
Geo | 0 | 0 | 0 | 0 | 0 | 0
H | 0 | 0 | 0 | 0 | 0 | 0
LFG | 0 | 0 | 0 | 0 | 0 | 0
Nuc | 0 | 0 | 0 | 0 | 0 | 0
PS | 0 | 0 | 0 | 0 | 0 | 0
PV | 0 | 0 | 0 | 0 | 0 | 0
PeakG | 0 | 0 | 0 | 0 | 0 | 0
PeakO | 0 | 0 | 0 | 0 | 0 | 0
ST | 0 | 0 | 0 | 0 | 0 | 0
STOG | 0 | 0 | 0 | 0 | 0 | 0
STWD | 0 | 0 | 0 | 0 | 0 | 0
WT | 0 | 0 | 0 | 0 | 0 | 0
IGCC | 0 | 0 | 0 | 0 | 0 | 0
DemandResponse | 0 | 0 | 0 | 0 | 0 | 0
IGCC-CCS | 0 | 0 | 0 | 0 | 0 | 0
WT_off | 0 | 0 | 0 | 0 | 0 | 0
PseudoUnit | 0 | 0 | 0 | 0 | 0 | 0
FixedInterchange | 0 | 0 | 0 | 0 | 0 | 0
Levelized Retrofit Capital Costs by Reporting Type: BC
ReportingType | 2015 | 2020 | 2025 | 2030 | 2035 | 2040
BM | 0 | 0 | 0 | 0 | 0 | 0
CC | 0 | 0 | 0 | 0 | 0 | 0
CSP | 0 | 0 | 0 | 0 | 0 | 0
CT | 0 | 0 | 0 | 0 | 0 | 0
Coal | 0 | 0 | 0 | 0 | 0 | 0
Geo | 0 | 0 | 0 | 0 | 0 | 0
H | 0 | 0 | 0 | 0 | 0 | 0
LFG | 0 | 0 | 0 | 0 | 0 | 0
Nuc | 0 | 0 | 0 | 0 | 0 | 0
PS | 0 | 0 | 0 | 0 | 0 | 0
PV | 0 | 0 | 0 | 0 | 0 | 0
PeakG | 0 | 0 | 0 | 0 | 0 | 0
PeakO | 0 | 0 | 0 | 0 | 0 | 0
ST | 0 | 0 | 0 | 0 | 0 | 0
STOG | 0 | 0 | 0 | 0 | 0 | 0
STWD | 0 | 0 | 0 | 0 | 0 | 0
WT | 0 | 0 | 0 | 0 | 0 | 0
IGCC | 0 | 0 | 0 | 0 | 0 | 0
DemandResponse | 0 | 0 | 0 | 0 | 0 | 0
IGCC-CCS | 0 | 0 | 0 | 0 | 0 | 0
WT_off | 0 | 0 | 0 | 0 | 0 | 0
PseudoUnit | 0 | 0 | 0 | 0 | 0 | 0
FixedInterchange | 0 | 0 | 0 | 0 | 0 | 0
Levelized Retrofit Capital Costs by Reporting Type: HQ_IESO
ReportingType | 2015 | 2020 | 2025 | 2030 | 2035 | 2040
BM | 0 | 0 | 0 | 0 | 0 | 0
CC | 0 | 0 | 0 | 0 | 0 | 0
CSP | 0 | 0 | 0 | 0 | 0 | 0
CT | 0 | 0 | 0 | 0 | 0 | 0
Coal | 0 | 0 | 0 | 0 | 0 | 0
Geo | 0 | 0 | 0 | 0 | 0 | 0
H | 0 | 0 | 0 | 0 | 0 | 0
LFG | 0 | 0 | 0 | 0 | 0 | 0
Nuc | 0 | 0 | 0 | 0 | 0 | 0
PS | 0 | 0 | 0 | 0 | 0 | 0
PV | 0 | 0 | 0 | 0 | 0 | 0
PeakG | 0 | 0 | 0 | 0 | 0 | 0
PeakO | 0 | 0 | 0 | 0 | 0 | 0
ST | 0 | 0 | 0 | 0 | 0 | 0
STOG | 0 | 0 | 0 | 0 | 0 | 0
STWD | 0 | 0 | 0 | 0 | 0 | 0
WT | 0 | 0 | 0 | 0 | 0 | 0
IGCC | 0 | 0 | 0 | 0 | 0 | 0
DemandResponse | 0 | 0 | 0 | 0 | 0 | 0
IGCC-CCS | 0 | 0 | 0 | 0 | 0 | 0
WT_off | 0 | 0 | 0 | 0 | 0 | 0
PseudoUnit | 0 | 0 | 0 | 0 | 0 | 0
FixedInterchange | 0 | 0 | 0 | 0 | 0 | 0
Levelized Retrofit Capital Costs by Reporting Type: HQ_NEISO
ReportingType | 2015 | 2020 | 2025 | 2030 | 2035 | 2040
BM | 0 | 0 | 0 | 0 | 0 | 0
CC | 0 | 0 | 0 | 0 | 0 | 0
CSP | 0 | 0 | 0 | 0 | 0 | 0
CT | 0 | 0 | 0 | 0 | 0 | 0
Coal | 0 | 0 | 0 | 0 | 0 | 0
Geo | 0 | 0 | 0 | 0 | 0 | 0
H | 0 | 0 | 0 | 0 | 0 | 0
LFG | 0 | 0 | 0 | 0 | 0 | 0
Nuc | 0 | 0 | 0 | 0 | 0 | 0
PS | 0 | 0 | 0 | 0 | 0 | 0
PV | 0 | 0 | 0 | 0 | 0 | 0
PeakG | 0 | 0 | 0 | 0 | 0 | 0
PeakO | 0 | 0 | 0 | 0 | 0 | 0
ST | 0 | 0 | 0 | 0 | 0 | 0
STOG | 0 | 0 | 0 | 0 | 0 | 0
STWD | 0 | 0 | 0 | 0 | 0 | 0
WT | 0 | 0 | 0 | 0 | 0 | 0
IGCC | 0 | 0 | 0 | 0 | 0 | 0
DemandResponse | 0 | 0 | 0 | 0 | 0 | 0
IGCC-CCS | 0 | 0 | 0 | 0 | 0 | 0
WT_off | 0 | 0 | 0 | 0 | 0 | 0
PseudoUnit | 0 | 0 | 0 | 0 | 0 | 0
FixedInterchange | 0 | 0 | 0 | 0 | 0 | 0
Levelized Retrofit Capital Costs by Reporting Type: HQ_NY
ReportingType | 2015 | 2020 | 2025 | 2030 | 2035 | 2040
BM | 0 | 0 | 0 | 0 | 0 | 0
CC | 0 | 0 | 0 | 0 | 0 | 0
CSP | 0 | 0 | 0 | 0 | 0 | 0
CT | 0 | 0 | 0 | 0 | 0 | 0
Coal | 0 | 0 | 0 | 0 | 0 | 0
Geo | 0 | 0 | 0 | 0 | 0 | 0
H | 0 | 0 | 0 | 0 | 0 | 0
LFG | 0 | 0 | 0 | 0 | 0 | 0
Nuc | 0 | 0 | 0 | 0 | 0 | 0
PS | 0 | 0 | 0 | 0 | 0 | 0
PV | 0 | 0 | 0 | 0 | 0 | 0
PeakG | 0 | 0 | 0 | 0 | 0 | 0
PeakO | 0 | 0 | 0 | 0 | 0 | 0
ST | 0 | 0 | 0 | 0 | 0 | 0
STOG | 0 | 0 | 0 | 0 | 0 | 0
STWD | 0 | 0 | 0 | 0 | 0 | 0
WT | 0 | 0 | 0 | 0 | 0 | 0
IGCC | 0 | 0 | 0 | 0 | 0 | 0
DemandResponse | 0 | 0 | 0 | 0 | 0 | 0
IGCC-CCS | 0 | 0 | 0 | 0 | 0 | 0
WT_off | 0 | 0 | 0 | 0 | 0 | 0
PseudoUnit | 0 | 0 | 0 | 0 | 0 | 0
FixedInterchange | 0 | 0 | 0 | 0 | 0 | 0
Levelized Retrofit Capital Costs by Reporting Type: MARITIMES
ReportingType | 2015 | 2020 | 2025 | 2030 | 2035 | 2040
BM | 0 | 0 | 0 | 0 | 0 | 0
CC | 0 | 0 | 0 | 0 | 0 | 0
CSP | 0 | 0 | 0 | 0 | 0 | 0
CT | 0 | 0 | 0 | 0 | 0 | 0
Coal | 0 | 0 | 0 | 0 | 0 | 0
Geo | 0 | 0 | 0 | 0 | 0 | 0
H | 0 | 0 | 0 | 0 | 0 | 0
LFG | 0 | 0 | 0 | 0 | 0 | 0
Nuc | 0 | 0 | 0 | 0 | 0 | 0
PS | 0 | 0 | 0 | 0 | 0 | 0
PV | 0 | 0 | 0 | 0 | 0 | 0
PeakG | 0 | 0 | 0 | 0 | 0 | 0
PeakO | 0 | 0 | 0 | 0 | 0 | 0
ST | 0 | 0 | 0 | 0 | 0 | 0
STOG | 0 | 0 | 0 | 0 | 0 | 0
STWD | 0 | 0 | 0 | 0 | 0 | 0
WT | 0 | 0 | 0 | 0 | 0 | 0
IGCC | 0 | 0 | 0 | 0 | 0 | 0
DemandResponse | 0 | 0 | 0 | 0 | 0 | 0
IGCC-CCS | 0 | 0 | 0 | 0 | 0 | 0
WT_off | 0 | 0 | 0 | 0 | 0 | 0
PseudoUnit | 0 | 0 | 0 | 0 | 0 | 0
FixedInterchange | 0 | 0 | 0 | 0 | 0 | 0
Levelized Retrofit Capital Costs by Reporting Type: All
ReportingType | 2015 | 2020 | 2025 | 2030 | 2035 | 2040
BM | 0 | 0 | 0 | 0 | 0 | 0
CC | 0 | 0 | 0 | 0 | 0 | 0
CSP | 0 | 0 | 0 | 0 | 0 | 0
CT | 0 | 0 | 0 | 0 | 0 | 0
Coal | 1185.12 | 1615.29 | 1780.92 | 1961.42 | 2670.81 | 1824.38
Geo | 0 | 0 | 0 | 0 | 0 | 0
H | 0 | 0 | 0 | 0 | 0 | 0
LFG | 0 | 0 | 0 | 0 | 0 | 0
Nuc | 0 | 0 | 0 | 0 | 0 | 0
PS | 0 | 0 | 0 | 0 | 0 | 0
PV | 0 | 0 | 0 | 0 | 0 | 0
PeakG | 0 | 0 | 0 | 0 | 0 | 0
PeakO | 0 | 0 | 0 | 0 | 0 | 0
ST | 0 | 0 | 0 | 0 | 0 | 0
STOG | 0 | 0 | 0 | 0 | 0 | 0
STWD | 0 | 0 | 0 | 0 | 0 | 0
WT | 0 | 0 | 0 | 0 | 0 | 0
IGCC | 0 | 0 | 0 | 0 | 0 | 0
DemandResponse | 0 | 0 | 0 | 0 | 0 | 0
IGCC-CCS | 0 | 0 | 0 | 0 | 0 | 0
WT_off | 0 | 0 | 0 | 0 | 0 | 0
PseudoUnit | 0 | 0 | 0 | 0 | 0 | 0
FixedInterchange | 0 | 0 | 0 | 0 | 0 | 0
Levelized Retrofit Capital Costs by Reporting Type: EI_US
ReportingType | 2015 | 2020 | 2025 | 2030 | 2035 | 2040
BM | 0 | 0 | 0 | 0 | 0 | 0
CC | 0 | 0 | 0 | 0 | 0 | 0
CSP | 0 | 0 | 0 | 0 | 0 | 0
CT | 0 | 0 | 0 | 0 | 0 | 0
Coal | 1023.76 | 1471.66 | 1250.04 | 1444.72 | 2466.66 | 1716.67
Geo | 0 | 0 | 0 | 0 | 0 | 0
H | 0 | 0 | 0 | 0 | 0 | 0
LFG | 0 | 0 | 0 | 0 | 0 | 0
Nuc | 0 | 0 | 0 | 0 | 0 | 0
PS | 0 | 0 | 0 | 0 | 0 | 0
PV | 0 | 0 | 0 | 0 | 0 | 0
PeakG | 0 | 0 | 0 | 0 | 0 | 0
PeakO | 0 | 0 | 0 | 0 | 0 | 0
ST | 0 | 0 | 0 | 0 | 0 | 0
STOG | 0 | 0 | 0 | 0 | 0 | 0
STWD | 0 | 0 | 0 | 0 | 0 | 0
WT | 0 | 0 | 0 | 0 | 0 | 0
IGCC | 0 | 0 | 0 | 0 | 0 | 0
DemandResponse | 0 | 0 | 0 | 0 | 0 | 0
IGCC-CCS | 0 | 0 | 0 | 0 | 0 | 0
WT_off | 0 | 0 | 0 | 0 | 0 | 0
PseudoUnit | 0 | 0 | 0 | 0 | 0 | 0
FixedInterchange | 0 | 0 | 0 | 0 | 0 | 0
Levelized Retrofit Capital Costs by Reporting Type: EI_Canada
ReportingType | 2015 | 2020 | 2025 | 2030 | 2035 | 2040
BM | 0 | 0 | 0 | 0 | 0 | 0
CC | 0 | 0 | 0 | 0 | 0 | 0
CSP | 0 | 0 | 0 | 0 | 0 | 0
CT | 0 | 0 | 0 | 0 | 0 | 0
Coal | 0 | 0 | 0 | 0 | 0 | 0
Geo | 0 | 0 | 0 | 0 | 0 | 0
H | 0 | 0 | 0 | 0 | 0 | 0
LFG | 0 | 0 | 0 | 0 | 0 | 0
Nuc | 0 | 0 | 0 | 0 | 0 | 0
PS | 0 | 0 | 0 | 0 | 0 | 0
PV | 0 | 0 | 0 | 0 | 0 | 0
PeakG | 0 | 0 | 0 | 0 | 0 | 0
PeakO | 0 | 0 | 0 | 0 | 0 | 0
ST | 0 | 0 | 0 | 0 | 0 | 0
STOG | 0 | 0 | 0 | 0 | 0 | 0
STWD | 0 | 0 | 0 | 0 | 0 | 0
WT | 0 | 0 | 0 | 0 | 0 | 0
IGCC | 0 | 0 | 0 | 0 | 0 | 0
DemandResponse | 0 | 0 | 0 | 0 | 0 | 0
IGCC-CCS | 0 | 0 | 0 | 0 | 0 | 0
WT_off | 0 | 0 | 0 | 0 | 0 | 0
PseudoUnit | 0 | 0 | 0 | 0 | 0 | 0
FixedInterchange | 0 | 0 | 0 | 0 | 0 | 0
Levelized Retrofit Capital Costs by Reporting Type: EI
ReportingType | 2015 | 2020 | 2025 | 2030 | 2035 | 2040
BM | 0 | 0 | 0 | 0 | 0 | 0
CC | 0 | 0 | 0 | 0 | 0 | 0
CSP | 0 | 0 | 0 | 0 | 0 | 0
CT | 0 | 0 | 0 | 0 | 0 | 0
Coal | 1023.76 | 1471.66 | 1250.04 | 1444.72 | 2466.66 | 1716.67
Geo | 0 | 0 | 0 | 0 | 0 | 0
H | 0 | 0 | 0 | 0 | 0 | 0
LFG | 0 | 0 | 0 | 0 | 0 | 0
Nuc | 0 | 0 | 0 | 0 | 0 | 0
PS | 0 | 0 | 0 | 0 | 0 | 0
PV | 0 | 0 | 0 | 0 | 0 | 0
PeakG | 0 | 0 | 0 | 0 | 0 | 0
PeakO | 0 | 0 | 0 | 0 | 0 | 0
ST | 0 | 0 | 0 | 0 | 0 | 0
STOG | 0 | 0 | 0 | 0 | 0 | 0
STWD | 0 | 0 | 0 | 0 | 0 | 0
WT | 0 | 0 | 0 | 0 | 0 | 0
IGCC | 0 | 0 | 0 | 0 | 0 | 0
DemandResponse | 0 | 0 | 0 | 0 | 0 | 0
IGCC-CCS | 0 | 0 | 0 | 0 | 0 | 0
WT_off | 0 | 0 | 0 | 0 | 0 | 0
PseudoUnit | 0 | 0 | 0 | 0 | 0 | 0
FixedInterchange | 0 | 0 | 0 | 0 | 0 | 0
Levelized Retrofit Capital Costs by Reporting Type: Outside_EI
ReportingType | 2015 | 2020 | 2025 | 2030 | 2035 | 2040
BM | 0 | 0 | 0 | 0 | 0 | 0
CC | 0 | 0 | 0 | 0 | 0 | 0
CSP | 0 | 0 | 0 | 0 | 0 | 0
CT | 0 | 0 | 0 | 0 | 0 | 0
Coal | 161.35 | 143.64 | 530.88 | 516.7 | 204.14 | 107.71
Geo | 0 | 0 | 0 | 0 | 0 | 0
H | 0 | 0 | 0 | 0 | 0 | 0
LFG | 0 | 0 | 0 | 0 | 0 | 0
Nuc | 0 | 0 | 0 | 0 | 0 | 0
PS | 0 | 0 | 0 | 0 | 0 | 0
PV | 0 | 0 | 0 | 0 | 0 | 0
PeakG | 0 | 0 | 0 | 0 | 0 | 0
PeakO | 0 | 0 | 0 | 0 | 0 | 0
ST | 0 | 0 | 0 | 0 | 0 | 0
STOG | 0 | 0 | 0 | 0 | 0 | 0
STWD | 0 | 0 | 0 | 0 | 0 | 0
WT | 0 | 0 | 0 | 0 | 0 | 0
IGCC | 0 | 0 | 0 | 0 | 0 | 0
DemandResponse | 0 | 0 | 0 | 0 | 0 | 0
IGCC-CCS | 0 | 0 | 0 | 0 | 0 | 0
WT_off | 0 | 0 | 0 | 0 | 0 | 0
PseudoUnit | 0 | 0 | 0 | 0 | 0 | 0
FixedInterchange | 0 | 0 | 0 | 0 | 0 | 0
#14 | 0: Total Costs ($million)
Total Costs by Reporting Type: Entergy
ReportingType | 2015 | 2020 | 2025 | 2030 | 2035 | 2040
BM | 0 | 0 | 0 | 0 | 0.05 | 5393.59
CC | 4660.58 | 5111.29 | 3367.57 | 3789.12 | 3628.18 | 2978.93
CSP | 0 | 0 | 0 | 0 | 0 | 0
CT | 0 | 0.02 | 0.02 | 0.02 | 0.02 | 0.01
Coal | 3882.18 | 944.18 | 431.87 | 223.57 | 223.58 | 223.61
Geo | 0 | 0 | 0 | 0 | 0 | 0
H | 10.6 | 10.6 | 10.6 | 10.61 | 391.98 | 391.98
LFG | 0.97 | 0.97 | 34.17 | 34.17 | 34.17 | 34.17
Nuc | 1262.64 | 1285.77 | 1294.04 | 1301.94 | 1099.78 | 1464.31
PS | 1.4 | 1.4 | 1.4 | 1.4 | 1.4 | 1.4
PV | 0.02 | 21.8 | 31.35 | 31.35 | 31.34 | 11.04
PeakG | 47.54 | 69.99 | 49.3 | 63.11 | 67.01 | 67.01
PeakO | 4.43 | 5.87 | 5.08 | 5.22 | 0.03 | 0.03
ST | 0 | 0 | 0 | 0 | 0 | 0
STOG | 144.36 | 166 | 151.88 | 84.65 | 0.02 | 0.02
STWD | 10.03 | 12.19 | 13.42 | 33.64 | 133.79 | 85.3
WT | 3.68 | 3.68 | 3.69 | 3.69 | 3.68 | 3.68
IGCC | 0 | 0.01 | 0.01 | 0.01 | 0.01 | 0.01
DemandResponse | 0 | 0 | 0 | 0 | 0 | 0
IGCC-CCS | 0 | 0 | 0.01 | 0.01 | 0.02 | 0.02
WT_off | 0 | 0 | 0 | 0 | 0 | 0
PseudoUnit | 0 | 0 | 0 | 0 | 0 | 0
FixedInterchange | 0 | 0 | 0 | 0 | 0 | 0
Total Costs by Reporting Type: FRCC
ReportingType | 2015 | 2020 | 2025 | 2030 | 2035 | 2040
BM | 0 | 0 | 0 | 0 | 0.18 | 1562.08
CC | 13927.56 | 16144.49 | 15932.84 | 11074.3 | 8161.65 | 5103.84
CSP | 0 | 0 | 0 | 0 | 0 | 0
CT | 262.19 | 268.12 | 244.95 | 250.91 | 0 | 0
Coal | 1249.73 | 532.96 | 14.73 | 0.88 | 1.53 | 1.64
Geo | 0 | 0 | 0 | 0 | 0 | 0
H | 0.78 | 0.79 | 0.79 | 0.79 | 0.8 | 0.82
LFG | 58.68 | 58.68 | 120.69 | 120.69 | 120.69 | 120.69
Nuc | 960.37 | 1000.2 | 3251.62 | 12109.72 | 17905.65 | 20309.27
PS | 0 | 0 | 0 | 0 | 0 | 0
PV | 0.75 | 0.75 | 0.76 | 0.75 | 0.75 | 0.75
PeakG | 190.02 | 272.13 | 213.12 | 144.37 | 148.22 | 150.97
PeakO | 64.61 | 83.43 | 68.43 | 0.01 | 0.01 | 0.01
ST | 0 | 0 | 0 | 0 | 0 | 0
STOG | 11.91 | 13.45 | 0.02 | 0.01 | 0.01 | 0.01
STWD | 16.26 | 24.56 | 110.45 | 110.45 | 110.46 | 70.64
WT | 0 | 0 | 0 | 0 | 0 | 0
IGCC | 0 | 0.01 | 0.01 | 0.01 | 0.02 | 0.02
DemandResponse | 0 | 0 | 0 | 0 | 0 | 0
IGCC-CCS | 0 | 0.01 | 0.01 | 0.02 | 0.03 | 0.03
WT_off | 0 | 0 | 0 | 0 | 0 | 0
PseudoUnit | 0 | 0 | 0 | 0 | 0 | 0
FixedInterchange | 0 | 0 | 0 | 0 | 0 | 0
Total Costs by Reporting Type: MAPP_US
ReportingType | 2015 | 2020 | 2025 | 2030 | 2035 | 2040
BM | 0 | 0 | 0 | 0 | 0.02 | 16.27
CC | 91.55 | 23.4 | 21.89 | 18.64 | 24.48 | 16.33
CSP | 0 | 0 | 0 | 0 | 0 | 0
CT | 27.97 | 37.27 | 37.27 | 50.19 | 28.3 | 19.71
Coal | 661.68 | 272.46 | 43.23 | 33.06 | 33.08 | 33.11
Geo | 3.95 | 3.95 | 3.95 | 3.95 | 3.95 | 3.95
H | 31.14 | 31.14 | 31.14 | 31.14 | 31.14 | 31.14
LFG | 0.24 | 0.25 | 0.25 | 22.21 | 22.21 | 22.22
Nuc | 0.01 | 0.01 | 0.02 | 0.02 | 0.09 | 0.06
PS | 0 | 0 | 0 | 0 | 0 | 0
PV | 0.01 | 0.01 | 0.01 | 0 | 0 | 0
PeakG | 16.07 | 23.45 | 14.17 | 16.35 | 26.04 | 29.07
PeakO | 9.5 | 12.94 | 10.38 | 10.38 | 10.38 | 10.38
ST | 0 | 0 | 0 | 0 | 0 | 0
STOG | 1.58 | 1.87 | 1.6 | 1.6 | 1.6 | 1.6
STWD | 0 | 0 | 0 | 0 | 0 | 0
WT | 147.26 | 1126.16 | 1822.97 | 1785.6 | 1731.01 | 885.61
IGCC | 0 | 0.01 | 0.01 | 0.02 | 0.02 | 0.02
DemandResponse | 0 | 0 | 0 | 0 | 0 | 0
IGCC-CCS | 0 | 0.01 | 0.01 | 0.02 | 0.04 | 0.05
WT_off | 0 | 0 | 0 | 0 | 0 | 0
PseudoUnit | 0 | 0 | 0 | 0 | 0 | 0
FixedInterchange | 0 | 0 | 0 | 0 | 0 | 0
Total Costs by Reporting Type: MISO_IN
ReportingType | 2015 | 2020 | 2025 | 2030 | 2035 | 2040
BM | 0 | 0 | 0 | 0 | 216.23 | 3552.7
CC | 359.07 | 1204.65 | 874.71 | 1117.08 | 1042.17 | 677.13
CSP | 0 | 0 | 0 | 0 | 0 | 0
CT | 0 | 0.01 | 0.01 | 0.01 | 0.01 | 0.01
Coal | 3926.96 | 2808.19 | 535.94 | 653.03 | 1538.19 | 1559.33
Geo | 0 | 0 | 0 | 0 | 0 | 0
H | 1.07 | 1.07 | 1.07 | 1.07 | 1.07 | 1.07
LFG | 4.47 | 4.47 | 30.1 | 30.11 | 30.11 | 30.1
Nuc | 0.01 | 0.01 | 0.02 | 0.04 | 0.16 | 0.15
PS | 0 | 0 | 0 | 0 | 0 | 0
PV | 0 | 83.98 | 121.99 | 123.39 | 123.39 | 43.19
PeakG | 52.36 | 76.94 | 54.28 | 73.4 | 73.4 | 73.4
PeakO | 10.59 | 13.5 | 10.82 | 10.82 | 10.82 | 10.82
ST | 0 | 0 | 0 | 0 | 0 | 0
STOG | 14.75 | 17.34 | 12.85 | 16.42 | 12.44 | 12.44
STWD | 0 | 0 | 0 | 0 | 0 | 0
WT | 18.33 | 18.34 | 18.34 | 18.35 | 18.34 | 18.34
IGCC | 464.41 | 507.76 | 275.99 | 245.55 | 245.51 | 245.51
DemandResponse | 0 | 0 | 0 | 0 | 0 | 0
IGCC-CCS | 0 | 0.01 | 0.01 | 0.02 | 0.03 | 0.04
WT_off | 0.04 | 0.04 | 0.04 | 0.02 | 0 | 0
PseudoUnit | 0 | 0 | 0 | 0 | 0 | 0
FixedInterchange | 0 | 0 | 0 | 0 | 0 | 0
Total Costs by Reporting Type: MISO_MI
ReportingType | 2015 | 2020 | 2025 | 2030 | 2035 | 2040
BM | 0 | 0 | 0 | 0 | 0.13 | 6.66
CC | 797.66 | 784.01 | 464.28 | 433.69 | 404.8 | 329.52
CSP | 0 | 0 | 0 | 0 | 0 | 0
CT | 0 | 0.01 | 0.01 | 0.02 | 0.02 | 0.01
Coal | 1661.32 | 16.1 | 0.64 | 0.65 | 0.94 | 1.02
Geo | 0 | 0 | 0 | 0 | 0 | 0
H | 2.01 | 2.01 | 2.01 | 2.01 | 2.01 | 2.01
LFG | 19.68 | 34.92 | 72.84 | 72.84 | 72.84 | 63.13
Nuc | 449.71 | 452.56 | 461.47 | 464.46 | 273.55 | 529.6
PS | 44.44 | 44.44 | 44.44 | 44.44 | 44.44 | 44.44
PV | 0 | 0 | 0.01 | 0 | 0 | 0
PeakG | 63.94 | 89.89 | 71.68 | 85.64 | 85.64 | 85.64
PeakO | 15.67 | 19.97 | 16.01 | 16.01 | 16.01 | 16.01
ST | 0 | 0 | 0 | 0 | 0 | 0
STOG | 149.88 | 169.86 | 127.14 | 127.14 | 127.13 | 127.13
STWD | 95.36 | 96.67 | 71.52 | 76.6 | 95.46 | 75.6
WT | 542.7 | 574.64 | 574.65 | 574.64 | 93.66 | 65.29
IGCC | 0 | 0.01 | 0.01 | 0.01 | 0.02 | 0.02
DemandResponse | 0 | 0 | 0 | 0 | 0 | 0
IGCC-CCS | 0 | 0.01 | 0.01 | 0.02 | 0.04 | 0.04
WT_off | 0.04 | 0.04 | 0.04 | 0.03 | 0 | 0
PseudoUnit | 0 | 0 | 0 | 0 | 0 | 0
FixedInterchange | 0 | 0 | 0 | 0 | 0 | 0
Total Costs by Reporting Type: MISO_MO-IL
ReportingType | 2015 | 2020 | 2025 | 2030 | 2035 | 2040
BM | 0 | 0 | 0 | 0 | 0.05 | 0.06
CC | 203.15 | 241.65 | 110.19 | 122.92 | 121.25 | 94.62
CSP | 0 | 0 | 0 | 0 | 0 | 0
CT | 0 | 0.01 | 0.01 | 0.01 | 0.01 | 0.01
Coal | 5009.21 | 2040.35 | 806.53 | 722.45 | 865.15 | 875.14
Geo | 0 | 0 | 0 | 0 | 0 | 0
H | 5.01 | 5.2 | 5.2 | 101.32 | 101.32 | 101.32
LFG | 2.18 | 2.18 | 2.2 | 76.1 | 76.1 | 76.1
Nuc | 493.74 | 512.79 | 521.94 | 524.99 | 525 | 525.01
PS | 10.45 | 10.45 | 10.45 | 10.45 | 10.45 | 10.45
PV | 0 | 0 | 0.01 | 0 | 0 | 0
PeakG | 90.32 | 117.85 | 80.73 | 112.93 | 110.73 | 110.49
PeakO | 21.48 | 28.65 | 22.96 | 22.96 | 22.96 | 22.96
ST | 0 | 0 | 0 | 0 | 0 | 0
STOG | 27.66 | 30.79 | 26.39 | 26.39 | 26.39 | 26.39
STWD | 0 | 0 | 0 | 0 | 0 | 0
WT | 89.91 | 89.91 | 1406.71 | 1406.74 | 1338.22 | 1338.22
IGCC | 0 | 0 | 0.01 | 0.01 | 0.01 | 0.01
DemandResponse | 0 | 0 | 0 | 0 | 0 | 0
IGCC-CCS | 0 | 0 | 0 | 0.01 | 0.02 | 0.02
WT_off | 0 | 0 | 0 | 0 | 0 | 0
PseudoUnit | 0 | 0 | 0 | 0 | 0 | 0
FixedInterchange | 0 | 0 | 0 | 0 | 0 | 0
Total Costs by Reporting Type: MISO_W
ReportingType | 2015 | 2020 | 2025 | 2030 | 2035 | 2040
BM | 0 | 0 | 0 | 0 | 0.02 | 0.02
CC | 701 | 523.08 | 308.41 | 266.69 | 262.1 | 217.91
CSP | 0 | 0 | 0 | 0 | 0 | 0
CT | 0.01 | 0.03 | 0.03 | 0.04 | 0.04 | 0.02
Coal | 4335.86 | 1917.61 | 323.85 | 330.33 | 243.3 | 290.66
Geo | 0 | 0 | 0 | 0 | 0 | 0
H | 7.08 | 7.08 | 7.08 | 7.08 | 7.08 | 7.08
LFG | 24.75 | 24.75 | 24.76 | 48.33 | 48.33 | 48.33
Nuc | 539.99 | 543.1 | 552.83 | 814.84 | 0.06 | 0.07
PS | 0 | 0 | 0 | 0 | 0 | 0
PV | 0 | 0.01 | 0.01 | 0 | 0 | 0
PeakG | 105.44 | 123.56 | 89.98 | 105.18 | 108.72 | 108.73
PeakO | 56.39 | 79.08 | 64.57 | 64.57 | 64.57 | 64.58
ST | 0 | 0 | 0 | 0 | 0 | 0
STOG | 7.7 | 8.95 | 7.67 | 7.67 | 7.67 | 7.67
STWD | 14.57 | 21.4 | 19.08 | 50.92 | 178.27 | 141.22
WT | 927.87 | 927.87 | 25812.95 | 26765.6 | 26172.2 | 26976.99
IGCC | 0 | 0.01 | 0.01 | 0.02 | 0.02 | 0.02
DemandResponse | 0 | 0 | 0 | 0 | 0 | 0
IGCC-CCS | 0 | 0.01 | 0.01 | 0.02 | 0.04 | 0.04
WT_off | 0 | 0 | 0 | 0 | 0 | 0
PseudoUnit | 0 | 0 | 0 | 0 | 0 | 0
FixedInterchange | 0 | 0 | 0 | 0 | 0 | 0
Total Costs by Reporting Type: MISO_WUMS
ReportingType | 2015 | 2020 | 2025 | 2030 | 2035 | 2040
BM | 0 | 0 | 0 | 0 | 2.35 | 2.66
CC | 5314.12 | 14243.46 | 10809.68 | 13024.92 | 10523.21 | 6968.93
CSP | 0 | 0 | 0 | 0 | 0 | 0
CT | 0 | 0.02 | 0.02 | 0.02 | 0.02 | 0.01
Coal | 1341.07 | 607.33 | 345.26 | 356.78 | 510.61 | 637.4
Geo | 0 | 0 | 0 | 0 | 0 | 0
H | 4.79 | 4.83 | 4.83 | 4.83 | 4.83 | 4.83
LFG | 8.57 | 8.58 | 49.04 | 79.15 | 79.15 | 79.15
Nuc | 419.03 | 444.73 | 429.21 | 738 | 0.12 | 0.13
PS | 0 | 0 | 0 | 0 | 0 | 0
PV | 0 | 0 | 0.01 | 0 | 0 | 0
PeakG | 55.95 | 81.66 | 65.09 | 77.65 | 77.66 | 77.66
PeakO | 13.52 | 17.78 | 14.69 | 14.69 | 14.69 | 14.69
ST | 0 | 0 | 0 | 0 | 0 | 0
STOG | 13.21 | 15.63 | 13.4 | 13.4 | 13.4 | 13.4
STWD | 7.14 | 7.64 | 6.86 | 13.06 | 68.51 | 54.16
WT | 264.78 | 264.78 | 264.78 | 271.77 | 53.4 | 53.4
IGCC | 0 | 0.01 | 0.01 | 0.01 | 0.01 | 0.01
DemandResponse | 0 | 0 | 0 | 0 | 0 | 0
IGCC-CCS | 0 | 0 | 0 | 0.01 | 0.01 | 0.01
WT_off | 0.01 | 0.02 | 0.02 | 0.01 | 0 | 0
PseudoUnit | 0 | 0 | 0 | 0 | 0 | 0
FixedInterchange | 0 | 0 | 0 | 0 | 0 | 0
Total Costs by Reporting Type: Nebraska
ReportingType | 2015 | 2020 | 2025 | 2030 | 2035 | 2040
BM | 0 | 0 | 0 | 0 | 0.01 | 0.01
CC | 47.31 | 22.93 | 21.09 | 24.11 | 23.12 | 20.6
CSP | 0 | 0 | 0 | 0 | 0 | 0
CT | 0 | 0 | 0 | 0.01 | 0.01 | 0.01
Coal | 1742.47 | 284.18 | 251.68 | 233.45 | 267.5 | 303.95
Geo | 0 | 0 | 0 | 0 | 0 | 0
H | 2.38 | 2.38 | 2.38 | 2.38 | 2.38 | 2.38
LFG | 0.73 | 0.73 | 0.73 | 23.23 | 23.23 | 23.23
Nuc | 289.1 | 306.81 | 296.14 | 364.85 | 0.11 | 0.11
PS | 0 | 0 | 0 | 0 | 0 | 0
PV | 0 | 0.01 | 0.01 | 0 | 0 | 0
PeakG | 28 | 37.31 | 31.37 | 31.38 | 31.38 | 31.38
PeakO | 9.57 | 12.19 | 9.77 | 9.77 | 9.77 | 9.77
ST | 0 | 0 | 0 | 0 | 0 | 0
STOG | 0.13 | 0.13 | 0.11 | 0.11 | 0.11 | 0.11
STWD | 0 | 0 | 0 | 0 | 0 | 0
WT | 54.91 | 6313.3 | 6313.31 | 6303.81 | 6268.95 | 758.39
IGCC | 0 | 0 | 0 | 0 | 0 | 0
DemandResponse | 0 | 0 | 0 | 0 | 0 | 0
IGCC-CCS | 0 | 0 | 0 | 0 | 0.01 | 0.01
WT_off | 0 | 0 | 0 | 0 | 0 | 0
PseudoUnit | 0 | 0 | 0 | 0 | 0 | 0
FixedInterchange | 0 | 0 | 0 | 0 | 0 | 0
Total Costs by Reporting Type: NEISO
ReportingType | 2015 | 2020 | 2025 | 2030 | 2035 | 2040
BM | 279.31 | 228.67 | 148.37 | 279.29 | 279.31 | 279.32
CC | 3014.19 | 2315.62 | 1939.08 | 1772.65 | 1369.43 | 984.84
CSP | 0 | 0 | 0 | 0 | 0 | 0
CT | 32.29 | 32.53 | 32.24 | 32.55 | 0.01 | 0.01
Coal | 60.52 | 29.24 | 0.09 | 0.09 | 0.11 | 0.12
Geo | 0 | 0 | 0 | 0 | 0 | 0
H | 46.4 | 46.41 | 46.42 | 47.43 | 47.43 | 47.43
LFG | 80.88 | 80.89 | 103.68 | 103.67 | 93.02 | 93.03
Nuc | 1055.43 | 1120.79 | 1080.11 | 1086.32 | 784.87 | 1150.99
PS | 39.74 | 39.74 | 39.74 | 39.74 | 39.74 | 39.74
PV | 0.05 | 111.8 | 111.8 | 111.79 | 111.79 | 4.87
PeakG | 22.11 | 33.69 | 29.55 | 34.04 | 45.86 | 53.81
PeakO | 0.02 | 0.02 | 0.02 | 0.02 | 0.02 | 0.02
ST | 0 | 0 | 0 | 0 | 0 | 0
STOG | 0.01 | 0.01 | 0.01 | 0.01 | 0.01 | 0.01
STWD | 367.79 | 130.69 | 31.48 | 123.79 | 368.16 | 358.09
WT | 67.97 | 692.63 | 1311.43 | 1304.25 | 4908.57 | 4353.64
IGCC | 0 | 0 | 0 | 0 | 0 | 0
DemandResponse | 0 | 0 | 0 | 0 | 0 | 0
IGCC-CCS | 0 | 0 | 0 | 0 | 0.01 | 0.01
WT_off | 308.43 | 308.45 | 308.46 | 308.41 | 25.04 | 25.04
PseudoUnit | 0 | 0 | 0 | 0 | 0 | 0
FixedInterchange | 0 | 0 | 0 | 0 | 0 | 0
Total Costs by Reporting Type: NonRTO_Midwest
ReportingType | 2015 | 2020 | 2025 | 2030 | 2035 | 2040
BM | 0 | 0 | 0 | 0 | 346.02 | 4012.55
CC | 1069.26 | 2523.46 | 2677.56 | 3215.65 | 3580.15 | 734.11
CSP | 0 | 0 | 0 | 0 | 0 | 0
CT | 0 | 0.01 | 0.01 | 0.01 | 0.01 | 0
Coal | 3183.77 | 2288.73 | 570.28 | 432.42 | 720.34 | 633.89
Geo | 0 | 0 | 0 | 0 | 0 | 0
H | 2.04 | 2.04 | 258.59 | 258.59 | 258.59 | 258.59
LFG | 1.69 | 1.69 | 51.2 | 51.19 | 51.19 | 51.19
Nuc | 0.01 | 0.01 | 0.03 | 917.7 | 1677.18 | 1677.18
PS | 0 | 0 | 0 | 0 | 0 | 0
PV | 0 | 0 | 0.01 | 0 | 0 | 0
PeakG | 70.69 | 90.15 | 58.52 | 109.03 | 66.81 | 32.08
PeakO | 0.35 | 0.45 | 0.36 | 0.36 | 0.01 | 0.01
ST | 0 | 0 | 0 | 0 | 0 | 0
STOG | 0 | 0 | 0 | 0 | 0 | 0
STWD | 0 | 0 | 0 | 0 | 0 | 0
WT | 2.27 | 2.27 | 2.27 | 2.27 | 2.27 | 2.26
IGCC | 0 | 0.01 | 0.01 | 0.01 | 0.01 | 0.01
DemandResponse | 0 | 0 | 0 | 0 | 0 | 0
IGCC-CCS | 0 | 0.01 | 0.01 | 0.01 | 0.03 | 0.03
WT_off | 0 | 0 | 0 | 0 | 0 | 0
PseudoUnit | 0 | 0 | 0 | 0 | 0 | 0
FixedInterchange | 0 | 0 | 0 | 0 | 0 | 0
Total Costs by Reporting Type: NYISO_A-F
ReportingType | 2015 | 2020 | 2025 | 2030 | 2035 | 2040
BM | 0 | 0 | 0 | 0.01 | 0.02 | 0.04
CC | 614.25 | 868.68 | 786.21 | 619.51 | 339.16 | 101.5
CSP | 0 | 0 | 0 | 0 | 0 | 0
CT | 0 | 0 | 0 | 0 | 0 | 0
Coal | 0.1 | 0.1 | 0.08 | 0.08 | 0.1 | 0.11
Geo | 0 | 0 | 0 | 0 | 0 | 0
H | 62.6 | 62.6 | 62.6 | 62.6 | 62.6 | 62.6
LFG | 22.17 | 22.17 | 44 | 44 | 42.66 | 42.66
Nuc | 769.17 | 792.88 | 787.44 | 645.82 | 746.26 | 695.89
PS | 33.52 | 33.52 | 33.52 | 33.52 | 33.52 | 33.52
PV | 0 | 0 | 0 | 0 | 0 | 0
PeakG | 3.94 | 6.17 | 7.35 | 7.9 | 9.15 | 10.39
PeakO | 1.14 | 1.46 | 1.17 | 0.02 | 0.02 | 0.02
ST | 0 | 0 | 0 | 0 | 0 | 0
STOG | 0 | 0 | 0 | 0 | 0 | 0.01
STWD | 2.83 | 4.81 | 4.18 | 7.6 | 53.4 | 50.08
WT | 684.71 | 860.89 | 860.9 | 2209.97 | 2766.48 | 2610.25
IGCC | 0 | 0 | 0 | 0 | 0 | 0
DemandResponse | 0 | 0 | 0 | 0 | 0 | 0
IGCC-CCS | 0 | 0 | 0 | 0.01 | 0.01 | 0.01
WT_off | 0.06 | 0.06 | 0.07 | 0.02 | 0.01 | 0.01
PseudoUnit | 0 | 0 | 0 | 0 | 0 | 0
FixedInterchange | 0 | 0 | 0 | 0 | 0 | 0
Total Costs by Reporting Type: NYISO_G-I
ReportingType | 2015 | 2020 | 2025 | 2030 | 2035 | 2040
BM | 0 | 0 | 0 | 0.01 | 584.33 | 584.44
CC | 169.28 | 449.91 | 337.21 | 147.18 | 193.33 | 171.41
CSP | 0 | 0 | 0 | 0 | 0 | 0
CT | 0 | 0 | 0 | 0 | 0.01 | 0.01
Coal | 0.03 | 0.02 | 0.02 | 0.02 | 0.02 | 0.03
Geo | 0 | 0 | 0 | 0 | 0 | 0
H | 0.46 | 0.46 | 0.46 | 0.46 | 0.46 | 0.46
LFG | 7.73 | 7.73 | 31.62 | 31.62 | 31.62 | 31.62
Nuc | 466.19 | 495 | 477.19 | 479.96 | 544.03 | 1415.2
PS | 0 | 0 | 0 | 0 | 0 | 0
PV | 0 | 0 | 0 | 0 | 0.01 | 0.01
PeakG | 1.52 | 2.04 | 1.56 | 1.58 | 1.59 | 1.59
PeakO | 2.55 | 3.25 | 2.61 | 2.61 | 2.61 | 2.61
ST | 0 | 0 | 0 | 0 | 0 | 0
STOG | 0.02 | 0.02 | 0.02 | 0.02 | 0.02 | 0.02
STWD | 0 | 0 | 0 | 0 | 0 | 0
WT | 0.02 | 14.39 | 14.43 | 86.64 | 86.64 | 73.96
IGCC | 0 | 0 | 0 | 0 | 0 | 0
DemandResponse | 0 | 0 | 0 | 0 | 0 | 0
IGCC-CCS | 0 | 0 | 0 | 0.01 | 0.01 | 0.01
WT_off | 0.03 | 0.03 | 0.04 | 0.02 | 0.02 | 0.01
PseudoUnit | 0 | 0 | 0 | 0 | 0 | 0
FixedInterchange | 0 | 0 | 0 | 0 | 0 | 0
Total Costs by Reporting Type: NYISO_J-K
ReportingType | 2015 | 2020 | 2025 | 2030 | 2035 | 2040
BM | 0 | 0 | 0 | 0 | 0 | 0
CC | 1497.71 | 1785.87 | 1771.29 | 1307.47 | 1394.85 | 1037.26
CSP | 0 | 0 | 0 | 0 | 0 | 0
CT | 0 | 0 | 0.01 | 0 | 0.04 | 0.04
Coal | 0 | 0 | 0 | 0 | 0 | 0
Geo | 0 | 0 | 0 | 0 | 0 | 0
H | 0 | 0 | 0 | 0 | 0 | 0
LFG | 14.97 | 14.98 | 44.45 | 44.49 | 44.49 | 44.49
Nuc | 0.01 | 0.01 | 0.01 | 0.02 | 0.08 | 0.07
PS | 0 | 0 | 0 | 0 | 0 | 0
PV | 17.52 | 17.52 | 17.52 | 17.52 | 0 | 0
PeakG | 68.02 | 99.49 | 71.83 | 99.81 | 96.26 | 106.12
PeakO | 61.69 | 79.16 | 63.78 | 65.02 | 65.02 | 65.02
ST | 0 | 0 | 0 | 0 | 0 | 0
STOG | 188.13 | 233.35 | 212.07 | 229.82 | 214.36 | 235.9
STWD | 0 | 0 | 0 | 0 | 0 | 0
WT | 0.01 | 0.01 | 0.02 | 0.04 | 98.68 | 98.68
IGCC | 0 | 0 | 0 | 0 | 0 | 0
DemandResponse | 0 | 0 | 0 | 0 | 0 | 0
IGCC-CCS | 0 | 0 | 0 | 0 | 0 | 0
WT_off | 0.02 | 0.03 | 0.03 | 0 | 0.01 | 0.01
PseudoUnit | 0 | 0 | 0 | 0 | 0 | 0
FixedInterchange | 0 | 0 | 0 | 0 | 0 | 0
Total Costs by Reporting Type: PJM_E
ReportingType | 2015 | 2020 | 2025 | 2030 | 2035 | 2040
BM | 18.41 | 33.95 | 33.96 | 33.96 | 33.99 | 34
CC | 3504.02 | 4056.95 | 4076.55 | 3848.28 | 4966.49 | 3056.78
CSP | 0 | 0 | 0 | 0 | 0 | 0
CT | 2.53 | 2.73 | 2.74 | 0.54 | 0.71 | 0.01
Coal | 143.35 | 81.68 | 52.77 | 42.86 | 98.58 | 194.23
Geo | 0 | 0 | 0 | 0 | 0 | 0
H | 3.85 | 3.85 | 3.85 | 3.85 | 3.85 | 3.85
LFG | 59.08 | 105.92 | 105.92 | 103.73 | 103.73 | 73.06
Nuc | 1960.16 | 1864.06 | 1862.65 | 1873.75 | 1346 | 2395.96
PS | 9.5 | 9.5 | 9.5 | 9.5 | 9.5 | 9.5
PV | 11.79 | 11.79 | 11.79 | 11.79 | 0.75 | 0.75
PeakG | 82.45 | 131.19 | 104.14 | 123.39 | 143.16 | 159.51
PeakO | 75.92 | 100.78 | 82.41 | 82.41 | 82.41 | 82.41
ST | 0 | 0 | 0 | 0 | 0 | 0
STOG | 138.63 | 161.94 | 144.38 | 165 | 170.16 | 0.05
STWD | 0 | 0 | 0 | 0 | 0 | 0
WT | 332.77 | 332.78 | 332.78 | 332.77 | 0.36 | 0.36
IGCC | 0 | 0 | 0 | 0 | 0 | 0
DemandResponse | 0 | 0 | 0 | 0 | 0 | 0
IGCC-CCS | 0 | 0 | 0.01 | 0.01 | 0.02 | 0.02
WT_off | 0.02 | 0.02 | 599.08 | 599.07 | 599.06 | 599.06
PseudoUnit | 0 | 0 | 0 | 0 | 0 | 0
FixedInterchange | 0 | 0 | 0 | 0 | 0 | 0
Total Costs by Reporting Type: PJM_ROM
ReportingType | 2015 | 2020 | 2025 | 2030 | 2035 | 2040
BM | 10.17 | 19.49 | 19.49 | 1170.18 | 1171.71 | 2400.6
CC | 1452.08 | 1918.91 | 1792.47 | 1556.89 | 2150.38 | 1130.41
CSP | 0 | 0 | 0 | 0 | 0 | 0
CT | 1.53 | 1.67 | 1.68 | 1.73 | 0.44 | 0.54
Coal | 804.29 | 215.95 | 86.9 | 64.88 | 180.39 | 255.07
Geo | 0 | 0 | 0 | 0 | 0 | 0
H | 19.83 | 19.85 | 19.86 | 253 | 253 | 253
LFG | 47.04 | 132.66 | 132.66 | 131.08 | 128.72 | 75.37
Nuc | 1163.94 | 1194.41 | 1192.36 | 1199.55 | 963.79 | 7763.07
PS | 35.92 | 35.92 | 35.92 | 35.92 | 35.92 | 35.92
PV | 0.06 | 497.16 | 753.57 | 810.95 | 815.48 | 361.56
PeakG | 30.83 | 44.68 | 41.33 | 62.62 | 73.07 | 83.45
PeakO | 45.96 | 58.57 | 46.94 | 46.94 | 46.94 | 46.94
ST | 0 | 0 | 0 | 0 | 0 | 0
STOG | 212.25 | 246.01 | 224.47 | 243.42 | 225.26 | 0.02
STWD | 4.28 | 39.07 | 38.55 | 38.55 | 38.55 | 38.55
WT | 152.09 | 341.35 | 341.36 | 313.94 | 227.79 | 59.61
IGCC | 0 | 0.01 | 0.01 | 0.01 | 0.01 | 0.01
DemandResponse | 0 | 0 | 0 | 0 | 0 | 0
IGCC-CCS | 0 | 0 | 0.01 | 0.01 | 0.02 | 0.03
WT_off | 0.02 | 0.02 | 0.03 | 0.01 | 0.01 | 0.01
PseudoUnit | 0 | 0 | 0 | 0 | 0 | 0
FixedInterchange | 0 | 0 | 0 | 0 | 0 | 0
Total Costs by Reporting Type: PJM_ROR
ReportingType | 2015 | 2020 | 2025 | 2030 | 2035 | 2040
BM | 216.32 | 415.73 | 415.73 | 415.73 | 3950.71 | 9208.71
CC | 9278.9 | 14075.91 | 13110.27 | 13754.95 | 15644.93 | 9487.88
CSP | 0 | 0 | 0 | 0 | 0 | 0
CT | 2.85 | 2.89 | 2.91 | 3 | 0.8 | 1
Coal | 14750.72 | 10071.33 | 2120.31 | 2079.49 | 3930.53 | 4092.7
Geo | 0 | 0 | 0 | 0 | 0 | 0
H | 26.17 | 207.89 | 207.89 | 207.89 | 207.89 | 207.89
LFG | 76.9 | 240.73 | 240.73 | 235.07 | 229.01 | 127.69
Nuc | 4607.58 | 4731.16 | 4718.65 | 4849.78 | 7195.67 | 10600.93
PS | 73.14 | 73.14 | 73.14 | 73.14 | 73.14 | 73.14
PV | 0.36 | 0.36 | 0.36 | 0.36 | 0.36 | 0.36
PeakG | 412.42 | 593.72 | 393.37 | 519.82 | 497.88 | 486.44
PeakO | 48.69 | 65.15 | 52.22 | 52.22 | 52.22 | 52.22
ST | 0 | 0 | 0 | 0 | 0 | 0
STOG | 147.65 | 146.24 | 133.51 | 145.21 | 135.32 | 0.03
STWD | 9.11 | 114.87 | 113.43 | 113.43 | 113.43 | 89.84
WT | 2217.8 | 2263.14 | 2263.14 | 1476.29 | 368.25 | 328.29
IGCC | 0 | 0.01 | 0.01 | 0.01 | 0.01 | 0.01
DemandResponse | 0 | 0 | 0 | 0 | 0 | 0
IGCC-CCS | 0 | 0.01 | 0.01 | 0.02 | 0.03 | 0.03
WT_off | 0.04 | 0.04 | 0.05 | 0.04 | 0.01 | 0
PseudoUnit | 0 | 0 | 0 | 0 | 0 | 0
FixedInterchange | 0 | 0 | 0 | 0 | 0 | 0
Total Costs by Reporting Type: SOCO
ReportingType | 2015 | 2020 | 2025 | 2030 | 2035 | 2040
BM | 29.34 | 33.07 | 40.72 | 56.71 | 6386.55 | 6122.49
CC | 9785.33 | 13004.22 | 10958.11 | 12042.31 | 5585.01 | 1797.99
CSP | 0 | 0 | 0 | 0 | 0 | 0
CT | 0 | 0.01 | 0.01 | 0.01 | 0.01 | 0.01
Coal | 3224.45 | 1666.19 | 696.22 | 839.22 | 679.48 | 704.86
Geo | 0 | 0 | 0 | 0 | 0 | 0
H | 59.74 | 59.74 | 59.74 | 59.74 | 59.75 | 59.75
LFG | 4.47 | 4.47 | 37.19 | 37.19 | 37.19 | 37.19
Nuc | 1355.07 | 2993.98 | 3028.43 | 3171.4 | 12216 | 18014.46
PS | 39.76 | 39.76 | 39.76 | 39.76 | 39.76 | 39.76
PV | 0 | 0 | 0.01 | 0 | 0 | 0
PeakG | 246.96 | 270.97 | 254.93 | 329.92 | 127.44 | 117.33
PeakO | 4.16 | 5.65 | 5 | 5.07 | 0.02 | 0.02
ST | 0 | 0 | 0 | 0 | 0 | 0
STOG | 0.01 | 0.01 | 0.01 | 0.01 | 0.01 | 0.01
STWD | 43.96 | 48.05 | 79.91 | 238.82 | 425.48 | 269.97
WT | 0.01 | 0.01 | 0.01 | 0.01 | 0.01 | 0
IGCC | 0 | 0.01 | 0.02 | 0.02 | 0.02 | 0.02
DemandResponse | 0 | 0 | 0 | 0 | 0 | 0
IGCC-CCS | 0 | 0.01 | 0.02 | 0.03 | 0.05 | 0.05
WT_off | 0 | 0 | 0 | 0 | 0 | 0
PseudoUnit | 0 | 0 | 0 | 0 | 0 | 0
FixedInterchange | 0 | 0 | 0 | 0 | 0 | 0
Total Costs by Reporting Type: SPP_N
ReportingType | 2015 | 2020 | 2025 | 2030 | 2035 | 2040
BM | 0 | 0 | 0 | 0 | 0.01 | 0.02
CC | 278.12 | 114.88 | 107.49 | 95.33 | 125.37 | 91.95
CSP | 0 | 0 | 0 | 0 | 0 | 0
CT | 0 | 0.01 | 0.01 | 22.47 | 138.9 | 138.9
Coal | 3554.01 | 1098.7 | 188.91 | 142.56 | 142.65 | 142.7
Geo | 0 | 0 | 0 | 0 | 0 | 0
H | 0.3 | 0.3 | 0.3 | 0.3 | 0.3 | 0.3
LFG | 0.85 | 0.85 | 0.85 | 30.03 | 30.03 | 30.03
Nuc | 256.73 | 266.63 | 271.4 | 272.98 | 272.98 | 272.99
PS | 0 | 0 | 0 | 0 | 0 | 0
PV | 0.01 | 0.01 | 0.01 | 0 | 0 | 0
PeakG | 74.99 | 117.7 | 105.71 | 105.71 | 105.71 | 105.71
PeakO | 34.89 | 44.84 | 35.94 | 35.94 | 35.94 | 35.95
ST | 0 | 0 | 0 | 0 | 0 | 0
STOG | 0.47 | 0.5 | 0.43 | 0.43 | 0.43 | 0.43
STWD | 0 | 0 | 0 | 0 | 0 | 0
WT | 42.05 | 7695.37 | 15293.72 | 15293.73 | 15293.73 | 9363.32
IGCC | 0 | 0.01 | 0.01 | 0.01 | 0.01 | 0.01
DemandResponse | 0 | 0 | 0 | 0 | 0 | 0
IGCC-CCS | 0 | 0 | 0 | 0.01 | 0.01 | 0.02
WT_off | 0 | 0 | 0 | 0 | 0 | 0
PseudoUnit | 0 | 0 | 0 | 0 | 0 | 0
FixedInterchange | 0 | 0 | 0 | 0 | 0 | 0
Total Costs by Reporting Type: SPP_S
ReportingType | 2015 | 2020 | 2025 | 2030 | 2035 | 2040
BM | 0 | 0 | 0 | 0 | 0.01 | 0.02
CC | 2877.78 | 1017.83 | 850.03 | 910.09 | 1162.53 | 982.73
CSP | 0 | 0 | 0 | 0 | 0 | 0
CT | 37.15 | 61.71 | 61.71 | 75.62 | 176.13 | 152.42
Coal | 5480.77 | 1012.87 | 379.63 | 302.7 | 302.73 | 302.77
Geo | 0 | 0 | 0 | 0 | 0 | 0
H | 30.03 | 30.03 | 30.03 | 30.04 | 61.32 | 61.32
LFG | 2.3 | 2.3 | 2.3 | 31.48 | 31.48 | 31.48
Nuc | 0.01 | 0.01 | 0.02 | 0.02 | 0.05 | 0.06
PS | 10.59 | 10.59 | 10.59 | 10.59 | 10.59 | 10.59
PV | 0.01 | 0.01 | 0.01 | 0 | 0 | 0
PeakG | 60.22 | 87.94 | 62.38 | 76.79 | 82.78 | 82.79
PeakO | 3.36 | 4.54 | 3.63 | 3.63 | 3.65 | 3.66
ST | 0 | 0 | 0 | 0 | 0 | 0
STOG | 544.35 | 505.09 | 365.98 | 398.71 | 421.94 | 421.91
STWD | 7.64 | 4.76 | 4.13 | 7.44 | 38.79 | 34.38
WT | 183.44 | 10407.03 | 10407.06 | 10407.06 | 10314.42 | 1324.29
IGCC | 0 | 0.01 | 0.01 | 0.01 | 0.01 | 0.02
DemandResponse | 0 | 0 | 0 | 0 | 0 | 0
IGCC-CCS | 0 | 0.01 | 0.01 | 0.01 | 0.02 | 0.02
WT_off | 0 | 0 | 0 | 0 | 0 | 0
PseudoUnit | 0 | 0 | 0 | 0 | 0 | 0
FixedInterchange | 0 | 0 | 0 | 0 | 0 | 0
Total Costs by Reporting Type: TVA
ReportingType | 2015 | 2020 | 2025 | 2030 | 2035 | 2040
BM | 0 | 0 | 0 | 0 | 7168.58 | 7168.64
CC | 2793.63 | 5237.37 | 5698.27 | 6414.45 | 3831.65 | 1332.98
CSP | 0 | 0 | 0 | 0 | 0 | 0
CT | 0 | 0.01 | 0.01 | 0.01 | 0.01 | 0
Coal | 2846.08 | 1869.07 | 290.96 | 0.61 | 0.73 | 0.72
Geo | 0 | 0 | 0 | 0 | 0 | 0
H | 72.8 | 72.8 | 82.05 | 82.09 | 82.09 | 82.09
LFG | 1.57 | 1.57 | 33.99 | 33.98 | 33.98 | 33.98
Nuc | 2533.71 | 2590.04 | 2579.4 | 3494.41 | 4549.44 | 7607.83
PS | 41.38 | 41.38 | 41.38 | 41.38 | 41.38 | 41.38
PV | 0 | 0 | 0.01 | 0 | 0 | 0
PeakG | 99.25 | 153.37 | 141 | 141 | 138.5 | 138.5
PeakO | 1.87 | 2.54 | 1.92 | 2.49 | 0.01 | 0.01
ST | 0 | 0 | 0 | 0 | 0 | 0
STOG | 0 | 0 | 0 | 0 | 0 | 0
STWD | 0.32 | 0.36 | 0.43 | 2.25 | 2.99 | 2.56
WT | bar: 0 to 0.04
IGCC | 0 | 0.01 | 0.01 | 0.01 | 0.01 | 0.02
DemandResponse | 0 | 0 | 0 | 0 | 0 | 0
IGCC-CCS | 0 | 0.01 | 0.01 | 0.02 | 0.03 | 0.03
WT_off | 0 | 0 | 0 | 0 | 0 | 0
PseudoUnit | 0 | 0 | 0 | 0 | 0 | 0
FixedInterchange | 0 | 0 | 0 | 0 | 0 | 0
Total Costs by Reporting Type: TVA_Transmission
ReportingType | 2015 | 2020 | 2025 | 2030 | 2035 | 2040
BM | 0 | 0 | 0 | 0 | 0 | 0
CC | 0 | 0 | 0 | 0 | 0 | 0
CSP | 0 | 0 | 0 | 0 | 0 | 0
CT | 0 | 0 | 0 | 0 | 0 | 0
Coal | 0 | 0 | 0 | 0 | 0 | 0
Geo | 0 | 0 | 0 | 0 | 0 | 0
H | 0 | 0 | 0 | 0 | 0 | 0
LFG | 0 | 0 | 0 | 0 | 0 | 0
Nuc | 0 | 0 | 0 | 0 | 0 | 0
PS | 0 | 0 | 0 | 0 | 0 | 0
PV | 0 | 0 | 0 | 0 | 0 | 0
PeakG | 0 | 0 | 0 | 0 | 0 | 0
PeakO | 0 | 0 | 0 | 0 | 0 | 0
ST | 0 | 0 | 0 | 0 | 0 | 0
STOG | 0 | 0 | 0 | 0 | 0 | 0
STWD | 0 | 0 | 0 | 0 | 0 | 0
WT | 0 | 0 | 0 | 0 | 0 | 0
IGCC | 0 | 0 | 0 | 0 | 0 | 0
DemandResponse | 0 | 0 | 0 | 0 | 0 | 0
IGCC-CCS | 0 | 0 | 0 | 0 | 0 | 0
WT_off | 0 | 0 | 0 | 0 | 0 | 0
PseudoUnit | 0 | 0 | 0 | 0 | 0 | 0
FixedInterchange | 0 | 0 | 0 | 0 | 0 | 0
Total Costs by Reporting Type: VACAR
ReportingType | 2015 | 2020 | 2025 | 2030 | 2035 | 2040
BM | 0.92 | 169.95 | 688.82 | 700.64 | 6734.8 | 6630.19
CC | 8503.14 | 9247.98 | 8566.1 | 7924.83 | 6035.37 | 1312.51
CSP | 0 | 0 | 0 | 0 | 0 | 0
CT | 68.09 | 65.8 | 65.79 | 0 | 0 | 0
Coal | 2991.68 | 2246.67 | 1037.92 | 562.96 | 745.04 | 729.14
Geo | 0 | 0 | 0 | 0 | 0 | 0
H | 30.23 | 30.23 | 30.23 | 30.23 | 30.24 | 30.24
LFG | 7.61 | 40.25 | 40.25 | 40.24 | 40.24 | 20.68
Nuc | 2606.17 | 4424.34 | 4396.29 | 8357.5 | 10293.5 | 18969.46
PS | 62.1 | 62.1 | 62.1 | 62.1 | 62.1 | 62.1
PV | 0.24 | 44.91 | 45.63 | 45.87 | 45.87 | 4.37
PeakG | 146.16 | 209.85 | 148.17 | 188.39 | 106.87 | 106.89
PeakO | 36.13 | 46.34 | 37.33 | 38.01 | 0.01 | 0.02
ST | 0 | 0 | 0 | 0 | 0 | 0
STOG | 4.04 | 4.79 | 4.1 | 0.06 | 0 | 0.01
STWD | 173.41 | 175.67 | 173.58 | 173.58 | 173.58 | 137.34
WT | 0.02 | 838.92 | 838.92 | 838.91 | 838.9 | 98.34
IGCC | 0 | 0.01 | 0.01 | 0.01 | 0.01 | 0.01
DemandResponse | 0 | 0 | 0 | 0 | 0 | 0
IGCC-CCS | 0 | 0 | 0.01 | 0.01 | 0.02 | 0.02
WT_off | 0.02 | 0.03 | 0.03 | 0.02 | 0.01 | 0.01
PseudoUnit | 0 | 0 | 0 | 0 | 0 | 0
FixedInterchange | 0 | 0 | 0 | 0 | 0 | 0
Total Costs by Reporting Type: IESO
ReportingType | 2015 | 2020 | 2025 | 2030 | 2035 | 2040
BM | 177.6 | 177.7 | 177.69 | 188.69 | 396.55 | 311.99
CC | 245.23 | 216.47 | 201.17 | 193.6 | 193.6 | 18.2
CSP | 0 | 0 | 0 | 0 | 0 | 0
CT | 44.26 | 44.26 | 44.26 | 44.26 | 0.01 | 0.01
Coal | 0 | 0 | 0 | 0 | 0 | 0.01
Geo | 0 | 0 | 0 | 0 | 0 | 0
H | 123.83 | 123.83 | 123.83 | 226.24 | 226.24 | 226.24
LFG | 19.32 | 19.32 | 19.32 | 19.55 | 14.43 | 14.43
Nuc | 2990.3 | 3007.72 | 3062.2 | 3080.29 | 2836.57 | 3030.71
PS | 2.92 | 2.92 | 2.92 | 2.92 | 2.92 | 2.92
PV | 558.01 | 558.01 | 558.01 | 558.01 | 0.44 | 0.44
PeakG | 0.04 | 0.05 | 0.05 | 0.05 | 0.05 | 0.05
PeakO | 0.01 | 0.01 | 0.01 | 0.01 | 0.01 | 0.01
ST | 0 | 0 | 0 | 0 | 0 | 0
STOG | 0 | 0 | 0 | 0 | 0 | 0
STWD | 6.34 | 6.34 | 6.34 | 22.17 | 74.14 | 58.78
WT | 763.41 | 763.41 | 763.41 | 763.41 | 103.02 | 2392.58
IGCC | 0 | 0 | 0 | 0 | 0 | 0
DemandResponse | 0 | 0 | 0 | 0 | 0 | 0
IGCC-CCS | 0 | 0 | 0 | 0 | 0 | 0
WT_off | 0.02 | 0.02 | 0.02 | 0.01 | 0.01 | 0.02
PseudoUnit | 0 | 0 | 0 | 0 | 0 | 0
FixedInterchange | 0 | 0 | 0 | 0 | 0 | 0
Total Costs by Reporting Type: MAPP_CA
ReportingType | 2015 | 2020 | 2025 | 2030 | 2035 | 2040
BM | 0 | 0 | 0 | 0 | 0 | 0
CC | 83.2 | 42.76 | 0.02 | 0.02 | 0.02 | 0.02
CSP | 0 | 0 | 0 | 0 | 0 | 0
CT | 0 | 0 | 0 | 0 | 0 | 0
Coal | 62.9 | 26.26 | 0.01 | 0.01 | 0.02 | 0.02
Geo | 0 | 0 | 0 | 0 | 0 | 0
H | 92.24 | 343.32 | 857.5 | 1703.56 | 1703.56 | 1703.56
LFG | 0 | 0 | 0 | 0 | 0 | 0
Nuc | 0.01 | 0.01 | 0.02 | 0.02 | 0.08 | 0.06
PS | 0 | 0 | 0 | 0 | 0 | 0
PV | 0 | 0 | 0 | 0 | 0 | 0
PeakG | 10.21 | 9.88 | 0.1 | 0 | 0 | 0
PeakO | 0.09 | 0.09 | 0 | 0 | 0 | 0
ST | 0 | 0 | 0 | 0 | 0 | 0
STOG | 5.54 | 5.54 | 0 | 0 | 0 | 0
STWD | 0 | 0 | 0 | 0 | 0 | 0
WT | 105.14 | 105.14 | 105.14 | 105.14 | 9.42 | 9.42
IGCC | 0 | 0 | 0 | 0 | 0 | 0
DemandResponse | 0 | 0 | 0 | 0 | 0 | 0
IGCC-CCS | 0 | 0 | 0 | 0 | 0 | 0
WT_off | 0 | 0 | 0 | 0 | 0 | 0
PseudoUnit | 0 | 0 | 0 | 0 | 0 | 0
FixedInterchange | 0 | 0 | 0 | 0 | 0 | 0
Total Costs by Reporting Type: AZ_NM_SNV_Coal
ReportingType | 2015 | 2020 | 2025 | 2030 | 2035 | 2040
BM | 0 | 0 | 0 | 0 | 0 | 0
CC | 0 | 0 | 0 | 0 | 0 | 0
CSP | 0 | 0 | 0 | 0 | 0 | 0
CT | 0 | 0 | 0 | 0 | 0 | 0
Coal | 3126.18 | 3329.4 | 1133.55 | 82.92 | 219.14 | 169.66
Geo | 0 | 0 | 0 | 0 | 0 | 0
H | 0 | 0 | 0 | 0 | 0 | 0
LFG | 0 | 0 | 0 | 0 | 0 | 0
Nuc | 0 | 0 | 0 | 0 | 0 | 0
PS | 0 | 0 | 0 | 0 | 0 | 0
PV | 0 | 0 | 0 | 0 | 0 | 0
PeakG | 0 | 0 | 0 | 0 | 0 | 0
PeakO | 5.77 | 7.38 | 6 | 6 | 6 | 6
ST | 0 | 0 | 0 | 0 | 0 | 0
STOG | 0 | 0 | 0 | 0 | 0 | 0
STWD | 0 | 0 | 0 | 0 | 0 | 0
WT | 0 | 0 | 0 | 0 | 0 | 0
IGCC | 0 | 0 | 0.01 | 0.01 | 0.01 | 0.01
DemandResponse | 0 | 0 | 0 | 0 | 0 | 0
IGCC-CCS | 0 | 0 | 0.01 | 0.01 | 0.02 | 0.02
WT_off | 0 | 0 | 0 | 0 | 0 | 0
PseudoUnit | 0 | 0 | 0 | 0 | 0 | 0
FixedInterchange | 0 | 0 | 0 | 0 | 0 | 0
Total Costs by Reporting Type: AZ_NM_SNV_Gas
ReportingType | 2015 | 2020 | 2025 | 2030 | 2035 | 2040
BM | 0 | 0 | 0 | 0 | 0 | 0
CC | 4454.38 | 4412.83 | 6454.01 | 4610.49 | 2762.54 | 2634.86
CSP | 0 | 0 | 0 | 0 | 0 | 0
CT | 68.63 | 68.63 | 68.63 | 68.63 | 0 | 0
Coal | 0 | 0 | 0 | 0 | 0 | 0
Geo | 0 | 0 | 0 | 0 | 0 | 0
H | 0 | 0 | 0 | 0 | 0 | 0
LFG | 0 | 0 | 0 | 0 | 0 | 0
Nuc | 0 | 0 | 0 | 0 | 0 | 0
PS | 0 | 0 | 0 | 0 | 0 | 0
PV | 0 | 0 | 0 | 0 | 0 | 0
PeakG | 63.98 | 93.45 | 74.34 | 87.99 | 87.99 | 87.99
PeakO | 0 | 0 | 0 | 0 | 0 | 0
ST | 0 | 0 | 0 | 0 | 0 | 0
STOG | 0.01 | 0.01 | 0.01 | 0.01 | 0.01 | 0.01
STWD | 0 | 0 | 0 | 0 | 0 | 0
WT | 0 | 0 | 0 | 0 | 0 | 0
IGCC | 0 | 0 | 0 | 0 | 0 | 0
DemandResponse | 0 | 0 | 0 | 0 | 0 | 0
IGCC-CCS | 0 | 0 | 0 | 0 | 0 | 0
WT_off | 0 | 0 | 0 | 0 | 0 | 0
PseudoUnit | 0 | 0 | 0 | 0 | 0 | 0
FixedInterchange | 0 | 0 | 0 | 0 | 0 | 0
Total Costs by Reporting Type: AZ_NM_SNV_NucRenew
ReportingType | 2015 | 2020 | 2025 | 2030 | 2035 | 2040
BM | 0 | 0 | 0.01 | 0.01 | 0.09 | 0.62
CC | 0 | 0 | 0 | 0 | 0 | 0
CSP | 0 | 0 | 0 | 0 | 0 | 0
CT | 0 | 0 | 0 | 0 | 0 | 0
Coal | 0 | 0 | 0 | 0 | 0 | 0
Geo | 0.01 | 0.06 | 608.13 | 608.12 | 608.12 | 608.09
H | 44.6 | 44.6 | 44.6 | 44.6 | 44.6 | 44.6
LFG | 0.85 | 0.88 | 19.63 | 19.63 | 19.63 | 19.61
Nuc | 810.72 | 895.93 | 912.24 | 4080.38 | 8835.42 | 9077.4
PS | 5.13 | 5.13 | 5.13 | 5.13 | 5.13 | 5.13
PV | 37.27 | 37.27 | 37.27 | 37.27 | 2.39 | 2.39
PeakG | 0 | 0 | 0 | 0 | 0 | 0
PeakO | 0 | 0 | 0 | 0 | 0 | 0
ST | 119.29 | 291.82 | 373.98 | 352.11 | 501.34 | 357.48
STOG | 0 | 0 | 0 | 0 | 0 | 0
STWD | 12.81 | 13.02 | 12.82 | 12.82 | 12.82 | 12.82
WT | 31.89 | 2831.17 | 2836.58 | 2836.58 | 2822.29 | 354.36
IGCC | 0 | 0 | 0 | 0 | 0 | 0
DemandResponse | 0 | 0 | 0 | 0 | 0 | 0
IGCC-CCS | 0 | 0 | 0 | 0 | 0 | 0
WT_off | 0 | 0 | 0 | 0 | 0 | 0
PseudoUnit | 0 | 0 | 0 | 0 | 0 | 0
FixedInterchange | 0 | 0 | 0 | 0 | 0 | 0
Total Costs by Reporting Type: ERCOT
ReportingType | 2015 | 2020 | 2025 | 2030 | 2035 | 2040
BM | 76.48 | 76.66 | 80.44 | 148.83 | 3950.56 | 3440.7
CC | 14405.05 | 17166.51 | 15739.75 | 16822.96 | 12686.37 | 10238.37
CSP | 0 | 0 | 0 | 0 | 0 | 0
CT | 22.65 | 22.89 | 22.82 | 23.79 | 0 | 0
Coal | 3152.94 | 2478.9 | 1136.53 | 1253.71 | 1265.22 | 1307.9
Geo | 0 | 0 | 0 | 0 | 0 | 0
H | 8.05 | 8.05 | 8.05 | 8.05 | 8.06 | 8.08
LFG | 9.06 | 9.06 | 115.9 | 115.9 | 115.9 | 115.9
Nuc | 1007.36 | 1174.9 | 1203.04 | 3503.01 | 8952.45 | 12055.55
PS | 0 | 0 | 0 | 0 | 0 | 0
PV | 5.14 | 5.14 | 5.14 | 5.14 | 0.02 | 0.02
PeakG | 80.63 | 119.73 | 114.63 | 120.48 | 123.69 | 126.47
PeakO | 1.29 | 1.86 | 1.53 | 1.53 | 1.53 | 1.53
ST | 0 | 0 | 0 | 0 | 0 | 0
STOG | 781.71 | 1040.63 | 509.02 | 303.61 | 0.01 | 0.01
STWD | 0 | 0 | 0 | 0 | 0 | 0
WT | 388.45 | 388.46 | 4592.45 | 4592.45 | 4520.68 | 4608.61
IGCC | 0 | 0 | 0 | 0 | 0 | 0
DemandResponse | 0 | 0 | 0 | 0 | 0 | 0
IGCC-CCS | 0 | 0 | 0 | 0 | 0.01 | 0.01
WT_off | 0 | 0 | 0 | 0 | 0 | 0
PseudoUnit | 0 | 0 | 0 | 0 | 0 | 0
FixedInterchange | 0 | 0 | 0 | 0 | 0 | 0
Total Costs by Reporting Type: NP15
ReportingType | 2015 | 2020 | 2025 | 2030 | 2035 | 2040
BM | 0 | 0 | 0 | 0.01 | 0.08 | 0.13
CC | 4134.32 | 4769.61 | 5084.45 | 3879.91 | 2638 | 1226.2
CSP | 0 | 0 | 0 | 0 | 0 | 0
CT | 19.28 | 19.28 | 19.28 | 19.28 | 0.01 | 0.01
Coal | 95.99 | 0.05 | 0.03 | 0.01 | 0.01 | 0.01
Geo | 100.91 | 375.46 | 385.55 | 385.55 | 385.55 | 206.05
H | 125.7 | 125.7 | 125.7 | 125.7 | 125.7 | 125.7
LFG | 10.27 | 124.74 | 203.5 | 203.5 | 203.5 | 129.48
Nuc | 495.59 | 560.5 | 540.74 | 4611.98 | 5693.12 | 6872.92
PS | 53.58 | 53.58 | 53.58 | 53.58 | 53.58 | 53.58
PV | 3.68 | 3.68 | 3.68 | 3.68 | 0.89 | 0.89
PeakG | 56.05 | 82.34 | 58.11 | 74.01 | 78.49 | 78.5
PeakO | 10.26 | 13.08 | 10.49 | 10.49 | 10.49 | 10.49
ST | 14.46 | 14.46 | 14.46 | 14.46 | 1.86 | 1.88
STOG | 167.56 | 195.23 | 170.76 | 95.1 | 66.44 | 66.45
STWD | 265.97 | 269.52 | 132 | 266.24 | 266.24 | 266.24
WT | 66.32 | 970.87 | 970.87 | 971.1 | 3618.68 | 3035.66
IGCC | 0 | 0 | 0 | 0 | 0 | 0
DemandResponse | 0 | 0 | 0 | 0 | 0 | 0
IGCC-CCS | 0 | 0 | 0.01 | 0.01 | 0.01 | 0.01
WT_off | 0.02 | 0.02 | 0.03 | 0.01 | 0.01 | 0.01
PseudoUnit | 0 | 0 | 0 | 0 | 0 | 0
FixedInterchange | 0 | 0 | 0 | 0 | 0 | 0
Total Costs by Reporting Type: NWPP_Coal
ReportingType | 2015 | 2020 | 2025 | 2030 | 2035 | 2040
BM | 0 | 0 | 0 | 0 | 0 | 0
CC | 0 | 0 | 0 | 0 | 0 | 0
CSP | 0 | 0 | 0 | 0 | 0 | 0
CT | 0 | 0 | 0 | 0 | 0 | 0
Coal | 2926.89 | 2654.56 | 184.97 | 146.54 | 94.88 | 114.43
Geo | 0 | 0 | 0 | 0 | 0 | 0
H | 0 | 0 | 0 | 0 | 0 | 0
LFG | 0 | 0 | 0 | 0 | 0 | 0
Nuc | 0 | 0 | 0 | 0 | 0 | 0
PS | 0 | 0 | 0 | 0 | 0 | 0
PV | 0 | 0 | 0 | 0 | 0 | 0
PeakG | 0 | 0 | 0 | 0 | 0 | 0
PeakO | 0 | 0 | 0 | 0 | 0 | 0
ST | 0 | 0 | 0 | 0 | 0 | 0
STOG | 0 | 0 | 0 | 0 | 0 | 0
STWD | 0 | 0 | 0 | 0 | 0 | 0
WT | 0 | 0 | 0 | 0 | 0 | 0
IGCC | 0 | 0 | 0 | 0 | 0 | 0
DemandResponse | 0 | 0 | 0 | 0 | 0 | 0
IGCC-CCS | 0 | 0 | 0 | 0 | 0 | 0
WT_off | 0 | 0 | 0 | 0 | 0 | 0
PseudoUnit | 0 | 0 | 0 | 0 | 0 | 0
FixedInterchange | 0 | 0 | 0 | 0 | 0 | 0
Total Costs by Reporting Type: NWPP_Gas
ReportingType | 2015 | 2020 | 2025 | 2030 | 2035 | 2040
BM | 0 | 0 | 0 | 0 | 0 | 0
CC | 3068.29 | 4849.5 | 5172.94 | 3309.57 | 1340.86 | 1488.09
CSP | 0 | 0 | 0 | 0 | 0 | 0
CT | 14.03 | 14.03 | 14.03 | 14.03 | 0 | 0
Coal | 0 | 0 | 0 | 0 | 0 | 0
Geo | 0 | 0 | 0 | 0 | 0 | 0
H | 0 | 0 | 0 | 0 | 0 | 0
LFG | 0 | 0 | 0 | 0 | 0 | 0
Nuc | 0 | 0 | 0 | 0 | 0 | 0
PS | 0 | 0 | 0 | 0 | 0 | 0
PV | 0 | 0 | 0 | 0 | 0 | 0
PeakG | 0 | 0 | 0 | 0 | 0.01 | 0.01
PeakO | 0 | 0 | 0 | 0 | 0 | 0
ST | 0 | 0 | 0 | 0 | 0 | 0
STOG | 0 | 0 | 0 | 0 | 0 | 0
STWD | 0 | 0 | 0 | 0 | 0 | 0
WT | 0 | 0 | 0 | 0 | 0 | 0
IGCC | 0 | 0 | 0 | 0 | 0 | 0
DemandResponse | 0 | 0 | 0 | 0 | 0 | 0
IGCC-CCS | 0 | 0 | 0 | 0.01 | 0.01 | 0.01
WT_off | 0 | 0 | 0 | 0 | 0 | 0
PseudoUnit | 0 | 0 | 0 | 0 | 0 | 0
FixedInterchange | 0 | 0 | 0 | 0 | 0 | 0
Total Costs by Reporting Type: NWPP_NucRenew
ReportingType | 2015 | 2020 | 2025 | 2030 | 2035 | 2040
BM | 17.16 | 22.03 | 35.02 | 35.02 | 35.08 | 857.04
CC | 0 | 0 | 0 | 0 | 0 | 0
CSP | 0 | 0 | 0 | 0 | 0 | 0
CT | 0 | 0 | 0 | 0 | 0 | 0
Coal | 0 | 0 | 0 | 0 | 0 | 0
Geo | 67.62 | 67.63 | 249.83 | 249.82 | 224.94 | 224.94
H | 480.54 | 480.54 | 480.54 | 480.55 | 595.74 | 595.74
LFG | 20.57 | 20.57 | 96.02 | 96.02 | 91 | 90.99
Nuc | 256.71 | 258.16 | 262.77 | 803.93 | 2633.29 | 3828.02
PS | 6.12 | 6.12 | 6.12 | 6.12 | 6.12 | 6.12
PV | 0.05 | 0.05 | 0.06 | 0.05 | 0.05 | 0.06
PeakG | 0 | 0 | 0 | 0 | 0 | 0
PeakO | 0 | 0 | 0 | 0 | 0 | 0
ST | 0 | 0 | 0.01 | 0.01 | 0.01 | 0.03
STOG | 0 | 0 | 0 | 0 | 0 | 0
STWD | 17.98 | 23.9 | 329.12 | 329.12 | 329.12 | 329.12
WT | 467.99 | 468 | 468.03 | 5825.77 | 5587.77 | 6169.86
IGCC | 0 | 0 | 0 | 0 | 0 | 0
DemandResponse | 0 | 0 | 0 | 0 | 0 | 0
IGCC-CCS | 0 | 0 | 0 | 0 | 0 | 0
WT_off | 0.07 | 0.07 | 0.08 | 0.03 | 0.02 | 0.02
PseudoUnit | 0 | 0 | 0 | 0 | 0 | 0
FixedInterchange | 0 | 0 | 0 | 0 | 0 | 0
Total Costs by Reporting Type: RMPA
ReportingType | 2015 | 2020 | 2025 | 2030 | 2035 | 2040
BM | 0 | 0 | 0.01 | 0.01 | 704.18 | 1426.74
CC | 755.13 | 899.37 | 1599.31 | 1136.83 | 867.57 | 758.89
CSP | 0 | 0 | 0 | 0 | 0 | 0
CT | 16.22 | 16.22 | 16.22 | 16.22 | 0 | 0
Coal | 2918.89 | 2956.11 | 769.77 | 478.51 | 354.56 | 401.81
Geo | 0.01 | 20.54 | 1082.07 | 1082.06 | 1082.06 | 1069.24
H | 13.99 | 13.99 | 13.99 | 13.99 | 13.99 | 13.99
LFG | 1.18 | 1.21 | 10.12 | 10.11 | 9.84 | 9.81
Nuc | 0.01 | 0.01 | 0.31 | 1484.45 | 1484.53 | 1484.53
PS | 13.37 | 13.37 | 13.37 | 13.37 | 13.37 | 13.37
PV | 0.69 | 0.69 | 0.69 | 0.69 | 0.32 | 0.32
PeakG | 48.87 | 72.26 | 50.7 | 61.61 | 69.82 | 69.82
PeakO | 0.35 | 0.44 | 0.35 | 0.35 | 0.35 | 0.35
ST | 1.26 | 145.53 | 145.53 | 147.57 | 146.5 | 25.77
STOG | 0.01 | 0.01 | 0.01 | 0.01 | 0.01 | 0.01
STWD | 0 | 0 | 0 | 0 | 0 | 0
WT | 240.37 | 1102.5 | 1102.51 | 1226.85 | 1054.18 | 323.43
IGCC | 0 | 0 | 0 | 0 | 0 | 0.01
DemandResponse | 0 | 0 | 0 | 0 | 0 | 0
IGCC-CCS | 0 | 0 | 0.01 | 0.01 | 0.02 | 0.02
WT_off | 0 | 0 | 0 | 0 | 0 | 0
PseudoUnit | 0 | 0 | 0 | 0 | 0 | 0
FixedInterchange | 0 | 0 | 0 | 0 | 0 | 0
Total Costs by Reporting Type: SP15
ReportingType | 2015 | 2020 | 2025 | 2030 | 2035 | 2040
BM | 6.8 | 6.8 | 6.8 | 6.8 | 6.85 | 6.87
CC | 5407.53 | 5672.45 | 5935.97 | 6068.75 | 4443.42 | 3539.63
CSP | 0 | 0 | 0 | 0 | 0 | 0
CT | 0 | 0 | 0.01 | 0.01 | 0.01 | 0
Coal | 82.24 | 55.14 | 39.53 | 0.01 | 0.01 | 0.01
Geo | 104.48 | 713.94 | 713.94 | 699.71 | 699.71 | 328.75
H | 16.57 | 16.57 | 16.57 | 16.57 | 16.57 | 16.57
LFG | 29.05 | 219.62 | 219.63 | 219.48 | 217.54 | 94.59
Nuc | 508.22 | 539.82 | 519.94 | 1384.44 | 1675.55 | 4650.9
PS | 34.19 | 34.19 | 34.19 | 34.19 | 34.19 | 34.19
PV | 3.49 | 3.49 | 3.49 | 3.49 | 1.87 | 1.87
PeakG | 76.74 | 111.44 | 93.23 | 103.59 | 103.59 | 103.59
PeakO | 1.47 | 1.91 | 1.53 | 1.53 | 1.53 | 1.53
ST | 220.08 | 220.08 | 220.08 | 220.08 | 1057.26 | 1414.3
STOG | 358.04 | 391.87 | 359.66 | 290.56 | 196.09 | 190.34
STWD | 68.43 | 69.38 | 61.83 | 68.5 | 68.5 | 68.5
WT | 264.37 | 548.94 | 4070.35 | 4070.43 | 3877.17 | 3621.23
IGCC | 0 | 0 | 0 | 0 | 0 | 0
DemandResponse | 0 | 0 | 0 | 0 | 0 | 0
IGCC-CCS | 0 | 0 | 0.01 | 0.01 | 0.02 | 0.02
WT_off | 0 | 0 | 0 | 0 | 0 | 0
PseudoUnit | 0 | 0 | 0 | 0 | 0 | 0
FixedInterchange | 0 | 0 | 0 | 0 | 0 | 0
Total Costs by Reporting Type: ALB
ReportingType | 2015 | 2020 | 2025 | 2030 | 2035 | 2040
BM | 0 | 0 | 0 | 0 | 0 | 0
CC | 1287.48 | 1517.09 | 462.14 | 108.35 | 108.35 | 0.03
CSP | 0 | 0 | 0 | 0 | 0 | 0
CT | 18.06 | 18.06 | 18.06 | 18.05 | 0 | 0
Coal | 1601.16 | 1990.63 | 162.36 | 162.35 | 162.36 | 162.36
Geo | 0 | 0 | 0 | 0 | 0 | 0
H | 12.99 | 12.99 | 12.99 | 12.99 | 12.99 | 12.99
LFG | 1.21 | 1.21 | 1.21 | 1.21 | 1.21 | 1.21
Nuc | 0.01 | 0.07 | 5427.97 | 6542.42 | 6657.44 | 6702.85
PS | 0 | 0 | 0 | 0 | 0 | 0
PV | 0 | 0 | 0 | 0 | 0 | 0
PeakG | 28.74 | 28.74 | 24.2 | 24.2 | 34.1 | 36.77
PeakO | 0 | 0 | 0 | 0 | 0 | 0
ST | 0 | 0 | 0 | 0 | 0 | 0
STOG | 0 | 0 | 0 | 0 | 0 | 0
STWD | 70.15 | 93.47 | 93.47 | 93.47 | 93.47 | 93.47
WT | 25.5 | 25.5 | 25.5 | 25.51 | 49.35 | 49.35
IGCC | 0 | 0 | 0 | 0 | 0 | 0
DemandResponse | 0 | 0 | 0 | 0 | 0 | 0
IGCC-CCS | 0 | 0 | 0 | 0 | 0 | 0
WT_off | 0 | 0 | 0 | 0 | 0 | 0
PseudoUnit | 0 | 0 | 0 | 0 | 0 | 0
FixedInterchange | 0 | 0 | 0 | 0 | 0 | 0
Total Costs by Reporting Type: BC
ReportingType | 2015 | 2020 | 2025 | 2030 | 2035 | 2040
BM | 0 | 0 | 0 | 0 | 0 | 0
CC | 79.84 | 95.04 | 0.06 | 0.03 | 0.02 | 0.02
CSP | 0 | 0 | 0 | 0 | 0 | 0
CT | 0 | 0 | 0 | 0 | 0 | 0
Coal | 0 | 0 | 0 | 0 | 0 | 0
Geo | 0 | 0 | 0 | 0 | 0 | 0
H | 173.22 | 173.22 | 173.22 | 173.22 | 173.22 | 173.22
LFG | 2.9 | 2.9 | 2.9 | 2.9 | 2.9 | 2.9
Nuc | 0.01 | 0.03 | 445.36 | 763.78 | 763.79 | 1018.83
PS | 0 | 0 | 0 | 0 | 0 | 0
PV | 0 | 0 | 0 | 0 | 0 | 0
PeakG | 2.66 | 2.77 | 0.02 | 0.02 | 0.02 | 0.02
PeakO | 1.16 | 1.29 | 0 | 0 | 0 | 0
ST | 0 | 0 | 0 | 0 | 0 | 0
STOG | 4.91 | 1.35 | 0 | 0 | 0 | 0
STWD | 16.35 | 296.26 | 296.26 | 296.26 | 296.27 | 296.27
WT | 48.22 | 48.22 | 48.22 | 48.22 | 52.78 | 52.78
IGCC | 0 | 0 | 0 | 0 | 0 | 0
DemandResponse | 0 | 0 | 0 | 0 | 0 | 0
IGCC-CCS | 0 | 0 | 0 | 0 | 0 | 0
WT_off | 0 | 0 | 0 | 0 | 0 | 0
PseudoUnit | 0 | 0 | 0 | 0 | 0 | 0
FixedInterchange | 0 | 0 | 0 | 0 | 0 | 0
Total Costs by Reporting Type: HQ_IESO
ReportingType | 2015 | 2020 | 2025 | 2030 | 2035 | 2040
BM | 0 | 0 | 0 | 0 | 0 | 0
CC | 0 | 0 | 0 | 0 | 0 | 0
CSP | 0 | 0 | 0 | 0 | 0 | 0
CT | 0 | 0 | 0 | 0 | 0 | 0
Coal | 0 | 0 | 0 | 0 | 0 | 0
Geo | 0 | 0 | 0 | 0 | 0 | 0
H | 0 | 0 | 0 | 0 | 0 | 0
LFG | 0 | 0 | 0 | 0 | 0 | 0
Nuc | 0.01 | 0.01 | 0.01 | 0.01 | 0.08 | 0.05
PS | 0 | 0 | 0 | 0 | 0 | 0
PV | 0 | 0 | 0 | 0 | 0 | 0
PeakG | 0 | 0 | 0 | 0 | 0 | 0
PeakO | 0 | 0 | 0 | 0 | 0 | 0
ST | 0 | 0 | 0 | 0 | 0 | 0
STOG | 0 | 0 | 0 | 0 | 0 | 0
STWD | 0 | 0 | 0 | 0 | 0 | 0
WT | 0 | 0 | 0 | 0 | 0 | 0
IGCC | 0 | 0 | 0 | 0 | 0 | 0
DemandResponse | 0 | 0 | 0 | 0 | 0 | 0
IGCC-CCS | 0 | 0 | 0 | 0 | 0 | 0
WT_off | 0 | 0 | 0 | 0 | 0 | 0
PseudoUnit | 0 | 0 | 0 | 1.2 | 1114.16 | 1153.61
FixedInterchange | 0 | 0 | 0 | 0 | 0 | 0
Total Costs by Reporting Type: HQ_NEISO
ReportingType | 2015 | 2020 | 2025 | 2030 | 2035 | 2040
BM | 0 | 0 | 0 | 0 | 0 | 0
CC | 0 | 0 | 0 | 0 | 0 | 0
CSP | 0 | 0 | 0 | 0 | 0 | 0
CT | 0 | 0 | 0 | 0 | 0 | 0
Coal | 0 | 0 | 0 | 0 | 0 | 0
Geo | 0 | 0 | 0 | 0 | 0 | 0
H | 0 | 0 | 0 | 0 | 0 | 0
LFG | 0 | 0 | 0 | 0 | 0 | 0
Nuc | 0.01 | 0.01 | 0.01 | 0.02 | 0.08 | 0.07
PS | 0 | 0 | 0 | 0 | 0 | 0
PV | 0 | 0 | 0 | 0 | 0 | 0
PeakG | 0 | 0 | 0 | 0 | 0 | 0
PeakO | 0 | 0 | 0 | 0 | 0 | 0
ST | 0 | 0 | 0 | 0 | 0 | 0
STOG | 0 | 0 | 0 | 0 | 0 | 0
STWD | 0 | 0 | 0 | 0 | 0 | 0
WT | 0 | 0 | 0 | 0 | 0 | 0
IGCC | 0 | 0 | 0 | 0 | 0 | 0
DemandResponse | 0 | 0 | 0 | 0 | 0 | 0
IGCC-CCS | 0 | 0 | 0 | 0 | 0 | 0
WT_off | 0 | 0 | 0 | 0 | 0 | 0
PseudoUnit | 0 | 0 | 0.01 | 7.16 | 127.62 | 131.41
FixedInterchange | 0 | 0 | 0 | 0 | 0 | 0
Total Costs by Reporting Type: HQ_NY
ReportingType | 2015 | 2020 | 2025 | 2030 | 2035 | 2040
BM | 0 | 0 | 0 | 0 | 0 | 0
CC | 0 | 0 | 0 | 0 | 0 | 0
CSP | 0 | 0 | 0 | 0 | 0 | 0
CT | 0 | 0 | 0 | 0 | 0 | 0
Coal | 0 | 0 | 0 | 0 | 0 | 0
Geo | 0 | 0 | 0 | 0 | 0 | 0
H | 0 | 0 | 0 | 0 | 0 | 0
LFG | 0 | 0 | 0 | 0 | 0 | 0
Nuc | 0.01 | 0.01 | 0.01 | 0.02 | 0.08 | 0.07
PS | 0 | 0 | 0 | 0 | 0 | 0
PV | 0 | 0 | 0 | 0 | 0 | 0
PeakG | 0 | 0 | 0 | 0 | 0 | 0
PeakO | 0 | 0 | 0 | 0 | 0 | 0
ST | 0 | 0 | 0 | 0 | 0 | 0
STOG | 0 | 0 | 0 | 0 | 0 | 0
STWD | 0 | 0 | 0 | 0 | 0 | 0
WT | 0 | 0 | 0 | 0 | 0 | 0
IGCC | 0 | 0 | 0 | 0 | 0 | 0
DemandResponse | 0 | 0 | 0 | 0 | 0 | 0
IGCC-CCS | 0 | 0 | 0 | 0 | 0 | 0
WT_off | 0 | 0 | 0 | 0 | 0 | 0
PseudoUnit | 0 | 0 | 0.03 | 1097.59 | 1099.06 | 1136.17
FixedInterchange | 0 | 0 | 0 | 0 | 0 | 0
Total Costs by Reporting Type: MARITIMES
ReportingType | 2015 | 2020 | 2025 | 2030 | 2035 | 2040
BM | 0 | 0 | 0 | 0 | 0 | 0
CC | 0 | 0 | 0 | 0 | 0 | 0
CSP | 0 | 0 | 0 | 0 | 0 | 0
CT | 0 | 0 | 0 | 0 | 0 | 0
Coal | 0 | 0 | 0 | 0 | 0 | 0
Geo | 0 | 0 | 0 | 0 | 0 | 0
H | 0 | 0 | 0 | 0 | 0 | 0
LFG | 0 | 0 | 0 | 0 | 0 | 0
Nuc | 0.01 | 0.01 | 0.01 | 0.02 | 0.08 | 0.07
PS | 0 | 0 | 0 | 0 | 0 | 0
PV | 0 | 0 | 0 | 0 | 0 | 0
PeakG | 0 | 0 | 0 | 0 | 0 | 0
PeakO | 0 | 0 | 0 | 0 | 0 | 0
ST | 0 | 0 | 0 | 0 | 0 | 0
STOG | 0 | 0 | 0 | 0 | 0 | 0
STWD | 0 | 0 | 0 | 0 | 0 | 0
WT | 0 | 0 | 0 | 0 | 0 | 0
IGCC | 0 | 0 | 0 | 0 | 0 | 0
DemandResponse | 0 | 0 | 0 | 0 | 0 | 0
IGCC-CCS | 0 | 0 | 0 | 0 | 0 | 0
WT_off | 0 | 0 | 0 | 0 | 0 | 0
PseudoUnit | 0 | 0 | 0.01 | 7.4 | 212.69 | 219.01
FixedInterchange | 0 | 0 | 0 | 0 | 0 | 0
Total Costs by Reporting Type: All
ReportingType | 2015 | 2020 | 2025 | 2030 | 2035 | 2040
BM | 832.52 | 1184.09 | 1647.08 | 3035.93 | 31968.48 | 53019.15
CC | 104860.13 | 134558.16 | 125231.11 | 119611.54 | 95610.36 | 58534.45
CSP | 0 | 0 | 0 | 0 | 0 | 0
CT | 637.78 | 676.23 | 652.75 | 641.41 | 345.53 | 312.78
Coal | 74817.44 | 43494.97 | 11604.56 | 9146.19 | 12580.79 | 13138.42
Geo | 276.98 | 1181.58 | 3043.47 | 3029.21 | 3004.34 | 2441.03
H | 1511 | 1944.08 | 2724.1 | 4002.91 | 4530.79 | 4530.83
LFG | 541.94 | 1191.22 | 1891.83 | 2112.87 | 2080.12 | 1668.5
Nuc | 27257.77 | 31456.54 | 39575.89 | 68922.83 | 99926.94 | 142114.81
PS | 517.25 | 517.25 | 517.25 | 517.25 | 517.25 | 517.25
PV | 639.16 | 1398.47 | 1703.19 | 1762.13 | 1135.76 | 432.93
PeakG | 2337.12 | 3254.42 | 2504.94 | 2981.96 | 2721.63 | 2722.17
PeakO | 542.87 | 712.23 | 575.96 | 509.1 | 458.07 | 458.1
ST | 355.08 | 671.89 | 754.05 | 734.22 | 1706.98 | 1799.46
STOG | 2924.52 | 3356.62 | 2465.52 | 2149.4 | 1618.91 | 1104.02
STWD | 1210.7 | 1452.62 | 1598.87 | 2078.72 | 2941.45 | 2532.92
WT | 8135.24 | 40020.7 | 82867.52 | 89862.52 | 92281.9 | 69031.19
IGCC | 464.45 | 507.9 | 276.15 | 245.73 | 245.72 | 245.75
DemandResponse | 0.01 | 0.02 | 0.02 | 0.03 | 0.04 | 0.05
IGCC-CCS | 0 | 0.12 | 0.2 | 0.31 | 0.58 | 0.65
WT_off | 308.85 | 308.9 | 908 | 907.7 | 624.22 | 624.21
PseudoUnit | 0 | 0.01 | 0.04 | 1113.34 | 2553.52 | 2640.19
FixedInterchange | 0 | 0 | 0 | 0 | 0 | 0
Total Costs by Reporting Type: EI_US
ReportingType | 2015 | 2020 | 2025 | 2030 | 2035 | 2040
BM | 554.47 | 900.89 | 1347.13 | 2656.57 | 26875.09 | 46975.07
CC | 70939.69 | 94916.55 | 84581.29 | 83481.04 | 70569.62 | 38630.17
CSP | 0 | 0 | 0 | 0 | 0 | 0
CT | 434.65 | 472.86 | 449.45 | 437.15 | 345.49 | 312.73
Coal | 60850.24 | 30003.92 | 8177.81 | 7022.11 | 10484.58 | 10982.21
Geo | 3.95 | 3.95 | 3.95 | 3.95 | 3.95 | 3.95
H | 419.29 | 601.28 | 867.11 | 1197.44 | 1610.12 | 1610.15
LFG | 447.55 | 791.72 | 1203.6 | 1424.59 | 1404.19 | 1189.58
Nuc | 21188.81 | 25019.36 | 27201.29 | 42668.12 | 60394.61 | 93392.99
PS | 401.94 | 401.94 | 401.94 | 401.94 | 401.94 | 401.94
PV | 30.84 | 790.14 | 1094.85 | 1153.81 | 1129.78 | 426.94
PeakG | 1969.21 | 2733.74 | 2089.56 | 2510 | 2223.87 | 2218.95
PeakO | 522.47 | 686.17 | 556.05 | 489.18 | 438.14 | 438.17
ST | 0 | 0 | 0 | 0 | 0 | 0
STOG | 1606.74 | 1721.98 | 1426.05 | 1460.1 | 1356.33 | 847.19
STWD | 752.69 | 680.74 | 667.04 | 990.14 | 1800.88 | 1407.73
WT | 5733.58 | 32768.48 | 67884.44 | 69397.07 | 70586.57 | 48413.93
IGCC | 464.45 | 507.89 | 276.14 | 245.71 | 245.7 | 245.73
DemandResponse | 0.01 | 0.01 | 0.02 | 0.02 | 0.03 | 0.03
IGCC-CCS | 0 | 0.11 | 0.17 | 0.26 | 0.5 | 0.55
WT_off | 308.74 | 308.78 | 907.88 | 907.66 | 624.19 | 624.16
PseudoUnit | 0 | 0.01 | 0.04 | 1112.14 | 1439.37 | 1486.58
FixedInterchange | 0 | 0 | 0 | 0 | 0 | 0
Total Costs by Reporting Type: EI_Canada
ReportingType | 2015 | 2020 | 2025 | 2030 | 2035 | 2040
BM | 177.6 | 177.7 | 177.69 | 188.69 | 396.55 | 311.99
CC | 328.43 | 259.23 | 201.19 | 193.62 | 193.62 | 18.21
CSP | 0 | 0 | 0 | 0 | 0 | 0
CT | 44.26 | 44.26 | 44.26 | 44.26 | 0.01 | 0.01
Coal | 62.9 | 26.26 | 0.02 | 0.02 | 0.02 | 0.02
Geo | 0 | 0 | 0 | 0 | 0 | 0
H | 216.06 | 467.15 | 981.33 | 1929.8 | 1929.8 | 1929.8
LFG | 19.32 | 19.32 | 19.32 | 19.55 | 14.43 | 14.43
Nuc | 2990.32 | 3007.74 | 3062.22 | 3080.32 | 2836.73 | 3030.82
PS | 2.92 | 2.92 | 2.92 | 2.92 | 2.92 | 2.92
PV | 558.01 | 558.01 | 558.01 | 558.01 | 0.44 | 0.44
PeakG | 10.25 | 9.93 | 0.15 | 0.05 | 0.05 | 0.05
PeakO | 0.1 | 0.1 | 0.01 | 0.01 | 0.01 | 0.01
ST | 0 | 0 | 0 | 0 | 0 | 0
STOG | 5.54 | 5.54 | 0 | 0 | 0 | 0
STWD | 6.34 | 6.34 | 6.34 | 22.17 | 74.14 | 58.78
WT | 868.55 | 868.55 | 868.55 | 868.55 | 112.44 | 2402
IGCC | 0 | 0 | 0 | 0 | 0 | 0
DemandResponse | 0 | 0 | 0 | 0 | 0 | 0
IGCC-CCS | 0 | 0 | 0 | 0 | 0 | 0
WT_off | 0.02 | 0.02 | 0.02 | 0.01 | 0.01 | 0.02
PseudoUnit | 0 | 0 | 0 | 1.2 | 1114.16 | 1153.61
FixedInterchange | 0 | 0 | 0 | 0 | 0 | 0
Total Costs by Reporting Type: EI
ReportingType | 2015 | 2020 | 2025 | 2030 | 2035 | 2040
BM | 732.08 | 1078.59 | 1524.82 | 2845.26 | 27271.64 | 47287.06
CC | 71268.12 | 95175.78 | 84782.49 | 83674.66 | 70763.24 | 38648.38
CSP | 0 | 0 | 0 | 0 | 0 | 0
CT | 478.92 | 517.12 | 493.71 | 481.41 | 345.5 | 312.74
Coal | 60913.14 | 30030.19 | 8177.83 | 7022.13 | 10484.6 | 10982.23
Geo | 3.95 | 3.95 | 3.95 | 3.95 | 3.95 | 3.95
H | 635.35 | 1068.43 | 1848.44 | 3127.24 | 3539.92 | 3539.95
LFG | 466.87 | 811.04 | 1222.92 | 1444.13 | 1418.62 | 1204.01
Nuc | 24179.14 | 28027.11 | 30263.52 | 45748.44 | 63231.35 | 96423.81
PS | 404.86 | 404.86 | 404.86 | 404.86 | 404.86 | 404.86
PV | 588.85 | 1348.15 | 1652.86 | 1711.82 | 1130.22 | 427.38
PeakG | 1979.46 | 2743.67 | 2089.71 | 2510.05 | 2223.92 | 2219
PeakO | 522.57 | 686.26 | 556.06 | 489.19 | 438.15 | 438.18
ST | 0 | 0 | 0 | 0 | 0 | 0
STOG | 1612.28 | 1727.52 | 1426.05 | 1460.1 | 1356.33 | 847.19
STWD | 759.03 | 687.07 | 673.38 | 1012.31 | 1875.03 | 1466.51
WT | 6602.13 | 33637.03 | 68753 | 70265.62 | 70699 | 50815.92
IGCC | 464.45 | 507.89 | 276.14 | 245.71 | 245.7 | 245.73
DemandResponse | 0.01 | 0.01 | 0.02 | 0.02 | 0.03 | 0.04
IGCC-CCS | 0 | 0.11 | 0.17 | 0.26 | 0.5 | 0.55
WT_off | 308.76 | 308.8 | 907.9 | 907.66 | 624.2 | 624.17
PseudoUnit | 0 | 0.01 | 0.04 | 1113.34 | 2553.52 | 2640.19
FixedInterchange | 0 | 0 | 0 | 0 | 0 | 0
Total Costs by Reporting Type: Outside_EI
ReportingType | 2015 | 2020 | 2025 | 2030 | 2035 | 2040
BM | 100.45 | 105.5 | 122.27 | 190.67 | 4696.85 | 5732.09
CC | 33592.01 | 39382.38 | 40448.62 | 35936.88 | 24847.13 | 19886.07
CSP | 0 | 0 | 0 | 0 | 0 | 0
CT | 158.86 | 159.11 | 159.04 | 160 | 0.03 | 0.04
Coal | 13904.29 | 13464.79 | 3426.73 | 2124.06 | 2096.19 | 2156.19
Geo | 273.03 | 1177.63 | 3039.51 | 3025.26 | 3000.38 | 2437.07
H | 875.65 | 875.65 | 875.66 | 875.67 | 990.87 | 990.88
LFG | 75.07 | 380.19 | 668.91 | 668.74 | 661.5 | 464.5
Nuc | 3078.64 | 3429.43 | 9312.37 | 23174.39 | 36695.59 | 45691
PS | 112.39 | 112.39 | 112.39 | 112.39 | 112.39 | 112.39
PV | 50.32 | 50.32 | 50.33 | 50.31 | 5.54 | 5.55
PeakG | 357.66 | 510.74 | 415.23 | 471.91 | 497.71 | 503.16
PeakO | 20.3 | 25.97 | 19.9 | 19.91 | 19.92 | 19.92
ST | 355.08 | 671.89 | 754.05 | 734.22 | 1706.98 | 1799.46
STOG | 1312.23 | 1629.1 | 1039.47 | 689.29 | 262.58 | 256.82
STWD | 451.68 | 765.55 | 925.5 | 1066.41 | 1066.42 | 1066.42
WT | 1533.11 | 6383.66 | 14114.53 | 19596.9 | 21582.9 | 18215.27
IGCC | 0 | 0.01 | 0.02 | 0.02 | 0.02 | 0.02
DemandResponse | 0 | 0 | 0.01 | 0.01 | 0.01 | 0.01
IGCC-CCS | 0 | 0.02 | 0.04 | 0.05 | 0.09 | 0.1
WT_off | 0.09 | 0.1 | 0.1 | 0.04 | 0.03 | 0.03
PseudoUnit | 0 | 0 | 0 | 0 | 0 | 0
FixedInterchange | 0 | 0 | 0 | 0 | 0 | 0
#15 A | 0.01: RPS Generation Compliance Payments ($)
RPS Program | 2015 | 2020 | 2025 | 2030 | 2035 | 2040
NEISO | 2 | 0 | 0 | 0 | 0 | 0
CA | 1658.1 | 0 | 0 | 0 | 0 | 0
NWPP | 0 | 0 | 0 | 0 | 0 | 0
PJM | 0 | 222.44 | 332.59 | 0 | 0 | 0
US | 0 | 0 | 0 | 0 | 0 | 0
PJM_Solar | 361.92 | 0 | 0 | 0 | 0 | 0
MA_Solar | 160.43 | 2.19 | 0 | 0 | 0 | 0
NH_Solar | 10.8 | 0.13 | 0 | 0 | 0 | 0
MRETS_Solar | 0 | 0 | 0 | 0 | 0 | 0
AZNMSNV | 211.6 | 0 | 0 | 0 | 0 | 0
AZNMSNV_Solar | 52.17 | 0 | 0 | 0 | 0 | 0
MRETS | 0 | 0 | 0 | 0 | 0 | 0
MI | 36.92 | 0 | 0 | 0 | 0 | 0
Ohio | 0 | 0 | 0 | 0 | 0 | 0
Ohio_Solar | 52.28 | 0 | 0 | 0 | 0 | 0
MOKSOKNE | 162.21 | 0 | 0 | 0 | 0 | 0
MO_Solar | 29 | 0 | 0 | 0 | 0 | 0
NC | 786.97 | 0 | 0 | 0 | 0 | 0
NC_Solar | 26.33 | 0 | 0 | 0 | 0 | 0
CO | 21.31 | 0 | 0 | 0 | 0 | 0
CO_Solar | 183.87 | 0 | 0 | 0 | 0 | 0
NY | 0 | 0 | 0 | 0 | 0 | 0
TX | 0 | 0 | 0 | 0 | 0 | 0
#15 B | 0.01: RPS Capacity Compliance Payments ($)
RPS Program | 2015 | 2020 | 2025 | 2030 | 2035 | 2040
NEISO | 0 | 0 | 0 | 0 | 0 | 0
CA | 0 | 0 | 0 | 0 | 0 | 0
NWPP | 0 | 0 | 0 | 0 | 0 | 0
PJM | 0 | 0 | 0 | 0 | 0 | 0
US | 0 | 0 | 0 | 0 | 0 | 0
PJM_Solar | 0 | 0 | 0 | 0 | 0 | 0
MA_Solar | 0 | 0 | 0 | 0 | 0 | 0
NH_Solar | 0 | 0 | 0 | 0 | 0 | 0
MRETS_Solar | 0 | 0 | 0 | 0 | 0 | 0
AZNMSNV | 0 | 0 | 0 | 0 | 0 | 0
AZNMSNV_Solar | 0 | 0 | 0 | 0 | 0 | 0
MRETS | 0 | 0 | 0 | 0 | 0 | 0
MI | 0 | 0 | 0 | 0 | 0 | 0
Ohio | 0 | 0 | 0 | 0 | 0 | 0
Ohio_Solar | 0 | 0 | 0 | 0 | 0 | 0
MOKSOKNE | 0 | 0 | 0 | 0 | 0 | 0
MO_Solar | 0 | 0 | 0 | 0 | 0 | 0
NC | 0 | 0 | 0 | 0 | 0 | 0
NC_Solar | 0 | 0 | 0 | 0 | 0 | 0
CO | 0 | 0 | 0 | 0 | 0 | 0
CO_Solar | 0 | 0 | 0 | 0 | 0 | 0
NY | 0 | 0 | 0 | 0 | 0 | 0
TX | 0 | 0 | 0 | 0 | 0 | 0
#16a | 0.01: Transmission Costs ($million) [excludes shadow cost]
Transmission Costs: Entergy
Cost | 2015 | 2020 | 2025 | 2030 | 2035 | 2040
a. Wheel Share | 6.19 | 97.56 | 609.68 | 832.27 | 734.11 | 527.39
b. Friction Share | 9.35 | 111.45 | 410.74 | 393.29 | 172.39 | 128.6
Transmission Costs: FRCC
Cost | 2015 | 2020 | 2025 | 2030 | 2035 | 2040
a. Wheel Share | 1.92 | 3.44 | 24.1 | 7.79 | 3.21 | 37.51
b. Friction Share | 1.92 | 3.44 | 24.09 | 8.75 | 4.08 | 39.19
Transmission Costs: MAPP_US
Cost | 2015 | 2020 | 2025 | 2030 | 2035 | 2040
a. Wheel Share | 2.51 | 9.84 | 27.26 | 25.63 | 54.19 | 57.88
b. Friction Share | 2.03 | 6.9 | 19.56 | 18.64 | 47.24 | 50.86
Transmission Costs: MISO_IN
Cost | 2015 | 2020 | 2025 | 2030 | 2035 | 2040
a. Wheel Share | 1.52 | 2.82 | 67.1 | 19.16 | 36.22 | 108.4
b. Friction Share | 1.08 | 16.12 | 35.95 | 12.13 | 9.12 | 8.56
Transmission Costs: MISO_MI
Cost | 2015 | 2020 | 2025 | 2030 | 2035 | 2040
a. Wheel Share | 13.72 | 42.01 | 84.02 | 77.32 | 231.37 | 282.55
b. Friction Share | 19.6 | 46.84 | 45.62 | 42.23 | 106.04 | 109.22
Transmission Costs: MISO_MO-IL
Cost | 2015 | 2020 | 2025 | 2030 | 2035 | 2040
a. Wheel Share | 0.98 | 27.21 | 263.92 | 17.53 | 772.43 | 1152.36
b. Friction Share | 2.69 | 37.92 | 64.36 | 26.55 | 133.71 | 174.52
Transmission Costs: MISO_W
Cost | 2015 | 2020 | 2025 | 2030 | 2035 | 2040
a. Wheel Share | 11.62 | 80.2 | 571.97 | 1206.1 | 975.35 | 1427.97
b. Friction Share | 15.16 | 83.85 | 260.85 | 345.73 | 293.73 | 314.23
Transmission Costs: MISO_WUMS
Cost | 2015 | 2020 | 2025 | 2030 | 2035 | 2040
a. Wheel Share | 6.86 | 31.22 | 47.18 | 299.31 | 167.82 | 269.83
b. Friction Share | 6.9 | 10.09 | 11.92 | 1.12 | 2.46 | 14.37
Transmission Costs: Nebraska
Cost | 2015 | 2020 | 2025 | 2030 | 2035 | 2040
a. Wheel Share | 2.41 | 62.95 | 76.6 | 140.11 | 87.61 | 172.12
b. Friction Share | 2.02 | 65.43 | 68.72 | 87.72 | 48.26 | 61.11
Transmission Costs: NEISO
Cost | 2015 | 2020 | 2025 | 2030 | 2035 | 2040
a. Wheel Share | 0.5 | 0.84 | 1.8 | 2.12 | 67.62 | 68.37
b. Friction Share | 5.47 | 6.57 | 9.82 | 8.73 | 36.59 | 34.55
Transmission Costs: NonRTO_Midwest
Cost | 2015 | 2020 | 2025 | 2030 | 2035 | 2040
a. Wheel Share | 1.52 | 2.33 | 56.36 | 19.11 | 13.07 | 10.78
b. Friction Share | 0.96 | 1.4 | 33.82 | 11.47 | 8.23 | 7.95
Transmission Costs: NYISO_A-F
Cost | 2015 | 2020 | 2025 | 2030 | 2035 | 2040
a. Wheel Share | 21.96 | 22.25 | 37.01 | 54.12 | 65.36 | 90.72
b. Friction Share | 46 | 40.88 | 46.08 | 45.2 | 28.23 | 47.94
Transmission Costs: NYISO_G-I
Cost | 2015 | 2020 | 2025 | 2030 | 2035 | 2040
a. Wheel Share | 3.97 | 5.92 | 8.08 | 22.93 | 22.12 | 49.33
b. Friction Share | 3.24 | 3.74 | 4.73 | 4.16 | 10.64 | 21.15
Transmission Costs: NYISO_J-K
Cost | 2015 | 2020 | 2025 | 2030 | 2035 | 2040
a. Wheel Share | 0.95 | 3.31 | 11.14 | 6.2 | 68.1 | 49.24
b. Friction Share | 2.76 | 5.81 | 14.91 | 7.97 | 28.79 | 21.8
Transmission Costs: PJM_E
Cost | 2015 | 2020 | 2025 | 2030 | 2035 | 2040
a. Wheel Share | 2.98 | 5.24 | 13.35 | 5.12 | 4.19 | 20.05
b. Friction Share | 2.18 | 3.48 | 10.26 | 3.16 | 2.67 | 12.37
Transmission Costs: PJM_ROM
Cost | 2015 | 2020 | 2025 | 2030 | 2035 | 2040
a. Wheel Share | 3.43 | 2.32 | 3.02 | 10.19 | 61.98 | 85.47
b. Friction Share | 1.54 | 1.46 | 2.15 | 3.77 | 15.89 | 19.75
Transmission Costs: PJM_ROR
Cost | 2015 | 2020 | 2025 | 2030 | 2035 | 2040
a. Wheel Share | 14.12 | 10.6 | 370.26 | 859.93 | 745.53 | 829.21
b. Friction Share | 25.8 | 50.37 | 261.61 | 296.05 | 251.38 | 261.66
Transmission Costs: SOCO
Cost | 2015 | 2020 | 2025 | 2030 | 2035 | 2040
a. Wheel Share | 9.49 | 23.52 | 162.59 | 111.45 | 10.16 | 63.77
b. Friction Share | 14.99 | 30.43 | 187.39 | 182.17 | 16.72 | 76.1
Transmission Costs: SPP_N
Cost | 2015 | 2020 | 2025 | 2030 | 2035 | 2040
a. Wheel Share | 2.74 | 53.4 | 498.09 | 710.82 | 1330.8 | 1277.45
b. Friction Share | 2.11 | 65.83 | 260.34 | 230.69 | 245.81 | 224.1
Transmission Costs: SPP_S
Cost | 2015 | 2020 | 2025 | 2030 | 2035 | 2040
a. Wheel Share | 0.84 | 71.69 | 44.73 | 78.8 | 123.43 | 331.51
b. Friction Share | 1.01 | 73.98 | 34.89 | 35.03 | 35.19 | 62.24
Transmission Costs: TVA
Cost | 2015 | 2020 | 2025 | 2030 | 2035 | 2040
a. Wheel Share | 0.96 | 4.23 | 1.75 | 2.79 | 4.56 | 6.43
b. Friction Share | 1.2 | 4.4 | 1.89 | 3.54 | 4.77 | 6.06
Transmission Costs: TVA_Transmission
Cost | 2015 | 2020 | 2025 | 2030 | 2035 | 2040
a. Wheel Share | 4.7 | 2.03 | 28.46 | 13.8 | 11.79 | 18.02
b. Friction Share | 4.66 | 1.39 | 29.4 | 17.55 | 19.36 | 13.08
Transmission Costs: VACAR
Cost | 2015 | 2020 | 2025 | 2030 | 2035 | 2040
a. Wheel Share | 9.43 | 9.49 | 70.25 | 53.33 | 22.81 | 16.81
b. Friction Share | 11.24 | 9.36 | 65.34 | 53.48 | 24.56 | 32.87
Transmission Costs: IESO
Cost | 2015 | 2020 | 2025 | 2030 | 2035 | 2040
a. Wheel Share | 32.98 | 43.27 | 69.58 | 65.21 | 205.41 | 269.56
b. Friction Share | 74.18 | 88.92 | 92.07 | 83.26 | 121.87 | 133.92
Transmission Costs: MAPP_CA
Cost | 2015 | 2020 | 2025 | 2030 | 2035 | 2040
a. Wheel Share | 3.85 | 3.89 | 4.24 | 10.01 | 14.11 | 67.98
b. Friction Share | 3.08 | 5.81 | 5.46 | 0.08 | 2.93 | 2.03
Transmission Costs: AZ_NM_SNV_Coal
Cost | 2015 | 2020 | 2025 | 2030 | 2035 | 2040
a. Wheel Share | 21.07 | 22.36 | 22.35 | 0.7 | 10.05 | 13.69
b. Friction Share | 35.66 | 37.92 | 38.14 | 2.04 | 17.69 | 23.78
Transmission Costs: AZ_NM_SNV_Gas
Cost | 2015 | 2020 | 2025 | 2030 | 2035 | 2040
a. Wheel Share | 11.84 | 11.29 | 9.91 | 8.75 | 5.06 | 2.7
b. Friction Share | 20.09 | 19.11 | 16.97 | 14.82 | 8.51 | 4.56
Transmission Costs: AZ_NM_SNV_NucRenew
Cost | 2015 | 2020 | 2025 | 2030 | 2035 | 2040
a. Wheel Share | 20.1 | 21.32 | 19.91 | 21.07 | 44.02 | 40.35
b. Friction Share | 33.67 | 35.89 | 33.63 | 35.77 | 74.23 | 68.14
Transmission Costs: ERCOT
Cost | 2015 | 2020 | 2025 | 2030 | 2035 | 2040
a. Wheel Share | 0.04 | 5.82 | 6.88 | 6.43 | 6.64 | 6.55
b. Friction Share | 0.06 | 8.73 | 10.32 | 9.65 | 9.99 | 9.84
Transmission Costs: NP15
Cost | 2015 | 2020 | 2025 | 2030 | 2035 | 2040
a. Wheel Share | 4.89 | 1.43 | 3.51 | 0.26 | 0.78 | 16.41
b. Friction Share | 8.21 | 2.48 | 5.93 | 0.57 | 1.48 | 27.45
Transmission Costs: NWPP_Coal
Cost | 2015 | 2020 | 2025 | 2030 | 2035 | 2040
a. Wheel Share | 48.3 | 39.63 | 33.56 | 8.69 | 27.89 | 74.76
b. Friction Share | 81.77 | 67.41 | 57.35 | 16.03 | 48.01 | 126.26
Transmission Costs: NWPP_Gas
Cost | 2015 | 2020 | 2025 | 2030 | 2035 | 2040
a. Wheel Share | 0 | 0 | 0 | 0 | 0 | 0
b. Friction Share | 0.3 | 0.4 | 0.4 | 0.2 | 0.05 | 0.05
Transmission Costs: NWPP_NucRenew
Cost | 2015 | 2020 | 2025 | 2030 | 2035 | 2040
a. Wheel Share | 0 | 0 | 0 | 0 | 0 | 0
b. Friction Share | 0.96 | 0.96 | 1.02 | 1.35 | 1.47 | 1.61
Transmission Costs: RMPA
Cost | 2015 | 2020 | 2025 | 2030 | 2035 | 2040
a. Wheel Share | 0.91 | 10.59 | 13.55 | 11.7 | 10.92 | 16.57
b. Friction Share | 1.51 | 13.22 | 17.33 | 14.28 | 13.53 | 24.08
Transmission Costs: SP15
Cost | 2015 | 2020 | 2025 | 2030 | 2035 | 2040
a. Wheel Share | 83.89 | 75.37 | 39.08 | 34.26 | 59.96 | 70.5
b. Friction Share | 139.88 | 125.72 | 65.21 | 57.24 | 100.11 | 117.6
Transmission Costs: ALB
Cost | 2015 | 2020 | 2025 | 2030 | 2035 | 2040
a. Wheel Share | 2.42 | 5.49 | 1.96 | 3.47 | 2.68 | 10.25
b. Friction Share | 4.03 | 9.15 | 3.27 | 5.79 | 4.47 | 17.08
Transmission Costs: BC
Cost | 2015 | 2020 | 2025 | 2030 | 2035 | 2040
a. Wheel Share | 12.79 | 14.78 | 2.34 | 3.88 | 7.98 | 25.51
b. Friction Share | 21.31 | 24.63 | 3.9 | 6.46 | 13.31 | 42.52
Transmission Costs: HQ_IESO
Cost | 2015 | 2020 | 2025 | 2030 | 2035 | 2040
a. Wheel Share | 0 | 0 | 0 | 0 | 0 | 0
b. Friction Share | 0.01 | 0.01 | 0.01 | 0.01 | 0.11 | 0.11
Transmission Costs: HQ_NEISO
Cost | 2015 | 2020 | 2025 | 2030 | 2035 | 2040
a. Wheel Share | 0 | 0 | 0 | 0 | 0 | 0
b. Friction Share | 0.11 | 0.11 | 0.11 | 0.11 | 0.12 | 0.12
Transmission Costs: HQ_NY
Cost | 2015 | 2020 | 2025 | 2030 | 2035 | 2040
a. Wheel Share | 0 | 0 | 0 | 0 | 0 | 0
b. Friction Share | 0.03 | 0.03 | 0.03 | 0.12 | 0.12 | 0.12
Transmission Costs: MARITIMES
Cost | 2015 | 2020 | 2025 | 2030 | 2035 | 2040
a. Wheel Share | 0 | 0 | 0 | 0 | 0 | 0
b. Friction Share | 0.05 | 0.05 | 0.05 | 0.05 | 0.07 | 0.07
Transmission Costs: All
Cost | 2015 | 2020 | 2025 | 2030 | 2035 | 2040
a. Wheel Share | 368.38 | 829.66 | 3305.57 | 4750.38 | 6009.34 | 7568.01
b. Friction Share | 608.86 | 1121.73 | 2255.63 | 2086.98 | 1963.94 | 2341.61
Transmission Costs: EI_US
Cost | 2015 | 2020 | 2025 | 2030 | 2035 | 2040
a. Wheel Share | 125.31 | 574.43 | 3078.71 | 4575.94 | 5613.84 | 6953.18
b. Friction Share | 184.12 | 681.35 | 1904.61 | 1839.43 | 1546.19 | 1742.58
Transmission Costs: EI_Canada
Cost | 2015 | 2020 | 2025 | 2030 | 2035 | 2040
a. Wheel Share | 36.82 | 47.16 | 73.82 | 75.22 | 219.52 | 337.54
b. Friction Share | 77.28 | 94.75 | 97.55 | 83.36 | 124.91 | 136.06
Transmission Costs: EI
Cost | 2015 | 2020 | 2025 | 2030 | 2035 | 2040
a. Wheel Share | 162.14 | 621.59 | 3152.54 | 4651.16 | 5833.36 | 7290.72
b. Friction Share | 261.39 | 776.1 | 2002.16 | 1922.79 | 1671.09 | 1878.64
Transmission Costs: Outside_EI
Cost | 2015 | 2020 | 2025 | 2030 | 2035 | 2040
a. Wheel Share | 206.24 | 208.07 | 153.04 | 99.22 | 175.98 | 277.29
b. Friction Share | 347.47 | 345.63 | 253.46 | 164.19 | 292.85 | 462.97

## Capacity
#1 | New Build Capacity (MW)
New Build Capacity by Reporting Type: Entergy
ReportingType | 2015 | 2020 | 2025 | 2030 | 2035 | 2040
BM | 0 | 0 | 0 | 0 | 0.05 | 5783.81
CC | 2026.08 | 2183.52 | 0.1 | 0.07 | 0 | 0
CSP | 0 | 0 | 0 | 0 | 0 | 0
CT | 0.03 | 0.12 | 0 | 0 | 0 | 0
Coal | 720.01 | 0 | 0 | 0 | 0 | 0
Geo | 0 | 0 | 0 | 0 | 0 | 0
H | 0 | 0.01 | 0.01 | 0.03 | 1108.95 | 0
LFG | 0.01 | 0 | 107.39 | 0 | 0 | 0
Nuc | 170 | 0 | 0.01 | 0.01 | 0.03 | 0.14
PS | 0 | 0 | 0 | 0 | 0 | 0
PV | 0.05 | 61.77 | 29.36 | 0 | 0 | 1.39
PeakG | 0 | 0 | 0 | 0 | 0 | 0
PeakO | 0 | 0 | 0 | 0 | 0 | 0
ST | 0 | 0 | 0 | 0 | 0 | 0
STOG | 0 | 0 | 0 | 0 | 0 | 0
STWD | 0 | 0 | 0 | 0 | 0 | 0
WT | 0.05 | 0.02 | 0.02 | 0.02 | 0 | 0
IGCC | 0.01 | 0 | 0 | 0 | 0 | 0
DemandResponse | 0 | 0 | 0 | 0 | 0 | 0
IGCC-CCS | 0 | 0.01 | 0 | 0 | 0.01 | 0
WT_off | 0 | 0 | 0 | 0 | 0 | 0
PseudoUnit | 0 | 0 | 0 | 0 | 0 | 0
FixedInterchange | 0 | 0 | 0 | 0 | 0 | 0
New Build Capacity by Reporting Type: FRCC
ReportingType | 2015 | 2020 | 2025 | 2030 | 2035 | 2040
BM | 0 | 0 | 0 | 0 | 0.18 | 2001.69
CC | 12566.32 | 5.79 | 0.06 | 0.03 | 0 | 0
CSP | 0 | 0 | 0 | 0 | 0 | 0
CT | 2480 | 0 | 0 | 0 | 0 | 0
Coal | 0.01 | 0.01 | 0 | 0 | 0 | 0
Geo | 0 | 0 | 0 | 0 | 0 | 0
H | 0 | 0.01 | 0 | 0 | 0.04 | 0.05
LFG | 0.01 | 0 | 197.99 | 0 | 0 | 0
Nuc | 229.33 | 0.01 | 3094.18 | 12051.04 | 7631.95 | 4273.26
PS | 0 | 0 | 0 | 0 | 0 | 0
PV | 0.01 | 0 | 0 | 0 | 0 | 0.01
PeakG | 0 | 0 | 0 | 0 | 0 | 0
PeakO | 0 | 0 | 0 | 0 | 0 | 0
ST | 0 | 0 | 0 | 0 | 0 | 0
STOG | 0 | 0 | 0 | 0 | 0 | 0
STWD | 0 | 0 | 0 | 0 | 0 | 0
WT | 0 | 0 | 0 | 0 | 0 | 0
IGCC | 0.01 | 0.01 | 0 | 0 | 0 | 0
DemandResponse | 0 | 0 | 0 | 0 | 0 | 0
IGCC-CCS | 0 | 0.01 | 0.01 | 0 | 0.01 | 0
WT_off | 0 | 0 | 0 | 0 | 0 | 0
PseudoUnit | 0 | 0 | 0 | 0 | 0 | 0
FixedInterchange | 0 | 0 | 0 | 0 | 0 | 0
New Build Capacity by Reporting Type: MAPP_US
ReportingType | 2015 | 2020 | 2025 | 2030 | 2035 | 2040
BM | 0 | 0 | 0 | 0 | 0.01 | 19.09
CC | 0.17 | 0.18 | 0.13 | 0.1 | 0.16 | 0.01
CSP | 0 | 0 | 0 | 0 | 0 | 0
CT | 308.32 | 104.18 | 0 | 155.11 | 37.62 | 0.01
Coal | 0.01 | 0.01 | 0 | 0 | 0 | 0
Geo | 0 | 0 | 0 | 0 | 0 | 0
H | 0 | 0 | 0 | 0 | 0 | 0
LFG | 0.01 | 0 | 0.01 | 71.64 | 0 | 0
Nuc | 0 | 0 | 0 | 0 | 0.01 | 0
PS | 0 | 0 | 0 | 0 | 0 | 0
PV | 0.01 | 0 | 0 | 0 | 0 | 0
PeakG | 0 | 0 | 0 | 0 | 0 | 0
PeakO | 0 | 0 | 0 | 0 | 0 | 0
ST | 0 | 0 | 0 | 0 | 0 | 0
STOG | 0 | 0 | 0 | 0 | 0 | 0
STWD | 0 | 0 | 0 | 0 | 0 | 0
WT | 421.32 | 4210.34 | 3138.17 | 0.02 | 0 | 68.26
IGCC | 0.01 | 0.01 | 0 | 0 | 0 | 0
DemandResponse | 0 | 0 | 0 | 0 | 0 | 0
IGCC-CCS | 0 | 0.01 | 0 | 0.01 | 0.02 | 0
WT_off | 0 | 0 | 0 | 0 | 0 | 0
PseudoUnit | 0 | 0 | 0 | 0 | 0 | 0
FixedInterchange | 0 | 0 | 0 | 0 | 0 | 0
New Build Capacity by Reporting Type: MISO_IN
ReportingType | 2015 | 2020 | 2025 | 2030 | 2035 | 2040
BM | 0 | 0 | 0 | 0 | 212.53 | 3279.52
CC | 0.62 | 1486.84 | 0.06 | 0.1 | 0 | 0
CSP | 0 | 0 | 0 | 0 | 0 | 0
CT | 0.02 | 0.06 | 0 | 0.03 | 0 | 0
Coal | 0.01 | 0.01 | 0 | 0 | 0 | 0
Geo | 0 | 0 | 0 | 0 | 0 | 0
H | 0 | 0 | 0 | 0 | 0 | 0
LFG | 0.01 | 0 | 80.1 | 0.02 | 0 | 0
Nuc | 0 | 0 | 0 | 0.03 | 0.07 | 0.01
PS | 0 | 0 | 0 | 0 | 0 | 0
PV | 0 | 225.92 | 110.87 | 4.11 | 0 | 0
PeakG | 0 | 0 | 0 | 0 | 0 | 0
PeakO | 0 | 0 | 0 | 0 | 0 | 0
ST | 0 | 0 | 0 | 0 | 0 | 0
STOG | 0 | 0 | 0 | 0 | 0 | 0
STWD | 0 | 0 | 0 | 0 | 0 | 0
WT | 0.02 | 0.01 | 0.02 | 0.03 | 0 | 0
IGCC | 618 | 0 | 0 | 0 | 0 | 0
DemandResponse | 0 | 0 | 0 | 0 | 0 | 0
IGCC-CCS | 0 | 0.01 | 0 | 0.01 | 0.01 | 0
WT_off | 0.06 | 0 | 0 | 0 | 0 | 0
PseudoUnit | 0 | 0 | 0 | 0 | 0 | 0
FixedInterchange | 0 | 0 | 0 | 0 | 0 | 0
New Build Capacity by Reporting Type: MISO_MI
ReportingType | 2015 | 2020 | 2025 | 2030 | 2035 | 2040
BM | 0 | 0 | 0 | 0 | 0.12 | 6.37
CC | 0.24 | 0.28 | 0.05 | 0.07 | 0 | 0
CSP | 0 | 0 | 0 | 0 | 0 | 0
CT | 0.02 | 0.1 | 0 | 0.04 | 0 | 0
Coal | 0.01 | 0.01 | 0 | 0 | 0 | 0
Geo | 0 | 0 | 0 | 0 | 0 | 0
H | 0 | 0 | 0 | 0 | 0 | 0
LFG | 0.01 | 45.39 | 114.86 | 0 | 0 | 0
Nuc | 0 | 0 | 0 | 0.03 | 0.49 | 0.08
PS | 0 | 0 | 0 | 0 | 0 | 0
PV | 0.01 | 0 | 0 | 0 | 0 | 0
PeakG | 0 | 0 | 0 | 0 | 0 | 0
PeakO | 0 | 0 | 0 | 0 | 0 | 0
ST | 0 | 0 | 0 | 0 | 0 | 0
STOG | 0 | 0 | 0 | 0 | 0 | 0
STWD | 0 | 0 | 0 | 0 | 0 | 0
WT | 2000.02 | 127.21 | 0 | 0 | 0 | 0
IGCC | 0.01 | 0.01 | 0 | 0 | 0 | 0
DemandResponse | 0 | 0 | 0 | 0 | 0 | 0
IGCC-CCS | 0 | 0.01 | 0 | 0.01 | 0.02 | 0
WT_off | 0.07 | 0 | 0 | 0 | 0 | 0
PseudoUnit | 0 | 0 | 0 | 0 | 0 | 0
FixedInterchange | 0 | 0 | 0 | 0 | 0 | 0
New Build Capacity by Reporting Type: MISO_MO-IL
ReportingType | 2015 | 2020 | 2025 | 2030 | 2035 | 2040
BM | 0 | 0 | 0 | 0 | 0.05 | 0.01
CC | 0.12 | 0.13 | 0.04 | 0.06 | 0 | 0
CSP | 0 | 0 | 0 | 0 | 0 | 0
CT | 0.02 | 0.06 | 0 | 0.03 | 0 | 0
Coal | 1790 | 0 | 0 | 0 | 0 | 0
Geo | 0 | 0 | 0 | 0 | 0 | 0
H | 0 | 0.51 | 0 | 279.49 | 0 | 0
LFG | 0.01 | 0 | 0.07 | 223.25 | 0 | 0
Nuc | 0 | 0 | 0 | 0.02 | 0.01 | 0
PS | 0 | 0 | 0 | 0 | 0 | 0
PV | 0.01 | 0 | 0 | 0 | 0 | 0
PeakG | 0 | 0 | 0 | 0 | 0 | 0
PeakO | 0 | 0 | 0 | 0 | 0 | 0
ST | 0 | 0 | 0 | 0 | 0 | 0
STOG | 0 | 0 | 0 | 0 | 0 | 0
STWD | 0 | 0 | 0 | 0 | 0 | 0
WT | 300.02 | 0.01 | 5599.87 | 0.17 | 0 | 0
IGCC | 0 | 0 | 0 | 0 | 0 | 0
DemandResponse | 0 | 0 | 0 | 0 | 0 | 0
IGCC-CCS | 0 | 0 | 0 | 0 | 0.01 | 0
WT_off | 0 | 0 | 0 | 0 | 0 | 0
PseudoUnit | 0 | 0 | 0 | 0 | 0 | 0
FixedInterchange | 0 | 0 | 0 | 0 | 0 | 0
New Build Capacity by Reporting Type: MISO_W
ReportingType | 2015 | 2020 | 2025 | 2030 | 2035 | 2040
BM | 0 | 0 | 0 | 0 | 0.01 | 0.01
CC | 0.21 | 0.17 | 0.09 | 0.12 | 0 | 0
CSP | 0 | 0 | 0 | 0 | 0 | 0
CT | 0.06 | 0.21 | 0 | 0.1 | 0 | 0
Coal | 0.01 | 0.01 | 0 | 0 | 0 | 0
Geo | 0 | 0 | 0 | 0 | 0 | 0
H | 0 | 0 | 0 | 0 | 0 | 0
LFG | 0.01 | 0 | 0.02 | 71.64 | 0 | 0
Nuc | 94.33 | 0 | 0 | 0.01 | 0.01 | 0
PS | 0 | 0 | 0 | 0 | 0 | 0
PV | 0.01 | 0 | 0 | 0 | 0 | 0
PeakG | 0 | 0 | 0 | 0 | 0 | 0
PeakO | 0 | 0 | 0 | 0 | 0 | 0
ST | 0 | 0 | 0 | 0 | 0 | 0
STOG | 0 | 0 | 0 | 0 | 0 | 0
STWD | 0 | 0 | 0 | 0 | 0 | 0
WT | 2800.53 | 0.02 | 103550.08 | 4235.93 | 0.03 | 3348.86
IGCC | 0.01 | 0.01 | 0 | 0 | 0 | 0
DemandResponse | 0 | 0 | 0 | 0 | 0 | 0
IGCC-CCS | 0 | 0.01 | 0 | 0.01 | 0.02 | 0
WT_off | 0 | 0 | 0 | 0 | 0 | 0
PseudoUnit | 0 | 0 | 0 | 0 | 0 | 0
FixedInterchange | 0 | 0 | 0 | 0 | 0 | 0
New Build Capacity by Reporting Type: MISO_WUMS
ReportingType | 2015 | 2020 | 2025 | 2030 | 2035 | 2040
BM | 0 | 0 | 0 | 0 | 2.33 | 0.31
CC | 9024.45 | 15704.7 | 0.06 | 0.1 | 0 | 0
CSP | 0 | 0 | 0 | 0 | 0 | 0
CT | 0.02 | 0.14 | 0 | 0.04 | 0 | 0
Coal | 615 | 0 | 0 | 0 | 0 | 0
Geo | 0 | 0 | 0 | 0 | 0 | 0
H | 0 | 0.12 | 0 | 0 | 0 | 0
LFG | 0.01 | 0 | 128.03 | 95.29 | 0 | 0
Nuc | 235 | 0 | 0 | 0.03 | 0.05 | 0.01
PS | 0 | 0 | 0 | 0 | 0 | 0
PV | 0.01 | 0 | 0 | 0 | 0 | 0
PeakG | 0 | 0 | 0 | 0 | 0 | 0
PeakO | 0 | 0 | 0 | 0 | 0 | 0
ST | 0 | 0 | 0 | 0 | 0 | 0
STOG | 0 | 0 | 0 | 0 | 0 | 0
STWD | 0 | 0 | 0 | 0 | 0 | 0
WT | 968.9 | 0 | 0 | 30.77 | 0 | 0
IGCC | 0 | 0 | 0 | 0 | 0 | 0
DemandResponse | 0 | 0 | 0 | 0 | 0 | 0
IGCC-CCS | 0 | 0 | 0 | 0 | 0 | 0
WT_off | 0.02 | 0 | 0 | 0 | 0 | 0
PseudoUnit | 0 | 0 | 0 | 0 | 0 | 0
FixedInterchange | 0 | 0 | 0 | 0 | 0 | 0
New Build Capacity by Reporting Type: Nebraska
ReportingType | 2015 | 2020 | 2025 | 2030 | 2035 | 2040
BM | 0 | 0 | 0 | 0 | 0.01 | 0
CC | 0.08 | 0.05 | 0.04 | 0.05 | 0.03 | 0
CSP | 0 | 0 | 0 | 0 | 0 | 0
CT | 0.01 | 0.01 | 0 | 0.02 | 0.01 | 0
Coal | 232.1 | 0 | 0 | 0 | 0 | 0
Geo | 0 | 0 | 0 | 0 | 0 | 0
H | 0 | 0 | 0 | 0 | 0 | 0
LFG | 0.01 | 0 | 0.01 | 71.65 | 0 | 0
Nuc | 0 | 0 | 0 | 0 | 0 | 0
PS | 0 | 0 | 0 | 0 | 0 | 0
PV | 0.01 | 0 | 0 | 0 | 0 | 0
PeakG | 0 | 0 | 0 | 0 | 0 | 0
PeakO | 0 | 0 | 0 | 0 | 0 | 0
ST | 0 | 0 | 0 | 0 | 0 | 0
STOG | 0 | 0 | 0 | 0 | 0 | 0
STWD | 0 | 0 | 0 | 0 | 0 | 0
WT | 202.02 | 26603.99 | 0.05 | 0.02 | 0 | 0.02
IGCC | 0 | 0 | 0 | 0 | 0 | 0
DemandResponse | 0 | 0 | 0 | 0 | 0 | 0
IGCC-CCS | 0 | 0 | 0 | 0 | 0 | 0
WT_off | 0 | 0 | 0 | 0 | 0 | 0
PseudoUnit | 0 | 0 | 0 | 0 | 0 | 0
FixedInterchange | 0 | 0 | 0 | 0 | 0 | 0
New Build Capacity by Reporting Type: NEISO
ReportingType | 2015 | 2020 | 2025 | 2030 | 2035 | 2040
BM | 252.2 | 0 | 0 | 0 | 0 | 0.01
CC | 2049.53 | 0.05 | 0.05 | 0.04 | 0 | 0.01
CSP | 0 | 0 | 0 | 0 | 0 | 0
CT | 334 | 0 | 0 | 0 | 0 | 0
Coal | 0 | 0 | 0 | 0 | 0 | 0
Geo | 0 | 0 | 0 | 0 | 0 | 0
H | 0 | 0.01 | 0.05 | 2.94 | 0 | 0
LFG | 49.31 | 0.02 | 69.67 | 0.01 | 0 | 0
Nuc | 0 | 0 | 0 | 0 | 0 | 0.01
PS | 0 | 0 | 0 | 0 | 0 | 0
PV | 0.04 | 288.35 | 0.01 | 0.01 | 0.02 | 0.01
PeakG | 0 | 0 | 0 | 0 | 0 | 0
PeakO | 0 | 0 | 0 | 0 | 0 | 0
ST | 0 | 0 | 0 | 0 | 0 | 0
STOG | 0 | 0 | 0 | 0 | 0 | 0
STWD | 0 | 0 | 0 | 0 | 0 | 0
WT | 231.3 | 2481.05 | 2567.42 | 0.5 | 14497.17 | 0.01
IGCC | 0 | 0 | 0 | 0 | 0 | 0
DemandResponse | 0 | 0 | 0 | 0 | 0 | 0
IGCC-CCS | 0 | 0 | 0 | 0 | 0 | 0
WT_off | 468.35 | 0.02 | 0.02 | 0.03 | 0.04 | 0.01
PseudoUnit | 0 | 0 | 0 | 0 | 0 | 0
FixedInterchange | 0 | 0 | 0 | 0 | 0 | 0
New Build Capacity by Reporting Type: NonRTO_Midwest
ReportingType | 2015 | 2020 | 2025 | 2030 | 2035 | 2040
BM | 0 | 0 | 0 | 0 | 351.51 | 3724.78
CC | 2062.75 | 2377.39 | 0.07 | 0.04 | 0 | 0
CSP | 0 | 0 | 0 | 0 | 0 | 0
CT | 0.02 | 0.03 | 0 | 0 | 0 | 0
Coal | 0.01 | 0.01 | 0 | 0 | 0 | 0
Geo | 0 | 0 | 0 | 0 | 0 | 0
H | 0 | 0.02 | 745.98 | 0.01 | 0 | 0
LFG | 0.02 | 0 | 160.24 | 0 | 0 | 0
Nuc | 0 | 0 | 0.02 | 1252.78 | 1036.79 | 0.04
PS | 0 | 0 | 0 | 0 | 0 | 0
PV | 0.01 | 0 | 0 | 0 | 0 | 0
PeakG | 0 | 0 | 0 | 0 | 0 | 0
PeakO | 0 | 0 | 0 | 0 | 0 | 0
ST | 0 | 0 | 0 | 0 | 0 | 0
STOG | 0 | 0 | 0 | 0 | 0 | 0
STWD | 0 | 0 | 0 | 0 | 0 | 0
WT | 0.02 | 0.01 | 0.01 | 0 | 0 | 0
IGCC | 0.01 | 0 | 0 | 0 | 0 | 0
DemandResponse | 0 | 0 | 0 | 0 | 0 | 0
IGCC-CCS | 0 | 0.01 | 0.01 | 0 | 0.01 | 0
WT_off | 0 | 0 | 0 | 0 | 0 | 0
PseudoUnit | 0 | 0 | 0 | 0 | 0 | 0
FixedInterchange | 0 | 0 | 0 | 0 | 0 | 0
New Build Capacity by Reporting Type: NYISO_A-F
ReportingType | 2015 | 2020 | 2025 | 2030 | 2035 | 2040
BM | 0 | 0 | 0 | 0 | 0.01 | 0.03
CC | 639 | 0.03 | 0.02 | 0.02 | 0 | 0
CSP | 0 | 0 | 0 | 0 | 0 | 0
CT | 0.01 | 0.01 | 0 | 0 | 0 | 0.01
Coal | 0 | 0 | 0 | 0 | 0 | 0
Geo | 0 | 0 | 0 | 0 | 0 | 0
H | 0 | 0 | 0 | 0 | 0 | 0
LFG | 6.4 | 0 | 67.93 | 0 | 0 | 0
Nuc | 168 | 0 | 0 | 0 | 0 | 0.01
PS | 0 | 0 | 0 | 0 | 0 | 0
PV | 0.01 | 0 | 0 | 0 | 0 | 0
PeakG | 0 | 0 | 0 | 0 | 0 | 0
PeakO | 0 | 0 | 0 | 0 | 0 | 0
ST | 0 | 0 | 0 | 0 | 0 | 0
STOG | 0 | 0 | 0 | 0 | 0 | 0
STWD | 0 | 0 | 0 | 0 | 0 | 0
WT | 2476.33 | 709.8 | 0.03 | 5612.42 | 4691.4 | 0
IGCC | 0 | 0 | 0 | 0 | 0 | 0
DemandResponse | 0 | 0 | 0 | 0 | 0 | 0
IGCC-CCS | 0 | 0 | 0 | 0 | 0 | 0
WT_off | 0.1 | 0.01 | 0.01 | 0.01 | 0.01 | 0
PseudoUnit | 0 | 0 | 0 | 0 | 0 | 0
FixedInterchange | 0 | 0 | 0 | 0 | 0 | 0
New Build Capacity by Reporting Type: NYISO_G-I
ReportingType | 2015 | 2020 | 2025 | 2030 | 2035 | 2040
BM | 0 | 0 | 0 | 0 | 562.33 | 0.11
CC | 0.05 | 0.08 | 0.06 | 0.03 | 0.02 | 0
CSP | 0 | 0 | 0 | 0 | 0 | 0
CT | 0.01 | 0.02 | 0 | 0 | 0.03 | 0
Coal | 0 | 0 | 0 | 0 | 0 | 0
Geo | 0 | 0 | 0 | 0 | 0 | 0
H | 0 | 0 | 0 | 0 | 0 | 0
LFG | 0.01 | 0 | 74.32 | 0 | 0 | 0
Nuc | 0 | 0 | 0.01 | 0 | 0.6 | 1804.82
PS | 0 | 0 | 0 | 0 | 0 | 0
PV | 0.01 | 0 | 0 | 0 | 0.01 | 0
PeakG | 0 | 0 | 0 | 0 | 0 | 0
PeakO | 0 | 0 | 0 | 0 | 0 | 0
ST | 0 | 0 | 0 | 0 | 0 | 0
STOG | 0 | 0 | 0 | 0 | 0 | 0
STWD | 0 | 0 | 0 | 0 | 0 | 0
WT | 0.09 | 59.85 | 0.18 | 299.86 | 0.02 | 0
IGCC | 0 | 0 | 0 | 0 | 0 | 0
DemandResponse | 0 | 0 | 0 | 0 | 0 | 0
IGCC-CCS | 0 | 0 | 0 | 0 | 0.01 | 0
WT_off | 0.04 | 0.01 | 0 | 0.01 | 0.01 | 0
PseudoUnit | 0 | 0 | 0 | 0 | 0 | 0
FixedInterchange | 0 | 0 | 0 | 0 | 0 | 0
New Build Capacity by Reporting Type: NYISO_J-K
ReportingType | 2015 | 2020 | 2025 | 2030 | 2035 | 2040
BM | 0 | 0 | 0 | 0 | 0 | 0
CC | 1175.4 | 0.03 | 0.03 | 0.02 | 0.02 | 0
CSP | 0 | 0 | 0 | 0 | 0 | 0
CT | 0.01 | 0.03 | 0 | 0 | 0.38 | 0
Coal | 0 | 0 | 0 | 0 | 0 | 0
Geo | 0 | 0 | 0 | 0 | 0 | 0
H | 0 | 0 | 0 | 0 | 0 | 0
LFG | 0.01 | 0 | 74.22 | 0.1 | 0 | 0
Nuc | 0 | 0 | 0 | 0 | 0 | 0
PS | 0 | 0 | 0 | 0 | 0 | 0
PV | 32 | 0 | 0 | 0 | 0 | 0
PeakG | 0 | 0 | 0 | 0 | 0 | 0
PeakO | 0 | 0 | 0 | 0 | 0 | 0
ST | 0 | 0 | 0 | 0 | 0 | 0
STOG | 0 | 0 | 0 | 0 | 0 | 0
STWD | 0 | 0 | 0 | 0 | 0 | 0
WT | 0.03 | 0.01 | 0.02 | 0.11 | 329.23 | 0
IGCC | 0 | 0 | 0 | 0 | 0 | 0
DemandResponse | 0 | 0 | 0 | 0 | 0 | 0
IGCC-CCS | 0 | 0 | 0 | 0 | 0 | 0
WT_off | 0.03 | 0 | 0 | 0 | 0 | 0
PseudoUnit | 0 | 0 | 0 | 0 | 0 | 0
FixedInterchange | 0 | 0 | 0 | 0 | 0 | 0
New Build Capacity by Reporting Type: PJM_E
ReportingType | 2015 | 2020 | 2025 | 2030 | 2035 | 2040
BM | 30 | 0 | 0 | 0 | 0.03 | 0.01
CC | 4634.3 | 0.05 | 0.04 | 0.06 | 0 | 0
CSP | 0 | 0 | 0 | 0 | 0 | 0
CT | 26.2 | 0 | 0 | 0 | 0 | 0
Coal | 27 | 0 | 0 | 0 | 0 | 0
Geo | 0 | 0 | 0 | 0 | 0 | 0
H | 0 | 0 | 0 | 0 | 0 | 0
LFG | 9.1 | 132.9 | 0 | 0 | 0 | 0
Nuc | 38 | 0 | 0 | 0.03 | 0.05 | 0.09
PS | 0 | 0 | 0 | 0 | 0 | 0
PV | 25.45 | 0 | 0 | 0 | 0 | 0
PeakG | 0 | 0 | 0 | 0 | 0 | 0
PeakO | 0 | 0 | 0 | 0 | 0 | 0
ST | 0 | 0 | 0 | 0 | 0 | 0
STOG | 0 | 0 | 0 | 0 | 0 | 0
STWD | 0 | 0 | 0 | 0 | 0 | 0
WT | 1150.03 | 0.01 | 0.01 | 0.01 | 0 | 0.01
IGCC | 0 | 0 | 0 | 0 | 0 | 0
DemandResponse | 0 | 0 | 0 | 0 | 0 | 0
IGCC-CCS | 0 | 0 | 0 | 0 | 0.01 | 0
WT_off | 0.03 | 0.01 | 1100 | 0 | 0 | 0
PseudoUnit | 0 | 0 | 0 | 0 | 0 | 0
FixedInterchange | 0 | 0 | 0 | 0 | 0 | 0
New Build Capacity by Reporting Type: PJM_ROM
ReportingType | 2015 | 2020 | 2025 | 2030 | 2035 | 2040
BM | 18 | 0 | 0 | 1130.64 | 1.51 | 1207.48
CC | 1678.5 | 0.06 | 0.04 | 0.06 | 0 | 0
CSP | 0 | 0 | 0 | 0 | 0 | 0
CT | 16 | 0 | 0 | 0 | 0 | 0
Coal | 32.5 | 0 | 0 | 0 | 0 | 0
Geo | 0 | 0 | 0 | 0 | 0 | 0
H | 0 | 0.05 | 0.04 | 677.91 | 0 | 0
LFG | 18.9 | 265.1 | 0 | 0 | 0 | 0
Nuc | 0 | 0 | 0 | 0.06 | 0.2 | 8464.4
PS | 0 | 0 | 0 | 0 | 0 | 0
PV | 0.01 | 1355.59 | 758.2 | 169.69 | 13.37 | 60.69
PeakG | 0 | 0 | 0 | 0 | 0 | 0
PeakO | 0 | 0 | 0 | 0 | 0 | 0
ST | 0 | 0 | 0 | 0 | 0 | 0
STOG | 0 | 0 | 0 | 0 | 0 | 0
STWD | 0 | 0 | 0 | 0 | 0 | 0
WT | 479.86 | 750.24 | 0.02 | 0.01 | 0 | 0
IGCC | 0 | 0 | 0 | 0 | 0 | 0
DemandResponse | 0 | 0 | 0 | 0 | 0 | 0
IGCC-CCS | 0 | 0 | 0 | 0.01 | 0.01 | 0
WT_off | 0.03 | 0.01 | 0.01 | 0 | 0 | 0
PseudoUnit | 0 | 0 | 0 | 0 | 0 | 0
FixedInterchange | 0 | 0 | 0 | 0 | 0 | 0
New Build Capacity by Reporting Type: PJM_ROR
ReportingType | 2015 | 2020 | 2025 | 2030 | 2035 | 2040
BM | 385 | 0 | 0 | 0 | 3518.55 | 5318.23
CC | 13378.96 | 6808.84 | 0.07 | 0.13 | 0 | 0
CSP | 0 | 0 | 0 | 0 | 0 | 0
CT | 29 | 0 | 0 | 0 | 0 | 0
Coal | 2164 | 0 | 0 | 0 | 0 | 0
Geo | 0 | 0 | 0 | 0 | 0 | 0
H | 0 | 503 | 0 | 0 | 0 | 0
LFG | 57.4 | 513.7 | 0 | 0 | 0 | 0
Nuc | 38 | 0 | 0 | 411.02 | 4473.83 | 2137.09
PS | 0 | 0 | 0 | 0 | 0 | 0
PV | 0.01 | 0.01 | 0.01 | 0 | 0 | 0
PeakG | 0 | 0 | 0 | 0 | 0 | 0
PeakO | 0 | 0 | 0 | 0 | 0 | 0
ST | 0 | 0 | 0 | 0 | 0 | 0
STOG | 0 | 0 | 0 | 0 | 0 | 0
STWD | 0 | 0 | 0 | 0 | 0 | 0
WT | 8325.7 | 191.7 | 0 | 0 | 0 | 0
IGCC | 0.01 | 0 | 0 | 0 | 0 | 0
DemandResponse | 0 | 0 | 0 | 0 | 0 | 0
IGCC-CCS | 0 | 0.01 | 0 | 0.01 | 0.01 | 0
WT_off | 0.07 | 0 | 0 | 0 | 0 | 0
PseudoUnit | 0 | 0 | 0 | 0 | 0 | 0
FixedInterchange | 0 | 0 | 0 | 0 | 0 | 0
New Build Capacity by Reporting Type: SOCO
ReportingType | 2015 | 2020 | 2025 | 2030 | 2035 | 2040
BM | 55 | 0 | 0 | 0 | 6499.86 | 0.31
CC | 6748.82 | 4942.64 | 0.13 | 0.08 | 0 | 0
CSP | 0 | 0 | 0 | 0 | 0 | 0
CT | 0.02 | 0.04 | 0 | 0 | 0 | 0
Coal | 0.01 | 0.01 | 0 | 0 | 0 | 0
Geo | 0 | 0 | 0 | 0 | 0 | 0
H | 0 | 0 | 0.01 | 0.01 | 0.02 | 0
LFG | 0.02 | 0 | 107.39 | 0 | 0 | 0
Nuc | 70 | 2200 | 0 | 181.12 | 12454.26 | 8113.76
PS | 0 | 0 | 0 | 0 | 0 | 0
PV | 0.01 | 0 | 0 | 0 | 0 | 0.01
PeakG | 0 | 0 | 0 | 0 | 0 | 0
PeakO | 0 | 0 | 0 | 0 | 0 | 0
ST | 0 | 0 | 0 | 0 | 0 | 0
STOG | 0 | 0 | 0 | 0 | 0 | 0
STWD | 0 | 0 | 0 | 0 | 0 | 0
WT | 0.02 | 0.01 | 0.01 | 0 | 0 | 0
IGCC | 0.01 | 0.01 | 0 | 0 | 0 | 0
DemandResponse | 0 | 0 | 0 | 0 | 0 | 0
IGCC-CCS | 0 | 0.01 | 0.01 | 0.01 | 0.02 | 0
WT_off | 0 | 0 | 0 | 0 | 0 | 0
PseudoUnit | 0 | 0 | 0 | 0 | 0 | 0
FixedInterchange | 0 | 0 | 0 | 0 | 0 | 0
New Build Capacity by Reporting Type: SPP_N
ReportingType | 2015 | 2020 | 2025 | 2030 | 2035 | 2040
BM | 0 | 0 | 0 | 0 | 0.01 | 0
CC | 0.16 | 0.11 | 0.08 | 0.11 | 0.08 | 0
CSP | 0 | 0 | 0 | 0 | 0 | 0
CT | 0.03 | 0.06 | 0 | 266.07 | 1379.77 | 0
Coal | 465.04 | 0 | 0 | 0 | 0 | 0
Geo | 0 | 0 | 0 | 0 | 0 | 0
H | 0 | 0 | 0 | 0 | 0 | 0
LFG | 0.01 | 0 | 0.01 | 94.98 | 0 | 0
Nuc | 0 | 0 | 0 | 0 | 0 | 0
PS | 0 | 0 | 0 | 0 | 0 | 0
PV | 0.01 | 0 | 0 | 0 | 0 | 0
PeakG | 0 | 0 | 0 | 0 | 0 | 0
PeakO | 0 | 0 | 0 | 0 | 0 | 0
ST | 0 | 0 | 0 | 0 | 0 | 0
STOG | 0 | 0 | 0 | 0 | 0 | 0
STWD | 0 | 0 | 0 | 0 | 0 | 0
WT | 0.04 | 32805.39 | 34094.72 | 0.08 | 0 | 3593.23
IGCC | 0.01 | 0 | 0 | 0 | 0 | 0
DemandResponse | 0 | 0 | 0 | 0 | 0 | 0
IGCC-CCS | 0 | 0 | 0 | 0 | 0.01 | 0
WT_off | 0 | 0 | 0 | 0 | 0 | 0
PseudoUnit | 0 | 0 | 0 | 0 | 0 | 0
FixedInterchange | 0 | 0 | 0 | 0 | 0 | 0
New Build Capacity by Reporting Type: SPP_S
ReportingType | 2015 | 2020 | 2025 | 2030 | 2035 | 2040
BM | 0 | 0 | 0 | 0 | 0.01 | 0.01
CC | 0.24 | 0.17 | 0.12 | 0.18 | 0.13 | 0
CSP | 0 | 0 | 0 | 0 | 0 | 0
CT | 413.03 | 300.02 | 0 | 164.79 | 1584.58 | 0
Coal | 988.01 | 0 | 0 | 0 | 0 | 0
Geo | 0 | 0 | 0 | 0 | 0 | 0
H | 0 | 0.01 | 0 | 0.02 | 90.97 | 0
LFG | 0.01 | 0 | 0.01 | 94.98 | 0 | 0
Nuc | 0 | 0 | 0 | 0 | 0 | 0
PS | 0 | 0 | 0 | 0 | 0 | 0
PV | 0.02 | 0 | 0 | 0 | 0 | 0
PeakG | 0 | 0 | 0 | 0 | 0 | 0
PeakO | 0 | 0 | 0 | 0 | 0 | 0
ST | 0 | 0 | 0 | 0 | 0 | 0
STOG | 0 | 0 | 0 | 0 | 0 | 0
STWD | 0 | 0 | 0 | 0 | 0 | 0
WT | 430.02 | 43880.73 | 0.12 | 0.04 | 0 | 0.06
IGCC | 0.01 | 0.01 | 0 | 0 | 0 | 0
DemandResponse | 0 | 0 | 0 | 0 | 0 | 0
IGCC-CCS | 0 | 0.01 | 0 | 0 | 0.01 | 0
WT_off | 0 | 0 | 0 | 0 | 0 | 0
PseudoUnit | 0 | 0 | 0 | 0 | 0 | 0
FixedInterchange | 0 | 0 | 0 | 0 | 0 | 0
New Build Capacity by Reporting Type: TVA
ReportingType | 2015 | 2020 | 2025 | 2030 | 2035 | 2040
BM | 0 | 0 | 0 | 0 | 7394.16 | 0.07
CC | 3364.3 | 4841.47 | 0.07 | 0.04 | 0 | 0
CSP | 0 | 0 | 0 | 0 | 0 | 0
CT | 0.01 | 0.04 | 0 | 0 | 0 | 0
Coal | 0.01 | 0.01 | 0 | 0 | 0 | 0
Geo | 0 | 0 | 0 | 0 | 0 | 0
H | 0 | 0.01 | 26.88 | 0.1 | 0 | 0
LFG | 0.01 | 0 | 107.39 | 0 | 0 | 0
Nuc | 1697.89 | 0 | 0 | 1246.09 | 2270.89 | 3552.79
PS | 0 | 0 | 0 | 0 | 0 | 0
PV | 0.01 | 0 | 0 | 0 | 0 | 0.01
PeakG | 0 | 0 | 0 | 0 | 0 | 0
PeakO | 0 | 0 | 0 | 0 | 0 | 0
ST | 0 | 0 | 0 | 0 | 0 | 0
STOG | 0 | 0 | 0 | 0 | 0 | 0
STWD | 0 | 0 | 0 | 0 | 0 | 0
WT | 0.02 | 0.01 | 0.01 | 0.01 | 0 | 0
IGCC | 0.01 | 0 | 0 | 0 | 0 | 0
DemandResponse | 0 | 0 | 0 | 0 | 0 | 0
IGCC-CCS | 0 | 0.01 | 0.01 | 0 | 0.01 | 0
WT_off | 0 | 0 | 0 | 0 | 0 | 0
PseudoUnit | 0 | 0 | 0 | 0 | 0 | 0
FixedInterchange | 0 | 0 | 0 | 0 | 0 | 0
New Build Capacity by Reporting Type: TVA_Transmission
ReportingType | 2015 | 2020 | 2025 | 2030 | 2035 | 2040
BM | 0 | 0 | 0 | 0 | 0 | 0
CC | 0 | 0 | 0 | 0 | 0 | 0
CSP | 0 | 0 | 0 | 0 | 0 | 0
CT | 0 | 0 | 0 | 0 | 0 | 0
Coal | 0 | 0 | 0 | 0 | 0 | 0
Geo | 0 | 0 | 0 | 0 | 0 | 0
H | 0 | 0 | 0 | 0 | 0 | 0
LFG | 0 | 0 | 0 | 0 | 0 | 0
Nuc | 0 | 0 | 0 | 0 | 0 | 0
PS | 0 | 0 | 0 | 0 | 0 | 0
PV | 0 | 0 | 0 | 0 | 0 | 0
PeakG | 0 | 0 | 0 | 0 | 0 | 0
PeakO | 0 | 0 | 0 | 0 | 0 | 0
ST | 0 | 0 | 0 | 0 | 0 | 0
STOG | 0 | 0 | 0 | 0 | 0 | 0
STWD | 0 | 0 | 0 | 0 | 0 | 0
WT | 0 | 0 | 0 | 0 | 0 | 0
IGCC | 0 | 0 | 0 | 0 | 0 | 0
DemandResponse | 0 | 0 | 0 | 0 | 0 | 0
IGCC-CCS | 0 | 0 | 0 | 0 | 0 | 0
WT_off | 0 | 0 | 0 | 0 | 0 | 0
PseudoUnit | 0 | 0 | 0 | 0 | 0 | 0
FixedInterchange | 0 | 0 | 0 | 0 | 0 | 0
New Build Capacity by Reporting Type: VACAR
ReportingType | 2015 | 2020 | 2025 | 2030 | 2035 | 2040
BM | 0.91 | 170.57 | 538.62 | 12.27 | 6263.88 | 0.03
CC | 14636.18 | 0.2 | 0.05 | 0.03 | 0 | 0
CSP | 0 | 0 | 0 | 0 | 0 | 0
CT | 717.21 | 0 | 0 | 0 | 0 | 0
Coal | 825 | 0 | 0 | 0 | 0 | 0
Geo | 0 | 0 | 0 | 0 | 0 | 0
H | 0 | 0.01 | 0.01 | 0 | 0.02 | 0.01
LFG | 0.02 | 107.4 | 0 | 0 | 0 | 0
Nuc | 0 | 2330 | 0 | 5454.44 | 3733.29 | 10022.14
PS | 0 | 0 | 0 | 0 | 0 | 0
PV | 0.01 | 133.6 | 2.35 | 0.77 | 0 | 3.03
PeakG | 0 | 0 | 0 | 0 | 0 | 0
PeakO | 0 | 0 | 0 | 0 | 0 | 0
ST | 0 | 0 | 0 | 0 | 0 | 0
STOG | 0 | 0 | 0 | 0 | 0 | 0
STWD | 0 | 0 | 0 | 0 | 0 | 0
WT | 0.07 | 3499.93 | 0 | 0 | 0 | 0
IGCC | 0 | 0.01 | 0 | 0 | 0 | 0
DemandResponse | 0 | 0 | 0 | 0 | 0 | 0
IGCC-CCS | 0 | 0 | 0 | 0 | 0.01 | 0
WT_off | 0.04 | 0.01 | 0.01 | 0 | 0 | 0
PseudoUnit | 0 | 0 | 0 | 0 | 0 | 0
FixedInterchange | 0 | 0 | 0 | 0 | 0 | 0
New Build Capacity by Reporting Type: IESO
ReportingType | 2015 | 2020 | 2025 | 2030 | 2035 | 2040
BM | 326.33 | 0 | 0 | 0 | 0 | 0
CC | 1263 | 0.01 | 0.01 | 0.01 | 0 | 0
CSP | 0 | 0 | 0 | 0 | 0 | 0
CT | 368 | 0 | 0 | 0 | 0 | 0
Coal | 0 | 0 | 0 | 0 | 0 | 0
Geo | 0 | 0 | 0 | 0 | 0 | 0
H | 0 | 0.01 | 0.01 | 249.99 | 0 | 0
LFG | 14.5 | 0 | 0 | 0.5 | 0 | 0
Nuc | 0 | 0 | 0 | 0 | 0 | 0
PS | 0 | 0 | 0 | 0 | 0 | 0
PV | 1067.26 | 0 | 0 | 0 | 0 | 0
PeakG | 0 | 0 | 0 | 0 | 0 | 0
PeakO | 0 | 0 | 0 | 0 | 0 | 0
ST | 0 | 0 | 0 | 0 | 0 | 0
STOG | 0 | 0 | 0 | 0 | 0 | 0
STWD | 0 | 0 | 0 | 0 | 0 | 0
WT | 2105.9 | 0 | 0 | 0 | 0 | 7181.74
IGCC | 0 | 0 | 0 | 0 | 0 | 0
DemandResponse | 0 | 0 | 0 | 0 | 0 | 0
IGCC-CCS | 0 | 0 | 0 | 0 | 0 | 0
WT_off | 0.03 | 0 | 0 | 0 | 0.01 | 0.02
PseudoUnit | 0 | 0 | 0 | 0 | 0 | 0
FixedInterchange | 0 | 0 | 0 | 0 | 0 | 0
New Build Capacity by Reporting Type: MAPP_CA
ReportingType | 2015 | 2020 | 2025 | 2030 | 2035 | 2040
BM | 0 | 0 | 0 | 0 | 0 | 0
CC | 0.04 | 0.01 | 0.01 | 0.01 | 0 | 0
CSP | 0 | 0 | 0 | 0 | 0 | 0
CT | 0.03 | 0 | 0 | 0 | 0 | 0
Coal | 0 | 0 | 0 | 0 | 0 | 0
Geo | 0 | 0 | 0 | 0 | 0 | 0
H | 0 | 695 | 1495 | 2460 | 0 | 0
LFG | 0 | 0 | 0 | 0 | 0 | 0
Nuc | 0 | 0 | 0 | 0 | 0 | 0
PS | 0 | 0 | 0 | 0 | 0 | 0
PV | 0 | 0 | 0 | 0 | 0 | 0
PeakG | 0 | 0 | 0 | 0 | 0 | 0
PeakO | 0 | 0 | 0 | 0 | 0 | 0
ST | 0 | 0 | 0 | 0 | 0 | 0
STOG | 0 | 0 | 0 | 0 | 0 | 0
STWD | 0 | 0 | 0 | 0 | 0 | 0
WT | 302.4 | 0 | 0 | 0 | 0 | 0
IGCC | 0 | 0 | 0 | 0 | 0 | 0
DemandResponse | 0 | 0 | 0 | 0 | 0 | 0
IGCC-CCS | 0 | 0 | 0 | 0 | 0 | 0
WT_off | 0 | 0 | 0 | 0 | 0 | 0
PseudoUnit | 0 | 0 | 0 | 0 | 0 | 0
FixedInterchange | 0 | 0 | 0 | 0 | 0 | 0
New Build Capacity by Reporting Type: AZ_NM_SNV_Coal
ReportingType | 2015 | 2020 | 2025 | 2030 | 2035 | 2040
BM | 0 | 0 | 0 | 0 | 0 | 0
CC | 0 | 0 | 0 | 0 | 0 | 0
CSP | 0 | 0 | 0 | 0 | 0 | 0
CT | 0 | 0 | 0 | 0 | 0 | 0
Coal | 0 | 0 | 0 | 0 | 0 | 0
Geo | 0 | 0 | 0 | 0 | 0 | 0
H | 0 | 0 | 0 | 0 | 0 | 0
LFG | 0 | 0 | 0 | 0 | 0 | 0
Nuc | 0 | 0 | 0 | 0 | 0 | 0
PS | 0 | 0 | 0 | 0 | 0 | 0
PV | 0 | 0 | 0 | 0 | 0 | 0
PeakG | 0 | 0 | 0 | 0 | 0 | 0
PeakO | 0 | 0 | 0 | 0 | 0 | 0
ST | 0 | 0 | 0 | 0 | 0 | 0
STOG | 0 | 0 | 0 | 0 | 0 | 0
STWD | 0 | 0 | 0 | 0 | 0 | 0
WT | 0 | 0 | 0 | 0 | 0 | 0
IGCC | 0 | 0 | 0 | 0 | 0 | 0
DemandResponse | 0 | 0 | 0 | 0 | 0 | 0
IGCC-CCS | 0 | 0 | 0 | 0 | 0.01 | 0
WT_off | 0 | 0 | 0 | 0 | 0 | 0
PseudoUnit | 0 | 0 | 0 | 0 | 0 | 0
FixedInterchange | 0 | 0 | 0 | 0 | 0 | 0
New Build Capacity by Reporting Type: AZ_NM_SNV_Gas
ReportingType | 2015 | 2020 | 2025 | 2030 | 2035 | 2040
BM | 0 | 0 | 0 | 0 | 0 | 0
CC | 668 | 1551.72 | 0.11 | 0.04 | 0 | 0
CSP | 0 | 0 | 0 | 0 | 0 | 0
CT | 736 | 0 | 0 | 0 | 0 | 0
Coal | 0 | 0 | 0 | 0 | 0 | 0
Geo | 0 | 0 | 0 | 0 | 0 | 0
H | 0 | 0 | 0 | 0 | 0 | 0
LFG | 0 | 0 | 0 | 0 | 0 | 0
Nuc | 0 | 0 | 0 | 0 | 0 | 0
PS | 0 | 0 | 0 | 0 | 0 | 0
PV | 0 | 0 | 0 | 0 | 0 | 0
PeakG | 0 | 0 | 0 | 0 | 0 | 0
PeakO | 0 | 0 | 0 | 0 | 0 | 0
ST | 0 | 0 | 0 | 0 | 0 | 0
STOG | 0 | 0 | 0 | 0 | 0 | 0
STWD | 0 | 0 | 0 | 0 | 0 | 0
WT | 0 | 0 | 0 | 0 | 0 | 0
IGCC | 0 | 0 | 0 | 0 | 0 | 0
DemandResponse | 0 | 0 | 0 | 0 | 0 | 0
IGCC-CCS | 0 | 0 | 0 | 0 | 0 | 0
WT_off | 0 | 0 | 0 | 0 | 0 | 0
PseudoUnit | 0 | 0 | 0 | 0 | 0 | 0
FixedInterchange | 0 | 0 | 0 | 0 | 0 | 0
New Build Capacity by Reporting Type: AZ_NM_SNV_NucRenew
ReportingType | 2015 | 2020 | 2025 | 2030 | 2035 | 2040
BM | 0 | 0 | 0 | 0 | 0.08 | 0.53
CC | 0 | 0 | 0 | 0 | 0 | 0
CSP | 0 | 0 | 0 | 0 | 0 | 0
CT | 0 | 0 | 0 | 0 | 0 | 0
Coal | 0 | 0 | 0 | 0 | 0 | 0
Geo | 0.03 | 0.12 | 1449.85 | 0 | 0 | 0
H | 0 | 0 | 0 | 0 | 0 | 0
LFG | 0.04 | 0.07 | 60.55 | 0 | 0 | 0
Nuc | 0 | 0 | 0.07 | 4317.79 | 6491.63 | 330.35
PS | 0 | 0 | 0 | 0 | 0 | 0
PV | 95.71 | 0 | 0.01 | 0.01 | 0.01 | 0.01
PeakG | 0 | 0 | 0 | 0 | 0 | 0
PeakO | 0 | 0 | 0 | 0 | 0 | 0
ST | 280 | 445.72 | 227.71 | 111.43 | 522.51 | 0.36
STOG | 0 | 0 | 0 | 0 | 0 | 0
STWD | 0 | 0 | 0 | 0 | 0 | 0
WT | 65.15 | 11791.35 | 23.81 | 0.03 | 0 | 0
IGCC | 0 | 0 | 0 | 0 | 0 | 0
DemandResponse | 0 | 0 | 0 | 0 | 0 | 0
IGCC-CCS | 0 | 0 | 0 | 0 | 0 | 0
WT_off | 0 | 0 | 0 | 0 | 0 | 0
PseudoUnit | 0 | 0 | 0 | 0 | 0 | 0
FixedInterchange | 0 | 0 | 0 | 0 | 0 | 0
New Build Capacity by Reporting Type: ERCOT
ReportingType | 2015 | 2020 | 2025 | 2030 | 2035 | 2040
BM | 145 | 0 | 0 | 0 | 3919.9 | 0.06
CC | 15855.23 | 0.48 | 0.09 | 0.06 | 0 | 0
CSP | 0 | 0 | 0 | 0 | 0 | 0
CT | 250 | 0 | 0 | 0 | 0 | 0
Coal | 2020 | 0 | 0 | 0 | 0 | 0
Geo | 0 | 0 | 0 | 0 | 0 | 0
H | 0 | 0 | 0 | 0.01 | 0.03 | 0.04
LFG | 0.01 | 0 | 353.99 | 0 | 0 | 0
Nuc | 0 | 0 | 0.01 | 3167.07 | 7527.4 | 4286.35
PS | 0 | 0 | 0 | 0 | 0 | 0
PV | 14 | 0 | 0 | 0 | 0 | 0
PeakG | 0 | 0 | 0 | 0 | 0 | 0
PeakO | 0 | 0 | 0 | 0 | 0 | 0
ST | 0 | 0 | 0 | 0 | 0 | 0
STOG | 0 | 0 | 0 | 0 | 0 | 0
STWD | 0 | 0 | 0 | 0 | 0 | 0
WT | 350.12 | 0.02 | 19450.19 | 0 | 4.32 | 406.87
IGCC | 0 | 0 | 0 | 0 | 0 | 0
DemandResponse | 0 | 0 | 0 | 0 | 0 | 0
IGCC-CCS | 0 | 0 | 0 | 0 | 0.01 | 0
WT_off | 0 | 0 | 0 | 0 | 0 | 0
PseudoUnit | 0 | 0 | 0 | 0 | 0 | 0
FixedInterchange | 0 | 0 | 0 | 0 | 0 | 0
New Build Capacity by Reporting Type: NP15
ReportingType | 2015 | 2020 | 2025 | 2030 | 2035 | 2040
BM | 0 | 0 | 0 | 0 | 0.07 | 0.05
CC | 2041.28 | 651.45 | 0.1 | 0.04 | 0 | 0
CSP | 0 | 0 | 0 | 0 | 0 | 0
CT | 212.6 | 0 | 0 | 0 | 0 | 0
Coal | 0 | 0 | 0 | 0 | 0 | 0
Geo | 0.01 | 577.89 | 22.1 | 0 | 0 | 0
H | 0 | 0 | 0 | 0 | 0 | 0
LFG | 0.02 | 332.46 | 232.52 | 0 | 0 | 0
Nuc | 0 | 0 | 0.06 | 5194.34 | 1380.48 | 1506.44
PS | 0 | 0 | 0 | 0 | 0 | 0
PV | 6.5 | 0 | 0 | 0 | 0 | 0
PeakG | 0 | 0 | 0 | 0 | 0 | 0
PeakO | 0 | 0 | 0 | 0 | 0 | 0
ST | 29 | 0 | 0 | 0 | 0 | 0.04
STOG | 0 | 0 | 0 | 0 | 0 | 0
STWD | 0 | 0 | 0 | 0 | 0 | 0
WT | 101.22 | 3298.8 | 0.02 | 0.73 | 8421.05 | 720.75
IGCC | 0 | 0 | 0 | 0 | 0 | 0
DemandResponse | 0 | 0 | 0 | 0 | 0 | 0
IGCC-CCS | 0 | 0 | 0 | 0 | 0 | 0
WT_off | 0.03 | 0 | 0 | 0.01 | 0 | 0.01
PseudoUnit | 0 | 0 | 0 | 0 | 0 | 0
FixedInterchange | 0 | 0 | 0 | 0 | 0 | 0
New Build Capacity by Reporting Type: NWPP_Coal
ReportingType | 2015 | 2020 | 2025 | 2030 | 2035 | 2040
BM | 0 | 0 | 0 | 0 | 0 | 0
CC | 0 | 0 | 0 | 0 | 0 | 0
CSP | 0 | 0 | 0 | 0 | 0 | 0
CT | 0 | 0 | 0 | 0 | 0 | 0
Coal | 0 | 0 | 0 | 0 | 0 | 0
Geo | 0 | 0 | 0 | 0 | 0 | 0
H | 0 | 0 | 0 | 0 | 0 | 0
LFG | 0 | 0 | 0 | 0 | 0 | 0
Nuc | 0 | 0 | 0 | 0 | 0 | 0
PS | 0 | 0 | 0 | 0 | 0 | 0
PV | 0 | 0 | 0 | 0 | 0 | 0
PeakG | 0 | 0 | 0 | 0 | 0 | 0
PeakO | 0 | 0 | 0 | 0 | 0 | 0
ST | 0 | 0 | 0 | 0 | 0 | 0
STOG | 0 | 0 | 0 | 0 | 0 | 0
STWD | 0 | 0 | 0 | 0 | 0 | 0
WT | 0 | 0 | 0 | 0 | 0 | 0
IGCC | 0 | 0 | 0 | 0 | 0 | 0
DemandResponse | 0 | 0 | 0 | 0 | 0 | 0
IGCC-CCS | 0 | 0 | 0 | 0 | 0 | 0
WT_off | 0 | 0 | 0 | 0 | 0 | 0
PseudoUnit | 0 | 0 | 0 | 0 | 0 | 0
FixedInterchange | 0 | 0 | 0 | 0 | 0 | 0
New Build Capacity by Reporting Type: NWPP_Gas
ReportingType | 2015 | 2020 | 2025 | 2030 | 2035 | 2040
BM | 0 | 0 | 0 | 0 | 0 | 0
CC | 300 | 2233.6 | 0.11 | 0.03 | 0 | 0
CSP | 0 | 0 | 0 | 0 | 0 | 0
CT | 150 | 0 | 0 | 0 | 0 | 0
Coal | 0.01 | 0 | 0 | 0 | 0 | 0
Geo | 0 | 0 | 0 | 0 | 0 | 0
H | 0 | 0 | 0 | 0 | 0 | 0
LFG | 0 | 0 | 0 | 0 | 0 | 0
Nuc | 0 | 0 | 0 | 0 | 0 | 0
PS | 0 | 0 | 0 | 0 | 0 | 0
PV | 0 | 0 | 0 | 0 | 0 | 0
PeakG | 0 | 0 | 0 | 0 | 0 | 0
PeakO | 0 | 0 | 0 | 0 | 0 | 0
ST | 0 | 0 | 0 | 0 | 0 | 0
STOG | 0 | 0 | 0 | 0 | 0 | 0
STWD | 0 | 0 | 0 | 0 | 0 | 0
WT | 0 | 0 | 0 | 0 | 0 | 0
IGCC | 0 | 0 | 0 | 0 | 0 | 0
DemandResponse | 0 | 0 | 0 | 0 | 0 | 0
IGCC-CCS | 0 | 0 | 0 | 0 | 0.01 | 0
WT_off | 0 | 0 | 0 | 0 | 0 | 0
PseudoUnit | 0 | 0 | 0 | 0 | 0 | 0
FixedInterchange | 0 | 0 | 0 | 0 | 0 | 0
New Build Capacity by Reporting Type: NWPP_NucRenew
ReportingType | 2015 | 2020 | 2025 | 2030 | 2035 | 2040
BM | 32.55 | 0 | 0 | 0 | 0.06 | 812.27
CC | 0 | 0 | 0 | 0 | 0 | 0
CSP | 0 | 0 | 0 | 0 | 0 | 0
CT | 0 | 0 | 0 | 0 | 0 | 0
Coal | 0 | 0 | 0 | 0 | 0 | 0
Geo | 86.01 | 0.02 | 433.97 | 0 | 0 | 0
H | 0 | 0.01 | 0.01 | 0.03 | 334.95 | 0
LFG | 25.52 | 0.02 | 244.46 | 0 | 0 | 0
Nuc | 0 | 0 | 0.09 | 731.63 | 2480.1 | 1537.75
PS | 0 | 0 | 0 | 0 | 0 | 0
PV | 0.02 | 0 | 0.01 | 0.01 | 0.01 | 0.03
PeakG | 0 | 0 | 0 | 0 | 0 | 0
PeakO | 0 | 0 | 0 | 0 | 0 | 0
ST | 0 | 0.01 | 0.01 | 0.01 | 0.01 | 0.06
STOG | 0 | 0 | 0 | 0 | 0 | 0
STWD | 0 | 0 | 0 | 0 | 0 | 0
WT | 977.35 | 0.04 | 0.1 | 21335.39 | 3.43 | 2317.99
IGCC | 0 | 0 | 0 | 0 | 0 | 0
DemandResponse | 0 | 0 | 0 | 0 | 0 | 0
IGCC-CCS | 0 | 0 | 0 | 0 | 0 | 0
WT_off | 0.11 | 0.01 | 0.01 | 0.01 | 0.01 | 0.01
PseudoUnit | 0 | 0 | 0 | 0 | 0 | 0
FixedInterchange | 0 | 0 | 0 | 0 | 0 | 0
New Build Capacity by Reporting Type: RMPA
ReportingType | 2015 | 2020 | 2025 | 2030 | 2035 | 2040
BM | 0 | 0 | 0 | 0 | 716.94 | 735.66
CC | 0.12 | 1116.25 | 0.1 | 0.04 | 0 | 0
CSP | 0 | 0 | 0 | 0 | 0 | 0
CT | 152 | 0 | 0 | 0 | 0 | 0
Coal | 390 | 0 | 0 | 0 | 0 | 0
Geo | 0.03 | 46.89 | 2523.08 | 0 | 0 | 0
H | 0 | 0 | 0 | 0 | 0 | 0
LFG | 1.42 | 0.11 | 28.8 | 0 | 0 | 0
Nuc | 0 | 0 | 0.41 | 2029.27 | 0.05 | 0.03
PS | 0 | 0 | 0 | 0 | 0 | 0
PV | 1.01 | 0.01 | 0 | 0.01 | 0 | 0.01
PeakG | 0 | 0 | 0 | 0 | 0 | 0
PeakO | 0 | 0 | 0 | 0 | 0 | 0
ST | 3 | 367.31 | 0 | 5.57 | 0 | 0.06
STOG | 0 | 0 | 0 | 0 | 0 | 0
STWD | 0 | 0 | 0 | 0 | 0 | 0
WT | 765.45 | 3546.71 | 0 | 534.58 | 0 | 136.31
IGCC | 0 | 0 | 0 | 0 | 0 | 0
DemandResponse | 0 | 0 | 0 | 0 | 0 | 0
IGCC-CCS | 0 | 0 | 0.01 | 0 | 0.01 | 0
WT_off | 0 | 0 | 0 | 0 | 0 | 0
PseudoUnit | 0 | 0 | 0 | 0 | 0 | 0
FixedInterchange | 0 | 0 | 0 | 0 | 0 | 0
New Build Capacity by Reporting Type: SP15
ReportingType | 2015 | 2020 | 2025 | 2030 | 2035 | 2040
BM | 6 | 0 | 0 | 0 | 0.05 | 0.01
CC | 2260.2 | 1.06 | 0.12 | 0.04 | 0 | 0
CSP | 0 | 0 | 0 | 0 | 0 | 0
CT | 0.01 | 0.02 | 0.01 | 0 | 0 | 0
Coal | 0 | 0 | 0 | 0 | 0 | 0
Geo | 49.9 | 1450.1 | 0 | 0 | 0 | 0
H | 0 | 0 | 0 | 0 | 0 | 0
LFG | 9.2 | 555.79 | 0.01 | 0 | 0 | 0
Nuc | 0 | 0 | 0.03 | 1076.61 | 363.77 | 3567.73
PS | 0 | 0 | 0 | 0 | 0 | 0
PV | 3.8 | 0 | 0 | 0 | 0 | 0
PeakG | 0 | 0 | 0 | 0 | 0 | 0
PeakO | 0 | 0 | 0 | 0 | 0 | 0
ST | 448 | 0 | 0 | 0.01 | 2409.32 | 836.32
STOG | 0 | 0 | 0 | 0 | 0 | 0
STWD | 0 | 0 | 0 | 0 | 0 | 0
WT | 735.02 | 1018.58 | 13146.21 | 0.3 | 0.01 | 0
IGCC | 0 | 0 | 0 | 0 | 0 | 0
DemandResponse | 0 | 0 | 0 | 0 | 0 | 0
IGCC-CCS | 0 | 0 | 0.01 | 0 | 0.01 | 0
WT_off | 0 | 0 | 0 | 0 | 0 | 0
PseudoUnit | 0 | 0 | 0 | 0 | 0 | 0
FixedInterchange | 0 | 0 | 0 | 0 | 0 | 0
New Build Capacity by Reporting Type: ALB
ReportingType | 2015 | 2020 | 2025 | 2030 | 2035 | 2040
BM | 0 | 0 | 0 | 0 | 0 | 0
CC | 832.52 | 0.04 | 0.02 | 0.01 | 0 | 0
CSP | 0 | 0 | 0 | 0 | 0 | 0
CT | 201.5 | 0 | 0 | 0 | 0 | 0
Coal | 495 | 0 | 0 | 0 | 0 | 0
Geo | 0 | 0 | 0 | 0 | 0 | 0
H | 0 | 0 | 0 | 0 | 0 | 0
LFG | 0 | 0 | 0 | 0 | 0 | 0
Nuc | 0 | 0 | 7288.01 | 1480.08 | 154.12 | 60.86
PS | 0 | 0 | 0 | 0 | 0 | 0
PV | 0 | 0 | 0 | 0 | 0 | 0
PeakG | 0 | 0 | 0 | 0 | 0 | 0
PeakO | 0 | 0 | 0 | 0 | 0 | 0
ST | 0 | 0 | 0 | 0 | 0 | 0
STOG | 0 | 0 | 0 | 0 | 0 | 0
STWD | 0 | 0 | 0 | 0 | 0 | 0
WT | 9 | 0 | 0 | 0.02 | 90.98 | 0
IGCC | 0 | 0 | 0 | 0 | 0 | 0
DemandResponse | 0 | 0 | 0 | 0 | 0 | 0
IGCC-CCS | 0 | 0 | 0 | 0 | 0 | 0
WT_off | 0 | 0 | 0 | 0 | 0 | 0
PseudoUnit | 0 | 0 | 0 | 0 | 0 | 0
FixedInterchange | 0 | 0 | 0 | 0 | 0 | 0
New Build Capacity by Reporting Type: BC
ReportingType | 2015 | 2020 | 2025 | 2030 | 2035 | 2040
BM | 0 | 0 | 0 | 0 | 0 | 0
CC | 0.08 | 0.02 | 0.02 | 0.01 | 0 | 0
CSP | 0 | 0 | 0 | 0 | 0 | 0
CT | 0.02 | 0 | 0 | 0 | 0 | 0
Coal | 0 | 0 | 0 | 0 | 0 | 0
Geo | 0 | 0 | 0 | 0 | 0 | 0
H | 0 | 0 | 0 | 0 | 0 | 0
LFG | 0 | 0 | 0 | 0 | 0 | 0
Nuc | 0 | 0 | 597.93 | 425.58 | 0.01 | 341.81
PS | 0 | 0 | 0 | 0 | 0 | 0
PV | 0 | 0 | 0 | 0 | 0 | 0
PeakG | 0 | 0 | 0 | 0 | 0 | 0
PeakO | 0 | 0 | 0 | 0 | 0 | 0
ST | 0 | 0 | 0 | 0 | 0 | 0
STOG | 0 | 0 | 0 | 0 | 0 | 0
STWD | 0 | 0 | 0 | 0 | 0 | 0
WT | 144 | 0 | 0 | 0.01 | 155.99 | 0
IGCC | 0 | 0 | 0 | 0 | 0 | 0
DemandResponse | 0 | 0 | 0 | 0 | 0 | 0
IGCC-CCS | 0 | 0 | 0 | 0 | 0 | 0
WT_off | 0 | 0 | 0 | 0 | 0 | 0
PseudoUnit | 0 | 0 | 0 | 0 | 0 | 0
FixedInterchange | 0 | 0 | 0 | 0 | 0 | 0
New Build Capacity by Reporting Type: HQ_IESO
ReportingType | 2015 | 2020 | 2025 | 2030 | 2035 | 2040
BM | 0 | 0 | 0 | 0 | 0 | 0
CC | 0 | 0 | 0 | 0 | 0 | 0
CSP | 0 | 0 | 0 | 0 | 0 | 0
CT | 0 | 0 | 0 | 0 | 0 | 0
Coal | 0 | 0 | 0 | 0 | 0 | 0
Geo | 0 | 0 | 0 | 0 | 0 | 0
H | 0 | 0 | 0 | 0 | 0 | 0
LFG | 0 | 0 | 0 | 0 | 0 | 0
Nuc | 0 | 0 | 0 | 0 | 0 | 0
PS | 0 | 0 | 0 | 0 | 0 | 0
PV | 0 | 0 | 0 | 0 | 0 | 0
PeakG | 0 | 0 | 0 | 0 | 0 | 0
PeakO | 0 | 0 | 0 | 0 | 0 | 0
ST | 0 | 0 | 0 | 0 | 0 | 0
STOG | 0 | 0 | 0 | 0 | 0 | 0
STWD | 0 | 0 | 0 | 0 | 0 | 0
WT | 0 | 0 | 0 | 0 | 0 | 0
IGCC | 0 | 0 | 0 | 0 | 0 | 0
DemandResponse | 0 | 0 | 0 | 0 | 0 | 0
IGCC-CCS | 0 | 0 | 0 | 0 | 0 | 0
WT_off | 0 | 0 | 0 | 0 | 0 | 0
PseudoUnit | 0 | 0 | 0 | 2.68 | 2497.31 | 0
FixedInterchange | 0 | 0 | 0 | 0 | 0 | 0
New Build Capacity by Reporting Type: HQ_NEISO
ReportingType | 2015 | 2020 | 2025 | 2030 | 2035 | 2040
BM | 0 | 0 | 0 | 0 | 0 | 0
CC | 0 | 0 | 0 | 0 | 0 | 0
CSP | 0 | 0 | 0 | 0 | 0 | 0
CT | 0 | 0 | 0 | 0 | 0 | 0
Coal | 0 | 0 | 0 | 0 | 0 | 0
Geo | 0 | 0 | 0 | 0 | 0 | 0
H | 0 | 0 | 0 | 0 | 0 | 0
LFG | 0 | 0 | 0 | 0 | 0 | 0
Nuc | 0 | 0 | 0 | 0 | 0 | 0
PS | 0 | 0 | 0 | 0 | 0 | 0
PV | 0 | 0 | 0 | 0 | 0 | 0
PeakG | 0 | 0 | 0 | 0 | 0 | 0
PeakO | 0 | 0 | 0 | 0 | 0 | 0
ST | 0 | 0 | 0 | 0 | 0 | 0
STOG | 0 | 0 | 0 | 0 | 0 | 0
STWD | 0 | 0 | 0 | 0 | 0 | 0
WT | 0 | 0 | 0 | 0 | 0 | 0
IGCC | 0 | 0 | 0 | 0 | 0 | 0
DemandResponse | 0 | 0 | 0 | 0 | 0 | 0
IGCC-CCS | 0 | 0 | 0 | 0 | 0 | 0
WT_off | 0 | 0 | 0 | 0 | 0 | 0
PseudoUnit | 0 | 0.01 | 0.01 | 16.83 | 283.16 | 0
FixedInterchange | 0 | 0 | 0 | 0 | 0 | 0
New Build Capacity by Reporting Type: HQ_NY
ReportingType | 2015 | 2020 | 2025 | 2030 | 2035 | 2040
BM | 0 | 0 | 0 | 0 | 0 | 0
CC | 0 | 0 | 0 | 0 | 0 | 0
CSP | 0 | 0 | 0 | 0 | 0 | 0
CT | 0 | 0 | 0 | 0 | 0 | 0
Coal | 0 | 0 | 0 | 0 | 0 | 0
Geo | 0 | 0 | 0 | 0 | 0 | 0
H | 0 | 0 | 0 | 0 | 0 | 0
LFG | 0 | 0 | 0 | 0 | 0 | 0
Nuc | 0 | 0 | 0 | 0 | 0 | 0
PS | 0 | 0 | 0 | 0 | 0 | 0
PV | 0 | 0 | 0 | 0 | 0 | 0
PeakG | 0 | 0 | 0 | 0 | 0 | 0
PeakO | 0 | 0 | 0 | 0 | 0 | 0
ST | 0 | 0 | 0 | 0 | 0 | 0
STOG | 0 | 0 | 0 | 0 | 0 | 0
STWD | 0 | 0 | 0 | 0 | 0 | 0
WT | 0 | 0 | 0 | 0 | 0 | 0
IGCC | 0 | 0 | 0 | 0 | 0 | 0
DemandResponse | 0 | 0 | 0 | 0 | 0 | 0
IGCC-CCS | 0 | 0 | 0 | 0 | 0 | 0
WT_off | 0 | 0 | 0 | 0 | 0 | 0
PseudoUnit | 0 | 0.01 | 0.05 | 2499.94 | 0 | 0
FixedInterchange | 0 | 0 | 0 | 0 | 0 | 0
New Build Capacity by Reporting Type: MARITIMES
ReportingType | 2015 | 2020 | 2025 | 2030 | 2035 | 2040
BM | 0 | 0 | 0 | 0 | 0 | 0
CC | 0 | 0 | 0 | 0 | 0 | 0
CSP | 0 | 0 | 0 | 0 | 0 | 0
CT | 0 | 0 | 0 | 0 | 0 | 0
Coal | 0 | 0 | 0 | 0 | 0 | 0
Geo | 0 | 0 | 0 | 0 | 0 | 0
H | 0 | 0 | 0 | 0 | 0 | 0
LFG | 0 | 0 | 0 | 0 | 0 | 0
Nuc | 0 | 0 | 0 | 0 | 0 | 0
PS | 0 | 0 | 0 | 0 | 0 | 0
PV | 0 | 0 | 0 | 0 | 0 | 0
PeakG | 0 | 0 | 0 | 0 | 0 | 0
PeakO | 0 | 0 | 0 | 0 | 0 | 0
ST | 0 | 0 | 0 | 0 | 0 | 0
STOG | 0 | 0 | 0 | 0 | 0 | 0
STWD | 0 | 0 | 0 | 0 | 0 | 0
WT | 0 | 0 | 0 | 0 | 0 | 0
IGCC | 0 | 0 | 0 | 0 | 0 | 0
DemandResponse | 0 | 0 | 0 | 0 | 0 | 0
IGCC-CCS | 0 | 0 | 0 | 0 | 0 | 0
WT_off | 0 | 0 | 0 | 0 | 0 | 0
PseudoUnit | 0 | 0.01 | 0.01 | 17.4 | 482.59 | 0
FixedInterchange | 0 | 0 | 0 | 0 | 0 | 0
New Build Capacity by Reporting Type: All
ReportingType | 2015 | 2020 | 2025 | 2030 | 2035 | 2040
BM | 1251.01 | 170.61 | 538.66 | 1142.97 | 29444.25 | 22890.47
CC | 97206.95 | 43907.42 | 2.16 | 1.83 | 0.49 | 0.07
CSP | 0 | 0 | 0 | 0 | 0 | 0
CT | 6394.24 | 405.16 | 0.06 | 586.28 | 3002.43 | 0.06
Coal | 10763.75 | 0.07 | 0.01 | 0.01 | 0.01 | 0.01
Geo | 135.98 | 2075.02 | 4429 | 0 | 0 | 0
H | 0 | 1198.77 | 2268.01 | 3670.53 | 1534.99 | 0.11
LFG | 192.01 | 1953 | 2210 | 724.06 | 0 | 0
Nuc | 2740.56 | 4530.01 | 10980.89 | 39019.11 | 50000.09 | 49999.99
PS | 0 | 0 | 0 | 0 | 0 | 0
PV | 1246.01 | 2065.29 | 900.85 | 174.65 | 13.44 | 65.23
PeakG | 0 | 0 | 0 | 0 | 0 | 0
PeakO | 0 | 0 | 0 | 0 | 0 | 0
ST | 760 | 813.05 | 227.72 | 117.02 | 2931.84 | 836.83
STOG | 0 | 0 | 0 | 0 | 0 | 0
STWD | 0 | 0 | 0 | 0 | 0 | 0
WT | 25342.02 | 134975.84 | 181571.11 | 32051.08 | 28193.66 | 17774.14
IGCC | 618.1 | 0.09 | 0.01 | 0.01 | 0.01 | 0.01
DemandResponse | 0 | 0 | 0 | 0 | 0 | 0
IGCC-CCS | 0 | 0.14 | 0.1 | 0.11 | 0.26 | 0.04
WT_off | 469.01 | 0.09 | 1100.08 | 0.08 | 0.09 | 0.06
PseudoUnit | 0 | 0.03 | 0.07 | 2536.85 | 3263.05 | 0
FixedInterchange | 0 | 0 | 0 | 0 | 0 | 0
New Build Capacity by Reporting Type: EI_US
ReportingType | 2015 | 2020 | 2025 | 2030 | 2035 | 2040
BM | 741.12 | 170.6 | 538.65 | 1142.95 | 24807.14 | 21341.89
CC | 73986.47 | 38352.77 | 1.48 | 1.55 | 0.47 | 0.05
CSP | 0 | 0 | 0 | 0 | 0 | 0
CT | 4324.07 | 405.14 | 0.04 | 586.27 | 3002.42 | 0.05
Coal | 7858.74 | 0.06 | 0.01 | 0.01 | 0.01 | 0.01
Geo | 0 | 0 | 0 | 0 | 0 | 0
H | 0 | 503.76 | 772.98 | 960.51 | 1200.01 | 0.07
LFG | 141.3 | 1064.55 | 1289.66 | 723.56 | 0 | 0
Nuc | 2740.56 | 4530.01 | 3094.28 | 20596.72 | 31602.54 | 38368.67
PS | 0 | 0 | 0 | 0 | 0 | 0
PV | 57.71 | 2065.27 | 900.84 | 174.62 | 13.42 | 65.17
PeakG | 0 | 0 | 0 | 0 | 0 | 0
PeakO | 0 | 0 | 0 | 0 | 0 | 0
ST | 0 | 0 | 0 | 0 | 0 | 0
STOG | 0 | 0 | 0 | 0 | 0 | 0
STWD | 0 | 0 | 0 | 0 | 0 | 0
WT | 19786.41 | 115320.32 | 148950.77 | 10180.02 | 19517.87 | 7010.47
IGCC | 618.09 | 0.08 | 0.01 | 0.01 | 0.01 | 0.01
DemandResponse | 0 | 0 | 0 | 0 | 0 | 0
IGCC-CCS | 0 | 0.12 | 0.07 | 0.09 | 0.22 | 0.03
WT_off | 468.83 | 0.07 | 1100.06 | 0.06 | 0.06 | 0.02
PseudoUnit | 0 | 0.03 | 0.06 | 2534.16 | 765.75 | 0
FixedInterchange | 0 | 0 | 0 | 0 | 0 | 0
New Build Capacity by Reporting Type: EI_Canada
ReportingType | 2015 | 2020 | 2025 | 2030 | 2035 | 2040
BM | 326.33 | 0 | 0 | 0 | 0 | 0
CC | 1263.04 | 0.03 | 0.03 | 0.02 | 0.01 | 0.01
CSP | 0 | 0 | 0 | 0 | 0 | 0
CT | 368.03 | 0 | 0 | 0 | 0 | 0
Coal | 0 | 0 | 0 | 0 | 0 | 0
Geo | 0 | 0 | 0 | 0 | 0 | 0
H | 0 | 695 | 1495.01 | 2709.98 | 0 | 0
LFG | 14.5 | 0 | 0 | 0.5 | 0 | 0
Nuc | 0 | 0 | 0.01 | 0 | 0 | 0
PS | 0 | 0 | 0 | 0 | 0 | 0
PV | 1067.26 | 0 | 0 | 0 | 0 | 0
PeakG | 0 | 0 | 0 | 0 | 0 | 0
PeakO | 0 | 0 | 0 | 0 | 0 | 0
ST | 0 | 0 | 0 | 0 | 0 | 0
STOG | 0 | 0 | 0 | 0 | 0 | 0
STWD | 0 | 0 | 0 | 0 | 0 | 0
WT | 2408.3 | 0 | 0 | 0 | 0 | 7181.74
IGCC | 0 | 0 | 0 | 0 | 0 | 0
DemandResponse | 0 | 0 | 0 | 0 | 0 | 0
IGCC-CCS | 0 | 0 | 0 | 0 | 0 | 0
WT_off | 0.03 | 0 | 0 | 0 | 0.01 | 0.02
PseudoUnit | 0 | 0 | 0 | 2.68 | 2497.31 | 0
FixedInterchange | 0 | 0 | 0 | 0 | 0 | 0
New Build Capacity by Reporting Type: EI
ReportingType | 2015 | 2020 | 2025 | 2030 | 2035 | 2040
BM | 1067.45 | 170.6 | 538.65 | 1142.95 | 24807.14 | 21341.89
CC | 75249.51 | 38352.8 | 1.5 | 1.56 | 0.48 | 0.05
CSP | 0 | 0 | 0 | 0 | 0 | 0
CT | 4692.11 | 405.14 | 0.04 | 586.28 | 3002.43 | 0.05
Coal | 7858.74 | 0.06 | 0.01 | 0.01 | 0.01 | 0.01
Geo | 0 | 0 | 0 | 0 | 0 | 0
H | 0 | 1198.76 | 2267.99 | 3670.49 | 1200.01 | 0.07
LFG | 155.8 | 1064.55 | 1289.66 | 724.06 | 0 | 0
Nuc | 2740.56 | 4530.01 | 3094.29 | 20596.72 | 31602.54 | 38368.67
PS | 0 | 0 | 0 | 0 | 0 | 0
PV | 1124.97 | 2065.27 | 900.84 | 174.62 | 13.42 | 65.17
PeakG | 0 | 0 | 0 | 0 | 0 | 0
PeakO | 0 | 0 | 0 | 0 | 0 | 0
ST | 0 | 0 | 0 | 0 | 0 | 0
STOG | 0 | 0 | 0 | 0 | 0 | 0
STWD | 0 | 0 | 0 | 0 | 0 | 0
WT | 22194.71 | 115320.32 | 148950.77 | 10180.02 | 19517.88 | 14192.21
IGCC | 618.09 | 0.08 | 0.01 | 0.01 | 0.01 | 0.01
DemandResponse | 0 | 0 | 0 | 0 | 0 | 0
IGCC-CCS | 0 | 0.12 | 0.07 | 0.09 | 0.22 | 0.03
WT_off | 468.86 | 0.08 | 1100.07 | 0.06 | 0.08 | 0.04
PseudoUnit | 0 | 0.03 | 0.07 | 2536.85 | 3263.05 | 0
FixedInterchange | 0 | 0 | 0 | 0 | 0 | 0
New Build Capacity by Reporting Type: Outside_EI
ReportingType | 2015 | 2020 | 2025 | 2030 | 2035 | 2040
BM | 183.55 | 0.01 | 0.01 | 0.01 | 4637.11 | 1548.58
CC | 21957.44 | 5554.63 | 0.66 | 0.26 | 0.01 | 0.01
CSP | 0 | 0 | 0 | 0 | 0 | 0
CT | 1702.13 | 0.02 | 0.01 | 0.01 | 0.01 | 0.01
Coal | 2905.01 | 0.01 | 0 | 0 | 0 | 0
Geo | 135.98 | 2075.02 | 4429 | 0 | 0 | 0
H | 0 | 0.01 | 0.02 | 0.04 | 334.98 | 0.04
LFG | 36.21 | 888.45 | 920.34 | 0 | 0 | 0
Nuc | 0 | 0 | 7886.6 | 18422.39 | 18397.55 | 11631.32
PS | 0 | 0 | 0 | 0 | 0 | 0
PV | 121.05 | 0.01 | 0.02 | 0.02 | 0.02 | 0.06
PeakG | 0 | 0 | 0 | 0 | 0 | 0
PeakO | 0 | 0 | 0 | 0 | 0 | 0
ST | 760 | 813.05 | 227.72 | 117.02 | 2931.84 | 836.83
STOG | 0 | 0 | 0 | 0 | 0 | 0
STWD | 0 | 0 | 0 | 0 | 0 | 0
WT | 3147.31 | 19655.52 | 32620.34 | 21871.06 | 8675.78 | 3581.93
IGCC | 0.01 | 0.01 | 0 | 0 | 0 | 0
DemandResponse | 0 | 0 | 0 | 0 | 0 | 0
IGCC-CCS | 0 | 0.02 | 0.03 | 0.01 | 0.04 | 0.01
WT_off | 0.15 | 0.01 | 0.01 | 0.01 | 0.01 | 0.02
PseudoUnit | 0 | 0 | 0 | 0 | 0 | 0
FixedInterchange | 0 | 0 | 0 | 0 | 0 | 0
#2 | Cumulative New Build Capacity (MW)
Cumulative New Build Capacity by Reporting Type: Entergy
ReportingType | 2015 | 2020 | 2025 | 2030 | 2035 | 2040
BM | 0 | 0 | 0 | 0.01 | 0.05 | 5783.86
CC | 2026.08 | 4209.6 | 4209.7 | 4209.78 | 4209.78 | 4209.78
CSP | 0 | 0 | 0 | 0 | 0 | 0
CT | 0.03 | 0.15 | 0.15 | 0.16 | 0.16 | 0.16
Coal | 720.01 | 720.01 | 720.01 | 720.01 | 720.01 | 720.01
Geo | 0 | 0 | 0 | 0 | 0 | 0
H | 0 | 0.01 | 0.02 | 0.05 | 1109 | 1109
LFG | 0.01 | 0.01 | 107.4 | 107.4 | 107.4 | 107.4
Nuc | 170 | 170 | 170.01 | 170.02 | 170.05 | 170.19
PS | 0 | 0 | 0 | 0 | 0 | 0
PV | 0.05 | 61.82 | 91.17 | 91.18 | 91.18 | 92.57
PeakG | 0 | 0 | 0 | 0 | 0 | 0
PeakO | 0 | 0 | 0 | 0 | 0 | 0
ST | 0 | 0 | 0 | 0 | 0 | 0
STOG | 0 | 0 | 0 | 0 | 0 | 0
STWD | 0 | 0 | 0 | 0 | 0 | 0
WT | 0.05 | 0.06 | 0.08 | 0.1 | 0.1 | 0.1
IGCC | 0.01 | 0.01 | 0.01 | 0.01 | 0.01 | 0.01
DemandResponse | 0 | 0 | 0 | 0 | 0 | 0
IGCC-CCS | 0 | 0.01 | 0.01 | 0.01 | 0.02 | 0.02
WT_off | 0 | 0 | 0 | 0 | 0 | 0
PseudoUnit | 0 | 0 | 0 | 0 | 0 | 0
FixedInterchange | 0 | 0 | 0 | 0 | 0 | 0
Cumulative New Build Capacity by Reporting Type: FRCC
ReportingType | 2015 | 2020 | 2025 | 2030 | 2035 | 2040
BM | 0 | 0 | 0 | 0.01 | 0.19 | 2001.88
CC | 12566.32 | 12572.11 | 12572.17 | 12572.21 | 12572.21 | 12572.21
CSP | 0 | 0 | 0 | 0 | 0 | 0
CT | 2480 | 2480 | 2480 | 2480 | 2480 | 2480
Coal | 0.01 | 0.01 | 0.01 | 0.01 | 0.01 | 0.02
Geo | 0 | 0 | 0 | 0 | 0 | 0
H | 0 | 0.01 | 0.01 | 0.01 | 0.06 | 0.11
LFG | 0.01 | 0.01 | 198 | 198 | 198 | 198
Nuc | 229.33 | 229.34 | 3323.52 | 15374.56 | 23006.51 | 27279.77
PS | 0 | 0 | 0 | 0 | 0 | 0
PV | 0.01 | 0.01 | 0.02 | 0.02 | 0.02 | 0.02
PeakG | 0 | 0 | 0 | 0 | 0 | 0
PeakO | 0 | 0 | 0 | 0 | 0 | 0
ST | 0 | 0 | 0 | 0 | 0 | 0
STOG | 0 | 0 | 0 | 0 | 0 | 0
STWD | 0 | 0 | 0 | 0 | 0 | 0
WT | 0 | 0 | 0 | 0 | 0 | 0
IGCC | 0.01 | 0.01 | 0.01 | 0.01 | 0.01 | 0.01
DemandResponse | 0 | 0 | 0 | 0 | 0 | 0
IGCC-CCS | 0 | 0.01 | 0.01 | 0.02 | 0.03 | 0.03
WT_off | 0 | 0 | 0 | 0 | 0 | 0
PseudoUnit | 0 | 0 | 0 | 0 | 0 | 0
FixedInterchange | 0 | 0 | 0 | 0 | 0 | 0
Cumulative New Build Capacity by Reporting Type: MAPP_US
ReportingType | 2015 | 2020 | 2025 | 2030 | 2035 | 2040
BM | 0 | 0 | 0 | 0.01 | 0.02 | 19.11
CC | 0.17 | 0.34 | 0.48 | 0.58 | 0.74 | 0.74
CSP | 0 | 0 | 0 | 0 | 0 | 0
CT | 308.32 | 412.5 | 412.51 | 567.62 | 605.24 | 605.25
Coal | 0.01 | 0.02 | 0.03 | 0.03 | 0.03 | 0.03
Geo | 0 | 0 | 0 | 0 | 0 | 0
H | 0 | 0 | 0 | 0 | 0 | 0
LFG | 0.01 | 0.02 | 0.03 | 71.67 | 71.67 | 71.67
Nuc | 0 | 0 | 0 | 0.01 | 0.01 | 0.01
PS | 0 | 0 | 0 | 0 | 0 | 0
PV | 0.01 | 0.02 | 0.02 | 0.02 | 0.02 | 0.03
PeakG | 0 | 0 | 0 | 0 | 0 | 0
PeakO | 0 | 0 | 0 | 0 | 0 | 0
ST | 0 | 0 | 0 | 0 | 0 | 0
STOG | 0 | 0 | 0 | 0 | 0 | 0
STWD | 0 | 0 | 0 | 0 | 0 | 0
WT | 421.32 | 4631.66 | 7769.83 | 7769.85 | 7769.85 | 7838.11
IGCC | 0.01 | 0.02 | 0.02 | 0.02 | 0.02 | 0.02
DemandResponse | 0 | 0 | 0 | 0 | 0 | 0
IGCC-CCS | 0 | 0.01 | 0.02 | 0.02 | 0.05 | 0.05
WT_off | 0 | 0 | 0 | 0 | 0 | 0
PseudoUnit | 0 | 0 | 0 | 0 | 0 | 0
FixedInterchange | 0 | 0 | 0 | 0 | 0 | 0
Cumulative New Build Capacity by Reporting Type: MISO_IN
ReportingType | 2015 | 2020 | 2025 | 2030 | 2035 | 2040
BM | 0 | 0 | 0 | 0.01 | 212.54 | 3492.06
CC | 0.62 | 1487.46 | 1487.52 | 1487.62 | 1487.62 | 1487.62
CSP | 0 | 0 | 0 | 0 | 0 | 0
CT | 0.02 | 0.08 | 0.08 | 0.11 | 0.12 | 0.12
Coal | 0.01 | 0.01 | 0.01 | 0.01 | 0.01 | 0.01
Geo | 0 | 0 | 0 | 0 | 0 | 0
H | 0 | 0 | 0 | 0 | 0 | 0
LFG | 0.01 | 0.01 | 80.11 | 80.13 | 80.13 | 80.13
Nuc | 0 | 0 | 0 | 0.03 | 0.1 | 0.11
PS | 0 | 0 | 0 | 0 | 0 | 0
PV | 0 | 225.92 | 336.79 | 340.89 | 340.89 | 340.9
PeakG | 0 | 0 | 0 | 0 | 0 | 0
PeakO | 0 | 0 | 0 | 0 | 0 | 0
ST | 0 | 0 | 0 | 0 | 0 | 0
STOG | 0 | 0 | 0 | 0 | 0 | 0
STWD | 0 | 0 | 0 | 0 | 0 | 0
WT | 0.02 | 0.03 | 0.06 | 0.09 | 0.09 | 0.1
IGCC | 618 | 618 | 618 | 618 | 618 | 618
DemandResponse | 0 | 0 | 0 | 0 | 0 | 0
IGCC-CCS | 0 | 0.01 | 0.01 | 0.02 | 0.03 | 0.03
WT_off | 0.06 | 0.07 | 0.07 | 0.07 | 0.07 | 0.07
PseudoUnit | 0 | 0 | 0 | 0 | 0 | 0
FixedInterchange | 0 | 0 | 0 | 0 | 0 | 0
Cumulative New Build Capacity by Reporting Type: MISO_MI
ReportingType | 2015 | 2020 | 2025 | 2030 | 2035 | 2040
BM | 0 | 0 | 0 | 0.01 | 0.13 | 6.5
CC | 0.24 | 0.53 | 0.58 | 0.65 | 0.66 | 0.66
CSP | 0 | 0 | 0 | 0 | 0 | 0
CT | 0.02 | 0.12 | 0.12 | 0.16 | 0.17 | 0.17
Coal | 0.01 | 0.01 | 0.02 | 0.02 | 0.02 | 0.02
Geo | 0 | 0 | 0 | 0 | 0 | 0
H | 0 | 0 | 0 | 0 | 0 | 0
LFG | 0.01 | 45.4 | 160.26 | 160.26 | 160.26 | 160.26
Nuc | 0 | 0 | 0 | 0.04 | 0.53 | 0.61
PS | 0 | 0 | 0 | 0 | 0 | 0
PV | 0.01 | 0.01 | 0.01 | 0.01 | 0.02 | 0.02
PeakG | 0 | 0 | 0 | 0 | 0 | 0
PeakO | 0 | 0 | 0 | 0 | 0 | 0
ST | 0 | 0 | 0 | 0 | 0 | 0
STOG | 0 | 0 | 0 | 0 | 0 | 0
STWD | 0 | 0 | 0 | 0 | 0 | 0
WT | 2000.02 | 2127.24 | 2127.24 | 2127.24 | 2127.24 | 2127.24
IGCC | 0.01 | 0.01 | 0.01 | 0.01 | 0.01 | 0.01
DemandResponse | 0 | 0 | 0 | 0 | 0 | 0
IGCC-CCS | 0 | 0.01 | 0.01 | 0.02 | 0.04 | 0.04
WT_off | 0.07 | 0.07 | 0.07 | 0.07 | 0.07 | 0.07
PseudoUnit | 0 | 0 | 0 | 0 | 0 | 0
FixedInterchange | 0 | 0 | 0 | 0 | 0 | 0
Cumulative New Build Capacity by Reporting Type: MISO_MO-IL
ReportingType | 2015 | 2020 | 2025 | 2030 | 2035 | 2040
BM | 0 | 0 | 0 | 0.01 | 0.05 | 0.06
CC | 0.12 | 0.26 | 0.3 | 0.37 | 0.37 | 0.37
CSP | 0 | 0 | 0 | 0 | 0 | 0
CT | 0.02 | 0.08 | 0.08 | 0.12 | 0.12 | 0.12
Coal | 1790 | 1790 | 1790 | 1790 | 1790 | 1790
Geo | 0 | 0 | 0 | 0 | 0 | 0
H | 0 | 0.51 | 0.51 | 280 | 280 | 280
LFG | 0.01 | 0.01 | 0.08 | 223.33 | 223.33 | 223.33
Nuc | 0 | 0 | 0 | 0.03 | 0.04 | 0.04
PS | 0 | 0 | 0 | 0 | 0 | 0
PV | 0.01 | 0.01 | 0.01 | 0.01 | 0.02 | 0.02
PeakG | 0 | 0 | 0 | 0 | 0 | 0
PeakO | 0 | 0 | 0 | 0 | 0 | 0
ST | 0 | 0 | 0 | 0 | 0 | 0
STOG | 0 | 0 | 0 | 0 | 0 | 0
STWD | 0 | 0 | 0 | 0 | 0 | 0
WT | 300.02 | 300.03 | 5899.9 | 5900.07 | 5900.07 | 5900.07
IGCC | 0 | 0.01 | 0.01 | 0.01 | 0.01 | 0.01
DemandResponse | 0 | 0 | 0 | 0 | 0 | 0
IGCC-CCS | 0 | 0 | 0.01 | 0.01 | 0.02 | 0.02
WT_off | 0 | 0 | 0 | 0 | 0 | 0
PseudoUnit | 0 | 0 | 0 | 0 | 0 | 0
FixedInterchange | 0 | 0 | 0 | 0 | 0 | 0
Cumulative New Build Capacity by Reporting Type: MISO_W
ReportingType | 2015 | 2020 | 2025 | 2030 | 2035 | 2040
BM | 0 | 0 | 0 | 0.01 | 0.02 | 0.03
CC | 0.21 | 0.38 | 0.47 | 0.6 | 0.6 | 0.61
CSP | 0 | 0 | 0 | 0 | 0 | 0
CT | 0.06 | 0.28 | 0.28 | 0.38 | 0.39 | 0.39
Coal | 0.01 | 0.02 | 0.02 | 0.02 | 0.03 | 0.03
Geo | 0 | 0 | 0 | 0 | 0 | 0
H | 0 | 0 | 0 | 0 | 0 | 0
LFG | 0.01 | 0.01 | 0.03 | 71.67 | 71.67 | 71.67
Nuc | 94.33 | 94.33 | 94.34 | 94.34 | 94.35 | 94.35
PS | 0 | 0 | 0 | 0 | 0 | 0
PV | 0.01 | 0.01 | 0.02 | 0.02 | 0.02 | 0.02
PeakG | 0 | 0 | 0 | 0 | 0 | 0
PeakO | 0 | 0 | 0 | 0 | 0 | 0
ST | 0 | 0 | 0 | 0 | 0 | 0
STOG | 0 | 0 | 0 | 0 | 0 | 0
STWD | 0 | 0 | 0 | 0 | 0 | 0
WT | 2800.53 | 2800.55 | 106350.63 | 110586.56 | 110586.59 | 113935.45
IGCC | 0.01 | 0.02 | 0.02 | 0.02 | 0.02 | 0.02
DemandResponse | 0 | 0 | 0 | 0 | 0 | 0
IGCC-CCS | 0 | 0.01 | 0.01 | 0.02 | 0.04 | 0.04
WT_off | 0 | 0 | 0 | 0 | 0 | 0
PseudoUnit | 0 | 0 | 0 | 0 | 0 | 0
FixedInterchange | 0 | 0 | 0 | 0 | 0 | 0
Cumulative New Build Capacity by Reporting Type: MISO_WUMS
ReportingType | 2015 | 2020 | 2025 | 2030 | 2035 | 2040
BM | 0 | 0 | 0 | 0.01 | 2.33 | 2.65
CC | 9024.45 | 24729.15 | 24729.21 | 24729.31 | 24729.31 | 24729.31
CSP | 0 | 0 | 0 | 0 | 0 | 0
CT | 0.02 | 0.17 | 0.17 | 0.21 | 0.21 | 0.21
Coal | 615 | 615 | 615 | 615 | 615 | 615
Geo | 0 | 0 | 0 | 0 | 0 | 0
H | 0 | 0.12 | 0.12 | 0.12 | 0.12 | 0.12
LFG | 0.01 | 0.01 | 128.05 | 223.33 | 223.33 | 223.33
Nuc | 235 | 235 | 235 | 235.04 | 235.09 | 235.1
PS | 0 | 0 | 0 | 0 | 0 | 0
PV | 0.01 | 0.01 | 0.01 | 0.02 | 0.02 | 0.02
PeakG | 0 | 0 | 0 | 0 | 0 | 0
PeakO | 0 | 0 | 0 | 0 | 0 | 0
ST | 0 | 0 | 0 | 0 | 0 | 0
STOG | 0 | 0 | 0 | 0 | 0 | 0
STWD | 0 | 0 | 0 | 0 | 0 | 0
WT | 968.9 | 968.9 | 968.91 | 999.68 | 999.68 | 999.69
IGCC | 0 | 0.01 | 0.01 | 0.01 | 0.01 | 0.01
DemandResponse | 0 | 0 | 0 | 0 | 0 | 0
IGCC-CCS | 0 | 0 | 0 | 0.01 | 0.01 | 0.01
WT_off | 0.02 | 0.03 | 0.03 | 0.03 | 0.03 | 0.03
PseudoUnit | 0 | 0 | 0 | 0 | 0 | 0
FixedInterchange | 0 | 0 | 0 | 0 | 0 | 0
Cumulative New Build Capacity by Reporting Type: Nebraska
ReportingType | 2015 | 2020 | 2025 | 2030 | 2035 | 2040
BM | 0 | 0 | 0 | 0.01 | 0.01 | 0.02
CC | 0.08 | 0.12 | 0.16 | 0.2 | 0.24 | 0.24
CSP | 0 | 0 | 0 | 0 | 0 | 0
CT | 0.01 | 0.02 | 0.02 | 0.04 | 0.05 | 0.05
Coal | 232.1 | 232.1 | 232.1 | 232.1 | 232.1 | 232.1
Geo | 0 | 0 | 0 | 0 | 0 | 0
H | 0 | 0 | 0 | 0 | 0 | 0
LFG | 0.01 | 0.01 | 0.02 | 71.67 | 71.67 | 71.67
Nuc | 0 | 0 | 0 | 0.01 | 0.01 | 0.01
PS | 0 | 0 | 0 | 0 | 0 | 0
PV | 0.01 | 0.01 | 0.01 | 0.02 | 0.02 | 0.02
PeakG | 0 | 0 | 0 | 0 | 0 | 0
PeakO | 0 | 0 | 0 | 0 | 0 | 0
ST | 0 | 0 | 0 | 0 | 0 | 0
STOG | 0 | 0 | 0 | 0 | 0 | 0
STWD | 0 | 0 | 0 | 0 | 0 | 0
WT | 202.02 | 26806.01 | 26806.07 | 26806.09 | 26806.1 | 26806.11
IGCC | 0 | 0 | 0 | 0.01 | 0.01 | 0.01
DemandResponse | 0 | 0 | 0 | 0 | 0 | 0
IGCC-CCS | 0 | 0 | 0 | 0 | 0.01 | 0.01
WT_off | 0 | 0 | 0 | 0 | 0 | 0
PseudoUnit | 0 | 0 | 0 | 0 | 0 | 0
FixedInterchange | 0 | 0 | 0 | 0 | 0 | 0
Cumulative New Build Capacity by Reporting Type: NEISO
ReportingType | 2015 | 2020 | 2025 | 2030 | 2035 | 2040
BM | 252.2 | 252.2 | 252.2 | 252.21 | 252.21 | 252.22
CC | 2049.53 | 2049.58 | 2049.63 | 2049.66 | 2049.67 | 2049.68
CSP | 0 | 0 | 0 | 0 | 0 | 0
CT | 334 | 334 | 334 | 334.01 | 334.01 | 334.01
Coal | 0 | 0 | 0 | 0 | 0 | 0
Geo | 0 | 0 | 0 | 0 | 0 | 0
H | 0 | 0.01 | 0.06 | 3 | 3 | 3
LFG | 49.31 | 49.32 | 118.99 | 119 | 119 | 119
Nuc | 0 | 0 | 0 | 0.01 | 0.01 | 0.02
PS | 0 | 0 | 0 | 0 | 0 | 0
PV | 0.04 | 288.39 | 288.4 | 288.41 | 288.43 | 288.44
PeakG | 0 | 0 | 0 | 0 | 0 | 0
PeakO | 0 | 0 | 0 | 0 | 0 | 0
ST | 0 | 0 | 0 | 0 | 0 | 0
STOG | 0 | 0 | 0 | 0 | 0 | 0
STWD | 0 | 0 | 0 | 0 | 0 | 0
WT | 231.3 | 2712.34 | 5279.77 | 5280.27 | 19777.44 | 19777.44
IGCC | 0 | 0 | 0 | 0 | 0 | 0
DemandResponse | 0 | 0 | 0 | 0 | 0 | 0
IGCC-CCS | 0 | 0 | 0 | 0 | 0.01 | 0.01
WT_off | 468.35 | 468.37 | 468.39 | 468.42 | 468.46 | 468.47
PseudoUnit | 0 | 0 | 0 | 0 | 0 | 0
FixedInterchange | 0 | 0 | 0 | 0 | 0 | 0
Cumulative New Build Capacity by Reporting Type: NonRTO_Midwest
ReportingType | 2015 | 2020 | 2025 | 2030 | 2035 | 2040
BM | 0 | 0 | 0 | 0.01 | 351.52 | 4076.3
CC | 2062.75 | 4440.14 | 4440.21 | 4440.24 | 4440.25 | 4440.25
CSP | 0 | 0 | 0 | 0 | 0 | 0
CT | 0.02 | 0.05 | 0.05 | 0.05 | 0.05 | 0.05
Coal | 0.01 | 0.01 | 0.01 | 0.01 | 0.01 | 0.01
Geo | 0 | 0 | 0 | 0 | 0 | 0
H | 0 | 0.02 | 745.99 | 746 | 746 | 746
LFG | 0.02 | 0.02 | 160.26 | 160.26 | 160.26 | 160.26
Nuc | 0 | 0 | 0.02 | 1252.8 | 2289.59 | 2289.63
PS | 0 | 0 | 0 | 0 | 0 | 0
PV | 0.01 | 0.01 | 0.01 | 0.02 | 0.02 | 0.02
PeakG | 0 | 0 | 0 | 0 | 0 | 0
PeakO | 0 | 0 | 0 | 0 | 0 | 0
ST | 0 | 0 | 0 | 0 | 0 | 0
STOG | 0 | 0 | 0 | 0 | 0 | 0
STWD | 0 | 0 | 0 | 0 | 0 | 0
WT | 0.02 | 0.03 | 0.03 | 0.04 | 0.04 | 0.04
IGCC | 0.01 | 0.01 | 0.01 | 0.01 | 0.01 | 0.01
DemandResponse | 0 | 0 | 0 | 0 | 0 | 0
IGCC-CCS | 0 | 0.01 | 0.01 | 0.02 | 0.03 | 0.03
WT_off | 0 | 0 | 0 | 0 | 0 | 0
PseudoUnit | 0 | 0 | 0 | 0 | 0 | 0
FixedInterchange | 0 | 0 | 0 | 0 | 0 | 0
Cumulative New Build Capacity by Reporting Type: NYISO_A-F
ReportingType | 2015 | 2020 | 2025 | 2030 | 2035 | 2040
BM | 0 | 0 | 0.01 | 0.01 | 0.02 | 0.04
CC | 639 | 639.03 | 639.05 | 639.07 | 639.07 | 639.08
CSP | 0 | 0 | 0 | 0 | 0 | 0
CT | 0.01 | 0.02 | 0.03 | 0.03 | 0.03 | 0.04
Coal | 0 | 0 | 0 | 0 | 0 | 0
Geo | 0 | 0 | 0 | 0 | 0 | 0
H | 0 | 0 | 0 | 0 | 0 | 0
LFG | 6.4 | 6.4 | 74.33 | 74.33 | 74.33 | 74.33
Nuc | 168 | 168 | 168 | 168.01 | 168.01 | 168.02
PS | 0 | 0 | 0 | 0 | 0 | 0
PV | 0.01 | 0.01 | 0.01 | 0.02 | 0.02 | 0.02
PeakG | 0 | 0 | 0 | 0 | 0 | 0
PeakO | 0 | 0 | 0 | 0 | 0 | 0
ST | 0 | 0 | 0 | 0 | 0 | 0
STOG | 0 | 0 | 0 | 0 | 0 | 0
STWD | 0 | 0 | 0 | 0 | 0 | 0
WT | 2476.33 | 3186.13 | 3186.16 | 8798.58 | 13489.98 | 13489.99
IGCC | 0 | 0 | 0 | 0 | 0 | 0
DemandResponse | 0 | 0 | 0 | 0 | 0 | 0
IGCC-CCS | 0 | 0 | 0 | 0.01 | 0.01 | 0.01
WT_off | 0.1 | 0.1 | 0.11 | 0.11 | 0.12 | 0.12
PseudoUnit | 0 | 0 | 0 | 0 | 0 | 0
FixedInterchange | 0 | 0 | 0 | 0 | 0 | 0
Cumulative New Build Capacity by Reporting Type: NYISO_G-I
ReportingType | 2015 | 2020 | 2025 | 2030 | 2035 | 2040
BM | 0 | 0 | 0.01 | 0.01 | 562.34 | 562.44
CC | 0.05 | 0.13 | 0.19 | 0.22 | 0.25 | 0.25
CSP | 0 | 0 | 0 | 0 | 0 | 0
CT | 0.01 | 0.03 | 0.03 | 0.03 | 0.06 | 0.07
Coal | 0 | 0 | 0 | 0 | 0 | 0
Geo | 0 | 0 | 0 | 0 | 0 | 0
H | 0 | 0 | 0 | 0 | 0 | 0
LFG | 0.01 | 0.01 | 74.33 | 74.33 | 74.33 | 74.33
Nuc | 0 | 0 | 0.01 | 0.01 | 0.61 | 1805.43
PS | 0 | 0 | 0 | 0 | 0 | 0
PV | 0.01 | 0.01 | 0.01 | 0.02 | 0.02 | 0.02
PeakG | 0 | 0 | 0 | 0 | 0 | 0
PeakO | 0 | 0 | 0 | 0 | 0 | 0
ST | 0 | 0 | 0 | 0 | 0 | 0
STOG | 0 | 0 | 0 | 0 | 0 | 0
STWD | 0 | 0 | 0 | 0 | 0 | 0
WT | 0.09 | 59.94 | 60.12 | 359.98 | 360 | 360
IGCC | 0 | 0 | 0 | 0 | 0 | 0
DemandResponse | 0 | 0 | 0 | 0 | 0 | 0
IGCC-CCS | 0 | 0 | 0 | 0.01 | 0.01 | 0.01
WT_off | 0.04 | 0.05 | 0.05 | 0.06 | 0.07 | 0.07
PseudoUnit | 0 | 0 | 0 | 0 | 0 | 0
FixedInterchange | 0 | 0 | 0 | 0 | 0 | 0
Cumulative New Build Capacity by Reporting Type: NYISO_J-K
ReportingType | 2015 | 2020 | 2025 | 2030 | 2035 | 2040
BM | 0 | 0 | 0 | 0 | 0 | 0
CC | 1175.4 | 1175.43 | 1175.45 | 1175.47 | 1175.49 | 1175.49
CSP | 0 | 0 | 0 | 0 | 0 | 0
CT | 0.01 | 0.04 | 0.04 | 0.04 | 0.43 | 0.43
Coal | 0 | 0 | 0 | 0 | 0 | 0
Geo | 0 | 0 | 0 | 0 | 0 | 0
H | 0 | 0 | 0 | 0 | 0 | 0
LFG | 0.01 | 0.01 | 74.23 | 74.33 | 74.33 | 74.33
Nuc | 0 | 0 | 0 | 0 | 0 | 0
PS | 0 | 0 | 0 | 0 | 0 | 0
PV | 32 | 32 | 32 | 32 | 32 | 32
PeakG | 0 | 0 | 0 | 0 | 0 | 0
PeakO | 0 | 0 | 0 | 0 | 0 | 0
ST | 0 | 0 | 0 | 0 | 0 | 0
STOG | 0 | 0 | 0 | 0 | 0 | 0
STWD | 0 | 0 | 0 | 0 | 0 | 0
WT | 0.03 | 0.04 | 0.06 | 0.17 | 329.4 | 329.4
IGCC | 0 | 0 | 0 | 0 | 0 | 0
DemandResponse | 0 | 0 | 0 | 0 | 0 | 0
IGCC-CCS | 0 | 0 | 0 | 0 | 0 | 0
WT_off | 0.03 | 0.03 | 0.03 | 0.04 | 0.04 | 0.04
PseudoUnit | 0 | 0 | 0 | 0 | 0 | 0
FixedInterchange | 0 | 0 | 0 | 0 | 0 | 0
Cumulative New Build Capacity by Reporting Type: PJM_E
ReportingType | 2015 | 2020 | 2025 | 2030 | 2035 | 2040
BM | 30 | 30 | 30 | 30.01 | 30.03 | 30.05
CC | 4634.3 | 4634.35 | 4634.39 | 4634.44 | 4634.44 | 4634.45
CSP | 0 | 0 | 0 | 0 | 0 | 0
CT | 26.2 | 26.2 | 26.2 | 26.21 | 26.21 | 26.21
Coal | 27 | 27 | 27 | 27 | 27 | 27
Geo | 0 | 0 | 0 | 0 | 0 | 0
H | 0 | 0 | 0 | 0 | 0 | 0
LFG | 9.1 | 142 | 142 | 142 | 142 | 142
Nuc | 38 | 38 | 38 | 38.04 | 38.09 | 38.18
PS | 0 | 0 | 0 | 0 | 0 | 0
PV | 25.45 | 25.45 | 25.45 | 25.45 | 25.45 | 25.45
PeakG | 0 | 0 | 0 | 0 | 0 | 0
PeakO | 0 | 0 | 0 | 0 | 0 | 0
ST | 0 | 0 | 0 | 0 | 0 | 0
STOG | 0 | 0 | 0 | 0 | 0 | 0
STWD | 0 | 0 | 0 | 0 | 0 | 0
WT | 1150.03 | 1150.04 | 1150.05 | 1150.06 | 1150.06 | 1150.07
IGCC | 0 | 0 | 0 | 0 | 0 | 0
DemandResponse | 0 | 0 | 0 | 0 | 0 | 0
IGCC-CCS | 0 | 0 | 0.01 | 0.01 | 0.02 | 0.02
WT_off | 0.03 | 0.04 | 1100.04 | 1100.04 | 1100.04 | 1100.04
PseudoUnit | 0 | 0 | 0 | 0 | 0 | 0
FixedInterchange | 0 | 0 | 0 | 0 | 0 | 0
Cumulative New Build Capacity by Reporting Type: PJM_ROM
ReportingType | 2015 | 2020 | 2025 | 2030 | 2035 | 2040
BM | 18 | 18 | 18 | 1148.65 | 1150.16 | 2357.63
CC | 1678.5 | 1678.56 | 1678.6 | 1678.67 | 1678.67 | 1678.67
CSP | 0 | 0 | 0 | 0 | 0 | 0
CT | 16 | 16 | 16 | 16.01 | 16.01 | 16.01
Coal | 32.5 | 32.5 | 32.5 | 32.5 | 32.5 | 32.5
Geo | 0 | 0 | 0 | 0 | 0 | 0
H | 0 | 0.05 | 0.09 | 678 | 678 | 678
LFG | 18.9 | 284 | 284 | 284 | 284 | 284
Nuc | 0 | 0 | 0 | 0.06 | 0.26 | 8464.66
PS | 0 | 0 | 0 | 0 | 0 | 0
PV | 0.01 | 1355.6 | 2113.8 | 2283.49 | 2296.87 | 2357.55
PeakG | 0 | 0 | 0 | 0 | 0 | 0
PeakO | 0 | 0 | 0 | 0 | 0 | 0
ST | 0 | 0 | 0 | 0 | 0 | 0
STOG | 0 | 0 | 0 | 0 | 0 | 0
STWD | 0 | 0 | 0 | 0 | 0 | 0
WT | 479.86 | 1230.1 | 1230.12 | 1230.13 | 1230.13 | 1230.14
IGCC | 0 | 0.01 | 0.01 | 0.01 | 0.01 | 0.01
DemandResponse | 0 | 0 | 0 | 0 | 0 | 0
IGCC-CCS | 0 | 0 | 0.01 | 0.01 | 0.02 | 0.02
WT_off | 0.03 | 0.03 | 0.04 | 0.05 | 0.05 | 0.05
PseudoUnit | 0 | 0 | 0 | 0 | 0 | 0
FixedInterchange | 0 | 0 | 0 | 0 | 0 | 0
Cumulative New Build Capacity by Reporting Type: PJM_ROR
ReportingType | 2015 | 2020 | 2025 | 2030 | 2035 | 2040
BM | 385 | 385 | 385 | 385 | 3903.55 | 9221.78
CC | 13378.96 | 20187.8 | 20187.87 | 20188 | 20188 | 20188
CSP | 0 | 0 | 0 | 0 | 0 | 0
CT | 29 | 29 | 29 | 29.01 | 29.01 | 29.01
Coal | 2164 | 2164 | 2164 | 2164 | 2164 | 2164
Geo | 0 | 0 | 0 | 0 | 0 | 0
H | 0 | 503 | 503 | 503 | 503 | 503
LFG | 57.4 | 571.1 | 571.11 | 571.11 | 571.11 | 571.11
Nuc | 38 | 38 | 38 | 449.02 | 4922.85 | 7059.94
PS | 0 | 0 | 0 | 0 | 0 | 0
PV | 0.01 | 0.02 | 0.03 | 0.03 | 0.03 | 0.04
PeakG | 0 | 0 | 0 | 0 | 0 | 0
PeakO | 0 | 0 | 0 | 0 | 0 | 0
ST | 0 | 0 | 0 | 0 | 0 | 0
STOG | 0 | 0 | 0 | 0 | 0 | 0
STWD | 0 | 0 | 0 | 0 | 0 | 0
WT | 8325.7 | 8517.4 | 8517.4 | 8517.4 | 8517.4 | 8517.4
IGCC | 0.01 | 0.01 | 0.01 | 0.01 | 0.01 | 0.01
DemandResponse | 0 | 0 | 0 | 0 | 0 | 0
IGCC-CCS | 0 | 0.01 | 0.01 | 0.02 | 0.03 | 0.03
WT_off | 0.07 | 0.07 | 0.08 | 0.08 | 0.08 | 0.08
PseudoUnit | 0 | 0 | 0 | 0 | 0 | 0
FixedInterchange | 0 | 0 | 0 | 0 | 0 | 0
Cumulative New Build Capacity by Reporting Type: SOCO
ReportingType | 2015 | 2020 | 2025 | 2030 | 2035 | 2040
BM | 55 | 55 | 55 | 55 | 6554.86 | 6555.17
CC | 6748.82 | 11691.46 | 11691.6 | 11691.67 | 11691.68 | 11691.68
CSP | 0 | 0 | 0 | 0 | 0 | 0
CT | 0.02 | 0.06 | 0.06 | 0.07 | 0.07 | 0.07
Coal | 0.01 | 0.02 | 0.02 | 0.02 | 0.02 | 0.02
Geo | 0 | 0 | 0 | 0 | 0 | 0
H | 0 | 0 | 0.01 | 0.02 | 0.04 | 0.04
LFG | 0.02 | 0.02 | 107.41 | 107.41 | 107.41 | 107.41
Nuc | 70 | 2270 | 2270 | 2451.12 | 14905.38 | 23019.14
PS | 0 | 0 | 0 | 0 | 0 | 0
PV | 0.01 | 0.01 | 0.02 | 0.02 | 0.02 | 0.03
PeakG | 0 | 0 | 0 | 0 | 0 | 0
PeakO | 0 | 0 | 0 | 0 | 0 | 0
ST | 0 | 0 | 0 | 0 | 0 | 0
STOG | 0 | 0 | 0 | 0 | 0 | 0
STWD | 0 | 0 | 0 | 0 | 0 | 0
WT | 0.02 | 0.03 | 0.04 | 0.04 | 0.04 | 0.04
IGCC | 0.01 | 0.02 | 0.02 | 0.02 | 0.02 | 0.02
DemandResponse | 0 | 0 | 0 | 0 | 0 | 0
IGCC-CCS | 0 | 0.01 | 0.02 | 0.03 | 0.05 | 0.05
WT_off | 0 | 0 | 0 | 0 | 0 | 0
PseudoUnit | 0 | 0 | 0 | 0 | 0 | 0
FixedInterchange | 0 | 0 | 0 | 0 | 0 | 0
Cumulative New Build Capacity by Reporting Type: SPP_N
ReportingType | 2015 | 2020 | 2025 | 2030 | 2035 | 2040
BM | 0 | 0 | 0 | 0.01 | 0.02 | 0.02
CC | 0.16 | 0.27 | 0.34 | 0.46 | 0.53 | 0.53
CSP | 0 | 0 | 0 | 0 | 0 | 0
CT | 0.03 | 0.1 | 0.1 | 266.17 | 1645.94 | 1645.95
Coal | 465.04 | 465.04 | 465.04 | 465.04 | 465.04 | 465.04
Geo | 0 | 0 | 0 | 0 | 0 | 0
H | 0 | 0 | 0 | 0 | 0 | 0
LFG | 0.01 | 0.01 | 0.02 | 95 | 95 | 95
Nuc | 0 | 0 | 0 | 0.01 | 0.01 | 0.01
PS | 0 | 0 | 0 | 0 | 0 | 0
PV | 0.01 | 0.02 | 0.02 | 0.02 | 0.02 | 0.03
PeakG | 0 | 0 | 0 | 0 | 0 | 0
PeakO | 0 | 0 | 0 | 0 | 0 | 0
ST | 0 | 0 | 0 | 0 | 0 | 0
STOG | 0 | 0 | 0 | 0 | 0 | 0
STWD | 0 | 0 | 0 | 0 | 0 | 0
WT | 0.04 | 32805.43 | 66900.15 | 66900.22 | 66900.23 | 70493.45
IGCC | 0.01 | 0.01 | 0.01 | 0.01 | 0.01 | 0.01
DemandResponse | 0 | 0 | 0 | 0 | 0 | 0
IGCC-CCS | 0 | 0 | 0.01 | 0.01 | 0.02 | 0.02
WT_off | 0 | 0 | 0 | 0 | 0 | 0
PseudoUnit | 0 | 0 | 0 | 0 | 0 | 0
FixedInterchange | 0 | 0 | 0 | 0 | 0 | 0
Cumulative New Build Capacity by Reporting Type: SPP_S
ReportingType | 2015 | 2020 | 2025 | 2030 | 2035 | 2040
BM | 0 | 0 | 0 | 0.01 | 0.02 | 0.02
CC | 0.24 | 0.4 | 0.52 | 0.71 | 0.84 | 0.84
CSP | 0 | 0 | 0 | 0 | 0 | 0
CT | 413.03 | 713.04 | 713.05 | 877.83 | 2462.41 | 2462.41
Coal | 988.01 | 988.01 | 988.01 | 988.02 | 988.02 | 988.02
Geo | 0 | 0 | 0 | 0 | 0 | 0
H | 0 | 0.01 | 0.01 | 0.03 | 91 | 91
LFG | 0.01 | 0.01 | 0.02 | 95 | 95 | 95
Nuc | 0 | 0 | 0 | 0.01 | 0.01 | 0.01
PS | 0 | 0 | 0 | 0 | 0 | 0
PV | 0.02 | 0.02 | 0.02 | 0.03 | 0.03 | 0.03
PeakG | 0 | 0 | 0 | 0 | 0 | 0
PeakO | 0 | 0 | 0 | 0 | 0 | 0
ST | 0 | 0 | 0 | 0 | 0 | 0
STOG | 0 | 0 | 0 | 0 | 0 | 0
STWD | 0 | 0 | 0 | 0 | 0 | 0
WT | 430.02 | 44310.75 | 44310.87 | 44310.91 | 44310.91 | 44310.97
IGCC | 0.01 | 0.01 | 0.01 | 0.02 | 0.02 | 0.02
DemandResponse | 0 | 0 | 0 | 0 | 0 | 0
IGCC-CCS | 0 | 0.01 | 0.01 | 0.01 | 0.03 | 0.03
WT_off | 0 | 0 | 0 | 0 | 0 | 0
PseudoUnit | 0 | 0 | 0 | 0 | 0 | 0
FixedInterchange | 0 | 0 | 0 | 0 | 0 | 0
Cumulative New Build Capacity by Reporting Type: TVA
ReportingType | 2015 | 2020 | 2025 | 2030 | 2035 | 2040
BM | 0 | 0 | 0 | 0.01 | 7394.16 | 7394.23
CC | 3364.3 | 8205.77 | 8205.84 | 8205.88 | 8205.88 | 8205.88
CSP | 0 | 0 | 0 | 0 | 0 | 0
CT | 0.01 | 0.05 | 0.05 | 0.05 | 0.05 | 0.05
Coal | 0.01 | 0.01 | 0.01 | 0.02 | 0.02 | 0.02
Geo | 0 | 0 | 0 | 0 | 0 | 0
H | 0 | 0.01 | 26.9 | 27 | 27 | 27
LFG | 0.01 | 0.01 | 107.4 | 107.4 | 107.4 | 107.4
Nuc | 1697.89 | 1697.89 | 1697.89 | 2943.98 | 5214.86 | 8767.66
PS | 0 | 0 | 0 | 0 | 0 | 0
PV | 0.01 | 0.01 | 0.02 | 0.02 | 0.02 | 0.03
PeakG | 0 | 0 | 0 | 0 | 0 | 0
PeakO | 0 | 0 | 0 | 0 | 0 | 0
ST | 0 | 0 | 0 | 0 | 0 | 0
STOG | 0 | 0 | 0 | 0 | 0 | 0
STWD | 0 | 0 | 0 | 0 | 0 | 0
WT | 0.02 | 0.03 | 0.04 | 0.04 | 0.04 | 0.05
IGCC | 0.01 | 0.01 | 0.01 | 0.01 | 0.01 | 0.01
DemandResponse | 0 | 0 | 0 | 0 | 0 | 0
IGCC-CCS | 0 | 0.01 | 0.01 | 0.02 | 0.03 | 0.03
WT_off | 0 | 0 | 0 | 0 | 0 | 0
PseudoUnit | 0 | 0 | 0 | 0 | 0 | 0
FixedInterchange | 0 | 0 | 0 | 0 | 0 | 0
Cumulative New Build Capacity by Reporting Type: TVA_Transmission
ReportingType | 2015 | 2020 | 2025 | 2030 | 2035 | 2040
BM | 0 | 0 | 0 | 0 | 0 | 0
CC | 0 | 0 | 0 | 0 | 0 | 0
CSP | 0 | 0 | 0 | 0 | 0 | 0
CT | 0 | 0 | 0 | 0 | 0 | 0
Coal | 0 | 0 | 0 | 0 | 0 | 0
Geo | 0 | 0 | 0 | 0 | 0 | 0
H | 0 | 0 | 0 | 0 | 0 | 0
LFG | 0 | 0 | 0 | 0 | 0 | 0
Nuc | 0 | 0 | 0 | 0 | 0 | 0
PS | 0 | 0 | 0 | 0 | 0 | 0
PV | 0 | 0 | 0 | 0 | 0 | 0
PeakG | 0 | 0 | 0 | 0 | 0 | 0
PeakO | 0 | 0 | 0 | 0 | 0 | 0
ST | 0 | 0 | 0 | 0 | 0 | 0
STOG | 0 | 0 | 0 | 0 | 0 | 0
STWD | 0 | 0 | 0 | 0 | 0 | 0
WT | 0 | 0 | 0 | 0 | 0 | 0
IGCC | 0 | 0 | 0 | 0 | 0 | 0
DemandResponse | 0 | 0 | 0 | 0 | 0 | 0
IGCC-CCS | 0 | 0 | 0 | 0 | 0 | 0
WT_off | 0 | 0 | 0 | 0 | 0 | 0
PseudoUnit | 0 | 0 | 0 | 0 | 0 | 0
FixedInterchange | 0 | 0 | 0 | 0 | 0 | 0
Cumulative New Build Capacity by Reporting Type: VACAR
ReportingType | 2015 | 2020 | 2025 | 2030 | 2035 | 2040
BM | 0.91 | 171.48 | 710.1 | 722.37 | 6986.25 | 6986.28
CC | 14636.18 | 14636.38 | 14636.43 | 14636.46 | 14636.46 | 14636.47
CSP | 0 | 0 | 0 | 0 | 0 | 0
CT | 717.21 | 717.21 | 717.21 | 717.21 | 717.21 | 717.21
Coal | 825 | 825 | 825 | 825 | 825 | 825
Geo | 0 | 0 | 0 | 0 | 0 | 0
H | 0 | 0.01 | 0.01 | 0.02 | 0.04 | 0.05
LFG | 0.02 | 107.42 | 107.42 | 107.42 | 107.42 | 107.42
Nuc | 0 | 2330 | 2330 | 7784.44 | 11517.73 | 21539.87
PS | 0 | 0 | 0 | 0 | 0 | 0
PV | 0.01 | 133.61 | 135.95 | 136.73 | 136.73 | 139.76
PeakG | 0 | 0 | 0 | 0 | 0 | 0
PeakO | 0 | 0 | 0 | 0 | 0 | 0
ST | 0 | 0 | 0 | 0 | 0 | 0
STOG | 0 | 0 | 0 | 0 | 0 | 0
STWD | 0 | 0 | 0 | 0 | 0 | 0
WT | 0.07 | 3500 | 3500 | 3500 | 3500 | 3500
IGCC | 0 | 0.01 | 0.01 | 0.01 | 0.01 | 0.01
DemandResponse | 0 | 0 | 0 | 0 | 0 | 0
IGCC-CCS | 0 | 0 | 0.01 | 0.01 | 0.02 | 0.02
WT_off | 0.04 | 0.05 | 0.05 | 0.06 | 0.06 | 0.06
PseudoUnit | 0 | 0 | 0 | 0 | 0 | 0
FixedInterchange | 0 | 0 | 0 | 0 | 0 | 0
Cumulative New Build Capacity by Reporting Type: IESO
ReportingType | 2015 | 2020 | 2025 | 2030 | 2035 | 2040
BM | 326.33 | 326.33 | 326.33 | 326.33 | 326.33 | 326.33
CC | 1263 | 1263.01 | 1263.03 | 1263.03 | 1263.04 | 1263.04
CSP | 0 | 0 | 0 | 0 | 0 | 0
CT | 368 | 368 | 368 | 368 | 368 | 368
Coal | 0 | 0 | 0 | 0 | 0 | 0
Geo | 0 | 0 | 0 | 0 | 0 | 0
H | 0 | 0.01 | 0.01 | 250 | 250 | 250
LFG | 14.5 | 14.5 | 14.5 | 15 | 15 | 15
Nuc | 0 | 0 | 0 | 0 | 0.01 | 0.01
PS | 0 | 0 | 0 | 0 | 0 | 0
PV | 1067.26 | 1067.26 | 1067.26 | 1067.26 | 1067.26 | 1067.26
PeakG | 0 | 0 | 0 | 0 | 0 | 0
PeakO | 0 | 0 | 0 | 0 | 0 | 0
ST | 0 | 0 | 0 | 0 | 0 | 0
STOG | 0 | 0 | 0 | 0 | 0 | 0
STWD | 0 | 0 | 0 | 0 | 0 | 0
WT | 2105.9 | 2105.9 | 2105.9 | 2105.9 | 2105.9 | 9287.64
IGCC | 0 | 0 | 0 | 0 | 0 | 0
DemandResponse | 0 | 0 | 0 | 0 | 0 | 0
IGCC-CCS | 0 | 0 | 0 | 0 | 0 | 0
WT_off | 0.03 | 0.04 | 0.04 | 0.04 | 0.06 | 0.08
PseudoUnit | 0 | 0 | 0 | 0 | 0 | 0
FixedInterchange | 0 | 0 | 0 | 0 | 0 | 0
Cumulative New Build Capacity by Reporting Type: MAPP_CA
ReportingType | 2015 | 2020 | 2025 | 2030 | 2035 | 2040
BM | 0 | 0 | 0 | 0 | 0 | 0
CC | 0.04 | 0.05 | 0.07 | 0.08 | 0.08 | 0.08
CSP | 0 | 0 | 0 | 0 | 0 | 0
CT | 0.03 | 0.03 | 0.03 | 0.03 | 0.03 | 0.04
Coal | 0 | 0 | 0 | 0 | 0 | 0
Geo | 0 | 0 | 0 | 0 | 0 | 0
H | 0 | 695 | 2190 | 4650 | 4650 | 4650
LFG | 0 | 0 | 0 | 0 | 0 | 0
Nuc | 0 | 0 | 0 | 0.01 | 0.01 | 0.01
PS | 0 | 0 | 0 | 0 | 0 | 0
PV | 0 | 0 | 0 | 0 | 0 | 0
PeakG | 0 | 0 | 0 | 0 | 0 | 0
PeakO | 0 | 0 | 0 | 0 | 0 | 0
ST | 0 | 0 | 0 | 0 | 0 | 0
STOG | 0 | 0 | 0 | 0 | 0 | 0
STWD | 0 | 0 | 0 | 0 | 0 | 0
WT | 302.4 | 302.4 | 302.4 | 302.4 | 302.4 | 302.4
IGCC | 0 | 0 | 0 | 0 | 0 | 0
DemandResponse | 0 | 0 | 0 | 0 | 0 | 0
IGCC-CCS | 0 | 0 | 0 | 0 | 0 | 0
WT_off | 0 | 0 | 0 | 0 | 0 | 0
PseudoUnit | 0 | 0 | 0 | 0 | 0 | 0
FixedInterchange | 0 | 0 | 0 | 0 | 0 | 0
Cumulative New Build Capacity by Reporting Type: AZ_NM_SNV_Coal
ReportingType | 2015 | 2020 | 2025 | 2030 | 2035 | 2040
BM | 0 | 0 | 0 | 0 | 0 | 0
CC | 0 | 0 | 0 | 0 | 0 | 0
CSP | 0 | 0 | 0 | 0 | 0 | 0
CT | 0 | 0 | 0 | 0 | 0 | 0
Coal | 0 | 0.01 | 0.01 | 0.01 | 0.01 | 0.01
Geo | 0 | 0 | 0 | 0 | 0 | 0
H | 0 | 0 | 0 | 0 | 0 | 0
LFG | 0 | 0 | 0 | 0 | 0 | 0
Nuc | 0 | 0 | 0 | 0 | 0 | 0
PS | 0 | 0 | 0 | 0 | 0 | 0
PV | 0 | 0 | 0 | 0 | 0 | 0
PeakG | 0 | 0 | 0 | 0 | 0 | 0
PeakO | 0 | 0 | 0 | 0 | 0 | 0
ST | 0 | 0 | 0 | 0 | 0 | 0
STOG | 0 | 0 | 0 | 0 | 0 | 0
STWD | 0 | 0 | 0 | 0 | 0 | 0
WT | 0 | 0 | 0 | 0 | 0 | 0
IGCC | 0 | 0.01 | 0.01 | 0.01 | 0.01 | 0.01
DemandResponse | 0 | 0 | 0 | 0 | 0 | 0
IGCC-CCS | 0 | 0 | 0.01 | 0.01 | 0.02 | 0.02
WT_off | 0 | 0 | 0 | 0 | 0 | 0
PseudoUnit | 0 | 0 | 0 | 0 | 0 | 0
FixedInterchange | 0 | 0 | 0 | 0 | 0 | 0
Cumulative New Build Capacity by Reporting Type: AZ_NM_SNV_Gas
ReportingType | 2015 | 2020 | 2025 | 2030 | 2035 | 2040
BM | 0 | 0 | 0 | 0 | 0 | 0
CC | 668 | 2219.72 | 2219.84 | 2219.88 | 2219.88 | 2219.88
CSP | 0 | 0 | 0 | 0 | 0 | 0
CT | 736 | 736 | 736 | 736 | 736 | 736
Coal | 0 | 0 | 0 | 0 | 0 | 0
Geo | 0 | 0 | 0 | 0 | 0 | 0
H | 0 | 0 | 0 | 0 | 0 | 0
LFG | 0 | 0 | 0 | 0 | 0 | 0
Nuc | 0 | 0 | 0 | 0 | 0 | 0
PS | 0 | 0 | 0 | 0 | 0 | 0
PV | 0 | 0 | 0 | 0 | 0 | 0
PeakG | 0 | 0 | 0 | 0 | 0 | 0
PeakO | 0 | 0 | 0 | 0 | 0 | 0
ST | 0 | 0 | 0 | 0 | 0 | 0
STOG | 0 | 0 | 0 | 0 | 0 | 0
STWD | 0 | 0 | 0 | 0 | 0 | 0
WT | 0 | 0 | 0 | 0 | 0 | 0
IGCC | 0 | 0 | 0 | 0 | 0 | 0
DemandResponse | 0 | 0 | 0 | 0 | 0 | 0
IGCC-CCS | 0 | 0 | 0 | 0 | 0 | 0
WT_off | 0 | 0 | 0 | 0 | 0 | 0
PseudoUnit | 0 | 0 | 0 | 0 | 0 | 0
FixedInterchange | 0 | 0 | 0 | 0 | 0 | 0
Cumulative New Build Capacity by Reporting Type: AZ_NM_SNV_NucRenew
ReportingType | 2015 | 2020 | 2025 | 2030 | 2035 | 2040
BM | 0 | 0 | 0.01 | 0.01 | 0.1 | 0.62
CC | 0 | 0 | 0 | 0 | 0 | 0
CSP | 0 | 0 | 0 | 0 | 0 | 0
CT | 0 | 0 | 0 | 0 | 0 | 0
Coal | 0 | 0 | 0 | 0 | 0 | 0
Geo | 0.03 | 0.15 | 1450 | 1450 | 1450 | 1450
H | 0 | 0 | 0 | 0 | 0 | 0
LFG | 0.04 | 0.11 | 60.67 | 60.67 | 60.67 | 60.67
Nuc | 0 | 0 | 0.07 | 4317.86 | 10809.49 | 11139.84
PS | 0 | 0 | 0 | 0 | 0 | 0
PV | 95.71 | 95.72 | 95.72 | 95.73 | 95.74 | 95.74
PeakG | 0 | 0 | 0 | 0 | 0 | 0
PeakO | 0 | 0 | 0 | 0 | 0 | 0
ST | 280 | 725.73 | 953.44 | 1064.87 | 1587.38 | 1587.74
STOG | 0 | 0 | 0 | 0 | 0 | 0
STWD | 0 | 0 | 0 | 0 | 0 | 0
WT | 65.15 | 11856.5 | 11880.31 | 11880.34 | 11880.34 | 11880.35
IGCC | 0 | 0 | 0 | 0 | 0 | 0
DemandResponse | 0 | 0 | 0 | 0 | 0 | 0
IGCC-CCS | 0 | 0 | 0 | 0 | 0 | 0
WT_off | 0 | 0 | 0 | 0 | 0 | 0
PseudoUnit | 0 | 0 | 0 | 0 | 0 | 0
FixedInterchange | 0 | 0 | 0 | 0 | 0 | 0
Cumulative New Build Capacity by Reporting Type: ERCOT
ReportingType | 2015 | 2020 | 2025 | 2030 | 2035 | 2040
BM | 145 | 145 | 145 | 145 | 4064.9 | 4064.96
CC | 15855.23 | 15855.71 | 15855.79 | 15855.85 | 15855.85 | 15855.85
CSP | 0 | 0 | 0 | 0 | 0 | 0
CT | 250 | 250 | 250 | 250 | 250 | 250
Coal | 2020 | 2020 | 2020 | 2020 | 2020 | 2020
Geo | 0 | 0 | 0 | 0 | 0 | 0
H | 0 | 0 | 0.01 | 0.02 | 0.05 | 0.08
LFG | 0.01 | 0.01 | 354 | 354 | 354 | 354
Nuc | 0 | 0 | 0.01 | 3167.08 | 10694.48 | 14980.83
PS | 0 | 0 | 0 | 0 | 0 | 0
PV | 14 | 14 | 14 | 14 | 14 | 14
PeakG | 0 | 0 | 0 | 0 | 0 | 0
PeakO | 0 | 0 | 0 | 0 | 0 | 0
ST | 0 | 0 | 0 | 0 | 0 | 0
STOG | 0 | 0 | 0 | 0 | 0 | 0
STWD | 0 | 0 | 0 | 0 | 0 | 0
WT | 350.12 | 350.14 | 19800.33 | 19800.33 | 19804.65 | 20211.52
IGCC | 0 | 0 | 0 | 0.01 | 0.01 | 0.01
DemandResponse | 0 | 0 | 0 | 0 | 0 | 0
IGCC-CCS | 0 | 0 | 0 | 0.01 | 0.01 | 0.01
WT_off | 0 | 0 | 0 | 0 | 0 | 0
PseudoUnit | 0 | 0 | 0 | 0 | 0 | 0
FixedInterchange | 0 | 0 | 0 | 0 | 0 | 0
Cumulative New Build Capacity by Reporting Type: NP15
ReportingType | 2015 | 2020 | 2025 | 2030 | 2035 | 2040
BM | 0 | 0 | 0 | 0.01 | 0.08 | 0.13
CC | 2041.28 | 2692.74 | 2692.84 | 2692.87 | 2692.87 | 2692.87
CSP | 0 | 0 | 0 | 0 | 0 | 0
CT | 212.6 | 212.6 | 212.6 | 212.6 | 212.6 | 212.6
Coal | 0 | 0 | 0 | 0 | 0 | 0
Geo | 0.01 | 577.9 | 600 | 600 | 600 | 600
H | 0 | 0 | 0 | 0 | 0 | 0
LFG | 0.02 | 332.48 | 565 | 565 | 565 | 565
Nuc | 0 | 0 | 0.06 | 5194.4 | 6574.88 | 8081.33
PS | 0 | 0 | 0 | 0 | 0 | 0
PV | 6.5 | 6.5 | 6.5 | 6.5 | 6.5 | 6.51
PeakG | 0 | 0 | 0 | 0 | 0 | 0
PeakO | 0 | 0 | 0 | 0 | 0 | 0
ST | 29 | 29 | 29 | 29 | 29.01 | 29.05
STOG | 0 | 0 | 0 | 0 | 0 | 0
STWD | 0 | 0 | 0 | 0 | 0 | 0
WT | 101.22 | 3400.02 | 3400.04 | 3400.77 | 11821.83 | 12542.57
IGCC | 0 | 0 | 0 | 0 | 0 | 0
DemandResponse | 0 | 0 | 0 | 0 | 0 | 0
IGCC-CCS | 0 | 0 | 0.01 | 0.01 | 0.01 | 0.01
WT_off | 0.03 | 0.04 | 0.04 | 0.05 | 0.05 | 0.06
PseudoUnit | 0 | 0 | 0 | 0 | 0 | 0
FixedInterchange | 0 | 0 | 0 | 0 | 0 | 0
Cumulative New Build Capacity by Reporting Type: NWPP_Coal
ReportingType | 2015 | 2020 | 2025 | 2030 | 2035 | 2040
BM | 0 | 0 | 0 | 0 | 0 | 0
CC | 0 | 0 | 0 | 0 | 0 | 0
CSP | 0 | 0 | 0 | 0 | 0 | 0
CT | 0 | 0 | 0 | 0 | 0 | 0
Coal | 0 | 0 | 0 | 0 | 0 | 0
Geo | 0 | 0 | 0 | 0 | 0 | 0
H | 0 | 0 | 0 | 0 | 0 | 0
LFG | 0 | 0 | 0 | 0 | 0 | 0
Nuc | 0 | 0 | 0 | 0 | 0 | 0
PS | 0 | 0 | 0 | 0 | 0 | 0
PV | 0 | 0 | 0 | 0 | 0 | 0
PeakG | 0 | 0 | 0 | 0 | 0 | 0
PeakO | 0 | 0 | 0 | 0 | 0 | 0
ST | 0 | 0 | 0 | 0 | 0 | 0
STOG | 0 | 0 | 0 | 0 | 0 | 0
STWD | 0 | 0 | 0 | 0 | 0 | 0
WT | 0 | 0 | 0 | 0 | 0 | 0
IGCC | 0 | 0 | 0 | 0 | 0 | 0
DemandResponse | 0 | 0 | 0 | 0 | 0 | 0
IGCC-CCS | 0 | 0 | 0 | 0 | 0 | 0
WT_off | 0 | 0 | 0 | 0 | 0 | 0
PseudoUnit | 0 | 0 | 0 | 0 | 0 | 0
FixedInterchange | 0 | 0 | 0 | 0 | 0 | 0
Cumulative New Build Capacity by Reporting Type: NWPP_Gas
ReportingType | 2015 | 2020 | 2025 | 2030 | 2035 | 2040
BM | 0 | 0 | 0 | 0 | 0 | 0
CC | 300 | 2533.6 | 2533.71 | 2533.74 | 2533.74 | 2533.75
CSP | 0 | 0 | 0 | 0 | 0 | 0
CT | 150 | 150 | 150 | 150 | 150 | 150
Coal | 0.01 | 0.01 | 0.01 | 0.01 | 0.01 | 0.01
Geo | 0 | 0 | 0 | 0 | 0 | 0
H | 0 | 0 | 0 | 0 | 0 | 0
LFG | 0 | 0 | 0 | 0 | 0 | 0
Nuc | 0 | 0 | 0 | 0 | 0 | 0
PS | 0 | 0 | 0 | 0 | 0 | 0
PV | 0 | 0 | 0 | 0 | 0 | 0
PeakG | 0 | 0 | 0 | 0 | 0 | 0
PeakO | 0 | 0 | 0 | 0 | 0 | 0
ST | 0 | 0 | 0 | 0 | 0 | 0
STOG | 0 | 0 | 0 | 0 | 0 | 0
STWD | 0 | 0 | 0 | 0 | 0 | 0
WT | 0 | 0 | 0 | 0 | 0 | 0
IGCC | 0 | 0 | 0 | 0 | 0.01 | 0.01
DemandResponse | 0 | 0 | 0 | 0 | 0 | 0
IGCC-CCS | 0 | 0 | 0.01 | 0.01 | 0.01 | 0.01
WT_off | 0 | 0 | 0 | 0 | 0 | 0
PseudoUnit | 0 | 0 | 0 | 0 | 0 | 0
FixedInterchange | 0 | 0 | 0 | 0 | 0 | 0
Cumulative New Build Capacity by Reporting Type: NWPP_NucRenew
ReportingType | 2015 | 2020 | 2025 | 2030 | 2035 | 2040
BM | 32.55 | 32.55 | 32.55 | 32.56 | 32.61 | 844.89
CC | 0 | 0 | 0 | 0 | 0 | 0
CSP | 0 | 0 | 0 | 0 | 0 | 0
CT | 0 | 0 | 0 | 0 | 0 | 0
Coal | 0 | 0 | 0 | 0 | 0 | 0
Geo | 86.01 | 86.03 | 520 | 520 | 520 | 520
H | 0 | 0.01 | 0.02 | 0.05 | 335 | 335
LFG | 25.52 | 25.54 | 270 | 270 | 270 | 270
Nuc | 0 | 0 | 0.09 | 731.72 | 3211.82 | 4749.58
PS | 0 | 0 | 0 | 0 | 0 | 0
PV | 0.02 | 0.02 | 0.03 | 0.04 | 0.05 | 0.08
PeakG | 0 | 0 | 0 | 0 | 0 | 0
PeakO | 0 | 0 | 0 | 0 | 0 | 0
ST | 0 | 0.01 | 0.01 | 0.02 | 0.03 | 0.09
STOG | 0 | 0 | 0 | 0 | 0 | 0
STWD | 0 | 0 | 0 | 0 | 0 | 0
WT | 977.35 | 977.39 | 977.5 | 22312.89 | 22316.33 | 24634.32
IGCC | 0 | 0 | 0 | 0 | 0 | 0
DemandResponse | 0 | 0 | 0 | 0 | 0 | 0
IGCC-CCS | 0 | 0 | 0 | 0 | 0 | 0
WT_off | 0.11 | 0.12 | 0.13 | 0.13 | 0.14 | 0.15
PseudoUnit | 0 | 0 | 0 | 0 | 0 | 0
FixedInterchange | 0 | 0 | 0 | 0 | 0 | 0
Cumulative New Build Capacity by Reporting Type: RMPA
ReportingType | 2015 | 2020 | 2025 | 2030 | 2035 | 2040
BM | 0 | 0.01 | 0.01 | 0.01 | 716.96 | 1452.62
CC | 0.12 | 1116.36 | 1116.46 | 1116.5 | 1116.5 | 1116.5
CSP | 0 | 0 | 0 | 0 | 0 | 0
CT | 152 | 152 | 152 | 152 | 152 | 152
Coal | 390 | 390 | 390 | 390 | 390 | 390
Geo | 0.03 | 46.92 | 2570 | 2570 | 2570 | 2570
H | 0 | 0 | 0 | 0 | 0 | 0
LFG | 1.42 | 1.53 | 30.33 | 30.33 | 30.33 | 30.33
Nuc | 0 | 0 | 0.41 | 2029.68 | 2029.73 | 2029.76
PS | 0 | 0 | 0 | 0 | 0 | 0
PV | 1.01 | 1.02 | 1.02 | 1.03 | 1.03 | 1.04
PeakG | 0 | 0 | 0 | 0 | 0 | 0
PeakO | 0 | 0 | 0 | 0 | 0 | 0
ST | 3 | 370.32 | 370.32 | 375.89 | 375.89 | 375.94
STOG | 0 | 0 | 0 | 0 | 0 | 0
STWD | 0 | 0 | 0 | 0 | 0 | 0
WT | 765.45 | 4312.16 | 4312.17 | 4846.74 | 4846.75 | 4983.06
IGCC | 0 | 0.01 | 0.01 | 0.01 | 0.01 | 0.01
DemandResponse | 0 | 0 | 0 | 0 | 0 | 0
IGCC-CCS | 0 | 0 | 0.01 | 0.01 | 0.02 | 0.02
WT_off | 0 | 0 | 0 | 0 | 0 | 0
PseudoUnit | 0 | 0 | 0 | 0 | 0 | 0
FixedInterchange | 0 | 0 | 0 | 0 | 0 | 0
Cumulative New Build Capacity by Reporting Type: SP15
ReportingType | 2015 | 2020 | 2025 | 2030 | 2035 | 2040
BM | 6 | 6 | 6 | 6 | 6.05 | 6.07
CC | 2260.2 | 2261.26 | 2261.38 | 2261.42 | 2261.42 | 2261.42
CSP | 0 | 0 | 0 | 0 | 0 | 0
CT | 0.01 | 0.03 | 0.04 | 0.04 | 0.04 | 0.05
Coal | 0 | 0 | 0 | 0 | 0 | 0
Geo | 49.9 | 1500 | 1500 | 1500 | 1500 | 1500
H | 0 | 0 | 0 | 0 | 0 | 0
LFG | 9.2 | 564.99 | 565 | 565 | 565 | 565
Nuc | 0 | 0 | 0.03 | 1076.64 | 1440.41 | 5008.13
PS | 0 | 0 | 0 | 0 | 0 | 0
PV | 3.8 | 3.8 | 3.8 | 3.8 | 3.8 | 3.81
PeakG | 0 | 0 | 0 | 0 | 0 | 0
PeakO | 0 | 0 | 0 | 0 | 0 | 0
ST | 448 | 448 | 448 | 448.01 | 2857.32 | 3693.64
STOG | 0 | 0 | 0 | 0 | 0 | 0
STWD | 0 | 0 | 0 | 0 | 0 | 0
WT | 735.02 | 1753.6 | 14899.81 | 14900.12 | 14900.12 | 14900.12
IGCC | 0 | 0 | 0 | 0 | 0 | 0
DemandResponse | 0 | 0 | 0 | 0 | 0 | 0
IGCC-CCS | 0 | 0 | 0.01 | 0.02 | 0.02 | 0.02
WT_off | 0 | 0 | 0 | 0 | 0 | 0
PseudoUnit | 0 | 0 | 0 | 0 | 0 | 0
FixedInterchange | 0 | 0 | 0 | 0 | 0 | 0
Cumulative New Build Capacity by Reporting Type: ALB
ReportingType | 2015 | 2020 | 2025 | 2030 | 2035 | 2040
BM | 0 | 0 | 0 | 0 | 0 | 0
CC | 832.52 | 832.57 | 832.58 | 832.6 | 832.6 | 832.6
CSP | 0 | 0 | 0 | 0 | 0 | 0
CT | 201.5 | 201.5 | 201.5 | 201.5 | 201.5 | 201.5
Coal | 495 | 495 | 495 | 495 | 495 | 495
Geo | 0 | 0 | 0 | 0 | 0 | 0
H | 0 | 0 | 0 | 0 | 0 | 0
LFG | 0 | 0 | 0 | 0 | 0 | 0
Nuc | 0 | 0 | 7288.01 | 8768.09 | 8922.21 | 8983.07
PS | 0 | 0 | 0 | 0 | 0 | 0
PV | 0 | 0 | 0 | 0 | 0 | 0
PeakG | 0 | 0 | 0 | 0 | 0 | 0
PeakO | 0 | 0 | 0 | 0 | 0 | 0
ST | 0 | 0 | 0 | 0 | 0 | 0
STOG | 0 | 0 | 0 | 0 | 0 | 0
STWD | 0 | 0 | 0 | 0 | 0 | 0
WT | 9 | 9 | 9.01 | 9.02 | 100 | 100
IGCC | 0 | 0 | 0 | 0 | 0 | 0
DemandResponse | 0 | 0 | 0 | 0 | 0 | 0
IGCC-CCS | 0 | 0 | 0 | 0 | 0 | 0
WT_off | 0 | 0 | 0 | 0 | 0 | 0
PseudoUnit | 0 | 0 | 0 | 0 | 0 | 0
FixedInterchange | 0 | 0 | 0 | 0 | 0 | 0
Cumulative New Build Capacity by Reporting Type: BC
ReportingType | 2015 | 2020 | 2025 | 2030 | 2035 | 2040
BM | 0 | 0 | 0 | 0 | 0 | 0
CC | 0.08 | 0.1 | 0.12 | 0.13 | 0.13 | 0.14
CSP | 0 | 0 | 0 | 0 | 0 | 0
CT | 0.02 | 0.02 | 0.02 | 0.02 | 0.02 | 0.03
Coal | 0 | 0 | 0 | 0 | 0 | 0
Geo | 0 | 0 | 0 | 0 | 0 | 0
H | 0 | 0 | 0 | 0 | 0 | 0
LFG | 0 | 0 | 0 | 0 | 0 | 0
Nuc | 0 | 0 | 597.93 | 1023.51 | 1023.53 | 1365.34
PS | 0 | 0 | 0 | 0 | 0 | 0
PV | 0 | 0 | 0 | 0 | 0 | 0
PeakG | 0 | 0 | 0 | 0 | 0 | 0
PeakO | 0 | 0 | 0 | 0 | 0 | 0
ST | 0 | 0 | 0 | 0 | 0 | 0
STOG | 0 | 0 | 0 | 0 | 0 | 0
STWD | 0 | 0 | 0 | 0 | 0 | 0
WT | 144 | 144 | 144 | 144.01 | 300 | 300
IGCC | 0 | 0 | 0 | 0 | 0 | 0
DemandResponse | 0 | 0 | 0 | 0 | 0 | 0
IGCC-CCS | 0 | 0 | 0 | 0 | 0 | 0
WT_off | 0 | 0 | 0 | 0 | 0 | 0
PseudoUnit | 0 | 0 | 0 | 0 | 0 | 0
FixedInterchange | 0 | 0 | 0 | 0 | 0 | 0
Cumulative New Build Capacity by Reporting Type: HQ_IESO
ReportingType | 2015 | 2020 | 2025 | 2030 | 2035 | 2040
BM | 0 | 0 | 0 | 0 | 0 | 0
CC | 0 | 0 | 0 | 0 | 0 | 0
CSP | 0 | 0 | 0 | 0 | 0 | 0
CT | 0 | 0 | 0 | 0 | 0 | 0
Coal | 0 | 0 | 0 | 0 | 0 | 0
Geo | 0 | 0 | 0 | 0 | 0 | 0
H | 0 | 0 | 0 | 0 | 0 | 0
LFG | 0 | 0 | 0 | 0 | 0 | 0
Nuc | 0 | 0 | 0 | 0 | 0 | 0
PS | 0 | 0 | 0 | 0 | 0 | 0
PV | 0 | 0 | 0 | 0 | 0 | 0
PeakG | 0 | 0 | 0 | 0 | 0 | 0
PeakO | 0 | 0 | 0 | 0 | 0 | 0
ST | 0 | 0 | 0 | 0 | 0 | 0
STOG | 0 | 0 | 0 | 0 | 0 | 0
STWD | 0 | 0 | 0 | 0 | 0 | 0
WT | 0 | 0 | 0 | 0 | 0 | 0
IGCC | 0 | 0 | 0 | 0 | 0 | 0
DemandResponse | 0 | 0 | 0 | 0 | 0 | 0
IGCC-CCS | 0 | 0 | 0 | 0 | 0 | 0
WT_off | 0 | 0 | 0 | 0 | 0 | 0
PseudoUnit | 0 | 0 | 0.01 | 2.69 | 2500 | 2500
FixedInterchange | 0 | 0 | 0 | 0 | 0 | 0
Cumulative New Build Capacity by Reporting Type: HQ_NEISO
ReportingType | 2015 | 2020 | 2025 | 2030 | 2035 | 2040
BM | 0 | 0 | 0 | 0 | 0 | 0
CC | 0 | 0 | 0 | 0 | 0 | 0
CSP | 0 | 0 | 0 | 0 | 0 | 0
CT | 0 | 0 | 0 | 0 | 0 | 0
Coal | 0 | 0 | 0 | 0 | 0 | 0
Geo | 0 | 0 | 0 | 0 | 0 | 0
H | 0 | 0 | 0 | 0 | 0 | 0
LFG | 0 | 0 | 0 | 0 | 0 | 0
Nuc | 0 | 0 | 0 | 0 | 0 | 0
PS | 0 | 0 | 0 | 0 | 0 | 0
PV | 0 | 0 | 0 | 0 | 0 | 0
PeakG | 0 | 0 | 0 | 0 | 0 | 0
PeakO | 0 | 0 | 0 | 0 | 0 | 0
ST | 0 | 0 | 0 | 0 | 0 | 0
STOG | 0 | 0 | 0 | 0 | 0 | 0
STWD | 0 | 0 | 0 | 0 | 0 | 0
WT | 0 | 0 | 0 | 0 | 0 | 0
IGCC | 0 | 0 | 0 | 0 | 0 | 0
DemandResponse | 0 | 0 | 0 | 0 | 0 | 0
IGCC-CCS | 0 | 0 | 0 | 0 | 0 | 0
WT_off | 0 | 0 | 0 | 0 | 0 | 0
PseudoUnit | 0 | 0.01 | 0.01 | 16.84 | 300 | 300
FixedInterchange | 0 | 0 | 0 | 0 | 0 | 0
Cumulative New Build Capacity by Reporting Type: HQ_NY
ReportingType | 2015 | 2020 | 2025 | 2030 | 2035 | 2040
BM | 0 | 0 | 0 | 0 | 0 | 0
CC | 0 | 0 | 0 | 0 | 0 | 0
CSP | 0 | 0 | 0 | 0 | 0 | 0
CT | 0 | 0 | 0 | 0 | 0 | 0
Coal | 0 | 0 | 0 | 0 | 0 | 0
Geo | 0 | 0 | 0 | 0 | 0 | 0
H | 0 | 0 | 0 | 0 | 0 | 0
LFG | 0 | 0 | 0 | 0 | 0 | 0
Nuc | 0 | 0 | 0 | 0 | 0 | 0
PS | 0 | 0 | 0 | 0 | 0 | 0
PV | 0 | 0 | 0 | 0 | 0 | 0
PeakG | 0 | 0 | 0 | 0 | 0 | 0
PeakO | 0 | 0 | 0 | 0 | 0 | 0
ST | 0 | 0 | 0 | 0 | 0 | 0
STOG | 0 | 0 | 0 | 0 | 0 | 0
STWD | 0 | 0 | 0 | 0 | 0 | 0
WT | 0 | 0 | 0 | 0 | 0 | 0
IGCC | 0 | 0 | 0 | 0 | 0 | 0
DemandResponse | 0 | 0 | 0 | 0 | 0 | 0
IGCC-CCS | 0 | 0 | 0 | 0 | 0 | 0
WT_off | 0 | 0 | 0 | 0 | 0 | 0
PseudoUnit | 0 | 0.01 | 0.06 | 2500 | 2500 | 2500
FixedInterchange | 0 | 0 | 0 | 0 | 0 | 0
Cumulative New Build Capacity by Reporting Type: MARITIMES
ReportingType | 2015 | 2020 | 2025 | 2030 | 2035 | 2040
BM | 0 | 0 | 0 | 0 | 0 | 0
CC | 0 | 0 | 0 | 0 | 0 | 0
CSP | 0 | 0 | 0 | 0 | 0 | 0
CT | 0 | 0 | 0 | 0 | 0 | 0
Coal | 0 | 0 | 0 | 0 | 0 | 0
Geo | 0 | 0 | 0 | 0 | 0 | 0
H | 0 | 0 | 0 | 0 | 0 | 0
LFG | 0 | 0 | 0 | 0 | 0 | 0
Nuc | 0 | 0 | 0 | 0 | 0 | 0
PS | 0 | 0 | 0 | 0 | 0 | 0
PV | 0 | 0 | 0 | 0 | 0 | 0
PeakG | 0 | 0 | 0 | 0 | 0 | 0
PeakO | 0 | 0 | 0 | 0 | 0 | 0
ST | 0 | 0 | 0 | 0 | 0 | 0
STOG | 0 | 0 | 0 | 0 | 0 | 0
STWD | 0 | 0 | 0 | 0 | 0 | 0
WT | 0 | 0 | 0 | 0 | 0 | 0
IGCC | 0 | 0 | 0 | 0 | 0 | 0
DemandResponse | 0 | 0 | 0 | 0 | 0 | 0
IGCC-CCS | 0 | 0 | 0 | 0 | 0 | 0
WT_off | 0 | 0 | 0 | 0 | 0 | 0
PseudoUnit | 0 | 0.01 | 0.02 | 17.41 | 500 | 500
FixedInterchange | 0 | 0 | 0 | 0 | 0 | 0
Cumulative New Build Capacity by Reporting Type: All
ReportingType | 2015 | 2020 | 2025 | 2030 | 2035 | 2040
BM | 1251.01 | 1421.62 | 1960.28 | 3103.25 | 32547.49 | 55437.96
CC | 97206.95 | 141114.38 | 141116.54 | 141118.36 | 141118.85 | 141118.92
CSP | 0 | 0 | 0 | 0 | 0 | 0
CT | 6394.24 | 6799.4 | 6799.46 | 7385.74 | 10388.18 | 10388.23
Coal | 10763.75 | 10763.82 | 10763.83 | 10763.84 | 10763.84 | 10763.85
Geo | 135.98 | 2211 | 6640 | 6640 | 6640 | 6640.01
H | 0 | 1198.77 | 3466.78 | 7137.31 | 8672.3 | 8672.41
LFG | 192.01 | 2145.01 | 4355.02 | 5079.08 | 5079.09 | 5079.09
Nuc | 2740.56 | 7270.57 | 18251.46 | 57270.57 | 107270.65 | 157270.65
PS | 0 | 0 | 0 | 0 | 0 | 0
PV | 1246.01 | 3311.3 | 4212.15 | 4386.8 | 4400.24 | 4465.46
PeakG | 0 | 0 | 0 | 0 | 0 | 0
PeakO | 0 | 0 | 0 | 0 | 0 | 0
ST | 760 | 1573.05 | 1800.77 | 1917.79 | 4849.62 | 5686.46
STOG | 0 | 0 | 0 | 0 | 0 | 0
STWD | 0 | 0 | 0 | 0 | 0 | 0
WT | 25342.02 | 160317.86 | 341888.97 | 373940.06 | 402133.72 | 419907.85
IGCC | 618.1 | 618.19 | 618.21 | 618.22 | 618.23 | 618.24
DemandResponse | 0 | 0 | 0 | 0 | 0 | 0
IGCC-CCS | 0 | 0.14 | 0.24 | 0.35 | 0.6 | 0.64
WT_off | 469.01 | 469.09 | 1569.17 | 1569.25 | 1569.34 | 1569.4
PseudoUnit | 0 | 0.03 | 0.1 | 2536.95 | 5800 | 5800
FixedInterchange | 0 | 0 | 0 | 0 | 0 | 0
Cumulative New Build Capacity by Reporting Type: EI_US
ReportingType | 2015 | 2020 | 2025 | 2030 | 2035 | 2040
BM | 741.12 | 911.72 | 1450.37 | 2593.32 | 27400.46 | 48742.35
CC | 73986.47 | 112339.25 | 112340.72 | 112342.27 | 112342.74 | 112342.79
CSP | 0 | 0 | 0 | 0 | 0 | 0
CT | 4324.07 | 4729.21 | 4729.25 | 5315.53 | 8317.95 | 8318
Coal | 7858.74 | 7858.8 | 7858.81 | 7858.82 | 7858.83 | 7858.83
Geo | 0 | 0 | 0 | 0 | 0 | 0
H | 0 | 503.76 | 1276.74 | 2237.24 | 3437.25 | 3437.33
LFG | 141.3 | 1205.85 | 2495.52 | 3219.08 | 3219.08 | 3219.08
Nuc | 2740.56 | 7270.56 | 10364.84 | 30961.56 | 62564.1 | 100932.77
PS | 0 | 0 | 0 | 0 | 0 | 0
PV | 57.71 | 2122.98 | 3023.82 | 3198.44 | 3211.86 | 3277.03
PeakG | 0 | 0 | 0 | 0 | 0 | 0
PeakO | 0 | 0 | 0 | 0 | 0 | 0
ST | 0 | 0 | 0 | 0 | 0 | 0
STOG | 0 | 0 | 0 | 0 | 0 | 0
STWD | 0 | 0 | 0 | 0 | 0 | 0
WT | 19786.41 | 135106.74 | 284057.5 | 294237.53 | 313755.4 | 320765.87
IGCC | 618.09 | 618.17 | 618.18 | 618.19 | 618.21 | 618.22
DemandResponse | 0 | 0 | 0 | 0 | 0 | 0
IGCC-CCS | 0 | 0.12 | 0.19 | 0.28 | 0.5 | 0.54
WT_off | 468.83 | 468.9 | 1568.96 | 1569.02 | 1569.09 | 1569.11
PseudoUnit | 0 | 0.03 | 0.09 | 2534.25 | 3300 | 3300
FixedInterchange | 0 | 0 | 0 | 0 | 0 | 0
Cumulative New Build Capacity by Reporting Type: EI_Canada
ReportingType | 2015 | 2020 | 2025 | 2030 | 2035 | 2040
BM | 326.33 | 326.33 | 326.33 | 326.33 | 326.33 | 326.33
CC | 1263.04 | 1263.06 | 1263.09 | 1263.11 | 1263.12 | 1263.12
CSP | 0 | 0 | 0 | 0 | 0 | 0
CT | 368.03 | 368.03 | 368.03 | 368.04 | 368.04 | 368.04
Coal | 0 | 0 | 0 | 0 | 0 | 0
Geo | 0 | 0 | 0 | 0 | 0 | 0
H | 0 | 695 | 2190.01 | 4900 | 4900 | 4900
LFG | 14.5 | 14.5 | 14.5 | 15 | 15 | 15
Nuc | 0 | 0 | 0.01 | 0.01 | 0.01 | 0.02
PS | 0 | 0 | 0 | 0 | 0 | 0
PV | 1067.26 | 1067.26 | 1067.26 | 1067.26 | 1067.26 | 1067.26
PeakG | 0 | 0 | 0 | 0 | 0 | 0
PeakO | 0 | 0 | 0 | 0 | 0 | 0
ST | 0 | 0 | 0 | 0 | 0 | 0
STOG | 0 | 0 | 0 | 0 | 0 | 0
STWD | 0 | 0 | 0 | 0 | 0 | 0
WT | 2408.3 | 2408.3 | 2408.3 | 2408.3 | 2408.31 | 9590.04
IGCC | 0 | 0 | 0 | 0 | 0 | 0
DemandResponse | 0 | 0 | 0 | 0 | 0 | 0
IGCC-CCS | 0 | 0 | 0 | 0 | 0 | 0
WT_off | 0.03 | 0.04 | 0.04 | 0.04 | 0.06 | 0.08
PseudoUnit | 0 | 0 | 0.01 | 2.69 | 2500 | 2500
FixedInterchange | 0 | 0 | 0 | 0 | 0 | 0
Cumulative New Build Capacity by Reporting Type: EI
ReportingType | 2015 | 2020 | 2025 | 2030 | 2035 | 2040
BM | 1067.45 | 1238.06 | 1776.7 | 2919.66 | 27726.8 | 49068.68
CC | 75249.51 | 113602.31 | 113603.82 | 113605.38 | 113605.86 | 113605.91
CSP | 0 | 0 | 0 | 0 | 0 | 0
CT | 4692.11 | 5097.25 | 5097.29 | 5683.56 | 8685.99 | 8686.04
Coal | 7858.74 | 7858.8 | 7858.81 | 7858.82 | 7858.83 | 7858.83
Geo | 0 | 0 | 0 | 0 | 0 | 0
H | 0 | 1198.76 | 3466.75 | 7137.24 | 8337.25 | 8337.33
LFG | 155.8 | 1220.35 | 2510.02 | 3234.08 | 3234.08 | 3234.08
Nuc | 2740.56 | 7270.56 | 10364.85 | 30961.57 | 62564.11 | 100932.78
PS | 0 | 0 | 0 | 0 | 0 | 0
PV | 1124.97 | 3190.24 | 4091.07 | 4265.7 | 4279.12 | 4344.28
PeakG | 0 | 0 | 0 | 0 | 0 | 0
PeakO | 0 | 0 | 0 | 0 | 0 | 0
ST | 0 | 0 | 0 | 0 | 0 | 0
STOG | 0 | 0 | 0 | 0 | 0 | 0
STWD | 0 | 0 | 0 | 0 | 0 | 0
WT | 22194.71 | 137515.04 | 286465.81 | 296645.83 | 316163.71 | 330355.91
IGCC | 618.09 | 618.17 | 618.18 | 618.19 | 618.21 | 618.22
DemandResponse | 0 | 0 | 0 | 0 | 0 | 0
IGCC-CCS | 0 | 0.12 | 0.19 | 0.28 | 0.5 | 0.54
WT_off | 468.86 | 468.94 | 1569 | 1569.07 | 1569.15 | 1569.19
PseudoUnit | 0 | 0.03 | 0.1 | 2536.95 | 5800 | 5800
FixedInterchange | 0 | 0 | 0 | 0 | 0 | 0
Cumulative New Build Capacity by Reporting Type: Outside_EI
ReportingType | 2015 | 2020 | 2025 | 2030 | 2035 | 2040
BM | 183.55 | 183.57 | 183.58 | 183.59 | 4820.69 | 6369.28
CC | 21957.44 | 27512.07 | 27512.72 | 27512.98 | 27513 | 27513.01
CSP | 0 | 0 | 0 | 0 | 0 | 0
CT | 1702.13 | 1702.15 | 1702.17 | 1702.18 | 1702.18 | 1702.2
Coal | 2905.01 | 2905.02 | 2905.02 | 2905.02 | 2905.02 | 2905.02
Geo | 135.98 | 2211 | 6640 | 6640 | 6640 | 6640.01
H | 0 | 0.01 | 0.03 | 0.07 | 335.05 | 335.08
LFG | 36.21 | 924.66 | 1845 | 1845.01 | 1845.01 | 1845.01
Nuc | 0 | 0 | 7886.61 | 26308.99 | 44706.54 | 56337.87
PS | 0 | 0 | 0 | 0 | 0 | 0
PV | 121.05 | 121.06 | 121.08 | 121.1 | 121.12 | 121.18
PeakG | 0 | 0 | 0 | 0 | 0 | 0
PeakO | 0 | 0 | 0 | 0 | 0 | 0
ST | 760 | 1573.05 | 1800.77 | 1917.79 | 4849.62 | 5686.46
STOG | 0 | 0 | 0 | 0 | 0 | 0
STWD | 0 | 0 | 0 | 0 | 0 | 0
WT | 3147.31 | 22802.83 | 55423.17 | 77294.23 | 85970.01 | 89551.94
IGCC | 0.01 | 0.02 | 0.02 | 0.02 | 0.03 | 0.03
DemandResponse | 0 | 0 | 0 | 0 | 0 | 0
IGCC-CCS | 0 | 0.02 | 0.05 | 0.06 | 0.1 | 0.1
WT_off | 0.15 | 0.16 | 0.17 | 0.18 | 0.19 | 0.21
PseudoUnit | 0 | 0 | 0 | 0 | 0 | 0
FixedInterchange | 0 | 0 | 0 | 0 | 0 | 0
#3 | 0.15: Retirements of Capacity (MW)
Retirements of Capacity by Reporting Type: Entergy
ReportingType | 2015 | 2020 | 2025 | 2030 | 2035 | 2040
BM | 0 | 0 | 0 | 0 | 0 | 0
CC | 0 | 0 | 0.01 | 0.04 | 587.2 | 3567.27
CSP | 0 | 0 | 0 | 0 | 0 | 0
CT | 0 | 0 | 0 | 0 | 0 | 0.01
Coal | 952.79 | 4452.77 | 1856.1 | 1046.59 | 0.12 | 0.07
Geo | 0 | 0 | 0 | 0 | 0 | 0
H | 0 | 0 | 0 | 0 | 0 | 0
LFG | 0 | 0 | 0 | 0 | 0 | 0
Nuc | 0 | 0 | 0 | 0 | 842 | 997
PS | 0 | 0 | 0 | 0 | 0 | 0
PV | 0 | 0 | 0 | 0 | 0 | 0
PeakG | 0 | 0 | 0 | 0.04 | 0.04 | 0.03
PeakO | 0 | 0 | 0 | 0.01 | 173.06 | 0.06
ST | 0 | 0 | 0 | 0 | 0 | 0
STOG | 12513.07 | 0 | 0.01 | 1148.78 | 1202.89 | 0.02
STWD | 0 | 0 | 0 | 0 | 0 | 0
WT | 0 | 0 | 0 | 0 | 0 | 0
IGCC | 0 | 0 | 0 | 0 | 0 | 0
DemandResponse | 0 | 0 | 0 | 0 | 0 | 0
IGCC-CCS | 0 | 0 | 0 | 0 | 0 | 0
WT_off | 0 | 0 | 0 | 0 | 0 | 0
PseudoUnit | 0 | 0 | 0 | 0 | 0 | 0
FixedInterchange | 0 | 0 | 0 | 0 | 0 | 0
Retirements of Capacity by Reporting Type: FRCC
ReportingType | 2015 | 2020 | 2025 | 2030 | 2035 | 2040
BM | 0 | 0 | 0 | 0 | 0 | 0
CC | 0 | 0 | 0 | 7333.63 | 5930.05 | 708.37
CSP | 0 | 0 | 0 | 0 | 0 | 0
CT | 0 | 0 | 0 | 0.07 | 2479.84 | 0
Coal | 7104.15 | 1104.01 | 1251.59 | 0.16 | 0.03 | 0.03
Geo | 0 | 0 | 0 | 0 | 0 | 0
H | 0 | 0 | 0 | 0 | 0 | 0
LFG | 0 | 0 | 0 | 0 | 0 | 0
Nuc | 0 | 0 | 0 | 0 | 1615.33 | 1677
PS | 0 | 0 | 0 | 0 | 0 | 0
PV | 0 | 0 | 0 | 0 | 0 | 0
PeakG | 0 | 0 | 0 | 2519.28 | 0.01 | 0.01
PeakO | 0.01 | 0.01 | 0.02 | 2282.61 | 0.01 | 0.01
ST | 0 | 0 | 0 | 0 | 0 | 0
STOG | 9685 | 0 | 147.74 | 0.13 | 0 | 0
STWD | 0 | 0 | 0 | 0 | 0 | 0
WT | 0 | 0 | 0 | 0 | 0 | 0
IGCC | 0 | 0 | 0 | 0 | 0 | 0
DemandResponse | 0 | 0 | 0 | 0 | 0 | 0
IGCC-CCS | 0 | 0 | 0 | 0 | 0 | 0
WT_off | 0 | 0 | 0 | 0 | 0 | 0
PseudoUnit | 0 | 0 | 0 | 0 | 0 | 0
FixedInterchange | 0 | 0 | 0 | 0 | 0 | 0
Retirements of Capacity by Reporting Type: MAPP_US
ReportingType | 2015 | 2020 | 2025 | 2030 | 2035 | 2040
BM | 0 | 0 | 0 | 0 | 0 | 0
CC | 0 | 0 | 0 | 0 | 0 | 0
CSP | 0 | 0 | 0 | 0 | 0 | 0
CT | 0 | 0 | 0 | 0 | 0 | 0
Coal | 1925.23 | 470.96 | 697.81 | 0.02 | 0.02 | 0.02
Geo | 0 | 0 | 0 | 0 | 0 | 0
H | 0 | 0 | 0 | 0 | 0 | 0
LFG | 0 | 0 | 0 | 0 | 0 | 0
Nuc | 0 | 0 | 0 | 0 | 0 | 0
PS | 0 | 0 | 0 | 0 | 0 | 0
PV | 0 | 0 | 0 | 0 | 0 | 0
PeakG | 0 | 0 | 0 | 0 | 0 | 0
PeakO | 0.01 | 0 | 0 | 0 | 0 | 0
ST | 0 | 0 | 0 | 0 | 0 | 0
STOG | 0.13 | 0 | 0 | 0 | 0 | 0
STWD | 0 | 0 | 0 | 0 | 0 | 0
WT | 0 | 0 | 0 | 0 | 0 | 0
IGCC | 0 | 0 | 0 | 0 | 0 | 0
DemandResponse | 0 | 0 | 0 | 0 | 0 | 0
IGCC-CCS | 0 | 0 | 0 | 0 | 0 | 0
WT_off | 0 | 0 | 0 | 0 | 0 | 0
PseudoUnit | 0 | 0 | 0 | 0 | 0 | 0
FixedInterchange | 0 | 0 | 0 | 0 | 0 | 0
Retirements of Capacity by Reporting Type: MISO_IN
ReportingType | 2015 | 2020 | 2025 | 2030 | 2035 | 2040
BM | 0 | 0 | 0 | 0 | 0 | 0
CC | 0 | 0 | 0 | 0 | 0 | 0.01
CSP | 0 | 0 | 0 | 0 | 0 | 0
CT | 0 | 0 | 0 | 0 | 0 | 0
Coal | 5485.07 | 1803.2 | 3823.64 | 0.04 | 0.1 | 0.25
Geo | 0 | 0 | 0 | 0 | 0 | 0
H | 0 | 0 | 0 | 0 | 0 | 0
LFG | 0 | 0 | 0 | 0 | 0 | 0
Nuc | 0 | 0 | 0 | 0 | 0 | 0
PS | 0 | 0 | 0 | 0 | 0 | 0
PV | 0 | 0 | 0 | 0 | 0 | 0
PeakG | 0 | 0 | 0 | 0 | 0 | 0
PeakO | 0 | 0 | 0 | 0 | 0 | 0
ST | 0 | 0 | 0 | 0 | 0 | 0
STOG | 0 | 0 | 0 | 0 | 0 | 0.01
STWD | 0 | 0 | 0 | 0 | 0 | 0
WT | 0 | 0 | 0 | 0 | 0 | 0
IGCC | 0 | 0 | 0 | 0 | 0 | 0
DemandResponse | 0 | 0 | 0 | 0 | 0 | 0
IGCC-CCS | 0 | 0 | 0 | 0 | 0 | 0
WT_off | 0 | 0 | 0 | 0 | 0 | 0
PseudoUnit | 0 | 0 | 0 | 0 | 0 | 0
FixedInterchange | 0 | 0 | 0 | 0 | 0 | 0
Retirements of Capacity by Reporting Type: MISO_MI
ReportingType | 2015 | 2020 | 2025 | 2030 | 2035 | 2040
BM | 0 | 0 | 0 | 0 | 0 | 0
CC | 0 | 0 | 0.01 | 0 | 0 | 0.01
CSP | 0 | 0 | 0 | 0 | 0 | 0
CT | 0 | 0 | 0 | 0 | 0 | 0
Coal | 6973.33 | 3816.12 | 0.52 | 0.03 | 0.04 | 0.08
Geo | 0 | 0 | 0 | 0 | 0 | 0
H | 0 | 0 | 0 | 0 | 0 | 0
LFG | 0 | 0 | 0 | 0 | 0 | 0
Nuc | 0 | 0 | 0 | 0 | 778 | 0
PS | 0 | 0 | 0 | 0 | 0 | 0
PV | 0 | 0 | 0 | 0 | 0 | 0
PeakG | 0 | 0 | 0 | 0 | 0 | 0
PeakO | 0 | 0 | 0 | 0 | 0 | 0
ST | 0 | 0 | 0 | 0 | 0 | 0
STOG | 0.02 | 0 | 0.05 | 0 | 0 | 0.02
STWD | 0 | 0 | 0 | 0 | 0 | 0
WT | 0 | 0 | 0 | 0 | 0 | 0
IGCC | 0 | 0 | 0 | 0 | 0 | 0
DemandResponse | 0 | 0 | 0 | 0 | 0 | 0
IGCC-CCS | 0 | 0 | 0 | 0 | 0 | 0
WT_off | 0 | 0 | 0 | 0 | 0 | 0
PseudoUnit | 0 | 0 | 0 | 0 | 0 | 0
FixedInterchange | 0 | 0 | 0 | 0 | 0 | 0
Retirements of Capacity by Reporting Type: MISO_MO-IL
ReportingType | 2015 | 2020 | 2025 | 2030 | 2035 | 2040
BM | 0 | 0 | 0 | 0 | 0 | 0
CC | 0 | 0 | 0 | 0 | 0 | 0.01
CSP | 0 | 0 | 0 | 0 | 0 | 0
CT | 0 | 0 | 0 | 0 | 0 | 0
Coal | 4803.92 | 6571.33 | 1947.87 | 0.04 | 0.1 | 0.18
Geo | 0 | 0 | 0 | 0 | 0 | 0
H | 0 | 0 | 0 | 0 | 0 | 0
LFG | 0 | 0 | 0 | 0 | 0 | 0
Nuc | 0 | 0 | 0 | 0 | 0 | 0
PS | 0 | 0 | 0 | 0 | 0 | 0
PV | 0 | 0 | 0 | 0 | 0 | 0
PeakG | 0 | 0 | 0.01 | 0 | 0 | 0
PeakO | 0 | 0 | 0 | 0 | 0 | 0
ST | 0 | 0 | 0 | 0 | 0 | 0
STOG | 0 | 0 | 0.01 | 0 | 0 | 0.01
STWD | 0 | 0 | 0 | 0 | 0 | 0
WT | 0 | 0 | 0 | 0 | 0 | 0
IGCC | 0 | 0 | 0 | 0 | 0 | 0
DemandResponse | 0 | 0 | 0 | 0 | 0 | 0
IGCC-CCS | 0 | 0 | 0 | 0 | 0 | 0
WT_off | 0 | 0 | 0 | 0 | 0 | 0
PseudoUnit | 0 | 0 | 0 | 0 | 0 | 0
FixedInterchange | 0 | 0 | 0 | 0 | 0 | 0
Retirements of Capacity by Reporting Type: MISO_W
ReportingType | 2015 | 2020 | 2025 | 2030 | 2035 | 2040
BM | 0 | 0 | 0 | 0 | 0 | 0
CC | 0 | 0 | 0 | 0 | 0 | 0.01
CSP | 0 | 0 | 0 | 0 | 0 | 0
CT | 0 | 0 | 0 | 0 | 0 | 0.01
Coal | 3725.18 | 4425.44 | 4982.59 | 0.04 | 0.09 | 0.27
Geo | 0 | 0 | 0 | 0 | 0 | 0
H | 0 | 0 | 0 | 0 | 0 | 0
LFG | 0 | 0 | 0 | 0 | 0 | 0
Nuc | 0 | 0 | 0 | 0 | 2361.23 | 0
PS | 0 | 0 | 0 | 0 | 0 | 0
PV | 0 | 0 | 0 | 0 | 0 | 0
PeakG | 0 | 0 | 0 | 0 | 0 | 0.01
PeakO | 0 | 0 | 0 | 0 | 0 | 0.01
ST | 0 | 0 | 0 | 0 | 0 | 0
STOG | 0 | 0 | 0 | 0 | 0 | 0.02
STWD | 0 | 0 | 0 | 0 | 0 | 0
WT | 0 | 0 | 0 | 0 | 0 | 0
IGCC | 0 | 0 | 0 | 0 | 0 | 0
DemandResponse | 0 | 0 | 0 | 0 | 0 | 0
IGCC-CCS | 0 | 0 | 0 | 0 | 0 | 0
WT_off | 0 | 0 | 0 | 0 | 0 | 0
PseudoUnit | 0 | 0 | 0 | 0 | 0 | 0
FixedInterchange | 0 | 0 | 0 | 0 | 0 | 0
Retirements of Capacity by Reporting Type: MISO_WUMS
ReportingType | 2015 | 2020 | 2025 | 2030 | 2035 | 2040
BM | 0 | 0 | 0 | 0 | 0 | 0
CC | 0 | 0 | 0 | 0 | 0 | 0.01
CSP | 0 | 0 | 0 | 0 | 0 | 0
CT | 0 | 0 | 0 | 0 | 0 | 0
Coal | 4190.01 | 1867.99 | 334.03 | 0.01 | 0.04 | 0.13
Geo | 0 | 0 | 0 | 0 | 0 | 0
H | 0 | 0 | 0 | 0 | 0 | 0
LFG | 0 | 0 | 0 | 0 | 0 | 0
Nuc | 0 | 0 | 0 | 0 | 1816.9 | 0
PS | 0 | 0 | 0 | 0 | 0 | 0
PV | 0 | 0 | 0 | 0 | 0 | 0
PeakG | 0 | 0 | 0 | 0 | 0 | 0
PeakO | 0 | 0 | 0 | 0 | 0 | 0
ST | 0 | 0 | 0 | 0 | 0 | 0
STOG | 59.5 | 0 | 0 | 0 | 0 | 0.01
STWD | 0 | 0 | 0 | 0 | 0 | 0
WT | 0 | 0 | 0 | 0 | 0 | 0
IGCC | 0 | 0 | 0 | 0 | 0 | 0
DemandResponse | 0 | 0 | 0 | 0 | 0 | 0
IGCC-CCS | 0 | 0 | 0 | 0 | 0 | 0
WT_off | 0 | 0 | 0 | 0 | 0 | 0
PseudoUnit | 0 | 0 | 0 | 0 | 0 | 0
FixedInterchange | 0 | 0 | 0 | 0 | 0 | 0
Retirements of Capacity by Reporting Type: Nebraska
ReportingType | 2015 | 2020 | 2025 | 2030 | 2035 | 2040
BM | 0 | 0 | 0 | 0 | 0 | 0
CC | 0 | 0 | 0 | 0 | 0 | 0
CSP | 0 | 0 | 0 | 0 | 0 | 0
CT | 0 | 0 | 0 | 0 | 0 | 0
Coal | 0.01 | 3195.56 | 0.03 | 0.01 | 0.01 | 0.01
Geo | 0 | 0 | 0 | 0 | 0 | 0
H | 0 | 0 | 0 | 0 | 0 | 0
LFG | 0 | 0 | 0 | 0 | 0 | 0
Nuc | 0 | 0 | 0 | 0 | 1251.8 | 0
PS | 0 | 0 | 0 | 0 | 0 | 0
PV | 0 | 0 | 0 | 0 | 0 | 0
PeakG | 0 | 0 | 0 | 0 | 0 | 0
PeakO | 0 | 0 | 0 | 0 | 0 | 0
ST | 0 | 0 | 0 | 0 | 0 | 0
STOG | 267.49 | 0 | 0 | 0 | 0 | 0
STWD | 0 | 0 | 0 | 0 | 0 | 0
WT | 0 | 0 | 0 | 0 | 0 | 0
IGCC | 0 | 0 | 0 | 0 | 0 | 0
DemandResponse | 0 | 0 | 0 | 0 | 0 | 0
IGCC-CCS | 0 | 0 | 0 | 0 | 0 | 0
WT_off | 0 | 0 | 0 | 0 | 0 | 0
PseudoUnit | 0 | 0 | 0 | 0 | 0 | 0
FixedInterchange | 0 | 0 | 0 | 0 | 0 | 0
Retirements of Capacity by Reporting Type: NEISO
ReportingType | 2015 | 2020 | 2025 | 2030 | 2035 | 2040
BM | 0 | 0 | 0 | 0 | 0 | 0
CC | 1043.02 | 3009.65 | 1514.28 | 583.99 | 282.02 | 63.13
CSP | 0 | 0 | 0 | 0 | 0 | 0
CT | 0 | 0 | 0 | 9.46 | 324.43 | 0
Coal | 2249.87 | 320.03 | 0.02 | 0.01 | 0.01 | 0.01
Geo | 0 | 0 | 0 | 0 | 0 | 0
H | 0 | 0 | 0 | 0 | 0 | 0
LFG | 0 | 0 | 0 | 0 | 0 | 0
Nuc | 0 | 0 | 0 | 0 | 1289 | 876.92
PS | 0 | 0 | 0 | 0 | 0 | 0
PV | 0 | 0 | 0 | 0 | 0 | 0
PeakG | 0 | 0.01 | 0.01 | 0.02 | 0.01 | 0
PeakO | 1182.54 | 0.03 | 0.01 | 0.01 | 0.01 | 0
ST | 0 | 0 | 0 | 0 | 0 | 0
STOG | 6236.85 | 0 | 0 | 0 | 0 | 0
STWD | 0 | 0 | 0 | 0 | 0 | 0
WT | 0 | 0 | 0 | 0 | 0 | 0
IGCC | 0 | 0 | 0 | 0 | 0 | 0
DemandResponse | 0 | 0 | 0 | 0 | 0 | 0
IGCC-CCS | 0 | 0 | 0 | 0 | 0 | 0
WT_off | 0 | 0 | 0 | 0 | 0 | 0
PseudoUnit | 0 | 0 | 0 | 0 | 0 | 0
FixedInterchange | 0 | 0 | 0 | 0 | 0 | 0
Retirements of Capacity by Reporting Type: NonRTO_Midwest
ReportingType | 2015 | 2020 | 2025 | 2030 | 2035 | 2040
BM | 0 | 0 | 0 | 0 | 0 | 0
CC | 0 | 0 | 0 | 0 | 0 | 2062.59
CSP | 0 | 0 | 0 | 0 | 0 | 0
CT | 0 | 0 | 0 | 0 | 0 | 0
Coal | 3381.48 | 2483.2 | 822.88 | 2215.15 | 0.32 | 0.08
Geo | 0 | 0 | 0 | 0 | 0 | 0
H | 0 | 0 | 0 | 0 | 0 | 0
LFG | 0 | 0 | 0 | 0 | 0 | 0
Nuc | 0 | 0 | 0 | 0 | 0 | 0
PS | 0 | 0 | 0 | 0 | 0 | 0
PV | 0 | 0 | 0 | 0 | 0 | 0
PeakG | 0.01 | 0 | 0 | 0.06 | 958.05 | 1061.55
PeakO | 0 | 0 | 0 | 0 | 11.79 | 0.03
ST | 0 | 0 | 0 | 0 | 0 | 0
STOG | 0 | 0 | 0 | 0 | 0 | 0
STWD | 0 | 0 | 0 | 0 | 0 | 0
WT | 0 | 0 | 0 | 0 | 0 | 0
IGCC | 0 | 0 | 0 | 0 | 0 | 0
DemandResponse | 0 | 0 | 0 | 0 | 0 | 0
IGCC-CCS | 0 | 0 | 0 | 0 | 0 | 0
WT_off | 0 | 0 | 0 | 0 | 0 | 0
PseudoUnit | 0 | 0 | 0 | 0 | 0 | 0
FixedInterchange | 0 | 0 | 0 | 0 | 0 | 0
Retirements of Capacity by Reporting Type: NYISO_A-F
ReportingType | 2015 | 2020 | 2025 | 2030 | 2035 | 2040
BM | 0 | 0 | 0 | 0 | 0 | 0
CC | 139.47 | 0 | 0.01 | 1803.84 | 96.63 | 638.23
CSP | 0 | 0 | 0 | 0 | 0 | 0
CT | 0 | 0 | 0 | 0 | 0 | 0
Coal | 2251.67 | 0.02 | 0.01 | 0.01 | 0 | 0
Geo | 0 | 0 | 0 | 0 | 0 | 0
H | 0 | 0 | 0 | 0 | 0 | 0
LFG | 0 | 0 | 0 | 0 | 0 | 0
Nuc | 0 | 0 | 0 | 621.2 | 580.5 | 852.2
PS | 0 | 0 | 0 | 0 | 0 | 0
PV | 0 | 0 | 0 | 0 | 0 | 0
PeakG | 0 | 0 | 0 | 0.01 | 0.01 | 0
PeakO | 0.12 | 0 | 0 | 38.14 | 0.02 | 0
ST | 0 | 0 | 0 | 0 | 0 | 0
STOG | 1700.94 | 0 | 0 | 0 | 0 | 0
STWD | 0 | 0 | 0 | 0 | 0 | 0
WT | 0 | 0 | 0 | 0 | 0 | 0
IGCC | 0 | 0 | 0 | 0 | 0 | 0
DemandResponse | 0 | 0 | 0 | 0 | 0 | 0
IGCC-CCS | 0 | 0 | 0 | 0 | 0 | 0
WT_off | 0 | 0 | 0 | 0 | 0 | 0
PseudoUnit | 0 | 0 | 0 | 0 | 0 | 0
FixedInterchange | 0 | 0 | 0 | 0 | 0 | 0
Retirements of Capacity by Reporting Type: NYISO_G-I
ReportingType | 2015 | 2020 | 2025 | 2030 | 2035 | 2040
BM | 0 | 0 | 0 | 0 | 0 | 0
CC | 0 | 0 | 0 | 0 | 0 | 0.01
CSP | 0 | 0 | 0 | 0 | 0 | 0
CT | 0 | 0 | 0 | 0 | 0 | 0
Coal | 368.13 | 0.01 | 0 | 0 | 0 | 0
Geo | 0 | 0 | 0 | 0 | 0 | 0
H | 0 | 0 | 0 | 0 | 0 | 0
LFG | 0 | 0 | 0 | 0 | 0 | 0
Nuc | 0 | 0 | 0 | 0 | 1019.6 | 1025
PS | 0 | 0 | 0 | 0 | 0 | 0
PV | 0 | 0 | 0 | 0 | 0 | 0
PeakG | 0 | 0 | 0 | 0 | 0 | 0
PeakO | 0 | 0 | 0 | 0 | 0 | 0
ST | 0 | 0 | 0 | 0 | 0 | 0
STOG | 2430.64 | 0 | 0 | 0 | 0 | 0.01
STWD | 0 | 0 | 0 | 0 | 0 | 0
WT | 0 | 0 | 0 | 0 | 0 | 0
IGCC | 0 | 0 | 0 | 0 | 0 | 0
DemandResponse | 0 | 0 | 0 | 0 | 0 | 0
IGCC-CCS | 0 | 0 | 0 | 0 | 0 | 0
WT_off | 0 | 0 | 0 | 0 | 0 | 0
PseudoUnit | 0 | 0 | 0 | 0 | 0 | 0
FixedInterchange | 0 | 0 | 0 | 0 | 0 | 0
Retirements of Capacity by Reporting Type: NYISO_J-K
ReportingType | 2015 | 2020 | 2025 | 2030 | 2035 | 2040
BM | 0 | 0 | 0 | 0 | 0 | 0
CC | 0 | 0 | 0 | 0 | 0 | 0
CSP | 0 | 0 | 0 | 0 | 0 | 0
CT | 0 | 0 | 0 | 0 | 0 | 0
Coal | 0 | 0 | 0 | 0 | 0 | 0
Geo | 0 | 0 | 0 | 0 | 0 | 0
H | 0 | 0 | 0 | 0 | 0 | 0
LFG | 0 | 0 | 0 | 0 | 0 | 0
Nuc | 0 | 0 | 0 | 0 | 0 | 0
PS | 0 | 0 | 0 | 0 | 0 | 0
PV | 0 | 0 | 0 | 0 | 31.79 | 0
PeakG | 0 | 0 | 0 | 0 | 0 | 0
PeakO | 0 | 0 | 0 | 0 | 0 | 0
ST | 0 | 0 | 0 | 0 | 0 | 0
STOG | 3386.05 | 0 | 0 | 0 | 0 | 0
STWD | 0 | 0 | 0 | 0 | 0 | 0
WT | 0 | 0 | 0 | 0 | 0 | 0
IGCC | 0 | 0 | 0 | 0 | 0 | 0
DemandResponse | 0 | 0 | 0 | 0 | 0 | 0
IGCC-CCS | 0 | 0 | 0 | 0 | 0 | 0
WT_off | 0 | 0 | 0 | 0 | 0 | 0
PseudoUnit | 0 | 0 | 0 | 0 | 0 | 0
FixedInterchange | 0 | 0 | 0 | 0 | 0 | 0
Retirements of Capacity by Reporting Type: PJM_E
ReportingType | 2015 | 2020 | 2025 | 2030 | 2035 | 2040
BM | 0 | 0 | 0 | 0 | 0 | 0
CC | 0 | 0 | 0 | 0 | 0.02 | 0.02
CSP | 0 | 0 | 0 | 0 | 0 | 0
CT | 0 | 0 | 0 | 0 | 0 | 25.94
Coal | 2803.51 | 567.56 | 0.55 | 0.01 | 0.01 | 0.05
Geo | 0 | 0 | 0 | 0 | 0 | 0
H | 0 | 0 | 0 | 0 | 0 | 0
LFG | 0 | 0 | 0 | 0 | 0 | 0
Nuc | 0 | 614.5 | 0 | 0 | 2224 | 1174
PS | 0 | 0 | 0 | 0 | 0 | 0
PV | 0 | 0 | 0 | 0 | 0 | 0
PeakG | 268.5 | 0 | 0 | 0 | 0 | 0
PeakO | 2.71 | 0 | 0 | 0 | 0 | 0.01
ST | 0 | 0 | 0 | 0 | 0 | 0
STOG | 629.57 | 0 | 0.01 | 0 | 0 | 2621.69
STWD | 0 | 0 | 0 | 0 | 0 | 0
WT | 0 | 0 | 0 | 0 | 1149.67 | 0
IGCC | 0 | 0 | 0 | 0 | 0 | 0
DemandResponse | 0 | 0 | 0 | 0 | 0 | 0
IGCC-CCS | 0 | 0 | 0 | 0 | 0 | 0
WT_off | 0 | 0 | 0 | 0 | 0.01 | 0.01
PseudoUnit | 0 | 0 | 0 | 0 | 0 | 0
FixedInterchange | 0 | 0 | 0 | 0 | 0 | 0
Retirements of Capacity by Reporting Type: PJM_ROM
ReportingType | 2015 | 2020 | 2025 | 2030 | 2035 | 2040
BM | 0 | 0 | 0 | 0 | 0 | 0
CC | 0 | 0 | 0 | 0 | 0 | 0.02
CSP | 0 | 0 | 0 | 0 | 0 | 0
CT | 0 | 0 | 0 | 0 | 0 | 0
Coal | 13976.51 | 1234.06 | 521.11 | 0.02 | 0.06 | 0.72
Geo | 0 | 0 | 0 | 0 | 0 | 0
H | 0 | 0 | 0 | 0 | 0 | 0
LFG | 0 | 0 | 0 | 0 | 0 | 0
Nuc | 0 | 0 | 0 | 0 | 1732 | 899
PS | 0 | 0 | 0 | 0 | 0 | 0
PV | 0 | 0 | 0 | 0 | 0 | 0
PeakG | 0 | 0 | 0 | 0 | 0 | 0.01
PeakO | 270.01 | 0 | 0 | 0 | 0 | 0.02
ST | 0 | 0 | 0 | 0 | 0 | 0
STOG | 580.08 | 0 | 0.01 | 0 | 0 | 3528.63
STWD | 0 | 0 | 0 | 0 | 0 | 0
WT | 0 | 0 | 0 | 0 | 0 | 0
IGCC | 0 | 0 | 0 | 0 | 0 | 0
DemandResponse | 0 | 0 | 0 | 0 | 0 | 0
IGCC-CCS | 0 | 0 | 0 | 0 | 0 | 0
WT_off | 0 | 0 | 0 | 0 | 0 | 0
PseudoUnit | 0 | 0 | 0 | 0 | 0 | 0
FixedInterchange | 0 | 0 | 0 | 0 | 0 | 0
Retirements of Capacity by Reporting Type: PJM_ROR
ReportingType | 2015 | 2020 | 2025 | 2030 | 2035 | 2040
BM | 0 | 0 | 0 | 0 | 0 | 0
CC | 0 | 0 | 0 | 0 | 0.01 | 0.03
CSP | 0 | 0 | 0 | 0 | 0 | 0
CT | 0 | 0 | 0 | 0 | 0 | 0.01
Coal | 29830.61 | 11834.54 | 10447.88 | 0.09 | 0.24 | 0.32
Geo | 0 | 0 | 0 | 0 | 0 | 0
H | 0 | 0 | 0 | 0 | 0 | 0
LFG | 0 | 0 | 0 | 0 | 0 | 0
Nuc | 0 | 0 | 0 | 867 | 4275 | 4883.16
PS | 0 | 0 | 0 | 0 | 0 | 0
PV | 0 | 0 | 0 | 0 | 0 | 0
PeakG | 0.03 | 0 | 0.02 | 0 | 0 | 0.02
PeakO | 19 | 0 | 0 | 0 | 0 | 0.01
ST | 0 | 0 | 0 | 0 | 0 | 0
STOG | 0.03 | 0 | 0.02 | 0 | 0 | 2121.52
STWD | 0 | 0 | 0 | 0 | 0 | 0
WT | 0 | 0 | 0 | 0 | 0 | 0
IGCC | 0 | 0 | 0 | 0 | 0 | 0
DemandResponse | 0 | 0 | 0 | 0 | 0 | 0
IGCC-CCS | 0 | 0 | 0 | 0 | 0 | 0
WT_off | 0 | 0 | 0 | 0 | 0 | 0
PseudoUnit | 0 | 0 | 0 | 0 | 0 | 0
FixedInterchange | 0 | 0 | 0 | 0 | 0 | 0
Retirements of Capacity by Reporting Type: SOCO
ReportingType | 2015 | 2020 | 2025 | 2030 | 2035 | 2040
BM | 0 | 0 | 0 | 0 | 0 | 0
CC | 0.01 | 0 | 0 | 0.17 | 13660.63 | 6746.83
CSP | 0 | 0 | 0 | 0 | 0 | 0
CT | 0 | 0 | 0 | 0 | 0 | 0
Coal | 17197.13 | 4112.1 | 2044.95 | 0.22 | 0.08 | 0.06
Geo | 0 | 0 | 0 | 0 | 0 | 0
H | 0 | 0 | 0 | 0 | 0 | 0
LFG | 0 | 0 | 0 | 0 | 0 | 0
Nuc | 0 | 0 | 0 | 0 | 0 | 2645.05
PS | 0 | 0 | 0 | 0 | 0 | 0
PV | 0 | 0 | 0 | 0 | 0 | 0
PeakG | 0.13 | 0 | 0.01 | 0.31 | 6042.93 | 0.03
PeakO | 954.48 | 0 | 0 | 15.52 | 168.43 | 0.02
ST | 0 | 0 | 0 | 0 | 0 | 0
STOG | 853.89 | 0 | 0 | 0 | 0 | 0
STWD | 0 | 0 | 0 | 0 | 0 | 0
WT | 0 | 0 | 0 | 0 | 0 | 0
IGCC | 0 | 0 | 0 | 0 | 0 | 0
DemandResponse | 0 | 0 | 0 | 0 | 0 | 0
IGCC-CCS | 0 | 0 | 0 | 0 | 0 | 0
WT_off | 0 | 0 | 0 | 0 | 0 | 0
PseudoUnit | 0 | 0 | 0 | 0 | 0 | 0
FixedInterchange | 0 | 0 | 0 | 0 | 0 | 0
Retirements of Capacity by Reporting Type: SPP_N
ReportingType | 2015 | 2020 | 2025 | 2030 | 2035 | 2040
BM | 0 | 0 | 0 | 0 | 0 | 0
CC | 0 | 0 | 0 | 0 | 0 | 0
CSP | 0 | 0 | 0 | 0 | 0 | 0
CT | 0 | 0 | 0 | 0 | 0 | 0
Coal | 620.91 | 2833.21 | 4427.22 | 0.02 | 0.02 | 0.07
Geo | 0 | 0 | 0 | 0 | 0 | 0
H | 0 | 0 | 0 | 0 | 0 | 0
LFG | 0 | 0 | 0 | 0 | 0 | 0
Nuc | 0 | 0 | 0 | 0 | 0 | 0
PS | 0 | 0 | 0 | 0 | 0 | 0
PV | 0 | 0 | 0 | 0 | 0 | 0
PeakG | 0 | 0 | 0.01 | 0 | 0 | 0
PeakO | 0 | 0 | 0 | 0 | 0 | 0
ST | 0 | 0 | 0 | 0 | 0 | 0
STOG | 1739.5 | 0 | 0.01 | 0 | 0 | 0
STWD | 0 | 0 | 0 | 0 | 0 | 0
WT | 0 | 0 | 0 | 0 | 0 | 0
IGCC | 0 | 0 | 0 | 0 | 0 | 0
DemandResponse | 0 | 0 | 0 | 0 | 0 | 0
IGCC-CCS | 0 | 0 | 0 | 0 | 0 | 0
WT_off | 0 | 0 | 0 | 0 | 0 | 0
PseudoUnit | 0 | 0 | 0 | 0 | 0 | 0
FixedInterchange | 0 | 0 | 0 | 0 | 0 | 0
Retirements of Capacity by Reporting Type: SPP_S
ReportingType | 2015 | 2020 | 2025 | 2030 | 2035 | 2040
BM | 0 | 0 | 0 | 0 | 0 | 0
CC | 0.01 | 0 | 0.02 | 0 | 0 | 0.01
CSP | 0 | 0 | 0 | 0 | 0 | 0
CT | 0 | 0 | 0 | 0 | 0 | 0
Coal | 2097.98 | 6883.73 | 4156.36 | 0.04 | 0.04 | 0.26
Geo | 0 | 0 | 0 | 0 | 0 | 0
H | 0 | 0 | 0 | 0 | 0 | 0
LFG | 0 | 0 | 0 | 0 | 0 | 0
Nuc | 0 | 0 | 0 | 0 | 0 | 0
PS | 0 | 0 | 0 | 0 | 0 | 0
PV | 0 | 0 | 0 | 0 | 0 | 0
PeakG | 0 | 0 | 0 | 0 | 0 | 0.01
PeakO | 0 | 0 | 0 | 0 | 0 | 0
ST | 0 | 0 | 0 | 0 | 0 | 0
STOG | 2360.98 | 0 | 0.06 | 0 | 0 | 0.01
STWD | 0 | 0 | 0 | 0 | 0 | 0
WT | 0 | 0 | 0 | 0 | 0 | 0
IGCC | 0 | 0 | 0 | 0 | 0 | 0
DemandResponse | 0 | 0 | 0 | 0 | 0 | 0
IGCC-CCS | 0 | 0 | 0 | 0 | 0 | 0
WT_off | 0 | 0 | 0 | 0 | 0 | 0
PseudoUnit | 0 | 0 | 0 | 0 | 0 | 0
FixedInterchange | 0 | 0 | 0 | 0 | 0 | 0
Retirements of Capacity by Reporting Type: TVA
ReportingType | 2015 | 2020 | 2025 | 2030 | 2035 | 2040
BM | 0 | 0 | 0 | 0 | 0 | 0
CC | 0 | 0 | 0 | 0.01 | 4637.59 | 3188.24
CSP | 0 | 0 | 0 | 0 | 0 | 0
CT | 0 | 0 | 0 | 0 | 0 | 0
Coal | 9165.1 | 2104.2 | 1867.33 | 2020.7 | 0.15 | 0.03
Geo | 0 | 0 | 0 | 0 | 0 | 0
H | 0 | 0 | 0 | 0 | 0 | 0
LFG | 0 | 0 | 0 | 0 | 0 | 0
Nuc | 0 | 0 | 0 | 0 | 2512.33 | 1278.67
PS | 0 | 0 | 0 | 0 | 0 | 0
PV | 0 | 0 | 0 | 0 | 0 | 0
PeakG | 0 | 0 | 0 | 0.02 | 103.89 | 0.05
PeakO | 0 | 0 | 0 | 0 | 82.81 | 0.01
ST | 0 | 0 | 0 | 0 | 0 | 0
STOG | 0 | 0 | 0 | 0 | 0 | 0
STWD | 0 | 0 | 0 | 0 | 0 | 0
WT | 0 | 0 | 0 | 0 | 0 | 0
IGCC | 0 | 0 | 0 | 0 | 0 | 0
DemandResponse | 0 | 0 | 0 | 0 | 0 | 0
IGCC-CCS | 0 | 0 | 0 | 0 | 0 | 0
WT_off | 0 | 0 | 0 | 0 | 0 | 0
PseudoUnit | 0 | 0 | 0 | 0 | 0 | 0
FixedInterchange | 0 | 0 | 0 | 0 | 0 | 0
Retirements of Capacity by Reporting Type: TVA_Transmission
ReportingType | 2015 | 2020 | 2025 | 2030 | 2035 | 2040
BM | 0 | 0 | 0 | 0 | 0 | 0
CC | 0 | 0 | 0 | 0 | 0 | 0
CSP | 0 | 0 | 0 | 0 | 0 | 0
CT | 0 | 0 | 0 | 0 | 0 | 0
Coal | 0 | 0 | 0 | 0 | 0 | 0
Geo | 0 | 0 | 0 | 0 | 0 | 0
H | 0 | 0 | 0 | 0 | 0 | 0
LFG | 0 | 0 | 0 | 0 | 0 | 0
Nuc | 0 | 0 | 0 | 0 | 0 | 0
PS | 0 | 0 | 0 | 0 | 0 | 0
PV | 0 | 0 | 0 | 0 | 0 | 0
PeakG | 0 | 0 | 0 | 0 | 0 | 0
PeakO | 0 | 0 | 0 | 0 | 0 | 0
ST | 0 | 0 | 0 | 0 | 0 | 0
STOG | 0 | 0 | 0 | 0 | 0 | 0
STWD | 0 | 0 | 0 | 0 | 0 | 0
WT | 0 | 0 | 0 | 0 | 0 | 0
IGCC | 0 | 0 | 0 | 0 | 0 | 0
DemandResponse | 0 | 0 | 0 | 0 | 0 | 0
IGCC-CCS | 0 | 0 | 0 | 0 | 0 | 0
WT_off | 0 | 0 | 0 | 0 | 0 | 0
PseudoUnit | 0 | 0 | 0 | 0 | 0 | 0
FixedInterchange | 0 | 0 | 0 | 0 | 0 | 0
Retirements of Capacity by Reporting Type: VACAR
ReportingType | 2015 | 2020 | 2025 | 2030 | 2035 | 2040
BM | 0 | 0 | 0 | 0 | 0 | 0
CC | 0 | 0 | 0 | 0.03 | 2696.32 | 6456.33
CSP | 0 | 0 | 0 | 0 | 0 | 0
CT | 0 | 0 | 0 | 717.12 | 0 | 0
Coal | 11478.39 | 1852.31 | 994.26 | 4647.13 | 0.08 | 0.04
Geo | 0 | 0 | 0 | 0 | 0 | 0
H | 0 | 0 | 0 | 0 | 0 | 0
LFG | 0 | 0 | 0 | 0 | 0 | 0
Nuc | 0 | 0 | 0 | 0 | 3248 | 1858
PS | 0 | 0 | 0 | 0 | 0 | 0
PV | 0 | 0 | 0 | 0 | 0 | 0
PeakG | 0 | 0 | 0 | 0.05 | 3863.09 | 0.01
PeakO | 0 | 0 | 0 | 0.06 | 1267.53 | 0.01
ST | 0 | 0 | 0 | 0 | 0 | 0
STOG | 0 | 0 | 0 | 90.75 | 1.18 | 0
STWD | 0 | 0 | 0 | 0 | 0 | 0
WT | 0 | 0 | 0 | 0 | 0 | 0
IGCC | 0 | 0 | 0 | 0 | 0 | 0
DemandResponse | 0 | 0 | 0 | 0 | 0 | 0
IGCC-CCS | 0 | 0 | 0 | 0 | 0 | 0
WT_off | 0 | 0 | 0 | 0 | 0 | 0
PseudoUnit | 0 | 0 | 0 | 0 | 0 | 0
FixedInterchange | 0 | 0 | 0 | 0 | 0 | 0
Retirements of Capacity by Reporting Type: IESO
ReportingType | 2015 | 2020 | 2025 | 2030 | 2035 | 2040
BM | 0 | 0 | 0 | 0 | 0 | 0
CC | 5942.73 | 0 | 0 | 0 | 0 | 0
CSP | 0 | 0 | 0 | 0 | 0 | 0
CT | 0 | 0 | 0 | 0 | 367.35 | 0
Coal | 6415.98 | 0 | 0 | 0 | 0 | 0
Geo | 0 | 0 | 0 | 0 | 0 | 0
H | 0 | 0 | 0 | 0 | 0 | 0
LFG | 0 | 0 | 0 | 0 | 0 | 0
Nuc | 0 | 0 | 0 | 0 | 1030 | 1540
PS | 0 | 0 | 0 | 0 | 0 | 0
PV | 0 | 0 | 0 | 0 | 1067.26 | 0
PeakG | 581.99 | 0 | 0 | 0 | 0 | 0
PeakO | 174.73 | 0 | 0 | 0 | 0 | 0
ST | 0 | 0 | 0 | 0 | 0 | 0
STOG | 2125.96 | 0 | 0 | 0 | 0 | 0
STWD | 0 | 0 | 0 | 0 | 0 | 0
WT | 0 | 0 | 0 | 0 | 0 | 0
IGCC | 0 | 0 | 0 | 0 | 0 | 0
DemandResponse | 0 | 0 | 0 | 0 | 0 | 0
IGCC-CCS | 0 | 0 | 0 | 0 | 0 | 0
WT_off | 0 | 0 | 0 | 0 | 0 | 0
PseudoUnit | 0 | 0 | 0 | 0 | 0 | 0
FixedInterchange | 0 | 0 | 0 | 0 | 0 | 0
Retirements of Capacity by Reporting Type: MAPP_CA
ReportingType | 2015 | 2020 | 2025 | 2030 | 2035 | 2040
BM | 0 | 0 | 0 | 0 | 0 | 0
CC | 0 | 0 | 730.89 | 0.03 | 0.01 | 0.01
CSP | 0 | 0 | 0 | 0 | 0 | 0
CT | 0 | 0 | 0 | 0 | 0 | 0
Coal | 795.15 | 560.33 | 390.36 | 0.01 | 0 | 0
Geo | 0 | 0 | 0 | 0 | 0 | 0
H | 0 | 0 | 0 | 0 | 0 | 0
LFG | 0 | 0 | 0 | 0 | 0 | 0
Nuc | 0 | 0 | 0 | 0 | 0 | 0
PS | 0 | 0 | 0 | 0 | 0 | 0
PV | 0 | 0 | 0 | 0 | 0 | 0
PeakG | 0 | 0 | 553.24 | 5.64 | 0.01 | 0.01
PeakO | 0 | 0 | 3.93 | 0.04 | 0 | 0
ST | 0 | 0 | 0 | 0 | 0 | 0
STOG | 0 | 0 | 125.97 | 0 | 0 | 0
STWD | 0 | 0 | 0 | 0 | 0 | 0
WT | 0 | 0 | 0 | 0 | 302.35 | 0
IGCC | 0 | 0 | 0 | 0 | 0 | 0
DemandResponse | 0 | 0 | 0 | 0 | 0 | 0
IGCC-CCS | 0 | 0 | 0 | 0 | 0 | 0
WT_off | 0 | 0 | 0 | 0 | 0 | 0
PseudoUnit | 0 | 0 | 0 | 0 | 0 | 0
FixedInterchange | 0 | 0 | 0 | 0 | 0 | 0
Retirements of Capacity by Reporting Type: AZ_NM_SNV_Coal
ReportingType | 2015 | 2020 | 2025 | 2030 | 2035 | 2040
BM | 0 | 0 | 0 | 0 | 0 | 0
CC | 0 | 0 | 0 | 0 | 0 | 0
CSP | 0 | 0 | 0 | 0 | 0 | 0
CT | 0 | 0 | 0 | 0 | 0 | 0
Coal | 2991.88 | 597.14 | 2682.25 | 3382.1 | 0.12 | 0.11
Geo | 0 | 0 | 0 | 0 | 0 | 0
H | 0 | 0 | 0 | 0 | 0 | 0
LFG | 0 | 0 | 0 | 0 | 0 | 0
Nuc | 0 | 0 | 0 | 0 | 0 | 0
PS | 0 | 0 | 0 | 0 | 0 | 0
PV | 0 | 0 | 0 | 0 | 0 | 0
PeakG | 0 | 0 | 0 | 0 | 0 | 0
PeakO | 0 | 0 | 0 | 0.01 | 0.01 | 0.01
ST | 0 | 0 | 0 | 0 | 0 | 0
STOG | 0 | 0 | 0 | 0 | 0 | 0
STWD | 0 | 0 | 0 | 0 | 0 | 0
WT | 0 | 0 | 0 | 0 | 0 | 0
IGCC | 0 | 0 | 0 | 0 | 0 | 0
DemandResponse | 0 | 0 | 0 | 0 | 0 | 0
IGCC-CCS | 0 | 0 | 0 | 0 | 0 | 0
WT_off | 0 | 0 | 0 | 0 | 0 | 0
PseudoUnit | 0 | 0 | 0 | 0 | 0 | 0
FixedInterchange | 0 | 0 | 0 | 0 | 0 | 0
Retirements of Capacity by Reporting Type: AZ_NM_SNV_Gas
ReportingType | 2015 | 2020 | 2025 | 2030 | 2035 | 2040
BM | 0 | 0 | 0 | 0 | 0 | 0
CC | 1094.67 | 0 | 0 | 1410.08 | 4261.95 | 477.44
CSP | 0 | 0 | 0 | 0 | 0 | 0
CT | 0 | 0 | 0 | 0 | 735.89 | 0
Coal | 0 | 0 | 0 | 0 | 0 | 0
Geo | 0 | 0 | 0 | 0 | 0 | 0
H | 0 | 0 | 0 | 0 | 0 | 0
LFG | 0 | 0 | 0 | 0 | 0 | 0
Nuc | 0 | 0 | 0 | 0 | 0 | 0
PS | 0 | 0 | 0 | 0 | 0 | 0
PV | 0 | 0 | 0 | 0 | 0 | 0
PeakG | 0.01 | 0 | 0 | 0.01 | 0 | 0.01
PeakO | 0 | 0 | 0 | 0 | 0 | 0
ST | 0 | 0 | 0 | 0 | 0 | 0
STOG | 2063.89 | 0 | 0 | 0 | 0 | 0
STWD | 0 | 0 | 0 | 0 | 0 | 0
WT | 0 | 0 | 0 | 0 | 0 | 0
IGCC | 0 | 0 | 0 | 0 | 0 | 0
DemandResponse | 0 | 0 | 0 | 0 | 0 | 0
IGCC-CCS | 0 | 0 | 0 | 0 | 0 | 0
WT_off | 0 | 0 | 0 | 0 | 0 | 0
PseudoUnit | 0 | 0 | 0 | 0 | 0 | 0
FixedInterchange | 0 | 0 | 0 | 0 | 0 | 0
Retirements of Capacity by Reporting Type: AZ_NM_SNV_NucRenew
ReportingType | 2015 | 2020 | 2025 | 2030 | 2035 | 2040
BM | 0 | 0 | 0 | 0 | 0 | 0
CC | 0 | 0 | 0 | 0 | 0 | 0
CSP | 65 | 0 | 0 | 0 | 0 | 0
CT | 0 | 0 | 0 | 0 | 0 | 0
Coal | 0 | 0 | 0 | 0 | 0 | 0
Geo | 0 | 0 | 0 | 0 | 0 | 0
H | 0 | 0 | 0 | 0 | 0 | 0
LFG | 0 | 0 | 0 | 0 | 0 | 0
Nuc | 0 | 0 | 0 | 0 | 0 | 0
PS | 0 | 0 | 0 | 0 | 0 | 0
PV | 0 | 0 | 0 | 0 | 0 | 0
PeakG | 0 | 0 | 0 | 0 | 0 | 0
PeakO | 0 | 0 | 0 | 0 | 0 | 0
ST | 0 | 0 | 0 | 0 | 0 | 0
STOG | 0 | 0 | 0 | 0 | 0 | 0
STWD | 0 | 0 | 0 | 0 | 0 | 0
WT | 0 | 0 | 0 | 0 | 0 | 0
IGCC | 0 | 0 | 0 | 0 | 0 | 0
DemandResponse | 0 | 0 | 0 | 0 | 0 | 0
IGCC-CCS | 0 | 0 | 0 | 0 | 0 | 0
WT_off | 0 | 0 | 0 | 0 | 0 | 0
PseudoUnit | 0 | 0 | 0 | 0 | 0 | 0
FixedInterchange | 0 | 0 | 0 | 0 | 0 | 0
Retirements of Capacity by Reporting Type: ERCOT
ReportingType | 2015 | 2020 | 2025 | 2030 | 2035 | 2040
BM | 0 | 0 | 0 | 0 | 0 | 0
CC | 0 | 0 | 0 | 0.02 | 6330.06 | 3875.01
CSP | 0 | 0 | 0 | 0 | 0 | 0
CT | 0 | 0 | 0 | 0 | 249.89 | 0
Coal | 13962.56 | 1538.09 | 559.9 | 0.22 | 0.12 | 0.09
Geo | 0 | 0 | 0 | 0 | 0 | 0
H | 0 | 0 | 0 | 0 | 0 | 0
LFG | 0 | 0 | 0 | 0 | 0 | 0
Nuc | 0 | 0 | 0 | 0 | 0 | 0
PS | 0 | 0 | 0 | 0 | 0 | 0
PV | 0 | 0 | 0 | 0 | 13.56 | 0
PeakG | 0 | 0 | 0 | 0.01 | 0.01 | 0.01
PeakO | 0 | 0 | 0 | 0 | 0.01 | 0.01
ST | 0 | 0 | 0 | 0 | 0 | 0
STOG | 5474.56 | 0.02 | 4343.23 | 4045.27 | 5069.7 | 0.02
STWD | 0 | 0 | 0 | 0 | 0 | 0
WT | 0 | 0 | 0 | 0 | 0 | 0
IGCC | 0 | 0 | 0 | 0 | 0 | 0
DemandResponse | 0 | 0 | 0 | 0 | 0 | 0
IGCC-CCS | 0 | 0 | 0 | 0 | 0 | 0
WT_off | 0 | 0 | 0 | 0 | 0 | 0
PseudoUnit | 0 | 0 | 0 | 0 | 0 | 0
FixedInterchange | 0 | 0 | 0 | 0 | 0 | 0
Retirements of Capacity by Reporting Type: NP15
ReportingType | 2015 | 2020 | 2025 | 2030 | 2035 | 2040
BM | 0 | 0 | 0 | 0 | 0 | 0
CC | 0 | 0 | 0 | 0.01 | 0.01 | 1159.67
CSP | 0 | 0 | 0 | 0 | 0 | 0
CT | 0 | 0 | 0 | 0 | 211.2 | 0
Coal | 0 | 191.81 | 0 | 0.03 | 0 | 0
Geo | 0 | 0 | 0 | 0 | 0 | 0
H | 0 | 0 | 0 | 0 | 0 | 0
LFG | 0 | 0 | 0 | 0 | 0 | 0
Nuc | 0 | 0 | 0 | 0 | 0 | 0
PS | 0 | 0 | 0 | 0 | 0 | 0
PV | 0 | 0 | 0 | 0 | 0 | 0
PeakG | 0 | 0 | 0 | 0 | 0 | 0
PeakO | 156 | 0 | 0 | 0 | 0 | 0
ST | 0 | 0 | 0 | 0 | 0 | 0
STOG | 1171.04 | 0 | 0 | 1554.55 | 642.85 | 0.01
STWD | 0 | 0 | 0 | 0 | 0 | 0
WT | 0 | 0 | 0 | 0 | 0 | 0
IGCC | 0 | 0 | 0 | 0 | 0 | 0
DemandResponse | 0 | 0 | 0 | 0 | 0 | 0
IGCC-CCS | 0 | 0 | 0 | 0 | 0 | 0
WT_off | 0 | 0 | 0 | 0 | 0 | 0
PseudoUnit | 0 | 0 | 0 | 0 | 0 | 0
FixedInterchange | 0 | 0 | 0 | 0 | 0 | 0
Retirements of Capacity by Reporting Type: NWPP_Coal
ReportingType | 2015 | 2020 | 2025 | 2030 | 2035 | 2040
BM | 0 | 0 | 0 | 0 | 0 | 0
CC | 0 | 0 | 0 | 0 | 0 | 0
CSP | 0 | 0 | 0 | 0 | 0 | 0
CT | 0 | 0 | 0 | 0 | 0 | 0
Coal | 6798.69 | 1855.33 | 4901.47 | 0.5 | 0.08 | 0.07
Geo | 0 | 0 | 0 | 0 | 0 | 0
H | 0 | 0 | 0 | 0 | 0 | 0
LFG | 0 | 0 | 0 | 0 | 0 | 0
Nuc | 0 | 0 | 0 | 0 | 0 | 0
PS | 0 | 0 | 0 | 0 | 0 | 0
PV | 0 | 0 | 0 | 0 | 0 | 0
PeakG | 0 | 0 | 0 | 0 | 0 | 0
PeakO | 182.95 | 0 | 0 | 0 | 0 | 0
ST | 0 | 0 | 0 | 0 | 0 | 0
STOG | 0 | 0 | 0 | 0 | 0 | 0
STWD | 0 | 0 | 0 | 0 | 0 | 0
WT | 0 | 0 | 0 | 0 | 0 | 0
IGCC | 0 | 0 | 0 | 0 | 0 | 0
DemandResponse | 0 | 0 | 0 | 0 | 0 | 0
IGCC-CCS | 0 | 0 | 0 | 0 | 0 | 0
WT_off | 0 | 0 | 0 | 0 | 0 | 0
PseudoUnit | 0 | 0 | 0 | 0 | 0 | 0
FixedInterchange | 0 | 0 | 0 | 0 | 0 | 0
Retirements of Capacity by Reporting Type: NWPP_Gas
ReportingType | 2015 | 2020 | 2025 | 2030 | 2035 | 2040
BM | 0 | 0 | 0 | 0 | 0 | 0
CC | 1677.93 | 0 | 0 | 2315.27 | 4011.64 | 299.88
CSP | 0 | 0 | 0 | 0 | 0 | 0
CT | 0 | 0 | 0 | 0 | 149.95 | 0
Coal | 0 | 0 | 0 | 0 | 0 | 0
Geo | 0 | 0 | 0 | 0 | 0 | 0
H | 0 | 0 | 0 | 0 | 0 | 0
LFG | 0 | 0 | 0 | 0 | 0 | 0
Nuc | 0 | 0 | 0 | 0 | 0 | 0
PS | 0 | 0 | 0 | 0 | 0 | 0
PV | 0 | 0 | 0 | 0 | 0 | 0
PeakG | 2622.92 | 0 | 0 | 0 | 0 | 0
PeakO | 0 | 0 | 0 | 0 | 0 | 0
ST | 0 | 0 | 0 | 0 | 0 | 0
STOG | 785.98 | 0 | 0 | 0 | 0 | 0
STWD | 0 | 0 | 0 | 0 | 0 | 0
WT | 0 | 0 | 0 | 0 | 0 | 0
IGCC | 0 | 0 | 0 | 0 | 0 | 0
DemandResponse | 0 | 0 | 0 | 0 | 0 | 0
IGCC-CCS | 0 | 0 | 0 | 0 | 0 | 0
WT_off | 0 | 0 | 0 | 0 | 0 | 0
PseudoUnit | 0 | 0 | 0 | 0 | 0 | 0
FixedInterchange | 0 | 0 | 0 | 0 | 0 | 0
Retirements of Capacity by Reporting Type: NWPP_NucRenew
ReportingType | 2015 | 2020 | 2025 | 2030 | 2035 | 2040
BM | 0 | 0 | 0 | 0 | 0 | 0
CC | 0 | 0 | 0 | 0 | 0 | 0
CSP | 0 | 0 | 0 | 0 | 0 | 0
CT | 0 | 0 | 0 | 0 | 0 | 0
Coal | 0 | 0 | 0 | 0 | 0 | 0
Geo | 4.8 | 0 | 0 | 0 | 0 | 0
H | 0 | 0 | 0 | 0 | 0 | 0
LFG | 0 | 0 | 0 | 0 | 0 | 0
Nuc | 0 | 0 | 0 | 0 | 0 | 0
PS | 0 | 0 | 0 | 0 | 0 | 0
PV | 0 | 0 | 0 | 0 | 0 | 0
PeakG | 0 | 0 | 0 | 0 | 0 | 0
PeakO | 0 | 0 | 0 | 0 | 0 | 0
ST | 0 | 0 | 0 | 0 | 0 | 0
STOG | 0 | 0 | 0 | 0 | 0 | 0
STWD | 0 | 0 | 0 | 0 | 0 | 0
WT | 0 | 0 | 0 | 0 | 0 | 0
IGCC | 0 | 0 | 0 | 0 | 0 | 0
DemandResponse | 0 | 0 | 0 | 0 | 0 | 0
IGCC-CCS | 0 | 0 | 0 | 0 | 0 | 0
WT_off | 0 | 0 | 0 | 0 | 0 | 0
PseudoUnit | 0 | 0 | 0 | 0 | 0 | 0
FixedInterchange | 0 | 0 | 0 | 0 | 0 | 0
Retirements of Capacity by Reporting Type: RMPA
ReportingType | 2015 | 2020 | 2025 | 2030 | 2035 | 2040
BM | 0 | 0 | 0 | 0 | 0 | 0
CC | 0.03 | 0 | 0 | 0.04 | 621.08 | 485.94
CSP | 1 | 0 | 0 | 0 | 0 | 0
CT | 0 | 0 | 0 | 0 | 151.94 | 0
Coal | 1185.75 | 1052.77 | 3691.64 | 857.24 | 0.1 | 0.1
Geo | 0 | 0 | 0 | 0 | 0 | 0
H | 0 | 0 | 0 | 0 | 0 | 0
LFG | 0 | 0 | 0 | 0 | 0 | 0
Nuc | 0 | 0 | 0 | 0 | 0 | 0
PS | 0 | 0 | 0 | 0 | 0 | 0
PV | 0 | 0 | 0 | 0 | 0 | 0
PeakG | 0.01 | 0 | 0.01 | 0.01 | 0.01 | 0.01
PeakO | 175.27 | 0 | 0 | 0 | 0.01 | 0.01
ST | 0 | 0 | 0 | 0 | 0 | 0
STOG | 216.91 | 0 | 0 | 0 | 0 | 0
STWD | 0 | 0 | 0 | 0 | 0 | 0
WT | 0 | 0 | 0 | 0 | 0 | 0
IGCC | 0 | 0 | 0 | 0 | 0 | 0
DemandResponse | 0 | 0 | 0 | 0 | 0 | 0
IGCC-CCS | 0 | 0 | 0 | 0 | 0 | 0
WT_off | 0 | 0 | 0 | 0 | 0 | 0
PseudoUnit | 0 | 0 | 0 | 0 | 0 | 0
FixedInterchange | 0 | 0 | 0 | 0 | 0 | 0
Retirements of Capacity by Reporting Type: SP15
ReportingType | 2015 | 2020 | 2025 | 2030 | 2035 | 2040
BM | 0 | 0 | 0 | 0 | 0 | 0
CC | 0 | 0 | 0 | 0.01 | 0.01 | 0.01
CSP | 409 | 0 | 0 | 0 | 0 | 0
CT | 0 | 0 | 0 | 0 | 0 | 0
Coal | 57 | 84.48 | 0.02 | 101.14 | 0.01 | 0.01
Geo | 0 | 0 | 0 | 0 | 0 | 0
H | 0 | 0 | 0 | 0 | 0 | 0
LFG | 0 | 0 | 0 | 0 | 0 | 0
Nuc | 0 | 0 | 0 | 0 | 0 | 0
PS | 0 | 0 | 0 | 0 | 0 | 0
PV | 0 | 0 | 0 | 0 | 0 | 0
PeakG | 44 | 0 | 0 | 0 | 0 | 0
PeakO | 15 | 0 | 0 | 0 | 0 | 0
ST | 0 | 0 | 0 | 0 | 0 | 0
STOG | 4136.04 | 0 | 0 | 1006.39 | 1934.19 | 0.01
STWD | 0 | 0 | 0 | 0 | 0 | 0
WT | 126.2 | 0 | 0 | 0 | 0 | 0
IGCC | 0 | 0 | 0 | 0 | 0 | 0
DemandResponse | 0 | 0 | 0 | 0 | 0 | 0
IGCC-CCS | 0 | 0 | 0 | 0 | 0 | 0
WT_off | 0 | 0 | 0 | 0 | 0 | 0
PseudoUnit | 0 | 0 | 0 | 0 | 0 | 0
FixedInterchange | 0 | 0 | 0 | 0 | 0 | 0
Retirements of Capacity by Reporting Type: ALB
ReportingType | 2015 | 2020 | 2025 | 2030 | 2035 | 2040
BM | 0 | 0 | 0 | 0 | 0 | 0
CC | 0 | 0 | 2201.83 | 0 | 0 | 832.38
CSP | 0 | 0 | 0 | 0 | 0 | 0
CT | 0 | 0 | 0 | 0 | 201.36 | 0
Coal | 1569.1 | 0.02 | 4176.4 | 0.02 | 0.01 | 0.01
Geo | 0 | 0 | 0 | 0 | 0 | 0
H | 0 | 0 | 0 | 0 | 0 | 0
LFG | 0 | 0 | 0 | 0 | 0 | 0
Nuc | 0 | 0 | 0 | 0 | 0 | 0
PS | 0 | 0 | 0 | 0 | 0 | 0
PV | 0 | 0 | 0 | 0 | 0 | 0
PeakG | 638.8 | 0 | 272.84 | 0 | 0 | 0
PeakO | 5.93 | 0 | 0 | 0 | 0 | 0
ST | 0 | 0 | 0 | 0 | 0 | 0
STOG | 185.97 | 0 | 0 | 0 | 0 | 0
STWD | 0 | 0 | 0 | 0 | 0 | 0
WT | 0 | 0 | 0 | 0 | 0 | 0
IGCC | 0 | 0 | 0 | 0 | 0 | 0
DemandResponse | 0 | 0 | 0 | 0 | 0 | 0
IGCC-CCS | 0 | 0 | 0 | 0 | 0 | 0
WT_off | 0 | 0 | 0 | 0 | 0 | 0
PseudoUnit | 0 | 0 | 0 | 0 | 0 | 0
FixedInterchange | 0 | 0 | 0 | 0 | 0 | 0
Retirements of Capacity by Reporting Type: BC
ReportingType | 2015 | 2020 | 2025 | 2030 | 2035 | 2040
BM | 0 | 0 | 0 | 0 | 0 | 0
CC | 0 | 0 | 204.92 | 0 | 0 | 0.02
CSP | 0 | 0 | 0 | 0 | 0 | 0
CT | 0 | 0 | 0 | 0 | 0 | 0
Coal | 0 | 0 | 0 | 0 | 0 | 0
Geo | 0 | 0 | 0 | 0 | 0 | 0
H | 0 | 0 | 0 | 0 | 0 | 0
LFG | 0 | 0 | 0 | 0 | 0 | 0
Nuc | 0 | 0 | 0 | 0 | 0 | 0
PS | 0 | 0 | 0 | 0 | 0 | 0
PV | 0 | 0 | 0 | 0 | 0 | 0
PeakG | 0 | 0.01 | 140.32 | 0 | 0 | 0
PeakO | 0 | 0.01 | 43.89 | 0 | 0 | 0
ST | 0 | 0 | 0 | 0 | 0 | 0
STOG | 826.25 | 81.19 | 30.52 | 0 | 0 | 0
STWD | 0 | 0 | 0 | 0 | 0 | 0
WT | 0 | 0 | 0 | 0 | 0 | 0
IGCC | 0 | 0 | 0 | 0 | 0 | 0
DemandResponse | 0 | 0 | 0 | 0 | 0 | 0
IGCC-CCS | 0 | 0 | 0 | 0 | 0 | 0
WT_off | 0 | 0 | 0 | 0 | 0 | 0
PseudoUnit | 0 | 0 | 0 | 0 | 0 | 0
FixedInterchange | 0 | 0 | 0 | 0 | 0 | 0
Retirements of Capacity by Reporting Type: HQ_IESO
ReportingType | 2015 | 2020 | 2025 | 2030 | 2035 | 2040
BM | 0 | 0 | 0 | 0 | 0 | 0
CC | 0 | 0 | 0 | 0 | 0 | 0
CSP | 0 | 0 | 0 | 0 | 0 | 0
CT | 0 | 0 | 0 | 0 | 0 | 0
Coal | 0 | 0 | 0 | 0 | 0 | 0
Geo | 0 | 0 | 0 | 0 | 0 | 0
H | 0 | 0 | 0 | 0 | 0 | 0
LFG | 0 | 0 | 0 | 0 | 0 | 0
Nuc | 0 | 0 | 0 | 0 | 0 | 0
PS | 0 | 0 | 0 | 0 | 0 | 0
PV | 0 | 0 | 0 | 0 | 0 | 0
PeakG | 0 | 0 | 0 | 0 | 0 | 0
PeakO | 0 | 0 | 0 | 0 | 0 | 0
ST | 0 | 0 | 0 | 0 | 0 | 0
STOG | 0 | 0 | 0 | 0 | 0 | 0
STWD | 0 | 0 | 0 | 0 | 0 | 0
WT | 0 | 0 | 0 | 0 | 0 | 0
IGCC | 0 | 0 | 0 | 0 | 0 | 0
DemandResponse | 0 | 0 | 0 | 0 | 0 | 0
IGCC-CCS | 0 | 0 | 0 | 0 | 0 | 0
WT_off | 0 | 0 | 0 | 0 | 0 | 0
PseudoUnit | 0 | 0 | 0 | 0 | 0 | 0
FixedInterchange | 0 | 0 | 0 | 0 | 0 | 0
Retirements of Capacity by Reporting Type: HQ_NEISO
ReportingType | 2015 | 2020 | 2025 | 2030 | 2035 | 2040
BM | 0 | 0 | 0 | 0 | 0 | 0
CC | 0 | 0 | 0 | 0 | 0 | 0
CSP | 0 | 0 | 0 | 0 | 0 | 0
CT | 0 | 0 | 0 | 0 | 0 | 0
Coal | 0 | 0 | 0 | 0 | 0 | 0
Geo | 0 | 0 | 0 | 0 | 0 | 0
H | 0 | 0 | 0 | 0 | 0 | 0
LFG | 0 | 0 | 0 | 0 | 0 | 0
Nuc | 0 | 0 | 0 | 0 | 0 | 0
PS | 0 | 0 | 0 | 0 | 0 | 0
PV | 0 | 0 | 0 | 0 | 0 | 0
PeakG | 0 | 0 | 0 | 0 | 0 | 0
PeakO | 0 | 0 | 0 | 0 | 0 | 0
ST | 0 | 0 | 0 | 0 | 0 | 0
STOG | 0 | 0 | 0 | 0 | 0 | 0
STWD | 0 | 0 | 0 | 0 | 0 | 0
WT | 0 | 0 | 0 | 0 | 0 | 0
IGCC | 0 | 0 | 0 | 0 | 0 | 0
DemandResponse | 0 | 0 | 0 | 0 | 0 | 0
IGCC-CCS | 0 | 0 | 0 | 0 | 0 | 0
WT_off | 0 | 0 | 0 | 0 | 0 | 0
PseudoUnit | 0 | 0 | 0 | 0 | 0 | 0
FixedInterchange | 0 | 0 | 0 | 0 | 0 | 0
Retirements of Capacity by Reporting Type: HQ_NY
ReportingType | 2015 | 2020 | 2025 | 2030 | 2035 | 2040
BM | 0 | 0 | 0 | 0 | 0 | 0
CC | 0 | 0 | 0 | 0 | 0 | 0
CSP | 0 | 0 | 0 | 0 | 0 | 0
CT | 0 | 0 | 0 | 0 | 0 | 0
Coal | 0 | 0 | 0 | 0 | 0 | 0
Geo | 0 | 0 | 0 | 0 | 0 | 0
H | 0 | 0 | 0 | 0 | 0 | 0
LFG | 0 | 0 | 0 | 0 | 0 | 0
Nuc | 0 | 0 | 0 | 0 | 0 | 0
PS | 0 | 0 | 0 | 0 | 0 | 0
PV | 0 | 0 | 0 | 0 | 0 | 0
PeakG | 0 | 0 | 0 | 0 | 0 | 0
PeakO | 0 | 0 | 0 | 0 | 0 | 0
ST | 0 | 0 | 0 | 0 | 0 | 0
STOG | 0 | 0 | 0 | 0 | 0 | 0
STWD | 0 | 0 | 0 | 0 | 0 | 0
WT | 0 | 0 | 0 | 0 | 0 | 0
IGCC | 0 | 0 | 0 | 0 | 0 | 0
DemandResponse | 0 | 0 | 0 | 0 | 0 | 0
IGCC-CCS | 0 | 0 | 0 | 0 | 0 | 0
WT_off | 0 | 0 | 0 | 0 | 0 | 0
PseudoUnit | 0 | 0 | 0 | 0 | 0 | 0
FixedInterchange | 0 | 0 | 0 | 0 | 0 | 0
Retirements of Capacity by Reporting Type: MARITIMES
ReportingType | 2015 | 2020 | 2025 | 2030 | 2035 | 2040
BM | 0 | 0 | 0 | 0 | 0 | 0
CC | 0 | 0 | 0 | 0 | 0 | 0
CSP | 0 | 0 | 0 | 0 | 0 | 0
CT | 0 | 0 | 0 | 0 | 0 | 0
Coal | 0 | 0 | 0 | 0 | 0 | 0
Geo | 0 | 0 | 0 | 0 | 0 | 0
H | 0 | 0 | 0 | 0 | 0 | 0
LFG | 0 | 0 | 0 | 0 | 0 | 0
Nuc | 0 | 0 | 0 | 0 | 0 | 0
PS | 0 | 0 | 0 | 0 | 0 | 0
PV | 0 | 0 | 0 | 0 | 0 | 0
PeakG | 0 | 0 | 0 | 0 | 0 | 0
PeakO | 0 | 0 | 0 | 0 | 0 | 0
ST | 0 | 0 | 0 | 0 | 0 | 0
STOG | 0 | 0 | 0 | 0 | 0 | 0
STWD | 0 | 0 | 0 | 0 | 0 | 0
WT | 0 | 0 | 0 | 0 | 0 | 0
IGCC | 0 | 0 | 0 | 0 | 0 | 0
DemandResponse | 0 | 0 | 0 | 0 | 0 | 0
IGCC-CCS | 0 | 0 | 0 | 0 | 0 | 0
WT_off | 0 | 0 | 0 | 0 | 0 | 0
PseudoUnit | 0 | 0 | 0 | 0 | 0 | 0
FixedInterchange | 0 | 0 | 0 | 0 | 0 | 0
Retirements of Capacity by Reporting Type: All
ReportingType | 2015 | 2020 | 2025 | 2030 | 2035 | 2040
BM | 0 | 0 | 0 | 0 | 0 | 0
CC | 9897.9 | 3009.7 | 4652.01 | 13447.18 | 43115.24 | 30561.49
CSP | 474.99 | 0 | 0 | 0 | 0 | 0
CT | 0 | 0 | 0 | 726.69 | 4871.88 | 26
Coal | 164357.09 | 67812.34 | 56578.78 | 14271.59 | 2.01 | 3.09
Geo | 4.8 | 0 | 0 | 0 | 0 | 0
H | 0 | 0 | 0 | 0 | 0 | 0
LFG | 0 | 0 | 0 | 0 | 0 | 0.01
Nuc | 0 | 614.5 | 0 | 1488.2 | 26575.7 | 19706
PS | 0 | 0 | 0 | 0 | 0 | 0
PV | 0 | 0 | 0 | 0.01 | 1112.61 | 0.01
PeakG | 4156.44 | 0.06 | 966.5 | 2525.49 | 10968.08 | 1061.79
PeakO | 3138.78 | 0.07 | 47.89 | 2336.44 | 1703.7 | 0.26
ST | 0 | 0 | 0 | 0 | 0 | 0
STOG | 59430.36 | 81.25 | 4647.66 | 7845.89 | 8850.86 | 8272.02
STWD | 0 | 0 | 0 | 0 | 0 | 0
WT | 126.2 | 0 | 0 | 0.01 | 1452.04 | 0.02
IGCC | 0 | 0 | 0 | 0 | 0 | 0
DemandResponse | 0 | 0 | 0 | 0 | 0 | 0
IGCC-CCS | 0 | 0 | 0 | 0 | 0 | 0
WT_off | 0 | 0 | 0 | 0.01 | 0.02 | 0.01
PseudoUnit | 0 | 0 | 0 | 0 | 0 | 0
FixedInterchange | 0 | 0 | 0 | 0 | 0 | 0
Retirements of Capacity by Reporting Type: EI_US
ReportingType | 2015 | 2020 | 2025 | 2030 | 2035 | 2040
BM | 0 | 0 | 0 | 0 | 0 | 0
CC | 1182.54 | 3009.68 | 1514.35 | 9721.72 | 27890.49 | 23431.13
CSP | 0 | 0 | 0 | 0 | 0 | 0
CT | 0 | 0 | 0 | 726.67 | 2804.29 | 25.99
Coal | 130580.97 | 61932.37 | 40176.74 | 9930.33 | 1.57 | 2.7
Geo | 0 | 0 | 0 | 0 | 0 | 0
H | 0 | 0 | 0 | 0 | 0 | 0
LFG | 0 | 0 | 0 | 0 | 0 | 0
Nuc | 0 | 614.5 | 0 | 1488.2 | 25545.7 | 18166
PS | 0 | 0 | 0 | 0 | 0 | 0
PV | 0 | 0 | 0 | 0.01 | 31.79 | 0.01
PeakG | 268.71 | 0.04 | 0.09 | 2519.82 | 10968.05 | 1061.75
PeakO | 2428.9 | 0.06 | 0.06 | 2336.38 | 1703.67 | 0.23
ST | 0 | 0 | 0 | 0 | 0 | 0
STOG | 42443.76 | 0.02 | 147.93 | 1239.67 | 1204.11 | 8271.97
STWD | 0 | 0 | 0 | 0 | 0 | 0
WT | 0 | 0 | 0 | 0.01 | 1149.68 | 0.01
IGCC | 0 | 0 | 0 | 0 | 0 | 0
DemandResponse | 0 | 0 | 0 | 0 | 0 | 0
IGCC-CCS | 0 | 0 | 0 | 0 | 0 | 0
WT_off | 0 | 0 | 0 | 0.01 | 0.02 | 0.01
PseudoUnit | 0 | 0 | 0 | 0 | 0 | 0
FixedInterchange | 0 | 0 | 0 | 0 | 0 | 0
Retirements of Capacity by Reporting Type: EI_Canada
ReportingType | 2015 | 2020 | 2025 | 2030 | 2035 | 2040
BM | 0 | 0 | 0 | 0 | 0 | 0
CC | 5942.73 | 0.01 | 730.89 | 0.03 | 0.01 | 0.01
CSP | 0 | 0 | 0 | 0 | 0 | 0
CT | 0 | 0 | 0 | 0 | 367.35 | 0
Coal | 7211.13 | 560.33 | 390.36 | 0.01 | 0 | 0
Geo | 0 | 0 | 0 | 0 | 0 | 0
H | 0 | 0 | 0 | 0 | 0 | 0
LFG | 0 | 0 | 0 | 0 | 0 | 0
Nuc | 0 | 0 | 0 | 0 | 1030 | 1540
PS | 0 | 0 | 0 | 0 | 0 | 0
PV | 0 | 0 | 0 | 0 | 1067.26 | 0
PeakG | 581.99 | 0 | 553.24 | 5.64 | 0.01 | 0.01
PeakO | 174.73 | 0 | 3.93 | 0.04 | 0 | 0
ST | 0 | 0 | 0 | 0 | 0 | 0
STOG | 2125.97 | 0 | 125.97 | 0 | 0 | 0
STWD | 0 | 0 | 0 | 0 | 0 | 0
WT | 0 | 0 | 0 | 0 | 302.35 | 0
IGCC | 0 | 0 | 0 | 0 | 0 | 0
DemandResponse | 0 | 0 | 0 | 0 | 0 | 0
IGCC-CCS | 0 | 0 | 0 | 0 | 0 | 0
WT_off | 0 | 0 | 0 | 0 | 0 | 0
PseudoUnit | 0 | 0 | 0 | 0 | 0 | 0
FixedInterchange | 0 | 0 | 0 | 0 | 0 | 0
Retirements of Capacity by Reporting Type: EI
ReportingType | 2015 | 2020 | 2025 | 2030 | 2035 | 2040
BM | 0 | 0 | 0 | 0 | 0 | 0
CC | 7125.27 | 3009.69 | 2245.24 | 9721.75 | 27890.49 | 23431.14
CSP | 0 | 0 | 0 | 0 | 0 | 0
CT | 0 | 0 | 0 | 726.67 | 3171.64 | 25.99
Coal | 137792.1 | 62492.71 | 40567.1 | 9930.34 | 1.57 | 2.71
Geo | 0 | 0 | 0 | 0 | 0 | 0
H | 0 | 0 | 0 | 0 | 0 | 0
LFG | 0 | 0 | 0 | 0 | 0 | 0
Nuc | 0 | 614.5 | 0 | 1488.2 | 26575.7 | 19706
PS | 0 | 0 | 0 | 0 | 0 | 0
PV | 0 | 0 | 0 | 0.01 | 1099.05 | 0.01
PeakG | 850.7 | 0.04 | 553.34 | 2525.46 | 10968.06 | 1061.76
PeakO | 2603.64 | 0.06 | 3.99 | 2336.41 | 1703.68 | 0.23
ST | 0 | 0 | 0 | 0 | 0 | 0
STOG | 44569.73 | 0.02 | 273.9 | 1239.67 | 1204.11 | 8271.97
STWD | 0 | 0 | 0 | 0 | 0 | 0
WT | 0 | 0 | 0 | 0.01 | 1452.04 | 0.02
IGCC | 0 | 0 | 0 | 0 | 0 | 0
DemandResponse | 0 | 0 | 0 | 0 | 0 | 0
IGCC-CCS | 0 | 0 | 0 | 0 | 0 | 0
WT_off | 0 | 0 | 0 | 0.01 | 0.02 | 0.01
PseudoUnit | 0 | 0 | 0 | 0 | 0 | 0
FixedInterchange | 0 | 0 | 0 | 0 | 0 | 0
Retirements of Capacity by Reporting Type: Outside_EI
ReportingType | 2015 | 2020 | 2025 | 2030 | 2035 | 2040
BM | 0 | 0 | 0 | 0 | 0 | 0
CC | 2772.63 | 0.01 | 2406.76 | 3725.42 | 15224.75 | 7130.35
CSP | 474.99 | 0 | 0 | 0 | 0 | 0
CT | 0 | 0 | 0 | 0.02 | 1700.24 | 0.01
Coal | 26564.99 | 5319.63 | 16011.68 | 4341.25 | 0.45 | 0.38
Geo | 4.8 | 0 | 0 | 0 | 0 | 0
H | 0 | 0 | 0 | 0 | 0 | 0
LFG | 0 | 0 | 0 | 0 | 0 | 0
Nuc | 0 | 0 | 0 | 0 | 0 | 0
PS | 0 | 0 | 0 | 0 | 0 | 0
PV | 0 | 0 | 0 | 0 | 13.56 | 0
PeakG | 3305.74 | 0.01 | 413.17 | 0.03 | 0.03 | 0.03
PeakO | 535.15 | 0.01 | 43.9 | 0.02 | 0.03 | 0.03
ST | 0 | 0 | 0 | 0 | 0 | 0
STOG | 14860.64 | 81.22 | 4373.76 | 6606.21 | 7646.75 | 0.05
STWD | 0 | 0 | 0 | 0 | 0 | 0
WT | 126.2 | 0 | 0 | 0 | 0 | 0.01
IGCC | 0 | 0 | 0 | 0 | 0 | 0
DemandResponse | 0 | 0 | 0 | 0 | 0 | 0
IGCC-CCS | 0 | 0 | 0 | 0 | 0 | 0
WT_off | 0 | 0 | 0 | 0 | 0 | 0
PseudoUnit | 0 | 0 | 0 | 0 | 0 | 0
FixedInterchange | 0 | 0 | 0 | 0 | 0 | 0
#4 | 0.15: Cumulative Retirements of Capacity (MW)
Cumulative Retirements of Capacity by Reporting Type: Entergy
ReportingType | 2015 | 2020 | 2025 | 2030 | 2035 | 2040
BM | 0 | 0 | 0 | 0 | 0 | 0
CC | 0 | 0.01 | 0.01 | 0.05 | 587.25 | 4154.52
CSP | 0 | 0 | 0 | 0 | 0 | 0
CT | 0 | 0 | 0 | 0 | 0.01 | 0.01
Coal | 952.79 | 5405.56 | 7261.65 | 8308.25 | 8308.37 | 8308.44
Geo | 0 | 0 | 0 | 0 | 0 | 0
H | 0 | 0 | 0 | 0 | 0 | 0
LFG | 0 | 0 | 0 | 0 | 0 | 0
Nuc | 0 | 0 | 0 | 0 | 842 | 1839
PS | 0 | 0 | 0 | 0 | 0 | 0
PV | 0 | 0 | 0 | 0 | 0 | 0
PeakG | 0 | 0 | 0.01 | 0.05 | 0.08 | 0.12
PeakO | 0 | 0 | 0 | 0.02 | 173.08 | 173.14
ST | 0 | 0 | 0 | 0 | 0 | 0
STOG | 12513.07 | 12513.07 | 12513.08 | 13661.86 | 14864.75 | 14864.77
STWD | 0 | 0 | 0 | 0 | 0 | 0
WT | 0 | 0 | 0 | 0 | 0 | 0
IGCC | 0 | 0 | 0 | 0 | 0 | 0
DemandResponse | 0 | 0 | 0 | 0 | 0 | 0
IGCC-CCS | 0 | 0 | 0 | 0 | 0 | 0
WT_off | 0 | 0 | 0 | 0 | 0 | 0
PseudoUnit | 0 | 0 | 0 | 0 | 0 | 0
FixedInterchange | 0 | 0 | 0 | 0 | 0 | 0
Cumulative Retirements of Capacity by Reporting Type: FRCC
ReportingType | 2015 | 2020 | 2025 | 2030 | 2035 | 2040
BM | 0 | 0 | 0 | 0 | 0 | 0
CC | 0 | 0 | 0.01 | 7333.64 | 13263.69 | 13972.06
CSP | 0 | 0 | 0 | 0 | 0 | 0
CT | 0 | 0 | 0 | 0.07 | 2479.91 | 2479.91
Coal | 7104.15 | 8208.16 | 9459.75 | 9459.91 | 9459.94 | 9459.97
Geo | 0 | 0 | 0 | 0 | 0 | 0
H | 0 | 0 | 0 | 0 | 0 | 0
LFG | 0 | 0 | 0 | 0 | 0 | 0
Nuc | 0 | 0 | 0 | 0 | 1615.33 | 3292.33
PS | 0 | 0 | 0 | 0 | 0 | 0
PV | 0 | 0 | 0 | 0 | 0 | 0
PeakG | 0 | 0 | 0.01 | 2519.29 | 2519.3 | 2519.31
PeakO | 0.01 | 0.02 | 0.04 | 2282.64 | 2282.65 | 2282.65
ST | 0 | 0 | 0 | 0 | 0 | 0
STOG | 9685 | 9685.01 | 9832.75 | 9832.88 | 9832.88 | 9832.89
STWD | 0 | 0 | 0 | 0 | 0 | 0
WT | 0 | 0 | 0 | 0 | 0 | 0
IGCC | 0 | 0 | 0 | 0 | 0 | 0
DemandResponse | 0 | 0 | 0 | 0 | 0 | 0
IGCC-CCS | 0 | 0 | 0 | 0 | 0 | 0
WT_off | 0 | 0 | 0 | 0 | 0 | 0
PseudoUnit | 0 | 0 | 0 | 0 | 0 | 0
FixedInterchange | 0 | 0 | 0 | 0 | 0 | 0
Cumulative Retirements of Capacity by Reporting Type: MAPP_US
ReportingType | 2015 | 2020 | 2025 | 2030 | 2035 | 2040
BM | 0 | 0 | 0 | 0 | 0 | 0
CC | 0 | 0 | 0 | 0 | 0.01 | 0.01
CSP | 0 | 0 | 0 | 0 | 0 | 0
CT | 0 | 0 | 0 | 0 | 0 | 0.01
Coal | 1925.23 | 2396.19 | 3094 | 3094.02 | 3094.03 | 3094.05
Geo | 0 | 0 | 0 | 0 | 0 | 0
H | 0 | 0 | 0 | 0 | 0 | 0
LFG | 0 | 0 | 0 | 0 | 0 | 0
Nuc | 0 | 0 | 0 | 0 | 0 | 0
PS | 0 | 0 | 0 | 0 | 0 | 0
PV | 0 | 0 | 0 | 0 | 0 | 0
PeakG | 0 | 0.01 | 0.01 | 0.01 | 0.01 | 0.01
PeakO | 0.01 | 0.01 | 0.01 | 0.01 | 0.01 | 0.02
ST | 0 | 0 | 0 | 0 | 0 | 0
STOG | 0.13 | 0.13 | 0.13 | 0.13 | 0.14 | 0.14
STWD | 0 | 0 | 0 | 0 | 0 | 0
WT | 0 | 0 | 0 | 0 | 0 | 0
IGCC | 0 | 0 | 0 | 0 | 0 | 0
DemandResponse | 0 | 0 | 0 | 0 | 0 | 0
IGCC-CCS | 0 | 0 | 0 | 0 | 0 | 0
WT_off | 0 | 0 | 0 | 0 | 0 | 0
PseudoUnit | 0 | 0 | 0 | 0 | 0 | 0
FixedInterchange | 0 | 0 | 0 | 0 | 0 | 0
Cumulative Retirements of Capacity by Reporting Type: MISO_IN
ReportingType | 2015 | 2020 | 2025 | 2030 | 2035 | 2040
BM | 0 | 0 | 0 | 0 | 0 | 0
CC | 0 | 0 | 0 | 0 | 0 | 0.01
CSP | 0 | 0 | 0 | 0 | 0 | 0
CT | 0 | 0 | 0 | 0 | 0 | 0
Coal | 5485.07 | 7288.28 | 11111.92 | 11111.96 | 11112.06 | 11112.31
Geo | 0 | 0 | 0 | 0 | 0 | 0
H | 0 | 0 | 0 | 0 | 0 | 0
LFG | 0 | 0 | 0 | 0 | 0 | 0
Nuc | 0 | 0 | 0 | 0 | 0 | 0
PS | 0 | 0 | 0 | 0 | 0 | 0
PV | 0 | 0 | 0 | 0 | 0 | 0
PeakG | 0 | 0 | 0.01 | 0.01 | 0.01 | 0.01
PeakO | 0 | 0 | 0 | 0 | 0 | 0.01
ST | 0 | 0 | 0 | 0 | 0 | 0
STOG | 0 | 0 | 0 | 0 | 0 | 0.01
STWD | 0 | 0 | 0 | 0 | 0 | 0
WT | 0 | 0 | 0 | 0 | 0 | 0
IGCC | 0 | 0 | 0 | 0 | 0 | 0
DemandResponse | 0 | 0 | 0 | 0 | 0 | 0
IGCC-CCS | 0 | 0 | 0 | 0 | 0 | 0
WT_off | 0 | 0 | 0 | 0 | 0 | 0
PseudoUnit | 0 | 0 | 0 | 0 | 0 | 0
FixedInterchange | 0 | 0 | 0 | 0 | 0 | 0
Cumulative Retirements of Capacity by Reporting Type: MISO_MI
ReportingType | 2015 | 2020 | 2025 | 2030 | 2035 | 2040
BM | 0 | 0 | 0 | 0 | 0 | 0
CC | 0 | 0 | 0.01 | 0.01 | 0.02 | 0.03
CSP | 0 | 0 | 0 | 0 | 0 | 0
CT | 0 | 0 | 0 | 0 | 0 | 0
Coal | 6973.33 | 10789.45 | 10789.97 | 10790 | 10790.04 | 10790.12
Geo | 0 | 0 | 0 | 0 | 0 | 0
H | 0 | 0 | 0 | 0 | 0 | 0
LFG | 0 | 0 | 0 | 0 | 0 | 0
Nuc | 0 | 0 | 0 | 0 | 778 | 778
PS | 0 | 0 | 0 | 0 | 0 | 0
PV | 0 | 0 | 0 | 0 | 0 | 0
PeakG | 0 | 0 | 0.01 | 0.01 | 0.01 | 0.02
PeakO | 0 | 0 | 0 | 0 | 0 | 0.01
ST | 0 | 0 | 0 | 0 | 0 | 0
STOG | 0.02 | 0.02 | 0.07 | 0.07 | 0.08 | 0.09
STWD | 0 | 0 | 0 | 0 | 0 | 0
WT | 0 | 0 | 0 | 0 | 0 | 0
IGCC | 0 | 0 | 0 | 0 | 0 | 0
DemandResponse | 0 | 0 | 0 | 0 | 0 | 0
IGCC-CCS | 0 | 0 | 0 | 0 | 0 | 0
WT_off | 0 | 0 | 0 | 0 | 0 | 0
PseudoUnit | 0 | 0 | 0 | 0 | 0 | 0
FixedInterchange | 0 | 0 | 0 | 0 | 0 | 0
Cumulative Retirements of Capacity by Reporting Type: MISO_MO-IL
ReportingType | 2015 | 2020 | 2025 | 2030 | 2035 | 2040
BM | 0 | 0 | 0 | 0 | 0 | 0
CC | 0 | 0 | 0 | 0 | 0 | 0.01
CSP | 0 | 0 | 0 | 0 | 0 | 0
CT | 0 | 0 | 0 | 0 | 0 | 0
Coal | 4803.92 | 11375.25 | 13323.12 | 13323.17 | 13323.27 | 13323.45
Geo | 0 | 0 | 0 | 0 | 0 | 0
H | 0 | 0 | 0 | 0 | 0 | 0
LFG | 0 | 0 | 0 | 0 | 0 | 0
Nuc | 0 | 0 | 0 | 0 | 0 | 0
PS | 0 | 0 | 0 | 0 | 0 | 0
PV | 0 | 0 | 0 | 0 | 0 | 0
PeakG | 0 | 0.01 | 0.01 | 0.01 | 0.01 | 0.02
PeakO | 0 | 0 | 0 | 0 | 0.01 | 0.01
ST | 0 | 0 | 0 | 0 | 0 | 0
STOG | 0 | 0 | 0.01 | 0.01 | 0.01 | 0.03
STWD | 0 | 0 | 0 | 0 | 0 | 0
WT | 0 | 0 | 0 | 0 | 0 | 0
IGCC | 0 | 0 | 0 | 0 | 0 | 0
DemandResponse | 0 | 0 | 0 | 0 | 0 | 0
IGCC-CCS | 0 | 0 | 0 | 0 | 0 | 0
WT_off | 0 | 0 | 0 | 0 | 0 | 0
PseudoUnit | 0 | 0 | 0 | 0 | 0 | 0
FixedInterchange | 0 | 0 | 0 | 0 | 0 | 0
Cumulative Retirements of Capacity by Reporting Type: MISO_W
ReportingType | 2015 | 2020 | 2025 | 2030 | 2035 | 2040
BM | 0 | 0 | 0 | 0 | 0 | 0
CC | 0 | 0 | 0.01 | 0.01 | 0.01 | 0.03
CSP | 0 | 0 | 0 | 0 | 0 | 0
CT | 0 | 0 | 0 | 0 | 0 | 0.01
Coal | 3725.18 | 8150.61 | 13133.2 | 13133.24 | 13133.33 | 13133.59
Geo | 0 | 0 | 0 | 0 | 0 | 0
H | 0 | 0 | 0 | 0 | 0 | 0
LFG | 0 | 0 | 0 | 0 | 0 | 0
Nuc | 0 | 0 | 0 | 0 | 2361.23 | 2361.23
PS | 0 | 0 | 0 | 0 | 0 | 0
PV | 0 | 0 | 0 | 0 | 0 | 0
PeakG | 0 | 0.01 | 0.01 | 0.01 | 0.01 | 0.02
PeakO | 0 | 0.01 | 0.01 | 0.01 | 0.02 | 0.03
ST | 0 | 0 | 0 | 0 | 0 | 0
STOG | 0 | 0 | 0.01 | 0.01 | 0.01 | 0.03
STWD | 0 | 0 | 0 | 0 | 0 | 0
WT | 0 | 0 | 0 | 0 | 0 | 0
IGCC | 0 | 0 | 0 | 0 | 0 | 0
DemandResponse | 0 | 0 | 0 | 0 | 0 | 0
IGCC-CCS | 0 | 0 | 0 | 0 | 0 | 0
WT_off | 0 | 0 | 0 | 0 | 0 | 0
PseudoUnit | 0 | 0 | 0 | 0 | 0 | 0
FixedInterchange | 0 | 0 | 0 | 0 | 0 | 0
Cumulative Retirements of Capacity by Reporting Type: MISO_WUMS
ReportingType | 2015 | 2020 | 2025 | 2030 | 2035 | 2040
BM | 0 | 0 | 0 | 0 | 0 | 0
CC | 0 | 0 | 0 | 0 | 0.01 | 0.01
CSP | 0 | 0 | 0 | 0 | 0 | 0
CT | 0 | 0 | 0 | 0 | 0 | 0
Coal | 4190.01 | 6058 | 6392.04 | 6392.05 | 6392.09 | 6392.22
Geo | 0 | 0 | 0 | 0 | 0 | 0
H | 0 | 0 | 0 | 0 | 0 | 0
LFG | 0 | 0 | 0 | 0 | 0 | 0
Nuc | 0 | 0 | 0 | 0 | 1816.9 | 1816.9
PS | 0 | 0 | 0 | 0 | 0 | 0
PV | 0 | 0 | 0 | 0 | 0 | 0
PeakG | 0 | 0 | 0.01 | 0.01 | 0.01 | 0.01
PeakO | 0 | 0 | 0 | 0 | 0 | 0.01
ST | 0 | 0 | 0 | 0 | 0 | 0
STOG | 59.5 | 59.5 | 59.5 | 59.5 | 59.51 | 59.52
STWD | 0 | 0 | 0 | 0 | 0 | 0
WT | 0 | 0 | 0 | 0 | 0 | 0
IGCC | 0 | 0 | 0 | 0 | 0 | 0
DemandResponse | 0 | 0 | 0 | 0 | 0 | 0
IGCC-CCS | 0 | 0 | 0 | 0 | 0 | 0
WT_off | 0 | 0 | 0 | 0 | 0 | 0
PseudoUnit | 0 | 0 | 0 | 0 | 0 | 0
FixedInterchange | 0 | 0 | 0 | 0 | 0 | 0
Cumulative Retirements of Capacity by Reporting Type: Nebraska
ReportingType | 2015 | 2020 | 2025 | 2030 | 2035 | 2040
BM | 0 | 0 | 0 | 0 | 0 | 0
CC | 0 | 0 | 0 | 0 | 0 | 0
CSP | 0 | 0 | 0 | 0 | 0 | 0
CT | 0 | 0 | 0 | 0 | 0 | 0
Coal | 0.01 | 3195.57 | 3195.6 | 3195.6 | 3195.61 | 3195.63
Geo | 0 | 0 | 0 | 0 | 0 | 0
H | 0 | 0 | 0 | 0 | 0 | 0
LFG | 0 | 0 | 0 | 0 | 0 | 0
Nuc | 0 | 0 | 0 | 0 | 1251.8 | 1251.8
PS | 0 | 0 | 0 | 0 | 0 | 0
PV | 0 | 0 | 0 | 0 | 0 | 0
PeakG | 0 | 0 | 0 | 0 | 0 | 0.01
PeakO | 0 | 0 | 0 | 0 | 0 | 0.01
ST | 0 | 0 | 0 | 0 | 0 | 0
STOG | 267.49 | 267.5 | 267.5 | 267.5 | 267.5 | 267.5
STWD | 0 | 0 | 0 | 0 | 0 | 0
WT | 0 | 0 | 0 | 0 | 0 | 0
IGCC | 0 | 0 | 0 | 0 | 0 | 0
DemandResponse | 0 | 0 | 0 | 0 | 0 | 0
IGCC-CCS | 0 | 0 | 0 | 0 | 0 | 0
WT_off | 0 | 0 | 0 | 0 | 0 | 0
PseudoUnit | 0 | 0 | 0 | 0 | 0 | 0
FixedInterchange | 0 | 0 | 0 | 0 | 0 | 0
Cumulative Retirements of Capacity by Reporting Type: NEISO
ReportingType | 2015 | 2020 | 2025 | 2030 | 2035 | 2040
BM | 0 | 0 | 0 | 0 | 0 | 0
CC | 1043.02 | 4052.67 | 5566.95 | 6150.94 | 6432.96 | 6496.09
CSP | 0 | 0 | 0 | 0 | 0 | 0
CT | 0 | 0 | 0 | 9.46 | 333.89 | 333.89
Coal | 2249.87 | 2569.9 | 2569.92 | 2569.92 | 2569.93 | 2569.94
Geo | 0 | 0 | 0 | 0 | 0 | 0
H | 0 | 0 | 0 | 0 | 0 | 0
LFG | 0 | 0 | 0 | 0 | 0 | 0
Nuc | 0 | 0 | 0 | 0 | 1289 | 2165.92
PS | 0 | 0 | 0 | 0 | 0 | 0
PV | 0 | 0 | 0 | 0 | 0 | 0.01
PeakG | 0 | 0.02 | 0.03 | 0.04 | 0.05 | 0.06
PeakO | 1182.54 | 1182.57 | 1182.59 | 1182.59 | 1182.6 | 1182.6
ST | 0 | 0 | 0 | 0 | 0 | 0
STOG | 6236.85 | 6236.85 | 6236.86 | 6236.86 | 6236.86 | 6236.87
STWD | 0 | 0 | 0 | 0 | 0 | 0
WT | 0 | 0 | 0 | 0 | 0 | 0.01
IGCC | 0 | 0 | 0 | 0 | 0 | 0
DemandResponse | 0 | 0 | 0 | 0 | 0 | 0
IGCC-CCS | 0 | 0 | 0 | 0 | 0 | 0
WT_off | 0 | 0 | 0 | 0 | 0 | 0
PseudoUnit | 0 | 0 | 0 | 0 | 0 | 0
FixedInterchange | 0 | 0 | 0 | 0 | 0 | 0
Cumulative Retirements of Capacity by Reporting Type: NonRTO_Midwest
ReportingType | 2015 | 2020 | 2025 | 2030 | 2035 | 2040
BM | 0 | 0 | 0 | 0 | 0 | 0
CC | 0 | 0 | 0 | 0 | 0 | 2062.59
CSP | 0 | 0 | 0 | 0 | 0 | 0
CT | 0 | 0 | 0 | 0 | 0 | 0
Coal | 3381.48 | 5864.69 | 6687.57 | 8902.72 | 8903.04 | 8903.12
Geo | 0 | 0 | 0 | 0 | 0 | 0
H | 0 | 0 | 0 | 0 | 0 | 0
LFG | 0 | 0 | 0 | 0 | 0 | 0
Nuc | 0 | 0 | 0 | 0 | 0 | 0
PS | 0 | 0 | 0 | 0 | 0 | 0
PV | 0 | 0 | 0 | 0 | 0 | 0
PeakG | 0.01 | 0.01 | 0.01 | 0.07 | 958.13 | 2019.68
PeakO | 0 | 0 | 0 | 0.01 | 11.8 | 11.83
ST | 0 | 0 | 0 | 0 | 0 | 0
STOG | 0 | 0 | 0 | 0 | 0 | 0
STWD | 0 | 0 | 0 | 0 | 0 | 0
WT | 0 | 0 | 0 | 0 | 0 | 0
IGCC | 0 | 0 | 0 | 0 | 0 | 0
DemandResponse | 0 | 0 | 0 | 0 | 0 | 0
IGCC-CCS | 0 | 0 | 0 | 0 | 0 | 0
WT_off | 0 | 0 | 0 | 0 | 0 | 0
PseudoUnit | 0 | 0 | 0 | 0 | 0 | 0
FixedInterchange | 0 | 0 | 0 | 0 | 0 | 0
Cumulative Retirements of Capacity by Reporting Type: NYISO_A-F
ReportingType | 2015 | 2020 | 2025 | 2030 | 2035 | 2040
BM | 0 | 0 | 0 | 0 | 0 | 0
CC | 139.47 | 139.47 | 139.49 | 1943.33 | 2039.96 | 2678.19
CSP | 0 | 0 | 0 | 0 | 0 | 0
CT | 0 | 0 | 0 | 0 | 0 | 0
Coal | 2251.67 | 2251.69 | 2251.7 | 2251.7 | 2251.71 | 2251.71
Geo | 0 | 0 | 0 | 0 | 0 | 0
H | 0 | 0 | 0 | 0 | 0 | 0
LFG | 0 | 0 | 0 | 0 | 0 | 0
Nuc | 0 | 0 | 0 | 621.2 | 1201.7 | 2053.9
PS | 0 | 0 | 0 | 0 | 0 | 0
PV | 0 | 0 | 0 | 0 | 0 | 0
PeakG | 0 | 0 | 0.01 | 0.01 | 0.02 | 0.02
PeakO | 0.12 | 0.12 | 0.13 | 38.27 | 38.29 | 38.3
ST | 0 | 0 | 0 | 0 | 0 | 0
STOG | 1700.94 | 1700.94 | 1700.94 | 1700.94 | 1700.95 | 1700.95
STWD | 0 | 0 | 0 | 0 | 0 | 0
WT | 0 | 0 | 0 | 0 | 0 | 0
IGCC | 0 | 0 | 0 | 0 | 0 | 0
DemandResponse | 0 | 0 | 0 | 0 | 0 | 0
IGCC-CCS | 0 | 0 | 0 | 0 | 0 | 0
WT_off | 0 | 0 | 0 | 0 | 0 | 0
PseudoUnit | 0 | 0 | 0 | 0 | 0 | 0
FixedInterchange | 0 | 0 | 0 | 0 | 0 | 0
Cumulative Retirements of Capacity by Reporting Type: NYISO_G-I
ReportingType | 2015 | 2020 | 2025 | 2030 | 2035 | 2040
BM | 0 | 0 | 0 | 0 | 0 | 0
CC | 0 | 0 | 0 | 0 | 0.01 | 0.01
CSP | 0 | 0 | 0 | 0 | 0 | 0
CT | 0 | 0 | 0 | 0 | 0 | 0
Coal | 368.13 | 368.14 | 368.14 | 368.15 | 368.15 | 368.15
Geo | 0 | 0 | 0 | 0 | 0 | 0
H | 0 | 0 | 0 | 0 | 0 | 0
LFG | 0 | 0 | 0 | 0 | 0 | 0
Nuc | 0 | 0 | 0 | 0 | 1019.6 | 2044.6
PS | 0 | 0 | 0 | 0 | 0 | 0
PV | 0 | 0 | 0 | 0 | 0 | 0
PeakG | 0 | 0 | 0 | 0 | 0 | 0.01
PeakO | 0 | 0 | 0 | 0 | 0 | 0.01
ST | 0 | 0 | 0 | 0 | 0 | 0
STOG | 2430.64 | 2430.64 | 2430.64 | 2430.64 | 2430.65 | 2430.65
STWD | 0 | 0 | 0 | 0 | 0 | 0
WT | 0 | 0 | 0 | 0 | 0 | 0
IGCC | 0 | 0 | 0 | 0 | 0 | 0
DemandResponse | 0 | 0 | 0 | 0 | 0 | 0
IGCC-CCS | 0 | 0 | 0 | 0 | 0 | 0
WT_off | 0 | 0 | 0 | 0 | 0 | 0
PseudoUnit | 0 | 0 | 0 | 0 | 0 | 0
FixedInterchange | 0 | 0 | 0 | 0 | 0 | 0
Cumulative Retirements of Capacity by Reporting Type: NYISO_J-K
ReportingType | 2015 | 2020 | 2025 | 2030 | 2035 | 2040
BM | 0 | 0 | 0 | 0 | 0 | 0
CC | 0 | 0 | 0 | 0 | 0 | 0.01
CSP | 0 | 0 | 0 | 0 | 0 | 0
CT | 0 | 0 | 0 | 0 | 0 | 0
Coal | 0 | 0 | 0 | 0 | 0 | 0
Geo | 0 | 0 | 0 | 0 | 0 | 0
H | 0 | 0 | 0 | 0 | 0 | 0
LFG | 0 | 0 | 0 | 0 | 0 | 0
Nuc | 0 | 0 | 0 | 0 | 0 | 0
PS | 0 | 0 | 0 | 0 | 0 | 0
PV | 0 | 0 | 0 | 0 | 31.79 | 31.79
PeakG | 0 | 0 | 0 | 0 | 0 | 0.01
PeakO | 0 | 0 | 0 | 0 | 0.01 | 0.01
ST | 0 | 0 | 0 | 0 | 0 | 0
STOG | 3386.05 | 3386.05 | 3386.05 | 3386.05 | 3386.05 | 3386.05
STWD | 0 | 0 | 0 | 0 | 0 | 0
WT | 0 | 0 | 0 | 0 | 0 | 0
IGCC | 0 | 0 | 0 | 0 | 0 | 0
DemandResponse | 0 | 0 | 0 | 0 | 0 | 0
IGCC-CCS | 0 | 0 | 0 | 0 | 0 | 0
WT_off | 0 | 0 | 0 | 0 | 0 | 0
PseudoUnit | 0 | 0 | 0 | 0 | 0 | 0
FixedInterchange | 0 | 0 | 0 | 0 | 0 | 0
Cumulative Retirements of Capacity by Reporting Type: PJM_E
ReportingType | 2015 | 2020 | 2025 | 2030 | 2035 | 2040
BM | 0 | 0 | 0 | 0 | 0 | 0
CC | 0 | 0.01 | 0.01 | 0.01 | 0.03 | 0.05
CSP | 0 | 0 | 0 | 0 | 0 | 0
CT | 0 | 0 | 0 | 0 | 0 | 25.94
Coal | 2803.51 | 3371.08 | 3371.62 | 3371.63 | 3371.64 | 3371.7
Geo | 0 | 0 | 0 | 0 | 0 | 0
H | 0 | 0 | 0 | 0 | 0 | 0
LFG | 0 | 0 | 0 | 0 | 0 | 0
Nuc | 0 | 614.5 | 614.5 | 614.5 | 2838.5 | 4012.5
PS | 0 | 0 | 0 | 0 | 0 | 0
PV | 0 | 0 | 0 | 0 | 0 | 0
PeakG | 268.5 | 268.5 | 268.5 | 268.5 | 268.51 | 268.51
PeakO | 2.71 | 2.71 | 2.71 | 2.71 | 2.72 | 2.72
ST | 0 | 0 | 0 | 0 | 0 | 0
STOG | 629.57 | 629.57 | 629.58 | 629.58 | 629.59 | 3251.28
STWD | 0 | 0 | 0 | 0 | 0 | 0
WT | 0 | 0 | 0 | 0 | 1149.67 | 1149.67
IGCC | 0 | 0 | 0 | 0 | 0 | 0
DemandResponse | 0 | 0 | 0 | 0 | 0 | 0
IGCC-CCS | 0 | 0 | 0 | 0 | 0 | 0
WT_off | 0 | 0 | 0 | 0 | 0.02 | 0.03
PseudoUnit | 0 | 0 | 0 | 0 | 0 | 0
FixedInterchange | 0 | 0 | 0 | 0 | 0 | 0
Cumulative Retirements of Capacity by Reporting Type: PJM_ROM
ReportingType | 2015 | 2020 | 2025 | 2030 | 2035 | 2040
BM | 0 | 0 | 0 | 0 | 0 | 0
CC | 0 | 0 | 0 | 0.01 | 0.01 | 0.02
CSP | 0 | 0 | 0 | 0 | 0 | 0
CT | 0 | 0 | 0 | 0 | 0 | 0.01
Coal | 13976.51 | 15210.56 | 15731.67 | 15731.69 | 15731.75 | 15732.48
Geo | 0 | 0 | 0 | 0 | 0 | 0
H | 0 | 0 | 0 | 0 | 0 | 0
LFG | 0 | 0 | 0 | 0 | 0 | 0
Nuc | 0 | 0 | 0 | 0 | 1732 | 2631
PS | 0 | 0 | 0 | 0 | 0 | 0
PV | 0 | 0 | 0 | 0 | 0 | 0
PeakG | 0 | 0 | 0 | 0 | 0.01 | 0.01
PeakO | 270.01 | 270.01 | 270.01 | 270.01 | 270.01 | 270.03
ST | 0 | 0 | 0 | 0 | 0 | 0
STOG | 580.08 | 580.08 | 580.09 | 580.09 | 580.09 | 4108.73
STWD | 0 | 0 | 0 | 0 | 0 | 0
WT | 0 | 0 | 0 | 0 | 0 | 0
IGCC | 0 | 0 | 0 | 0 | 0 | 0
DemandResponse | 0 | 0 | 0 | 0 | 0 | 0
IGCC-CCS | 0 | 0 | 0 | 0 | 0 | 0
WT_off | 0 | 0 | 0 | 0 | 0 | 0
PseudoUnit | 0 | 0 | 0 | 0 | 0 | 0
FixedInterchange | 0 | 0 | 0 | 0 | 0 | 0
Cumulative Retirements of Capacity by Reporting Type: PJM_ROR
ReportingType | 2015 | 2020 | 2025 | 2030 | 2035 | 2040
BM | 0 | 0 | 0 | 0 | 0 | 0
CC | 0 | 0 | 0.01 | 0.01 | 0.02 | 0.05
CSP | 0 | 0 | 0 | 0 | 0 | 0
CT | 0 | 0 | 0 | 0 | 0 | 0.01
Coal | 29830.61 | 41665.14 | 52113.02 | 52113.11 | 52113.35 | 52113.68
Geo | 0 | 0 | 0 | 0 | 0 | 0
H | 0 | 0 | 0 | 0 | 0 | 0
LFG | 0 | 0 | 0 | 0 | 0 | 0
Nuc | 0 | 0 | 0 | 867 | 5142 | 10025.16
PS | 0 | 0 | 0 | 0 | 0 | 0
PV | 0 | 0 | 0 | 0 | 0 | 0
PeakG | 0.03 | 0.03 | 0.05 | 0.05 | 0.05 | 0.07
PeakO | 19 | 19 | 19.01 | 19.01 | 19.01 | 19.02
ST | 0 | 0 | 0 | 0 | 0 | 0
STOG | 0.03 | 0.03 | 0.05 | 0.06 | 0.06 | 2121.58
STWD | 0 | 0 | 0 | 0 | 0 | 0
WT | 0 | 0 | 0 | 0 | 0 | 0
IGCC | 0 | 0 | 0 | 0 | 0 | 0
DemandResponse | 0 | 0 | 0 | 0 | 0 | 0
IGCC-CCS | 0 | 0 | 0 | 0 | 0 | 0
WT_off | 0 | 0 | 0 | 0 | 0 | 0
PseudoUnit | 0 | 0 | 0 | 0 | 0 | 0
FixedInterchange | 0 | 0 | 0 | 0 | 0 | 0
Cumulative Retirements of Capacity by Reporting Type: SOCO
ReportingType | 2015 | 2020 | 2025 | 2030 | 2035 | 2040
BM | 0 | 0 | 0 | 0 | 0 | 0
CC | 0.01 | 0.01 | 0.02 | 0.19 | 13660.81 | 20407.64
CSP | 0 | 0 | 0 | 0 | 0 | 0
CT | 0 | 0 | 0 | 0 | 0 | 0
Coal | 17197.13 | 21309.24 | 23354.18 | 23354.4 | 23354.49 | 23354.55
Geo | 0 | 0 | 0 | 0 | 0 | 0
H | 0 | 0 | 0 | 0 | 0 | 0
LFG | 0 | 0 | 0 | 0 | 0 | 0
Nuc | 0 | 0 | 0 | 0 | 0 | 2645.05
PS | 0 | 0 | 0 | 0 | 0 | 0
PV | 0 | 0 | 0 | 0 | 0 | 0
PeakG | 0.13 | 0.13 | 0.14 | 0.45 | 6043.38 | 6043.41
PeakO | 954.48 | 954.48 | 954.48 | 970.01 | 1138.43 | 1138.45
ST | 0 | 0 | 0 | 0 | 0 | 0
STOG | 853.89 | 853.89 | 853.89 | 853.89 | 853.89 | 853.9
STWD | 0 | 0 | 0 | 0 | 0 | 0
WT | 0 | 0 | 0 | 0 | 0 | 0
IGCC | 0 | 0 | 0 | 0 | 0 | 0
DemandResponse | 0 | 0 | 0 | 0 | 0 | 0
IGCC-CCS | 0 | 0 | 0 | 0 | 0 | 0
WT_off | 0 | 0 | 0 | 0 | 0 | 0
PseudoUnit | 0 | 0 | 0 | 0 | 0 | 0
FixedInterchange | 0 | 0 | 0 | 0 | 0 | 0
Cumulative Retirements of Capacity by Reporting Type: SPP_N
ReportingType | 2015 | 2020 | 2025 | 2030 | 2035 | 2040
BM | 0 | 0 | 0 | 0 | 0 | 0
CC | 0 | 0 | 0 | 0 | 0 | 0.01
CSP | 0 | 0 | 0 | 0 | 0 | 0
CT | 0 | 0 | 0 | 0 | 0 | 0
Coal | 620.91 | 3454.12 | 7881.34 | 7881.36 | 7881.38 | 7881.44
Geo | 0 | 0 | 0 | 0 | 0 | 0
H | 0 | 0 | 0 | 0 | 0 | 0
LFG | 0 | 0 | 0 | 0 | 0 | 0
Nuc | 0 | 0 | 0 | 0 | 0 | 0
PS | 0 | 0 | 0 | 0 | 0 | 0
PV | 0 | 0 | 0 | 0 | 0 | 0
PeakG | 0 | 0 | 0.01 | 0.01 | 0.01 | 0.02
PeakO | 0 | 0 | 0.01 | 0.01 | 0.01 | 0.01
ST | 0 | 0 | 0 | 0 | 0 | 0
STOG | 1739.5 | 1739.5 | 1739.51 | 1739.51 | 1739.51 | 1739.52
STWD | 0 | 0 | 0 | 0 | 0 | 0
WT | 0 | 0 | 0 | 0 | 0 | 0
IGCC | 0 | 0 | 0 | 0 | 0 | 0
DemandResponse | 0 | 0 | 0 | 0 | 0 | 0
IGCC-CCS | 0 | 0 | 0 | 0 | 0 | 0
WT_off | 0 | 0 | 0 | 0 | 0 | 0
PseudoUnit | 0 | 0 | 0 | 0 | 0 | 0
FixedInterchange | 0 | 0 | 0 | 0 | 0 | 0
Cumulative Retirements of Capacity by Reporting Type: SPP_S
ReportingType | 2015 | 2020 | 2025 | 2030 | 2035 | 2040
BM | 0 | 0 | 0 | 0 | 0 | 0
CC | 0.01 | 0.01 | 0.03 | 0.03 | 0.04 | 0.05
CSP | 0 | 0 | 0 | 0 | 0 | 0
CT | 0 | 0 | 0 | 0 | 0 | 0.01
Coal | 2097.98 | 8981.71 | 13138.07 | 13138.11 | 13138.15 | 13138.42
Geo | 0 | 0 | 0 | 0 | 0 | 0
H | 0 | 0 | 0 | 0 | 0 | 0
LFG | 0 | 0 | 0 | 0 | 0 | 0
Nuc | 0 | 0 | 0 | 0 | 0 | 0
PS | 0 | 0 | 0 | 0 | 0 | 0
PV | 0 | 0 | 0 | 0 | 0 | 0
PeakG | 0 | 0 | 0.01 | 0.01 | 0.01 | 0.02
PeakO | 0 | 0 | 0.01 | 0.01 | 0.01 | 0.01
ST | 0 | 0 | 0 | 0 | 0 | 0
STOG | 2360.98 | 2360.98 | 2361.04 | 2361.04 | 2361.04 | 2361.05
STWD | 0 | 0 | 0 | 0 | 0 | 0
WT | 0 | 0 | 0 | 0 | 0 | 0
IGCC | 0 | 0 | 0 | 0 | 0 | 0
DemandResponse | 0 | 0 | 0 | 0 | 0 | 0
IGCC-CCS | 0 | 0 | 0 | 0 | 0 | 0
WT_off | 0 | 0 | 0 | 0 | 0 | 0
PseudoUnit | 0 | 0 | 0 | 0 | 0 | 0
FixedInterchange | 0 | 0 | 0 | 0 | 0 | 0
Cumulative Retirements of Capacity by Reporting Type: TVA
ReportingType | 2015 | 2020 | 2025 | 2030 | 2035 | 2040
BM | 0 | 0 | 0 | 0 | 0 | 0
CC | 0 | 0 | 0 | 0.01 | 4637.6 | 7825.84
CSP | 0 | 0 | 0 | 0 | 0 | 0
CT | 0 | 0 | 0 | 0 | 0 | 0
Coal | 9165.1 | 11269.3 | 13136.63 | 15157.34 | 15157.49 | 15157.52
Geo | 0 | 0 | 0 | 0 | 0 | 0
H | 0 | 0 | 0 | 0 | 0 | 0
LFG | 0 | 0 | 0 | 0 | 0 | 0
Nuc | 0 | 0 | 0 | 0 | 2512.33 | 3791
PS | 0 | 0 | 0 | 0 | 0 | 0
PV | 0 | 0 | 0 | 0 | 0 | 0
PeakG | 0 | 0 | 0.01 | 0.03 | 103.92 | 103.96
PeakO | 0 | 0 | 0 | 0 | 82.81 | 82.82
ST | 0 | 0 | 0 | 0 | 0 | 0
STOG | 0 | 0 | 0 | 0 | 0 | 0
STWD | 0 | 0 | 0 | 0 | 0 | 0
WT | 0 | 0 | 0 | 0 | 0 | 0
IGCC | 0 | 0 | 0 | 0 | 0 | 0
DemandResponse | 0 | 0 | 0 | 0 | 0 | 0
IGCC-CCS | 0 | 0 | 0 | 0 | 0 | 0
WT_off | 0 | 0 | 0 | 0 | 0 | 0
PseudoUnit | 0 | 0 | 0 | 0 | 0 | 0
FixedInterchange | 0 | 0 | 0 | 0 | 0 | 0
Cumulative Retirements of Capacity by Reporting Type: TVA_Transmission
ReportingType | 2015 | 2020 | 2025 | 2030 | 2035 | 2040
BM | 0 | 0 | 0 | 0 | 0 | 0
CC | 0 | 0 | 0 | 0 | 0 | 0
CSP | 0 | 0 | 0 | 0 | 0 | 0
CT | 0 | 0 | 0 | 0 | 0 | 0
Coal | 0 | 0 | 0 | 0 | 0 | 0
Geo | 0 | 0 | 0 | 0 | 0 | 0
H | 0 | 0 | 0 | 0 | 0 | 0
LFG | 0 | 0 | 0 | 0 | 0 | 0
Nuc | 0 | 0 | 0 | 0 | 0 | 0
PS | 0 | 0 | 0 | 0 | 0 | 0
PV | 0 | 0 | 0 | 0 | 0 | 0
PeakG | 0 | 0 | 0 | 0 | 0 | 0
PeakO | 0 | 0 | 0 | 0 | 0 | 0
ST | 0 | 0 | 0 | 0 | 0 | 0
STOG | 0 | 0 | 0 | 0 | 0 | 0
STWD | 0 | 0 | 0 | 0 | 0 | 0
WT | 0 | 0 | 0 | 0 | 0 | 0
IGCC | 0 | 0 | 0 | 0 | 0 | 0
DemandResponse | 0 | 0 | 0 | 0 | 0 | 0
IGCC-CCS | 0 | 0 | 0 | 0 | 0 | 0
WT_off | 0 | 0 | 0 | 0 | 0 | 0
PseudoUnit | 0 | 0 | 0 | 0 | 0 | 0
FixedInterchange | 0 | 0 | 0 | 0 | 0 | 0
Cumulative Retirements of Capacity by Reporting Type: VACAR
ReportingType | 2015 | 2020 | 2025 | 2030 | 2035 | 2040
BM | 0 | 0 | 0 | 0 | 0 | 0
CC | 0 | 0 | 0 | 0.03 | 2696.35 | 9152.68
CSP | 0 | 0 | 0 | 0 | 0 | 0
CT | 0 | 0 | 0 | 717.12 | 717.12 | 717.12
Coal | 11478.39 | 13330.7 | 14324.96 | 18972.09 | 18972.17 | 18972.21
Geo | 0 | 0 | 0 | 0 | 0 | 0
H | 0 | 0 | 0 | 0 | 0 | 0
LFG | 0 | 0 | 0 | 0 | 0 | 0
Nuc | 0 | 0 | 0 | 0 | 3248 | 5106
PS | 0 | 0 | 0 | 0 | 0 | 0
PV | 0 | 0 | 0 | 0 | 0 | 0
PeakG | 0 | 0 | 0 | 0.06 | 3863.14 | 3863.15
PeakO | 0 | 0 | 0 | 0.07 | 1267.6 | 1267.6
ST | 0 | 0 | 0 | 0 | 0 | 0
STOG | 0 | 0 | 0 | 90.75 | 91.93 | 91.93
STWD | 0 | 0 | 0 | 0 | 0 | 0
WT | 0 | 0 | 0 | 0 | 0 | 0
IGCC | 0 | 0 | 0 | 0 | 0 | 0
DemandResponse | 0 | 0 | 0 | 0 | 0 | 0
IGCC-CCS | 0 | 0 | 0 | 0 | 0 | 0
WT_off | 0 | 0 | 0 | 0 | 0 | 0
PseudoUnit | 0 | 0 | 0 | 0 | 0 | 0
FixedInterchange | 0 | 0 | 0 | 0 | 0 | 0
Cumulative Retirements of Capacity by Reporting Type: IESO
ReportingType | 2015 | 2020 | 2025 | 2030 | 2035 | 2040
BM | 0 | 0 | 0 | 0 | 0 | 0
CC | 5942.73 | 5942.73 | 5942.74 | 5942.74 | 5942.74 | 5942.74
CSP | 0 | 0 | 0 | 0 | 0 | 0
CT | 0 | 0 | 0 | 0 | 367.35 | 367.35
Coal | 6415.98 | 6415.98 | 6415.98 | 6415.98 | 6415.98 | 6415.98
Geo | 0 | 0 | 0 | 0 | 0 | 0
H | 0 | 0 | 0 | 0 | 0 | 0
LFG | 0 | 0 | 0 | 0 | 0 | 0
Nuc | 0 | 0 | 0 | 0 | 1030 | 2570
PS | 0 | 0 | 0 | 0 | 0 | 0
PV | 0 | 0 | 0 | 0 | 1067.26 | 1067.26
PeakG | 581.99 | 581.99 | 581.99 | 582 | 582 | 582
PeakO | 174.73 | 174.74 | 174.74 | 174.74 | 174.74 | 174.74
ST | 0 | 0 | 0 | 0 | 0 | 0
STOG | 2125.96 | 2125.97 | 2125.97 | 2125.97 | 2125.97 | 2125.97
STWD | 0 | 0 | 0 | 0 | 0 | 0
WT | 0 | 0 | 0 | 0 | 0 | 0
IGCC | 0 | 0 | 0 | 0 | 0 | 0
DemandResponse | 0 | 0 | 0 | 0 | 0 | 0
IGCC-CCS | 0 | 0 | 0 | 0 | 0 | 0
WT_off | 0 | 0 | 0 | 0 | 0 | 0
PseudoUnit | 0 | 0 | 0 | 0 | 0 | 0
FixedInterchange | 0 | 0 | 0 | 0 | 0 | 0
Cumulative Retirements of Capacity by Reporting Type: MAPP_CA
ReportingType | 2015 | 2020 | 2025 | 2030 | 2035 | 2040
BM | 0 | 0 | 0 | 0 | 0 | 0
CC | 0 | 0 | 730.89 | 730.92 | 730.93 | 730.94
CSP | 0 | 0 | 0 | 0 | 0 | 0
CT | 0 | 0 | 0 | 0 | 0 | 0.01
Coal | 795.15 | 1355.48 | 1745.84 | 1745.85 | 1745.85 | 1745.86
Geo | 0 | 0 | 0 | 0 | 0 | 0
H | 0 | 0 | 0 | 0 | 0 | 0
LFG | 0 | 0 | 0 | 0 | 0 | 0
Nuc | 0 | 0 | 0 | 0 | 0 | 0
PS | 0 | 0 | 0 | 0 | 0 | 0
PV | 0 | 0 | 0 | 0 | 0 | 0
PeakG | 0 | 0 | 553.24 | 558.88 | 558.89 | 558.9
PeakO | 0 | 0 | 3.93 | 3.97 | 3.97 | 3.97
ST | 0 | 0 | 0 | 0 | 0 | 0
STOG | 0 | 0 | 125.97 | 125.97 | 125.97 | 125.98
STWD | 0 | 0 | 0 | 0 | 0 | 0
WT | 0 | 0 | 0 | 0 | 302.35 | 302.35
IGCC | 0 | 0 | 0 | 0 | 0 | 0
DemandResponse | 0 | 0 | 0 | 0 | 0 | 0
IGCC-CCS | 0 | 0 | 0 | 0 | 0 | 0
WT_off | 0 | 0 | 0 | 0 | 0 | 0
PseudoUnit | 0 | 0 | 0 | 0 | 0 | 0
FixedInterchange | 0 | 0 | 0 | 0 | 0 | 0
Cumulative Retirements of Capacity by Reporting Type: AZ_NM_SNV_Coal
ReportingType | 2015 | 2020 | 2025 | 2030 | 2035 | 2040
BM | 0 | 0 | 0 | 0 | 0 | 0
CC | 0 | 0 | 0 | 0 | 0 | 0
CSP | 0 | 0 | 0 | 0 | 0 | 0
CT | 0 | 0 | 0 | 0 | 0 | 0
Coal | 2991.88 | 3589.02 | 6271.27 | 9653.37 | 9653.49 | 9653.6
Geo | 0 | 0 | 0 | 0 | 0 | 0
H | 0 | 0 | 0 | 0 | 0 | 0
LFG | 0 | 0 | 0 | 0 | 0 | 0
Nuc | 0 | 0 | 0 | 0 | 0 | 0
PS | 0 | 0 | 0 | 0 | 0 | 0
PV | 0 | 0 | 0 | 0 | 0 | 0
PeakG | 0 | 0 | 0 | 0 | 0 | 0
PeakO | 0 | 0 | 0 | 0.01 | 0.02 | 0.03
ST | 0 | 0 | 0 | 0 | 0 | 0
STOG | 0 | 0 | 0 | 0 | 0 | 0
STWD | 0 | 0 | 0 | 0 | 0 | 0
WT | 0 | 0 | 0 | 0 | 0 | 0
IGCC | 0 | 0 | 0 | 0 | 0 | 0
DemandResponse | 0 | 0 | 0 | 0 | 0 | 0
IGCC-CCS | 0 | 0 | 0 | 0 | 0 | 0
WT_off | 0 | 0 | 0 | 0 | 0 | 0
PseudoUnit | 0 | 0 | 0 | 0 | 0 | 0
FixedInterchange | 0 | 0 | 0 | 0 | 0 | 0
Cumulative Retirements of Capacity by Reporting Type: AZ_NM_SNV_Gas
ReportingType | 2015 | 2020 | 2025 | 2030 | 2035 | 2040
BM | 0 | 0 | 0 | 0 | 0 | 0
CC | 1094.67 | 1094.67 | 1094.67 | 2504.75 | 6766.69 | 7244.14
CSP | 0 | 0 | 0 | 0 | 0 | 0
CT | 0 | 0 | 0 | 0 | 735.89 | 735.9
Coal | 0 | 0 | 0 | 0 | 0 | 0
Geo | 0 | 0 | 0 | 0 | 0 | 0
H | 0 | 0 | 0 | 0 | 0 | 0
LFG | 0 | 0 | 0 | 0 | 0 | 0
Nuc | 0 | 0 | 0 | 0 | 0 | 0
PS | 0 | 0 | 0 | 0 | 0 | 0
PV | 0 | 0 | 0 | 0 | 0 | 0
PeakG | 0.01 | 0.01 | 0.01 | 0.02 | 0.02 | 0.03
PeakO | 0 | 0 | 0 | 0 | 0 | 0
ST | 0 | 0 | 0 | 0 | 0 | 0
STOG | 2063.89 | 2063.89 | 2063.89 | 2063.89 | 2063.9 | 2063.9
STWD | 0 | 0 | 0 | 0 | 0 | 0
WT | 0 | 0 | 0 | 0 | 0 | 0
IGCC | 0 | 0 | 0 | 0 | 0 | 0
DemandResponse | 0 | 0 | 0 | 0 | 0 | 0
IGCC-CCS | 0 | 0 | 0 | 0 | 0 | 0
WT_off | 0 | 0 | 0 | 0 | 0 | 0
PseudoUnit | 0 | 0 | 0 | 0 | 0 | 0
FixedInterchange | 0 | 0 | 0 | 0 | 0 | 0
Cumulative Retirements of Capacity by Reporting Type: AZ_NM_SNV_NucRenew
ReportingType | 2015 | 2020 | 2025 | 2030 | 2035 | 2040
BM | 0 | 0 | 0 | 0 | 0 | 0
CC | 0 | 0 | 0 | 0 | 0 | 0
CSP | 65 | 65 | 65 | 65 | 65 | 65
CT | 0 | 0 | 0 | 0 | 0 | 0
Coal | 0 | 0 | 0 | 0 | 0 | 0
Geo | 0 | 0 | 0 | 0 | 0 | 0
H | 0 | 0 | 0 | 0 | 0 | 0
LFG | 0 | 0 | 0 | 0 | 0 | 0
Nuc | 0 | 0 | 0 | 0 | 0 | 0
PS | 0 | 0 | 0 | 0 | 0 | 0
PV | 0 | 0 | 0 | 0 | 0 | 0
PeakG | 0 | 0 | 0 | 0 | 0 | 0
PeakO | 0 | 0 | 0 | 0 | 0 | 0
ST | 0 | 0 | 0 | 0 | 0 | 0
STOG | 0 | 0 | 0 | 0 | 0 | 0
STWD | 0 | 0 | 0 | 0 | 0 | 0
WT | 0 | 0 | 0 | 0 | 0 | 0
IGCC | 0 | 0 | 0 | 0 | 0 | 0
DemandResponse | 0 | 0 | 0 | 0 | 0 | 0
IGCC-CCS | 0 | 0 | 0 | 0 | 0 | 0
WT_off | 0 | 0 | 0 | 0 | 0 | 0
PseudoUnit | 0 | 0 | 0 | 0 | 0 | 0
FixedInterchange | 0 | 0 | 0 | 0 | 0 | 0
Cumulative Retirements of Capacity by Reporting Type: ERCOT
ReportingType | 2015 | 2020 | 2025 | 2030 | 2035 | 2040
BM | 0 | 0 | 0 | 0 | 0 | 0
CC | 0 | 0.01 | 0.01 | 0.03 | 6330.09 | 10205.1
CSP | 0 | 0 | 0 | 0 | 0 | 0
CT | 0 | 0 | 0 | 0 | 249.9 | 249.9
Coal | 13962.56 | 15500.65 | 16060.54 | 16060.77 | 16060.89 | 16060.98
Geo | 0 | 0 | 0 | 0 | 0 | 0
H | 0 | 0 | 0 | 0 | 0 | 0
LFG | 0 | 0 | 0 | 0 | 0 | 0
Nuc | 0 | 0 | 0 | 0 | 0 | 0
PS | 0 | 0 | 0 | 0 | 0 | 0
PV | 0 | 0 | 0 | 0 | 13.56 | 13.56
PeakG | 0 | 0 | 0 | 0.01 | 0.02 | 0.03
PeakO | 0 | 0 | 0 | 0.01 | 0.02 | 0.03
ST | 0 | 0 | 0 | 0 | 0 | 0
STOG | 5474.56 | 5474.58 | 9817.81 | 13863.08 | 18932.78 | 18932.8
STWD | 0 | 0 | 0 | 0 | 0 | 0
WT | 0 | 0 | 0 | 0 | 0 | 0
IGCC | 0 | 0 | 0 | 0 | 0 | 0
DemandResponse | 0 | 0 | 0 | 0 | 0 | 0
IGCC-CCS | 0 | 0 | 0 | 0 | 0 | 0
WT_off | 0 | 0 | 0 | 0 | 0 | 0
PseudoUnit | 0 | 0 | 0 | 0 | 0 | 0
FixedInterchange | 0 | 0 | 0 | 0 | 0 | 0
Cumulative Retirements of Capacity by Reporting Type: NP15
ReportingType | 2015 | 2020 | 2025 | 2030 | 2035 | 2040
BM | 0 | 0 | 0 | 0 | 0 | 0
CC | 0 | 0 | 0.01 | 0.02 | 0.03 | 1159.7
CSP | 0 | 0 | 0 | 0 | 0 | 0
CT | 0 | 0 | 0 | 0 | 211.21 | 211.21
Coal | 0 | 191.82 | 191.82 | 191.85 | 191.85 | 191.86
Geo | 0 | 0 | 0 | 0 | 0 | 0
H | 0 | 0 | 0 | 0 | 0 | 0
LFG | 0 | 0 | 0 | 0 | 0 | 0
Nuc | 0 | 0 | 0 | 0 | 0 | 0
PS | 0 | 0 | 0 | 0 | 0 | 0
PV | 0 | 0 | 0 | 0 | 0 | 0
PeakG | 0 | 0 | 0 | 0 | 0.01 | 0.01
PeakO | 156 | 156 | 156 | 156 | 156 | 156.01
ST | 0 | 0 | 0 | 0 | 0 | 0
STOG | 1171.04 | 1171.04 | 1171.04 | 2725.59 | 3368.44 | 3368.45
STWD | 0 | 0 | 0 | 0 | 0 | 0
WT | 0 | 0 | 0 | 0 | 0 | 0
IGCC | 0 | 0 | 0 | 0 | 0 | 0
DemandResponse | 0 | 0 | 0 | 0 | 0 | 0
IGCC-CCS | 0 | 0 | 0 | 0 | 0 | 0
WT_off | 0 | 0 | 0 | 0 | 0 | 0
PseudoUnit | 0 | 0 | 0 | 0 | 0 | 0
FixedInterchange | 0 | 0 | 0 | 0 | 0 | 0
Cumulative Retirements of Capacity by Reporting Type: NWPP_Coal
ReportingType | 2015 | 2020 | 2025 | 2030 | 2035 | 2040
BM | 0 | 0 | 0 | 0 | 0 | 0
CC | 0 | 0 | 0 | 0 | 0 | 0
CSP | 0 | 0 | 0 | 0 | 0 | 0
CT | 0 | 0 | 0 | 0 | 0 | 0
Coal | 6798.69 | 8654.02 | 13555.48 | 13555.98 | 13556.06 | 13556.13
Geo | 0 | 0 | 0 | 0 | 0 | 0
H | 0 | 0 | 0 | 0 | 0 | 0
LFG | 0 | 0 | 0 | 0 | 0 | 0
Nuc | 0 | 0 | 0 | 0 | 0 | 0
PS | 0 | 0 | 0 | 0 | 0 | 0
PV | 0 | 0 | 0 | 0 | 0 | 0
PeakG | 0 | 0 | 0 | 0 | 0 | 0
PeakO | 182.95 | 182.95 | 182.95 | 182.95 | 182.95 | 182.95
ST | 0 | 0 | 0 | 0 | 0 | 0
STOG | 0 | 0 | 0 | 0 | 0 | 0
STWD | 0 | 0 | 0 | 0 | 0 | 0
WT | 0 | 0 | 0 | 0 | 0 | 0
IGCC | 0 | 0 | 0 | 0 | 0 | 0
DemandResponse | 0 | 0 | 0 | 0 | 0 | 0
IGCC-CCS | 0 | 0 | 0 | 0 | 0 | 0
WT_off | 0 | 0 | 0 | 0 | 0 | 0
PseudoUnit | 0 | 0 | 0 | 0 | 0 | 0
FixedInterchange | 0 | 0 | 0 | 0 | 0 | 0
Cumulative Retirements of Capacity by Reporting Type: NWPP_Gas
ReportingType | 2015 | 2020 | 2025 | 2030 | 2035 | 2040
BM | 0 | 0 | 0 | 0 | 0 | 0
CC | 1677.93 | 1677.93 | 1677.93 | 3993.2 | 8004.84 | 8304.72
CSP | 0 | 0 | 0 | 0 | 0 | 0
CT | 0 | 0 | 0 | 0 | 149.95 | 149.95
Coal | 0 | 0 | 0 | 0 | 0 | 0
Geo | 0 | 0 | 0 | 0 | 0 | 0
H | 0 | 0 | 0 | 0 | 0 | 0
LFG | 0 | 0 | 0 | 0 | 0 | 0
Nuc | 0 | 0 | 0 | 0 | 0 | 0
PS | 0 | 0 | 0 | 0 | 0 | 0
PV | 0 | 0 | 0 | 0 | 0 | 0
PeakG | 2622.92 | 2622.92 | 2622.92 | 2622.92 | 2622.92 | 2622.92
PeakO | 0 | 0 | 0 | 0 | 0 | 0
ST | 0 | 0 | 0 | 0 | 0 | 0
STOG | 785.98 | 785.98 | 785.98 | 785.98 | 785.98 | 785.98
STWD | 0 | 0 | 0 | 0 | 0 | 0
WT | 0 | 0 | 0 | 0 | 0 | 0
IGCC | 0 | 0 | 0 | 0 | 0 | 0
DemandResponse | 0 | 0 | 0 | 0 | 0 | 0
IGCC-CCS | 0 | 0 | 0 | 0 | 0 | 0
WT_off | 0 | 0 | 0 | 0 | 0 | 0
PseudoUnit | 0 | 0 | 0 | 0 | 0 | 0
FixedInterchange | 0 | 0 | 0 | 0 | 0 | 0
Cumulative Retirements of Capacity by Reporting Type: NWPP_NucRenew
ReportingType | 2015 | 2020 | 2025 | 2030 | 2035 | 2040
BM | 0 | 0 | 0 | 0 | 0 | 0
CC | 0 | 0 | 0 | 0 | 0 | 0
CSP | 0 | 0 | 0 | 0 | 0 | 0
CT | 0 | 0 | 0 | 0 | 0 | 0
Coal | 0 | 0 | 0 | 0 | 0 | 0
Geo | 4.8 | 4.8 | 4.8 | 4.8 | 4.8 | 4.8
H | 0 | 0 | 0 | 0 | 0 | 0
LFG | 0 | 0 | 0 | 0 | 0 | 0
Nuc | 0 | 0 | 0 | 0 | 0 | 0
PS | 0 | 0 | 0 | 0 | 0 | 0
PV | 0 | 0 | 0 | 0 | 0 | 0
PeakG | 0 | 0 | 0 | 0 | 0 | 0
PeakO | 0 | 0 | 0 | 0 | 0 | 0
ST | 0 | 0 | 0 | 0 | 0 | 0
STOG | 0 | 0 | 0 | 0 | 0 | 0
STWD | 0 | 0 | 0 | 0 | 0 | 0
WT | 0 | 0 | 0 | 0 | 0 | 0
IGCC | 0 | 0 | 0 | 0 | 0 | 0
DemandResponse | 0 | 0 | 0 | 0 | 0 | 0
IGCC-CCS | 0 | 0 | 0 | 0 | 0 | 0
WT_off | 0 | 0 | 0 | 0 | 0 | 0
PseudoUnit | 0 | 0 | 0 | 0 | 0 | 0
FixedInterchange | 0 | 0 | 0 | 0 | 0 | 0
Cumulative Retirements of Capacity by Reporting Type: RMPA
ReportingType | 2015 | 2020 | 2025 | 2030 | 2035 | 2040
BM | 0 | 0 | 0 | 0 | 0 | 0
CC | 0.03 | 0.03 | 0.03 | 0.07 | 621.15 | 1107.09
CSP | bar: 0 to 0.06
CT | 0 | 0 | 0 | 0 | 151.94 | 151.94
Coal | 1185.75 | 2238.52 | 5930.16 | 6787.41 | 6787.51 | 6787.61
Geo | 0 | 0 | 0 | 0 | 0 | 0
H | 0 | 0 | 0 | 0 | 0 | 0
LFG | 0 | 0 | 0 | 0 | 0 | 0
Nuc | 0 | 0 | 0 | 0 | 0 | 0
PS | 0 | 0 | 0 | 0 | 0 | 0
PV | 0 | 0 | 0 | 0 | 0 | 0
PeakG | 0.01 | 0.01 | 0.02 | 0.02 | 0.03 | 0.04
PeakO | 175.27 | 175.27 | 175.27 | 175.27 | 175.28 | 175.29
ST | 0 | 0 | 0 | 0 | 0 | 0
STOG | 216.91 | 216.91 | 216.91 | 216.91 | 216.91 | 216.91
STWD | 0 | 0 | 0 | 0 | 0 | 0
WT | 0 | 0 | 0 | 0 | 0 | 0
IGCC | 0 | 0 | 0 | 0 | 0 | 0
DemandResponse | 0 | 0 | 0 | 0 | 0 | 0
IGCC-CCS | 0 | 0 | 0 | 0 | 0 | 0
WT_off | 0 | 0 | 0 | 0 | 0 | 0
PseudoUnit | 0 | 0 | 0 | 0 | 0 | 0
FixedInterchange | 0 | 0 | 0 | 0 | 0 | 0
Cumulative Retirements of Capacity by Reporting Type: SP15
ReportingType | 2015 | 2020 | 2025 | 2030 | 2035 | 2040
BM | 0 | 0 | 0 | 0 | 0 | 0
CC | 0 | 0 | 0 | 0.01 | 0.02 | 0.03
CSP | 409 | 409 | 409 | 409 | 409 | 409
CT | 0 | 0 | 0 | 0 | 0 | 0
Coal | 57 | 141.48 | 141.5 | 242.64 | 242.64 | 242.65
Geo | 0 | 0 | 0 | 0 | 0 | 0
H | 0 | 0 | 0 | 0 | 0 | 0
LFG | 0 | 0 | 0 | 0 | 0 | 0
Nuc | 0 | 0 | 0 | 0 | 0 | 0
PS | 0 | 0 | 0 | 0 | 0 | 0
PV | 0 | 0 | 0 | 0 | 0 | 0
PeakG | 44 | 44 | 44 | 44 | 44.01 | 44.01
PeakO | 15 | 15 | 15 | 15 | 15 | 15.01
ST | 0 | 0 | 0 | 0 | 0 | 0
STOG | 4136.04 | 4136.05 | 4136.05 | 5142.44 | 7076.63 | 7076.64
STWD | 0 | 0 | 0 | 0 | 0 | 0
WT | 126.2 | 126.2 | 126.2 | 126.2 | 126.2 | 126.2
IGCC | 0 | 0 | 0 | 0 | 0 | 0
DemandResponse | 0 | 0 | 0 | 0 | 0 | 0
IGCC-CCS | 0 | 0 | 0 | 0 | 0 | 0
WT_off | 0 | 0 | 0 | 0 | 0 | 0
PseudoUnit | 0 | 0 | 0 | 0 | 0 | 0
FixedInterchange | 0 | 0 | 0 | 0 | 0 | 0
Cumulative Retirements of Capacity by Reporting Type: ALB
ReportingType | 2015 | 2020 | 2025 | 2030 | 2035 | 2040
BM | 0 | 0 | 0 | 0 | 0 | 0
CC | 0 | 0 | 2201.83 | 2201.84 | 2201.84 | 3034.22
CSP | 0 | 0 | 0 | 0 | 0 | 0
CT | 0 | 0 | 0 | 0 | 201.37 | 201.37
Coal | 1569.1 | 1569.12 | 5745.52 | 5745.54 | 5745.55 | 5745.56
Geo | 0 | 0 | 0 | 0 | 0 | 0
H | 0 | 0 | 0 | 0 | 0 | 0
LFG | 0 | 0 | 0 | 0 | 0 | 0
Nuc | 0 | 0 | 0 | 0 | 0 | 0
PS | 0 | 0 | 0 | 0 | 0 | 0
PV | 0 | 0 | 0 | 0 | 0 | 0
PeakG | 638.8 | 638.8 | 911.64 | 911.64 | 911.64 | 911.64
PeakO | 5.93 | 5.93 | 5.93 | 5.93 | 5.93 | 5.93
ST | 0 | 0 | 0 | 0 | 0 | 0
STOG | 185.97 | 185.97 | 185.97 | 185.97 | 185.97 | 185.97
STWD | 0 | 0 | 0 | 0 | 0 | 0
WT | 0 | 0 | 0 | 0 | 0 | 0
IGCC | 0 | 0 | 0 | 0 | 0 | 0
DemandResponse | 0 | 0 | 0 | 0 | 0 | 0
IGCC-CCS | 0 | 0 | 0 | 0 | 0 | 0
WT_off | 0 | 0 | 0 | 0 | 0 | 0
PseudoUnit | 0 | 0 | 0 | 0 | 0 | 0
FixedInterchange | 0 | 0 | 0 | 0 | 0 | 0
Cumulative Retirements of Capacity by Reporting Type: BC
ReportingType | 2015 | 2020 | 2025 | 2030 | 2035 | 2040
BM | 0 | 0 | 0 | 0 | 0 | 0
CC | 0 | 0 | 204.92 | 204.92 | 204.92 | 204.94
CSP | 0 | 0 | 0 | 0 | 0 | 0
CT | 0 | 0 | 0 | 0 | 0 | 0
Coal | 0 | 0 | 0 | 0 | 0 | 0
Geo | 0 | 0 | 0 | 0 | 0 | 0
H | 0 | 0 | 0 | 0 | 0 | 0
LFG | 0 | 0 | 0 | 0 | 0 | 0
Nuc | 0 | 0 | 0 | 0 | 0 | 0
PS | 0 | 0 | 0 | 0 | 0 | 0
PV | 0 | 0 | 0 | 0 | 0 | 0
PeakG | 0 | 0.01 | 140.33 | 140.33 | 140.33 | 140.33
PeakO | 0 | 0.01 | 43.9 | 43.9 | 43.9 | 43.9
ST | 0 | 0 | 0 | 0 | 0 | 0
STOG | 826.25 | 907.44 | 937.96 | 937.96 | 937.96 | 937.96
STWD | 0 | 0 | 0 | 0 | 0 | 0
WT | 0 | 0 | 0 | 0 | 0 | 0
IGCC | 0 | 0 | 0 | 0 | 0 | 0
DemandResponse | 0 | 0 | 0 | 0 | 0 | 0
IGCC-CCS | 0 | 0 | 0 | 0 | 0 | 0
WT_off | 0 | 0 | 0 | 0 | 0 | 0
PseudoUnit | 0 | 0 | 0 | 0 | 0 | 0
FixedInterchange | 0 | 0 | 0 | 0 | 0 | 0
Cumulative Retirements of Capacity by Reporting Type: HQ_IESO
ReportingType | 2015 | 2020 | 2025 | 2030 | 2035 | 2040
BM | 0 | 0 | 0 | 0 | 0 | 0
CC | 0 | 0 | 0 | 0 | 0 | 0
CSP | 0 | 0 | 0 | 0 | 0 | 0
CT | 0 | 0 | 0 | 0 | 0 | 0
Coal | 0 | 0 | 0 | 0 | 0 | 0
Geo | 0 | 0 | 0 | 0 | 0 | 0
H | 0 | 0 | 0 | 0 | 0 | 0
LFG | 0 | 0 | 0 | 0 | 0 | 0
Nuc | 0 | 0 | 0 | 0 | 0 | 0
PS | 0 | 0 | 0 | 0 | 0 | 0
PV | 0 | 0 | 0 | 0 | 0 | 0
PeakG | 0 | 0 | 0 | 0 | 0 | 0
PeakO | 0 | 0 | 0 | 0 | 0 | 0
ST | 0 | 0 | 0 | 0 | 0 | 0
STOG | 0 | 0 | 0 | 0 | 0 | 0
STWD | 0 | 0 | 0 | 0 | 0 | 0
WT | 0 | 0 | 0 | 0 | 0 | 0
IGCC | 0 | 0 | 0 | 0 | 0 | 0
DemandResponse | 0 | 0 | 0 | 0 | 0 | 0
IGCC-CCS | 0 | 0 | 0 | 0 | 0 | 0
WT_off | 0 | 0 | 0 | 0 | 0 | 0
PseudoUnit | 0 | 0 | 0 | 0 | 0 | 0
FixedInterchange | 0 | 0 | 0 | 0 | 0 | 0
Cumulative Retirements of Capacity by Reporting Type: HQ_NEISO
ReportingType | 2015 | 2020 | 2025 | 2030 | 2035 | 2040
BM | 0 | 0 | 0 | 0 | 0 | 0
CC | 0 | 0 | 0 | 0 | 0 | 0
CSP | 0 | 0 | 0 | 0 | 0 | 0
CT | 0 | 0 | 0 | 0 | 0 | 0
Coal | 0 | 0 | 0 | 0 | 0 | 0
Geo | 0 | 0 | 0 | 0 | 0 | 0
H | 0 | 0 | 0 | 0 | 0 | 0
LFG | 0 | 0 | 0 | 0 | 0 | 0
Nuc | 0 | 0 | 0 | 0 | 0 | 0
PS | 0 | 0 | 0 | 0 | 0 | 0
PV | 0 | 0 | 0 | 0 | 0 | 0
PeakG | 0 | 0 | 0 | 0 | 0 | 0
PeakO | 0 | 0 | 0 | 0 | 0 | 0
ST | 0 | 0 | 0 | 0 | 0 | 0
STOG | 0 | 0 | 0 | 0 | 0 | 0
STWD | 0 | 0 | 0 | 0 | 0 | 0
WT | 0 | 0 | 0 | 0 | 0 | 0
IGCC | 0 | 0 | 0 | 0 | 0 | 0
DemandResponse | 0 | 0 | 0 | 0 | 0 | 0
IGCC-CCS | 0 | 0 | 0 | 0 | 0 | 0
WT_off | 0 | 0 | 0 | 0 | 0 | 0
PseudoUnit | 0 | 0 | 0 | 0 | 0 | 0
FixedInterchange | 0 | 0 | 0 | 0 | 0 | 0
Cumulative Retirements of Capacity by Reporting Type: HQ_NY
ReportingType | 2015 | 2020 | 2025 | 2030 | 2035 | 2040
BM | 0 | 0 | 0 | 0 | 0 | 0
CC | 0 | 0 | 0 | 0 | 0 | 0
CSP | 0 | 0 | 0 | 0 | 0 | 0
CT | 0 | 0 | 0 | 0 | 0 | 0
Coal | 0 | 0 | 0 | 0 | 0 | 0
Geo | 0 | 0 | 0 | 0 | 0 | 0
H | 0 | 0 | 0 | 0 | 0 | 0
LFG | 0 | 0 | 0 | 0 | 0 | 0
Nuc | 0 | 0 | 0 | 0 | 0 | 0
PS | 0 | 0 | 0 | 0 | 0 | 0
PV | 0 | 0 | 0 | 0 | 0 | 0
PeakG | 0 | 0 | 0 | 0 | 0 | 0
PeakO | 0 | 0 | 0 | 0 | 0 | 0
ST | 0 | 0 | 0 | 0 | 0 | 0
STOG | 0 | 0 | 0 | 0 | 0 | 0
STWD | 0 | 0 | 0 | 0 | 0 | 0
WT | 0 | 0 | 0 | 0 | 0 | 0
IGCC | 0 | 0 | 0 | 0 | 0 | 0
DemandResponse | 0 | 0 | 0 | 0 | 0 | 0
IGCC-CCS | 0 | 0 | 0 | 0 | 0 | 0
WT_off | 0 | 0 | 0 | 0 | 0 | 0
PseudoUnit | 0 | 0 | 0 | 0 | 0 | 0
FixedInterchange | 0 | 0 | 0 | 0 | 0 | 0
Cumulative Retirements of Capacity by Reporting Type: MARITIMES
ReportingType | 2015 | 2020 | 2025 | 2030 | 2035 | 2040
BM | 0 | 0 | 0 | 0 | 0 | 0
CC | 0 | 0 | 0 | 0 | 0 | 0
CSP | 0 | 0 | 0 | 0 | 0 | 0
CT | 0 | 0 | 0 | 0 | 0 | 0
Coal | 0 | 0 | 0 | 0 | 0 | 0
Geo | 0 | 0 | 0 | 0 | 0 | 0
H | 0 | 0 | 0 | 0 | 0 | 0
LFG | 0 | 0 | 0 | 0 | 0 | 0
Nuc | 0 | 0 | 0 | 0 | 0 | 0
PS | 0 | 0 | 0 | 0 | 0 | 0
PV | 0 | 0 | 0 | 0 | 0 | 0
PeakG | 0 | 0 | 0 | 0 | 0 | 0
PeakO | 0 | 0 | 0 | 0 | 0 | 0
ST | 0 | 0 | 0 | 0 | 0 | 0
STOG | 0 | 0 | 0 | 0 | 0 | 0
STWD | 0 | 0 | 0 | 0 | 0 | 0
WT | 0 | 0 | 0 | 0 | 0 | 0
IGCC | 0 | 0 | 0 | 0 | 0 | 0
DemandResponse | 0 | 0 | 0 | 0 | 0 | 0
IGCC-CCS | 0 | 0 | 0 | 0 | 0 | 0
WT_off | 0 | 0 | 0 | 0 | 0 | 0
PseudoUnit | 0 | 0 | 0 | 0 | 0 | 0
FixedInterchange | 0 | 0 | 0 | 0 | 0 | 0
Cumulative Retirements of Capacity by Reporting Type: All
ReportingType | 2015 | 2020 | 2025 | 2030 | 2035 | 2040
BM | 0 | 0 | 0 | 0 | 0 | 0
CC | 9897.9 | 12907.6 | 17559.6 | 31006.78 | 74122.02 | 104683.51
CSP | 474.99 | 474.99 | 474.99 | 475 | 475 | 475
CT | 0 | 0 | 0 | 726.69 | 5598.57 | 5624.57
Coal | 164357.09 | 232169.43 | 288748.21 | 303019.8 | 303021.81 | 303024.9
Geo | 4.8 | 4.8 | 4.8 | 4.8 | 4.8 | 4.8
H | 0 | 0 | 0 | 0 | 0 | 0
LFG | 0 | 0.01 | 0.01 | 0.01 | 0.01 | 0.02
Nuc | 0 | 614.5 | 614.5 | 2102.7 | 28678.4 | 48384.39
PS | 0 | 0 | 0 | 0 | 0 | 0
PV | 0 | 0 | 0 | 0.01 | 1112.62 | 1112.63
PeakG | 4156.44 | 4156.5 | 5123 | 7648.48 | 18616.57 | 19678.36
PeakO | 3138.78 | 3138.85 | 3186.74 | 5523.18 | 7226.89 | 7227.15
ST | 0 | 0 | 0 | 0 | 0 | 0
STOG | 59430.36 | 59511.61 | 64159.26 | 72005.15 | 80856.01 | 89128.02
STWD | 0 | 0.01 | 0.01 | 0.01 | 0.01 | 0.01
WT | 126.2 | 126.21 | 126.21 | 126.22 | 1578.26 | 1578.28
IGCC | 0 | 0 | 0 | 0 | 0 | 0
DemandResponse | 0 | 0 | 0 | 0 | 0 | 0
IGCC-CCS | 0 | 0 | 0 | 0 | 0 | 0
WT_off | 0 | 0 | 0 | 0.01 | 0.02 | 0.04
PseudoUnit | 0 | 0 | 0 | 0 | 0 | 0
FixedInterchange | 0 | 0 | 0 | 0 | 0 | 0
Cumulative Retirements of Capacity by Reporting Type: EI_US
ReportingType | 2015 | 2020 | 2025 | 2030 | 2035 | 2040
BM | 0 | 0 | 0 | 0 | 0 | 0
CC | 1182.54 | 4192.22 | 5706.57 | 15428.29 | 43318.78 | 66749.91
CSP | 0 | 0 | 0 | 0 | 0 | 0
CT | 0 | 0 | 0 | 726.67 | 3530.96 | 3556.95
Coal | 130580.97 | 192513.34 | 232690.08 | 242620.41 | 242621.98 | 242624.68
Geo | 0 | 0 | 0 | 0 | 0 | 0
H | 0 | 0 | 0 | 0 | 0 | 0
LFG | 0 | 0 | 0 | 0.01 | 0.01 | 0.02
Nuc | 0 | 614.5 | 614.5 | 2102.7 | 27648.4 | 45814.39
PS | 0 | 0 | 0 | 0 | 0 | 0
PV | 0 | 0 | 0 | 0.01 | 31.8 | 31.81
PeakG | 268.71 | 268.75 | 268.84 | 2788.66 | 13756.7 | 14818.46
PeakO | 2428.9 | 2428.96 | 2429.02 | 4765.4 | 6469.07 | 6469.3
ST | 0 | 0 | 0 | 0 | 0 | 0
STOG | 42443.76 | 42443.78 | 42591.71 | 43831.38 | 45035.49 | 53307.46
STWD | 0 | 0 | 0.01 | 0.01 | 0.01 | 0.01
WT | 0 | 0 | 0.01 | 0.01 | 1149.69 | 1149.71
IGCC | 0 | 0 | 0 | 0 | 0 | 0
DemandResponse | 0 | 0 | 0 | 0 | 0 | 0
IGCC-CCS | 0 | 0 | 0 | 0 | 0 | 0
WT_off | 0 | 0 | 0 | 0.01 | 0.02 | 0.04
PseudoUnit | 0 | 0 | 0 | 0 | 0 | 0
FixedInterchange | 0 | 0 | 0 | 0 | 0 | 0
Cumulative Retirements of Capacity by Reporting Type: EI_Canada
ReportingType | 2015 | 2020 | 2025 | 2030 | 2035 | 2040
BM | 0 | 0 | 0 | 0 | 0 | 0
CC | 5942.73 | 5942.74 | 6673.63 | 6673.66 | 6673.67 | 6673.68
CSP | 0 | 0 | 0 | 0 | 0 | 0
CT | 0 | 0 | 0 | 0 | 367.36 | 367.36
Coal | 7211.13 | 7771.47 | 8161.82 | 8161.83 | 8161.84 | 8161.84
Geo | 0 | 0 | 0 | 0 | 0 | 0
H | 0 | 0 | 0 | 0 | 0 | 0
LFG | 0 | 0 | 0 | 0 | 0 | 0
Nuc | 0 | 0 | 0 | 0 | 1030 | 2570
PS | 0 | 0 | 0 | 0 | 0 | 0
PV | 0 | 0 | 0 | 0 | 1067.26 | 1067.26
PeakG | 581.99 | 582 | 1135.24 | 1140.88 | 1140.89 | 1140.9
PeakO | 174.73 | 174.74 | 178.67 | 178.7 | 178.7 | 178.71
ST | 0 | 0 | 0 | 0 | 0 | 0
STOG | 2125.97 | 2125.97 | 2251.94 | 2251.94 | 2251.94 | 2251.94
STWD | 0 | 0 | 0 | 0 | 0 | 0
WT | 0 | 0 | 0 | 0 | 302.35 | 302.35
IGCC | 0 | 0 | 0 | 0 | 0 | 0
DemandResponse | 0 | 0 | 0 | 0 | 0 | 0
IGCC-CCS | 0 | 0 | 0 | 0 | 0 | 0
WT_off | 0 | 0 | 0 | 0 | 0 | 0
PseudoUnit | 0 | 0 | 0 | 0 | 0 | 0
FixedInterchange | 0 | 0 | 0 | 0 | 0 | 0
Cumulative Retirements of Capacity by Reporting Type: EI
ReportingType | 2015 | 2020 | 2025 | 2030 | 2035 | 2040
BM | 0 | 0 | 0 | 0 | 0 | 0
CC | 7125.27 | 10134.96 | 12380.2 | 22101.95 | 49992.44 | 73423.59
CSP | 0 | 0 | 0 | 0 | 0 | 0
CT | 0 | 0 | 0 | 726.67 | 3898.31 | 3924.31
Coal | 137792.1 | 200284.81 | 240851.9 | 250782.25 | 250783.82 | 250786.52
Geo | 0 | 0 | 0 | 0 | 0 | 0
H | 0 | 0 | 0 | 0 | 0 | 0
LFG | 0 | 0 | 0.01 | 0.01 | 0.01 | 0.02
Nuc | 0 | 614.5 | 614.5 | 2102.7 | 28678.4 | 48384.39
PS | 0 | 0 | 0 | 0 | 0 | 0
PV | 0 | 0 | 0 | 0.01 | 1099.06 | 1099.06
PeakG | 850.7 | 850.75 | 1404.08 | 3929.54 | 14897.59 | 15959.35
PeakO | 2603.64 | 2603.69 | 2607.69 | 4944.1 | 6647.78 | 6648.01
ST | 0 | 0 | 0 | 0 | 0 | 0
STOG | 44569.73 | 44569.75 | 44843.65 | 46083.32 | 47287.43 | 55559.4
STWD | 0 | 0 | 0.01 | 0.01 | 0.01 | 0.01
WT | 0 | 0 | 0.01 | 0.01 | 1452.05 | 1452.06
IGCC | 0 | 0 | 0 | 0 | 0 | 0
DemandResponse | 0 | 0 | 0 | 0 | 0 | 0
IGCC-CCS | 0 | 0 | 0 | 0 | 0 | 0
WT_off | 0 | 0 | 0 | 0.01 | 0.02 | 0.04
PseudoUnit | 0 | 0 | 0 | 0 | 0 | 0
FixedInterchange | 0 | 0 | 0 | 0 | 0 | 0
Cumulative Retirements of Capacity by Reporting Type: Outside_EI
ReportingType | 2015 | 2020 | 2025 | 2030 | 2035 | 2040
BM | 0 | 0 | 0 | 0 | 0 | 0
CC | 2772.63 | 2772.64 | 5179.4 | 8904.83 | 24129.57 | 31259.92
CSP | 474.99 | 474.99 | 474.99 | 475 | 475 | 475
CT | 0 | 0 | 0 | 0.02 | 1700.26 | 1700.27
Coal | 26564.99 | 31884.62 | 47896.3 | 52237.55 | 52238 | 52238.38
Geo | 4.8 | 4.8 | 4.8 | 4.8 | 4.8 | 4.8
H | 0 | 0 | 0 | 0 | 0 | 0
LFG | 0 | 0 | 0 | 0 | 0 | 0
Nuc | 0 | 0 | 0 | 0 | 0 | 0
PS | 0 | 0 | 0 | 0 | 0 | 0
PV | 0 | 0 | 0 | 0 | 13.57 | 13.57
PeakG | 3305.74 | 3305.75 | 3718.92 | 3718.95 | 3718.98 | 3719
PeakO | 535.15 | 535.16 | 579.06 | 579.08 | 579.11 | 579.14
ST | 0 | 0 | 0 | 0 | 0 | 0
STOG | 14860.64 | 14941.86 | 19315.62 | 25921.83 | 33568.57 | 33568.62
STWD | 0 | 0 | 0 | 0 | 0 | 0
WT | 126.2 | 126.2 | 126.2 | 126.2 | 126.21 | 126.21
IGCC | 0 | 0 | 0 | 0 | 0 | 0
DemandResponse | 0 | 0 | 0 | 0 | 0 | 0
IGCC-CCS | 0 | 0 | 0 | 0 | 0 | 0
WT_off | 0 | 0 | 0 | 0 | 0 | 0
PseudoUnit | 0 | 0 | 0 | 0 | 0 | 0
FixedInterchange | 0 | 0 | 0 | 0 | 0 | 0
#5 | 0: Total Installed ACTIVE Capacity (MW)
Total Installed Capacity by Reporting Type: Entergy
ReportingType | 2015 | 2020 | 2025 | 2030 | 2035 | 2040
BM | 0 | 0 | 0 | 0.01 | 0.05 | 5783.86
CC | 15911.07 | 18094.59 | 18094.69 | 18094.73 | 17507.53 | 13940.27
CSP | 0 | 0 | 0 | 0 | 0 | 0
CT | 0.03 | 0.15 | 0.15 | 0.15 | 0.15 | 0.14
Coal | 8076.14 | 3623.37 | 1767.27 | 720.68 | 720.57 | 720.5
Geo | 0 | 0 | 0 | 0 | 0 | 0
H | 744 | 744.01 | 744.02 | 744.05 | 1853 | 1853
LFG | 8 | 8 | 115.39 | 115.39 | 115.39 | 115.4
Nuc | 5422 | 5422 | 5422.01 | 5422.02 | 4580.05 | 3583.19
PS | 59 | 59 | 59 | 59 | 59 | 59
PV | 0.05 | 61.82 | 91.17 | 91.18 | 91.18 | 92.57
PeakG | 2787 | 2787 | 2786.99 | 2786.96 | 2786.92 | 2786.88
PeakO | 174 | 174 | 174 | 173.98 | 0.92 | 0.87
ST | 0 | 0 | 0 | 0 | 0 | 0
STOG | 2351.93 | 2351.93 | 2351.92 | 1203.14 | 0.25 | 0.23
STWD | 206 | 206 | 206 | 206 | 206 | 206
WT | 107.02 | 107.03 | 107.05 | 107.07 | 107.07 | 107.07
IGCC | 0.01 | 0.01 | 0.01 | 0.01 | 0.01 | 0.01
DemandResponse | 301.55 | 1538.95 | 2854.33 | 2930.78 | 3009.27 | 3089.87
IGCC-CCS | 0 | 0.01 | 0.01 | 0.01 | 0.02 | 0.02
WT_off | 0 | 0 | 0 | 0 | 0 | 0
PseudoUnit | 0 | 0 | 0 | 0 | 0 | 0
FixedInterchange | 0 | 0 | 0 | 0 | 0 | 0
Total Installed Capacity by Reporting Type: FRCC
ReportingType | 2015 | 2020 | 2025 | 2030 | 2035 | 2040
BM | 0 | 0 | 0 | 0.01 | 0.19 | 2001.88
CC | 34350.31 | 34356.11 | 34356.16 | 27022.57 | 21092.52 | 20384.15
CSP | 0 | 0 | 0 | 0 | 0 | 0
CT | 2480 | 2480 | 2480 | 2479.93 | 0.09 | 0.09
Coal | 2359.27 | 1255.27 | 3.69 | 3.52 | 3.51 | 3.48
Geo | 0 | 0 | 0 | 0 | 0 | 0
H | 55 | 55.01 | 55.01 | 55.01 | 55.06 | 55.11
LFG | 486 | 486.01 | 684 | 684 | 684 | 684
Nuc | 4131.33 | 4131.34 | 7225.52 | 19276.56 | 25293.18 | 27889.44
PS | 0 | 0 | 0 | 0 | 0 | 0
PV | 51 | 51 | 51.01 | 51.01 | 51.01 | 51.02
PeakG | 8431 | 8431 | 8430.99 | 5911.71 | 5911.7 | 5911.7
PeakO | 2282.99 | 2282.98 | 2282.96 | 0.36 | 0.35 | 0.35
ST | 0 | 0 | 0 | 0 | 0 | 0
STOG | 147.99 | 147.99 | 0.25 | 0.12 | 0.12 | 0.12
STWD | 195 | 195 | 195 | 195 | 195 | 195
WT | 0 | 0 | 0 | 0 | 0 | 0
IGCC | 0.01 | 0.01 | 0.01 | 0.01 | 0.01 | 0.01
DemandResponse | 2734.45 | 3962.85 | 5527.63 | 5878.95 | 6252.59 | 6649.99
IGCC-CCS | 0 | 0.01 | 0.01 | 0.01 | 0.03 | 0.03
WT_off | 0 | 0 | 0 | 0 | 0 | 0
PseudoUnit | 0 | 0 | 0 | 0 | 0 | 0
FixedInterchange | 0 | 0 | 0 | 0 | 0 | 0
Total Installed Capacity by Reporting Type: MAPP_US
ReportingType | 2015 | 2020 | 2025 | 2030 | 2035 | 2040
BM | 0 | 0 | 0 | 0 | 0.02 | 19.11
CC | 289.17 | 289.34 | 289.47 | 289.58 | 289.73 | 289.74
CSP | 0 | 0 | 0 | 0 | 0 | 0
CT | 308.32 | 412.5 | 412.5 | 567.62 | 605.23 | 605.24
Coal | 1621.3 | 1150.35 | 452.54 | 452.52 | 452.51 | 452.49
Geo | 44 | 44 | 44 | 44 | 44 | 44
H | 2186 | 2186 | 2186 | 2186 | 2186 | 2186
LFG | 2 | 2 | 2.02 | 73.65 | 73.65 | 73.67
Nuc | 0.1 | 0.1 | 0.1 | 0.11 | 0.11 | 0.11
PS | 0 | 0 | 0 | 0 | 0 | 0
PV | 0 | 0 | 0 | 0.01 | 0.01 | 0.01
PeakG | 709 | 709 | 709 | 708.99 | 708.99 | 708.99
PeakO | 345.99 | 345.99 | 345.99 | 345.99 | 345.99 | 345.99
ST | 0 | 0 | 0 | 0 | 0 | 0
STOG | 35.87 | 35.87 | 35.87 | 35.87 | 35.87 | 35.86
STWD | 0 | 0 | 0 | 0 | 0 | 0
WT | 1689.31 | 5899.65 | 9037.82 | 9037.83 | 9037.84 | 9106.1
IGCC | 0.01 | 0.02 | 0.02 | 0.02 | 0.02 | 0.02
DemandResponse | 59 | 199.4 | 353.8 | 367.81 | 382.38 | 397.53
IGCC-CCS | 0 | 0.01 | 0.02 | 0.02 | 0.05 | 0.05
WT_off | 0 | 0 | 0 | 0 | 0 | 0
PseudoUnit | 0 | 0 | 0 | 0 | 0 | 0
FixedInterchange | 0 | 0 | 0 | 0 | 0 | 0
Total Installed Capacity by Reporting Type: MISO_IN
ReportingType | 2015 | 2020 | 2025 | 2030 | 2035 | 2040
BM | 0 | 0 | 0 | 0.01 | 212.54 | 3492.06
CC | 1396.62 | 2883.46 | 2883.52 | 2883.61 | 2883.61 | 2883.61
CSP | 0 | 0 | 0 | 0 | 0 | 0
CT | 0.02 | 0.08 | 0.08 | 0.11 | 0.11 | 0.11
Coal | 9261.66 | 7458.46 | 3634.83 | 3634.78 | 3634.71 | 3634.46
Geo | 0 | 0 | 0 | 0 | 0 | 0
H | 75 | 75 | 75 | 75 | 75 | 75
LFG | 37 | 37 | 117.1 | 117.12 | 117.12 | 117.12
Nuc | 0.1 | 0.1 | 0.1 | 0.13 | 0.2 | 0.21
PS | 0 | 0 | 0 | 0 | 0 | 0
PV | 0 | 225.92 | 336.79 | 340.89 | 340.89 | 340.89
PeakG | 3053 | 3053 | 3052.99 | 3052.99 | 3052.99 | 3052.99
PeakO | 361 | 361 | 361 | 361 | 361 | 360.99
ST | 0 | 0 | 0 | 0 | 0 | 0
STOG | 279 | 279 | 279 | 279 | 279 | 278.99
STWD | 0 | 0 | 0 | 0 | 0 | 0
WT | 535.01 | 535.02 | 535.04 | 535.08 | 535.08 | 535.08
IGCC | 618 | 618 | 618 | 618 | 618 | 618
DemandResponse | 1068.55 | 1287.74 | 1545.09 | 1592.8 | 1641.97 | 1692.67
IGCC-CCS | 0 | 0.01 | 0.01 | 0.02 | 0.03 | 0.03
WT_off | 0 | 0 | 0 | 0.01 | 0.01 | 0.01
PseudoUnit | 0 | 0 | 0 | 0 | 0 | 0
FixedInterchange | 0 | 0 | 0 | 0 | 0 | 0
Total Installed Capacity by Reporting Type: MISO_MI
ReportingType | 2015 | 2020 | 2025 | 2030 | 2035 | 2040
BM | 0 | 0 | 0 | 0.01 | 0.13 | 6.5
CC | 4338.24 | 4338.52 | 4338.57 | 4338.64 | 4338.64 | 4338.63
CSP | 0 | 0 | 0 | 0 | 0 | 0
CT | 0.02 | 0.12 | 0.12 | 0.16 | 0.16 | 0.16
Coal | 3818.69 | 2.58 | 2.07 | 2.04 | 2.01 | 1.93
Geo | 0 | 0 | 0 | 0 | 0 | 0
H | 141 | 141 | 141 | 141 | 141 | 141
LFG | 163 | 208.39 | 323.25 | 323.25 | 323.25 | 323.25
Nuc | 1889 | 1889 | 1889 | 1889.04 | 1111.53 | 1111.61
PS | 1872 | 1872 | 1872 | 1872 | 1872 | 1872
PV | 0 | 0 | 0.01 | 0.01 | 0.01 | 0.01
PeakG | 3562 | 3562 | 3561.99 | 3561.99 | 3561.99 | 3561.99
PeakO | 534 | 534 | 534 | 534 | 534 | 533.99
ST | 0 | 0 | 0 | 0 | 0 | 0
STOG | 2851.98 | 2851.98 | 2851.93 | 2851.93 | 2851.93 | 2851.91
STWD | 163 | 163 | 163 | 163 | 163 | 163
WT | 2161.01 | 2288.22 | 2288.23 | 2288.23 | 2288.23 | 2288.23
IGCC | 0.01 | 0.01 | 0.01 | 0.01 | 0.01 | 0.01
DemandResponse | 1838.88 | 2351.35 | 3000.3 | 3120.7 | 3245.93 | 3376.18
IGCC-CCS | 0 | 0.01 | 0.01 | 0.02 | 0.03 | 0.04
WT_off | 0 | 0 | 0.01 | 0.01 | 0.01 | 0.01
PseudoUnit | 0 | 0 | 0 | 0 | 0 | 0
FixedInterchange | 0 | 0 | 0 | 0 | 0 | 0
Total Installed Capacity by Reporting Type: MISO_MO-IL
ReportingType | 2015 | 2020 | 2025 | 2030 | 2035 | 2040
BM | 0 | 0 | 0 | 0.01 | 0.05 | 0.06
CC | 1058.12 | 1058.26 | 1058.3 | 1058.36 | 1058.36 | 1058.36
CSP | 0 | 0 | 0 | 0 | 0 | 0
CT | 0.02 | 0.08 | 0.08 | 0.12 | 0.12 | 0.12
Coal | 10949.81 | 4378.47 | 2430.61 | 2430.57 | 2430.48 | 2430.3
Geo | 0 | 0 | 0 | 0 | 0 | 0
H | 352 | 352.51 | 352.51 | 632 | 632 | 632
LFG | 18 | 18 | 18.08 | 241.33 | 241.33 | 241.33
Nuc | 2233 | 2233 | 2233 | 2233.03 | 2233.04 | 2233.04
PS | 440 | 440 | 440 | 440 | 440 | 440
PV | 0 | 0 | 0.01 | 0.01 | 0.01 | 0.01
PeakG | 4595 | 4594.99 | 4594.99 | 4594.99 | 4594.99 | 4594.98
PeakO | 766 | 766 | 766 | 766 | 766 | 765.99
ST | 0 | 0 | 0 | 0 | 0 | 0
STOG | 592 | 592 | 591.99 | 591.99 | 591.99 | 591.97
STWD | 0 | 0 | 0 | 0 | 0 | 0
WT | 678.02 | 678.03 | 6277.9 | 6278.07 | 6278.07 | 6278.07
IGCC | 0 | 0.01 | 0.01 | 0.01 | 0.01 | 0.01
DemandResponse | 301.14 | 1139.8 | 2067.65 | 2153.82 | 2243.59 | 2337.1
IGCC-CCS | 0 | 0 | 0.01 | 0.01 | 0.02 | 0.02
WT_off | 0 | 0 | 0 | 0 | 0 | 0
PseudoUnit | 0 | 0 | 0 | 0 | 0 | 0
FixedInterchange | 0 | 0 | 0 | 0 | 0 | 0
Total Installed Capacity by Reporting Type: MISO_W
ReportingType | 2015 | 2020 | 2025 | 2030 | 2035 | 2040
BM | 0 | 0 | 0 | 0 | 0.02 | 0.03
CC | 3025.21 | 3025.38 | 3025.47 | 3025.59 | 3025.59 | 3025.58
CSP | 0 | 0 | 0 | 0 | 0 | 0
CT | 0.06 | 0.28 | 0.28 | 0.38 | 0.38 | 0.38
Coal | 10209.45 | 5784.02 | 801.44 | 801.41 | 801.33 | 801.07
Geo | 0 | 0 | 0 | 0 | 0 | 0
H | 497 | 497 | 497 | 497 | 497 | 497
LFG | 205 | 205 | 205.02 | 276.66 | 276.66 | 276.67
Nuc | 2361.33 | 2361.33 | 2361.34 | 2361.34 | 0.12 | 0.12
PS | 0 | 0 | 0 | 0 | 0 | 0
PV | 0 | 0 | 0 | 0.01 | 0.01 | 0.01
PeakG | 4522 | 4522 | 4521.99 | 4521.99 | 4521.99 | 4521.98
PeakO | 2154 | 2154 | 2153.99 | 2153.99 | 2153.99 | 2153.97
ST | 0 | 0 | 0 | 0 | 0 | 0
STOG | 172 | 172 | 172 | 171.99 | 171.99 | 171.97
STWD | 313 | 313 | 313 | 313 | 313 | 313
WT | 8358.51 | 8358.52 | 111908.61 | 116144.54 | 116144.57 | 119493.43
IGCC | 0.01 | 0.02 | 0.02 | 0.02 | 0.02 | 0.02
DemandResponse | 2622.87 | 2885.77 | 3318.4 | 3449.86 | 3586.51 | 3728.59
IGCC-CCS | 0 | 0.01 | 0.01 | 0.02 | 0.04 | 0.04
WT_off | 0 | 0 | 0 | 0 | 0 | 0
PseudoUnit | 0 | 0 | 0 | 0 | 0 | 0
FixedInterchange | 0 | 0 | 0 | 0 | 0 | 0
Total Installed Capacity by Reporting Type: MISO_WUMS
ReportingType | 2015 | 2020 | 2025 | 2030 | 2035 | 2040
BM | 0 | 0 | 0 | 0.01 | 2.33 | 2.64
CC | 11748.45 | 27453.15 | 27453.21 | 27453.3 | 27453.3 | 27453.3
CSP | 0 | 0 | 0 | 0 | 0 | 0
CT | 0.02 | 0.17 | 0.17 | 0.21 | 0.21 | 0.21
Coal | 3970.2 | 2102.21 | 1768.18 | 1768.17 | 1768.14 | 1768.01
Geo | 0 | 0 | 0 | 0 | 0 | 0
H | 336 | 336.12 | 336.12 | 336.12 | 336.12 | 336.12
LFG | 71 | 71 | 199.04 | 294.32 | 294.33 | 294.33
Nuc | 1817 | 1817 | 1817 | 1817.04 | 0.19 | 0.2
PS | 0 | 0 | 0 | 0 | 0 | 0
PV | 0 | 0 | 0 | 0.01 | 0.01 | 0.01
PeakG | 3230 | 3230 | 3229.99 | 3229.99 | 3229.99 | 3229.99
PeakO | 490 | 490 | 490 | 490 | 490 | 489.99
ST | 0 | 0 | 0 | 0 | 0 | 0
STOG | 300.5 | 300.5 | 300.5 | 300.5 | 300.49 | 300.48
STWD | 105 | 105 | 105 | 105 | 105 | 105
WT | 1528.9 | 1528.9 | 1528.91 | 1559.68 | 1559.68 | 1559.69
IGCC | 0 | 0.01 | 0.01 | 0.01 | 0.01 | 0.01
DemandResponse | 193.34 | 453.12 | 737.75 | 762.42 | 787.92 | 814.26
IGCC-CCS | 0 | 0 | 0 | 0.01 | 0.01 | 0.01
WT_off | 0 | 0 | 0 | 0.01 | 0.01 | 0.01
PseudoUnit | 0 | 0 | 0 | 0 | 0 | 0
FixedInterchange | 0 | 0 | 0 | 0 | 0 | 0
Total Installed Capacity by Reporting Type: Nebraska
ReportingType | 2015 | 2020 | 2025 | 2030 | 2035 | 2040
BM | 0 | 0 | 0 | 0 | 0.01 | 0.02
CC | 358.08 | 358.12 | 358.16 | 358.2 | 358.23 | 358.23
CSP | 0 | 0 | 0 | 0 | 0 | 0
CT | 0.01 | 0.02 | 0.02 | 0.04 | 0.05 | 0.05
Coal | 4110.1 | 914.54 | 914.51 | 914.5 | 914.5 | 914.49
Geo | 0 | 0 | 0 | 0 | 0 | 0
H | 167 | 167 | 167 | 167 | 167 | 167
LFG | 6 | 6 | 6.01 | 77.66 | 77.66 | 77.67
Nuc | 1252 | 1252 | 1252 | 1252.01 | 0.21 | 0.21
PS | 0 | 0 | 0 | 0 | 0 | 0
PV | 0 | 0 | 0 | 0.01 | 0.01 | 0.01
PeakG | 1305 | 1305 | 1305 | 1305 | 1305 | 1304.99
PeakO | 326 | 326 | 326 | 326 | 326 | 326
ST | 0 | 0 | 0 | 0 | 0 | 0
STOG | 2.51 | 2.5 | 2.5 | 2.5 | 2.5 | 2.5
STWD | 0 | 0 | 0 | 0 | 0 | 0
WT | 344.01 | 26948 | 26948.06 | 26948.08 | 26948.08 | 26948.1
IGCC | 0 | 0 | 0 | 0 | 0.01 | 0.01
DemandResponse | 624.42 | 756.13 | 918.4 | 954.78 | 992.6 | 1031.92
IGCC-CCS | 0 | 0 | 0 | 0 | 0.01 | 0.01
WT_off | 0 | 0 | 0 | 0 | 0 | 0
PseudoUnit | 0 | 0 | 0 | 0 | 0 | 0
FixedInterchange | 0 | 0 | 0 | 0 | 0 | 0
Total Installed Capacity by Reporting Type: NEISO
ReportingType | 2015 | 2020 | 2025 | 2030 | 2035 | 2040
BM | 252.2 | 252.2 | 252.2 | 252.2 | 252.21 | 252.22
CC | 12469.52 | 9459.91 | 7945.68 | 7361.73 | 7079.71 | 7016.6
CSP | 0 | 0 | 0 | 0 | 0 | 0
CT | 334 | 334 | 334 | 324.55 | 0.12 | 0.12
Coal | 320.26 | 0.24 | 0.22 | 0.22 | 0.21 | 0.21
Geo | 0 | 0 | 0 | 0 | 0 | 0
H | 3257.7 | 3257.71 | 3257.76 | 3260.7 | 3260.7 | 3260.7
LFG | 581.27 | 581.28 | 650.95 | 650.96 | 650.96 | 651
Nuc | 4645 | 4645 | 4645 | 4645.01 | 3356.01 | 2479.1
PS | 1674 | 1674 | 1674 | 1674 | 1674 | 1674
PV | 2 | 290.35 | 290.36 | 290.37 | 290.39 | 290.39
PeakG | 1200 | 1199.98 | 1199.97 | 1199.96 | 1199.95 | 1199.94
PeakO | 0.46 | 0.43 | 0.42 | 0.41 | 0.4 | 0.4
ST | 0 | 0 | 0 | 0 | 0 | 0
STOG | 0.15 | 0.15 | 0.14 | 0.14 | 0.14 | 0.14
STWD | 610 | 610 | 610 | 610 | 610 | 610
WT | 434.24 | 2915.28 | 5482.71 | 5483.21 | 19980.38 | 19980.38
IGCC | 0 | 0 | 0 | 0 | 0 | 0
DemandResponse | 3092.4 | 3627.72 | 4230.66 | 4257.78 | 4282.5 | 4307.35
IGCC-CCS | 0 | 0 | 0 | 0 | 0.01 | 0.01
WT_off | 468 | 468.02 | 468.04 | 468.07 | 468.11 | 468.12
PseudoUnit | 0 | 0 | 0 | 0 | 0 | 0
FixedInterchange | 0 | 0 | 0 | 0 | 0 | 0
Total Installed Capacity by Reporting Type: NonRTO_Midwest
ReportingType | 2015 | 2020 | 2025 | 2030 | 2035 | 2040
BM | 0 | 0 | 0 | 0.01 | 351.52 | 4076.3
CC | 2062.75 | 4440.14 | 4440.21 | 4440.24 | 4440.25 | 2377.65
CSP | 0 | 0 | 0 | 0 | 0 | 0
CT | 0.02 | 0.05 | 0.05 | 0.05 | 0.05 | 0.05
Coal | 7248.74 | 4765.54 | 3942.67 | 1727.52 | 1727.21 | 1727.13
Geo | 0 | 0 | 0 | 0 | 0 | 0
H | 143 | 143.02 | 888.99 | 889 | 889 | 889
LFG | 14 | 14 | 174.25 | 174.25 | 174.25 | 174.25
Nuc | 0.1 | 0.1 | 0.12 | 1252.9 | 2289.69 | 2289.73
PS | 0 | 0 | 0 | 0 | 0 | 0
PV | 0 | 0 | 0.01 | 0.01 | 0.01 | 0.01
PeakG | 3352.99 | 3352.99 | 3352.99 | 3352.93 | 2394.88 | 1333.32
PeakO | 12 | 12 | 12 | 12 | 0.2 | 0.17
ST | 0 | 0 | 0 | 0 | 0 | 0
STOG | 0 | 0 | 0 | 0 | 0 | 0
STWD | 0 | 0 | 0 | 0 | 0 | 0
WT | 66.01 | 66.01 | 66.02 | 66.03 | 66.03 | 66.03
IGCC | 0.01 | 0.01 | 0.01 | 0.01 | 0.01 | 0.01
DemandResponse | 193.98 | 453.37 | 727.88 | 745.89 | 764.35 | 783.26
IGCC-CCS | 0 | 0.01 | 0.01 | 0.01 | 0.02 | 0.03
WT_off | 0 | 0 | 0 | 0 | 0 | 0
PseudoUnit | 0 | 0 | 0 | 0 | 0 | 0
FixedInterchange | 0 | 0 | 0 | 0 | 0 | 0
Total Installed Capacity by Reporting Type: NYISO_A-F
ReportingType | 2015 | 2020 | 2025 | 2030 | 2035 | 2040
BM | 0 | 0 | 0.01 | 0.01 | 0.02 | 0.04
CC | 4093.53 | 4093.55 | 4093.57 | 2289.74 | 2193.12 | 1554.89
CSP | 0 | 0 | 0 | 0 | 0 | 0
CT | 0.01 | 0.02 | 0.03 | 0.03 | 0.03 | 0.03
Coal | 0.24 | 0.21 | 0.21 | 0.2 | 0.2 | 0.2
Geo | 0 | 0 | 0 | 0 | 0 | 0
H | 4395 | 4395 | 4395 | 4395 | 4395 | 4395
LFG | 172.4 | 172.4 | 240.33 | 240.33 | 240.33 | 240.33
Nuc | 3365 | 3365 | 3365 | 2743.81 | 2163.31 | 1311.12
PS | 1412 | 1412 | 1412 | 1412 | 1412 | 1412
PV | 0 | 0 | 0.01 | 0.01 | 0.01 | 0.01
PeakG | 221 | 221 | 221 | 220.99 | 220.98 | 220.98
PeakO | 38.88 | 38.88 | 38.87 | 0.73 | 0.71 | 0.71
ST | 0 | 0 | 0 | 0 | 0 | 0
STOG | 0.06 | 0.06 | 0.06 | 0.06 | 0.05 | 0.05
STWD | 86 | 86 | 86 | 86 | 86 | 86
WT | 3759.32 | 4469.12 | 4469.14 | 10081.57 | 14772.97 | 14772.97
IGCC | 0 | 0 | 0 | 0 | 0 | 0
DemandResponse | 907.2 | 1018.15 | 1143.28 | 1172.73 | 1202.95 | 1233.94
IGCC-CCS | 0 | 0 | 0 | 0.01 | 0.01 | 0.01
WT_off | 0 | 0.01 | 0.01 | 0.02 | 0.02 | 0.02
PseudoUnit | 0 | 0 | 0 | 0 | 0 | 0
FixedInterchange | 0 | 0 | 0 | 0 | 0 | 0
Total Installed Capacity by Reporting Type: NYISO_G-I
ReportingType | 2015 | 2020 | 2025 | 2030 | 2035 | 2040
BM | 0 | 0 | 0.01 | 0.01 | 562.33 | 562.44
CC | 1157.05 | 1157.13 | 1157.19 | 1157.22 | 1157.24 | 1157.24
CSP | 0 | 0 | 0 | 0 | 0 | 0
CT | 0.01 | 0.03 | 0.03 | 0.03 | 0.06 | 0.06
Coal | 0.08 | 0.06 | 0.06 | 0.06 | 0.06 | 0.05
Geo | 0 | 0 | 0 | 0 | 0 | 0
H | 32 | 32 | 32 | 32 | 32 | 32
LFG | 64 | 64 | 138.32 | 138.33 | 138.33 | 138.33
Nuc | 2045 | 2045 | 2045.01 | 2045.01 | 1026.01 | 1805.83
PS | 0 | 0 | 0 | 0 | 0 | 0
PV | 0 | 0 | 0 | 0.01 | 0.01 | 0.02
PeakG | 65 | 65 | 65 | 65 | 65 | 64.99
PeakO | 87 | 87 | 87 | 87 | 87 | 86.99
ST | 0 | 0 | 0 | 0 | 0 | 0
STOG | 0.36 | 0.36 | 0.36 | 0.36 | 0.36 | 0.35
STWD | 0 | 0 | 0 | 0 | 0 | 0
WT | 0.04 | 59.89 | 60.07 | 359.93 | 359.95 | 359.95
IGCC | 0 | 0 | 0 | 0 | 0 | 0
DemandResponse | 339.56 | 380.32 | 434.34 | 453.11 | 472.7 | 493.13
IGCC-CCS | 0 | 0 | 0 | 0.01 | 0.01 | 0.01
WT_off | 0 | 0 | 0.01 | 0.01 | 0.03 | 0.03
PseudoUnit | 0 | 0 | 0 | 0 | 0 | 0
FixedInterchange | 0 | 0 | 0 | 0 | 0 | 0
Total Installed Capacity by Reporting Type: NYISO_J-K
ReportingType | 2015 | 2020 | 2025 | 2030 | 2035 | 2040
BM | 0 | 0 | 0 | 0 | 0 | 0
CC | 4833.4 | 4833.43 | 4833.45 | 4833.47 | 4833.49 | 4833.49
CSP | 0 | 0 | 0 | 0 | 0 | 0
CT | 0.01 | 0.04 | 0.04 | 0.04 | 0.42 | 0.42
Coal | 0 | 0 | 0 | 0 | 0 | 0
Geo | 0 | 0 | 0 | 0 | 0 | 0
H | 0 | 0 | 0 | 0 | 0 | 0
LFG | 124 | 124 | 198.22 | 198.32 | 198.33 | 198.33
Nuc | 0.1 | 0.1 | 0.1 | 0.1 | 0.1 | 0.1
PS | 0 | 0 | 0 | 0 | 0 | 0
PV | 32 | 32 | 32 | 32 | 0.21 | 0.21
PeakG | 2778 | 2778 | 2778 | 2778 | 2778 | 2778
PeakO | 2169 | 2169 | 2169 | 2169 | 2169 | 2168.99
ST | 0 | 0 | 0 | 0 | 0 | 0
STOG | 3412.95 | 3412.95 | 3412.95 | 3412.95 | 3412.95 | 3412.95
STWD | 0 | 0 | 0 | 0 | 0 | 0
WT | 0.02 | 0.03 | 0.04 | 0.16 | 329.39 | 329.39
IGCC | 0 | 0 | 0 | 0 | 0 | 0
DemandResponse | 1319.07 | 1502.66 | 1718.62 | 1795.58 | 1875.99 | 1960
IGCC-CCS | 0 | 0 | 0 | 0 | 0 | 0
WT_off | 0 | 0 | 0 | 0.01 | 0.01 | 0.01
PseudoUnit | 0 | 0 | 0 | 0 | 0 | 0
FixedInterchange | 0 | 0 | 0 | 0 | 0 | 0
Total Installed Capacity by Reporting Type: PJM_E
ReportingType | 2015 | 2020 | 2025 | 2030 | 2035 | 2040
BM | 30 | 30 | 30 | 30.01 | 30.03 | 30.04
CC | 12283.29 | 12283.34 | 12283.38 | 12283.43 | 12283.42 | 12283.41
CSP | 0 | 0 | 0 | 0 | 0 | 0
CT | 26.2 | 26.2 | 26.2 | 26.21 | 26.21 | 0.27
Coal | 1076.49 | 508.93 | 508.38 | 508.38 | 508.37 | 508.32
Geo | 0 | 0 | 0 | 0 | 0 | 0
H | 269.99 | 269.99 | 269.99 | 269.99 | 269.99 | 269.99
LFG | 471.1 | 604 | 604 | 604 | 604 | 604
Nuc | 8510 | 7895.5 | 7895.5 | 7895.54 | 5671.59 | 4497.68
PS | 400 | 400 | 400 | 400 | 400 | 400
PV | 47.45 | 47.45 | 47.45 | 47.45 | 47.45 | 47.45
PeakG | 3877.5 | 3877.5 | 3877.5 | 3877.5 | 3877.5 | 3877.49
PeakO | 2749.29 | 2749.29 | 2749.29 | 2749.29 | 2749.29 | 2749.28
ST | 0 | 0 | 0 | 0 | 0 | 0
STOG | 2622.43 | 2622.43 | 2622.42 | 2622.42 | 2622.41 | 0.72
STWD | 0 | 0 | 0 | 0 | 0 | 0
WT | 1160.02 | 1160.02 | 1160.03 | 1160.04 | 10.37 | 10.37
IGCC | 0 | 0 | 0 | 0 | 0 | 0
DemandResponse | 1256.73 | 1718.17 | 2388.62 | 2469.72 | 2553.57 | 2640.27
IGCC-CCS | 0 | 0 | 0.01 | 0.01 | 0.02 | 0.02
WT_off | 0 | 0.01 | 1100.01 | 1100.01 | 1100 | 1099.99
PseudoUnit | 0 | 0 | 0 | 0 | 0 | 0
FixedInterchange | 0 | 0 | 0 | 0 | 0 | 0
Total Installed Capacity by Reporting Type: PJM_ROM
ReportingType | 2015 | 2020 | 2025 | 2030 | 2035 | 2040
BM | 18 | 18 | 18 | 1148.65 | 1150.16 | 2357.63
CC | 5664.5 | 5664.56 | 5664.6 | 5664.66 | 5664.66 | 5664.64
CSP | 0 | 0 | 0 | 0 | 0 | 0
CT | 16 | 16 | 16 | 16.01 | 16.01 | 16
Coal | 2436.51 | 1202.45 | 681.35 | 681.33 | 681.28 | 680.56
Geo | 0 | 0 | 0 | 0 | 0 | 0
H | 1392 | 1392.05 | 1392.09 | 2070 | 2070 | 2070
LFG | 356.9 | 622 | 622 | 622 | 622 | 622
Nuc | 5036 | 5036 | 5036 | 5036.06 | 3304.26 | 10869.66
PS | 1513 | 1513 | 1513 | 1513 | 1513 | 1513
PV | 4.01 | 1359.6 | 2117.8 | 2287.49 | 2300.87 | 2361.55
PeakG | 1719 | 1719 | 1719 | 1719 | 1719 | 1718.99
PeakO | 1565.99 | 1565.99 | 1565.99 | 1565.99 | 1565.99 | 1565.97
ST | 0 | 0 | 0 | 0 | 0 | 0
STOG | 3528.92 | 3528.92 | 3528.91 | 3528.91 | 3528.91 | 0.27
STWD | 70 | 70 | 70 | 70 | 70 | 70
WT | 1210.83 | 1961.07 | 1961.08 | 1961.1 | 1961.1 | 1961.1
IGCC | 0 | 0.01 | 0.01 | 0.01 | 0.01 | 0.01
DemandResponse | 2307.31 | 2787.75 | 3373.93 | 3488.48 | 3606.92 | 3729.38
IGCC-CCS | 0 | 0 | 0.01 | 0.01 | 0.02 | 0.02
WT_off | 0 | 0.01 | 0.02 | 0.03 | 0.03 | 0.03
PseudoUnit | 0 | 0 | 0 | 0 | 0 | 0
FixedInterchange | 0 | 0 | 0 | 0 | 0 | 0
Total Installed Capacity by Reporting Type: PJM_ROR
ReportingType | 2015 | 2020 | 2025 | 2030 | 2035 | 2040
BM | 385 | 385 | 385 | 385 | 3903.55 | 9221.78
CC | 23919.96 | 30728.8 | 30728.86 | 30728.99 | 30728.98 | 30728.95
CSP | 0 | 0 | 0 | 0 | 0 | 0
CT | 29 | 29 | 29 | 29.01 | 29.01 | 29
Coal | 32201.68 | 20367.14 | 9919.28 | 9919.18 | 9918.99 | 9918.67
Geo | 0 | 0 | 0 | 0 | 0 | 0
H | 1837.4 | 2340.4 | 2340.4 | 2340.4 | 2340.4 | 2340.4
LFG | 539.4 | 1053.1 | 1053.11 | 1053.11 | 1053.11 | 1053.11
Nuc | 20038 | 20038 | 20038 | 19582.02 | 19780.85 | 17034.78
PS | 3081 | 3081 | 3081 | 3081 | 3081 | 3081
PV | 24 | 24.01 | 24.02 | 24.03 | 24.03 | 24.03
PeakG | 19310.97 | 19310.97 | 19310.95 | 19310.95 | 19310.95 | 19310.93
PeakO | 1742 | 1742 | 1741.99 | 1741.99 | 1741.99 | 1741.98
ST | 0 | 0 | 0 | 0 | 0 | 0
STOG | 2121.97 | 2121.97 | 2121.95 | 2121.95 | 2121.94 | 0.42
STWD | 194 | 194 | 194 | 194 | 194 | 194
WT | 10922.7 | 11114.4 | 11114.4 | 11114.4 | 11114.4 | 11114.4
IGCC | 0.01 | 0.01 | 0.01 | 0.01 | 0.01 | 0.01
DemandResponse | 3324.65 | 6282.21 | 9765.55 | 10067.05 | 10377.87 | 10698.28
IGCC-CCS | 0 | 0.01 | 0.01 | 0.02 | 0.03 | 0.03
WT_off | 0 | 0 | 0.01 | 0.01 | 0.01 | 0.01
PseudoUnit | 0 | 0 | 0 | 0 | 0 | 0
FixedInterchange | 0 | 0 | 0 | 0 | 0 | 0
Total Installed Capacity by Reporting Type: SOCO
ReportingType | 2015 | 2020 | 2025 | 2030 | 2035 | 2040
BM | 55 | 55 | 55 | 55 | 6554.86 | 6555.17
CC | 21560.81 | 26503.45 | 26503.58 | 26503.49 | 12842.87 | 6096.04
CSP | 0 | 0 | 0 | 0 | 0 | 0
CT | 0.02 | 0.06 | 0.06 | 0.06 | 0.07 | 0.07
Coal | 8137.91 | 4025.83 | 1980.88 | 1980.67 | 1980.61 | 1980.56
Geo | 0 | 0 | 0 | 0 | 0 | 0
H | 4194 | 4194 | 4194.01 | 4194.02 | 4194.04 | 4194.04
LFG | 37 | 37 | 144.4 | 144.4 | 144.4 | 144.4
Nuc | 5841 | 8041 | 8041 | 8222.12 | 20676.38 | 26145.09
PS | 1675 | 1675 | 1675 | 1675 | 1675 | 1675
PV | 0 | 0 | 0.01 | 0.01 | 0.01 | 0.02
PeakG | 10922.87 | 10922.87 | 10922.87 | 10922.55 | 4879.62 | 4879.59
PeakO | 184.52 | 184.52 | 184.52 | 168.99 | 0.57 | 0.55
ST | 0 | 0 | 0 | 0 | 0 | 0
STOG | 0.11 | 0.11 | 0.11 | 0.11 | 0.11 | 0.11
STWD | 668 | 668 | 668 | 668 | 668 | 668
WT | 0.01 | 0.02 | 0.03 | 0.03 | 0.03 | 0.03
IGCC | 0.01 | 0.02 | 0.02 | 0.02 | 0.02 | 0.02
DemandResponse | 2570.49 | 4773.97 | 7215.46 | 7512.46 | 7821.68 | 8143.63
IGCC-CCS | 0 | 0.01 | 0.02 | 0.03 | 0.05 | 0.05
WT_off | 0 | 0 | 0 | 0 | 0 | 0
PseudoUnit | 0 | 0 | 0 | 0 | 0 | 0
FixedInterchange | 0 | 0 | 0 | 0 | 0 | 0
Total Installed Capacity by Reporting Type: SPP_N
ReportingType | 2015 | 2020 | 2025 | 2030 | 2035 | 2040
BM | 0 | 0 | 0 | 0 | 0.02 | 0.02
CC | 1386.16 | 1386.27 | 1386.34 | 1386.45 | 1386.53 | 1386.53
CSP | 0 | 0 | 0 | 0 | 0 | 0
CT | 0.03 | 0.09 | 0.1 | 266.17 | 1645.94 | 1645.94
Coal | 7726.64 | 4893.43 | 466.21 | 466.2 | 466.19 | 466.12
Geo | 0 | 0 | 0 | 0 | 0 | 0
H | 21 | 21 | 21 | 21 | 21 | 21
LFG | 7 | 7 | 7.01 | 101.99 | 101.99 | 102
Nuc | 1160 | 1160 | 1160 | 1160.01 | 1160.01 | 1160.01
PS | 0 | 0 | 0 | 0 | 0 | 0
PV | 0 | 0 | 0.01 | 0.01 | 0.01 | 0.01
PeakG | 4397 | 4397 | 4396.99 | 4396.99 | 4396.99 | 4396.98
PeakO | 1199 | 1199 | 1199 | 1198.99 | 1198.99 | 1198.99
ST | 0 | 0 | 0 | 0 | 0 | 0
STOG | 9.5 | 9.5 | 9.49 | 9.49 | 9.49 | 9.48
STWD | 0 | 0 | 0 | 0 | 0 | 0
WT | 1227.02 | 34032.41 | 68127.13 | 68127.21 | 68127.21 | 71720.44
IGCC | 0.01 | 0.01 | 0.01 | 0.01 | 0.01 | 0.01
DemandResponse | 446.68 | 920.58 | 1432.75 | 1499.14 | 1568.6 | 1641.28
IGCC-CCS | 0 | 0 | 0.01 | 0.01 | 0.02 | 0.02
WT_off | 0 | 0 | 0 | 0 | 0 | 0
PseudoUnit | 0 | 0 | 0 | 0 | 0 | 0
FixedInterchange | 0 | 0 | 0 | 0 | 0 | 0
Total Installed Capacity by Reporting Type: SPP_S
ReportingType | 2015 | 2020 | 2025 | 2030 | 2035 | 2040
BM | 0 | 0 | 0 | 0 | 0.02 | 0.02
CC | 10917.23 | 10917.4 | 10917.5 | 10917.68 | 10917.8 | 10917.8
CSP | 0 | 0 | 0 | 0 | 0 | 0
CT | 413.03 | 713.04 | 713.04 | 877.83 | 2462.41 | 2462.41
Coal | 12029.99 | 5146.27 | 989.91 | 989.87 | 989.84 | 989.58
Geo | 0 | 0 | 0 | 0 | 0 | 0
H | 2108 | 2108.01 | 2108.01 | 2108.03 | 2199 | 2199
LFG | 19 | 19 | 19.01 | 113.99 | 113.99 | 114
Nuc | 0.1 | 0.1 | 0.1 | 0.11 | 0.11 | 0.11
PS | 446 | 446 | 446 | 446 | 446 | 446
PV | 0 | 0 | 0.01 | 0.01 | 0.01 | 0.01
PeakG | 3443 | 3443 | 3442.99 | 3442.99 | 3442.99 | 3442.99
PeakO | 122 | 122 | 122 | 121.99 | 122 | 121.99
ST | 0 | 0 | 0 | 0 | 0 | 0
STOG | 8210.02 | 8210.02 | 8209.97 | 8209.96 | 8209.96 | 8209.96
STWD | 84 | 84 | 84 | 84 | 84 | 84
WT | 2727.01 | 46607.74 | 46607.86 | 46607.89 | 46607.9 | 46607.96
IGCC | 0.01 | 0.01 | 0.01 | 0.02 | 0.02 | 0.02
DemandResponse | 61.11 | 1754.28 | 3560.21 | 3675.61 | 3794.74 | 3917.74
IGCC-CCS | 0 | 0.01 | 0.01 | 0.01 | 0.02 | 0.03
WT_off | 0 | 0 | 0 | 0 | 0 | 0
PseudoUnit | 0 | 0 | 0 | 0 | 0 | 0
FixedInterchange | 0 | 0 | 0 | 0 | 0 | 0
Total Installed Capacity by Reporting Type: TVA
ReportingType | 2015 | 2020 | 2025 | 2030 | 2035 | 2040
BM | 0 | 0 | 0 | 0.01 | 7394.16 | 7394.23
CC | 7827.3 | 12668.77 | 12668.84 | 12668.87 | 8031.28 | 4843.05
CSP | 0 | 0 | 0 | 0 | 0 | 0
CT | 0.01 | 0.05 | 0.05 | 0.05 | 0.05 | 0.05
Coal | 5993.92 | 3889.73 | 2022.4 | 1.7 | 1.55 | 1.52
Geo | 0 | 0 | 0 | 0 | 0 | 0
H | 5111 | 5111.01 | 5137.9 | 5138 | 5138 | 5138
LFG | 13 | 13 | 120.39 | 120.39 | 120.4 | 120.4
Nuc | 8394.89 | 8394.89 | 8394.89 | 9640.98 | 9399.53 | 11673.65
PS | 1743 | 1743 | 1743 | 1743 | 1743 | 1743
PV | 0 | 0 | 0.01 | 0.01 | 0.01 | 0.02
PeakG | 5865 | 5865 | 5864.99 | 5864.97 | 5761.08 | 5761.04
PeakO | 83 | 83 | 83 | 83 | 0.19 | 0.18
ST | 0 | 0 | 0 | 0 | 0 | 0
STOG | 0 | 0 | 0 | 0 | 0 | 0
STWD | 5 | 5 | 5 | 5 | 5 | 5
WT | 29.01 | 29.01 | 29.03 | 29.03 | 29.03 | 29.03
IGCC | 0.01 | 0.01 | 0.01 | 0.01 | 0.01 | 0.01
DemandResponse | 1805 | 2555.95 | 3357.9 | 3440.97 | 3526.11 | 3613.35
IGCC-CCS | 0 | 0.01 | 0.01 | 0.02 | 0.03 | 0.03
WT_off | 0 | 0 | 0 | 0 | 0 | 0
PseudoUnit | 0 | 0 | 0 | 0 | 0 | 0
FixedInterchange | 0 | 0 | 0 | 0 | 0 | 0
Total Installed Capacity by Reporting Type: TVA_Transmission
ReportingType | 2015 | 2020 | 2025 | 2030 | 2035 | 2040
BM | 0 | 0 | 0 | 0 | 0 | 0
CC | 0 | 0 | 0 | 0 | 0 | 0
CSP | 0 | 0 | 0 | 0 | 0 | 0
CT | 0 | 0 | 0 | 0 | 0 | 0
Coal | 0 | 0 | 0 | 0 | 0 | 0
Geo | 0 | 0 | 0 | 0 | 0 | 0
H | 0 | 0 | 0 | 0 | 0 | 0
LFG | 0 | 0 | 0 | 0 | 0 | 0
Nuc | 0 | 0 | 0 | 0 | 0 | 0
PS | 0 | 0 | 0 | 0 | 0 | 0
PV | 0 | 0 | 0 | 0 | 0 | 0
PeakG | 0 | 0 | 0 | 0 | 0 | 0
PeakO | 0 | 0 | 0 | 0 | 0 | 0
ST | 0 | 0 | 0 | 0 | 0 | 0
STOG | 0 | 0 | 0 | 0 | 0 | 0
STWD | 0 | 0 | 0 | 0 | 0 | 0
WT | 0 | 0 | 0 | 0 | 0 | 0
IGCC | 0 | 0 | 0 | 0 | 0 | 0
DemandResponse | 0 | 0 | 0 | 0 | 0 | 0
IGCC-CCS | 0 | 0 | 0 | 0 | 0 | 0
WT_off | 0 | 0 | 0 | 0 | 0 | 0
PseudoUnit | 0 | 0 | 0 | 0 | 0 | 0
FixedInterchange | 0 | 0 | 0 | 0 | 0 | 0
Total Installed Capacity by Reporting Type: VACAR
ReportingType | 2015 | 2020 | 2025 | 2030 | 2035 | 2040
BM | 0.91 | 171.48 | 710.1 | 722.37 | 6986.25 | 6986.28
CC | 18161.18 | 18161.37 | 18161.43 | 18161.43 | 15465.11 | 9008.78
CSP | 0 | 0 | 0 | 0 | 0 | 0
CT | 717.21 | 717.21 | 717.21 | 0.09 | 0.09 | 0.09
Coal | 9482.63 | 7630.32 | 6636.07 | 1988.94 | 1988.88 | 1988.84
Geo | 0 | 0 | 0 | 0 | 0 | 0
H | 2122 | 2122.01 | 2122.01 | 2122.02 | 2122.04 | 2122.05
LFG | 63 | 170.4 | 170.4 | 170.4 | 170.4 | 170.4
Nuc | 11430 | 13760 | 13760 | 19214.44 | 19699.73 | 27863.87
PS | 2616 | 2616 | 2616 | 2616 | 2616 | 2616
PV | 16 | 149.6 | 151.95 | 152.72 | 152.72 | 155.75
PeakG | 8308 | 8308 | 8308 | 8307.94 | 4444.86 | 4444.85
PeakO | 1268 | 1268 | 1268 | 1267.94 | 0.4 | 0.4
ST | 0 | 0 | 0 | 0 | 0 | 0
STOG | 92 | 92 | 92 | 1.25 | 0.07 | 0.07
STWD | 281 | 281 | 281 | 281 | 281 | 281
WT | 0.07 | 3500 | 3500 | 3500 | 3500 | 3500
IGCC | 0 | 0.01 | 0.01 | 0.01 | 0.01 | 0.01
DemandResponse | 2339.28 | 3868.22 | 5651.52 | 5928.05 | 6218.12 | 6522.37
IGCC-CCS | 0 | 0 | 0.01 | 0.01 | 0.02 | 0.02
WT_off | 0 | 0.01 | 0.02 | 0.02 | 0.02 | 0.02
PseudoUnit | 0 | 0 | 0 | 0 | 0 | 0
FixedInterchange | 0 | 0 | 0 | 0 | 0 | 0
Total Installed Capacity by Reporting Type: IESO
ReportingType | 2015 | 2020 | 2025 | 2030 | 2035 | 2040
BM | 326.33 | 326.33 | 326.33 | 326.33 | 326.33 | 326.33
CC | 1263.27 | 1263.28 | 1263.29 | 1263.3 | 1263.3 | 1263.3
CSP | 0 | 0 | 0 | 0 | 0 | 0
CT | 368 | 368 | 368 | 368 | 0.65 | 0.65
Coal | 0.02 | 0.02 | 0.02 | 0.02 | 0.02 | 0.02
Geo | 0 | 0 | 0 | 0 | 0 | 0
H | 8693.3 | 8693.31 | 8693.31 | 8943.3 | 8943.3 | 8943.3
LFG | 117.5 | 117.5 | 117.5 | 118 | 118 | 118
Nuc | 13018 | 13018 | 13018 | 13018 | 11988.01 | 10448.01
PS | 123 | 123 | 123 | 123 | 123 | 123
PV | 1097.26 | 1097.26 | 1097.26 | 1097.26 | 30 | 30
PeakG | 2.01 | 2.01 | 2.01 | 2.01 | 2.01 | 2
PeakO | 0.27 | 0.27 | 0.26 | 0.26 | 0.26 | 0.26
ST | 0 | 0 | 0 | 0 | 0 | 0
STOG | 0.04 | 0.04 | 0.03 | 0.03 | 0.03 | 0.03
STWD | 139 | 139 | 139 | 139 | 139 | 139
WT | 3385.9 | 3385.9 | 3385.9 | 3385.9 | 3385.9 | 10567.64
IGCC | 0 | 0 | 0 | 0 | 0 | 0
DemandResponse | 1958.79 | 2066.83 | 2340.54 | 2421.21 | 2504.65 | 2590.98
IGCC-CCS | 0 | 0 | 0 | 0 | 0 | 0
WT_off | 0 | 0 | 0.01 | 0.01 | 0.03 | 0.04
PseudoUnit | 0 | 0 | 0 | 0 | 0 | 0
FixedInterchange | 0 | 0 | 0 | 0 | 0 | 0
Total Installed Capacity by Reporting Type: MAPP_CA
ReportingType | 2015 | 2020 | 2025 | 2030 | 2035 | 2040
BM | 0 | 0 | 0 | 0 | 0 | 0
CC | 731.04 | 731.05 | 0.18 | 0.15 | 0.15 | 0.15
CSP | 0 | 0 | 0 | 0 | 0 | 0
CT | 0.03 | 0.03 | 0.03 | 0.03 | 0.03 | 0.03
Coal | 950.75 | 390.42 | 0.06 | 0.05 | 0.05 | 0.04
Geo | 0 | 0 | 0 | 0 | 0 | 0
H | 6475.4 | 7170.4 | 8665.4 | 11125.4 | 11125.4 | 11125.4
LFG | 0 | 0 | 0 | 0 | 0 | 0
Nuc | 0.1 | 0.1 | 0.1 | 0.11 | 0.11 | 0.11
PS | 0 | 0 | 0 | 0 | 0 | 0
PV | 0 | 0 | 0 | 0 | 0 | 0
PeakG | 559 | 559 | 5.76 | 0.12 | 0.11 | 0.1
PeakO | 4 | 4 | 0.07 | 0.03 | 0.03 | 0.03
ST | 0 | 0 | 0 | 0 | 0 | 0
STOG | 126 | 126 | 0.03 | 0.03 | 0.03 | 0.02
STWD | 0 | 0 | 0 | 0 | 0 | 0
WT | 577.4 | 577.4 | 577.4 | 577.4 | 275.05 | 275.05
IGCC | 0 | 0 | 0 | 0 | 0 | 0
DemandResponse | 89.5 | 308.14 | 546.73 | 568.39 | 590.9 | 614.31
IGCC-CCS | 0 | 0 | 0 | 0 | 0 | 0
WT_off | 0 | 0 | 0 | 0 | 0 | 0
PseudoUnit | 0 | 0 | 0 | 0 | 0 | 0
FixedInterchange | 0 | 0 | 0 | 0 | 0 | 0
Total Installed Capacity by Reporting Type: AZ_NM_SNV_Coal
ReportingType | 2015 | 2020 | 2025 | 2030 | 2035 | 2040
BM | 0 | 0 | 0 | 0 | 0 | 0
CC | 0 | 0 | 0 | 0 | 0 | 0
CSP | 0 | 0 | 0 | 0 | 0 | 0
CT | 0 | 0 | 0 | 0 | 0 | 0
Coal | 7474.13 | 6877 | 4194.76 | 812.66 | 812.55 | 812.45
Geo | 0 | 0 | 0 | 0 | 0 | 0
H | 0 | 0 | 0 | 0 | 0 | 0
LFG | 0 | 0 | 0 | 0 | 0 | 0
Nuc | 0 | 0 | 0 | 0 | 0 | 0
PS | 0 | 0 | 0 | 0 | 0 | 0
PV | 0 | 0 | 0 | 0 | 0 | 0
PeakG | 0 | 0 | 0 | 0 | 0 | 0
PeakO | 200 | 200 | 200 | 199.99 | 199.98 | 199.97
ST | 0 | 0 | 0 | 0 | 0 | 0
STOG | 0 | 0 | 0 | 0 | 0 | 0
STWD | 0 | 0 | 0 | 0 | 0 | 0
WT | 0 | 0 | 0 | 0 | 0 | 0
IGCC | 0 | 0.01 | 0.01 | 0.01 | 0.01 | 0.01
DemandResponse | 0 | 0 | 0 | 0 | 0 | 0
IGCC-CCS | 0 | 0 | 0.01 | 0.01 | 0.02 | 0.02
WT_off | 0 | 0 | 0 | 0 | 0 | 0
PseudoUnit | 0 | 0 | 0 | 0 | 0 | 0
FixedInterchange | 0 | 0 | 0 | 0 | 0 | 0
Total Installed Capacity by Reporting Type: AZ_NM_SNV_Gas
ReportingType | 2015 | 2020 | 2025 | 2030 | 2035 | 2040
BM | 0 | 0 | 0 | 0 | 0 | 0
CC | 15245.34 | 16797.06 | 16797.17 | 15387.13 | 11125.18 | 10647.74
CSP | 0 | 0 | 0 | 0 | 0 | 0
CT | 736 | 736 | 736 | 736 | 0.11 | 0.11
Coal | 0 | 0 | 0 | 0 | 0 | 0
Geo | 0 | 0 | 0 | 0 | 0 | 0
H | 0 | 0 | 0 | 0 | 0 | 0
LFG | 0 | 0 | 0 | 0 | 0 | 0
Nuc | 0 | 0 | 0 | 0 | 0 | 0
PS | 0 | 0 | 0 | 0 | 0 | 0
PV | 0 | 0 | 0 | 0 | 0 | 0
PeakG | 3659.99 | 3659.99 | 3659.99 | 3659.98 | 3659.98 | 3659.98
PeakO | 0 | 0 | 0 | 0 | 0 | 0
ST | 0 | 0 | 0 | 0 | 0 | 0
STOG | 0.11 | 0.11 | 0.11 | 0.11 | 0.11 | 0.1
STWD | 0 | 0 | 0 | 0 | 0 | 0
WT | 0 | 0 | 0 | 0 | 0 | 0
IGCC | 0 | 0 | 0 | 0 | 0 | 0
DemandResponse | 334.55 | 1076.71 | 1928.33 | 2059.84 | 2196.64 | 2344.36
IGCC-CCS | 0 | 0 | 0 | 0 | 0 | 0
WT_off | 0 | 0 | 0 | 0 | 0 | 0
PseudoUnit | 0 | 0 | 0 | 0 | 0 | 0
FixedInterchange | 0 | 0 | 0 | 0 | 0 | 0
Total Installed Capacity by Reporting Type: AZ_NM_SNV_NucRenew
ReportingType | 2015 | 2020 | 2025 | 2030 | 2035 | 2040
BM | 0 | 0 | 0.01 | 0.01 | 0.09 | 0.62
CC | 0 | 0 | 0 | 0 | 0 | 0
CSP | 0 | 0 | 0 | 0 | 0 | 0
CT | 0 | 0 | 0 | 0 | 0 | 0
Coal | 0 | 0 | 0 | 0 | 0 | 0
Geo | 0 | 0.12 | 1449.97 | 1449.97 | 1449.97 | 1449.97
H | 3131 | 3131 | 3131 | 3131 | 3131 | 3131
LFG | 7 | 7.07 | 67.62 | 67.62 | 67.62 | 67.62
Nuc | 3875 | 3875 | 3875.07 | 8192.86 | 14684.49 | 15014.84
PS | 216 | 216 | 216 | 216 | 216 | 216
PV | 148.7 | 148.7 | 148.71 | 148.72 | 148.72 | 148.73
PeakG | 0 | 0 | 0 | 0 | 0 | 0
PeakO | 0 | 0 | 0 | 0 | 0 | 0
ST | 280 | 725.73 | 953.44 | 1064.87 | 1587.38 | 1587.74
STOG | 0 | 0 | 0 | 0 | 0 | 0
STWD | 26 | 26 | 26 | 26 | 26 | 26
WT | 525.13 | 12316.48 | 12340.29 | 12340.31 | 12340.32 | 12340.32
IGCC | 0 | 0 | 0 | 0 | 0 | 0
DemandResponse | 0 | 0 | 0 | 0 | 0 | 0
IGCC-CCS | 0 | 0 | 0 | 0 | 0 | 0
WT_off | 0 | 0 | 0 | 0 | 0 | 0
PseudoUnit | 0 | 0 | 0 | 0 | 0 | 0
FixedInterchange | 0 | 0 | 0 | 0 | 0 | 0
Total Installed Capacity by Reporting Type: ERCOT
ReportingType | 2015 | 2020 | 2025 | 2030 | 2035 | 2040
BM | 145 | 145 | 145 | 145 | 4064.9 | 4064.96
CC | 44730.23 | 44730.7 | 44730.78 | 44730.82 | 38400.76 | 34525.76
CSP | 0 | 0 | 0 | 0 | 0 | 0
CT | 250 | 250 | 250 | 250 | 0.11 | 0.11
Coal | 6049.33 | 4511.26 | 3951.37 | 3951.15 | 3951.04 | 3950.95
Geo | 0 | 0 | 0 | 0 | 0 | 0
H | 565 | 565 | 565.01 | 565.02 | 565.05 | 565.08
LFG | 75 | 75 | 428.99 | 428.99 | 429 | 429
Nuc | 5091 | 5091 | 5091.01 | 8258.08 | 15785.48 | 20071.83
PS | 0 | 0 | 0 | 0 | 0 | 0
PV | 15 | 15 | 15 | 15 | 1.44 | 1.44
PeakG | 4768 | 4768 | 4768 | 4767.99 | 4767.98 | 4767.97
PeakO | 51 | 51 | 51 | 50.99 | 50.98 | 50.97
ST | 0 | 0 | 0 | 0 | 0 | 0
STOG | 13458.44 | 13458.42 | 9115.19 | 5069.92 | 0.22 | 0.2
STWD | 0 | 0 | 0 | 0 | 0 | 0
WT | 9280.11 | 9280.13 | 28730.33 | 28730.33 | 28734.65 | 29141.52
IGCC | 0 | 0 | 0 | 0 | 0 | 0.01
DemandResponse | 740.81 | 3617.73 | 6720.3 | 6926.25 | 7155.61 | 7391.29
IGCC-CCS | 0 | 0 | 0 | 0.01 | 0.01 | 0.01
WT_off | 0 | 0 | 0 | 0 | 0 | 0
PseudoUnit | 0 | 0 | 0 | 0 | 0 | 0
FixedInterchange | 0 | 0 | 0 | 0 | 0 | 0
Total Installed Capacity by Reporting Type: NP15
ReportingType | 2015 | 2020 | 2025 | 2030 | 2035 | 2040
BM | 0 | 0 | 0 | 0.01 | 0.08 | 0.12
CC | 8505.28 | 9156.73 | 9156.83 | 9156.86 | 9156.85 | 7997.18
CSP | 0 | 0 | 0 | 0 | 0 | 0
CT | 212.6 | 212.6 | 212.6 | 212.6 | 1.39 | 1.39
Coal | 191.9 | 0.08 | 0.08 | 0.05 | 0.05 | 0.04
Geo | 1123 | 1700.89 | 1722.99 | 1722.99 | 1723 | 1723
H | 8825 | 8825 | 8825 | 8825 | 8825 | 8825
LFG | 85 | 417.46 | 649.99 | 649.99 | 650 | 650
Nuc | 2300 | 2300 | 2300.06 | 7494.4 | 8874.88 | 10381.33
PS | 2257 | 2257 | 2257 | 2257 | 2257 | 2257
PV | 59.5 | 59.5 | 59.5 | 59.5 | 59.5 | 59.51
PeakG | 3265 | 3265 | 3265 | 3265 | 3264.99 | 3264.99
PeakO | 350 | 350 | 350 | 350 | 350 | 349.99
ST | 29 | 29 | 29 | 29 | 29.01 | 29.05
STOG | 3687.96 | 3687.96 | 3687.96 | 2133.41 | 1490.56 | 1490.55
STWD | 442 | 442 | 442 | 442 | 442 | 442
WT | 1193.21 | 4492.01 | 4492.03 | 4492.77 | 12913.82 | 13634.57
IGCC | 0 | 0 | 0 | 0 | 0 | 0
DemandResponse | 1828.06 | 1875.2 | 2034.02 | 2149.8 | 2261.58 | 2376.93
IGCC-CCS | 0 | 0 | 0.01 | 0.01 | 0.01 | 0.01
WT_off | 0 | 0 | 0.01 | 0.01 | 0.02 | 0.02
PseudoUnit | 0 | 0 | 0 | 0 | 0 | 0
FixedInterchange | 0 | 0 | 0 | 0 | 0 | 0
Total Installed Capacity by Reporting Type: NWPP_Coal
ReportingType | 2015 | 2020 | 2025 | 2030 | 2035 | 2040
BM | 0 | 0 | 0 | 0 | 0 | 0
CC | 0 | 0 | 0 | 0 | 0 | 0
CSP | 0 | 0 | 0 | 0 | 0 | 0
CT | 0 | 0 | 0 | 0 | 0 | 0
Coal | 6984.83 | 5129.51 | 228.05 | 227.55 | 227.49 | 227.42
Geo | 0 | 0 | 0 | 0 | 0 | 0
H | 0 | 0 | 0 | 0 | 0 | 0
LFG | 0 | 0 | 0 | 0 | 0 | 0
Nuc | 0 | 0 | 0 | 0 | 0 | 0
PS | 0 | 0 | 0 | 0 | 0 | 0
PV | 0 | 0 | 0 | 0 | 0 | 0
PeakG | 0 | 0 | 0 | 0 | 0 | 0
PeakO | 0.06 | 0.05 | 0.05 | 0.05 | 0.05 | 0.05
ST | 0 | 0 | 0 | 0 | 0 | 0
STOG | 0 | 0 | 0 | 0 | 0 | 0
STWD | 0 | 0 | 0 | 0 | 0 | 0
WT | 0 | 0 | 0 | 0 | 0 | 0
IGCC | 0 | 0 | 0 | 0 | 0 | 0
DemandResponse | 0 | 0 | 0 | 0 | 0 | 0
IGCC-CCS | 0 | 0 | 0 | 0 | 0 | 0
WT_off | 0 | 0 | 0 | 0 | 0 | 0
PseudoUnit | 0 | 0 | 0 | 0 | 0 | 0
FixedInterchange | 0 | 0 | 0 | 0 | 0 | 0
Total Installed Capacity by Reporting Type: NWPP_Gas
ReportingType | 2015 | 2020 | 2025 | 2030 | 2035 | 2040
BM | 0 | 0 | 0 | 0 | 0 | 0
CC | 6627.08 | 8860.68 | 8860.78 | 6545.55 | 2533.91 | 2234.03
CSP | 0 | 0 | 0 | 0 | 0 | 0
CT | 150 | 150 | 150 | 150 | 0.05 | 0.05
Coal | 0.01 | 0.01 | 0.01 | 0.01 | 0.01 | 0.01
Geo | 0 | 0 | 0 | 0 | 0 | 0
H | 0 | 0 | 0 | 0 | 0 | 0
LFG | 0 | 0 | 0 | 0 | 0 | 0
Nuc | 0 | 0 | 0 | 0 | 0 | 0
PS | 0 | 0 | 0 | 0 | 0 | 0
PV | 0 | 0 | 0 | 0 | 0 | 0
PeakG | 0.08 | 0.08 | 0.08 | 0.08 | 0.08 | 0.08
PeakO | 0 | 0 | 0 | 0 | 0 | 0
ST | 0 | 0 | 0 | 0 | 0 | 0
STOG | 0.02 | 0.02 | 0.02 | 0.02 | 0.02 | 0.02
STWD | 0 | 0 | 0 | 0 | 0 | 0
WT | 0 | 0 | 0 | 0 | 0 | 0
IGCC | 0 | 0 | 0 | 0 | 0 | 0
DemandResponse | 0.01 | 953.34 | 1988.72 | 2091.14 | 2193.74 | 2298.72
IGCC-CCS | 0 | 0 | 0.01 | 0.01 | 0.01 | 0.01
WT_off | 0 | 0 | 0 | 0 | 0 | 0
PseudoUnit | 0 | 0 | 0 | 0 | 0 | 0
FixedInterchange | 0 | 0 | 0 | 0 | 0 | 0
Total Installed Capacity by Reporting Type: NWPP_NucRenew
ReportingType | 2015 | 2020 | 2025 | 2030 | 2035 | 2040
BM | 32.55 | 32.55 | 32.55 | 32.56 | 32.61 | 844.89
CC | 0 | 0 | 0 | 0 | 0 | 0
CSP | 0 | 0 | 0 | 0 | 0 | 0
CT | 0 | 0 | 0 | 0 | 0 | 0
Coal | 0 | 0 | 0 | 0 | 0 | 0
Geo | 404.2 | 404.22 | 838.19 | 838.19 | 838.19 | 838.19
H | 33736 | 33736.01 | 33736.02 | 33736.05 | 34071 | 34071
LFG | 128.5 | 128.52 | 372.98 | 372.98 | 372.98 | 372.98
Nuc | 1131 | 1131 | 1131.09 | 1862.72 | 4342.82 | 5880.58
PS | 258 | 258 | 258 | 258 | 258 | 258
PV | 3 | 3.01 | 3.01 | 3.02 | 3.03 | 3.06
PeakG | 0 | 0 | 0 | 0 | 0 | 0
PeakO | 0 | 0 | 0 | 0 | 0 | 0
ST | 0 | 0.01 | 0.01 | 0.02 | 0.03 | 0.08
STOG | 0 | 0 | 0 | 0 | 0 | 0
STWD | 561 | 561 | 561 | 561 | 561 | 561
WT | 6865.33 | 6865.37 | 6865.48 | 28200.87 | 28204.31 | 30522.29
IGCC | 0 | 0 | 0 | 0 | 0 | 0
DemandResponse | 0 | 0 | 0 | 0 | 0 | 0
IGCC-CCS | 0 | 0 | 0 | 0 | 0 | 0
WT_off | 0 | 0.01 | 0.01 | 0.02 | 0.03 | 0.04
PseudoUnit | 0 | 0 | 0 | 0 | 0 | 0
FixedInterchange | 0 | 0 | 0 | 0 | 0 | 0
Total Installed Capacity by Reporting Type: RMPA
ReportingType | 2015 | 2020 | 2025 | 2030 | 2035 | 2040
BM | 0 | 0 | 0.01 | 0.01 | 716.95 | 1452.62
CC | 2686.08 | 3802.33 | 3802.43 | 3802.43 | 3181.35 | 2695.41
CSP | 0 | 0 | 0 | 0 | 0 | 0
CT | 152 | 152 | 152 | 152 | 0.07 | 0.07
Coal | 6769.55 | 5716.79 | 2025.15 | 1167.91 | 1167.82 | 1167.72
Geo | 0 | 46.89 | 2569.97 | 2569.97 | 2569.97 | 2569.97
H | 982 | 982 | 982 | 982 | 982 | 982
LFG | 7.4 | 7.51 | 36.31 | 36.31 | 36.31 | 36.31
Nuc | 0.1 | 0.1 | 0.51 | 2029.78 | 2029.83 | 2029.86
PS | 563 | 563 | 563 | 563 | 563 | 563
PV | 21 | 21.01 | 21.01 | 21.02 | 21.02 | 21.03
PeakG | 2903.99 | 2903.99 | 2903.98 | 2903.98 | 2903.97 | 2903.96
PeakO | 11.73 | 11.73 | 11.73 | 11.73 | 11.72 | 11.71
ST | 3 | 370.31 | 370.32 | 375.89 | 375.89 | 375.94
STOG | 0.09 | 0.09 | 0.09 | 0.09 | 0.09 | 0.09
STWD | 0 | 0 | 0 | 0 | 0 | 0
WT | 2113.43 | 5660.15 | 5660.15 | 6194.73 | 6194.73 | 6331.04
IGCC | 0 | 0.01 | 0.01 | 0.01 | 0.01 | 0.01
DemandResponse | 486.05 | 622.89 | 804.5 | 856.88 | 912.57 | 971.91
IGCC-CCS | 0 | 0 | 0.01 | 0.01 | 0.02 | 0.02
WT_off | 0 | 0 | 0 | 0 | 0 | 0
PseudoUnit | 0 | 0 | 0 | 0 | 0 | 0
FixedInterchange | 0 | 0 | 0 | 0 | 0 | 0
Total Installed Capacity by Reporting Type: SP15
ReportingType | 2015 | 2020 | 2025 | 2030 | 2035 | 2040
BM | 6 | 6 | 6 | 6 | 6.05 | 6.06
CC | 11931.2 | 11932.26 | 11932.38 | 11932.41 | 11932.4 | 11932.39
CSP | 0 | 0 | 0 | 0 | 0 | 0
CT | 0.01 | 0.03 | 0.04 | 0.04 | 0.04 | 0.04
Coal | 185.7 | 101.22 | 101.2 | 0.06 | 0.06 | 0.05
Geo | 962.9 | 2413 | 2413 | 2413 | 2413 | 2413
H | 1163 | 1163 | 1163 | 1163 | 1163 | 1163
LFG | 223.2 | 778.99 | 779 | 779 | 779 | 779
Nuc | 2250 | 2250 | 2250.03 | 3326.64 | 3690.41 | 7258.13
PS | 1440 | 1440 | 1440 | 1440 | 1440 | 1440
PV | 126.8 | 126.8 | 126.8 | 126.8 | 126.8 | 126.81
PeakG | 4309 | 4309 | 4309 | 4309 | 4309 | 4308.99
PeakO | 51 | 51 | 51 | 51 | 51 | 50.99
ST | 448 | 448 | 448 | 448.01 | 2857.32 | 3693.64
STOG | 7063.96 | 7063.95 | 7063.95 | 6057.56 | 4123.37 | 4123.36
STWD | 119 | 119 | 119 | 119 | 119 | 119
WT | 2207.81 | 3226.39 | 16372.61 | 16372.92 | 16372.92 | 16372.92
IGCC | 0 | 0 | 0 | 0 | 0 | 0
DemandResponse | 2613.15 | 2728.17 | 2959.23 | 3127.67 | 3290.3 | 3458.12
IGCC-CCS | 0 | 0 | 0.01 | 0.02 | 0.02 | 0.02
WT_off | 0 | 0 | 0 | 0 | 0 | 0
PseudoUnit | 0 | 0 | 0 | 0 | 0 | 0
FixedInterchange | 0 | 0 | 0 | 0 | 0 | 0
Total Installed Capacity by Reporting Type: ALB
ReportingType | 2015 | 2020 | 2025 | 2030 | 2035 | 2040
BM | 0 | 0 | 0 | 0 | 0 | 0
CC | 3034.52 | 3034.57 | 832.75 | 832.76 | 832.76 | 0.38
CSP | 0 | 0 | 0 | 0 | 0 | 0
CT | 201.5 | 201.5 | 201.5 | 201.5 | 0.13 | 0.13
Coal | 4671.73 | 4671.71 | 495.32 | 495.3 | 495.29 | 495.28
Geo | 0 | 0 | 0 | 0 | 0 | 0
H | 912 | 912 | 912 | 912 | 912 | 912
LFG | 10 | 10 | 10 | 10 | 10 | 10
Nuc | 0.1 | 0.1 | 7288.11 | 8768.19 | 8922.31 | 8983.17
PS | 0 | 0 | 0 | 0 | 0 | 0
PV | 0 | 0 | 0 | 0 | 0 | 0
PeakG | 1729.2 | 1729.2 | 1456.36 | 1456.36 | 1456.36 | 1456.36
PeakO | 0.07 | 0.07 | 0.07 | 0.07 | 0.07 | 0.07
ST | 0 | 0 | 0 | 0 | 0 | 0
STOG | 0.03 | 0.03 | 0.03 | 0.03 | 0.03 | 0.03
STWD | 174 | 174 | 174 | 174 | 174 | 174
WT | 672 | 672 | 672.01 | 672.02 | 763 | 763
IGCC | 0 | 0 | 0 | 0 | 0 | 0
DemandResponse | 105.16 | 361.08 | 660.83 | 708.64 | 759.9 | 814.88
IGCC-CCS | 0 | 0 | 0 | 0 | 0 | 0
WT_off | 0 | 0 | 0 | 0 | 0 | 0
PseudoUnit | 0 | 0 | 0 | 0 | 0 | 0
FixedInterchange | 0 | 0 | 0 | 0 | 0 | 0
Total Installed Capacity by Reporting Type: BC
ReportingType | 2015 | 2020 | 2025 | 2030 | 2035 | 2040
BM | 0 | 0 | 0 | 0 | 0 | 0
CC | 205.08 | 205.1 | 0.2 | 0.21 | 0.21 | 0.2
CSP | 0 | 0 | 0 | 0 | 0 | 0
CT | 0.02 | 0.02 | 0.02 | 0.02 | 0.02 | 0.03
Coal | 0 | 0 | 0 | 0 | 0 | 0
Geo | 0 | 0 | 0 | 0 | 0 | 0
H | 12161 | 12161 | 12161 | 12161 | 12161 | 12161
LFG | 24 | 24 | 24 | 24 | 24 | 24
Nuc | 0.1 | 0.1 | 598.03 | 1023.61 | 1023.63 | 1365.44
PS | 0 | 0 | 0 | 0 | 0 | 0
PV | 0 | 0 | 0 | 0 | 0 | 0
PeakG | 141 | 140.99 | 0.68 | 0.67 | 0.67 | 0.67
PeakO | 44 | 43.99 | 0.1 | 0.1 | 0.1 | 0.1
ST | 0 | 0 | 0 | 0 | 0 | 0
STOG | 111.75 | 30.56 | 0.04 | 0.04 | 0.04 | 0.04
STWD | 510 | 510 | 510 | 510 | 510 | 510
WT | 246 | 246 | 246 | 246.01 | 402 | 402
IGCC | 0 | 0 | 0 | 0 | 0 | 0
DemandResponse | 0.01 | 264.69 | 555.31 | 582.51 | 611.05 | 640.98
IGCC-CCS | 0 | 0 | 0 | 0 | 0 | 0
WT_off | 0 | 0 | 0 | 0 | 0 | 0
PseudoUnit | 0 | 0 | 0 | 0 | 0 | 0
FixedInterchange | 0 | 0 | 0 | 0 | 0 | 0
Total Installed Capacity by Reporting Type: HQ_IESO
ReportingType | 2015 | 2020 | 2025 | 2030 | 2035 | 2040
BM | 0 | 0 | 0 | 0 | 0 | 0
CC | 0 | 0 | 0 | 0 | 0 | 0
CSP | 0 | 0 | 0 | 0 | 0 | 0
CT | 0 | 0 | 0 | 0 | 0 | 0
Coal | 0 | 0 | 0 | 0 | 0 | 0
Geo | 0 | 0 | 0 | 0 | 0 | 0
H | 0 | 0 | 0 | 0 | 0 | 0
LFG | 0 | 0 | 0 | 0 | 0 | 0
Nuc | 0.1 | 0.1 | 0.1 | 0.1 | 0.1 | 0.1
PS | 0 | 0 | 0 | 0 | 0 | 0
PV | 0 | 0 | 0 | 0 | 0 | 0
PeakG | 0 | 0 | 0 | 0 | 0 | 0
PeakO | 0 | 0 | 0 | 0 | 0 | 0
ST | 0 | 0 | 0 | 0 | 0 | 0
STOG | 0 | 0 | 0 | 0 | 0 | 0
STWD | 0 | 0 | 0 | 0 | 0 | 0
WT | 0 | 0 | 0 | 0 | 0 | 0
IGCC | 0 | 0 | 0 | 0 | 0 | 0
DemandResponse | 0 | 0 | 0 | 0 | 0 | 0
IGCC-CCS | 0 | 0 | 0 | 0 | 0 | 0
WT_off | 0 | 0 | 0 | 0 | 0 | 0
PseudoUnit | 0 | 0 | 0.01 | 2.69 | 2500 | 2500
FixedInterchange | 3000 | 3000 | 3000 | 3000 | 3000 | 3000
Total Installed Capacity by Reporting Type: HQ_NEISO
ReportingType | 2015 | 2020 | 2025 | 2030 | 2035 | 2040
BM | 0 | 0 | 0 | 0 | 0 | 0
CC | 0 | 0 | 0 | 0 | 0 | 0
CSP | 0 | 0 | 0 | 0 | 0 | 0
CT | 0 | 0 | 0 | 0 | 0 | 0
Coal | 0 | 0 | 0 | 0 | 0 | 0
Geo | 0 | 0 | 0 | 0 | 0 | 0
H | 0 | 0 | 0 | 0 | 0 | 0
LFG | 0 | 0 | 0 | 0 | 0 | 0
Nuc | 0.1 | 0.1 | 0.1 | 0.1 | 0.1 | 0.1
PS | 0 | 0 | 0 | 0 | 0 | 0
PV | 0 | 0 | 0 | 0 | 0 | 0
PeakG | 0 | 0 | 0 | 0 | 0 | 0
PeakO | 0 | 0 | 0 | 0 | 0 | 0
ST | 0 | 0 | 0 | 0 | 0 | 0
STOG | 0 | 0 | 0 | 0 | 0 | 0
STWD | 0 | 0 | 0 | 0 | 0 | 0
WT | 0 | 0 | 0 | 0 | 0 | 0
IGCC | 0 | 0 | 0 | 0 | 0 | 0
DemandResponse | 0 | 0 | 0 | 0 | 0 | 0
IGCC-CCS | 0 | 0 | 0 | 0 | 0 | 0
WT_off | 0 | 0 | 0 | 0 | 0 | 0
PseudoUnit | 0 | 0.01 | 0.01 | 16.84 | 300 | 300
FixedInterchange | 2920 | 2920 | 2920 | 2920 | 2920 | 2920
Total Installed Capacity by Reporting Type: HQ_NY
ReportingType | 2015 | 2020 | 2025 | 2030 | 2035 | 2040
BM | 0 | 0 | 0 | 0 | 0 | 0
CC | 0 | 0 | 0 | 0 | 0 | 0
CSP | 0 | 0 | 0 | 0 | 0 | 0
CT | 0 | 0 | 0 | 0 | 0 | 0
Coal | 0 | 0 | 0 | 0 | 0 | 0
Geo | 0 | 0 | 0 | 0 | 0 | 0
H | 0 | 0 | 0 | 0 | 0 | 0
LFG | 0 | 0 | 0 | 0 | 0 | 0
Nuc | 0.1 | 0.1 | 0.1 | 0.1 | 0.1 | 0.1
PS | 0 | 0 | 0 | 0 | 0 | 0
PV | 0 | 0 | 0 | 0 | 0 | 0
PeakG | 0 | 0 | 0 | 0 | 0 | 0
PeakO | 0 | 0 | 0 | 0 | 0 | 0
ST | 0 | 0 | 0 | 0 | 0 | 0
STOG | 0 | 0 | 0 | 0 | 0 | 0
STWD | 0 | 0 | 0 | 0 | 0 | 0
WT | 0 | 0 | 0 | 0 | 0 | 0
IGCC | 0 | 0 | 0 | 0 | 0 | 0
DemandResponse | 0 | 0 | 0 | 0 | 0 | 0
IGCC-CCS | 0 | 0 | 0 | 0 | 0 | 0
WT_off | 0 | 0 | 0 | 0 | 0 | 0
PseudoUnit | 0 | 0.01 | 0.06 | 2500 | 2500 | 2500
FixedInterchange | 1500 | 1500 | 1500 | 1500 | 1500 | 1500
Total Installed Capacity by Reporting Type: MARITIMES
ReportingType | 2015 | 2020 | 2025 | 2030 | 2035 | 2040
BM | 0 | 0 | 0 | 0 | 0 | 0
CC | 0 | 0 | 0 | 0 | 0 | 0
CSP | 0 | 0 | 0 | 0 | 0 | 0
CT | 0 | 0 | 0 | 0 | 0 | 0
Coal | 0 | 0 | 0 | 0 | 0 | 0
Geo | 0 | 0 | 0 | 0 | 0 | 0
H | 0 | 0 | 0 | 0 | 0 | 0
LFG | 0 | 0 | 0 | 0 | 0 | 0
Nuc | 0.1 | 0.1 | 0.1 | 0.1 | 0.1 | 0.1
PS | 0 | 0 | 0 | 0 | 0 | 0
PV | 0 | 0 | 0 | 0 | 0 | 0
PeakG | 0 | 0 | 0 | 0 | 0 | 0
PeakO | 0 | 0 | 0 | 0 | 0 | 0
ST | 0 | 0 | 0 | 0 | 0 | 0
STOG | 0 | 0 | 0 | 0 | 0 | 0
STWD | 0 | 0 | 0 | 0 | 0 | 0
WT | 0 | 0 | 0 | 0 | 0 | 0
IGCC | 0 | 0 | 0 | 0 | 0 | 0
DemandResponse | 0 | 0 | 0 | 0 | 0 | 0
IGCC-CCS | 0 | 0 | 0 | 0 | 0 | 0
WT_off | 0 | 0 | 0 | 0 | 0 | 0
PseudoUnit | 0 | 0.01 | 0.02 | 17.41 | 500 | 500
FixedInterchange | 1400 | 1400 | 1400 | 1400 | 1400 | 1400
Total Installed Capacity by Reporting Type: All
ReportingType | 2015 | 2020 | 2025 | 2030 | 2035 | 2040
BM | 1251 | 1421.61 | 1960.26 | 3103.23 | 32547.47 | 55437.94
CC | 293771.06 | 334668.8 | 330018.96 | 316573.62 | 273458.88 | 242897.47
CSP | 0.01 | 0.01 | 0.01 | 0.01 | 0.01 | 0
CT | 6394.23 | 6799.39 | 6799.44 | 6659.04 | 4789.59 | 4763.65
Coal | 174309.65 | 106497.43 | 49918.79 | 35647.21 | 35645.52 | 35642.47
Geo | 2534.1 | 4609.12 | 9038.12 | 9038.12 | 9038.14 | 9038.13
H | 106079.79 | 107278.56 | 109546.57 | 113217.1 | 114752.09 | 114752.2
LFG | 4135.69 | 6088.69 | 8298.69 | 9022.75 | 9022.79 | 9022.92
Nuc | 117236.86 | 121152.37 | 132133.26 | 169664.16 | 193088.55 | 223382.54
PS | 21788 | 21788 | 21788 | 21788 | 21788 | 21788
PV | 1647.78 | 3713.06 | 4613.92 | 4788.56 | 3689.39 | 3754.6
PeakG | 118991.57 | 118991.52 | 118025.03 | 115499.55 | 104531.47 | 103469.69
PeakO | 19367.24 | 19367.16 | 19319.29 | 16982.85 | 15279.16 | 15278.89
ST | 760 | 1573.05 | 1800.77 | 1917.79 | 4849.62 | 5686.45
STOG | 51180.64 | 51099.4 | 46451.75 | 38605.87 | 29755.02 | 21483.01
STWD | 4951 | 4951 | 4951 | 4951 | 4951 | 4951
WT | 64004.39 | 198980.21 | 380551.35 | 412602.43 | 439344.05 | 457118.16
IGCC | 618.1 | 618.19 | 618.2 | 618.21 | 618.22 | 618.23
DemandResponse | 37863.74 | 60093.26 | 85862.57 | 89210.8 | 92685.8 | 96304.58
IGCC-CCS | 0 | 0.14 | 0.24 | 0.34 | 0.59 | 0.63
WT_off | 468 | 468.08 | 1568.17 | 1568.24 | 1568.31 | 1568.36
PseudoUnit | 0 | 0.03 | 0.1 | 2536.94 | 5800 | 5800
FixedInterchange | 8820 | 8820 | 8820 | 8820 | 8820 | 8820
Total Installed Capacity by Reporting Type: EI_US
ReportingType | 2015 | 2020 | 2025 | 2030 | 2035 | 2040
BM | 741.12 | 911.71 | 1450.36 | 2593.31 | 27400.45 | 48742.33
CC | 198811.95 | 234155.04 | 232642.17 | 222922 | 195032 | 171600.93
CSP | 0 | 0 | 0 | 0 | 0 | 0
CT | 4324.07 | 4729.2 | 4729.24 | 4588.85 | 4786.98 | 4761.04
Coal | 141031.7 | 79099.41 | 38922.78 | 28992.45 | 28991.16 | 28988.48
Geo | 44 | 44 | 44 | 44 | 44 | 44
H | 29436.09 | 29939.85 | 30712.83 | 31673.33 | 32873.34 | 32873.42
LFG | 3458.09 | 4522.63 | 5812.3 | 6535.85 | 6535.87 | 6536
Nuc | 89571.36 | 93486.86 | 96581.14 | 115689.66 | 121746.5 | 141949.17
PS | 16931 | 16931 | 16931 | 16931 | 16931 | 16931
PV | 176.52 | 2241.79 | 3142.63 | 3317.24 | 3298.87 | 3364.03
PeakG | 97654.3 | 97654.26 | 97654.18 | 95134.36 | 84166.33 | 83104.58
PeakO | 18655.11 | 18655.05 | 18655.01 | 16318.62 | 14614.96 | 14614.73
ST | 0 | 0 | 0 | 0 | 0 | 0
STOG | 26732.25 | 26732.23 | 26584.3 | 25344.63 | 24140.53 | 15868.56
STWD | 2980 | 2980 | 2980 | 2980 | 2980 | 2980
WT | 36938.06 | 152258.37 | 301209.15 | 311389.17 | 329757.36 | 336767.82
IGCC | 618.09 | 618.17 | 618.18 | 618.19 | 618.19 | 618.2
DemandResponse | 29707.66 | 46218.47 | 65324.07 | 67718.5 | 70208.86 | 72802.09
IGCC-CCS | 0 | 0.12 | 0.19 | 0.28 | 0.5 | 0.53
WT_off | 468 | 468.07 | 1568.14 | 1568.2 | 1568.24 | 1568.25
PseudoUnit | 0 | 0.03 | 0.09 | 2534.25 | 3300 | 3300
FixedInterchange | 5820 | 5820 | 5820 | 5820 | 5820 | 5820
Total Installed Capacity by Reporting Type: EI_Canada
ReportingType | 2015 | 2020 | 2025 | 2030 | 2035 | 2040
BM | 326.33 | 326.33 | 326.33 | 326.33 | 326.33 | 326.33
CC | 1994.31 | 1994.33 | 1263.47 | 1263.45 | 1263.45 | 1263.45
CSP | 0 | 0 | 0 | 0 | 0 | 0
CT | 368.03 | 368.03 | 368.03 | 368.03 | 0.68 | 0.68
Coal | 950.77 | 390.43 | 0.08 | 0.07 | 0.07 | 0.06
Geo | 0 | 0 | 0 | 0 | 0 | 0
H | 15168.7 | 15863.7 | 17358.71 | 20068.7 | 20068.7 | 20068.7
LFG | 117.5 | 117.5 | 117.5 | 118 | 118 | 118
Nuc | 13018.2 | 13018.2 | 13018.21 | 13018.21 | 11988.21 | 10448.22
PS | 123 | 123 | 123 | 123 | 123 | 123
PV | 1097.26 | 1097.26 | 1097.26 | 1097.26 | 30 | 30
PeakG | 561.01 | 561 | 7.76 | 2.12 | 2.11 | 2.11
PeakO | 4.27 | 4.26 | 0.33 | 0.3 | 0.3 | 0.29
ST | 0 | 0 | 0 | 0 | 0 | 0
STOG | 126.04 | 126.03 | 0.07 | 0.06 | 0.06 | 0.06
STWD | 139 | 139 | 139 | 139 | 139 | 139
WT | 3963.3 | 3963.3 | 3963.3 | 3963.3 | 3660.95 | 10842.69
IGCC | 0 | 0 | 0 | 0 | 0 | 0
DemandResponse | 2048.29 | 2374.97 | 2887.27 | 2989.59 | 3095.56 | 3205.29
IGCC-CCS | 0 | 0 | 0 | 0 | 0 | 0
WT_off | 0 | 0 | 0.01 | 0.01 | 0.03 | 0.04
PseudoUnit | 0 | 0 | 0.01 | 2.69 | 2500 | 2500
FixedInterchange | 3000 | 3000 | 3000 | 3000 | 3000 | 3000
Total Installed Capacity by Reporting Type: EI
ReportingType | 2015 | 2020 | 2025 | 2030 | 2035 | 2040
BM | 1067.45 | 1238.05 | 1776.69 | 2919.64 | 27726.78 | 49068.67
CC | 200806.25 | 236149.37 | 233905.64 | 224185.46 | 196295.45 | 172864.38
CSP | 0 | 0 | 0 | 0 | 0 | 0
CT | 4692.1 | 5097.24 | 5097.28 | 4956.88 | 4787.66 | 4761.72
Coal | 141982.46 | 79489.85 | 38922.86 | 28992.52 | 28991.22 | 28988.55
Geo | 44 | 44 | 44 | 44 | 44 | 44
H | 44604.79 | 45803.55 | 48071.54 | 51742.03 | 52942.04 | 52942.12
LFG | 3575.59 | 4640.13 | 5929.8 | 6653.85 | 6653.87 | 6654
Nuc | 102589.56 | 106505.06 | 109599.35 | 128707.87 | 133734.71 | 152397.38
PS | 17054 | 17054 | 17054 | 17054 | 17054 | 17054
PV | 1273.78 | 3339.05 | 4239.88 | 4414.5 | 3328.87 | 3394.03
PeakG | 98215.31 | 98215.27 | 97661.94 | 95136.49 | 84168.44 | 83106.68
PeakO | 18659.38 | 18659.32 | 18655.34 | 16318.92 | 14615.26 | 14615.03
ST | 0 | 0 | 0 | 0 | 0 | 0
STOG | 26858.28 | 26858.26 | 26584.37 | 25344.7 | 24140.59 | 15868.62
STWD | 3119 | 3119 | 3119 | 3119 | 3119 | 3119
WT | 40901.36 | 156221.67 | 305172.46 | 315352.47 | 333418.32 | 347610.51
IGCC | 618.09 | 618.17 | 618.18 | 618.19 | 618.19 | 618.2
DemandResponse | 31755.95 | 48593.44 | 68211.33 | 70708.09 | 73304.41 | 76007.38
IGCC-CCS | 0 | 0.12 | 0.19 | 0.28 | 0.5 | 0.53
WT_off | 468 | 468.08 | 1568.15 | 1568.21 | 1568.27 | 1568.29
PseudoUnit | 0 | 0.03 | 0.1 | 2536.94 | 5800 | 5800
FixedInterchange | 8820 | 8820 | 8820 | 8820 | 8820 | 8820
Total Installed Capacity by Reporting Type: Outside_EI
ReportingType | 2015 | 2020 | 2025 | 2030 | 2035 | 2040
BM | 183.55 | 183.56 | 183.57 | 183.58 | 4820.69 | 6369.27
CC | 92964.81 | 98519.43 | 96113.32 | 92388.17 | 77163.43 | 70033.1
CSP | 0.01 | 0.01 | 0.01 | 0.01 | 0.01 | 0
CT | 1702.13 | 1702.15 | 1702.16 | 1702.15 | 1.93 | 1.93
Coal | 32327.19 | 27007.58 | 10995.93 | 6654.68 | 6654.29 | 6653.92
Geo | 2490.1 | 4565.12 | 8994.12 | 8994.12 | 8994.14 | 8994.13
H | 61475 | 61475.01 | 61475.03 | 61475.07 | 61810.05 | 61810.08
LFG | 560.11 | 1448.56 | 2368.9 | 2368.9 | 2368.92 | 2368.92
Nuc | 14647.3 | 14647.3 | 22533.91 | 40956.29 | 59353.84 | 70985.16
PS | 4734 | 4734 | 4734 | 4734 | 4734 | 4734
PV | 374 | 374.02 | 374.04 | 374.06 | 360.52 | 360.57
PeakG | 20776.27 | 20776.25 | 20363.09 | 20363.06 | 20363.03 | 20363.01
PeakO | 707.86 | 707.84 | 663.95 | 663.92 | 663.9 | 663.87
ST | 760 | 1573.05 | 1800.77 | 1917.79 | 4849.62 | 5686.45
STOG | 24322.36 | 24241.14 | 19867.38 | 13261.18 | 5614.43 | 5614.39
STWD | 1832 | 1832 | 1832 | 1832 | 1832 | 1832
WT | 23103.03 | 42758.54 | 75378.9 | 97249.96 | 105925.74 | 109507.66
IGCC | 0.01 | 0.02 | 0.02 | 0.02 | 0.02 | 0.02
DemandResponse | 6107.8 | 11499.81 | 17651.23 | 18502.71 | 19381.39 | 20297.2
IGCC-CCS | 0 | 0.02 | 0.05 | 0.06 | 0.1 | 0.1
WT_off | 0 | 0.01 | 0.02 | 0.03 | 0.05 | 0.06
PseudoUnit | 0 | 0 | 0 | 0 | 0 | 0
FixedInterchange | 0 | 0 | 0 | 0 | 0 | 0
#6 | 0: Retrofit Capacity (MW)
Retrofit Capacity by Reporting Type: Entergy
ReportingType | 2015 | 2020 | 2025 | 2030 | 2035 | 2040
FGD | 0.46 | 2903.26 | 1047.16 | 0.58 | 0.47 | 0.4
SNCR | 1.11 | 0.95 | 0.58 | 0.14 | 0.12 | 0.11
SCR | 0.12 | 0.14 | 0.14 | 0.13 | 0.12 | 0.11
ACI90 | 0 | 0 | 0 | 0 | 0 | 0
RPJ90 | 0.68 | 2903.37 | 1047.27 | 0.67 | 0.55 | 0.47
PCSEQ | 0 | 0 | 0 | 0 | 0 | 0
Retrofit Capacity by Reporting Type: FRCC
ReportingType | 2015 | 2020 | 2025 | 2030 | 2035 | 2040
FGD | 0.11 | 0.08 | 0.07 | 0.06 | 0.05 | 0.05
SNCR | 0.58 | 0.1 | 0.08 | 0.06 | 0.06 | 0.06
SCR | 1898.51 | 0.48 | 0.46 | 0.46 | 0.46 | 0.46
ACI90 | 0 | 0 | 0 | 0 | 0 | 0
RPJ90 | 1.01 | 1255.12 | 3.55 | 3.4 | 3.39 | 3.37
PCSEQ | 0 | 0.06 | 0.22 | 0.69 | 1.48 | 1.58
Retrofit Capacity by Reporting Type: MAPP_US
ReportingType | 2015 | 2020 | 2025 | 2030 | 2035 | 2040
FGD | 221.05 | 0.15 | 0.11 | 0.11 | 0.1 | 0.1
SNCR | 0.21 | 0.47 | 0.41 | 0.49 | 0.57 | 0.63
SCR | 0.06 | 0.09 | 0.09 | 0.1 | 0.1 | 0.11
ACI90 | 0 | 0 | 0 | 0 | 0 | 0
RPJ90 | 0.58 | 1150.33 | 452.51 | 452.5 | 452.48 | 452.46
PCSEQ | 0 | 0 | 0 | 0 | 0 | 0
Retrofit Capacity by Reporting Type: MISO_IN
ReportingType | 2015 | 2020 | 2025 | 2030 | 2035 | 2040
FGD | 0.25 | 472.98 | 0.45 | 0.44 | 0.4 | 0.29
SNCR | 1.51 | 1.17 | 0.3 | 0.34 | 0.36 | 0.28
SCR | 0.19 | 0.21 | 0.2 | 0.2 | 0.2 | 0.19
ACI90 | 0 | 0 | 0 | 0 | 0 | 0
RPJ90 | 80.63 | 7300.07 | 3634.63 | 3634.62 | 3634.54 | 3634.31
PCSEQ | 0 | 0.07 | 26.43 | 598.69 | 1759.92 | 1759.95
Retrofit Capacity by Reporting Type: MISO_MI
ReportingType | 2015 | 2020 | 2025 | 2030 | 2035 | 2040
FGD | 0.61 | 1.58 | 1.06 | 1.03 | 0.99 | 0.91
SNCR | 1.51 | 0.46 | 0.22 | 0.23 | 0.24 | 0.24
SCR | 355.26 | 0.39 | 0.28 | 0.28 | 0.28 | 0.27
ACI90 | 0 | 0 | 0 | 0 | 0 | 0
RPJ90 | 1.08 | 2.58 | 2.05 | 2.02 | 1.97 | 1.89
PCSEQ | 0 | 0.01 | 0.08 | 0.2 | 0.47 | 0.47
Retrofit Capacity by Reporting Type: MISO_MO-IL
ReportingType | 2015 | 2020 | 2025 | 2030 | 2035 | 2040
FGD | 0.73 | 7.19 | 1.05 | 1.01 | 0.94 | 0.79
SNCR | 2.6 | 1.17 | 0.31 | 0.34 | 0.34 | 0.29
SCR | 400.26 | 200.27 | 200.25 | 200.26 | 200.25 | 200.24
ACI90 | 0 | 0 | 0 | 0 | 0 | 0
RPJ90 | 2317.17 | 2451.27 | 511.56 | 521.22 | 529.29 | 537.15
PCSEQ | 0 | 0.02 | 2.35 | 79.86 | 265.76 | 265.76
Retrofit Capacity by Reporting Type: MISO_W
ReportingType | 2015 | 2020 | 2025 | 2030 | 2035 | 2040
FGD | 0.49 | 868.19 | 0.61 | 0.59 | 0.54 | 0.43
SNCR | 2.28 | 1.46 | 0.31 | 0.36 | 0.37 | 0.27
SCR | 963.5 | 350.9 | 0.37 | 0.37 | 0.37 | 0.34
ACI90 | 0 | 0 | 0 | 0 | 0 | 0
RPJ90 | 2654.02 | 5784.02 | 801.42 | 801.38 | 801.28 | 801.02
PCSEQ | 0 | 0.01 | 504.52 | 504.54 | 544.25 | 544.26
Retrofit Capacity by Reporting Type: MISO_WUMS
ReportingType | 2015 | 2020 | 2025 | 2030 | 2035 | 2040
FGD | 1135.27 | 334.84 | 0.87 | 0.85 | 0.81 | 0.69
SNCR | 0.38 | 0.37 | 0.1 | 0.12 | 0.12 | 0.07
SCR | 2778.69 | 616.14 | 615.49 | 615.49 | 615.49 | 615.48
ACI90 | 0 | 0 | 0 | 0 | 0 | 0
RPJ90 | 1823.76 | 988.4 | 679.24 | 710.12 | 736.13 | 768.33
PCSEQ | 0 | 0.03 | 75.48 | 127.94 | 357.1 | 492.31
Retrofit Capacity by Reporting Type: Nebraska
ReportingType | 2015 | 2020 | 2025 | 2030 | 2035 | 2040
FGD | 0.12 | 0.24 | 0.21 | 0.2 | 0.19 | 0.18
SNCR | 0.12 | 0.07 | 0.06 | 0.06 | 0.06 | 0.06
SCR | 0.04 | 0.05 | 0.05 | 0.05 | 0.05 | 0.05
ACI90 | 0 | 0 | 0 | 0 | 0 | 0
RPJ90 | 1364.76 | 682.44 | 682.41 | 682.4 | 682.4 | 682.38
PCSEQ | 0 | 72.25 | 245.79 | 245.8 | 343.45 | 343.45
Retrofit Capacity by Reporting Type: NEISO
ReportingType | 2015 | 2020 | 2025 | 2030 | 2035 | 2040
FGD | 320.05 | 0.14 | 0.13 | 0.13 | 0.12 | 0.12
SNCR | 0.07 | 0.02 | 0.02 | 0.02 | 0.02 | 0.02
SCR | 0.02 | 0.02 | 0.02 | 0.02 | 0.02 | 0.02
ACI90 | 0 | 0 | 0 | 0 | 0 | 0
RPJ90 | 871.14 | 0.24 | 0.22 | 0.21 | 0.21 | 0.2
PCSEQ | 0 | 0 | 0.01 | 0.02 | 0.03 | 0.03
Retrofit Capacity by Reporting Type: NonRTO_Midwest
ReportingType | 2015 | 2020 | 2025 | 2030 | 2035 | 2040
FGD | 1403.16 | 1.43 | 1.36 | 1.04 | 1 | 0.98
SNCR | 1 | 0.6 | 0.56 | 0.11 | 0.09 | 0.1
SCR | 1464.04 | 732.15 | 732.14 | 732.11 | 732.09 | 732.08
ACI90 | 0 | 0 | 0 | 0 | 0 | 0
RPJ90 | 115.88 | 4191.97 | 3397.21 | 1222.21 | 1256.17 | 1284.01
PCSEQ | 0 | 0.1 | 1.14 | 510.48 | 869.72 | 869.73
Retrofit Capacity by Reporting Type: NYISO_A-F
ReportingType | 2015 | 2020 | 2025 | 2030 | 2035 | 2040
FGD | 0.03 | 0.06 | 0.06 | 0.05 | 0.05 | 0.05
SNCR | 0 | 0 | 0 | 0 | 0 | 0
SCR | 0.04 | 0.04 | 0.04 | 0.04 | 0.04 | 0.04
ACI90 | 0 | 0 | 0 | 0 | 0 | 0
RPJ90 | 486.43 | 0.22 | 0.21 | 0.2 | 0.2 | 0.19
PCSEQ | 0 | 0 | 0.01 | 0.03 | 0.04 | 0.04
Retrofit Capacity by Reporting Type: NYISO_G-I
ReportingType | 2015 | 2020 | 2025 | 2030 | 2035 | 2040
FGD | 0.03 | 0.06 | 0.06 | 0.06 | 0.05 | 0.05
SNCR | 0.04 | 0.01 | 0.01 | 0.01 | 0.01 | 0.01
SCR | 0.02 | 0.02 | 0.02 | 0.02 | 0.02 | 0.02
ACI90 | 0 | 0 | 0 | 0 | 0 | 0
RPJ90 | 0.03 | 0.06 | 0.06 | 0.06 | 0.05 | 0.05
PCSEQ | 0 | 0 | 0 | 0 | 0 | 0
Retrofit Capacity by Reporting Type: NYISO_J-K
ReportingType | 2015 | 2020 | 2025 | 2030 | 2035 | 2040
FGD | 0 | 0 | 0 | 0 | 0 | 0
SNCR | 0 | 0 | 0 | 0 | 0 | 0
SCR | 0 | 0 | 0 | 0 | 0 | 0
ACI90 | 0 | 0 | 0 | 0 | 0 | 0
RPJ90 | 0 | 0 | 0 | 0 | 0 | 0
PCSEQ | 0 | 0 | 0 | 0 | 0 | 0
Retrofit Capacity by Reporting Type: PJM_E
ReportingType | 2015 | 2020 | 2025 | 2030 | 2035 | 2040
FGD | 0.12 | 0.3 | 0.27 | 0.26 | 0.25 | 0.2
SNCR | 0 | 0 | 0 | 0 | 0 | 0
SCR | 568.05 | 0.65 | 0.14 | 0.14 | 0.14 | 0.13
ACI90 | 0 | 0 | 0 | 0 | 0 | 0
RPJ90 | 1881.45 | 147.75 | 176.04 | 205.49 | 244.98 | 292.4
PCSEQ | 0 | 0.01 | 0.03 | 0.13 | 67.62 | 173.33
Retrofit Capacity by Reporting Type: PJM_ROM
ReportingType | 2015 | 2020 | 2025 | 2030 | 2035 | 2040
FGD | 0.13 | 0.28 | 0.25 | 0.24 | 0.23 | 0.22
SNCR | 0.52 | 0.3 | 0.09 | 0.09 | 0.09 | 0.09
SCR | 341.21 | 0.22 | 0.21 | 0.21 | 0.21 | 0.21
ACI90 | 0 | 0 | 0 | 0 | 0 | 0
RPJ90 | 1930.24 | 1169.97 | 648.85 | 648.83 | 648.77 | 648.04
PCSEQ | 0 | 0.04 | 0.26 | 1.04 | 155.04 | 233.94
Retrofit Capacity by Reporting Type: PJM_ROR
ReportingType | 2015 | 2020 | 2025 | 2030 | 2035 | 2040
FGD | 1.51 | 3 | 2.37 | 2.3 | 2.12 | 1.9
SNCR | 4.97 | 1.14 | 0.64 | 0.68 | 0.66 | 0.62
SCR | 1798.2 | 598.14 | 1.35 | 1.35 | 1.34 | 1.31
ACI90 | 0 | 0 | 0 | 0 | 0 | 0
RPJ90 | 53.23 | 18038.34 | 7604.96 | 7619.57 | 7633.43 | 7656.34
PCSEQ | 0 | 0.2 | 49.66 | 1204.96 | 3794.46 | 3841.82
Retrofit Capacity by Reporting Type: SOCO
ReportingType | 2015 | 2020 | 2025 | 2030 | 2035 | 2040
FGD | 4089.39 | 2047.98 | 3.02 | 2.8 | 2.72 | 2.67
SNCR | 1.33 | 0.29 | 0.22 | 0.15 | 0.14 | 0.14
SCR | 3405.14 | 2046.74 | 1.95 | 1.93 | 1.91 | 1.9
ACI90 | 0 | 0 | 0 | 0 | 0 | 0
RPJ90 | 6811.15 | 4025.82 | 1980.85 | 1980.63 | 1980.54 | 1980.48
PCSEQ | 0 | 0.17 | 897.28 | 1072.05 | 1072.35 | 1072.37
Retrofit Capacity by Reporting Type: SPP_N
ReportingType | 2015 | 2020 | 2025 | 2030 | 2035 | 2040
FGD | 0.16 | 0.35 | 0.25 | 0.24 | 0.24 | 0.22
SNCR | 0.17 | 0.49 | 0.12 | 0.14 | 0.15 | 0.13
SCR | 0.08 | 0.1 | 0.1 | 0.11 | 0.11 | 0.11
ACI90 | 0 | 0 | 0 | 0 | 0 | 0
RPJ90 | 1372.1 | 3957.64 | 1.12 | 1.11 | 1.1 | 1.04
PCSEQ | 0 | 0.01 | 0.03 | 0.07 | 0.2 | 0.21
Retrofit Capacity by Reporting Type: SPP_S
ReportingType | 2015 | 2020 | 2025 | 2030 | 2035 | 2040
FGD | 1.25 | 2278.06 | 1.43 | 1.4 | 1.35 | 1.12
SNCR | 2 | 2.47 | 0.47 | 0.55 | 0.61 | 0.52
SCR | 0.26 | 0.34 | 0.32 | 0.34 | 0.35 | 0.34
ACI90 | 0 | 0 | 0 | 0 | 0 | 0
RPJ90 | 2.09 | 4158.28 | 1.9 | 1.85 | 1.8 | 1.54
PCSEQ | 0 | 0 | 0 | 0 | 0 | 0
Retrofit Capacity by Reporting Type: TVA
ReportingType | 2015 | 2020 | 2025 | 2030 | 2035 | 2040
FGD | 0.24 | 0.49 | 0.44 | 0.38 | 0.34 | 0.32
SNCR | 0.63 | 0.23 | 0.24 | 0.12 | 0.07 | 0.07
SCR | 0.1 | 0.09 | 0.09 | 0.09 | 0.08 | 0.08
ACI90 | 0 | 0 | 0 | 0 | 0 | 0
RPJ90 | 0.92 | 3889.73 | 2022.39 | 1.68 | 1.52 | 1.49
PCSEQ | 0 | 0.04 | 0.16 | 0.44 | 0.57 | 0.57
Retrofit Capacity by Reporting Type: TVA_Transmission
ReportingType | 2015 | 2020 | 2025 | 2030 | 2035 | 2040
FGD | 0 | 0 | 0 | 0 | 0 | 0
SNCR | 0 | 0 | 0 | 0 | 0 | 0
SCR | 0 | 0 | 0 | 0 | 0 | 0
ACI90 | 0 | 0 | 0 | 0 | 0 | 0
RPJ90 | 0 | 0 | 0 | 0 | 0 | 0
PCSEQ | 0 | 0 | 0 | 0 | 0 | 0
Retrofit Capacity by Reporting Type: VACAR
ReportingType | 2015 | 2020 | 2025 | 2030 | 2035 | 2040
FGD | 0.07 | 0.15 | 0.14 | 0.13 | 0.12 | 0.12
SNCR | 0.04 | 0 | 0 | 0 | 0 | 0
SCR | 0.17 | 0.18 | 0.17 | 0.16 | 0.15 | 0.16
ACI90 | 0 | 0 | 0 | 0 | 0 | 0
RPJ90 | 237.99 | 6036.71 | 5128.07 | 1163.07 | 1163.15 | 1163.26
PCSEQ | 0 | 0.1 | 124.07 | 347.38 | 585.32 | 585.61
Retrofit Capacity by Reporting Type: IESO
ReportingType | 2015 | 2020 | 2025 | 2030 | 2035 | 2040
FGD | 0 | 0 | 0 | 0 | 0 | 0
SNCR | 0 | 0 | 0 | 0 | 0 | 0
SCR | 0 | 0 | 0 | 0 | 0 | 0
ACI90 | 0 | 0 | 0 | 0 | 0 | 0
RPJ90 | 0 | 0 | 0 | 0 | 0 | 0
PCSEQ | 0 | 0 | 0 | 0 | 0 | 0
Retrofit Capacity by Reporting Type: MAPP_CA
ReportingType | 2015 | 2020 | 2025 | 2030 | 2035 | 2040
FGD | 0 | 0 | 0 | 0 | 0 | 0
SNCR | 0 | 0 | 0 | 0 | 0 | 0
SCR | 0 | 0 | 0 | 0 | 0 | 0
ACI90 | 0 | 0 | 0 | 0 | 0 | 0
RPJ90 | 0 | 0 | 0 | 0 | 0 | 0
PCSEQ | 0 | 0 | 0 | 0 | 0 | 0
Retrofit Capacity by Reporting Type: AZ_NM_SNV_Coal
ReportingType | 2015 | 2020 | 2025 | 2030 | 2035 | 2040
FGD | 384.02 | 0.11 | 0.1 | 0.06 | 0.06 | 0.05
SNCR | 0.39 | 0.49 | 0.87 | 0.21 | 0.2 | 0.18
SCR | 800.11 | 400.16 | 400.16 | 394.26 | 394.25 | 394.25
ACI90 | 0 | 0 | 0 | 0 | 0 | 0
RPJ90 | 3343.35 | 6561.49 | 3898.92 | 541.12 | 559.49 | 579.53
PCSEQ | 0 | 0.01 | 0.03 | 59.43 | 244.16 | 244.16
Retrofit Capacity by Reporting Type: AZ_NM_SNV_Gas
ReportingType | 2015 | 2020 | 2025 | 2030 | 2035 | 2040
FGD | 0 | 0 | 0 | 0 | 0 | 0
SNCR | 0 | 0 | 0 | 0 | 0 | 0
SCR | 0 | 0 | 0 | 0 | 0 | 0
ACI90 | 0 | 0 | 0 | 0 | 0 | 0
RPJ90 | 0 | 0 | 0 | 0 | 0 | 0
PCSEQ | 0 | 0 | 0 | 0 | 0 | 0
Retrofit Capacity by Reporting Type: AZ_NM_SNV_NucRenew
ReportingType | 2015 | 2020 | 2025 | 2030 | 2035 | 2040
FGD | 0 | 0 | 0 | 0 | 0 | 0
SNCR | 0 | 0 | 0 | 0 | 0 | 0
SCR | 0 | 0 | 0 | 0 | 0 | 0
ACI90 | 0 | 0 | 0 | 0 | 0 | 0
RPJ90 | 0 | 0 | 0 | 0 | 0 | 0
PCSEQ | 0 | 0 | 0 | 0 | 0 | 0
Retrofit Capacity by Reporting Type: ERCOT
ReportingType | 2015 | 2020 | 2025 | 2030 | 2035 | 2040
FGD | 0.22 | 0.39 | 0.32 | 0.29 | 0.25 | 0.22
SNCR | 0.89 | 0.25 | 0.2 | 0.19 | 0.18 | 0.17
SCR | 3515.41 | 1330.43 | 1330.43 | 1330.44 | 1330.44 | 1330.43
ACI90 | 0 | 0 | 0 | 0 | 0 | 0
RPJ90 | 7243.08 | 2000.16 | 1497.96 | 1549.35 | 1626.28 | 1652
PCSEQ | 0 | 0.03 | 563.41 | 812.55 | 972.27 | 972.32
Retrofit Capacity by Reporting Type: NP15
ReportingType | 2015 | 2020 | 2025 | 2030 | 2035 | 2040
FGD | 0.01 | 0.02 | 0.02 | 0.02 | 0.02 | 0.02
SNCR | 0 | 0 | 0 | 0 | 0 | 0
SCR | 0.01 | 0.01 | 0.01 | 0.01 | 0.01 | 0.02
ACI90 | 0 | 0 | 0 | 0 | 0 | 0
RPJ90 | 0.02 | 0.08 | 0.08 | 0.05 | 0.05 | 0.04
PCSEQ | 0 | 0 | 0 | 0 | 0 | 0
Retrofit Capacity by Reporting Type: NWPP_Coal
ReportingType | 2015 | 2020 | 2025 | 2030 | 2035 | 2040
FGD | 0.17 | 0.29 | 0.14 | 0.12 | 0.11 | 0.1
SNCR | 0.35 | 0.43 | 0.31 | 0.2 | 0.2 | 0.19
SCR | 0.14 | 0.19 | 0.18 | 0.18 | 0.18 | 0.18
ACI90 | 0 | 0 | 0 | 0 | 0 | 0
RPJ90 | 455.09 | 5129.52 | 228.04 | 227.55 | 227.48 | 227.41
PCSEQ | 0 | 0.03 | 226.79 | 226.79 | 226.79 | 226.79
Retrofit Capacity by Reporting Type: NWPP_Gas
ReportingType | 2015 | 2020 | 2025 | 2030 | 2035 | 2040
FGD | 0 | 0 | 0 | 0 | 0 | 0
SNCR | 0 | 0 | 0 | 0 | 0 | 0
SCR | 0 | 0 | 0 | 0 | 0 | 0
ACI90 | 0 | 0 | 0 | 0 | 0 | 0
RPJ90 | 0 | 0 | 0 | 0 | 0 | 0
PCSEQ | 0 | 0 | 0 | 0 | 0 | 0
Retrofit Capacity by Reporting Type: NWPP_NucRenew
ReportingType | 2015 | 2020 | 2025 | 2030 | 2035 | 2040
FGD | 0 | 0 | 0 | 0 | 0 | 0
SNCR | 0 | 0 | 0 | 0 | 0 | 0
SCR | 0 | 0 | 0 | 0 | 0 | 0
ACI90 | 0 | 0 | 0 | 0 | 0 | 0
RPJ90 | 0 | 0 | 0 | 0 | 0 | 0
PCSEQ | 0 | 0 | 0 | 0 | 0 | 0
Retrofit Capacity by Reporting Type: RMPA
ReportingType | 2015 | 2020 | 2025 | 2030 | 2035 | 2040
FGD | 0.23 | 819.61 | 1.02 | 0.15 | 0.12 | 0.1
SNCR | 0.37 | 0.57 | 0.61 | 0.15 | 0.14 | 0.11
SCR | 1554.69 | 777.43 | 777.43 | 777.43 | 777.42 | 777.42
ACI90 | 0 | 0 | 0 | 0 | 0 | 0
RPJ90 | 2876.04 | 5326.8 | 1635.15 | 777.91 | 777.81 | 777.71
PCSEQ | 0 | 0.01 | 554.09 | 554.09 | 554.09 | 554.09
Retrofit Capacity by Reporting Type: SP15
ReportingType | 2015 | 2020 | 2025 | 2030 | 2035 | 2040
FGD | 0.01 | 0.02 | 0.02 | 0.02 | 0.02 | 0.02
SNCR | 0 | 0 | 0 | 0 | 0 | 0
SCR | 0.01 | 0.02 | 0.02 | 0.02 | 0.02 | 0.02
ACI90 | 0 | 0 | 0 | 0 | 0 | 0
RPJ90 | 0.03 | 101.22 | 101.2 | 0.06 | 0.06 | 0.05
PCSEQ | 0 | 0 | 0 | 0 | 0 | 0
Retrofit Capacity by Reporting Type: ALB
ReportingType | 2015 | 2020 | 2025 | 2030 | 2035 | 2040
FGD | 0 | 0 | 0 | 0 | 0 | 0
SNCR | 0 | 0 | 0 | 0 | 0 | 0
SCR | 0 | 0 | 0 | 0 | 0 | 0
ACI90 | 0 | 0 | 0 | 0 | 0 | 0
RPJ90 | 0 | 0 | 0 | 0 | 0 | 0
PCSEQ | 0 | 0 | 0 | 0 | 0 | 0
Retrofit Capacity by Reporting Type: BC
ReportingType | 2015 | 2020 | 2025 | 2030 | 2035 | 2040
FGD | 0 | 0 | 0 | 0 | 0 | 0
SNCR | 0 | 0 | 0 | 0 | 0 | 0
SCR | 0 | 0 | 0 | 0 | 0 | 0
ACI90 | 0 | 0 | 0 | 0 | 0 | 0
RPJ90 | 0 | 0 | 0 | 0 | 0 | 0
PCSEQ | 0 | 0 | 0 | 0 | 0 | 0
Retrofit Capacity by Reporting Type: HQ_IESO
ReportingType | 2015 | 2020 | 2025 | 2030 | 2035 | 2040
FGD | 0 | 0 | 0 | 0 | 0 | 0
SNCR | 0 | 0 | 0 | 0 | 0 | 0
SCR | 0 | 0 | 0 | 0 | 0 | 0
ACI90 | 0 | 0 | 0 | 0 | 0 | 0
RPJ90 | 0 | 0 | 0 | 0 | 0 | 0
PCSEQ | 0 | 0 | 0 | 0 | 0 | 0
Retrofit Capacity by Reporting Type: HQ_NEISO
ReportingType | 2015 | 2020 | 2025 | 2030 | 2035 | 2040
FGD | 0 | 0 | 0 | 0 | 0 | 0
SNCR | 0 | 0 | 0 | 0 | 0 | 0
SCR | 0 | 0 | 0 | 0 | 0 | 0
ACI90 | 0 | 0 | 0 | 0 | 0 | 0
RPJ90 | 0 | 0 | 0 | 0 | 0 | 0
PCSEQ | 0 | 0 | 0 | 0 | 0 | 0
Retrofit Capacity by Reporting Type: HQ_NY
ReportingType | 2015 | 2020 | 2025 | 2030 | 2035 | 2040
FGD | 0 | 0 | 0 | 0 | 0 | 0
SNCR | 0 | 0 | 0 | 0 | 0 | 0
SCR | 0 | 0 | 0 | 0 | 0 | 0
ACI90 | 0 | 0 | 0 | 0 | 0 | 0
RPJ90 | 0 | 0 | 0 | 0 | 0 | 0
PCSEQ | 0 | 0 | 0 | 0 | 0 | 0
Retrofit Capacity by Reporting Type: MARITIMES
ReportingType | 2015 | 2020 | 2025 | 2030 | 2035 | 2040
FGD | 0 | 0 | 0 | 0 | 0 | 0
SNCR | 0 | 0 | 0 | 0 | 0 | 0
SCR | 0 | 0 | 0 | 0 | 0 | 0
ACI90 | 0 | 0 | 0 | 0 | 0 | 0
RPJ90 | 0 | 0 | 0 | 0 | 0 | 0
PCSEQ | 0 | 0 | 0 | 0 | 0 | 0
Retrofit Capacity by Reporting Type: All
ReportingType | 2015 | 2020 | 2025 | 2030 | 2035 | 2040
FGD | 7559.88 | 9741.27 | 1063 | 14.56 | 13.66 | 12.29
SNCR | 23.05 | 13.51 | 6.73 | 4.78 | 4.8 | 4.37
SCR | 19844.33 | 7055.58 | 4062.11 | 4056.16 | 4056.1 | 4055.97
ACI90 | 0 | 0 | 0 | 0 | 0 | 0
RPJ90 | 35923.97 | 87253.59 | 36137.86 | 22749.27 | 22965.11 | 23147.18
PCSEQ | 0 | 73.2 | 3271.87 | 6347.19 | 11815.08 | 12182.81
Retrofit Capacity by Reporting Type: EI_US
ReportingType | 2015 | 2020 | 2025 | 2030 | 2035 | 2040
FGD | 7175.23 | 8920.83 | 1061.38 | 13.9 | 13.09 | 11.79
SNCR | 21.06 | 11.77 | 4.73 | 4.02 | 4.08 | 3.71
SCR | 13973.96 | 4547.35 | 1553.88 | 1553.83 | 1553.77 | 1553.66
ACI90 | 0 | 0 | 0 | 0 | 0 | 0
RPJ90 | 22006.36 | 68134.31 | 28776.5 | 19653.23 | 19773.95 | 19910.43
PCSEQ | 0 | 73.12 | 1927.54 | 4694.32 | 9817.77 | 10185.44
Retrofit Capacity by Reporting Type: EI_Canada
ReportingType | 2015 | 2020 | 2025 | 2030 | 2035 | 2040
FGD | 0 | 0 | 0 | 0 | 0 | 0
SNCR | 0 | 0 | 0 | 0 | 0 | 0
SCR | 0 | 0 | 0 | 0 | 0 | 0
ACI90 | 0 | 0 | 0 | 0 | 0 | 0
RPJ90 | 0 | 0 | 0 | 0 | 0 | 0
PCSEQ | 0 | 0 | 0 | 0 | 0 | 0
Retrofit Capacity by Reporting Type: EI
ReportingType | 2015 | 2020 | 2025 | 2030 | 2035 | 2040
FGD | 7175.23 | 8920.83 | 1061.38 | 13.9 | 13.09 | 11.79
SNCR | 21.06 | 11.77 | 4.73 | 4.02 | 4.08 | 3.71
SCR | 13973.96 | 4547.35 | 1553.88 | 1553.83 | 1553.77 | 1553.66
ACI90 | 0 | 0 | 0 | 0 | 0 | 0
RPJ90 | 22006.36 | 68134.31 | 28776.5 | 19653.23 | 19773.95 | 19910.43
PCSEQ | 0 | 73.12 | 1927.54 | 4694.32 | 9817.77 | 10185.44
Retrofit Capacity by Reporting Type: Outside_EI
ReportingType | 2015 | 2020 | 2025 | 2030 | 2035 | 2040
FGD | 384.65 | 820.45 | 1.62 | 0.66 | 0.57 | 0.5
SNCR | 2 | 1.74 | 2 | 0.76 | 0.72 | 0.66
SCR | 5870.37 | 2508.23 | 2508.24 | 2502.33 | 2502.32 | 2502.31
ACI90 | 0 | 0 | 0 | 0 | 0 | 0
RPJ90 | 13917.61 | 19119.28 | 7361.36 | 3096.05 | 3191.16 | 3236.75
PCSEQ | 0 | 0.07 | 1344.32 | 1652.87 | 1997.31 | 1997.37
#7 | 0: Reserve Margin (MW)
Reserve Margin Data: ALB
| 2015 | 2020 | 2025 | 2030 | 2035 | 2040
a. Peak Demand | 9181.37 | 9515.81 | 9741.03 | 10539.59 | 10511.17 | 10894.89
b. Peak Demand + Reserve Margin | 10834.02 | 11228.65 | 11494.41 | 12436.71 | 12403.18 | 12855.97
c. DR MW | 105.16 | 361.08 | 660.83 | 708.64 | 759.9 | 814.88
d. Capacity Credit | 10972.72 | 11228.66 | 12165.37 | 13693.24 | 13715.45 | 12998.9
Reserve Margin Data: BC
| 2015 | 2020 | 2025 | 2030 | 2035 | 2040
a. Peak Demand | 11225.55 | 11381.05 | 11396.67 | 12062.39 | 11767.86 | 11931.79
b. Peak Demand + Reserve Margin | 13246.15 | 13429.64 | 13448.08 | 14233.62 | 13886.07 | 14079.51
c. DR MW | 0.01 | 264.69 | 555.31 | 582.51 | 611.05 | 640.98
d. Capacity Credit | 13246.16 | 13429.66 | 13898.58 | 14351.37 | 14411.12 | 14782.86
Reserve Margin Data: ENT
| 2015 | 2020 | 2025 | 2030 | 2035 | 2040
a. Peak Demand | 31634.41 | 30708.05 | 30365.16 | 28510.79 | 27086.39 | 28230.18
b. Peak Demand + Reserve Margin | 36063.22 | 35007.18 | 34616.28 | 32502.31 | 30878.48 | 32182.41
c. DR MW | 301.55 | 1538.95 | 2854.33 | 2930.78 | 3009.27 | 3089.87
d. Capacity Credit | 36056.79 | 35008.78 | 34606.65 | 32500.31 | 30882.55 | 32183.07
Reserve Margin Data: ERCOT
| 2015 | 2020 | 2025 | 2030 | 2035 | 2040
a. Peak Demand | 68229.3 | 69451.1 | 69569.82 | 68940.45 | 68917.28 | 69525.49
b. Peak Demand + Reserve Margin | 76757.96 | 78132.49 | 78266.05 | 77558 | 77531.94 | 78216.17
c. DR MW | 740.81 | 3617.73 | 6720.3 | 6926.25 | 7155.61 | 7391.29
d. Capacity Credit | 76763.53 | 78102.83 | 78276.86 | 77546.93 | 77533.32 | 78216.92
Reserve Margin Data: FRCC
| 2015 | 2020 | 2025 | 2030 | 2035 | 2040
a. Peak Demand | 49725.75 | 49833.01 | 52804.36 | 53044.46 | 51283.38 | 54997.97
b. Peak Demand + Reserve Margin | 57681.87 | 57806.29 | 61253.06 | 61531.57 | 59488.72 | 63797.65
c. DR MW | 2734.45 | 3962.85 | 5527.63 | 5878.95 | 6252.59 | 6649.99
d. Capacity Credit | 57668.66 | 57798.86 | 61256.49 | 61522.91 | 59503.31 | 63790.28
Reserve Margin Data: IESO
| 2015 | 2020 | 2025 | 2030 | 2035 | 2040
a. Peak Demand | 21596.16 | 20650.12 | 20392.13 | 21284.45 | 20477.21 | 20474.97
b. Peak Demand + Reserve Margin | 25267.51 | 24160.64 | 23858.79 | 24902.8 | 23958.33 | 23955.71
c. DR MW | 1958.79 | 2066.83 | 2340.54 | 2421.21 | 2504.65 | 2590.98
d. Capacity Credit | 26711.25 | 26819.3 | 27093.03 | 27424.19 | 25790.12 | 25126.45
Reserve Margin Data: MAPP_CA
| 2015 | 2020 | 2025 | 2030 | 2035 | 2040
a. Peak Demand | 8035.11 | 8350.57 | 8287.28 | 8692.95 | 8404.88 | 8445.78
b. Peak Demand + Reserve Margin | 8999.32 | 9352.64 | 9281.75 | 9736.11 | 9413.46 | 9459.27
c. DR MW | 89.5 | 308.14 | 546.73 | 568.39 | 590.9 | 614.31
d. Capacity Credit | 8999.33 | 9352.64 | 9281.87 | 11757.82 | 11747.06 | 11770.45
Reserve Margin Data: MAPP_US
| 2015 | 2020 | 2025 | 2030 | 2035 | 2040
a. Peak Demand | 5129.44 | 5491.37 | 5428.86 | 5639.95 | 5683.4 | 5723.89
b. Peak Demand + Reserve Margin | 5847.56 | 6260.17 | 6188.9 | 6429.54 | 6479.08 | 6525.23
c. DR MW | 59 | 199.4 | 353.8 | 367.81 | 382.38 | 397.53
d. Capacity Credit | 5849.5 | 6259.53 | 6187 | 6427.86 | 6480.24 | 6524.72
Reserve Margin Data: NEISO
| 2015 | 2020 | 2025 | 2030 | 2035 | 2040
a. Peak Demand | 28416.17 | 26403.91 | 26008.78 | 25551.91 | 26477.35 | 25679.87
b. Peak Demand + Reserve Margin | 32962.76 | 30628.53 | 30170.18 | 29640.22 | 30713.72 | 29788.64
c. DR MW | 3092.4 | 3627.72 | 4230.66 | 4257.78 | 4282.5 | 4307.35
d. Capacity Credit | 32956.57 | 30627.64 | 30171.17 | 29642.12 | 30711.72 | 29796.58
Reserve Margin Data: NonRTO_Midwest
| 2015 | 2020 | 2025 | 2030 | 2035 | 2040
a. Peak Demand | 11412.35 | 11569.49 | 11884.9 | 10957.56 | 11262.84 | 11807.74
b. Peak Demand + Reserve Margin | 13010.07 | 13189.22 | 13548.79 | 12491.62 | 12839.64 | 13460.82
c. DR MW | 193.98 | 453.37 | 727.88 | 745.89 | 764.35 | 783.26
d. Capacity Credit | 13008.03 | 13191.09 | 13548.81 | 12486.9 | 12840.62 | 13460.08
Reserve Margin Data: NYISO_J-K
| 2015 | 2020 | 2025 | 2030 | 2035 | 2040
a. Peak Demand | 14770.7 | 15573.29 | 15898.98 | 16038 | 15901.54 | 16023.59
b. Peak Demand + Reserve Margin | 13589.04 | 14327.43 | 14627.07 | 14754.96 | 14629.41 | 14741.7
c. DR MW | 1319.07 | 1502.66 | 1718.62 | 1795.58 | 1875.99 | 1960
d. Capacity Credit | 14646.13 | 14829.77 | 15119.99 | 15197.08 | 15317.74 | 15401.75
Reserve Margin Data: PJM_E
| 2015 | 2020 | 2025 | 2030 | 2035 | 2040
a. Peak Demand | 29437.08 | 26957.84 | 26749.84 | 27161.45 | 27329.4 | 27784.97
b. Peak Demand + Reserve Margin | 28789.47 | 26364.77 | 26161.35 | 26563.9 | 26728.15 | 27173.7
c. DR MW | 1256.73 | 1718.17 | 2388.62 | 2469.72 | 2553.57 | 2640.27
d. Capacity Credit | 33738.07 | 33150.39 | 34150.33 | 34231.5 | 31926.37 | 28167.08
Reserve Margin Data: RMPA
| 2015 | 2020 | 2025 | 2030 | 2035 | 2040
a. Peak Demand | 12677.75 | 13837.46 | 12883.21 | 14032.71 | 14032.7 | 14320.28
b. Peak Demand + Reserve Margin | 14452.64 | 15774.71 | 14686.86 | 15997.29 | 15997.28 | 16325.12
c. DR MW | 486.05 | 622.89 | 804.5 | 856.88 | 912.57 | 971.91
d. Capacity Credit | 14886.23 | 15769.95 | 14690.26 | 15996.53 | 15996.09 | 16325.53
Reserve Margin Data: SOCO
| 2015 | 2020 | 2025 | 2030 | 2035 | 2040
a. Peak Demand | 48917.72 | 53536.94 | 53834.26 | 54220.95 | 53676.14 | 52835.67
b. Peak Demand + Reserve Margin | 55766.2 | 61032.11 | 61371.05 | 61811.89 | 61190.8 | 60232.67
c. DR MW | 2570.49 | 4773.97 | 7215.46 | 7512.46 | 7821.68 | 8143.63
d. Capacity Credit | 55760.89 | 61037.82 | 61377.82 | 61799.48 | 61190.75 | 60234.8
Reserve Margin Data: TVA
| 2015 | 2020 | 2025 | 2030 | 2035 | 2040
a. Peak Demand | 32046.86 | 35066.33 | 34262.05 | 33668.55 | 35751.86 | 35044.36
b. Peak Demand + Reserve Margin | 36853.89 | 40326.28 | 39401.36 | 38718.83 | 41114.64 | 40301.02
c. DR MW | 1805 | 2555.95 | 3357.9 | 3440.97 | 3526.11 | 3613.35
d. Capacity Credit | 36844.6 | 40332.88 | 39401.83 | 38710.34 | 41123.76 | 40296.86
Reserve Margin Data: VACAR
| 2015 | 2020 | 2025 | 2030 | 2035 | 2040
a. Peak Demand | 49895.42 | 52403.03 | 53541.25 | 53758.95 | 53001.52 | 54775.11
b. Peak Demand + Reserve Margin | 56880.77 | 59739.45 | 61037.02 | 61285.2 | 60421.73 | 62443.63
c. DR MW | 2339.28 | 3868.22 | 5651.52 | 5928.05 | 6218.12 | 6522.37
d. Capacity Credit | 56886.01 | 59735.87 | 61035.7 | 61272.54 | 60428.71 | 62441.61
Reserve Margin Data: AZ_NM_SNV
| 2015 | 2020 | 2025 | 2030 | 2035 | 2040
a. Peak Demand | 26478.97 | 29587.47 | 30300.18 | 30625.14 | 32130.99 | 32130.99
b. Peak Demand + Reserve Margin | 30636.17 | 34232.7 | 35057.31 | 35433.29 | 37175.56 | 37175.55
c. DR MW | 334.55 | 1076.71 | 1928.33 | 2059.84 | 2196.64 | 2344.36
d. Capacity Credit | 30629.63 | 34237.07 | 35058.24 | 35430.4 | 37175.11 | 37176.28
Reserve Margin Data: CA
| 2015 | 2020 | 2025 | 2030 | 2035 | 2040
a. Peak Demand | 62369.58 | 66254.09 | 67147.73 | 69917.77 | 71670.91 | 75639.37
b. Peak Demand + Reserve Margin | 72722.93 | 77252.26 | 78294.26 | 81524.12 | 83568.28 | 88195.5
c. DR MW | 4441.2 | 4603.38 | 4993.26 | 5277.46 | 5551.88 | 5835.06
d. Capacity Credit | 72714.92 | 77222.89 | 78311.46 | 81509.23 | 83567.8 | 88196.56
Reserve Margin Data: MISO
| 2015 | 2020 | 2025 | 2030 | 2035 | 2040
a. Peak Demand | 92771.39 | 93609.81 | 100435.65 | 101785.09 | 97786.79 | 101382.85
b. Peak Demand + Reserve Margin | 108913.62 | 109897.91 | 117911.45 | 119495.7 | 114801.69 | 119023.46
c. DR MW | 6024.78 | 8117.79 | 10669.2 | 11079.6 | 11505.92 | 11948.8
d. Capacity Credit | 108935.64 | 109879.73 | 117945.45 | 119505.41 | 114818.05 | 119017.35
Reserve Margin Data: NWPP
| 2015 | 2020 | 2025 | 2030 | 2035 | 2040
a. Peak Demand | 36159.13 | 38275.33 | 39293.31 | 39990.2 | 39990.2 | 43276.5
b. Peak Demand + Reserve Margin | 42667.78 | 45164.89 | 46366.11 | 47188.43 | 47188.44 | 51066.27
c. DR MW | 0.01 | 953.34 | 1988.72 | 2091.14 | 2193.74 | 2298.72
d. Capacity Credit | 49244.09 | 50601.76 | 49135.49 | 50854.49 | 49611.09 | 52113.91
Reserve Margin Data: NYISO
| 2015 | 2020 | 2025 | 2030 | 2035 | 2040
a. Peak Demand | 28540.06 | 30358.42 | 30861.79 | 31331.41 | 30533.94 | 30615.37
b. Peak Demand + Reserve Margin | 33249.17 | 35367.56 | 35953.98 | 36501.09 | 35572.04 | 35666.91
c. DR MW | 2565.83 | 2901.13 | 3296.24 | 3421.43 | 3551.63 | 3687.07
d. Capacity Credit | 34891.5 | 35342.42 | 35954.18 | 36503.16 | 36243.58 | 35668.54
Reserve Margin Data: NYISO_G-I_J-K
| 2015 | 2020 | 2025 | 2030 | 2035 | 2040
a. Peak Demand | 18572.33 | 19532.14 | 19944.79 | 20006.48 | 19907.3 | 20055.11
b. Peak Demand + Reserve Margin | 17643.71 | 18555.53 | 18947.55 | 19006.16 | 18911.93 | 19052.36
c. DR MW | 1658.63 | 1882.98 | 2152.95 | 2248.69 | 2348.69 | 2453.13
d. Capacity Credit | 18436.19 | 18669.66 | 19088.3 | 19229.2 | 18912.84 | 19797.2
Reserve Margin Data: PJM
| 2015 | 2020 | 2025 | 2030 | 2035 | 2040
a. Peak Demand | 147146.78 | 145723.4 | 140313.94 | 142279.02 | 141792.59 | 143869.67
b. Peak Demand + Reserve Margin | 169660.23 | 168019.08 | 161781.97 | 164047.71 | 163486.86 | 165881.73
c. DR MW | 6888.69 | 10788.12 | 15528.1 | 16025.26 | 16538.36 | 17067.93
d. Capacity Credit | 169672.99 | 168074.54 | 162391.16 | 164025.23 | 163507.1 | 165873.49
Reserve Margin Data: SPP
| 2015 | 2020 | 2025 | 2030 | 2035 | 2040
a. Peak Demand | 55452.51 | 59996.2 | 58421.53 | 59913.5 | 61638.24 | 62379.68
b. Peak Demand + Reserve Margin | 62994.05 | 68155.69 | 66366.86 | 68061.74 | 70021.04 | 70863.31
c. DR MW | 1132.21 | 3430.99 | 5911.36 | 6129.52 | 6355.94 | 6590.94
d. Capacity Credit | 63002.32 | 68147.23 | 67137 | 68047.97 | 70055.62 | 70829.29

## Transmission
$/MW
[8 empty] | Transfer |  | $/MWh | $/MWh | Wheel+ | $/MWh
Year | Line | From | To | EI Internal/External | Season | Block | Duration | Limit | MW flow | From price | To price | Friction | Shadow Price
2015 | ENT_2_MISO_MO-IL | ENT | MISO_MO-IL | Internal | Shoulder | B11 | 25 | 2260 | 0.12 | 79.98 | 75.89 | 8 | 0
2015 | ENT_2_MISO_MO-IL | ENT | MISO_MO-IL | Internal | Shoulder | B12 | 200 | 2260 | 0.03 | 60 | 62.75 | 8 | 0
2015 | ENT_2_MISO_MO-IL | ENT | MISO_MO-IL | Internal | Shoulder | B13 | 600 | 2260 | 0 | 59.58 | 59.08 | 8 | 0
2015 | ENT_2_MISO_MO-IL | ENT | MISO_MO-IL | Internal | Shoulder | B14 | 900 | 2260 | 0 | 59.58 | 57.02 | 8 | 0
2015 | ENT_2_MISO_MO-IL | ENT | MISO_MO-IL | Internal | Shoulder | B15 | 1203 | 2260 | 0 | 57.6 | 55.14 | 8 | 0
2015 | ENT_2_MISO_MO-IL | ENT | MISO_MO-IL | Internal | Summer | B1 | 10 | 2260 | 0.44 | 92.49 | 92.5 | 8 | 0
2015 | ENT_2_MISO_MO-IL | ENT | MISO_MO-IL | Internal | Summer | B2 | 25 | 2260 | 0.18 | 90.05 | 90.28 | 8 | 0
2015 | ENT_2_MISO_MO-IL | ENT | MISO_MO-IL | Internal | Summer | B3 | 75 | 2260 | 0.05 | 90.04 | 88.81 | 8 | 0
2015 | ENT_2_MISO_MO-IL | ENT | MISO_MO-IL | Internal | Summer | B4 | 100 | 2260 | 0.03 | 89.28 | 83.32 | 8 | 0
2015 | ENT_2_MISO_MO-IL | ENT | MISO_MO-IL | Internal | Summer | B5 | 200 | 2260 | 0.01 | 83.24 | 75.24 | 8 | 0
2015 | ENT_2_MISO_MO-IL | ENT | MISO_MO-IL | Internal | Summer | B6 | 300 | 2260 | 0 | 71.41 | 64.41 | 8 | 0
2015 | ENT_2_MISO_MO-IL | ENT | MISO_MO-IL | Internal | Summer | B7 | 400 | 2260 | 0 | 60.79 | 56.96 | 8 | 0
2015 | ENT_2_MISO_MO-IL | ENT | MISO_MO-IL | Internal | Summer | B8 | 500 | 2260 | 0 | 58.8 | 54.42 | 8 | 0
2015 | ENT_2_MISO_MO-IL | ENT | MISO_MO-IL | Internal | Summer | B9 | 800 | 2260 | 0 | 56.44 | 53.64 | 8 | 0
2015 | ENT_2_MISO_MO-IL | ENT | MISO_MO-IL | Internal | Summer | B10 | 1262 | 2260 | 0 | 56.44 | 52.66 | 8 | 0
2015 | ENT_2_MISO_MO-IL | ENT | MISO_MO-IL | Internal | Winter | B16 | 25 | 2260 | 0.16 | 77.18 | 75.79 | 8 | 0
2015 | ENT_2_MISO_MO-IL | ENT | MISO_MO-IL | Internal | Winter | B17 | 100 | 2260 | 0.11 | 62 | 66.51 | 8 | 0
2015 | ENT_2_MISO_MO-IL | ENT | MISO_MO-IL | Internal | Winter | B18 | 400 | 2260 | 0.01 | 62 | 61.3 | 8 | 0
2015 | ENT_2_MISO_MO-IL | ENT | MISO_MO-IL | Internal | Winter | B19 | 700 | 2260 | 0 | 59.94 | 58.69 | 8 | 0
2015 | ENT_2_MISO_MO-IL | ENT | MISO_MO-IL | Internal | Winter | B20 | 935 | 2260 | 0 | 59.94 | 53.63 | 8 | 0
2015 | ENT_2_SOCO | ENT | SOCO | Internal | Shoulder | B11 | 25 | 2000 | 215.53 | 79.98 | 87.98 | 8 | 0
2015 | ENT_2_SOCO | ENT | SOCO | Internal | Shoulder | B12 | 200 | 2000 | 0.09 | 60 | 66.41 | 8 | 0
2015 | ENT_2_SOCO | ENT | SOCO | Internal | Shoulder | B13 | 600 | 2000 | 0.01 | 59.58 | 62 | 8 | 0
2015 | ENT_2_SOCO | ENT | SOCO | Internal | Shoulder | B14 | 900 | 2000 | 0 | 59.58 | 62 | 8 | 0
2015 | ENT_2_SOCO | ENT | SOCO | Internal | Shoulder | B15 | 1203 | 2000 | 0 | 57.6 | 59.83 | 8 | 0
2015 | ENT_2_SOCO | ENT | SOCO | Internal | Summer | B1 | 10 | 2000 | 3.4 | 92.49 | 100 | 8 | 0
2015 | ENT_2_SOCO | ENT | SOCO | Internal | Summer | B2 | 25 | 2000 | 1068.13 | 90.05 | 98.05 | 8 | 0
2015 | ENT_2_SOCO | ENT | SOCO | Internal | Summer | B3 | 75 | 2000 | 1974.88 | 90.04 | 98.05 | 8 | 0.01
2015 | ENT_2_SOCO | ENT | SOCO | Internal | Summer | B4 | 100 | 2000 | 2431.32 | 89.28 | 98.05 | 8 | 0.76
2015 | ENT_2_SOCO | ENT | SOCO | Internal | Summer | B5 | 200 | 2000 | 1998.1 | 83.24 | 91.28 | 8 | 0.04
2015 | ENT_2_SOCO | ENT | SOCO | Internal | Summer | B6 | 300 | 2000 | 1841.21 | 71.41 | 79.41 | 8 | 0
2015 | ENT_2_SOCO | ENT | SOCO | Internal | Summer | B7 | 400 | 2000 | 2726.58 | 60.79 | 69.56 | 8 | 0.77
2015 | ENT_2_SOCO | ENT | SOCO | Internal | Summer | B8 | 500 | 2000 | 2000.07 | 58.8 | 67.23 | 8 | 0.43
2015 | ENT_2_SOCO | ENT | SOCO | Internal | Summer | B9 | 800 | 2000 | 0.05 | 56.44 | 62.67 | 8 | 0
2015 | ENT_2_SOCO | ENT | SOCO | Internal | Summer | B10 | 1262 | 2000 | 0 | 56.44 | 58.66 | 8 | 0
2015 | ENT_2_SOCO | ENT | SOCO | Internal | Winter | B16 | 25 | 2000 | 2233.44 | 77.18 | 85.95 | 8 | 0.77
2015 | ENT_2_SOCO | ENT | SOCO | Internal | Winter | B17 | 100 | 2000 | 0.14 | 62 | 67.54 | 8 | 0
2015 | ENT_2_SOCO | ENT | SOCO | Internal | Winter | B18 | 400 | 2000 | 0.02 | 62 | 64.47 | 8 | 0
2015 | ENT_2_SOCO | ENT | SOCO | Internal | Winter | B19 | 700 | 2000 | 0.01 | 59.94 | 64.47 | 8 | 0
2015 | ENT_2_SOCO | ENT | SOCO | Internal | Winter | B20 | 935 | 2000 | 0 | 59.94 | 62.22 | 8 | 0
2015 | ENT_2_SPP_N | ENT | SPP_N | Internal | Shoulder | B11 | 25 | 1300 | 0.26 | 79.98 | 82.88 | 8 | 0
2015 | ENT_2_SPP_N | ENT | SPP_N | Internal | Shoulder | B12 | 200 | 1300 | 0.03 | 60 | 61.14 | 8 | 0
2015 | ENT_2_SPP_N | ENT | SPP_N | Internal | Shoulder | B13 | 600 | 1300 | 0 | 59.58 | 60.17 | 8 | 0
2015 | ENT_2_SPP_N | ENT | SPP_N | Internal | Shoulder | B14 | 900 | 1300 | 0 | 59.58 | 57.52 | 8 | 0
2015 | ENT_2_SPP_N | ENT | SPP_N | Internal | Shoulder | B15 | 1203 | 1300 | 0 | 57.6 | 57.49 | 8 | 0
2015 | ENT_2_SPP_N | ENT | SPP_N | Internal | Summer | B1 | 10 | 1300 | 0.44 | 92.49 | 92.67 | 8 | 0
2015 | ENT_2_SPP_N | ENT | SPP_N | Internal | Summer | B2 | 25 | 1300 | 0.22 | 90.05 | 91.59 | 8 | 0
2015 | ENT_2_SPP_N | ENT | SPP_N | Internal | Summer | B3 | 75 | 1300 | 0.07 | 90.04 | 91.57 | 8 | 0
2015 | ENT_2_SPP_N | ENT | SPP_N | Internal | Summer | B4 | 100 | 1300 | 0.03 | 89.28 | 85.26 | 8 | 0
2015 | ENT_2_SPP_N | ENT | SPP_N | Internal | Summer | B5 | 200 | 1300 | 0.02 | 83.24 | 82.23 | 8 | 0
2015 | ENT_2_SPP_N | ENT | SPP_N | Internal | Summer | B6 | 300 | 1300 | 0.02 | 71.41 | 71.4 | 8 | 0
2015 | ENT_2_SPP_N | ENT | SPP_N | Internal | Summer | B7 | 400 | 1300 | 0.02 | 60.79 | 63.95 | 8 | 0
2015 | ENT_2_SPP_N | ENT | SPP_N | Internal | Summer | B8 | 500 | 1300 | 0 | 58.8 | 58.82 | 8 | 0
2015 | ENT_2_SPP_N | ENT | SPP_N | Internal | Summer | B9 | 800 | 1300 | 0 | 56.44 | 56.23 | 8 | 0
2015 | ENT_2_SPP_N | ENT | SPP_N | Internal | Summer | B10 | 1262 | 1300 | 0 | 56.44 | 56.1 | 8 | 0
2015 | ENT_2_SPP_N | ENT | SPP_N | Internal | Winter | B16 | 25 | 1300 | 0.12 | 77.18 | 72.19 | 8 | 0
2015 | ENT_2_SPP_N | ENT | SPP_N | Internal | Winter | B17 | 100 | 1300 | 0.05 | 62 | 61.51 | 8 | 0
2015 | ENT_2_SPP_N | ENT | SPP_N | Internal | Winter | B18 | 400 | 1300 | 0 | 62 | 59.97 | 8 | 0
2015 | ENT_2_SPP_N | ENT | SPP_N | Internal | Winter | B19 | 700 | 1300 | 0 | 59.94 | 59.84 | 8 | 0
2015 | ENT_2_SPP_N | ENT | SPP_N | Internal | Winter | B20 | 935 | 1300 | 0 | 59.94 | 59.84 | 8 | 0
2015 | ENT_2_SPP_S | ENT | SPP_S | Internal | Shoulder | B11 | 25 | 1300 | 0.26 | 79.98 | 82.89 | 8 | 0
2015 | ENT_2_SPP_S | ENT | SPP_S | Internal | Shoulder | B12 | 200 | 1300 | 0.02 | 60 | 60.16 | 8 | 0
2015 | ENT_2_SPP_S | ENT | SPP_S | Internal | Shoulder | B13 | 600 | 1300 | 0 | 59.58 | 60.16 | 8 | 0
2015 | ENT_2_SPP_S | ENT | SPP_S | Internal | Shoulder | B14 | 900 | 1300 | 0 | 59.58 | 57.51 | 8 | 0
2015 | ENT_2_SPP_S | ENT | SPP_S | Internal | Shoulder | B15 | 1203 | 1300 | 0 | 57.6 | 57.51 | 8 | 0
2015 | ENT_2_SPP_S | ENT | SPP_S | Internal | Summer | B1 | 10 | 1300 | 0.4 | 92.49 | 91.7 | 8 | 0
2015 | ENT_2_SPP_S | ENT | SPP_S | Internal | Summer | B2 | 25 | 1300 | 0.19 | 90.05 | 90.61 | 8 | 0
2015 | ENT_2_SPP_S | ENT | SPP_S | Internal | Summer | B3 | 75 | 1300 | 0.06 | 90.04 | 90.59 | 8 | 0
2015 | ENT_2_SPP_S | ENT | SPP_S | Internal | Summer | B4 | 100 | 1300 | 0.03 | 89.28 | 84.29 | 8 | 0
2015 | ENT_2_SPP_S | ENT | SPP_S | Internal | Summer | B5 | 200 | 1300 | 0.02 | 83.24 | 81.36 | 8 | 0
2015 | ENT_2_SPP_S | ENT | SPP_S | Internal | Summer | B6 | 300 | 1300 | 0.02 | 71.41 | 71.41 | 8 | 0
2015 | ENT_2_SPP_S | ENT | SPP_S | Internal | Summer | B7 | 400 | 1300 | 0.02 | 60.79 | 63.96 | 8 | 0
2015 | ENT_2_SPP_S | ENT | SPP_S | Internal | Summer | B8 | 500 | 1300 | 0 | 58.8 | 58.83 | 8 | 0
2015 | ENT_2_SPP_S | ENT | SPP_S | Internal | Summer | B9 | 800 | 1300 | 0 | 56.44 | 56.24 | 8 | 0
2015 | ENT_2_SPP_S | ENT | SPP_S | Internal | Summer | B10 | 1262 | 1300 | 0 | 56.44 | 56.11 | 8 | 0
2015 | ENT_2_SPP_S | ENT | SPP_S | Internal | Winter | B16 | 25 | 1300 | 0.12 | 77.18 | 72.19 | 8 | 0
2015 | ENT_2_SPP_S | ENT | SPP_S | Internal | Winter | B17 | 100 | 1300 | 0.05 | 62 | 61.52 | 8 | 0
2015 | ENT_2_SPP_S | ENT | SPP_S | Internal | Winter | B18 | 400 | 1300 | 0 | 62 | 59.98 | 8 | 0
2015 | ENT_2_SPP_S | ENT | SPP_S | Internal | Winter | B19 | 700 | 1300 | 0 | 59.94 | 59.85 | 8 | 0
2015 | ENT_2_SPP_S | ENT | SPP_S | Internal | Winter | B20 | 935 | 1300 | 0 | 59.94 | 59.85 | 8 | 0
2015 | ENT_2_TVA_Transmission | ENT | TVA_Transmission | Internal | Shoulder | B11 | 25 | 2100 | 0.18 | 79.98 | 79.88 | 8 | 0
2015 | ENT_2_TVA_Transmission | ENT | TVA_Transmission | Internal | Shoulder | B12 | 200 | 2100 | 0.07 | 60 | 65.45 | 8 | 0
2015 | ENT_2_TVA_Transmission | ENT | TVA_Transmission | Internal | Shoulder | B13 | 600 | 2100 | 0.02 | 59.58 | 63.66 | 8 | 0
2015 | ENT_2_TVA_Transmission | ENT | TVA_Transmission | Internal | Shoulder | B14 | 900 | 2100 | 0 | 59.58 | 62.65 | 8 | 0
2015 | ENT_2_TVA_Transmission | ENT | TVA_Transmission | Internal | Shoulder | B15 | 1203 | 2100 | 0 | 57.6 | 61.08 | 8 | 0
2015 | ENT_2_TVA_Transmission | ENT | TVA_Transmission | Internal | Summer | B1 | 10 | 2100 | 728.43 | 92.49 | 100.48 | 8 | 0
2015 | ENT_2_TVA_Transmission | ENT | TVA_Transmission | Internal | Summer | B2 | 25 | 2100 | 15.21 | 90.05 | 98 | 8 | 0
2015 | ENT_2_TVA_Transmission | ENT | TVA_Transmission | Internal | Summer | B3 | 75 | 2100 | 0.19 | 90.04 | 95.69 | 8 | 0
2015 | ENT_2_TVA_Transmission | ENT | TVA_Transmission | Internal | Summer | B4 | 100 | 2100 | 0.06 | 89.28 | 90.92 | 8 | 0
2015 | ENT_2_TVA_Transmission | ENT | TVA_Transmission | Internal | Summer | B5 | 200 | 2100 | 0.02 | 83.24 | 82.76 | 8 | 0
2015 | ENT_2_TVA_Transmission | ENT | TVA_Transmission | Internal | Summer | B6 | 300 | 2100 | 0.02 | 71.41 | 70.42 | 8 | 0
2015 | ENT_2_TVA_Transmission | ENT | TVA_Transmission | Internal | Summer | B7 | 400 | 2100 | 0.01 | 60.79 | 62.38 | 8 | 0
2015 | ENT_2_TVA_Transmission | ENT | TVA_Transmission | Internal | Summer | B8 | 500 | 2100 | 0.01 | 58.8 | 61.21 | 8 | 0
2015 | ENT_2_TVA_Transmission | ENT | TVA_Transmission | Internal | Summer | B9 | 800 | 2100 | 0.01 | 56.44 | 60.36 | 8 | 0
2015 | ENT_2_TVA_Transmission | ENT | TVA_Transmission | Internal | Summer | B10 | 1262 | 2100 | 0 | 56.44 | 58.17 | 8 | 0
2015 | ENT_2_TVA_Transmission | ENT | TVA_Transmission | Internal | Winter | B16 | 25 | 2100 | 1.29 | 77.18 | 83.79 | 8 | 0
2015 | ENT_2_TVA_Transmission | ENT | TVA_Transmission | Internal | Winter | B17 | 100 | 2100 | 0.33 | 62 | 68.64 | 8 | 0
2015 | ENT_2_TVA_Transmission | ENT | TVA_Transmission | Internal | Winter | B18 | 400 | 2100 | 0.02 | 62 | 65.2 | 8 | 0
2015 | ENT_2_TVA_Transmission | ENT | TVA_Transmission | Internal | Winter | B19 | 700 | 2100 | 0.01 | 59.94 | 62.9 | 8 | 0
2015 | ENT_2_TVA_Transmission | ENT | TVA_Transmission | Internal | Winter | B20 | 935 | 2100 | 0 | 59.94 | 61.62 | 8 | 0
2015 | FRCC_2_SOCO | FRCC | SOCO | Internal | Shoulder | B11 | 25 | 900 | 0.08 | 97.98 | 87.98 | 8 | 0
2015 | FRCC_2_SOCO | FRCC | SOCO | Internal | Shoulder | B12 | 200 | 900 | 0.02 | 67.03 | 66.41 | 8 | 0
2015 | FRCC_2_SOCO | FRCC | SOCO | Internal | Shoulder | B13 | 600 | 900 | 0 | 65.49 | 62 | 8 | 0
2015 | FRCC_2_SOCO | FRCC | SOCO | Internal | Shoulder | B14 | 900 | 900 | 0 | 64.24 | 62 | 8 | 0
2015 | FRCC_2_SOCO | FRCC | SOCO | Internal | Shoulder | B15 | 1203 | 900 | 0 | 64.24 | 59.83 | 8 | 0
2015 | FRCC_2_SOCO | FRCC | SOCO | Internal | Summer | B1 | 10 | 900 | 0.29 | 104.05 | 100 | 8 | 0
2015 | FRCC_2_SOCO | FRCC | SOCO | Internal | Summer | B2 | 25 | 900 | 0.11 | 104.04 | 98.05 | 8 | 0
2015 | FRCC_2_SOCO | FRCC | SOCO | Internal | Summer | B3 | 75 | 900 | 0.03 | 104.04 | 98.05 | 8 | 0
2015 | FRCC_2_SOCO | FRCC | SOCO | Internal | Summer | B4 | 100 | 900 | 0.03 | 104.04 | 98.05 | 8 | 0
2015 | FRCC_2_SOCO | FRCC | SOCO | Internal | Summer | B5 | 200 | 900 | 0.01 | 101.28 | 91.28 | 8 | 0
2015 | FRCC_2_SOCO | FRCC | SOCO | Internal | Summer | B6 | 300 | 900 | 0 | 89.41 | 79.41 | 8 | 0
2015 | FRCC_2_SOCO | FRCC | SOCO | Internal | Summer | B7 | 400 | 900 | 0.02 | 66.33 | 69.56 | 8 | 0
2015 | FRCC_2_SOCO | FRCC | SOCO | Internal | Summer | B8 | 500 | 900 | 0 | 66.33 | 67.23 | 8 | 0
2015 | FRCC_2_SOCO | FRCC | SOCO | Internal | Summer | B9 | 800 | 900 | 0 | 63.57 | 62.67 | 8 | 0
2015 | FRCC_2_SOCO | FRCC | SOCO | Internal | Summer | B10 | 1262 | 900 | 0 | 63.57 | 58.66 | 8 | 0
2015 | FRCC_2_SOCO | FRCC | SOCO | Internal | Winter | B16 | 25 | 900 | 0.1 | 91.98 | 85.95 | 8 | 0
2015 | FRCC_2_SOCO | FRCC | SOCO | Internal | Winter | B17 | 100 | 900 | 0.04 | 69.14 | 67.54 | 8 | 0
2015 | FRCC_2_SOCO | FRCC | SOCO | Internal | Winter | B18 | 400 | 900 | 0 | 66.27 | 64.47 | 8 | 0
2015 | FRCC_2_SOCO | FRCC | SOCO | Internal | Winter | B19 | 700 | 900 | 0 | 66.27 | 64.47 | 8 | 0
2015 | FRCC_2_SOCO | FRCC | SOCO | Internal | Winter | B20 | 935 | 900 | 0 | 66.27 | 62.22 | 8 | 0
2015 | HQ_NEISO_2_NEISO | HQ_NEISO | NEISO | Internal | Shoulder | B11 | 25 | 99999 | 2920 | 61.88 | 61.89 | 0.01 | 0
2015 | HQ_NEISO_2_NEISO | HQ_NEISO | NEISO | Internal | Shoulder | B12 | 200 | 99999 | 2920.01 | 55.92 | 55.94 | 0.01 | 0
2015 | HQ_NEISO_2_NEISO | HQ_NEISO | NEISO | Internal | Shoulder | B13 | 600 | 99999 | 2920.01 | 55.92 | 55.94 | 0.01 | 0
2015 | HQ_NEISO_2_NEISO | HQ_NEISO | NEISO | Internal | Shoulder | B14 | 900 | 99999 | 2920.01 | 55.92 | 55.94 | 0.01 | 0
2015 | HQ_NEISO_2_NEISO | HQ_NEISO | NEISO | Internal | Shoulder | B15 | 1203 | 99999 | 1143.24 | 55.92 | 55.94 | 0.01 | 0
2015 | HQ_NEISO_2_NEISO | HQ_NEISO | NEISO | Internal | Summer | B1 | 10 | 99999 | 2919.99 | 86.28 | 86.29 | 0.01 | 0
2015 | HQ_NEISO_2_NEISO | HQ_NEISO | NEISO | Internal | Summer | B2 | 25 | 99999 | 2920 | 81.06 | 81.08 | 0.01 | 0
2015 | HQ_NEISO_2_NEISO | HQ_NEISO | NEISO | Internal | Summer | B3 | 75 | 99999 | 2920.02 | 77.71 | 77.72 | 0.01 | 0
2015 | HQ_NEISO_2_NEISO | HQ_NEISO | NEISO | Internal | Summer | B4 | 100 | 99999 | 2920.01 | 72.96 | 72.97 | 0.01 | 0
2015 | HQ_NEISO_2_NEISO | HQ_NEISO | NEISO | Internal | Summer | B5 | 200 | 99999 | 2920.01 | 65.22 | 65.23 | 0.01 | 0
2015 | HQ_NEISO_2_NEISO | HQ_NEISO | NEISO | Internal | Summer | B6 | 300 | 99999 | 2920.01 | 54.48 | 54.49 | 0.01 | 0
2015 | HQ_NEISO_2_NEISO | HQ_NEISO | NEISO | Internal | Summer | B7 | 400 | 99999 | 2920.01 | 53.23 | 53.24 | 0.01 | 0
2015 | HQ_NEISO_2_NEISO | HQ_NEISO | NEISO | Internal | Summer | B8 | 500 | 99999 | 2920.01 | 53.23 | 53.24 | 0.01 | 0
2015 | HQ_NEISO_2_NEISO | HQ_NEISO | NEISO | Internal | Summer | B9 | 800 | 99999 | 2920.01 | 53.23 | 53.24 | 0.01 | 0
2015 | HQ_NEISO_2_NEISO | HQ_NEISO | NEISO | Internal | Summer | B10 | 1262 | 99999 | 795.94 | 53.23 | 53.24 | 0.01 | 0
2015 | HQ_NEISO_2_NEISO | HQ_NEISO | NEISO | Internal | Winter | B16 | 25 | 99999 | 2920 | 65.84 | 65.85 | 0.01 | 0
2015 | HQ_NEISO_2_NEISO | HQ_NEISO | NEISO | Internal | Winter | B17 | 100 | 99999 | 2920.01 | 64.32 | 64.33 | 0.01 | 0
2015 | HQ_NEISO_2_NEISO | HQ_NEISO | NEISO | Internal | Winter | B18 | 400 | 99999 | 2920.01 | 64.32 | 64.33 | 0.01 | 0
2015 | HQ_NEISO_2_NEISO | HQ_NEISO | NEISO | Internal | Winter | B19 | 700 | 99999 | 2920.01 | 64.32 | 64.33 | 0.01 | 0
2015 | HQ_NEISO_2_NEISO | HQ_NEISO | NEISO | Internal | Winter | B20 | 935 | 99999 | 1233.59 | 64.32 | 64.33 | 0.01 | 0
2015 | HQ_NY_2_NYISO_A-F | HQ_NY | NYISO_A-F | Internal | Shoulder | B11 | 25 | 99999 | 1000 | 65.12 | 65.13 | 0.01 | 0
2015 | HQ_NY_2_NYISO_A-F | HQ_NY | NYISO_A-F | Internal | Shoulder | B12 | 200 | 99999 | 1000.01 | 58.93 | 58.94 | 0.01 | 0
2015 | HQ_NY_2_NYISO_A-F | HQ_NY | NYISO_A-F | Internal | Shoulder | B13 | 600 | 99999 | 1000.01 | 58.01 | 58.02 | 0.01 | 0
2015 | HQ_NY_2_NYISO_A-F | HQ_NY | NYISO_A-F | Internal | Shoulder | B14 | 900 | 99999 | 1000.01 | 56.98 | 56.99 | 0.01 | 0
2015 | HQ_NY_2_NYISO_A-F | HQ_NY | NYISO_A-F | Internal | Shoulder | B15 | 1203 | 99999 | 188.7 | 56.98 | 56.99 | 0.01 | 0
2015 | HQ_NY_2_NYISO_A-F | HQ_NY | NYISO_A-F | Internal | Summer | B1 | 10 | 99999 | 999.99 | 86.51 | 86.52 | 0.01 | 0
2015 | HQ_NY_2_NYISO_A-F | HQ_NY | NYISO_A-F | Internal | Summer | B2 | 25 | 99999 | 1000 | 83.88 | 83.89 | 0.01 | 0
2015 | HQ_NY_2_NYISO_A-F | HQ_NY | NYISO_A-F | Internal | Summer | B3 | 75 | 99999 | 1000.04 | 80.93 | 80.94 | 0.01 | 0
2015 | HQ_NY_2_NYISO_A-F | HQ_NY | NYISO_A-F | Internal | Summer | B4 | 100 | 99999 | 1000.02 | 76.17 | 76.19 | 0.01 | 0
2015 | HQ_NY_2_NYISO_A-F | HQ_NY | NYISO_A-F | Internal | Summer | B5 | 200 | 99999 | 1000.01 | 68.68 | 68.7 | 0.01 | 0
2015 | HQ_NY_2_NYISO_A-F | HQ_NY | NYISO_A-F | Internal | Summer | B6 | 300 | 99999 | 1000.01 | 57.94 | 57.95 | 0.01 | 0
2015 | HQ_NY_2_NYISO_A-F | HQ_NY | NYISO_A-F | Internal | Summer | B7 | 400 | 99999 | 1000.01 | 56.44 | 56.46 | 0.01 | 0
2015 | HQ_NY_2_NYISO_A-F | HQ_NY | NYISO_A-F | Internal | Summer | B8 | 500 | 99999 | 1000.01 | 54.62 | 54.63 | 0.01 | 0
2015 | HQ_NY_2_NYISO_A-F | HQ_NY | NYISO_A-F | Internal | Summer | B9 | 800 | 99999 | 1000.01 | 54.25 | 54.27 | 0.01 | 0
2015 | HQ_NY_2_NYISO_A-F | HQ_NY | NYISO_A-F | Internal | Summer | B10 | 1262 | 99999 | 30.11 | 54.25 | 54.27 | 0.01 | 0
2015 | HQ_NY_2_NYISO_A-F | HQ_NY | NYISO_A-F | Internal | Winter | B16 | 25 | 99999 | 1000 | 69.05 | 69.06 | 0.01 | 0
2015 | HQ_NY_2_NYISO_A-F | HQ_NY | NYISO_A-F | Internal | Winter | B17 | 100 | 99999 | 1000.01 | 66.34 | 66.35 | 0.01 | 0
2015 | HQ_NY_2_NYISO_A-F | HQ_NY | NYISO_A-F | Internal | Winter | B18 | 400 | 99999 | 1000.01 | 61.69 | 61.7 | 0.01 | 0
2015 | HQ_NY_2_NYISO_A-F | HQ_NY | NYISO_A-F | Internal | Winter | B19 | 700 | 99999 | 1000.01 | 61.69 | 61.7 | 0.01 | 0
2015 | HQ_NY_2_NYISO_A-F | HQ_NY | NYISO_A-F | Internal | Winter | B20 | 935 | 99999 | 229.96 | 61.69 | 61.7 | 0.01 | 0
2015 | HQ_IESO_2_IESO | HQ_IESO | IESO | Internal | Shoulder | B11 | 25 | 99999 | 400 | 67.83 | 67.84 | 0.01 | 0
2015 | HQ_IESO_2_IESO | HQ_IESO | IESO | Internal | Shoulder | B12 | 200 | 99999 | 400.01 | 54.68 | 54.7 | 0.01 | 0
2015 | HQ_IESO_2_IESO | HQ_IESO | IESO | Internal | Shoulder | B13 | 600 | 99999 | 400.01 | 51.01 | 51.02 | 0.01 | 0
2015 | HQ_IESO_2_IESO | HQ_IESO | IESO | Internal | Shoulder | B14 | 900 | 99999 | 400.01 | 49.98 | 49.99 | 0.01 | 0
2015 | HQ_IESO_2_IESO | HQ_IESO | IESO | Internal | Shoulder | B15 | 1203 | 99999 | 75.48 | 49.98 | 49.99 | 0.01 | 0
2015 | HQ_IESO_2_IESO | HQ_IESO | IESO | Internal | Summer | B1 | 10 | 99999 | 399.99 | 85.46 | 85.47 | 0.01 | 0
2015 | HQ_IESO_2_IESO | HQ_IESO | IESO | Internal | Summer | B2 | 25 | 99999 | 400 | 82.22 | 82.24 | 0.01 | 0
2015 | HQ_IESO_2_IESO | HQ_IESO | IESO | Internal | Summer | B3 | 75 | 99999 | 400.04 | 80.74 | 80.76 | 0.01 | 0
2015 | HQ_IESO_2_IESO | HQ_IESO | IESO | Internal | Summer | B4 | 100 | 99999 | 400.02 | 75.25 | 75.27 | 0.01 | 0
2015 | HQ_IESO_2_IESO | HQ_IESO | IESO | Internal | Summer | B5 | 200 | 99999 | 400.01 | 67.18 | 67.19 | 0.01 | 0
2015 | HQ_IESO_2_IESO | HQ_IESO | IESO | Internal | Summer | B6 | 300 | 99999 | 400.01 | 56.35 | 56.36 | 0.01 | 0
2015 | HQ_IESO_2_IESO | HQ_IESO | IESO | Internal | Summer | B7 | 400 | 99999 | 400.01 | 48.9 | 48.91 | 0.01 | 0
2015 | HQ_IESO_2_IESO | HQ_IESO | IESO | Internal | Summer | B8 | 500 | 99999 | 400.01 | 47 | 47.01 | 0.01 | 0
2015 | HQ_IESO_2_IESO | HQ_IESO | IESO | Internal | Summer | B9 | 800 | 99999 | 400.01 | 46.63 | 46.64 | 0.01 | 0
2015 | HQ_IESO_2_IESO | HQ_IESO | IESO | Internal | Summer | B10 | 1262 | 99999 | 12.04 | 46.63 | 46.64 | 0.01 | 0
2015 | HQ_IESO_2_IESO | HQ_IESO | IESO | Internal | Winter | B16 | 25 | 99999 | 400 | 67.73 | 67.74 | 0.01 | 0
2015 | HQ_IESO_2_IESO | HQ_IESO | IESO | Internal | Winter | B17 | 100 | 99999 | 400.01 | 58.72 | 58.73 | 0.01 | 0
2015 | HQ_IESO_2_IESO | HQ_IESO | IESO | Internal | Winter | B18 | 400 | 99999 | 400.01 | 54.07 | 54.08 | 0.01 | 0
2015 | HQ_IESO_2_IESO | HQ_IESO | IESO | Internal | Winter | B19 | 700 | 99999 | 400.01 | 54.07 | 54.08 | 0.01 | 0
2015 | HQ_IESO_2_IESO | HQ_IESO | IESO | Internal | Winter | B20 | 935 | 99999 | 91.99 | 54.07 | 54.08 | 0.01 | 0
2015 | IESO_2_MAPP_CA | IESO | MAPP_CA | Internal | Shoulder | B11 | 25 | 262 | 265.21 | 67.84 | 75.87 | 7 | 1.03
2015 | IESO_2_MAPP_CA | IESO | MAPP_CA | Internal | Shoulder | B12 | 200 | 262 | 262.42 | 54.7 | 62.72 | 7 | 1.03
2015 | IESO_2_MAPP_CA | IESO | MAPP_CA | Internal | Shoulder | B13 | 600 | 262 | 262.14 | 51.02 | 59.05 | 7 | 1.03
2015 | IESO_2_MAPP_CA | IESO | MAPP_CA | Internal | Shoulder | B14 | 900 | 262 | 260.06 | 49.99 | 57 | 7 | 0.01
2015 | IESO_2_MAPP_CA | IESO | MAPP_CA | Internal | Shoulder | B15 | 1203 | 262 | 0.02 | 49.99 | 56.14 | 7 | 0
2015 | IESO_2_MAPP_CA | IESO | MAPP_CA | Internal | Summer | B1 | 10 | 262 | 151.02 | 85.47 | 92.47 | 7 | 0.01
2015 | IESO_2_MAPP_CA | IESO | MAPP_CA | Internal | Summer | B2 | 25 | 262 | 264 | 82.24 | 90.26 | 7 | 1.02
2015 | IESO_2_MAPP_CA | IESO | MAPP_CA | Internal | Summer | B3 | 75 | 262 | 263.12 | 80.76 | 88.78 | 7 | 1.03
2015 | IESO_2_MAPP_CA | IESO | MAPP_CA | Internal | Summer | B4 | 100 | 262 | 262.88 | 75.27 | 83.29 | 7 | 1.03
2015 | IESO_2_MAPP_CA | IESO | MAPP_CA | Internal | Summer | B5 | 200 | 262 | 262.46 | 67.19 | 75.22 | 7 | 1.03
2015 | IESO_2_MAPP_CA | IESO | MAPP_CA | Internal | Summer | B6 | 300 | 262 | 262.31 | 56.36 | 64.39 | 7 | 1.03
2015 | IESO_2_MAPP_CA | IESO | MAPP_CA | Internal | Summer | B7 | 400 | 262 | 262.22 | 48.91 | 56.94 | 7 | 1.03
2015 | IESO_2_MAPP_CA | IESO | MAPP_CA | Internal | Summer | B8 | 500 | 262 | 261.99 | 47.01 | 54.4 | 7 | 0.38
2015 | IESO_2_MAPP_CA | IESO | MAPP_CA | Internal | Summer | B9 | 800 | 262 | 106.77 | 46.64 | 53.64 | 7 | 0
2015 | IESO_2_MAPP_CA | IESO | MAPP_CA | Internal | Summer | B10 | 1262 | 262 | 94.44 | 46.64 | 53.64 | 7 | 0
2015 | IESO_2_MAPP_CA | IESO | MAPP_CA | Internal | Winter | B16 | 25 | 262 | 265.26 | 67.74 | 75.77 | 7 | 1.03
2015 | IESO_2_MAPP_CA | IESO | MAPP_CA | Internal | Winter | B17 | 100 | 262 | 262.25 | 58.73 | 66.48 | 7 | 0.75
2015 | IESO_2_MAPP_CA | IESO | MAPP_CA | Internal | Winter | B18 | 400 | 262 | 261.87 | 54.08 | 61.28 | 7 | 0.2
2015 | IESO_2_MAPP_CA | IESO | MAPP_CA | Internal | Winter | B19 | 700 | 262 | 0.02 | 54.08 | 58.69 | 7 | 0
2015 | IESO_2_MAPP_CA | IESO | MAPP_CA | Internal | Winter | B20 | 935 | 262 | 0 | 54.08 | 54.64 | 7 | 0
2015 | IESO_2_MISO_MI | IESO | MISO_MI | Internal | Shoulder | B11 | 25 | 1840 | 1843.6 | 67.84 | 75.85 | 7 | 1.01
2015 | IESO_2_MISO_MI | IESO | MISO_MI | Internal | Shoulder | B12 | 200 | 1840 | 2140.55 | 54.7 | 62.83 | 7 | 1.13
2015 | IESO_2_MISO_MI | IESO | MISO_MI | Internal | Shoulder | B13 | 600 | 1840 | 1887.82 | 51.02 | 59.15 | 7 | 1.13
2015 | IESO_2_MISO_MI | IESO | MISO_MI | Internal | Shoulder | B14 | 900 | 1840 | 1839.5 | 49.99 | 57.02 | 7 | 0.03
2015 | IESO_2_MISO_MI | IESO | MISO_MI | Internal | Shoulder | B15 | 1203 | 1840 | 0.01 | 49.99 | 55.11 | 7 | 0
2015 | IESO_2_MISO_MI | IESO | MISO_MI | Internal | Summer | B1 | 10 | 1840 | 1606.79 | 85.47 | 92.48 | 7 | 0.01
2015 | IESO_2_MISO_MI | IESO | MISO_MI | Internal | Summer | B2 | 25 | 1840 | 1842.32 | 82.24 | 90.24 | 7 | 1
2015 | IESO_2_MISO_MI | IESO | MISO_MI | Internal | Summer | B3 | 75 | 1840 | 1841.29 | 80.76 | 88.76 | 7 | 1.01
2015 | IESO_2_MISO_MI | IESO | MISO_MI | Internal | Summer | B4 | 100 | 1840 | 1841.06 | 75.27 | 83.27 | 7 | 1.01
2015 | IESO_2_MISO_MI | IESO | MISO_MI | Internal | Summer | B5 | 200 | 1840 | 1840.56 | 67.19 | 75.2 | 7 | 1.01
2015 | IESO_2_MISO_MI | IESO | MISO_MI | Internal | Summer | B6 | 300 | 1840 | 1840.72 | 56.36 | 64.41 | 7 | 1.05
2015 | IESO_2_MISO_MI | IESO | MISO_MI | Internal | Summer | B7 | 400 | 1840 | 1840.62 | 48.91 | 56.96 | 7 | 1.05
2015 | IESO_2_MISO_MI | IESO | MISO_MI | Internal | Summer | B8 | 500 | 1840 | 1840.06 | 47.01 | 54.42 | 7 | 0.41
2015 | IESO_2_MISO_MI | IESO | MISO_MI | Internal | Summer | B9 | 800 | 1840 | 61.16 | 46.64 | 53.64 | 7 | 0
2015 | IESO_2_MISO_MI | IESO | MISO_MI | Internal | Summer | B10 | 1262 | 1840 | 0.09 | 46.64 | 52.99 | 7 | 0
2015 | IESO_2_MISO_MI | IESO | MISO_MI | Internal | Winter | B16 | 25 | 1840 | 1849.51 | 67.74 | 75.79 | 7 | 1.05
2015 | IESO_2_MISO_MI | IESO | MISO_MI | Internal | Winter | B17 | 100 | 1840 | 3142.33 | 58.73 | 66.86 | 7 | 1.13
2015 | IESO_2_MISO_MI | IESO | MISO_MI | Internal | Winter | B18 | 400 | 1840 | 1839.99 | 54.08 | 61.63 | 7 | 0.55
2015 | IESO_2_MISO_MI | IESO | MISO_MI | Internal | Winter | B19 | 700 | 1840 | 0.02 | 54.08 | 59.04 | 7 | 0
2015 | IESO_2_MISO_MI | IESO | MISO_MI | Internal | Winter | B20 | 935 | 1840 | 0 | 54.08 | 53.98 | 7 | 0
2015 | IESO_2_MISO_W | IESO | MISO_W | Internal | Shoulder | B11 | 25 | 140 | 3545.01 | 67.84 | 75.88 | 7 | 1.05
2015 | IESO_2_MISO_W | IESO | MISO_W | Internal | Shoulder | B12 | 200 | 140 | 3084.83 | 54.7 | 62.74 | 7 | 1.04
2015 | IESO_2_MISO_W | IESO | MISO_W | Internal | Shoulder | B13 | 600 | 140 | 2097.85 | 51.02 | 59.06 | 7 | 1.04
2015 | IESO_2_MISO_W | IESO | MISO_W | Internal | Shoulder | B14 | 900 | 140 | 139.31 | 49.99 | 57.01 | 7 | 0.02
2015 | IESO_2_MISO_W | IESO | MISO_W | Internal | Shoulder | B15 | 1203 | 140 | 0.01 | 49.99 | 55.14 | 7 | 0
2015 | IESO_2_MISO_W | IESO | MISO_W | Internal | Summer | B1 | 10 | 140 | 100.22 | 85.47 | 92.49 | 7 | 0.03
2015 | IESO_2_MISO_W | IESO | MISO_W | Internal | Summer | B2 | 25 | 140 | 204.09 | 82.24 | 90.27 | 7 | 1.04
2015 | IESO_2_MISO_W | IESO | MISO_W | Internal | Summer | B3 | 75 | 140 | 1116.12 | 80.76 | 88.8 | 7 | 1.04
2015 | IESO_2_MISO_W | IESO | MISO_W | Internal | Summer | B4 | 100 | 140 | 1901.91 | 75.27 | 83.3 | 7 | 1.04
2015 | IESO_2_MISO_W | IESO | MISO_W | Internal | Summer | B5 | 200 | 140 | 2391.95 | 67.19 | 75.23 | 7 | 1.04
2015 | IESO_2_MISO_W | IESO | MISO_W | Internal | Summer | B6 | 300 | 140 | 2733.77 | 56.36 | 64.4 | 7 | 1.04
2015 | IESO_2_MISO_W | IESO | MISO_W | Internal | Summer | B7 | 400 | 140 | 485.65 | 48.91 | 56.95 | 7 | 1.04
2015 | IESO_2_MISO_W | IESO | MISO_W | Internal | Summer | B8 | 500 | 140 | 140.01 | 47.01 | 54.41 | 7 | 0.4
2015 | IESO_2_MISO_W | IESO | MISO_W | Internal | Summer | B9 | 800 | 140 | 1.25 | 46.64 | 53.63 | 7 | 0
2015 | IESO_2_MISO_W | IESO | MISO_W | Internal | Summer | B10 | 1262 | 140 | 0.02 | 46.64 | 52.64 | 7 | 0
2015 | IESO_2_MISO_W | IESO | MISO_W | Internal | Winter | B16 | 25 | 140 | 2841.62 | 67.74 | 75.78 | 7 | 1.05
2015 | IESO_2_MISO_W | IESO | MISO_W | Internal | Winter | B17 | 100 | 140 | 140.46 | 58.73 | 66.5 | 7 | 0.76
2015 | IESO_2_MISO_W | IESO | MISO_W | Internal | Winter | B18 | 400 | 140 | 139.89 | 54.08 | 61.29 | 7 | 0.21
2015 | IESO_2_MISO_W | IESO | MISO_W | Internal | Winter | B19 | 700 | 140 | 0.02 | 54.08 | 58.67 | 7 | 0
2015 | IESO_2_MISO_W | IESO | MISO_W | Internal | Winter | B20 | 935 | 140 | 0 | 54.08 | 53.64 | 7 | 0
2015 | IESO_2_NYISO_A-F | IESO | NYISO_A-F | Internal | Shoulder | B11 | 25 | 1725 | 0.15 | 67.84 | 65.13 | 7 | 0
2015 | IESO_2_NYISO_A-F | IESO | NYISO_A-F | Internal | Shoulder | B12 | 200 | 1725 | 0.06 | 54.7 | 58.94 | 7 | 0
2015 | IESO_2_NYISO_A-F | IESO | NYISO_A-F | Internal | Shoulder | B13 | 600 | 1725 | 796.29 | 51.02 | 58.02 | 7 | 0
2015 | IESO_2_NYISO_A-F | IESO | NYISO_A-F | Internal | Shoulder | B14 | 900 | 1725 | 1597.25 | 49.99 | 56.99 | 7 | 0
2015 | IESO_2_NYISO_A-F | IESO | NYISO_A-F | Internal | Shoulder | B15 | 1203 | 1725 | 1638.62 | 49.99 | 56.99 | 7 | 0
2015 | IESO_2_NYISO_A-F | IESO | NYISO_A-F | Internal | Summer | B1 | 10 | 1725 | 0.95 | 85.47 | 86.52 | 7 | 0
2015 | IESO_2_NYISO_A-F | IESO | NYISO_A-F | Internal | Summer | B2 | 25 | 1725 | 0.29 | 82.24 | 83.89 | 7 | 0
2015 | IESO_2_NYISO_A-F | IESO | NYISO_A-F | Internal | Summer | B3 | 75 | 1725 | 0.07 | 80.76 | 80.94 | 7 | 0
2015 | IESO_2_NYISO_A-F | IESO | NYISO_A-F | Internal | Summer | B4 | 100 | 1725 | 0.05 | 75.27 | 76.19 | 7 | 0
2015 | IESO_2_NYISO_A-F | IESO | NYISO_A-F | Internal | Summer | B5 | 200 | 1725 | 0.03 | 67.19 | 68.7 | 7 | 0
2015 | IESO_2_NYISO_A-F | IESO | NYISO_A-F | Internal | Summer | B6 | 300 | 1725 | 0.02 | 56.36 | 57.95 | 7 | 0
2015 | IESO_2_NYISO_A-F | IESO | NYISO_A-F | Internal | Summer | B7 | 400 | 1725 | 1725.27 | 48.91 | 56.46 | 7 | 0.54
2015 | IESO_2_NYISO_A-F | IESO | NYISO_A-F | Internal | Summer | B8 | 500 | 1725 | 2769.44 | 47.01 | 54.63 | 7 | 0.62
2015 | IESO_2_NYISO_A-F | IESO | NYISO_A-F | Internal | Summer | B9 | 800 | 1725 | 3304.31 | 46.64 | 54.27 | 7 | 0.62
2015 | IESO_2_NYISO_A-F | IESO | NYISO_A-F | Internal | Summer | B10 | 1262 | 1725 | 2494.72 | 46.64 | 54.27 | 7 | 0.62
2015 | IESO_2_NYISO_A-F | IESO | NYISO_A-F | Internal | Winter | B16 | 25 | 1725 | 0.23 | 67.74 | 69.06 | 7 | 0
2015 | IESO_2_NYISO_A-F | IESO | NYISO_A-F | Internal | Winter | B17 | 100 | 1725 | 1834.64 | 58.73 | 66.35 | 7 | 0.62
2015 | IESO_2_NYISO_A-F | IESO | NYISO_A-F | Internal | Winter | B18 | 400 | 1725 | 2510.46 | 54.08 | 61.7 | 7 | 0.62
2015 | IESO_2_NYISO_A-F | IESO | NYISO_A-F | Internal | Winter | B19 | 700 | 1725 | 3099.42 | 54.08 | 61.7 | 7 | 0.62
2015 | IESO_2_NYISO_A-F | IESO | NYISO_A-F | Internal | Winter | B20 | 935 | 1725 | 2030.41 | 54.08 | 61.7 | 7 | 0.62
2015 | MAPP_CA_2_IESO | MAPP_CA | IESO | Internal | Shoulder | B11 | 25 | 330 | 0.09 | 75.87 | 67.84 | 8 | 0
2015 | MAPP_CA_2_IESO | MAPP_CA | IESO | Internal | Shoulder | B12 | 200 | 330 | 0.01 | 62.72 | 54.7 | 8 | 0
2015 | MAPP_CA_2_IESO | MAPP_CA | IESO | Internal | Shoulder | B13 | 600 | 330 | 0 | 59.05 | 51.02 | 8 | 0
2015 | MAPP_CA_2_IESO | MAPP_CA | IESO | Internal | Shoulder | B14 | 900 | 330 | 0 | 57 | 49.99 | 8 | 0
2015 | MAPP_CA_2_IESO | MAPP_CA | IESO | Internal | Shoulder | B15 | 1203 | 330 | 0 | 56.14 | 49.99 | 8 | 0
2015 | MAPP_CA_2_IESO | MAPP_CA | IESO | Internal | Summer | B1 | 10 | 330 | 0.23 | 92.47 | 85.47 | 8 | 0.01
2015 | MAPP_CA_2_IESO | MAPP_CA | IESO | Internal | Summer | B2 | 25 | 330 | 0.09 | 90.26 | 82.24 | 8 | 0
2015 | MAPP_CA_2_IESO | MAPP_CA | IESO | Internal | Summer | B3 | 75 | 330 | 0.03 | 88.78 | 80.76 | 8 | 0
2015 | MAPP_CA_2_IESO | MAPP_CA | IESO | Internal | Summer | B4 | 100 | 330 | 0.02 | 83.29 | 75.27 | 8 | 0
2015 | MAPP_CA_2_IESO | MAPP_CA | IESO | Internal | Summer | B5 | 200 | 330 | 0.01 | 75.22 | 67.19 | 8 | 0
2015 | MAPP_CA_2_IESO | MAPP_CA | IESO | Internal | Summer | B6 | 300 | 330 | 0 | 64.39 | 56.36 | 8 | 0
2015 | MAPP_CA_2_IESO | MAPP_CA | IESO | Internal | Summer | B7 | 400 | 330 | 0 | 56.94 | 48.91 | 8 | 0
2015 | MAPP_CA_2_IESO | MAPP_CA | IESO | Internal | Summer | B8 | 500 | 330 | 0 | 54.4 | 47.01 | 8 | 0
2015 | MAPP_CA_2_IESO | MAPP_CA | IESO | Internal | Summer | B9 | 800 | 330 | 0 | 53.64 | 46.64 | 8 | 0
2015 | MAPP_CA_2_IESO | MAPP_CA | IESO | Internal | Summer | B10 | 1262 | 330 | 0 | 53.64 | 46.64 | 8 | 0
2015 | MAPP_CA_2_IESO | MAPP_CA | IESO | Internal | Winter | B16 | 25 | 330 | 0.09 | 75.77 | 67.74 | 8 | 0
2015 | MAPP_CA_2_IESO | MAPP_CA | IESO | Internal | Winter | B17 | 100 | 330 | 0.02 | 66.48 | 58.73 | 8 | 0
2015 | MAPP_CA_2_IESO | MAPP_CA | IESO | Internal | Winter | B18 | 400 | 330 | 0 | 61.28 | 54.08 | 8 | 0
2015 | MAPP_CA_2_IESO | MAPP_CA | IESO | Internal | Winter | B19 | 700 | 330 | 0 | 58.69 | 54.08 | 8 | 0
2015 | MAPP_CA_2_IESO | MAPP_CA | IESO | Internal | Winter | B20 | 935 | 330 | 0 | 54.64 | 54.08 | 8 | 0
2015 | MAPP_CA_2_MAPP_US | MAPP_CA | MAPP_US | Internal | Shoulder | B11 | 25 | 372 | 0.19 | 75.87 | 75.86 | 7 | 0
2015 | MAPP_CA_2_MAPP_US | MAPP_CA | MAPP_US | Internal | Shoulder | B12 | 200 | 372 | 0.01 | 62.72 | 55.74 | 7 | 0
2015 | MAPP_CA_2_MAPP_US | MAPP_CA | MAPP_US | Internal | Shoulder | B13 | 600 | 372 | 0 | 59.05 | 55.74 | 7 | 0
2015 | MAPP_CA_2_MAPP_US | MAPP_CA | MAPP_US | Internal | Shoulder | B14 | 900 | 372 | 0 | 57 | 55.74 | 7 | 0
2015 | MAPP_CA_2_MAPP_US | MAPP_CA | MAPP_US | Internal | Shoulder | B15 | 1203 | 372 | 0 | 56.14 | 55.74 | 7 | 0
2015 | MAPP_CA_2_MAPP_US | MAPP_CA | MAPP_US | Internal | Summer | B1 | 10 | 372 | 0.27 | 92.47 | 85.49 | 7 | 0.01
2015 | MAPP_CA_2_MAPP_US | MAPP_CA | MAPP_US | Internal | Summer | B2 | 25 | 372 | 0.11 | 90.26 | 84.56 | 7 | 0
2015 | MAPP_CA_2_MAPP_US | MAPP_CA | MAPP_US | Internal | Summer | B3 | 75 | 372 | 0.04 | 88.78 | 84.56 | 7 | 0
2015 | MAPP_CA_2_MAPP_US | MAPP_CA | MAPP_US | Internal | Summer | B4 | 100 | 372 | 0.03 | 83.29 | 78.25 | 7 | 0
2015 | MAPP_CA_2_MAPP_US | MAPP_CA | MAPP_US | Internal | Summer | B5 | 200 | 372 | 0.02 | 75.22 | 75.21 | 7 | 0
2015 | MAPP_CA_2_MAPP_US | MAPP_CA | MAPP_US | Internal | Summer | B6 | 300 | 372 | 0.02 | 64.39 | 63.76 | 7 | 0
2015 | MAPP_CA_2_MAPP_US | MAPP_CA | MAPP_US | Internal | Summer | B7 | 400 | 372 | 0.01 | 56.94 | 56.31 | 7 | 0
2015 | MAPP_CA_2_MAPP_US | MAPP_CA | MAPP_US | Internal | Summer | B8 | 500 | 372 | 0 | 54.4 | 52.68 | 7 | 0
2015 | MAPP_CA_2_MAPP_US | MAPP_CA | MAPP_US | Internal | Summer | B9 | 800 | 372 | 0 | 53.64 | 52.68 | 7 | 0
2015 | MAPP_CA_2_MAPP_US | MAPP_CA | MAPP_US | Internal | Summer | B10 | 1262 | 372 | 0 | 53.64 | 52.68 | 7 | 0
2015 | MAPP_CA_2_MAPP_US | MAPP_CA | MAPP_US | Internal | Winter | B16 | 25 | 372 | 0.11 | 75.77 | 68.78 | 7 | 0
2015 | MAPP_CA_2_MAPP_US | MAPP_CA | MAPP_US | Internal | Winter | B17 | 100 | 372 | 0.03 | 66.48 | 59.5 | 7 | 0
2015 | MAPP_CA_2_MAPP_US | MAPP_CA | MAPP_US | Internal | Winter | B18 | 400 | 372 | 0 | 61.28 | 58.37 | 7 | 0
2015 | MAPP_CA_2_MAPP_US | MAPP_CA | MAPP_US | Internal | Winter | B19 | 700 | 372 | 0 | 58.69 | 58.37 | 7 | 0
2015 | MAPP_CA_2_MAPP_US | MAPP_CA | MAPP_US | Internal | Winter | B20 | 935 | 372 | 0.01 | 54.64 | 58.37 | 7 | 0
2015 | MAPP_CA_2_MISO_W | MAPP_CA | MISO_W | Internal | Shoulder | B11 | 25 | 1970 | 1593.61 | 75.87 | 75.88 | 0.01 | 0
2015 | MAPP_CA_2_MISO_W | MAPP_CA | MISO_W | Internal | Shoulder | B12 | 200 | 1970 | 1217.61 | 62.72 | 62.74 | 0.01 | 0
2015 | MAPP_CA_2_MISO_W | MAPP_CA | MISO_W | Internal | Shoulder | B13 | 600 | 1970 | 973.96 | 59.05 | 59.06 | 0.01 | 0
2015 | MAPP_CA_2_MISO_W | MAPP_CA | MISO_W | Internal | Shoulder | B14 | 900 | 1970 | 1197.89 | 57 | 57.01 | 0.01 | 0
2015 | MAPP_CA_2_MISO_W | MAPP_CA | MISO_W | Internal | Shoulder | B15 | 1203 | 1970 | 0.03 | 56.14 | 55.14 | 0.01 | 0
2015 | MAPP_CA_2_MISO_W | MAPP_CA | MISO_W | Internal | Summer | B1 | 10 | 1970 | 1662.46 | 92.47 | 92.49 | 0.01 | 0
2015 | MAPP_CA_2_MISO_W | MAPP_CA | MISO_W | Internal | Summer | B2 | 25 | 1970 | 1129.77 | 90.26 | 90.27 | 0.01 | 0
2015 | MAPP_CA_2_MISO_W | MAPP_CA | MISO_W | Internal | Summer | B3 | 75 | 1970 | 1055.75 | 88.78 | 88.8 | 0.01 | 0
2015 | MAPP_CA_2_MISO_W | MAPP_CA | MISO_W | Internal | Summer | B4 | 100 | 1970 | 1140.48 | 83.29 | 83.3 | 0.01 | 0
2015 | MAPP_CA_2_MISO_W | MAPP_CA | MISO_W | Internal | Summer | B5 | 200 | 1970 | 1206.5 | 75.22 | 75.23 | 0.01 | 0
2015 | MAPP_CA_2_MISO_W | MAPP_CA | MISO_W | Internal | Summer | B6 | 300 | 1970 | 1319.52 | 64.39 | 64.4 | 0.01 | 0
2015 | MAPP_CA_2_MISO_W | MAPP_CA | MISO_W | Internal | Summer | B7 | 400 | 1970 | 1035.5 | 56.94 | 56.95 | 0.01 | 0
2015 | MAPP_CA_2_MISO_W | MAPP_CA | MISO_W | Internal | Summer | B8 | 500 | 1970 | 935.56 | 54.4 | 54.41 | 0.01 | 0
2015 | MAPP_CA_2_MISO_W | MAPP_CA | MISO_W | Internal | Summer | B9 | 800 | 1970 | 1.38 | 53.64 | 53.63 | 0.01 | 0
2015 | MAPP_CA_2_MISO_W | MAPP_CA | MISO_W | Internal | Summer | B10 | 1262 | 1970 | 0.03 | 53.64 | 52.64 | 0.01 | 0
2015 | MAPP_CA_2_MISO_W | MAPP_CA | MISO_W | Internal | Winter | B16 | 25 | 1970 | 692.58 | 75.77 | 75.78 | 0.01 | 0
2015 | MAPP_CA_2_MISO_W | MAPP_CA | MISO_W | Internal | Winter | B17 | 100 | 1970 | 527.84 | 66.48 | 66.5 | 0.01 | 0
2015 | MAPP_CA_2_MISO_W | MAPP_CA | MISO_W | Internal | Winter | B18 | 400 | 1970 | 197.5 | 61.28 | 61.29 | 0.01 | 0
2015 | MAPP_CA_2_MISO_W | MAPP_CA | MISO_W | Internal | Winter | B19 | 700 | 1970 | 1.81 | 58.69 | 58.67 | 0.01 | 0
2015 | MAPP_CA_2_MISO_W | MAPP_CA | MISO_W | Internal | Winter | B20 | 935 | 1970 | 0.04 | 54.64 | 53.64 | 0.01 | 0
2015 | MAPP_US_2_MAPP_CA | MAPP_US | MAPP_CA | Internal | Shoulder | B11 | 25 | 165 | 0.2 | 75.86 | 75.87 | 7 | 0
2015 | MAPP_US_2_MAPP_CA | MAPP_US | MAPP_CA | Internal | Shoulder | B12 | 200 | 165 | 8.17 | 55.74 | 62.72 | 7 | 0
2015 | MAPP_US_2_MAPP_CA | MAPP_US | MAPP_CA | Internal | Shoulder | B13 | 600 | 165 | 0.02 | 55.74 | 59.05 | 7 | 0
2015 | MAPP_US_2_MAPP_CA | MAPP_US | MAPP_CA | Internal | Shoulder | B14 | 900 | 165 | 0 | 55.74 | 57 | 7 | 0
2015 | MAPP_US_2_MAPP_CA | MAPP_US | MAPP_CA | Internal | Shoulder | B15 | 1203 | 165 | 0 | 55.74 | 56.14 | 7 | 0
2015 | MAPP_US_2_MAPP_CA | MAPP_US | MAPP_CA | Internal | Summer | B1 | 10 | 165 | 83.67 | 85.49 | 92.47 | 7 | 0.02
2015 | MAPP_US_2_MAPP_CA | MAPP_US | MAPP_CA | Internal | Summer | B2 | 25 | 165 | 0.87 | 84.56 | 90.26 | 7 | 0.01
2015 | MAPP_US_2_MAPP_CA | MAPP_US | MAPP_CA | Internal | Summer | B3 | 75 | 165 | 0.16 | 84.56 | 88.78 | 7 | 0
2015 | MAPP_US_2_MAPP_CA | MAPP_US | MAPP_CA | Internal | Summer | B4 | 100 | 165 | 0.14 | 78.25 | 83.29 | 7 | 0
2015 | MAPP_US_2_MAPP_CA | MAPP_US | MAPP_CA | Internal | Summer | B5 | 200 | 165 | 0.03 | 75.21 | 75.22 | 7 | 0
2015 | MAPP_US_2_MAPP_CA | MAPP_US | MAPP_CA | Internal | Summer | B6 | 300 | 165 | 0.02 | 63.76 | 64.39 | 7 | 0
2015 | MAPP_US_2_MAPP_CA | MAPP_US | MAPP_CA | Internal | Summer | B7 | 400 | 165 | 0.01 | 56.31 | 56.94 | 7 | 0
2015 | MAPP_US_2_MAPP_CA | MAPP_US | MAPP_CA | Internal | Summer | B8 | 500 | 165 | 0.01 | 52.68 | 54.4 | 7 | 0
2015 | MAPP_US_2_MAPP_CA | MAPP_US | MAPP_CA | Internal | Summer | B9 | 800 | 165 | 0 | 52.68 | 53.64 | 7 | 0
2015 | MAPP_US_2_MAPP_CA | MAPP_US | MAPP_CA | Internal | Summer | B10 | 1262 | 165 | 0 | 52.68 | 53.64 | 7 | 0
2015 | MAPP_US_2_MAPP_CA | MAPP_US | MAPP_CA | Internal | Winter | B16 | 25 | 165 | 58.4 | 68.78 | 75.77 | 7 | 0.01
2015 | MAPP_US_2_MAPP_CA | MAPP_US | MAPP_CA | Internal | Winter | B17 | 100 | 165 | 16.87 | 59.5 | 66.48 | 7 | 0
2015 | MAPP_US_2_MAPP_CA | MAPP_US | MAPP_CA | Internal | Winter | B18 | 400 | 165 | 0.02 | 58.37 | 61.28 | 7 | 0
2015 | MAPP_US_2_MAPP_CA | MAPP_US | MAPP_CA | Internal | Winter | B19 | 700 | 165 | 0 | 58.37 | 58.69 | 7 | 0
2015 | MAPP_US_2_MAPP_CA | MAPP_US | MAPP_CA | Internal | Winter | B20 | 935 | 165 | 0 | 58.37 | 54.64 | 7 | 0
2015 | MAPP_US_2_MISO_W | MAPP_US | MISO_W | Internal | Shoulder | B11 | 25 | 2635 | 0.21 | 75.86 | 75.88 | 7 | 0
2015 | MAPP_US_2_MISO_W | MAPP_US | MISO_W | Internal | Shoulder | B12 | 200 | 2635 | 358.55 | 55.74 | 62.74 | 7 | 0
2015 | MAPP_US_2_MISO_W | MAPP_US | MISO_W | Internal | Shoulder | B13 | 600 | 2635 | 0.02 | 55.74 | 59.06 | 7 | 0
2015 | MAPP_US_2_MISO_W | MAPP_US | MISO_W | Internal | Shoulder | B14 | 900 | 2635 | 0 | 55.74 | 57.01 | 7 | 0
2015 | MAPP_US_2_MISO_W | MAPP_US | MISO_W | Internal | Shoulder | B15 | 1203 | 2635 | 0 | 55.74 | 55.14 | 7 | 0
2015 | MAPP_US_2_MISO_W | MAPP_US | MISO_W | Internal | Summer | B1 | 10 | 2635 | 300.21 | 85.49 | 92.49 | 7 | 0
2015 | MAPP_US_2_MISO_W | MAPP_US | MISO_W | Internal | Summer | B2 | 25 | 2635 | 0.91 | 84.56 | 90.27 | 7 | 0
2015 | MAPP_US_2_MISO_W | MAPP_US | MISO_W | Internal | Summer | B3 | 75 | 2635 | 0.16 | 84.56 | 88.8 | 7 | 0
2015 | MAPP_US_2_MISO_W | MAPP_US | MISO_W | Internal | Summer | B4 | 100 | 2635 | 0.14 | 78.25 | 83.3 | 7 | 0
2015 | MAPP_US_2_MISO_W | MAPP_US | MISO_W | Internal | Summer | B5 | 200 | 2635 | 0.03 | 75.21 | 75.23 | 7 | 0
2015 | MAPP_US_2_MISO_W | MAPP_US | MISO_W | Internal | Summer | B6 | 300 | 2635 | 0.02 | 63.76 | 64.4 | 7 | 0
2015 | MAPP_US_2_MISO_W | MAPP_US | MISO_W | Internal | Summer | B7 | 400 | 2635 | 0.02 | 56.31 | 56.95 | 7 | 0
2015 | MAPP_US_2_MISO_W | MAPP_US | MISO_W | Internal | Summer | B8 | 500 | 2635 | 0.01 | 52.68 | 54.41 | 7 | 0
2015 | MAPP_US_2_MISO_W | MAPP_US | MISO_W | Internal | Summer | B9 | 800 | 2635 | 0 | 52.68 | 53.63 | 7 | 0
2015 | MAPP_US_2_MISO_W | MAPP_US | MISO_W | Internal | Summer | B10 | 1262 | 2635 | 0 | 52.68 | 52.64 | 7 | 0
2015 | MAPP_US_2_MISO_W | MAPP_US | MISO_W | Internal | Winter | B16 | 25 | 2635 | 945.99 | 68.78 | 75.78 | 7 | 0
2015 | MAPP_US_2_MISO_W | MAPP_US | MISO_W | Internal | Winter | B17 | 100 | 2635 | 750.57 | 59.5 | 66.5 | 7 | 0
2015 | MAPP_US_2_MISO_W | MAPP_US | MISO_W | Internal | Winter | B18 | 400 | 2635 | 0.02 | 58.37 | 61.29 | 7 | 0
2015 | MAPP_US_2_MISO_W | MAPP_US | MISO_W | Internal | Winter | B19 | 700 | 2635 | 0 | 58.37 | 58.67 | 7 | 0
2015 | MAPP_US_2_MISO_W | MAPP_US | MISO_W | Internal | Winter | B20 | 935 | 2635 | 0 | 58.37 | 53.64 | 7 | 0
2015 | MAPP_US_2_NE | MAPP_US | NE | Internal | Shoulder | B11 | 25 | 2000 | 1184.48 | 75.86 | 82.86 | 7 | 0
2015 | MAPP_US_2_NE | MAPP_US | NE | Internal | Shoulder | B12 | 200 | 2000 | 0.1 | 55.74 | 61.13 | 7 | 0
2015 | MAPP_US_2_NE | MAPP_US | NE | Internal | Shoulder | B13 | 600 | 2000 | 0.02 | 55.74 | 60.16 | 7 | 0
2015 | MAPP_US_2_NE | MAPP_US | NE | Internal | Shoulder | B14 | 900 | 2000 | 0 | 55.74 | 57.51 | 7 | 0
2015 | MAPP_US_2_NE | MAPP_US | NE | Internal | Shoulder | B15 | 1203 | 2000 | 0 | 55.74 | 57.48 | 7 | 0
2015 | MAPP_US_2_NE | MAPP_US | NE | Internal | Summer | B1 | 10 | 2000 | 367.28 | 85.49 | 92.48 | 7 | 0
2015 | MAPP_US_2_NE | MAPP_US | NE | Internal | Summer | B2 | 25 | 2000 | 790.19 | 84.56 | 91.56 | 7 | 0
2015 | MAPP_US_2_NE | MAPP_US | NE | Internal | Summer | B3 | 75 | 2000 | 762.87 | 84.56 | 91.56 | 7 | 0
2015 | MAPP_US_2_NE | MAPP_US | NE | Internal | Summer | B4 | 100 | 2000 | 564.18 | 78.25 | 85.25 | 7 | 0
2015 | MAPP_US_2_NE | MAPP_US | NE | Internal | Summer | B5 | 200 | 2000 | 884.3 | 75.21 | 82.21 | 7 | 0
2015 | MAPP_US_2_NE | MAPP_US | NE | Internal | Summer | B6 | 300 | 2000 | 756.55 | 63.76 | 70.76 | 7 | 0
2015 | MAPP_US_2_NE | MAPP_US | NE | Internal | Summer | B7 | 400 | 2000 | 1053.52 | 56.31 | 63.31 | 7 | 0
2015 | MAPP_US_2_NE | MAPP_US | NE | Internal | Summer | B8 | 500 | 2000 | 0.08 | 52.68 | 58.81 | 7 | 0
2015 | MAPP_US_2_NE | MAPP_US | NE | Internal | Summer | B9 | 800 | 2000 | 0.02 | 52.68 | 56.21 | 7 | 0
2015 | MAPP_US_2_NE | MAPP_US | NE | Internal | Summer | B10 | 1262 | 2000 | 0 | 52.68 | 55.46 | 7 | 0
2015 | MAPP_US_2_NE | MAPP_US | NE | Internal | Winter | B16 | 25 | 2000 | 0.36 | 68.78 | 72.17 | 7 | 0
2015 | MAPP_US_2_NE | MAPP_US | NE | Internal | Winter | B17 | 100 | 2000 | 0.07 | 59.5 | 61.5 | 7 | 0
2015 | MAPP_US_2_NE | MAPP_US | NE | Internal | Winter | B18 | 400 | 2000 | 0.02 | 58.37 | 59.96 | 7 | 0
2015 | MAPP_US_2_NE | MAPP_US | NE | Internal | Winter | B19 | 700 | 2000 | 0.01 | 58.37 | 59.82 | 7 | 0
2015 | MAPP_US_2_NE | MAPP_US | NE | Internal | Winter | B20 | 935 | 2000 | 0 | 58.37 | 59.19 | 7 | 0
2015 | MARITIMES_2_NEISO | MARITIMES | NEISO | Internal | Shoulder | B11 | 25 | 99999 | 1400 | 61.88 | 61.89 | 0.01 | 0
2015 | MARITIMES_2_NEISO | MARITIMES | NEISO | Internal | Shoulder | B12 | 200 | 99999 | 1400.01 | 55.92 | 55.94 | 0.01 | 0
2015 | MARITIMES_2_NEISO | MARITIMES | NEISO | Internal | Shoulder | B13 | 600 | 99999 | 1400.01 | 55.92 | 55.94 | 0.01 | 0
2015 | MARITIMES_2_NEISO | MARITIMES | NEISO | Internal | Shoulder | B14 | 900 | 99999 | 1400.01 | 55.92 | 55.94 | 0.01 | 0
2015 | MARITIMES_2_NEISO | MARITIMES | NEISO | Internal | Shoulder | B15 | 1203 | 99999 | 426.43 | 55.92 | 55.94 | 0.01 | 0
2015 | MARITIMES_2_NEISO | MARITIMES | NEISO | Internal | Summer | B1 | 10 | 99999 | 1399.99 | 86.28 | 86.29 | 0.01 | 0
2015 | MARITIMES_2_NEISO | MARITIMES | NEISO | Internal | Summer | B2 | 25 | 99999 | 1400 | 81.06 | 81.08 | 0.01 | 0
2015 | MARITIMES_2_NEISO | MARITIMES | NEISO | Internal | Summer | B3 | 75 | 99999 | 1400.02 | 77.71 | 77.72 | 0.01 | 0
2015 | MARITIMES_2_NEISO | MARITIMES | NEISO | Internal | Summer | B4 | 100 | 99999 | 1400.01 | 72.96 | 72.97 | 0.01 | 0
2015 | MARITIMES_2_NEISO | MARITIMES | NEISO | Internal | Summer | B5 | 200 | 99999 | 1400.01 | 65.22 | 65.23 | 0.01 | 0
2015 | MARITIMES_2_NEISO | MARITIMES | NEISO | Internal | Summer | B6 | 300 | 99999 | 1400.01 | 54.48 | 54.49 | 0.01 | 0
2015 | MARITIMES_2_NEISO | MARITIMES | NEISO | Internal | Summer | B7 | 400 | 99999 | 1400.01 | 53.23 | 53.24 | 0.01 | 0
2015 | MARITIMES_2_NEISO | MARITIMES | NEISO | Internal | Summer | B8 | 500 | 99999 | 1400.01 | 53.23 | 53.24 | 0.01 | 0
2015 | MARITIMES_2_NEISO | MARITIMES | NEISO | Internal | Summer | B9 | 800 | 99999 | 1400.01 | 53.23 | 53.24 | 0.01 | 0
2015 | MARITIMES_2_NEISO | MARITIMES | NEISO | Internal | Summer | B10 | 1262 | 99999 | 236.13 | 53.23 | 53.24 | 0.01 | 0
2015 | MARITIMES_2_NEISO | MARITIMES | NEISO | Internal | Winter | B16 | 25 | 99999 | 1400 | 65.84 | 65.85 | 0.01 | 0
2015 | MARITIMES_2_NEISO | MARITIMES | NEISO | Internal | Winter | B17 | 100 | 99999 | 1400.01 | 64.32 | 64.33 | 0.01 | 0
2015 | MARITIMES_2_NEISO | MARITIMES | NEISO | Internal | Winter | B18 | 400 | 99999 | 1400.01 | 64.32 | 64.33 | 0.01 | 0
2015 | MARITIMES_2_NEISO | MARITIMES | NEISO | Internal | Winter | B19 | 700 | 99999 | 1400.01 | 64.32 | 64.33 | 0.01 | 0
2015 | MARITIMES_2_NEISO | MARITIMES | NEISO | Internal | Winter | B20 | 935 | 99999 | 475.95 | 64.32 | 64.33 | 0.01 | 0
2015 | MISO_IN_2_MISO_MI | MISO_IN | MISO_MI | Internal | Shoulder | B11 | 25 | 5000 | 3.85 | 76.16 | 75.85 | 0.01 | 0
2015 | MISO_IN_2_MISO_MI | MISO_IN | MISO_MI | Internal | Shoulder | B12 | 200 | 5000 | 0.62 | 63.12 | 62.83 | 0.01 | 0
2015 | MISO_IN_2_MISO_MI | MISO_IN | MISO_MI | Internal | Shoulder | B13 | 600 | 5000 | 1.97 | 59.16 | 59.15 | 0.01 | 0
2015 | MISO_IN_2_MISO_MI | MISO_IN | MISO_MI | Internal | Shoulder | B14 | 900 | 5000 | 1.42 | 57.03 | 57.02 | 0.01 | 0
2015 | MISO_IN_2_MISO_MI | MISO_IN | MISO_MI | Internal | Shoulder | B15 | 1203 | 5000 | 0.62 | 55.15 | 55.11 | 0.01 | 0
2015 | MISO_IN_2_MISO_MI | MISO_IN | MISO_MI | Internal | Summer | B1 | 10 | 5000 | 8.29 | 92.87 | 92.48 | 0.01 | 0
2015 | MISO_IN_2_MISO_MI | MISO_IN | MISO_MI | Internal | Summer | B2 | 25 | 5000 | 3.35 | 90.65 | 90.24 | 0.01 | 0
2015 | MISO_IN_2_MISO_MI | MISO_IN | MISO_MI | Internal | Summer | B3 | 75 | 5000 | 1.1 | 89.18 | 88.76 | 0.01 | 0
2015 | MISO_IN_2_MISO_MI | MISO_IN | MISO_MI | Internal | Summer | B4 | 100 | 5000 | 0.84 | 83.69 | 83.27 | 0.01 | 0
2015 | MISO_IN_2_MISO_MI | MISO_IN | MISO_MI | Internal | Summer | B5 | 200 | 5000 | 0.43 | 75.62 | 75.2 | 0.01 | 0
2015 | MISO_IN_2_MISO_MI | MISO_IN | MISO_MI | Internal | Summer | B6 | 300 | 5000 | 3.12 | 64.43 | 64.41 | 0.01 | 0
2015 | MISO_IN_2_MISO_MI | MISO_IN | MISO_MI | Internal | Summer | B7 | 400 | 5000 | 2.89 | 56.98 | 56.96 | 0.01 | 0
2015 | MISO_IN_2_MISO_MI | MISO_IN | MISO_MI | Internal | Summer | B8 | 500 | 5000 | 2.71 | 54.43 | 54.42 | 0.01 | 0
2015 | MISO_IN_2_MISO_MI | MISO_IN | MISO_MI | Internal | Summer | B9 | 800 | 5000 | 1.64 | 53.66 | 53.64 | 0.01 | 0
2015 | MISO_IN_2_MISO_MI | MISO_IN | MISO_MI | Internal | Summer | B10 | 1262 | 5000 | 448.38 | 52.97 | 52.99 | 0.01 | 0
2015 | MISO_IN_2_MISO_MI | MISO_IN | MISO_MI | Internal | Winter | B16 | 25 | 5000 | 3.83 | 76.17 | 75.79 | 0.01 | 0
2015 | MISO_IN_2_MISO_MI | MISO_IN | MISO_MI | Internal | Winter | B17 | 100 | 5000 | 9.89 | 66.87 | 66.86 | 0.01 | 0
2015 | MISO_IN_2_MISO_MI | MISO_IN | MISO_MI | Internal | Winter | B18 | 400 | 5000 | 4.66 | 61.63 | 61.63 | 0.01 | 0
2015 | MISO_IN_2_MISO_MI | MISO_IN | MISO_MI | Internal | Winter | B19 | 700 | 5000 | 422.98 | 59.03 | 59.04 | 0.01 | 0
2015 | MISO_IN_2_MISO_MI | MISO_IN | MISO_MI | Internal | Winter | B20 | 935 | 5000 | 671.63 | 53.97 | 53.98 | 0.01 | 0
2015 | MISO_IN_2_MISO_MO-IL | MISO_IN | MISO_MO-IL | Internal | Shoulder | B11 | 25 | 5000 | 4.56 | 76.16 | 75.89 | 0.01 | 0
2015 | MISO_IN_2_MISO_MO-IL | MISO_IN | MISO_MO-IL | Internal | Shoulder | B12 | 200 | 5000 | 0.5 | 63.12 | 62.75 | 0.01 | 0
2015 | MISO_IN_2_MISO_MO-IL | MISO_IN | MISO_MO-IL | Internal | Shoulder | B13 | 600 | 5000 | 0.52 | 59.16 | 59.08 | 0.01 | 0
2015 | MISO_IN_2_MISO_MO-IL | MISO_IN | MISO_MO-IL | Internal | Shoulder | B14 | 900 | 5000 | 1.22 | 57.03 | 57.02 | 0.01 | 0
2015 | MISO_IN_2_MISO_MO-IL | MISO_IN | MISO_MO-IL | Internal | Shoulder | B15 | 1203 | 5000 | 1.15 | 55.15 | 55.14 | 0.01 | 0
2015 | MISO_IN_2_MISO_MO-IL | MISO_IN | MISO_MO-IL | Internal | Summer | B1 | 10 | 5000 | 8.75 | 92.87 | 92.5 | 0.01 | 0
2015 | MISO_IN_2_MISO_MO-IL | MISO_IN | MISO_MO-IL | Internal | Summer | B2 | 25 | 5000 | 3.61 | 90.65 | 90.28 | 0.01 | 0
2015 | MISO_IN_2_MISO_MO-IL | MISO_IN | MISO_MO-IL | Internal | Summer | B3 | 75 | 5000 | 1.25 | 89.18 | 88.81 | 0.01 | 0
2015 | MISO_IN_2_MISO_MO-IL | MISO_IN | MISO_MO-IL | Internal | Summer | B4 | 100 | 5000 | 0.95 | 83.69 | 83.32 | 0.01 | 0
2015 | MISO_IN_2_MISO_MO-IL | MISO_IN | MISO_MO-IL | Internal | Summer | B5 | 200 | 5000 | 0.49 | 75.62 | 75.24 | 0.01 | 0
2015 | MISO_IN_2_MISO_MO-IL | MISO_IN | MISO_MO-IL | Internal | Summer | B6 | 300 | 5000 | 3.31 | 64.43 | 64.41 | 0.01 | 0
2015 | MISO_IN_2_MISO_MO-IL | MISO_IN | MISO_MO-IL | Internal | Summer | B7 | 400 | 5000 | 2.58 | 56.98 | 56.96 | 0.01 | 0
2015 | MISO_IN_2_MISO_MO-IL | MISO_IN | MISO_MO-IL | Internal | Summer | B8 | 500 | 5000 | 2.08 | 54.43 | 54.42 | 0.01 | 0
2015 | MISO_IN_2_MISO_MO-IL | MISO_IN | MISO_MO-IL | Internal | Summer | B9 | 800 | 5000 | 1.57 | 53.66 | 53.64 | 0.01 | 0
2015 | MISO_IN_2_MISO_MO-IL | MISO_IN | MISO_MO-IL | Internal | Summer | B10 | 1262 | 5000 | 0.09 | 52.97 | 52.66 | 0.01 | 0
2015 | MISO_IN_2_MISO_MO-IL | MISO_IN | MISO_MO-IL | Internal | Winter | B16 | 25 | 5000 | 3.61 | 76.17 | 75.79 | 0.01 | 0
2015 | MISO_IN_2_MISO_MO-IL | MISO_IN | MISO_MO-IL | Internal | Winter | B17 | 100 | 5000 | 0.95 | 66.87 | 66.51 | 0.01 | 0
2015 | MISO_IN_2_MISO_MO-IL | MISO_IN | MISO_MO-IL | Internal | Winter | B18 | 400 | 5000 | 0.27 | 61.63 | 61.3 | 0.01 | 0
2015 | MISO_IN_2_MISO_MO-IL | MISO_IN | MISO_MO-IL | Internal | Winter | B19 | 700 | 5000 | 0.15 | 59.03 | 58.69 | 0.01 | 0
2015 | MISO_IN_2_MISO_MO-IL | MISO_IN | MISO_MO-IL | Internal | Winter | B20 | 935 | 5000 | 0.12 | 53.97 | 53.63 | 0.01 | 0
2015 | MISO_IN_2_NonRTO_Midwest | MISO_IN | NonRTO_Midwest | Internal | Shoulder | B11 | 25 | 4800 | 1163.91 | 76.16 | 84.15 | 8 | 0
2015 | MISO_IN_2_NonRTO_Midwest | MISO_IN | NonRTO_Midwest | Internal | Shoulder | B12 | 200 | 4800 | 644.67 | 63.12 | 71.12 | 8 | 0
2015 | MISO_IN_2_NonRTO_Midwest | MISO_IN | NonRTO_Midwest | Internal | Shoulder | B13 | 600 | 4800 | 201.19 | 59.16 | 67.16 | 8 | 0
2015 | MISO_IN_2_NonRTO_Midwest | MISO_IN | NonRTO_Midwest | Internal | Shoulder | B14 | 900 | 4800 | 0 | 57.03 | 56.71 | 8 | 0
2015 | MISO_IN_2_NonRTO_Midwest | MISO_IN | NonRTO_Midwest | Internal | Shoulder | B15 | 1203 | 4800 | 0 | 55.15 | 55.33 | 8 | 0
2015 | MISO_IN_2_NonRTO_Midwest | MISO_IN | NonRTO_Midwest | Internal | Summer | B1 | 10 | 4800 | 0.73 | 92.87 | 96.45 | 8 | 0
2015 | MISO_IN_2_NonRTO_Midwest | MISO_IN | NonRTO_Midwest | Internal | Summer | B2 | 25 | 4800 | 0.55 | 90.65 | 96.44 | 8 | 0
2015 | MISO_IN_2_NonRTO_Midwest | MISO_IN | NonRTO_Midwest | Internal | Summer | B3 | 75 | 4800 | 0.58 | 89.18 | 96.44 | 8 | 0
2015 | MISO_IN_2_NonRTO_Midwest | MISO_IN | NonRTO_Midwest | Internal | Summer | B4 | 100 | 4800 | 765 | 83.69 | 91.69 | 8 | 0
2015 | MISO_IN_2_NonRTO_Midwest | MISO_IN | NonRTO_Midwest | Internal | Summer | B5 | 200 | 4800 | 454.48 | 75.62 | 83.62 | 8 | 0
2015 | MISO_IN_2_NonRTO_Midwest | MISO_IN | NonRTO_Midwest | Internal | Summer | B6 | 300 | 4800 | 0.04 | 64.43 | 62.43 | 8 | 0
2015 | MISO_IN_2_NonRTO_Midwest | MISO_IN | NonRTO_Midwest | Internal | Summer | B7 | 400 | 4800 | 0.01 | 56.98 | 56.66 | 8 | 0
2015 | MISO_IN_2_NonRTO_Midwest | MISO_IN | NonRTO_Midwest | Internal | Summer | B8 | 500 | 4800 | 0.01 | 54.43 | 56.54 | 8 | 0
2015 | MISO_IN_2_NonRTO_Midwest | MISO_IN | NonRTO_Midwest | Internal | Summer | B9 | 800 | 4800 | 0 | 53.66 | 55.33 | 8 | 0
2015 | MISO_IN_2_NonRTO_Midwest | MISO_IN | NonRTO_Midwest | Internal | Summer | B10 | 1262 | 4800 | 0 | 52.97 | 53.95 | 8 | 0
2015 | MISO_IN_2_NonRTO_Midwest | MISO_IN | NonRTO_Midwest | Internal | Winter | B16 | 25 | 4800 | 1868.56 | 76.17 | 84.17 | 8 | 0
2015 | MISO_IN_2_NonRTO_Midwest | MISO_IN | NonRTO_Midwest | Internal | Winter | B17 | 100 | 4800 | 777.81 | 66.87 | 74.87 | 8 | 0
2015 | MISO_IN_2_NonRTO_Midwest | MISO_IN | NonRTO_Midwest | Internal | Winter | B18 | 400 | 4800 | 23.28 | 61.63 | 69.63 | 8 | 0
2015 | MISO_IN_2_NonRTO_Midwest | MISO_IN | NonRTO_Midwest | Internal | Winter | B19 | 700 | 4800 | 0 | 59.03 | 56.66 | 8 | 0
2015 | MISO_IN_2_NonRTO_Midwest | MISO_IN | NonRTO_Midwest | Internal | Winter | B20 | 935 | 4800 | 0 | 53.97 | 55.33 | 8 | 0
2015 | MISO_IN_2_PJM_ROR | MISO_IN | PJM_ROR | Internal | Shoulder | B11 | 25 | 992 | 0.34 | 76.16 | 73.88 | 2 | 0
2015 | MISO_IN_2_PJM_ROR | MISO_IN | PJM_ROR | Internal | Shoulder | B12 | 200 | 992 | 0.43 | 63.12 | 64.75 | 2 | 0
2015 | MISO_IN_2_PJM_ROR | MISO_IN | PJM_ROR | Internal | Shoulder | B13 | 600 | 992 | 0.55 | 59.16 | 61.07 | 2 | 0
2015 | MISO_IN_2_PJM_ROR | MISO_IN | PJM_ROR | Internal | Shoulder | B14 | 900 | 992 | 1.92 | 57.03 | 59.02 | 2 | 0
2015 | MISO_IN_2_PJM_ROR | MISO_IN | PJM_ROR | Internal | Shoulder | B15 | 1203 | 992 | 0.01 | 55.15 | 55.08 | 2 | 0
2015 | MISO_IN_2_PJM_ROR | MISO_IN | PJM_ROR | Internal | Summer | B1 | 10 | 992 | 6.47 | 92.87 | 94.48 | 2 | 0
2015 | MISO_IN_2_PJM_ROR | MISO_IN | PJM_ROR | Internal | Summer | B2 | 25 | 992 | 1.6 | 90.65 | 91.88 | 2 | 0
2015 | MISO_IN_2_PJM_ROR | MISO_IN | PJM_ROR | Internal | Summer | B3 | 75 | 992 | 0.3 | 89.18 | 89.69 | 2 | 0
2015 | MISO_IN_2_PJM_ROR | MISO_IN | PJM_ROR | Internal | Summer | B4 | 100 | 992 | 0.39 | 83.69 | 84.92 | 2 | 0
2015 | MISO_IN_2_PJM_ROR | MISO_IN | PJM_ROR | Internal | Summer | B5 | 200 | 992 | 0.37 | 75.62 | 77.18 | 2 | 0
2015 | MISO_IN_2_PJM_ROR | MISO_IN | PJM_ROR | Internal | Summer | B6 | 300 | 992 | 4.93 | 64.43 | 66.41 | 2 | 0
2015 | MISO_IN_2_PJM_ROR | MISO_IN | PJM_ROR | Internal | Summer | B7 | 400 | 992 | 2.45 | 56.98 | 58.95 | 2 | 0
2015 | MISO_IN_2_PJM_ROR | MISO_IN | PJM_ROR | Internal | Summer | B8 | 500 | 992 | 3.73 | 54.43 | 56.42 | 2 | 0
2015 | MISO_IN_2_PJM_ROR | MISO_IN | PJM_ROR | Internal | Summer | B9 | 800 | 992 | 0.05 | 53.66 | 54.36 | 2 | 0
2015 | MISO_IN_2_PJM_ROR | MISO_IN | PJM_ROR | Internal | Summer | B10 | 1262 | 992 | 0.01 | 52.97 | 52.26 | 2 | 0
2015 | MISO_IN_2_PJM_ROR | MISO_IN | PJM_ROR | Internal | Winter | B16 | 25 | 992 | 3.3 | 76.17 | 77.79 | 2 | 0
2015 | MISO_IN_2_PJM_ROR | MISO_IN | PJM_ROR | Internal | Winter | B17 | 100 | 992 | 18.05 | 66.87 | 68.86 | 2 | 0
2015 | MISO_IN_2_PJM_ROR | MISO_IN | PJM_ROR | Internal | Winter | B18 | 400 | 992 | 67.07 | 61.63 | 63.63 | 2 | 0
2015 | MISO_IN_2_PJM_ROR | MISO_IN | PJM_ROR | Internal | Winter | B19 | 700 | 992 | 0.14 | 59.03 | 60.69 | 2 | 0
2015 | MISO_IN_2_PJM_ROR | MISO_IN | PJM_ROR | Internal | Winter | B20 | 935 | 992 | 0.06 | 53.97 | 55.62 | 2 | 0
2015 | MISO_MI_2_IESO | MISO_MI | IESO | Internal | Shoulder | B11 | 25 | 1580 | 0.09 | 75.85 | 67.84 | 8 | 0
2015 | MISO_MI_2_IESO | MISO_MI | IESO | Internal | Shoulder | B12 | 200 | 1580 | 0.01 | 62.83 | 54.7 | 8 | 0
2015 | MISO_MI_2_IESO | MISO_MI | IESO | Internal | Shoulder | B13 | 600 | 1580 | 0 | 59.15 | 51.02 | 8 | 0
2015 | MISO_MI_2_IESO | MISO_MI | IESO | Internal | Shoulder | B14 | 900 | 1580 | 0 | 57.02 | 49.99 | 8 | 0
2015 | MISO_MI_2_IESO | MISO_MI | IESO | Internal | Shoulder | B15 | 1203 | 1580 | 0 | 55.11 | 49.99 | 8 | 0
2015 | MISO_MI_2_IESO | MISO_MI | IESO | Internal | Summer | B1 | 10 | 1580 | 0.24 | 92.48 | 85.47 | 8 | 0
2015 | MISO_MI_2_IESO | MISO_MI | IESO | Internal | Summer | B2 | 25 | 1580 | 0.09 | 90.24 | 82.24 | 8 | 0
2015 | MISO_MI_2_IESO | MISO_MI | IESO | Internal | Summer | B3 | 75 | 1580 | 0.03 | 88.76 | 80.76 | 8 | 0
2015 | MISO_MI_2_IESO | MISO_MI | IESO | Internal | Summer | B4 | 100 | 1580 | 0.02 | 83.27 | 75.27 | 8 | 0
2015 | MISO_MI_2_IESO | MISO_MI | IESO | Internal | Summer | B5 | 200 | 1580 | 0.01 | 75.2 | 67.19 | 8 | 0
2015 | MISO_MI_2_IESO | MISO_MI | IESO | Internal | Summer | B6 | 300 | 1580 | 0 | 64.41 | 56.36 | 8 | 0
2015 | MISO_MI_2_IESO | MISO_MI | IESO | Internal | Summer | B7 | 400 | 1580 | 0 | 56.96 | 48.91 | 8 | 0
2015 | MISO_MI_2_IESO | MISO_MI | IESO | Internal | Summer | B8 | 500 | 1580 | 0 | 54.42 | 47.01 | 8 | 0
2015 | MISO_MI_2_IESO | MISO_MI | IESO | Internal | Summer | B9 | 800 | 1580 | 0 | 53.64 | 46.64 | 8 | 0
2015 | MISO_MI_2_IESO | MISO_MI | IESO | Internal | Summer | B10 | 1262 | 1580 | 0 | 52.99 | 46.64 | 8 | 0
2015 | MISO_MI_2_IESO | MISO_MI | IESO | Internal | Winter | B16 | 25 | 1580 | 0.09 | 75.79 | 67.74 | 8 | 0
2015 | MISO_MI_2_IESO | MISO_MI | IESO | Internal | Winter | B17 | 100 | 1580 | 0.02 | 66.86 | 58.73 | 8 | 0
2015 | MISO_MI_2_IESO | MISO_MI | IESO | Internal | Winter | B18 | 400 | 1580 | 0 | 61.63 | 54.08 | 8 | 0
2015 | MISO_MI_2_IESO | MISO_MI | IESO | Internal | Winter | B19 | 700 | 1580 | 0 | 59.04 | 54.08 | 8 | 0
2015 | MISO_MI_2_IESO | MISO_MI | IESO | Internal | Winter | B20 | 935 | 1580 | 0 | 53.98 | 54.08 | 8 | 0
2015 | MISO_MI_2_MISO_IN | MISO_MI | MISO_IN | Internal | Shoulder | B11 | 25 | 2045 | 2044.46 | 75.85 | 76.16 | 0.01 | 0.3
2015 | MISO_MI_2_MISO_IN | MISO_MI | MISO_IN | Internal | Shoulder | B12 | 200 | 2045 | 2044.84 | 62.83 | 63.12 | 0.01 | 0.29
2015 | MISO_MI_2_MISO_IN | MISO_MI | MISO_IN | Internal | Shoulder | B13 | 600 | 2045 | 1453.43 | 59.15 | 59.16 | 0.01 | 0
2015 | MISO_MI_2_MISO_IN | MISO_MI | MISO_IN | Internal | Shoulder | B14 | 900 | 2045 | 1726.91 | 57.02 | 57.03 | 0.01 | 0
2015 | MISO_MI_2_MISO_IN | MISO_MI | MISO_IN | Internal | Shoulder | B15 | 1203 | 2045 | 2044.4 | 55.11 | 55.15 | 0.01 | 0.04
2015 | MISO_MI_2_MISO_IN | MISO_MI | MISO_IN | Internal | Summer | B1 | 10 | 2045 | 2044.76 | 92.48 | 92.87 | 0.01 | 0.38
2015 | MISO_MI_2_MISO_IN | MISO_MI | MISO_IN | Internal | Summer | B2 | 25 | 2045 | 2044.91 | 90.24 | 90.65 | 0.01 | 0.41
2015 | MISO_MI_2_MISO_IN | MISO_MI | MISO_IN | Internal | Summer | B3 | 75 | 2045 | 2044.99 | 88.76 | 89.18 | 0.01 | 0.41
2015 | MISO_MI_2_MISO_IN | MISO_MI | MISO_IN | Internal | Summer | B4 | 100 | 2045 | 2044.98 | 83.27 | 83.69 | 0.01 | 0.41
2015 | MISO_MI_2_MISO_IN | MISO_MI | MISO_IN | Internal | Summer | B5 | 200 | 2045 | 2044.98 | 75.2 | 75.62 | 0.01 | 0.41
2015 | MISO_MI_2_MISO_IN | MISO_MI | MISO_IN | Internal | Summer | B6 | 300 | 2045 | 1997.65 | 64.41 | 64.43 | 0.01 | 0
2015 | MISO_MI_2_MISO_IN | MISO_MI | MISO_IN | Internal | Summer | B7 | 400 | 2045 | 1183.81 | 56.96 | 56.98 | 0.01 | 0
2015 | MISO_MI_2_MISO_IN | MISO_MI | MISO_IN | Internal | Summer | B8 | 500 | 2045 | 598.19 | 54.42 | 54.43 | 0.01 | 0
2015 | MISO_MI_2_MISO_IN | MISO_MI | MISO_IN | Internal | Summer | B9 | 800 | 2045 | 1068.29 | 53.64 | 53.66 | 0.01 | 0
2015 | MISO_MI_2_MISO_IN | MISO_MI | MISO_IN | Internal | Summer | B10 | 1262 | 2045 | 0.64 | 52.99 | 52.97 | 0.01 | 0
2015 | MISO_MI_2_MISO_IN | MISO_MI | MISO_IN | Internal | Winter | B16 | 25 | 2045 | 2044.52 | 75.79 | 76.17 | 0.01 | 0.36
2015 | MISO_MI_2_MISO_IN | MISO_MI | MISO_IN | Internal | Winter | B17 | 100 | 2045 | 1208.17 | 66.86 | 66.87 | 0.01 | 0
2015 | MISO_MI_2_MISO_IN | MISO_MI | MISO_IN | Internal | Winter | B18 | 400 | 2045 | 5.24 | 61.63 | 61.63 | 0.01 | 0
2015 | MISO_MI_2_MISO_IN | MISO_MI | MISO_IN | Internal | Winter | B19 | 700 | 2045 | 1.12 | 59.04 | 59.03 | 0.01 | 0
2015 | MISO_MI_2_MISO_IN | MISO_MI | MISO_IN | Internal | Winter | B20 | 935 | 2045 | 0.82 | 53.98 | 53.97 | 0.01 | 0
2015 | MISO_MI_2_MISO_WUMS | MISO_MI | MISO_WUMS | Internal | Shoulder | B11 | 25 | 117 | 3.63 | 75.85 | 75.49 | 0.01 | 0.01
2015 | MISO_MI_2_MISO_WUMS | MISO_MI | MISO_WUMS | Internal | Shoulder | B12 | 200 | 117 | 0.48 | 62.83 | 62.47 | 0.01 | 0
2015 | MISO_MI_2_MISO_WUMS | MISO_MI | MISO_WUMS | Internal | Shoulder | B13 | 600 | 117 | 0.17 | 59.15 | 58.8 | 0.01 | 0
2015 | MISO_MI_2_MISO_WUMS | MISO_MI | MISO_WUMS | Internal | Shoulder | B14 | 900 | 117 | 0.11 | 57.02 | 56.67 | 0.01 | 0
2015 | MISO_MI_2_MISO_WUMS | MISO_MI | MISO_WUMS | Internal | Shoulder | B15 | 1203 | 117 | 0.09 | 55.11 | 54.75 | 0.01 | 0
2015 | MISO_MI_2_MISO_WUMS | MISO_MI | MISO_WUMS | Internal | Summer | B1 | 10 | 117 | 8.24 | 92.48 | 92.12 | 0.01 | 0.02
2015 | MISO_MI_2_MISO_WUMS | MISO_MI | MISO_WUMS | Internal | Summer | B2 | 25 | 117 | 3.49 | 90.24 | 89.88 | 0.01 | 0.01
2015 | MISO_MI_2_MISO_WUMS | MISO_MI | MISO_WUMS | Internal | Summer | B3 | 75 | 117 | 1.27 | 88.76 | 88.41 | 0.01 | 0
2015 | MISO_MI_2_MISO_WUMS | MISO_MI | MISO_WUMS | Internal | Summer | B4 | 100 | 117 | 0.95 | 83.27 | 82.92 | 0.01 | 0
2015 | MISO_MI_2_MISO_WUMS | MISO_MI | MISO_WUMS | Internal | Summer | B5 | 200 | 117 | 0.49 | 75.2 | 74.84 | 0.01 | 0
2015 | MISO_MI_2_MISO_WUMS | MISO_MI | MISO_WUMS | Internal | Summer | B6 | 300 | 117 | 0.32 | 64.41 | 64.06 | 0.01 | 0
2015 | MISO_MI_2_MISO_WUMS | MISO_MI | MISO_WUMS | Internal | Summer | B7 | 400 | 117 | 0.25 | 56.96 | 56.61 | 0.01 | 0
2015 | MISO_MI_2_MISO_WUMS | MISO_MI | MISO_WUMS | Internal | Summer | B8 | 500 | 117 | 0.2 | 54.42 | 54.07 | 0.01 | 0
2015 | MISO_MI_2_MISO_WUMS | MISO_MI | MISO_WUMS | Internal | Summer | B9 | 800 | 117 | 0.13 | 53.64 | 53.29 | 0.01 | 0
2015 | MISO_MI_2_MISO_WUMS | MISO_MI | MISO_WUMS | Internal | Summer | B10 | 1262 | 117 | 0.08 | 52.99 | 52.63 | 0.01 | 0
2015 | MISO_MI_2_MISO_WUMS | MISO_MI | MISO_WUMS | Internal | Winter | B16 | 25 | 117 | 3.48 | 75.79 | 75.44 | 0.01 | 0.01
2015 | MISO_MI_2_MISO_WUMS | MISO_MI | MISO_WUMS | Internal | Winter | B17 | 100 | 117 | 0.92 | 66.86 | 66.51 | 0.01 | 0
2015 | MISO_MI_2_MISO_WUMS | MISO_MI | MISO_WUMS | Internal | Winter | B18 | 400 | 117 | 0.25 | 61.63 | 61.28 | 0.01 | 0
2015 | MISO_MI_2_MISO_WUMS | MISO_MI | MISO_WUMS | Internal | Winter | B19 | 700 | 117 | 0.14 | 59.04 | 58.69 | 0.01 | 0
2015 | MISO_MI_2_MISO_WUMS | MISO_MI | MISO_WUMS | Internal | Winter | B20 | 935 | 117 | 0.11 | 53.98 | 53.63 | 0.01 | 0
2015 | MISO_MI_2_PJM_ROR | MISO_MI | PJM_ROR | Internal | Shoulder | B11 | 25 | 1424 | 0.38 | 75.85 | 73.88 | 2 | 0
2015 | MISO_MI_2_PJM_ROR | MISO_MI | PJM_ROR | Internal | Shoulder | B12 | 200 | 1424 | 1.91 | 62.83 | 64.75 | 2 | 0
2015 | MISO_MI_2_PJM_ROR | MISO_MI | PJM_ROR | Internal | Shoulder | B13 | 600 | 1424 | 0.65 | 59.15 | 61.07 | 2 | 0
2015 | MISO_MI_2_PJM_ROR | MISO_MI | PJM_ROR | Internal | Shoulder | B14 | 900 | 1424 | 114.98 | 57.02 | 59.02 | 2 | 0
2015 | MISO_MI_2_PJM_ROR | MISO_MI | PJM_ROR | Internal | Shoulder | B15 | 1203 | 1424 | 0.02 | 55.11 | 55.08 | 2 | 0
2015 | MISO_MI_2_PJM_ROR | MISO_MI | PJM_ROR | Internal | Summer | B1 | 10 | 1424 | 2037.58 | 92.48 | 94.48 | 2 | 0
2015 | MISO_MI_2_PJM_ROR | MISO_MI | PJM_ROR | Internal | Summer | B2 | 25 | 1424 | 3.22 | 90.24 | 91.88 | 2 | 0
2015 | MISO_MI_2_PJM_ROR | MISO_MI | PJM_ROR | Internal | Summer | B3 | 75 | 1424 | 0.42 | 88.76 | 89.69 | 2 | 0
2015 | MISO_MI_2_PJM_ROR | MISO_MI | PJM_ROR | Internal | Summer | B4 | 100 | 1424 | 0.79 | 83.27 | 84.92 | 2 | 0
2015 | MISO_MI_2_PJM_ROR | MISO_MI | PJM_ROR | Internal | Summer | B5 | 200 | 1424 | 7.72 | 75.2 | 77.18 | 2 | 0
2015 | MISO_MI_2_PJM_ROR | MISO_MI | PJM_ROR | Internal | Summer | B6 | 300 | 1424 | 508.48 | 64.41 | 66.41 | 2 | 0
2015 | MISO_MI_2_PJM_ROR | MISO_MI | PJM_ROR | Internal | Summer | B7 | 400 | 1424 | 4.56 | 56.96 | 58.95 | 2 | 0
2015 | MISO_MI_2_PJM_ROR | MISO_MI | PJM_ROR | Internal | Summer | B8 | 500 | 1424 | 292.26 | 54.42 | 56.42 | 2 | 0
2015 | MISO_MI_2_PJM_ROR | MISO_MI | PJM_ROR | Internal | Summer | B9 | 800 | 1424 | 0.05 | 53.64 | 54.36 | 2 | 0
2015 | MISO_MI_2_PJM_ROR | MISO_MI | PJM_ROR | Internal | Summer | B10 | 1262 | 1424 | 0.01 | 52.99 | 52.26 | 2 | 0
2015 | MISO_MI_2_PJM_ROR | MISO_MI | PJM_ROR | Internal | Winter | B16 | 25 | 1424 | 1123.59 | 75.79 | 77.79 | 2 | 0
2015 | MISO_MI_2_PJM_ROR | MISO_MI | PJM_ROR | Internal | Winter | B17 | 100 | 1424 | 2975.88 | 66.86 | 68.86 | 2 | 0
2015 | MISO_MI_2_PJM_ROR | MISO_MI | PJM_ROR | Internal | Winter | B18 | 400 | 1424 | 889.54 | 61.63 | 63.63 | 2 | 0
2015 | MISO_MI_2_PJM_ROR | MISO_MI | PJM_ROR | Internal | Winter | B19 | 700 | 1424 | 0.14 | 59.04 | 60.69 | 2 | 0
2015 | MISO_MI_2_PJM_ROR | MISO_MI | PJM_ROR | Internal | Winter | B20 | 935 | 1424 | 0.06 | 53.98 | 55.62 | 2 | 0
2015 | MISO_MO-IL_2_ENT | MISO_MO-IL | ENT | Internal | Shoulder | B11 | 25 | 2540 | 0.37 | 75.89 | 79.98 | 8 | 0
2015 | MISO_MO-IL_2_ENT | MISO_MO-IL | ENT | Internal | Shoulder | B12 | 200 | 2540 | 0.02 | 62.75 | 60 | 8 | 0
2015 | MISO_MO-IL_2_ENT | MISO_MO-IL | ENT | Internal | Shoulder | B13 | 600 | 2540 | 0 | 59.08 | 59.58 | 8 | 0
2015 | MISO_MO-IL_2_ENT | MISO_MO-IL | ENT | Internal | Shoulder | B14 | 900 | 2540 | 0 | 57.02 | 59.58 | 8 | 0
2015 | MISO_MO-IL_2_ENT | MISO_MO-IL | ENT | Internal | Shoulder | B15 | 1203 | 2540 | 0 | 55.14 | 57.6 | 8 | 0
2015 | MISO_MO-IL_2_ENT | MISO_MO-IL | ENT | Internal | Summer | B1 | 10 | 2540 | 0.43 | 92.5 | 92.49 | 8 | 0
2015 | MISO_MO-IL_2_ENT | MISO_MO-IL | ENT | Internal | Summer | B2 | 25 | 2540 | 0.18 | 90.28 | 90.05 | 8 | 0
2015 | MISO_MO-IL_2_ENT | MISO_MO-IL | ENT | Internal | Summer | B3 | 75 | 2540 | 0.07 | 88.81 | 90.04 | 8 | 0
2015 | MISO_MO-IL_2_ENT | MISO_MO-IL | ENT | Internal | Summer | B4 | 100 | 2540 | 0.18 | 83.32 | 89.28 | 8 | 0
2015 | MISO_MO-IL_2_ENT | MISO_MO-IL | ENT | Internal | Summer | B5 | 200 | 2540 | 1392 | 75.24 | 83.24 | 8 | 0
2015 | MISO_MO-IL_2_ENT | MISO_MO-IL | ENT | Internal | Summer | B6 | 300 | 2540 | 0.1 | 64.41 | 71.41 | 8 | 0
2015 | MISO_MO-IL_2_ENT | MISO_MO-IL | ENT | Internal | Summer | B7 | 400 | 2540 | 0.02 | 56.96 | 60.79 | 8 | 0
2015 | MISO_MO-IL_2_ENT | MISO_MO-IL | ENT | Internal | Summer | B8 | 500 | 2540 | 0.02 | 54.42 | 58.8 | 8 | 0
2015 | MISO_MO-IL_2_ENT | MISO_MO-IL | ENT | Internal | Summer | B9 | 800 | 2540 | 0 | 53.64 | 56.44 | 8 | 0
2015 | MISO_MO-IL_2_ENT | MISO_MO-IL | ENT | Internal | Summer | B10 | 1262 | 2540 | 0 | 52.66 | 56.44 | 8 | 0
2015 | MISO_MO-IL_2_ENT | MISO_MO-IL | ENT | Internal | Winter | B16 | 25 | 2540 | 0.2 | 75.79 | 77.18 | 8 | 0
2015 | MISO_MO-IL_2_ENT | MISO_MO-IL | ENT | Internal | Winter | B17 | 100 | 2540 | 0.03 | 66.51 | 62 | 8 | 0
2015 | MISO_MO-IL_2_ENT | MISO_MO-IL | ENT | Internal | Winter | B18 | 400 | 2540 | 0.01 | 61.3 | 62 | 8 | 0
2015 | MISO_MO-IL_2_ENT | MISO_MO-IL | ENT | Internal | Winter | B19 | 700 | 2540 | 0 | 58.69 | 59.94 | 8 | 0
2015 | MISO_MO-IL_2_ENT | MISO_MO-IL | ENT | Internal | Winter | B20 | 935 | 2540 | 0.02 | 53.63 | 59.94 | 8 | 0
2015 | MISO_MO-IL_2_MISO_IN | MISO_MO-IL | MISO_IN | Internal | Shoulder | B11 | 25 | 2100 | 2105.03 | 75.89 | 76.16 | 0.01 | 0.25
2015 | MISO_MO-IL_2_MISO_IN | MISO_MO-IL | MISO_IN | Internal | Shoulder | B12 | 200 | 2100 | 2377.64 | 62.75 | 63.12 | 0.01 | 0.36
2015 | MISO_MO-IL_2_MISO_IN | MISO_MO-IL | MISO_IN | Internal | Shoulder | B13 | 600 | 2100 | 2099.8 | 59.08 | 59.16 | 0.01 | 0.08
2015 | MISO_MO-IL_2_MISO_IN | MISO_MO-IL | MISO_IN | Internal | Shoulder | B14 | 900 | 2100 | 1423.95 | 57.02 | 57.03 | 0.01 | 0
2015 | MISO_MO-IL_2_MISO_IN | MISO_MO-IL | MISO_IN | Internal | Shoulder | B15 | 1203 | 2100 | 87.51 | 55.14 | 55.15 | 0.01 | 0
2015 | MISO_MO-IL_2_MISO_IN | MISO_MO-IL | MISO_IN | Internal | Summer | B1 | 10 | 2100 | 4016.35 | 92.5 | 92.87 | 0.01 | 0.36
2015 | MISO_MO-IL_2_MISO_IN | MISO_MO-IL | MISO_IN | Internal | Summer | B2 | 25 | 2100 | 3752.98 | 90.28 | 90.65 | 0.01 | 0.36
2015 | MISO_MO-IL_2_MISO_IN | MISO_MO-IL | MISO_IN | Internal | Summer | B3 | 75 | 2100 | 2926.7 | 88.81 | 89.18 | 0.01 | 0.36
2015 | MISO_MO-IL_2_MISO_IN | MISO_MO-IL | MISO_IN | Internal | Summer | B4 | 100 | 2100 | 3189.95 | 83.32 | 83.69 | 0.01 | 0.36
2015 | MISO_MO-IL_2_MISO_IN | MISO_MO-IL | MISO_IN | Internal | Summer | B5 | 200 | 2100 | 2371.19 | 75.24 | 75.62 | 0.01 | 0.36
2015 | MISO_MO-IL_2_MISO_IN | MISO_MO-IL | MISO_IN | Internal | Summer | B6 | 300 | 2100 | 1329.4 | 64.41 | 64.43 | 0.01 | 0
2015 | MISO_MO-IL_2_MISO_IN | MISO_MO-IL | MISO_IN | Internal | Summer | B7 | 400 | 2100 | 1631.79 | 56.96 | 56.98 | 0.01 | 0
2015 | MISO_MO-IL_2_MISO_IN | MISO_MO-IL | MISO_IN | Internal | Summer | B8 | 500 | 2100 | 1637.28 | 54.42 | 54.43 | 0.01 | 0
2015 | MISO_MO-IL_2_MISO_IN | MISO_MO-IL | MISO_IN | Internal | Summer | B9 | 800 | 2100 | 1157.41 | 53.64 | 53.66 | 0.01 | 0
2015 | MISO_MO-IL_2_MISO_IN | MISO_MO-IL | MISO_IN | Internal | Summer | B10 | 1262 | 2100 | 2100.25 | 52.66 | 52.97 | 0.01 | 0.31
2015 | MISO_MO-IL_2_MISO_IN | MISO_MO-IL | MISO_IN | Internal | Winter | B16 | 25 | 2100 | 3103.65 | 75.79 | 76.17 | 0.01 | 0.36
2015 | MISO_MO-IL_2_MISO_IN | MISO_MO-IL | MISO_IN | Internal | Winter | B17 | 100 | 2100 | 2113.88 | 66.51 | 66.87 | 0.01 | 0.35
2015 | MISO_MO-IL_2_MISO_IN | MISO_MO-IL | MISO_IN | Internal | Winter | B18 | 400 | 2100 | 2100.75 | 61.3 | 61.63 | 0.01 | 0.32
2015 | MISO_MO-IL_2_MISO_IN | MISO_MO-IL | MISO_IN | Internal | Winter | B19 | 700 | 2100 | 2100.64 | 58.69 | 59.03 | 0.01 | 0.33
2015 | MISO_MO-IL_2_MISO_IN | MISO_MO-IL | MISO_IN | Internal | Winter | B20 | 935 | 2100 | 2100.44 | 53.63 | 53.97 | 0.01 | 0.33
2015 | MISO_MO-IL_2_MISO_W | MISO_MO-IL | MISO_W | Internal | Shoulder | B11 | 25 | 960 | 20.34 | 75.89 | 75.88 | 0.01 | 0
2015 | MISO_MO-IL_2_MISO_W | MISO_MO-IL | MISO_W | Internal | Shoulder | B12 | 200 | 960 | 3.2 | 62.75 | 62.74 | 0.01 | 0
2015 | MISO_MO-IL_2_MISO_W | MISO_MO-IL | MISO_W | Internal | Shoulder | B13 | 600 | 960 | 1.19 | 59.08 | 59.06 | 0.01 | 0
2015 | MISO_MO-IL_2_MISO_W | MISO_MO-IL | MISO_W | Internal | Shoulder | B14 | 900 | 960 | 0.81 | 57.02 | 57.01 | 0.01 | 0
2015 | MISO_MO-IL_2_MISO_W | MISO_MO-IL | MISO_W | Internal | Shoulder | B15 | 1203 | 960 | 1.53 | 55.14 | 55.14 | 0.01 | 0
2015 | MISO_MO-IL_2_MISO_W | MISO_MO-IL | MISO_W | Internal | Summer | B1 | 10 | 960 | 47.41 | 92.5 | 92.49 | 0.01 | 0
2015 | MISO_MO-IL_2_MISO_W | MISO_MO-IL | MISO_W | Internal | Summer | B2 | 25 | 960 | 21.46 | 90.28 | 90.27 | 0.01 | 0
2015 | MISO_MO-IL_2_MISO_W | MISO_MO-IL | MISO_W | Internal | Summer | B3 | 75 | 960 | 7.6 | 88.81 | 88.8 | 0.01 | 0
2015 | MISO_MO-IL_2_MISO_W | MISO_MO-IL | MISO_W | Internal | Summer | B4 | 100 | 960 | 5.96 | 83.32 | 83.3 | 0.01 | 0
2015 | MISO_MO-IL_2_MISO_W | MISO_MO-IL | MISO_W | Internal | Summer | B5 | 200 | 960 | 3.16 | 75.24 | 75.23 | 0.01 | 0
2015 | MISO_MO-IL_2_MISO_W | MISO_MO-IL | MISO_W | Internal | Summer | B6 | 300 | 960 | 2.29 | 64.41 | 64.4 | 0.01 | 0
2015 | MISO_MO-IL_2_MISO_W | MISO_MO-IL | MISO_W | Internal | Summer | B7 | 400 | 960 | 1.73 | 56.96 | 56.95 | 0.01 | 0
2015 | MISO_MO-IL_2_MISO_W | MISO_MO-IL | MISO_W | Internal | Summer | B8 | 500 | 960 | 1.41 | 54.42 | 54.41 | 0.01 | 0
2015 | MISO_MO-IL_2_MISO_W | MISO_MO-IL | MISO_W | Internal | Summer | B9 | 800 | 960 | 1.17 | 53.64 | 53.63 | 0.01 | 0
2015 | MISO_MO-IL_2_MISO_W | MISO_MO-IL | MISO_W | Internal | Summer | B10 | 1262 | 960 | 0.65 | 52.66 | 52.64 | 0.01 | 0
2015 | MISO_MO-IL_2_MISO_W | MISO_MO-IL | MISO_W | Internal | Winter | B16 | 25 | 960 | 19.99 | 75.79 | 75.78 | 0.01 | 0
2015 | MISO_MO-IL_2_MISO_W | MISO_MO-IL | MISO_W | Internal | Winter | B17 | 100 | 960 | 6.23 | 66.51 | 66.5 | 0.01 | 0
2015 | MISO_MO-IL_2_MISO_W | MISO_MO-IL | MISO_W | Internal | Winter | B18 | 400 | 960 | 1.79 | 61.3 | 61.29 | 0.01 | 0
2015 | MISO_MO-IL_2_MISO_W | MISO_MO-IL | MISO_W | Internal | Winter | B19 | 700 | 960 | 1.15 | 58.69 | 58.67 | 0.01 | 0
2015 | MISO_MO-IL_2_MISO_W | MISO_MO-IL | MISO_W | Internal | Winter | B20 | 935 | 960 | 273.91 | 53.63 | 53.64 | 0.01 | 0
2015 | MISO_MO-IL_2_PJM_ROR | MISO_MO-IL | PJM_ROR | Internal | Shoulder | B11 | 25 | 1212 | 0.33 | 75.89 | 73.88 | 2 | 0
2015 | MISO_MO-IL_2_PJM_ROR | MISO_MO-IL | PJM_ROR | Internal | Shoulder | B12 | 200 | 1212 | 701.09 | 62.75 | 64.75 | 2 | 0
2015 | MISO_MO-IL_2_PJM_ROR | MISO_MO-IL | PJM_ROR | Internal | Shoulder | B13 | 600 | 1212 | 201.63 | 59.08 | 61.07 | 2 | 0
2015 | MISO_MO-IL_2_PJM_ROR | MISO_MO-IL | PJM_ROR | Internal | Shoulder | B14 | 900 | 1212 | 100.12 | 57.02 | 59.02 | 2 | 0
2015 | MISO_MO-IL_2_PJM_ROR | MISO_MO-IL | PJM_ROR | Internal | Shoulder | B15 | 1203 | 1212 | 0.01 | 55.14 | 55.08 | 2 | 0
2015 | MISO_MO-IL_2_PJM_ROR | MISO_MO-IL | PJM_ROR | Internal | Summer | B1 | 10 | 1212 | 41.48 | 92.5 | 94.48 | 2 | 0
2015 | MISO_MO-IL_2_PJM_ROR | MISO_MO-IL | PJM_ROR | Internal | Summer | B2 | 25 | 1212 | 1.9 | 90.28 | 91.88 | 2 | 0
2015 | MISO_MO-IL_2_PJM_ROR | MISO_MO-IL | PJM_ROR | Internal | Summer | B3 | 75 | 1212 | 0.3 | 88.81 | 89.69 | 2 | 0
2015 | MISO_MO-IL_2_PJM_ROR | MISO_MO-IL | PJM_ROR | Internal | Summer | B4 | 100 | 1212 | 0.46 | 83.32 | 84.92 | 2 | 0
2015 | MISO_MO-IL_2_PJM_ROR | MISO_MO-IL | PJM_ROR | Internal | Summer | B5 | 200 | 1212 | 1.2 | 75.24 | 77.18 | 2 | 0
2015 | MISO_MO-IL_2_PJM_ROR | MISO_MO-IL | PJM_ROR | Internal | Summer | B6 | 300 | 1212 | 53.15 | 64.41 | 66.41 | 2 | 0
2015 | MISO_MO-IL_2_PJM_ROR | MISO_MO-IL | PJM_ROR | Internal | Summer | B7 | 400 | 1212 | 2.71 | 56.96 | 58.95 | 2 | 0
2015 | MISO_MO-IL_2_PJM_ROR | MISO_MO-IL | PJM_ROR | Internal | Summer | B8 | 500 | 1212 | 690.5 | 54.42 | 56.42 | 2 | 0
2015 | MISO_MO-IL_2_PJM_ROR | MISO_MO-IL | PJM_ROR | Internal | Summer | B9 | 800 | 1212 | 0.04 | 53.64 | 54.36 | 2 | 0
2015 | MISO_MO-IL_2_PJM_ROR | MISO_MO-IL | PJM_ROR | Internal | Summer | B10 | 1262 | 1212 | 0.01 | 52.66 | 52.26 | 2 | 0
2015 | MISO_MO-IL_2_PJM_ROR | MISO_MO-IL | PJM_ROR | Internal | Winter | B16 | 25 | 1212 | 1049.14 | 75.79 | 77.79 | 2 | 0
2015 | MISO_MO-IL_2_PJM_ROR | MISO_MO-IL | PJM_ROR | Internal | Winter | B17 | 100 | 1212 | 1211.77 | 66.51 | 68.86 | 2 | 0.36
2015 | MISO_MO-IL_2_PJM_ROR | MISO_MO-IL | PJM_ROR | Internal | Winter | B18 | 400 | 1212 | 1211.89 | 61.3 | 63.63 | 2 | 0.33
2015 | MISO_MO-IL_2_PJM_ROR | MISO_MO-IL | PJM_ROR | Internal | Winter | B19 | 700 | 1212 | 857.05 | 58.69 | 60.69 | 2 | 0
2015 | MISO_MO-IL_2_PJM_ROR | MISO_MO-IL | PJM_ROR | Internal | Winter | B20 | 935 | 1212 | 4.97 | 53.63 | 55.62 | 2 | 0
2015 | MISO_MO-IL_2_SPP_N | MISO_MO-IL | SPP_N | Internal | Shoulder | B11 | 25 | 2000 | 1.21 | 75.89 | 82.88 | 8 | 0
2015 | MISO_MO-IL_2_SPP_N | MISO_MO-IL | SPP_N | Internal | Shoulder | B12 | 200 | 2000 | 0.02 | 62.75 | 61.14 | 8 | 0
2015 | MISO_MO-IL_2_SPP_N | MISO_MO-IL | SPP_N | Internal | Shoulder | B13 | 600 | 2000 | 0 | 59.08 | 60.17 | 8 | 0
2015 | MISO_MO-IL_2_SPP_N | MISO_MO-IL | SPP_N | Internal | Shoulder | B14 | 900 | 2000 | 0 | 57.02 | 57.52 | 8 | 0
2015 | MISO_MO-IL_2_SPP_N | MISO_MO-IL | SPP_N | Internal | Shoulder | B15 | 1203 | 2000 | 0 | 55.14 | 57.49 | 8 | 0
2015 | MISO_MO-IL_2_SPP_N | MISO_MO-IL | SPP_N | Internal | Summer | B1 | 10 | 2000 | 0.44 | 92.5 | 92.67 | 8 | 0
2015 | MISO_MO-IL_2_SPP_N | MISO_MO-IL | SPP_N | Internal | Summer | B2 | 25 | 2000 | 0.21 | 90.28 | 91.59 | 8 | 0
2015 | MISO_MO-IL_2_SPP_N | MISO_MO-IL | SPP_N | Internal | Summer | B3 | 75 | 2000 | 0.09 | 88.81 | 91.57 | 8 | 0
2015 | MISO_MO-IL_2_SPP_N | MISO_MO-IL | SPP_N | Internal | Summer | B4 | 100 | 2000 | 0.07 | 83.32 | 85.26 | 8 | 0
2015 | MISO_MO-IL_2_SPP_N | MISO_MO-IL | SPP_N | Internal | Summer | B5 | 200 | 2000 | 0.16 | 75.24 | 82.23 | 8 | 0
2015 | MISO_MO-IL_2_SPP_N | MISO_MO-IL | SPP_N | Internal | Summer | B6 | 300 | 2000 | 0.11 | 64.41 | 71.4 | 8 | 0
2015 | MISO_MO-IL_2_SPP_N | MISO_MO-IL | SPP_N | Internal | Summer | B7 | 400 | 2000 | 0.08 | 56.96 | 63.95 | 8 | 0
2015 | MISO_MO-IL_2_SPP_N | MISO_MO-IL | SPP_N | Internal | Summer | B8 | 500 | 2000 | 0.02 | 54.42 | 58.82 | 8 | 0
2015 | MISO_MO-IL_2_SPP_N | MISO_MO-IL | SPP_N | Internal | Summer | B9 | 800 | 2000 | 0 | 53.64 | 56.23 | 8 | 0
2015 | MISO_MO-IL_2_SPP_N | MISO_MO-IL | SPP_N | Internal | Summer | B10 | 1262 | 2000 | 0 | 52.66 | 56.1 | 8 | 0
2015 | MISO_MO-IL_2_SPP_N | MISO_MO-IL | SPP_N | Internal | Winter | B16 | 25 | 2000 | 0.13 | 75.79 | 72.19 | 8 | 0
2015 | MISO_MO-IL_2_SPP_N | MISO_MO-IL | SPP_N | Internal | Winter | B17 | 100 | 2000 | 0.03 | 66.51 | 61.51 | 8 | 0
2015 | MISO_MO-IL_2_SPP_N | MISO_MO-IL | SPP_N | Internal | Winter | B18 | 400 | 2000 | 0.01 | 61.3 | 59.97 | 8 | 0
2015 | MISO_MO-IL_2_SPP_N | MISO_MO-IL | SPP_N | Internal | Winter | B19 | 700 | 2000 | 0 | 58.69 | 59.84 | 8 | 0
2015 | MISO_MO-IL_2_SPP_N | MISO_MO-IL | SPP_N | Internal | Winter | B20 | 935 | 2000 | 0.02 | 53.63 | 59.84 | 8 | 0
2015 | MISO_MO-IL_2_TVA_Transmission | MISO_MO-IL | TVA_Transmission | Internal | Shoulder | B11 | 25 | 4000 | 0.36 | 75.89 | 79.88 | 8 | 0
2015 | MISO_MO-IL_2_TVA_Transmission | MISO_MO-IL | TVA_Transmission | Internal | Shoulder | B12 | 200 | 4000 | 0.04 | 62.75 | 65.45 | 8 | 0
2015 | MISO_MO-IL_2_TVA_Transmission | MISO_MO-IL | TVA_Transmission | Internal | Shoulder | B13 | 600 | 4000 | 0.02 | 59.08 | 63.66 | 8 | 0
2015 | MISO_MO-IL_2_TVA_Transmission | MISO_MO-IL | TVA_Transmission | Internal | Shoulder | B14 | 900 | 4000 | 0.02 | 57.02 | 62.65 | 8 | 0
2015 | MISO_MO-IL_2_TVA_Transmission | MISO_MO-IL | TVA_Transmission | Internal | Shoulder | B15 | 1203 | 4000 | 0.01 | 55.14 | 61.08 | 8 | 0
2015 | MISO_MO-IL_2_TVA_Transmission | MISO_MO-IL | TVA_Transmission | Internal | Summer | B1 | 10 | 4000 | 126.59 | 92.5 | 100.48 | 8 | 0
2015 | MISO_MO-IL_2_TVA_Transmission | MISO_MO-IL | TVA_Transmission | Internal | Summer | B2 | 25 | 4000 | 3.6 | 90.28 | 98 | 8 | 0
2015 | MISO_MO-IL_2_TVA_Transmission | MISO_MO-IL | TVA_Transmission | Internal | Summer | B3 | 75 | 4000 | 0.39 | 88.81 | 95.69 | 8 | 0
2015 | MISO_MO-IL_2_TVA_Transmission | MISO_MO-IL | TVA_Transmission | Internal | Summer | B4 | 100 | 4000 | 0.69 | 83.32 | 90.92 | 8 | 0
2015 | MISO_MO-IL_2_TVA_Transmission | MISO_MO-IL | TVA_Transmission | Internal | Summer | B5 | 200 | 4000 | 0.32 | 75.24 | 82.76 | 8 | 0
2015 | MISO_MO-IL_2_TVA_Transmission | MISO_MO-IL | TVA_Transmission | Internal | Summer | B6 | 300 | 4000 | 0.07 | 64.41 | 70.42 | 8 | 0
2015 | MISO_MO-IL_2_TVA_Transmission | MISO_MO-IL | TVA_Transmission | Internal | Summer | B7 | 400 | 4000 | 0.03 | 56.96 | 62.38 | 8 | 0
2015 | MISO_MO-IL_2_TVA_Transmission | MISO_MO-IL | TVA_Transmission | Internal | Summer | B8 | 500 | 4000 | 0.05 | 54.42 | 61.21 | 8 | 0
2015 | MISO_MO-IL_2_TVA_Transmission | MISO_MO-IL | TVA_Transmission | Internal | Summer | B9 | 800 | 4000 | 0.04 | 53.64 | 60.36 | 8 | 0
2015 | MISO_MO-IL_2_TVA_Transmission | MISO_MO-IL | TVA_Transmission | Internal | Summer | B10 | 1262 | 4000 | 0.01 | 52.66 | 58.17 | 8 | 0
2015 | MISO_MO-IL_2_TVA_Transmission | MISO_MO-IL | TVA_Transmission | Internal | Winter | B16 | 25 | 4000 | 2551.62 | 75.79 | 83.79 | 8 | 0
2015 | MISO_MO-IL_2_TVA_Transmission | MISO_MO-IL | TVA_Transmission | Internal | Winter | B17 | 100 | 4000 | 0.06 | 66.51 | 68.64 | 8 | 0
2015 | MISO_MO-IL_2_TVA_Transmission | MISO_MO-IL | TVA_Transmission | Internal | Winter | B18 | 400 | 4000 | 0.02 | 61.3 | 65.2 | 8 | 0
2015 | MISO_MO-IL_2_TVA_Transmission | MISO_MO-IL | TVA_Transmission | Internal | Winter | B19 | 700 | 4000 | 0.02 | 58.69 | 62.9 | 8 | 0
2015 | MISO_MO-IL_2_TVA_Transmission | MISO_MO-IL | TVA_Transmission | Internal | Winter | B20 | 935 | 4000 | 8.83 | 53.63 | 61.62 | 8 | 0
2015 | MISO_W_2_IESO | MISO_W | IESO | Internal | Shoulder | B11 | 25 | 90 | 0.09 | 75.88 | 67.84 | 8 | 0.01
2015 | MISO_W_2_IESO | MISO_W | IESO | Internal | Shoulder | B12 | 200 | 90 | 0.01 | 62.74 | 54.7 | 8 | 0
2015 | MISO_W_2_IESO | MISO_W | IESO | Internal | Shoulder | B13 | 600 | 90 | 0 | 59.06 | 51.02 | 8 | 0
2015 | MISO_W_2_IESO | MISO_W | IESO | Internal | Shoulder | B14 | 900 | 90 | 0 | 57.01 | 49.99 | 8 | 0
2015 | MISO_W_2_IESO | MISO_W | IESO | Internal | Shoulder | B15 | 1203 | 90 | 0 | 55.14 | 49.99 | 8 | 0
2015 | MISO_W_2_IESO | MISO_W | IESO | Internal | Summer | B1 | 10 | 90 | 0.22 | 92.49 | 85.47 | 8 | 0.02
2015 | MISO_W_2_IESO | MISO_W | IESO | Internal | Summer | B2 | 25 | 90 | 0.09 | 90.27 | 82.24 | 8 | 0.01
2015 | MISO_W_2_IESO | MISO_W | IESO | Internal | Summer | B3 | 75 | 90 | 0.03 | 88.8 | 80.76 | 8 | 0
2015 | MISO_W_2_IESO | MISO_W | IESO | Internal | Summer | B4 | 100 | 90 | 0.02 | 83.3 | 75.27 | 8 | 0
2015 | MISO_W_2_IESO | MISO_W | IESO | Internal | Summer | B5 | 200 | 90 | 0.01 | 75.23 | 67.19 | 8 | 0
2015 | MISO_W_2_IESO | MISO_W | IESO | Internal | Summer | B6 | 300 | 90 | 0 | 64.4 | 56.36 | 8 | 0
2015 | MISO_W_2_IESO | MISO_W | IESO | Internal | Summer | B7 | 400 | 90 | 0 | 56.95 | 48.91 | 8 | 0
2015 | MISO_W_2_IESO | MISO_W | IESO | Internal | Summer | B8 | 500 | 90 | 0 | 54.41 | 47.01 | 8 | 0
2015 | MISO_W_2_IESO | MISO_W | IESO | Internal | Summer | B9 | 800 | 90 | 0 | 53.63 | 46.64 | 8 | 0
2015 | MISO_W_2_IESO | MISO_W | IESO | Internal | Summer | B10 | 1262 | 90 | 0 | 52.64 | 46.64 | 8 | 0
2015 | MISO_W_2_IESO | MISO_W | IESO | Internal | Winter | B16 | 25 | 90 | 0.09 | 75.78 | 67.74 | 8 | 0.01
2015 | MISO_W_2_IESO | MISO_W | IESO | Internal | Winter | B17 | 100 | 90 | 0.02 | 66.5 | 58.73 | 8 | 0
2015 | MISO_W_2_IESO | MISO_W | IESO | Internal | Winter | B18 | 400 | 90 | 0 | 61.29 | 54.08 | 8 | 0
2015 | MISO_W_2_IESO | MISO_W | IESO | Internal | Winter | B19 | 700 | 90 | 0 | 58.67 | 54.08 | 8 | 0
2015 | MISO_W_2_IESO | MISO_W | IESO | Internal | Winter | B20 | 935 | 90 | 0 | 53.64 | 54.08 | 8 | 0
2015 | MISO_W_2_MAPP_CA | MISO_W | MAPP_CA | Internal | Shoulder | B11 | 25 | 700 | 18.14 | 75.88 | 75.87 | 0.01 | 0
2015 | MISO_W_2_MAPP_CA | MISO_W | MAPP_CA | Internal | Shoulder | B12 | 200 | 700 | 2.93 | 62.74 | 62.72 | 0.01 | 0
2015 | MISO_W_2_MAPP_CA | MISO_W | MAPP_CA | Internal | Shoulder | B13 | 600 | 700 | 1.09 | 59.06 | 59.05 | 0.01 | 0
2015 | MISO_W_2_MAPP_CA | MISO_W | MAPP_CA | Internal | Shoulder | B14 | 900 | 700 | 0.74 | 57.01 | 57 | 0.01 | 0
2015 | MISO_W_2_MAPP_CA | MISO_W | MAPP_CA | Internal | Shoulder | B15 | 1203 | 700 | 2585.35 | 55.14 | 56.14 | 0.01 | 0.99
2015 | MISO_W_2_MAPP_CA | MISO_W | MAPP_CA | Internal | Summer | B1 | 10 | 700 | 41.76 | 92.49 | 92.47 | 0.01 | 0
2015 | MISO_W_2_MAPP_CA | MISO_W | MAPP_CA | Internal | Summer | B2 | 25 | 700 | 18.77 | 90.27 | 90.26 | 0.01 | 0
2015 | MISO_W_2_MAPP_CA | MISO_W | MAPP_CA | Internal | Summer | B3 | 75 | 700 | 7.16 | 88.8 | 88.78 | 0.01 | 0
2015 | MISO_W_2_MAPP_CA | MISO_W | MAPP_CA | Internal | Summer | B4 | 100 | 700 | 5.51 | 83.3 | 83.29 | 0.01 | 0
2015 | MISO_W_2_MAPP_CA | MISO_W | MAPP_CA | Internal | Summer | B5 | 200 | 700 | 2.94 | 75.23 | 75.22 | 0.01 | 0
2015 | MISO_W_2_MAPP_CA | MISO_W | MAPP_CA | Internal | Summer | B6 | 300 | 700 | 2.02 | 64.4 | 64.39 | 0.01 | 0
2015 | MISO_W_2_MAPP_CA | MISO_W | MAPP_CA | Internal | Summer | B7 | 400 | 700 | 1.58 | 56.95 | 56.94 | 0.01 | 0
2015 | MISO_W_2_MAPP_CA | MISO_W | MAPP_CA | Internal | Summer | B8 | 500 | 700 | 1.29 | 54.41 | 54.4 | 0.01 | 0
2015 | MISO_W_2_MAPP_CA | MISO_W | MAPP_CA | Internal | Summer | B9 | 800 | 700 | 404.78 | 53.63 | 53.64 | 0.01 | 0
2015 | MISO_W_2_MAPP_CA | MISO_W | MAPP_CA | Internal | Summer | B10 | 1262 | 700 | 1639.85 | 52.64 | 53.64 | 0.01 | 0.99
2015 | MISO_W_2_MAPP_CA | MISO_W | MAPP_CA | Internal | Winter | B16 | 25 | 700 | 19.16 | 75.78 | 75.77 | 0.01 | 0
2015 | MISO_W_2_MAPP_CA | MISO_W | MAPP_CA | Internal | Winter | B17 | 100 | 700 | 5.78 | 66.5 | 66.48 | 0.01 | 0
2015 | MISO_W_2_MAPP_CA | MISO_W | MAPP_CA | Internal | Winter | B18 | 400 | 700 | 1.93 | 61.29 | 61.28 | 0.01 | 0
2015 | MISO_W_2_MAPP_CA | MISO_W | MAPP_CA | Internal | Winter | B19 | 700 | 700 | 97.59 | 58.67 | 58.69 | 0.01 | 0
2015 | MISO_W_2_MAPP_CA | MISO_W | MAPP_CA | Internal | Winter | B20 | 935 | 700 | 2610.74 | 53.64 | 54.64 | 0.01 | 0.99
2015 | MISO_W_2_MAPP_US | MISO_W | MAPP_US | Internal | Shoulder | B11 | 25 | 2300 | 0.2 | 75.88 | 75.86 | 7 | 0
2015 | MISO_W_2_MAPP_US | MISO_W | MAPP_US | Internal | Shoulder | B12 | 200 | 2300 | 0.01 | 62.74 | 55.74 | 7 | 0
2015 | MISO_W_2_MAPP_US | MISO_W | MAPP_US | Internal | Shoulder | B13 | 600 | 2300 | 0 | 59.06 | 55.74 | 7 | 0
2015 | MISO_W_2_MAPP_US | MISO_W | MAPP_US | Internal | Shoulder | B14 | 900 | 2300 | 0 | 57.01 | 55.74 | 7 | 0
2015 | MISO_W_2_MAPP_US | MISO_W | MAPP_US | Internal | Shoulder | B15 | 1203 | 2300 | 0 | 55.14 | 55.74 | 7 | 0
2015 | MISO_W_2_MAPP_US | MISO_W | MAPP_US | Internal | Summer | B1 | 10 | 2300 | 0.28 | 92.49 | 85.49 | 7 | 0
2015 | MISO_W_2_MAPP_US | MISO_W | MAPP_US | Internal | Summer | B2 | 25 | 2300 | 0.12 | 90.27 | 84.56 | 7 | 0
2015 | MISO_W_2_MAPP_US | MISO_W | MAPP_US | Internal | Summer | B3 | 75 | 2300 | 0.04 | 88.8 | 84.56 | 7 | 0
2015 | MISO_W_2_MAPP_US | MISO_W | MAPP_US | Internal | Summer | B4 | 100 | 2300 | 0.03 | 83.3 | 78.25 | 7 | 0
2015 | MISO_W_2_MAPP_US | MISO_W | MAPP_US | Internal | Summer | B5 | 200 | 2300 | 0.03 | 75.23 | 75.21 | 7 | 0
2015 | MISO_W_2_MAPP_US | MISO_W | MAPP_US | Internal | Summer | B6 | 300 | 2300 | 0.02 | 64.4 | 63.76 | 7 | 0
2015 | MISO_W_2_MAPP_US | MISO_W | MAPP_US | Internal | Summer | B7 | 400 | 2300 | 0.01 | 56.95 | 56.31 | 7 | 0
2015 | MISO_W_2_MAPP_US | MISO_W | MAPP_US | Internal | Summer | B8 | 500 | 2300 | 0 | 54.41 | 52.68 | 7 | 0
2015 | MISO_W_2_MAPP_US | MISO_W | MAPP_US | Internal | Summer | B9 | 800 | 2300 | 0 | 53.63 | 52.68 | 7 | 0
2015 | MISO_W_2_MAPP_US | MISO_W | MAPP_US | Internal | Summer | B10 | 1262 | 2300 | 0 | 52.64 | 52.68 | 7 | 0
2015 | MISO_W_2_MAPP_US | MISO_W | MAPP_US | Internal | Winter | B16 | 25 | 2300 | 0.11 | 75.78 | 68.78 | 7 | 0
2015 | MISO_W_2_MAPP_US | MISO_W | MAPP_US | Internal | Winter | B17 | 100 | 2300 | 0.03 | 66.5 | 59.5 | 7 | 0
2015 | MISO_W_2_MAPP_US | MISO_W | MAPP_US | Internal | Winter | B18 | 400 | 2300 | 0 | 61.29 | 58.37 | 7 | 0
2015 | MISO_W_2_MAPP_US | MISO_W | MAPP_US | Internal | Winter | B19 | 700 | 2300 | 0 | 58.67 | 58.37 | 7 | 0
2015 | MISO_W_2_MAPP_US | MISO_W | MAPP_US | Internal | Winter | B20 | 935 | 2300 | 0.01 | 53.64 | 58.37 | 7 | 0
2015 | MISO_W_2_MISO_MO-IL | MISO_W | MISO_MO-IL | Internal | Shoulder | B11 | 25 | 3800 | 3709.73 | 75.88 | 75.89 | 0.01 | 0
2015 | MISO_W_2_MISO_MO-IL | MISO_W | MISO_MO-IL | Internal | Shoulder | B12 | 200 | 3800 | 3762.19 | 62.74 | 62.75 | 0.01 | 0
2015 | MISO_W_2_MISO_MO-IL | MISO_W | MISO_MO-IL | Internal | Shoulder | B13 | 600 | 3800 | 2640.56 | 59.06 | 59.08 | 0.01 | 0
2015 | MISO_W_2_MISO_MO-IL | MISO_W | MISO_MO-IL | Internal | Shoulder | B14 | 900 | 3800 | 1986.58 | 57.01 | 57.02 | 0.01 | 0
2015 | MISO_W_2_MISO_MO-IL | MISO_W | MISO_MO-IL | Internal | Shoulder | B15 | 1203 | 3800 | 2.42 | 55.14 | 55.14 | 0.01 | 0
2015 | MISO_W_2_MISO_MO-IL | MISO_W | MISO_MO-IL | Internal | Summer | B1 | 10 | 3800 | 2764.77 | 92.49 | 92.5 | 0.01 | 0
2015 | MISO_W_2_MISO_MO-IL | MISO_W | MISO_MO-IL | Internal | Summer | B2 | 25 | 3800 | 1774.82 | 90.27 | 90.28 | 0.01 | 0
2015 | MISO_W_2_MISO_MO-IL | MISO_W | MISO_MO-IL | Internal | Summer | B3 | 75 | 3800 | 4340.25 | 88.8 | 88.81 | 0.01 | 0
2015 | MISO_W_2_MISO_MO-IL | MISO_W | MISO_MO-IL | Internal | Summer | B4 | 100 | 3800 | 3731.6 | 83.3 | 83.32 | 0.01 | 0
2015 | MISO_W_2_MISO_MO-IL | MISO_W | MISO_MO-IL | Internal | Summer | B5 | 200 | 3800 | 3900.89 | 75.23 | 75.24 | 0.01 | 0
2015 | MISO_W_2_MISO_MO-IL | MISO_W | MISO_MO-IL | Internal | Summer | B6 | 300 | 3800 | 1014.6 | 64.4 | 64.41 | 0.01 | 0
2015 | MISO_W_2_MISO_MO-IL | MISO_W | MISO_MO-IL | Internal | Summer | B7 | 400 | 3800 | 1794.7 | 56.95 | 56.96 | 0.01 | 0
2015 | MISO_W_2_MISO_MO-IL | MISO_W | MISO_MO-IL | Internal | Summer | B8 | 500 | 3800 | 1547.49 | 54.41 | 54.42 | 0.01 | 0
2015 | MISO_W_2_MISO_MO-IL | MISO_W | MISO_MO-IL | Internal | Summer | B9 | 800 | 3800 | 43.65 | 53.63 | 53.64 | 0.01 | 0
2015 | MISO_W_2_MISO_MO-IL | MISO_W | MISO_MO-IL | Internal | Summer | B10 | 1262 | 3800 | 358.17 | 52.64 | 52.66 | 0.01 | 0
2015 | MISO_W_2_MISO_MO-IL | MISO_W | MISO_MO-IL | Internal | Winter | B16 | 25 | 3800 | 5464.83 | 75.78 | 75.79 | 0.01 | 0
2015 | MISO_W_2_MISO_MO-IL | MISO_W | MISO_MO-IL | Internal | Winter | B17 | 100 | 3800 | 1318.63 | 66.5 | 66.51 | 0.01 | 0
2015 | MISO_W_2_MISO_MO-IL | MISO_W | MISO_MO-IL | Internal | Winter | B18 | 400 | 3800 | 1270.63 | 61.29 | 61.3 | 0.01 | 0
2015 | MISO_W_2_MISO_MO-IL | MISO_W | MISO_MO-IL | Internal | Winter | B19 | 700 | 3800 | 292.23 | 58.67 | 58.69 | 0.01 | 0
2015 | MISO_W_2_MISO_MO-IL | MISO_W | MISO_MO-IL | Internal | Winter | B20 | 935 | 3800 | 1.42 | 53.64 | 53.63 | 0.01 | 0
2015 | MISO_W_2_MISO_WUMS | MISO_W | MISO_WUMS | Internal | Shoulder | B11 | 25 | 1629 | 3.34 | 75.88 | 75.49 | 0.01 | 0
2015 | MISO_W_2_MISO_WUMS | MISO_W | MISO_WUMS | Internal | Shoulder | B12 | 200 | 1629 | 0.63 | 62.74 | 62.47 | 0.01 | 0
2015 | MISO_W_2_MISO_WUMS | MISO_W | MISO_WUMS | Internal | Shoulder | B13 | 600 | 1629 | 0.23 | 59.06 | 58.8 | 0.01 | 0
2015 | MISO_W_2_MISO_WUMS | MISO_W | MISO_WUMS | Internal | Shoulder | B14 | 900 | 1629 | 0.15 | 57.01 | 56.67 | 0.01 | 0
2015 | MISO_W_2_MISO_WUMS | MISO_W | MISO_WUMS | Internal | Shoulder | B15 | 1203 | 1629 | 0.08 | 55.14 | 54.75 | 0.01 | 0
2015 | MISO_W_2_MISO_WUMS | MISO_W | MISO_WUMS | Internal | Summer | B1 | 10 | 1629 | 8.52 | 92.49 | 92.12 | 0.01 | 0
2015 | MISO_W_2_MISO_WUMS | MISO_W | MISO_WUMS | Internal | Summer | B2 | 25 | 1629 | 3.45 | 90.27 | 89.88 | 0.01 | 0
2015 | MISO_W_2_MISO_WUMS | MISO_W | MISO_WUMS | Internal | Summer | B3 | 75 | 1629 | 1.17 | 88.8 | 88.41 | 0.01 | 0
2015 | MISO_W_2_MISO_WUMS | MISO_W | MISO_WUMS | Internal | Summer | B4 | 100 | 1629 | 0.89 | 83.3 | 82.92 | 0.01 | 0
2015 | MISO_W_2_MISO_WUMS | MISO_W | MISO_WUMS | Internal | Summer | B5 | 200 | 1629 | 0.45 | 75.23 | 74.84 | 0.01 | 0
2015 | MISO_W_2_MISO_WUMS | MISO_W | MISO_WUMS | Internal | Summer | B6 | 300 | 1629 | 0.35 | 64.4 | 64.06 | 0.01 | 0
2015 | MISO_W_2_MISO_WUMS | MISO_W | MISO_WUMS | Internal | Summer | B7 | 400 | 1629 | 0.28 | 56.95 | 56.61 | 0.01 | 0
2015 | MISO_W_2_MISO_WUMS | MISO_W | MISO_WUMS | Internal | Summer | B8 | 500 | 1629 | 0.3 | 54.41 | 54.07 | 0.01 | 0
2015 | MISO_W_2_MISO_WUMS | MISO_W | MISO_WUMS | Internal | Summer | B9 | 800 | 1629 | 0.15 | 53.63 | 53.29 | 0.01 | 0
2015 | MISO_W_2_MISO_WUMS | MISO_W | MISO_WUMS | Internal | Summer | B10 | 1262 | 1629 | 1.35 | 52.64 | 52.63 | 0.01 | 0
2015 | MISO_W_2_MISO_WUMS | MISO_W | MISO_WUMS | Internal | Winter | B16 | 25 | 1629 | 4.03 | 75.78 | 75.44 | 0.01 | 0
2015 | MISO_W_2_MISO_WUMS | MISO_W | MISO_WUMS | Internal | Winter | B17 | 100 | 1629 | 970.59 | 66.5 | 66.51 | 0.01 | 0
2015 | MISO_W_2_MISO_WUMS | MISO_W | MISO_WUMS | Internal | Winter | B18 | 400 | 1629 | 2.56 | 61.29 | 61.28 | 0.01 | 0
2015 | MISO_W_2_MISO_WUMS | MISO_W | MISO_WUMS | Internal | Winter | B19 | 700 | 1629 | 162.71 | 58.67 | 58.69 | 0.01 | 0
2015 | MISO_W_2_MISO_WUMS | MISO_W | MISO_WUMS | Internal | Winter | B20 | 935 | 1629 | 1.27 | 53.64 | 53.63 | 0.01 | 0
2015 | MISO_W_2_NE | MISO_W | NE | Internal | Shoulder | B11 | 25 | 2800 | 37.98 | 75.88 | 82.86 | 7 | 0
2015 | MISO_W_2_NE | MISO_W | NE | Internal | Shoulder | B12 | 200 | 2800 | 0.02 | 62.74 | 61.13 | 7 | 0
2015 | MISO_W_2_NE | MISO_W | NE | Internal | Shoulder | B13 | 600 | 2800 | 0.01 | 59.06 | 60.16 | 7 | 0
2015 | MISO_W_2_NE | MISO_W | NE | Internal | Shoulder | B14 | 900 | 2800 | 0 | 57.01 | 57.51 | 7 | 0
2015 | MISO_W_2_NE | MISO_W | NE | Internal | Shoulder | B15 | 1203 | 2800 | 0 | 55.14 | 57.48 | 7 | 0
2015 | MISO_W_2_NE | MISO_W | NE | Internal | Summer | B1 | 10 | 2800 | 0.49 | 92.49 | 92.48 | 7 | 0
2015 | MISO_W_2_NE | MISO_W | NE | Internal | Summer | B2 | 25 | 2800 | 0.24 | 90.27 | 91.56 | 7 | 0
2015 | MISO_W_2_NE | MISO_W | NE | Internal | Summer | B3 | 75 | 2800 | 0.11 | 88.8 | 91.56 | 7 | 0
2015 | MISO_W_2_NE | MISO_W | NE | Internal | Summer | B4 | 100 | 2800 | 0.08 | 83.3 | 85.25 | 7 | 0
2015 | MISO_W_2_NE | MISO_W | NE | Internal | Summer | B5 | 200 | 2800 | 5.69 | 75.23 | 82.21 | 7 | 0
2015 | MISO_W_2_NE | MISO_W | NE | Internal | Summer | B6 | 300 | 2800 | 0.18 | 64.4 | 70.76 | 7 | 0
2015 | MISO_W_2_NE | MISO_W | NE | Internal | Summer | B7 | 400 | 2800 | 0.12 | 56.95 | 63.31 | 7 | 0
2015 | MISO_W_2_NE | MISO_W | NE | Internal | Summer | B8 | 500 | 2800 | 0.03 | 54.41 | 58.81 | 7 | 0
2015 | MISO_W_2_NE | MISO_W | NE | Internal | Summer | B9 | 800 | 2800 | 0.01 | 53.63 | 56.21 | 7 | 0
2015 | MISO_W_2_NE | MISO_W | NE | Internal | Summer | B10 | 1262 | 2800 | 0 | 52.64 | 55.46 | 7 | 0
2015 | MISO_W_2_NE | MISO_W | NE | Internal | Winter | B16 | 25 | 2800 | 0.14 | 75.78 | 72.17 | 7 | 0
2015 | MISO_W_2_NE | MISO_W | NE | Internal | Winter | B17 | 100 | 2800 | 0.03 | 66.5 | 61.5 | 7 | 0
2015 | MISO_W_2_NE | MISO_W | NE | Internal | Winter | B18 | 400 | 2800 | 0.01 | 61.29 | 59.96 | 7 | 0
2015 | MISO_W_2_NE | MISO_W | NE | Internal | Winter | B19 | 700 | 2800 | 0 | 58.67 | 59.82 | 7 | 0
2015 | MISO_W_2_NE | MISO_W | NE | Internal | Winter | B20 | 935 | 2800 | 0.02 | 53.64 | 59.19 | 7 | 0
2015 | MISO_W_2_PJM_ROR | MISO_W | PJM_ROR | Internal | Shoulder | B11 | 25 | 773 | 0.33 | 75.88 | 73.88 | 2 | 0
2015 | MISO_W_2_PJM_ROR | MISO_W | PJM_ROR | Internal | Shoulder | B12 | 200 | 773 | 768.09 | 62.74 | 64.75 | 2 | 0.01
2015 | MISO_W_2_PJM_ROR | MISO_W | PJM_ROR | Internal | Shoulder | B13 | 600 | 773 | 770.64 | 59.06 | 61.07 | 2 | 0.01
2015 | MISO_W_2_PJM_ROR | MISO_W | PJM_ROR | Internal | Shoulder | B14 | 900 | 773 | 770.84 | 57.01 | 59.02 | 2 | 0.01
2015 | MISO_W_2_PJM_ROR | MISO_W | PJM_ROR | Internal | Shoulder | B15 | 1203 | 773 | 0.01 | 55.14 | 55.08 | 2 | 0
2015 | MISO_W_2_PJM_ROR | MISO_W | PJM_ROR | Internal | Summer | B1 | 10 | 773 | 89.77 | 92.49 | 94.48 | 2 | 0
2015 | MISO_W_2_PJM_ROR | MISO_W | PJM_ROR | Internal | Summer | B2 | 25 | 773 | 1.97 | 90.27 | 91.88 | 2 | 0
2015 | MISO_W_2_PJM_ROR | MISO_W | PJM_ROR | Internal | Summer | B3 | 75 | 773 | 0.32 | 88.8 | 89.69 | 2 | 0
2015 | MISO_W_2_PJM_ROR | MISO_W | PJM_ROR | Internal | Summer | B4 | 100 | 773 | 0.49 | 83.3 | 84.92 | 2 | 0
2015 | MISO_W_2_PJM_ROR | MISO_W | PJM_ROR | Internal | Summer | B5 | 200 | 773 | 1.45 | 75.23 | 77.18 | 2 | 0
2015 | MISO_W_2_PJM_ROR | MISO_W | PJM_ROR | Internal | Summer | B6 | 300 | 773 | 766.03 | 64.4 | 66.41 | 2 | 0.01
2015 | MISO_W_2_PJM_ROR | MISO_W | PJM_ROR | Internal | Summer | B7 | 400 | 773 | 235.17 | 56.95 | 58.95 | 2 | 0
2015 | MISO_W_2_PJM_ROR | MISO_W | PJM_ROR | Internal | Summer | B8 | 500 | 773 | 770.72 | 54.41 | 56.42 | 2 | 0.01
2015 | MISO_W_2_PJM_ROR | MISO_W | PJM_ROR | Internal | Summer | B9 | 800 | 773 | 0.04 | 53.63 | 54.36 | 2 | 0
2015 | MISO_W_2_PJM_ROR | MISO_W | PJM_ROR | Internal | Summer | B10 | 1262 | 773 | 0.01 | 52.64 | 52.26 | 2 | 0
2015 | MISO_W_2_PJM_ROR | MISO_W | PJM_ROR | Internal | Winter | B16 | 25 | 773 | 752.11 | 75.78 | 77.79 | 2 | 0.02
2015 | MISO_W_2_PJM_ROR | MISO_W | PJM_ROR | Internal | Winter | B17 | 100 | 773 | 772.96 | 66.5 | 68.86 | 2 | 0.37
2015 | MISO_W_2_PJM_ROR | MISO_W | PJM_ROR | Internal | Winter | B18 | 400 | 773 | 772.94 | 61.29 | 63.63 | 2 | 0.34
2015 | MISO_W_2_PJM_ROR | MISO_W | PJM_ROR | Internal | Winter | B19 | 700 | 773 | 771.27 | 58.67 | 60.69 | 2 | 0.01
2015 | MISO_W_2_PJM_ROR | MISO_W | PJM_ROR | Internal | Winter | B20 | 935 | 773 | 0.94 | 53.64 | 55.62 | 2 | 0
2015 | MISO_W_2_SPP_N | MISO_W | SPP_N | Internal | Shoulder | B11 | 25 | 3200 | 3674.95 | 75.88 | 82.88 | 7 | 0
2015 | MISO_W_2_SPP_N | MISO_W | SPP_N | Internal | Shoulder | B12 | 200 | 3200 | 0.02 | 62.74 | 61.14 | 7 | 0
2015 | MISO_W_2_SPP_N | MISO_W | SPP_N | Internal | Shoulder | B13 | 600 | 3200 | 0.01 | 59.06 | 60.17 | 7 | 0
2015 | MISO_W_2_SPP_N | MISO_W | SPP_N | Internal | Shoulder | B14 | 900 | 3200 | 0 | 57.01 | 57.52 | 7 | 0
2015 | MISO_W_2_SPP_N | MISO_W | SPP_N | Internal | Shoulder | B15 | 1203 | 3200 | 0 | 55.14 | 57.49 | 7 | 0
2015 | MISO_W_2_SPP_N | MISO_W | SPP_N | Internal | Summer | B1 | 10 | 3200 | 0.51 | 92.49 | 92.67 | 7 | 0
2015 | MISO_W_2_SPP_N | MISO_W | SPP_N | Internal | Summer | B2 | 25 | 3200 | 0.25 | 90.27 | 91.59 | 7 | 0
2015 | MISO_W_2_SPP_N | MISO_W | SPP_N | Internal | Summer | B3 | 75 | 3200 | 0.12 | 88.8 | 91.57 | 7 | 0
2015 | MISO_W_2_SPP_N | MISO_W | SPP_N | Internal | Summer | B4 | 100 | 3200 | 0.09 | 83.3 | 85.26 | 7 | 0
2015 | MISO_W_2_SPP_N | MISO_W | SPP_N | Internal | Summer | B5 | 200 | 3200 | 900.78 | 75.23 | 82.23 | 7 | 0
2015 | MISO_W_2_SPP_N | MISO_W | SPP_N | Internal | Summer | B6 | 300 | 3200 | 1927.43 | 64.4 | 71.4 | 7 | 0
2015 | MISO_W_2_SPP_N | MISO_W | SPP_N | Internal | Summer | B7 | 400 | 3200 | 457.05 | 56.95 | 63.95 | 7 | 0
2015 | MISO_W_2_SPP_N | MISO_W | SPP_N | Internal | Summer | B8 | 500 | 3200 | 0.03 | 54.41 | 58.82 | 7 | 0
2015 | MISO_W_2_SPP_N | MISO_W | SPP_N | Internal | Summer | B9 | 800 | 3200 | 0.01 | 53.63 | 56.23 | 7 | 0
2015 | MISO_W_2_SPP_N | MISO_W | SPP_N | Internal | Summer | B10 | 1262 | 3200 | 0 | 52.64 | 56.1 | 7 | 0
2015 | MISO_W_2_SPP_N | MISO_W | SPP_N | Internal | Winter | B16 | 25 | 3200 | 0.15 | 75.78 | 72.19 | 7 | 0
2015 | MISO_W_2_SPP_N | MISO_W | SPP_N | Internal | Winter | B17 | 100 | 3200 | 0.03 | 66.5 | 61.51 | 7 | 0
2015 | MISO_W_2_SPP_N | MISO_W | SPP_N | Internal | Winter | B18 | 400 | 3200 | 0.01 | 61.29 | 59.97 | 7 | 0
2015 | MISO_W_2_SPP_N | MISO_W | SPP_N | Internal | Winter | B19 | 700 | 3200 | 0 | 58.67 | 59.84 | 7 | 0
2015 | MISO_W_2_SPP_N | MISO_W | SPP_N | Internal | Winter | B20 | 935 | 3200 | 0.03 | 53.64 | 59.84 | 7 | 0
2015 | MISO_WUMS_2_MISO_MI | MISO_WUMS | MISO_MI | Internal | Shoulder | B11 | 25 | 99 | 3015.37 | 75.49 | 75.85 | 0.01 | 0.35
2015 | MISO_WUMS_2_MISO_MI | MISO_WUMS | MISO_MI | Internal | Shoulder | B12 | 200 | 99 | 4660.3 | 62.47 | 62.83 | 0.01 | 0.34
2015 | MISO_WUMS_2_MISO_MI | MISO_WUMS | MISO_MI | Internal | Shoulder | B13 | 600 | 99 | 3971.44 | 58.8 | 59.15 | 0.01 | 0.34
2015 | MISO_WUMS_2_MISO_MI | MISO_WUMS | MISO_MI | Internal | Shoulder | B14 | 900 | 99 | 4399.39 | 56.67 | 57.02 | 0.01 | 0.34
2015 | MISO_WUMS_2_MISO_MI | MISO_WUMS | MISO_MI | Internal | Shoulder | B15 | 1203 | 99 | 4726.8 | 54.75 | 55.11 | 0.01 | 0.34
2015 | MISO_WUMS_2_MISO_MI | MISO_WUMS | MISO_MI | Internal | Summer | B1 | 10 | 99 | 3739.13 | 92.12 | 92.48 | 0.01 | 0.37
2015 | MISO_WUMS_2_MISO_MI | MISO_WUMS | MISO_MI | Internal | Summer | B2 | 25 | 99 | 3277.37 | 89.88 | 90.24 | 0.01 | 0.35
2015 | MISO_WUMS_2_MISO_MI | MISO_WUMS | MISO_MI | Internal | Summer | B3 | 75 | 99 | 1861.78 | 88.41 | 88.76 | 0.01 | 0.35
2015 | MISO_WUMS_2_MISO_MI | MISO_WUMS | MISO_MI | Internal | Summer | B4 | 100 | 99 | 3350.81 | 82.92 | 83.27 | 0.01 | 0.35
2015 | MISO_WUMS_2_MISO_MI | MISO_WUMS | MISO_MI | Internal | Summer | B5 | 200 | 99 | 2519.38 | 74.84 | 75.2 | 0.01 | 0.34
2015 | MISO_WUMS_2_MISO_MI | MISO_WUMS | MISO_MI | Internal | Summer | B6 | 300 | 99 | 5570.56 | 64.06 | 64.41 | 0.01 | 0.34
2015 | MISO_WUMS_2_MISO_MI | MISO_WUMS | MISO_MI | Internal | Summer | B7 | 400 | 99 | 4263.94 | 56.61 | 56.96 | 0.01 | 0.34
2015 | MISO_WUMS_2_MISO_MI | MISO_WUMS | MISO_MI | Internal | Summer | B8 | 500 | 99 | 3500.26 | 54.07 | 54.42 | 0.01 | 0.34
2015 | MISO_WUMS_2_MISO_MI | MISO_WUMS | MISO_MI | Internal | Summer | B9 | 800 | 99 | 5183.97 | 53.29 | 53.64 | 0.01 | 0.34
2015 | MISO_WUMS_2_MISO_MI | MISO_WUMS | MISO_MI | Internal | Summer | B10 | 1262 | 99 | 5165.75 | 52.63 | 52.99 | 0.01 | 0.34
2015 | MISO_WUMS_2_MISO_MI | MISO_WUMS | MISO_MI | Internal | Winter | B16 | 25 | 99 | 2939.27 | 75.44 | 75.79 | 0.01 | 0.35
2015 | MISO_WUMS_2_MISO_MI | MISO_WUMS | MISO_MI | Internal | Winter | B17 | 100 | 99 | 5194.16 | 66.51 | 66.86 | 0.01 | 0.35
2015 | MISO_WUMS_2_MISO_MI | MISO_WUMS | MISO_MI | Internal | Winter | B18 | 400 | 99 | 2537.76 | 61.28 | 61.63 | 0.01 | 0.34
2015 | MISO_WUMS_2_MISO_MI | MISO_WUMS | MISO_MI | Internal | Winter | B19 | 700 | 99 | 3318.26 | 58.69 | 59.04 | 0.01 | 0.34
2015 | MISO_WUMS_2_MISO_MI | MISO_WUMS | MISO_MI | Internal | Winter | B20 | 935 | 99 | 2264.51 | 53.63 | 53.98 | 0.01 | 0.34
2015 | MISO_WUMS_2_MISO_W | MISO_WUMS | MISO_W | Internal | Shoulder | B11 | 25 | 1137 | 4690.39 | 75.49 | 75.88 | 0.01 | 0.38
2015 | MISO_WUMS_2_MISO_W | MISO_WUMS | MISO_W | Internal | Shoulder | B12 | 200 | 1137 | 1137.42 | 62.47 | 62.74 | 0.01 | 0.25
2015 | MISO_WUMS_2_MISO_W | MISO_WUMS | MISO_W | Internal | Shoulder | B13 | 600 | 1137 | 1137.13 | 58.8 | 59.06 | 0.01 | 0.25
2015 | MISO_WUMS_2_MISO_W | MISO_WUMS | MISO_W | Internal | Shoulder | B14 | 900 | 1137 | 1137.29 | 56.67 | 57.01 | 0.01 | 0.33
2015 | MISO_WUMS_2_MISO_W | MISO_WUMS | MISO_W | Internal | Shoulder | B15 | 1203 | 1137 | 2881.51 | 54.75 | 55.14 | 0.01 | 0.38
2015 | MISO_WUMS_2_MISO_W | MISO_WUMS | MISO_W | Internal | Summer | B1 | 10 | 1137 | 1197.06 | 92.12 | 92.49 | 0.01 | 0.35
2015 | MISO_WUMS_2_MISO_W | MISO_WUMS | MISO_W | Internal | Summer | B2 | 25 | 1137 | 1897.95 | 89.88 | 90.27 | 0.01 | 0.38
2015 | MISO_WUMS_2_MISO_W | MISO_WUMS | MISO_W | Internal | Summer | B3 | 75 | 1137 | 4879.59 | 88.41 | 88.8 | 0.01 | 0.38
2015 | MISO_WUMS_2_MISO_W | MISO_WUMS | MISO_W | Internal | Summer | B4 | 100 | 1137 | 3755.39 | 82.92 | 83.3 | 0.01 | 0.38
2015 | MISO_WUMS_2_MISO_W | MISO_WUMS | MISO_W | Internal | Summer | B5 | 200 | 1137 | 3810.95 | 74.84 | 75.23 | 0.01 | 0.38
2015 | MISO_WUMS_2_MISO_W | MISO_WUMS | MISO_W | Internal | Summer | B6 | 300 | 1137 | 1138.02 | 64.06 | 64.4 | 0.01 | 0.33
2015 | MISO_WUMS_2_MISO_W | MISO_WUMS | MISO_W | Internal | Summer | B7 | 400 | 1137 | 1137.67 | 56.61 | 56.95 | 0.01 | 0.33
2015 | MISO_WUMS_2_MISO_W | MISO_WUMS | MISO_W | Internal | Summer | B8 | 500 | 1137 | 1137.47 | 54.07 | 54.41 | 0.01 | 0.33
2015 | MISO_WUMS_2_MISO_W | MISO_WUMS | MISO_W | Internal | Summer | B9 | 800 | 1137 | 1137.51 | 53.29 | 53.63 | 0.01 | 0.33
2015 | MISO_WUMS_2_MISO_W | MISO_WUMS | MISO_W | Internal | Summer | B10 | 1262 | 1137 | 41.04 | 52.63 | 52.64 | 0.01 | 0
2015 | MISO_WUMS_2_MISO_W | MISO_WUMS | MISO_W | Internal | Winter | B16 | 25 | 1137 | 1144.68 | 75.44 | 75.78 | 0.01 | 0.33
2015 | MISO_WUMS_2_MISO_W | MISO_WUMS | MISO_W | Internal | Winter | B17 | 100 | 1137 | 7.06 | 66.51 | 66.5 | 0.01 | 0
2015 | MISO_WUMS_2_MISO_W | MISO_WUMS | MISO_W | Internal | Winter | B18 | 400 | 1137 | 799.53 | 61.28 | 61.29 | 0.01 | 0
2015 | MISO_WUMS_2_MISO_W | MISO_WUMS | MISO_W | Internal | Winter | B19 | 700 | 1137 | 1.27 | 58.69 | 58.67 | 0.01 | 0
2015 | MISO_WUMS_2_MISO_W | MISO_WUMS | MISO_W | Internal | Winter | B20 | 935 | 1137 | 837.88 | 53.63 | 53.64 | 0.01 | 0
2015 | MISO_WUMS_2_PJM_ROR | MISO_WUMS | PJM_ROR | Internal | Shoulder | B11 | 25 | 1600 | 0.36 | 75.49 | 73.88 | 2 | 0
2015 | MISO_WUMS_2_PJM_ROR | MISO_WUMS | PJM_ROR | Internal | Shoulder | B12 | 200 | 1600 | 1599.77 | 62.47 | 64.75 | 2 | 0.28
2015 | MISO_WUMS_2_PJM_ROR | MISO_WUMS | PJM_ROR | Internal | Shoulder | B13 | 600 | 1600 | 1599.89 | 58.8 | 61.07 | 2 | 0.28
2015 | MISO_WUMS_2_PJM_ROR | MISO_WUMS | PJM_ROR | Internal | Shoulder | B14 | 900 | 1600 | 1599.92 | 56.67 | 59.02 | 2 | 0.35
2015 | MISO_WUMS_2_PJM_ROR | MISO_WUMS | PJM_ROR | Internal | Shoulder | B15 | 1203 | 1600 | 0.01 | 54.75 | 55.08 | 2 | 0
2015 | MISO_WUMS_2_PJM_ROR | MISO_WUMS | PJM_ROR | Internal | Summer | B1 | 10 | 1600 | 1597.9 | 92.12 | 94.48 | 2 | 0.36
2015 | MISO_WUMS_2_PJM_ROR | MISO_WUMS | PJM_ROR | Internal | Summer | B2 | 25 | 1600 | 1052.67 | 89.88 | 91.88 | 2 | 0
2015 | MISO_WUMS_2_PJM_ROR | MISO_WUMS | PJM_ROR | Internal | Summer | B3 | 75 | 1600 | 0.43 | 88.41 | 89.69 | 2 | 0
2015 | MISO_WUMS_2_PJM_ROR | MISO_WUMS | PJM_ROR | Internal | Summer | B4 | 100 | 1600 | 314.67 | 82.92 | 84.92 | 2 | 0
2015 | MISO_WUMS_2_PJM_ROR | MISO_WUMS | PJM_ROR | Internal | Summer | B5 | 200 | 1600 | 1599.84 | 74.84 | 77.18 | 2 | 0.34
2015 | MISO_WUMS_2_PJM_ROR | MISO_WUMS | PJM_ROR | Internal | Summer | B6 | 300 | 1600 | 1599.89 | 64.06 | 66.41 | 2 | 0.35
2015 | MISO_WUMS_2_PJM_ROR | MISO_WUMS | PJM_ROR | Internal | Summer | B7 | 400 | 1600 | 1599.92 | 56.61 | 58.95 | 2 | 0.34
2015 | MISO_WUMS_2_PJM_ROR | MISO_WUMS | PJM_ROR | Internal | Summer | B8 | 500 | 1600 | 1599.85 | 54.07 | 56.42 | 2 | 0.35
2015 | MISO_WUMS_2_PJM_ROR | MISO_WUMS | PJM_ROR | Internal | Summer | B9 | 800 | 1600 | 0.08 | 53.29 | 54.36 | 2 | 0
2015 | MISO_WUMS_2_PJM_ROR | MISO_WUMS | PJM_ROR | Internal | Summer | B10 | 1262 | 1600 | 0.01 | 52.63 | 52.26 | 2 | 0
2015 | MISO_WUMS_2_PJM_ROR | MISO_WUMS | PJM_ROR | Internal | Winter | B16 | 25 | 1600 | 1599.28 | 75.44 | 77.79 | 2 | 0.36
2015 | MISO_WUMS_2_PJM_ROR | MISO_WUMS | PJM_ROR | Internal | Winter | B17 | 100 | 1600 | 1599.82 | 66.51 | 68.86 | 2 | 0.36
2015 | MISO_WUMS_2_PJM_ROR | MISO_WUMS | PJM_ROR | Internal | Winter | B18 | 400 | 1600 | 1599.92 | 61.28 | 63.63 | 2 | 0.35
2015 | MISO_WUMS_2_PJM_ROR | MISO_WUMS | PJM_ROR | Internal | Winter | B19 | 700 | 1600 | 1392.71 | 58.69 | 60.69 | 2 | 0
2015 | MISO_WUMS_2_PJM_ROR | MISO_WUMS | PJM_ROR | Internal | Winter | B20 | 935 | 1600 | 5.11 | 53.63 | 55.62 | 2 | 0
2015 | NE_2_MAPP_US | NE | MAPP_US | Internal | Shoulder | B11 | 25 | 1600 | 0.12 | 82.86 | 75.86 | 5 | 0
2015 | NE_2_MAPP_US | NE | MAPP_US | Internal | Shoulder | B12 | 200 | 1600 | 0.02 | 61.13 | 55.74 | 5 | 0
2015 | NE_2_MAPP_US | NE | MAPP_US | Internal | Shoulder | B13 | 600 | 1600 | 0 | 60.16 | 55.74 | 5 | 0
2015 | NE_2_MAPP_US | NE | MAPP_US | Internal | Shoulder | B14 | 900 | 1600 | 0 | 57.51 | 55.74 | 5 | 0
2015 | NE_2_MAPP_US | NE | MAPP_US | Internal | Shoulder | B15 | 1203 | 1600 | 0 | 57.48 | 55.74 | 5 | 0
2015 | NE_2_MAPP_US | NE | MAPP_US | Internal | Summer | B1 | 10 | 1600 | 0.34 | 92.48 | 85.49 | 5 | 0
2015 | NE_2_MAPP_US | NE | MAPP_US | Internal | Summer | B2 | 25 | 1600 | 0.13 | 91.56 | 84.56 | 5 | 0
2015 | NE_2_MAPP_US | NE | MAPP_US | Internal | Summer | B3 | 75 | 1600 | 0.04 | 91.56 | 84.56 | 5 | 0
2015 | NE_2_MAPP_US | NE | MAPP_US | Internal | Summer | B4 | 100 | 1600 | 0.03 | 85.25 | 78.25 | 5 | 0
2015 | NE_2_MAPP_US | NE | MAPP_US | Internal | Summer | B5 | 200 | 1600 | 0.02 | 82.21 | 75.21 | 5 | 0
2015 | NE_2_MAPP_US | NE | MAPP_US | Internal | Summer | B6 | 300 | 1600 | 0.01 | 70.76 | 63.76 | 5 | 0
2015 | NE_2_MAPP_US | NE | MAPP_US | Internal | Summer | B7 | 400 | 1600 | 0 | 63.31 | 56.31 | 5 | 0
2015 | NE_2_MAPP_US | NE | MAPP_US | Internal | Summer | B8 | 500 | 1600 | 0 | 58.81 | 52.68 | 5 | 0
2015 | NE_2_MAPP_US | NE | MAPP_US | Internal | Summer | B9 | 800 | 1600 | 0 | 56.21 | 52.68 | 5 | 0
2015 | NE_2_MAPP_US | NE | MAPP_US | Internal | Summer | B10 | 1262 | 1600 | 0 | 55.46 | 52.68 | 5 | 0
2015 | NE_2_MAPP_US | NE | MAPP_US | Internal | Winter | B16 | 25 | 1600 | 0.17 | 72.17 | 68.78 | 5 | 0
2015 | NE_2_MAPP_US | NE | MAPP_US | Internal | Winter | B17 | 100 | 1600 | 0.05 | 61.5 | 59.5 | 5 | 0
2015 | NE_2_MAPP_US | NE | MAPP_US | Internal | Winter | B18 | 400 | 1600 | 0.01 | 59.96 | 58.37 | 5 | 0
2015 | NE_2_MAPP_US | NE | MAPP_US | Internal | Winter | B19 | 700 | 1600 | 0 | 59.82 | 58.37 | 5 | 0
2015 | NE_2_MAPP_US | NE | MAPP_US | Internal | Winter | B20 | 935 | 1600 | 0 | 59.19 | 58.37 | 5 | 0
2015 | NE_2_MISO_W | NE | MISO_W | Internal | Shoulder | B11 | 25 | 1600 | 0.13 | 82.86 | 75.88 | 5 | 0
2015 | NE_2_MISO_W | NE | MISO_W | Internal | Shoulder | B12 | 200 | 1600 | 0.05 | 61.13 | 62.74 | 5 | 0
2015 | NE_2_MISO_W | NE | MISO_W | Internal | Shoulder | B13 | 600 | 1600 | 0.01 | 60.16 | 59.06 | 5 | 0
2015 | NE_2_MISO_W | NE | MISO_W | Internal | Shoulder | B14 | 900 | 1600 | 0 | 57.51 | 57.01 | 5 | 0
2015 | NE_2_MISO_W | NE | MISO_W | Internal | Shoulder | B15 | 1203 | 1600 | 0 | 57.48 | 55.14 | 5 | 0
2015 | NE_2_MISO_W | NE | MISO_W | Internal | Summer | B1 | 10 | 1600 | 0.7 | 92.48 | 92.49 | 5 | 0
2015 | NE_2_MISO_W | NE | MISO_W | Internal | Summer | B2 | 25 | 1600 | 0.23 | 91.56 | 90.27 | 5 | 0
2015 | NE_2_MISO_W | NE | MISO_W | Internal | Summer | B3 | 75 | 1600 | 0.06 | 91.56 | 88.8 | 5 | 0
2015 | NE_2_MISO_W | NE | MISO_W | Internal | Summer | B4 | 100 | 1600 | 0.05 | 85.25 | 83.3 | 5 | 0
2015 | NE_2_MISO_W | NE | MISO_W | Internal | Summer | B5 | 200 | 1600 | 0.02 | 82.21 | 75.23 | 5 | 0
2015 | NE_2_MISO_W | NE | MISO_W | Internal | Summer | B6 | 300 | 1600 | 0.01 | 70.76 | 64.4 | 5 | 0
2015 | NE_2_MISO_W | NE | MISO_W | Internal | Summer | B7 | 400 | 1600 | 0 | 63.31 | 56.95 | 5 | 0
2015 | NE_2_MISO_W | NE | MISO_W | Internal | Summer | B8 | 500 | 1600 | 0 | 58.81 | 54.41 | 5 | 0
2015 | NE_2_MISO_W | NE | MISO_W | Internal | Summer | B9 | 800 | 1600 | 0 | 56.21 | 53.63 | 5 | 0
2015 | NE_2_MISO_W | NE | MISO_W | Internal | Summer | B10 | 1262 | 1600 | 0 | 55.46 | 52.64 | 5 | 0
2015 | NE_2_MISO_W | NE | MISO_W | Internal | Winter | B16 | 25 | 1600 | 0.91 | 72.17 | 75.78 | 5 | 0
2015 | NE_2_MISO_W | NE | MISO_W | Internal | Winter | B17 | 100 | 1600 | 317.83 | 61.5 | 66.5 | 5 | 0
2015 | NE_2_MISO_W | NE | MISO_W | Internal | Winter | B18 | 400 | 1600 | 0.02 | 59.96 | 61.29 | 5 | 0
2015 | NE_2_MISO_W | NE | MISO_W | Internal | Winter | B19 | 700 | 1600 | 0 | 59.82 | 58.67 | 5 | 0
2015 | NE_2_MISO_W | NE | MISO_W | Internal | Winter | B20 | 935 | 1600 | 0 | 59.19 | 53.64 | 5 | 0
2015 | NE_2_SPP_N | NE | SPP_N | Internal | Shoulder | B11 | 25 | 1800 | 1731.56 | 82.86 | 82.88 | 0.01 | 0.01
2015 | NE_2_SPP_N | NE | SPP_N | Internal | Shoulder | B12 | 200 | 1800 | 590.04 | 61.13 | 61.14 | 0.01 | 0
2015 | NE_2_SPP_N | NE | SPP_N | Internal | Shoulder | B13 | 600 | 1800 | 388.51 | 60.16 | 60.17 | 0.01 | 0
2015 | NE_2_SPP_N | NE | SPP_N | Internal | Shoulder | B14 | 900 | 1800 | 597.55 | 57.51 | 57.52 | 0.01 | 0
2015 | NE_2_SPP_N | NE | SPP_N | Internal | Shoulder | B15 | 1203 | 1800 | 986.05 | 57.48 | 57.49 | 0.01 | 0
2015 | NE_2_SPP_N | NE | SPP_N | Internal | Summer | B1 | 10 | 1800 | 1798.47 | 92.48 | 92.67 | 0.01 | 0.18
2015 | NE_2_SPP_N | NE | SPP_N | Internal | Summer | B2 | 25 | 1800 | 1768.54 | 91.56 | 91.59 | 0.01 | 0.02
2015 | NE_2_SPP_N | NE | SPP_N | Internal | Summer | B3 | 75 | 1800 | 1564.72 | 91.56 | 91.57 | 0.01 | 0
2015 | NE_2_SPP_N | NE | SPP_N | Internal | Summer | B4 | 100 | 1800 | 968.14 | 85.25 | 85.26 | 0.01 | 0
2015 | NE_2_SPP_N | NE | SPP_N | Internal | Summer | B5 | 200 | 1800 | 1763.83 | 82.21 | 82.23 | 0.01 | 0
2015 | NE_2_SPP_N | NE | SPP_N | Internal | Summer | B6 | 300 | 1800 | 1851.91 | 70.76 | 71.4 | 0.01 | 0.63
2015 | NE_2_SPP_N | NE | SPP_N | Internal | Summer | B7 | 400 | 1800 | 2064.06 | 63.31 | 63.95 | 0.01 | 0.63
2015 | NE_2_SPP_N | NE | SPP_N | Internal | Summer | B8 | 500 | 1800 | 1395.17 | 58.81 | 58.82 | 0.01 | 0
2015 | NE_2_SPP_N | NE | SPP_N | Internal | Summer | B9 | 800 | 1800 | 1305.51 | 56.21 | 56.23 | 0.01 | 0
2015 | NE_2_SPP_N | NE | SPP_N | Internal | Summer | B10 | 1262 | 1800 | 1893.17 | 55.46 | 56.1 | 0.01 | 0.63
2015 | NE_2_SPP_N | NE | SPP_N | Internal | Winter | B16 | 25 | 1800 | 1466.2 | 72.17 | 72.19 | 0.01 | 0
2015 | NE_2_SPP_N | NE | SPP_N | Internal | Winter | B17 | 100 | 1800 | 1140.93 | 61.5 | 61.51 | 0.01 | 0
2015 | NE_2_SPP_N | NE | SPP_N | Internal | Winter | B18 | 400 | 1800 | 1541.17 | 59.96 | 59.97 | 0.01 | 0
2015 | NE_2_SPP_N | NE | SPP_N | Internal | Winter | B19 | 700 | 1800 | 1564.52 | 59.82 | 59.84 | 0.01 | 0
2015 | NE_2_SPP_N | NE | SPP_N | Internal | Winter | B20 | 935 | 1800 | 2010.25 | 59.19 | 59.84 | 0.01 | 0.63
2015 | NEISO_2_NYISO_A-F | NEISO | NYISO_A-F | Internal | Shoulder | B11 | 25 | 600 | 600.87 | 61.89 | 65.13 | 3 | 0.24
2015 | NEISO_2_NYISO_A-F | NEISO | NYISO_A-F | Internal | Shoulder | B12 | 200 | 600 | 550.8 | 55.94 | 58.94 | 3 | 0
2015 | NEISO_2_NYISO_A-F | NEISO | NYISO_A-F | Internal | Shoulder | B13 | 600 | 600 | 0.06 | 55.94 | 58.02 | 3 | 0
2015 | NEISO_2_NYISO_A-F | NEISO | NYISO_A-F | Internal | Shoulder | B14 | 900 | 600 | 0.02 | 55.94 | 56.99 | 3 | 0
2015 | NEISO_2_NYISO_A-F | NEISO | NYISO_A-F | Internal | Shoulder | B15 | 1203 | 600 | 0.01 | 55.94 | 56.99 | 3 | 0
2015 | NEISO_2_NYISO_A-F | NEISO | NYISO_A-F | Internal | Summer | B1 | 10 | 600 | 1.19 | 86.29 | 86.52 | 3 | 0
2015 | NEISO_2_NYISO_A-F | NEISO | NYISO_A-F | Internal | Summer | B2 | 25 | 600 | 2.78 | 81.08 | 83.89 | 3 | 0
2015 | NEISO_2_NYISO_A-F | NEISO | NYISO_A-F | Internal | Summer | B3 | 75 | 600 | 599.97 | 77.72 | 80.94 | 3 | 0.22
2015 | NEISO_2_NYISO_A-F | NEISO | NYISO_A-F | Internal | Summer | B4 | 100 | 600 | 600.01 | 72.97 | 76.19 | 3 | 0.22
2015 | NEISO_2_NYISO_A-F | NEISO | NYISO_A-F | Internal | Summer | B5 | 200 | 600 | 1199.23 | 65.23 | 68.7 | 3 | 0.46
2015 | NEISO_2_NYISO_A-F | NEISO | NYISO_A-F | Internal | Summer | B6 | 300 | 600 | 2284.4 | 54.49 | 57.95 | 3 | 0.46
2015 | NEISO_2_NYISO_A-F | NEISO | NYISO_A-F | Internal | Summer | B7 | 400 | 600 | 600.04 | 53.24 | 56.46 | 3 | 0.22
2015 | NEISO_2_NYISO_A-F | NEISO | NYISO_A-F | Internal | Summer | B8 | 500 | 600 | 0.04 | 53.24 | 54.63 | 3 | 0
2015 | NEISO_2_NYISO_A-F | NEISO | NYISO_A-F | Internal | Summer | B9 | 800 | 600 | 0.02 | 53.24 | 54.27 | 3 | 0
2015 | NEISO_2_NYISO_A-F | NEISO | NYISO_A-F | Internal | Summer | B10 | 1262 | 600 | 0.01 | 53.24 | 54.27 | 3 | 0
2015 | NEISO_2_NYISO_A-F | NEISO | NYISO_A-F | Internal | Winter | B16 | 25 | 600 | 599.89 | 65.85 | 69.06 | 3 | 0.22
2015 | NEISO_2_NYISO_A-F | NEISO | NYISO_A-F | Internal | Winter | B17 | 100 | 600 | 0.28 | 64.33 | 66.35 | 3 | 0
2015 | NEISO_2_NYISO_A-F | NEISO | NYISO_A-F | Internal | Winter | B18 | 400 | 600 | 0.02 | 64.33 | 61.7 | 3 | 0
2015 | NEISO_2_NYISO_A-F | NEISO | NYISO_A-F | Internal | Winter | B19 | 700 | 600 | 0 | 64.33 | 61.7 | 3 | 0
2015 | NEISO_2_NYISO_A-F | NEISO | NYISO_A-F | Internal | Winter | B20 | 935 | 600 | 0 | 64.33 | 61.7 | 3 | 0
2015 | NEISO_2_NYISO_G-I | NEISO | NYISO_G-I | Internal | Shoulder | B11 | 25 | 600 | 600.19 | 61.89 | 65.86 | 3 | 0.97
2015 | NEISO_2_NYISO_G-I | NEISO | NYISO_G-I | Internal | Shoulder | B12 | 200 | 600 | 597.02 | 55.94 | 58.95 | 3 | 0.01
2015 | NEISO_2_NYISO_G-I | NEISO | NYISO_G-I | Internal | Shoulder | B13 | 600 | 600 | 0.05 | 55.94 | 58.04 | 3 | 0
2015 | NEISO_2_NYISO_G-I | NEISO | NYISO_G-I | Internal | Shoulder | B14 | 900 | 600 | 0.02 | 55.94 | 57.31 | 3 | 0
2015 | NEISO_2_NYISO_G-I | NEISO | NYISO_G-I | Internal | Shoulder | B15 | 1203 | 600 | 0.01 | 55.94 | 57.01 | 3 | 0
2015 | NEISO_2_NYISO_G-I | NEISO | NYISO_G-I | Internal | Summer | B1 | 10 | 600 | 1.34 | 86.29 | 87.25 | 3 | 0
2015 | NEISO_2_NYISO_G-I | NEISO | NYISO_G-I | Internal | Summer | B2 | 25 | 600 | 464.66 | 81.08 | 84.08 | 3 | 0.01
2015 | NEISO_2_NYISO_G-I | NEISO | NYISO_G-I | Internal | Summer | B3 | 75 | 600 | 600.03 | 77.72 | 81.67 | 3 | 0.95
2015 | NEISO_2_NYISO_G-I | NEISO | NYISO_G-I | Internal | Summer | B4 | 100 | 600 | 600.03 | 72.97 | 76.92 | 3 | 0.95
2015 | NEISO_2_NYISO_G-I | NEISO | NYISO_G-I | Internal | Summer | B5 | 200 | 600 | 600.02 | 65.23 | 69.18 | 3 | 0.95
2015 | NEISO_2_NYISO_G-I | NEISO | NYISO_G-I | Internal | Summer | B6 | 300 | 600 | 600.01 | 54.49 | 58.44 | 3 | 0.95
2015 | NEISO_2_NYISO_G-I | NEISO | NYISO_G-I | Internal | Summer | B7 | 400 | 600 | 600 | 53.24 | 57.19 | 3 | 0.95
2015 | NEISO_2_NYISO_G-I | NEISO | NYISO_G-I | Internal | Summer | B8 | 500 | 600 | 0.05 | 53.24 | 55.36 | 3 | 0
2015 | NEISO_2_NYISO_G-I | NEISO | NYISO_G-I | Internal | Summer | B9 | 800 | 600 | 0.03 | 53.24 | 55 | 3 | 0
2015 | NEISO_2_NYISO_G-I | NEISO | NYISO_G-I | Internal | Summer | B10 | 1262 | 600 | 0.01 | 53.24 | 54.28 | 3 | 0
2015 | NEISO_2_NYISO_G-I | NEISO | NYISO_G-I | Internal | Winter | B16 | 25 | 600 | 600.11 | 65.85 | 69.79 | 3 | 0.95
2015 | NEISO_2_NYISO_G-I | NEISO | NYISO_G-I | Internal | Winter | B17 | 100 | 600 | 0.71 | 64.33 | 67.08 | 3 | 0
2015 | NEISO_2_NYISO_G-I | NEISO | NYISO_G-I | Internal | Winter | B18 | 400 | 600 | 0.02 | 64.33 | 62.43 | 3 | 0
2015 | NEISO_2_NYISO_G-I | NEISO | NYISO_G-I | Internal | Winter | B19 | 700 | 600 | 0 | 64.33 | 62.43 | 3 | 0
2015 | NEISO_2_NYISO_G-I | NEISO | NYISO_G-I | Internal | Winter | B20 | 935 | 600 | 0 | 64.33 | 62.24 | 3 | 0
2015 | NEISO_2_NYISO_J-K | NEISO | NYISO_J-K | Internal | Shoulder | B11 | 25 | 430 | 6248.92 | 61.89 | 65.85 | 3 | 0.96
2015 | NEISO_2_NYISO_J-K | NEISO | NYISO_J-K | Internal | Shoulder | B12 | 200 | 430 | 428.42 | 55.94 | 58.96 | 3 | 0.03
2015 | NEISO_2_NYISO_J-K | NEISO | NYISO_J-K | Internal | Shoulder | B13 | 600 | 430 | 0.05 | 55.94 | 58.05 | 3 | 0
2015 | NEISO_2_NYISO_J-K | NEISO | NYISO_J-K | Internal | Shoulder | B14 | 900 | 430 | 0.02 | 55.94 | 57.32 | 3 | 0
2015 | NEISO_2_NYISO_J-K | NEISO | NYISO_J-K | Internal | Shoulder | B15 | 1203 | 430 | 0.01 | 55.94 | 57.02 | 3 | 0
2015 | NEISO_2_NYISO_J-K | NEISO | NYISO_J-K | Internal | Summer | B1 | 10 | 430 | 1.47 | 86.29 | 87.26 | 3 | 0
2015 | NEISO_2_NYISO_J-K | NEISO | NYISO_J-K | Internal | Summer | B2 | 25 | 430 | 409.07 | 81.08 | 84.09 | 3 | 0.02
2015 | NEISO_2_NYISO_J-K | NEISO | NYISO_J-K | Internal | Summer | B3 | 75 | 430 | 1287.32 | 77.72 | 81.68 | 3 | 0.96
2015 | NEISO_2_NYISO_J-K | NEISO | NYISO_J-K | Internal | Summer | B4 | 100 | 430 | 1603.63 | 72.97 | 76.93 | 3 | 0.96
2015 | NEISO_2_NYISO_J-K | NEISO | NYISO_J-K | Internal | Summer | B5 | 200 | 430 | 1845.64 | 65.23 | 69.19 | 3 | 0.96
2015 | NEISO_2_NYISO_J-K | NEISO | NYISO_J-K | Internal | Summer | B6 | 300 | 430 | 610.7 | 54.49 | 58.45 | 3 | 0.96
2015 | NEISO_2_NYISO_J-K | NEISO | NYISO_J-K | Internal | Summer | B7 | 400 | 430 | 587.27 | 53.24 | 57.2 | 3 | 0.96
2015 | NEISO_2_NYISO_J-K | NEISO | NYISO_J-K | Internal | Summer | B8 | 500 | 430 | 0.06 | 53.24 | 55.38 | 3 | 0
2015 | NEISO_2_NYISO_J-K | NEISO | NYISO_J-K | Internal | Summer | B9 | 800 | 430 | 0.03 | 53.24 | 55.01 | 3 | 0
2015 | NEISO_2_NYISO_J-K | NEISO | NYISO_J-K | Internal | Summer | B10 | 1262 | 430 | 0.01 | 53.24 | 54.29 | 3 | 0
2015 | NEISO_2_NYISO_J-K | NEISO | NYISO_J-K | Internal | Winter | B16 | 25 | 430 | 868.25 | 65.85 | 69.81 | 3 | 0.96
2015 | NEISO_2_NYISO_J-K | NEISO | NYISO_J-K | Internal | Winter | B17 | 100 | 430 | 0.78 | 64.33 | 67.09 | 3 | 0
2015 | NEISO_2_NYISO_J-K | NEISO | NYISO_J-K | Internal | Winter | B18 | 400 | 430 | 0.02 | 64.33 | 62.45 | 3 | 0
2015 | NEISO_2_NYISO_J-K | NEISO | NYISO_J-K | Internal | Winter | B19 | 700 | 430 | 0 | 64.33 | 62.44 | 3 | 0
2015 | NEISO_2_NYISO_J-K | NEISO | NYISO_J-K | Internal | Winter | B20 | 935 | 430 | 0 | 64.33 | 62.25 | 3 | 0
2015 | NonRTO_Midwest_2_MISO_IN | NonRTO_Midwest | MISO_IN | Internal | Shoulder | B11 | 25 | 4450 | 0.1 | 84.15 | 76.16 | 8 | 0
2015 | NonRTO_Midwest_2_MISO_IN | NonRTO_Midwest | MISO_IN | Internal | Shoulder | B12 | 200 | 4450 | 0.01 | 71.12 | 63.12 | 8 | 0
2015 | NonRTO_Midwest_2_MISO_IN | NonRTO_Midwest | MISO_IN | Internal | Shoulder | B13 | 600 | 4450 | 0 | 67.16 | 59.16 | 8 | 0
2015 | NonRTO_Midwest_2_MISO_IN | NonRTO_Midwest | MISO_IN | Internal | Shoulder | B14 | 900 | 4450 | 0 | 56.71 | 57.03 | 8 | 0
2015 | NonRTO_Midwest_2_MISO_IN | NonRTO_Midwest | MISO_IN | Internal | Shoulder | B15 | 1203 | 4450 | 0 | 55.33 | 55.15 | 8 | 0
2015 | NonRTO_Midwest_2_MISO_IN | NonRTO_Midwest | MISO_IN | Internal | Summer | B1 | 10 | 4450 | 0.32 | 96.45 | 92.87 | 8 | 0
2015 | NonRTO_Midwest_2_MISO_IN | NonRTO_Midwest | MISO_IN | Internal | Summer | B2 | 25 | 4450 | 0.11 | 96.44 | 90.65 | 8 | 0
2015 | NonRTO_Midwest_2_MISO_IN | NonRTO_Midwest | MISO_IN | Internal | Summer | B3 | 75 | 4450 | 0.03 | 96.44 | 89.18 | 8 | 0
2015 | NonRTO_Midwest_2_MISO_IN | NonRTO_Midwest | MISO_IN | Internal | Summer | B4 | 100 | 4450 | 0.02 | 91.69 | 83.69 | 8 | 0
2015 | NonRTO_Midwest_2_MISO_IN | NonRTO_Midwest | MISO_IN | Internal | Summer | B5 | 200 | 4450 | 0.01 | 83.62 | 75.62 | 8 | 0
2015 | NonRTO_Midwest_2_MISO_IN | NonRTO_Midwest | MISO_IN | Internal | Summer | B6 | 300 | 4450 | 0.02 | 62.43 | 64.43 | 8 | 0
2015 | NonRTO_Midwest_2_MISO_IN | NonRTO_Midwest | MISO_IN | Internal | Summer | B7 | 400 | 4450 | 0.01 | 56.66 | 56.98 | 8 | 0
2015 | NonRTO_Midwest_2_MISO_IN | NonRTO_Midwest | MISO_IN | Internal | Summer | B8 | 500 | 4450 | 0 | 56.54 | 54.43 | 8 | 0
2015 | NonRTO_Midwest_2_MISO_IN | NonRTO_Midwest | MISO_IN | Internal | Summer | B9 | 800 | 4450 | 0 | 55.33 | 53.66 | 8 | 0
2015 | NonRTO_Midwest_2_MISO_IN | NonRTO_Midwest | MISO_IN | Internal | Summer | B10 | 1262 | 4450 | 0 | 53.95 | 52.97 | 8 | 0
2015 | NonRTO_Midwest_2_MISO_IN | NonRTO_Midwest | MISO_IN | Internal | Winter | B16 | 25 | 4450 | 0.09 | 84.17 | 76.17 | 8 | 0
2015 | NonRTO_Midwest_2_MISO_IN | NonRTO_Midwest | MISO_IN | Internal | Winter | B17 | 100 | 4450 | 0.02 | 74.87 | 66.87 | 8 | 0
2015 | NonRTO_Midwest_2_MISO_IN | NonRTO_Midwest | MISO_IN | Internal | Winter | B18 | 400 | 4450 | 0 | 69.63 | 61.63 | 8 | 0
2015 | NonRTO_Midwest_2_MISO_IN | NonRTO_Midwest | MISO_IN | Internal | Winter | B19 | 700 | 4450 | 0 | 56.66 | 59.03 | 8 | 0
2015 | NonRTO_Midwest_2_MISO_IN | NonRTO_Midwest | MISO_IN | Internal | Winter | B20 | 935 | 4450 | 0 | 55.33 | 53.97 | 8 | 0
2015 | NonRTO_Midwest_2_TVA_Transmission | NonRTO_Midwest | TVA_Transmission | Internal | Shoulder | B11 | 25 | 2400 | 0.13 | 84.15 | 79.88 | 8 | 0
2015 | NonRTO_Midwest_2_TVA_Transmission | NonRTO_Midwest | TVA_Transmission | Internal | Shoulder | B12 | 200 | 2400 | 0.01 | 71.12 | 65.45 | 8 | 0
2015 | NonRTO_Midwest_2_TVA_Transmission | NonRTO_Midwest | TVA_Transmission | Internal | Shoulder | B13 | 600 | 2400 | 0 | 67.16 | 63.66 | 8 | 0
2015 | NonRTO_Midwest_2_TVA_Transmission | NonRTO_Midwest | TVA_Transmission | Internal | Shoulder | B14 | 900 | 2400 | 0.02 | 56.71 | 62.65 | 8 | 0
2015 | NonRTO_Midwest_2_TVA_Transmission | NonRTO_Midwest | TVA_Transmission | Internal | Shoulder | B15 | 1203 | 2400 | 0.01 | 55.33 | 61.08 | 8 | 0
2015 | NonRTO_Midwest_2_TVA_Transmission | NonRTO_Midwest | TVA_Transmission | Internal | Summer | B1 | 10 | 2400 | 0.82 | 96.45 | 100.48 | 8 | 0
2015 | NonRTO_Midwest_2_TVA_Transmission | NonRTO_Midwest | TVA_Transmission | Internal | Summer | B2 | 25 | 2400 | 0.23 | 96.44 | 98 | 8 | 0
2015 | NonRTO_Midwest_2_TVA_Transmission | NonRTO_Midwest | TVA_Transmission | Internal | Summer | B3 | 75 | 2400 | 0.06 | 96.44 | 95.69 | 8 | 0
2015 | NonRTO_Midwest_2_TVA_Transmission | NonRTO_Midwest | TVA_Transmission | Internal | Summer | B4 | 100 | 2400 | 0.04 | 91.69 | 90.92 | 8 | 0
2015 | NonRTO_Midwest_2_TVA_Transmission | NonRTO_Midwest | TVA_Transmission | Internal | Summer | B5 | 200 | 2400 | 0.02 | 83.62 | 82.76 | 8 | 0
2015 | NonRTO_Midwest_2_TVA_Transmission | NonRTO_Midwest | TVA_Transmission | Internal | Summer | B6 | 300 | 2400 | 26.34 | 62.43 | 70.42 | 8 | 0
2015 | NonRTO_Midwest_2_TVA_Transmission | NonRTO_Midwest | TVA_Transmission | Internal | Summer | B7 | 400 | 2400 | 0.04 | 56.66 | 62.38 | 8 | 0
2015 | NonRTO_Midwest_2_TVA_Transmission | NonRTO_Midwest | TVA_Transmission | Internal | Summer | B8 | 500 | 2400 | 0.02 | 56.54 | 61.21 | 8 | 0
2015 | NonRTO_Midwest_2_TVA_Transmission | NonRTO_Midwest | TVA_Transmission | Internal | Summer | B9 | 800 | 2400 | 0.02 | 55.33 | 60.36 | 8 | 0
2015 | NonRTO_Midwest_2_TVA_Transmission | NonRTO_Midwest | TVA_Transmission | Internal | Summer | B10 | 1262 | 2400 | 0 | 53.95 | 58.17 | 8 | 0
2015 | NonRTO_Midwest_2_TVA_Transmission | NonRTO_Midwest | TVA_Transmission | Internal | Winter | B16 | 25 | 2400 | 0.17 | 84.17 | 83.79 | 8 | 0
2015 | NonRTO_Midwest_2_TVA_Transmission | NonRTO_Midwest | TVA_Transmission | Internal | Winter | B17 | 100 | 2400 | 0.03 | 74.87 | 68.64 | 8 | 0
2015 | NonRTO_Midwest_2_TVA_Transmission | NonRTO_Midwest | TVA_Transmission | Internal | Winter | B18 | 400 | 2400 | 0 | 69.63 | 65.2 | 8 | 0
2015 | NonRTO_Midwest_2_TVA_Transmission | NonRTO_Midwest | TVA_Transmission | Internal | Winter | B19 | 700 | 2400 | 0.03 | 56.66 | 62.9 | 8 | 0
2015 | NonRTO_Midwest_2_TVA_Transmission | NonRTO_Midwest | TVA_Transmission | Internal | Winter | B20 | 935 | 2400 | 0.02 | 55.33 | 61.62 | 8 | 0
2015 | NYISO_A-F_2_IESO | NYISO_A-F | IESO | Internal | Shoulder | B11 | 25 | 1600 | 0.31 | 65.13 | 67.84 | 7 | 0
2015 | NYISO_A-F_2_IESO | NYISO_A-F | IESO | Internal | Shoulder | B12 | 200 | 1600 | 0.02 | 58.94 | 54.7 | 7 | 0
2015 | NYISO_A-F_2_IESO | NYISO_A-F | IESO | Internal | Shoulder | B13 | 600 | 1600 | 0 | 58.02 | 51.02 | 7 | 0
2015 | NYISO_A-F_2_IESO | NYISO_A-F | IESO | Internal | Shoulder | B14 | 900 | 1600 | 0 | 56.99 | 49.99 | 7 | 0
2015 | NYISO_A-F_2_IESO | NYISO_A-F | IESO | Internal | Shoulder | B15 | 1203 | 1600 | 0 | 56.99 | 49.99 | 7 | 0
2015 | NYISO_A-F_2_IESO | NYISO_A-F | IESO | Internal | Summer | B1 | 10 | 1600 | 0.37 | 86.52 | 85.47 | 7 | 0
2015 | NYISO_A-F_2_IESO | NYISO_A-F | IESO | Internal | Summer | B2 | 25 | 1600 | 0.16 | 83.89 | 82.24 | 7 | 0
2015 | NYISO_A-F_2_IESO | NYISO_A-F | IESO | Internal | Summer | B3 | 75 | 1600 | 0.07 | 80.94 | 80.76 | 7 | 0
2015 | NYISO_A-F_2_IESO | NYISO_A-F | IESO | Internal | Summer | B4 | 100 | 1600 | 0.05 | 76.19 | 75.27 | 7 | 0
2015 | NYISO_A-F_2_IESO | NYISO_A-F | IESO | Internal | Summer | B5 | 200 | 1600 | 0.02 | 68.7 | 67.19 | 7 | 0
2015 | NYISO_A-F_2_IESO | NYISO_A-F | IESO | Internal | Summer | B6 | 300 | 1600 | 0.01 | 57.95 | 56.36 | 7 | 0
2015 | NYISO_A-F_2_IESO | NYISO_A-F | IESO | Internal | Summer | B7 | 400 | 1600 | 0 | 56.46 | 48.91 | 7 | 0
2015 | NYISO_A-F_2_IESO | NYISO_A-F | IESO | Internal | Summer | B8 | 500 | 1600 | 0 | 54.63 | 47.01 | 7 | 0
2015 | NYISO_A-F_2_IESO | NYISO_A-F | IESO | Internal | Summer | B9 | 800 | 1600 | 0 | 54.27 | 46.64 | 7 | 0
2015 | NYISO_A-F_2_IESO | NYISO_A-F | IESO | Internal | Summer | B10 | 1262 | 1600 | 0 | 54.27 | 46.64 | 7 | 0
2015 | NYISO_A-F_2_IESO | NYISO_A-F | IESO | Internal | Winter | B16 | 25 | 1600 | 0.17 | 69.06 | 67.74 | 7 | 0
2015 | NYISO_A-F_2_IESO | NYISO_A-F | IESO | Internal | Winter | B17 | 100 | 1600 | 0.03 | 66.35 | 58.73 | 7 | 0
2015 | NYISO_A-F_2_IESO | NYISO_A-F | IESO | Internal | Winter | B18 | 400 | 1600 | 0 | 61.7 | 54.08 | 7 | 0
2015 | NYISO_A-F_2_IESO | NYISO_A-F | IESO | Internal | Winter | B19 | 700 | 1600 | 0 | 61.7 | 54.08 | 7 | 0
2015 | NYISO_A-F_2_IESO | NYISO_A-F | IESO | Internal | Winter | B20 | 935 | 1600 | 0 | 61.7 | 54.08 | 7 | 0
2015 | NYISO_A-F_2_NEISO | NYISO_A-F | NEISO | Internal | Shoulder | B11 | 25 | 600 | 0.23 | 65.13 | 61.89 | 3 | 0
2015 | NYISO_A-F_2_NEISO | NYISO_A-F | NEISO | Internal | Shoulder | B12 | 200 | 600 | 0.03 | 58.94 | 55.94 | 3 | 0
2015 | NYISO_A-F_2_NEISO | NYISO_A-F | NEISO | Internal | Shoulder | B13 | 600 | 600 | 0.01 | 58.02 | 55.94 | 3 | 0
2015 | NYISO_A-F_2_NEISO | NYISO_A-F | NEISO | Internal | Shoulder | B14 | 900 | 600 | 0.01 | 56.99 | 55.94 | 3 | 0
2015 | NYISO_A-F_2_NEISO | NYISO_A-F | NEISO | Internal | Shoulder | B15 | 1203 | 600 | 0 | 56.99 | 55.94 | 3 | 0
2015 | NYISO_A-F_2_NEISO | NYISO_A-F | NEISO | Internal | Summer | B1 | 10 | 600 | 0.99 | 86.52 | 86.29 | 3 | 0
2015 | NYISO_A-F_2_NEISO | NYISO_A-F | NEISO | Internal | Summer | B2 | 25 | 600 | 0.26 | 83.89 | 81.08 | 3 | 0
2015 | NYISO_A-F_2_NEISO | NYISO_A-F | NEISO | Internal | Summer | B3 | 75 | 600 | 0.08 | 80.94 | 77.72 | 3 | 0
2015 | NYISO_A-F_2_NEISO | NYISO_A-F | NEISO | Internal | Summer | B4 | 100 | 600 | 0.06 | 76.19 | 72.97 | 3 | 0
2015 | NYISO_A-F_2_NEISO | NYISO_A-F | NEISO | Internal | Summer | B5 | 200 | 600 | 0.03 | 68.7 | 65.23 | 3 | 0
2015 | NYISO_A-F_2_NEISO | NYISO_A-F | NEISO | Internal | Summer | B6 | 300 | 600 | 0.02 | 57.95 | 54.49 | 3 | 0
2015 | NYISO_A-F_2_NEISO | NYISO_A-F | NEISO | Internal | Summer | B7 | 400 | 600 | 0.02 | 56.46 | 53.24 | 3 | 0
2015 | NYISO_A-F_2_NEISO | NYISO_A-F | NEISO | Internal | Summer | B8 | 500 | 600 | 0.02 | 54.63 | 53.24 | 3 | 0
2015 | NYISO_A-F_2_NEISO | NYISO_A-F | NEISO | Internal | Summer | B9 | 800 | 600 | 0.01 | 54.27 | 53.24 | 3 | 0
2015 | NYISO_A-F_2_NEISO | NYISO_A-F | NEISO | Internal | Summer | B10 | 1262 | 600 | 0 | 54.27 | 53.24 | 3 | 0
2015 | NYISO_A-F_2_NEISO | NYISO_A-F | NEISO | Internal | Winter | B16 | 25 | 600 | 0.23 | 69.06 | 65.85 | 3 | 0
2015 | NYISO_A-F_2_NEISO | NYISO_A-F | NEISO | Internal | Winter | B17 | 100 | 600 | 0.07 | 66.35 | 64.33 | 3 | 0
2015 | NYISO_A-F_2_NEISO | NYISO_A-F | NEISO | Internal | Winter | B18 | 400 | 600 | 0.2 | 61.7 | 64.33 | 3 | 0
2015 | NYISO_A-F_2_NEISO | NYISO_A-F | NEISO | Internal | Winter | B19 | 700 | 600 | 0.13 | 61.7 | 64.33 | 3 | 0
2015 | NYISO_A-F_2_NEISO | NYISO_A-F | NEISO | Internal | Winter | B20 | 935 | 600 | 0.1 | 61.7 | 64.33 | 3 | 0
2015 | NYISO_A-F_2_NYISO_G-I | NYISO_A-F | NYISO_G-I | Internal | Shoulder | B11 | 25 | 4250 | 4976.86 | 65.13 | 65.86 | 0.01 | 0.72
2015 | NYISO_A-F_2_NYISO_G-I | NYISO_A-F | NYISO_G-I | Internal | Shoulder | B12 | 200 | 4250 | 3510.03 | 58.94 | 58.95 | 0.01 | 0
2015 | NYISO_A-F_2_NYISO_G-I | NYISO_A-F | NYISO_G-I | Internal | Shoulder | B13 | 600 | 4250 | 4157.76 | 58.02 | 58.04 | 0.01 | 0
2015 | NYISO_A-F_2_NYISO_G-I | NYISO_A-F | NYISO_G-I | Internal | Shoulder | B14 | 900 | 4250 | 4249.98 | 56.99 | 57.31 | 0.01 | 0.31
2015 | NYISO_A-F_2_NYISO_G-I | NYISO_A-F | NYISO_G-I | Internal | Shoulder | B15 | 1203 | 4250 | 4126.96 | 56.99 | 57.01 | 0.01 | 0
2015 | NYISO_A-F_2_NYISO_G-I | NYISO_A-F | NYISO_G-I | Internal | Summer | B1 | 10 | 4250 | 5705.02 | 86.52 | 87.25 | 0.01 | 0.72
2015 | NYISO_A-F_2_NYISO_G-I | NYISO_A-F | NYISO_G-I | Internal | Summer | B2 | 25 | 4250 | 4251.54 | 83.89 | 84.08 | 0.01 | 0.18
2015 | NYISO_A-F_2_NYISO_G-I | NYISO_A-F | NYISO_G-I | Internal | Summer | B3 | 75 | 4250 | 4897.68 | 80.94 | 81.67 | 0.01 | 0.72
2015 | NYISO_A-F_2_NYISO_G-I | NYISO_A-F | NYISO_G-I | Internal | Summer | B4 | 100 | 4250 | 5266.3 | 76.19 | 76.92 | 0.01 | 0.72
2015 | NYISO_A-F_2_NYISO_G-I | NYISO_A-F | NYISO_G-I | Internal | Summer | B5 | 200 | 4250 | 4250.24 | 68.7 | 69.18 | 0.01 | 0.47
2015 | NYISO_A-F_2_NYISO_G-I | NYISO_A-F | NYISO_G-I | Internal | Summer | B6 | 300 | 4250 | 4250.12 | 57.95 | 58.44 | 0.01 | 0.47
2015 | NYISO_A-F_2_NYISO_G-I | NYISO_A-F | NYISO_G-I | Internal | Summer | B7 | 400 | 4250 | 4313.89 | 56.46 | 57.19 | 0.01 | 0.72
2015 | NYISO_A-F_2_NYISO_G-I | NYISO_A-F | NYISO_G-I | Internal | Summer | B8 | 500 | 4250 | 5139.89 | 54.63 | 55.36 | 0.01 | 0.72
2015 | NYISO_A-F_2_NYISO_G-I | NYISO_A-F | NYISO_G-I | Internal | Summer | B9 | 800 | 4250 | 4783.89 | 54.27 | 55 | 0.01 | 0.72
2015 | NYISO_A-F_2_NYISO_G-I | NYISO_A-F | NYISO_G-I | Internal | Summer | B10 | 1262 | 4250 | 2725.76 | 54.27 | 54.28 | 0.01 | 0
2015 | NYISO_A-F_2_NYISO_G-I | NYISO_A-F | NYISO_G-I | Internal | Winter | B16 | 25 | 4250 | 5223.25 | 69.06 | 69.79 | 0.01 | 0.72
2015 | NYISO_A-F_2_NYISO_G-I | NYISO_A-F | NYISO_G-I | Internal | Winter | B17 | 100 | 4250 | 6525.09 | 66.35 | 67.08 | 0.01 | 0.72
2015 | NYISO_A-F_2_NYISO_G-I | NYISO_A-F | NYISO_G-I | Internal | Winter | B18 | 400 | 4250 | 7355.01 | 61.7 | 62.43 | 0.01 | 0.72
2015 | NYISO_A-F_2_NYISO_G-I | NYISO_A-F | NYISO_G-I | Internal | Winter | B19 | 700 | 4250 | 6777.39 | 61.7 | 62.43 | 0.01 | 0.72
2015 | NYISO_A-F_2_NYISO_G-I | NYISO_A-F | NYISO_G-I | Internal | Winter | B20 | 935 | 4250 | 4250.08 | 61.7 | 62.24 | 0.01 | 0.53
2015 | NYISO_A-F_2_PJM_ROM | NYISO_A-F | PJM_ROM | Internal | Shoulder | B11 | 25 | 1000 | 1000.11 | 65.13 | 73.87 | 8 | 0.74
2015 | NYISO_A-F_2_PJM_ROM | NYISO_A-F | PJM_ROM | Internal | Shoulder | B12 | 200 | 1000 | 0.06 | 58.94 | 64.76 | 8 | 0
2015 | NYISO_A-F_2_PJM_ROM | NYISO_A-F | PJM_ROM | Internal | Shoulder | B13 | 600 | 1000 | 0.01 | 58.02 | 61.09 | 8 | 0
2015 | NYISO_A-F_2_PJM_ROM | NYISO_A-F | PJM_ROM | Internal | Shoulder | B14 | 900 | 1000 | 0 | 56.99 | 59.03 | 8 | 0
2015 | NYISO_A-F_2_PJM_ROM | NYISO_A-F | PJM_ROM | Internal | Shoulder | B15 | 1203 | 1000 | 0 | 56.99 | 55.09 | 8 | 0
2015 | NYISO_A-F_2_PJM_ROM | NYISO_A-F | PJM_ROM | Internal | Summer | B1 | 10 | 1000 | 75.79 | 86.52 | 94.49 | 8 | 0
2015 | NYISO_A-F_2_PJM_ROM | NYISO_A-F | PJM_ROM | Internal | Summer | B2 | 25 | 1000 | 897.04 | 83.89 | 91.89 | 8 | 0.01
2015 | NYISO_A-F_2_PJM_ROM | NYISO_A-F | PJM_ROM | Internal | Summer | B3 | 75 | 1000 | 1000.01 | 80.94 | 89.68 | 8 | 0.74
2015 | NYISO_A-F_2_PJM_ROM | NYISO_A-F | PJM_ROM | Internal | Summer | B4 | 100 | 1000 | 1000.02 | 76.19 | 84.93 | 8 | 0.74
2015 | NYISO_A-F_2_PJM_ROM | NYISO_A-F | PJM_ROM | Internal | Summer | B5 | 200 | 1000 | 999.9 | 68.7 | 77.19 | 8 | 0.49
2015 | NYISO_A-F_2_PJM_ROM | NYISO_A-F | PJM_ROM | Internal | Summer | B6 | 300 | 1000 | 999.9 | 57.95 | 66.42 | 8 | 0.47
2015 | NYISO_A-F_2_PJM_ROM | NYISO_A-F | PJM_ROM | Internal | Summer | B7 | 400 | 1000 | 0.02 | 56.46 | 59.16 | 8 | 0
2015 | NYISO_A-F_2_PJM_ROM | NYISO_A-F | PJM_ROM | Internal | Summer | B8 | 500 | 1000 | 0.01 | 54.63 | 57.03 | 8 | 0
2015 | NYISO_A-F_2_PJM_ROM | NYISO_A-F | PJM_ROM | Internal | Summer | B9 | 800 | 1000 | 0 | 54.27 | 54.97 | 8 | 0
2015 | NYISO_A-F_2_PJM_ROM | NYISO_A-F | PJM_ROM | Internal | Summer | B10 | 1262 | 1000 | 0 | 54.27 | 52.28 | 8 | 0
2015 | NYISO_A-F_2_PJM_ROM | NYISO_A-F | PJM_ROM | Internal | Winter | B16 | 25 | 1000 | 999.99 | 69.06 | 77.81 | 8 | 0.74
2015 | NYISO_A-F_2_PJM_ROM | NYISO_A-F | PJM_ROM | Internal | Winter | B17 | 100 | 1000 | 0.06 | 66.35 | 68.88 | 8 | 0
2015 | NYISO_A-F_2_PJM_ROM | NYISO_A-F | PJM_ROM | Internal | Winter | B18 | 400 | 1000 | 0.01 | 61.7 | 64.24 | 8 | 0
2015 | NYISO_A-F_2_PJM_ROM | NYISO_A-F | PJM_ROM | Internal | Winter | B19 | 700 | 1000 | 0 | 61.7 | 61.3 | 8 | 0
2015 | NYISO_A-F_2_PJM_ROM | NYISO_A-F | PJM_ROM | Internal | Winter | B20 | 935 | 1000 | 0 | 61.7 | 56.23 | 8 | 0
2015 | NYISO_G-I_2_NEISO | NYISO_G-I | NEISO | Internal | Shoulder | B11 | 25 | 600 | 0.21 | 65.86 | 61.89 | 3 | 0
2015 | NYISO_G-I_2_NEISO | NYISO_G-I | NEISO | Internal | Shoulder | B12 | 200 | 600 | 0.03 | 58.95 | 55.94 | 3 | 0
2015 | NYISO_G-I_2_NEISO | NYISO_G-I | NEISO | Internal | Shoulder | B13 | 600 | 600 | 0.01 | 58.04 | 55.94 | 3 | 0
2015 | NYISO_G-I_2_NEISO | NYISO_G-I | NEISO | Internal | Shoulder | B14 | 900 | 600 | 0 | 57.31 | 55.94 | 3 | 0
2015 | NYISO_G-I_2_NEISO | NYISO_G-I | NEISO | Internal | Shoulder | B15 | 1203 | 600 | 0 | 57.01 | 55.94 | 3 | 0
2015 | NYISO_G-I_2_NEISO | NYISO_G-I | NEISO | Internal | Summer | B1 | 10 | 600 | 0.83 | 87.25 | 86.29 | 3 | 0
2015 | NYISO_G-I_2_NEISO | NYISO_G-I | NEISO | Internal | Summer | B2 | 25 | 600 | 0.25 | 84.08 | 81.08 | 3 | 0
2015 | NYISO_G-I_2_NEISO | NYISO_G-I | NEISO | Internal | Summer | B3 | 75 | 600 | 0.07 | 81.67 | 77.72 | 3 | 0
2015 | NYISO_G-I_2_NEISO | NYISO_G-I | NEISO | Internal | Summer | B4 | 100 | 600 | 0.05 | 76.92 | 72.97 | 3 | 0
2015 | NYISO_G-I_2_NEISO | NYISO_G-I | NEISO | Internal | Summer | B5 | 200 | 600 | 0.03 | 69.18 | 65.23 | 3 | 0
2015 | NYISO_G-I_2_NEISO | NYISO_G-I | NEISO | Internal | Summer | B6 | 300 | 600 | 0.02 | 58.44 | 54.49 | 3 | 0
2015 | NYISO_G-I_2_NEISO | NYISO_G-I | NEISO | Internal | Summer | B7 | 400 | 600 | 0.01 | 57.19 | 53.24 | 3 | 0
2015 | NYISO_G-I_2_NEISO | NYISO_G-I | NEISO | Internal | Summer | B8 | 500 | 600 | 0.01 | 55.36 | 53.24 | 3 | 0
2015 | NYISO_G-I_2_NEISO | NYISO_G-I | NEISO | Internal | Summer | B9 | 800 | 600 | 0 | 55 | 53.24 | 3 | 0
2015 | NYISO_G-I_2_NEISO | NYISO_G-I | NEISO | Internal | Summer | B10 | 1262 | 600 | 0 | 54.28 | 53.24 | 3 | 0
2015 | NYISO_G-I_2_NEISO | NYISO_G-I | NEISO | Internal | Winter | B16 | 25 | 600 | 0.21 | 69.79 | 65.85 | 3 | 0
2015 | NYISO_G-I_2_NEISO | NYISO_G-I | NEISO | Internal | Winter | B17 | 100 | 600 | 0.06 | 67.08 | 64.33 | 3 | 0
2015 | NYISO_G-I_2_NEISO | NYISO_G-I | NEISO | Internal | Winter | B18 | 400 | 600 | 0.07 | 62.43 | 64.33 | 3 | 0
2015 | NYISO_G-I_2_NEISO | NYISO_G-I | NEISO | Internal | Winter | B19 | 700 | 600 | 0.05 | 62.43 | 64.33 | 3 | 0
2015 | NYISO_G-I_2_NEISO | NYISO_G-I | NEISO | Internal | Winter | B20 | 935 | 600 | 0.05 | 62.24 | 64.33 | 3 | 0
2015 | NYISO_G-I_2_NYISO_A-F | NYISO_G-I | NYISO_A-F | Internal | Shoulder | B11 | 25 | 1999 | 1.92 | 65.86 | 65.13 | 0.01 | 0
2015 | NYISO_G-I_2_NYISO_A-F | NYISO_G-I | NYISO_A-F | Internal | Shoulder | B12 | 200 | 1999 | 5.04 | 58.95 | 58.94 | 0.01 | 0
2015 | NYISO_G-I_2_NYISO_A-F | NYISO_G-I | NYISO_A-F | Internal | Shoulder | B13 | 600 | 1999 | 1.54 | 58.04 | 58.02 | 0.01 | 0
2015 | NYISO_G-I_2_NYISO_A-F | NYISO_G-I | NYISO_A-F | Internal | Shoulder | B14 | 900 | 1999 | 0.13 | 57.31 | 56.99 | 0.01 | 0
2015 | NYISO_G-I_2_NYISO_A-F | NYISO_G-I | NYISO_A-F | Internal | Shoulder | B15 | 1203 | 1999 | 1.07 | 57.01 | 56.99 | 0.01 | 0
2015 | NYISO_G-I_2_NYISO_A-F | NYISO_G-I | NYISO_A-F | Internal | Summer | B1 | 10 | 1999 | 4.61 | 87.25 | 86.52 | 0.01 | 0
2015 | NYISO_G-I_2_NYISO_A-F | NYISO_G-I | NYISO_A-F | Internal | Summer | B2 | 25 | 1999 | 4.26 | 84.08 | 83.89 | 0.01 | 0
2015 | NYISO_G-I_2_NYISO_A-F | NYISO_G-I | NYISO_A-F | Internal | Summer | B3 | 75 | 1999 | 0.66 | 81.67 | 80.94 | 0.01 | 0
2015 | NYISO_G-I_2_NYISO_A-F | NYISO_G-I | NYISO_A-F | Internal | Summer | B4 | 100 | 1999 | 0.49 | 76.92 | 76.19 | 0.01 | 0
2015 | NYISO_G-I_2_NYISO_A-F | NYISO_G-I | NYISO_A-F | Internal | Summer | B5 | 200 | 1999 | 0.34 | 69.18 | 68.7 | 0.01 | 0
2015 | NYISO_G-I_2_NYISO_A-F | NYISO_G-I | NYISO_A-F | Internal | Summer | B6 | 300 | 1999 | 0.24 | 58.44 | 57.95 | 0.01 | 0
2015 | NYISO_G-I_2_NYISO_A-F | NYISO_G-I | NYISO_A-F | Internal | Summer | B7 | 400 | 1999 | 0.13 | 57.19 | 56.46 | 0.01 | 0
2015 | NYISO_G-I_2_NYISO_A-F | NYISO_G-I | NYISO_A-F | Internal | Summer | B8 | 500 | 1999 | 0.1 | 55.36 | 54.63 | 0.01 | 0
2015 | NYISO_G-I_2_NYISO_A-F | NYISO_G-I | NYISO_A-F | Internal | Summer | B9 | 800 | 1999 | 0.06 | 55 | 54.27 | 0.01 | 0
2015 | NYISO_G-I_2_NYISO_A-F | NYISO_G-I | NYISO_A-F | Internal | Summer | B10 | 1262 | 1999 | 1.01 | 54.28 | 54.27 | 0.01 | 0
2015 | NYISO_G-I_2_NYISO_A-F | NYISO_G-I | NYISO_A-F | Internal | Winter | B16 | 25 | 1999 | 1.91 | 69.79 | 69.06 | 0.01 | 0
2015 | NYISO_G-I_2_NYISO_A-F | NYISO_G-I | NYISO_A-F | Internal | Winter | B17 | 100 | 1999 | 0.49 | 67.08 | 66.35 | 0.01 | 0
2015 | NYISO_G-I_2_NYISO_A-F | NYISO_G-I | NYISO_A-F | Internal | Winter | B18 | 400 | 1999 | 0.12 | 62.43 | 61.7 | 0.01 | 0
2015 | NYISO_G-I_2_NYISO_A-F | NYISO_G-I | NYISO_A-F | Internal | Winter | B19 | 700 | 1999 | 0.07 | 62.43 | 61.7 | 0.01 | 0
2015 | NYISO_G-I_2_NYISO_A-F | NYISO_G-I | NYISO_A-F | Internal | Winter | B20 | 935 | 1999 | 0.08 | 62.24 | 61.7 | 0.01 | 0
2015 | NYISO_G-I_2_NYISO_J-K | NYISO_G-I | NYISO_J-K | Internal | Shoulder | B11 | 25 | 6130 | 67.67 | 65.86 | 65.85 | 0.01 | 0
2015 | NYISO_G-I_2_NYISO_J-K | NYISO_G-I | NYISO_J-K | Internal | Shoulder | B12 | 200 | 6130 | 4436.83 | 58.95 | 58.96 | 0.01 | 0
2015 | NYISO_G-I_2_NYISO_J-K | NYISO_G-I | NYISO_J-K | Internal | Shoulder | B13 | 600 | 6130 | 4600.87 | 58.04 | 58.05 | 0.01 | 0
2015 | NYISO_G-I_2_NYISO_J-K | NYISO_G-I | NYISO_J-K | Internal | Shoulder | B14 | 900 | 6130 | 3934.52 | 57.31 | 57.32 | 0.01 | 0
2015 | NYISO_G-I_2_NYISO_J-K | NYISO_G-I | NYISO_J-K | Internal | Shoulder | B15 | 1203 | 6130 | 4207.87 | 57.01 | 57.02 | 0.01 | 0
2015 | NYISO_G-I_2_NYISO_J-K | NYISO_G-I | NYISO_J-K | Internal | Summer | B1 | 10 | 6130 | 5235.62 | 87.25 | 87.26 | 0.01 | 0
2015 | NYISO_G-I_2_NYISO_J-K | NYISO_G-I | NYISO_J-K | Internal | Summer | B2 | 25 | 6130 | 4333.24 | 84.08 | 84.09 | 0.01 | 0
2015 | NYISO_G-I_2_NYISO_J-K | NYISO_G-I | NYISO_J-K | Internal | Summer | B3 | 75 | 6130 | 2142.48 | 81.67 | 81.68 | 0.01 | 0
2015 | NYISO_G-I_2_NYISO_J-K | NYISO_G-I | NYISO_J-K | Internal | Summer | B4 | 100 | 6130 | 3997.04 | 76.92 | 76.93 | 0.01 | 0
2015 | NYISO_G-I_2_NYISO_J-K | NYISO_G-I | NYISO_J-K | Internal | Summer | B5 | 200 | 6130 | 4711.5 | 69.18 | 69.19 | 0.01 | 0
2015 | NYISO_G-I_2_NYISO_J-K | NYISO_G-I | NYISO_J-K | Internal | Summer | B6 | 300 | 6130 | 5137.21 | 58.44 | 58.45 | 0.01 | 0
2015 | NYISO_G-I_2_NYISO_J-K | NYISO_G-I | NYISO_J-K | Internal | Summer | B7 | 400 | 6130 | 5606.77 | 57.19 | 57.2 | 0.01 | 0
2015 | NYISO_G-I_2_NYISO_J-K | NYISO_G-I | NYISO_J-K | Internal | Summer | B8 | 500 | 6130 | 5559 | 55.36 | 55.38 | 0.01 | 0
2015 | NYISO_G-I_2_NYISO_J-K | NYISO_G-I | NYISO_J-K | Internal | Summer | B9 | 800 | 6130 | 4747.04 | 55 | 55.01 | 0.01 | 0
2015 | NYISO_G-I_2_NYISO_J-K | NYISO_G-I | NYISO_J-K | Internal | Summer | B10 | 1262 | 6130 | 3105.32 | 54.28 | 54.29 | 0.01 | 0
2015 | NYISO_G-I_2_NYISO_J-K | NYISO_G-I | NYISO_J-K | Internal | Winter | B16 | 25 | 6130 | 5323.76 | 69.79 | 69.81 | 0.01 | 0
2015 | NYISO_G-I_2_NYISO_J-K | NYISO_G-I | NYISO_J-K | Internal | Winter | B17 | 100 | 6130 | 7253.46 | 67.08 | 67.09 | 0.01 | 0
2015 | NYISO_G-I_2_NYISO_J-K | NYISO_G-I | NYISO_J-K | Internal | Winter | B18 | 400 | 6130 | 7161.48 | 62.43 | 62.45 | 0.01 | 0
2015 | NYISO_G-I_2_NYISO_J-K | NYISO_G-I | NYISO_J-K | Internal | Winter | B19 | 700 | 6130 | 6745.97 | 62.43 | 62.44 | 0.01 | 0
2015 | NYISO_G-I_2_NYISO_J-K | NYISO_G-I | NYISO_J-K | Internal | Winter | B20 | 935 | 6130 | 4869.78 | 62.24 | 62.25 | 0.01 | 0
2015 | NYISO_G-I_2_PJM_E | NYISO_G-I | PJM_E | Internal | Shoulder | B11 | 25 | 1500 | 5946.59 | 65.86 | 73.86 | 8 | 0
2015 | NYISO_G-I_2_PJM_E | NYISO_G-I | PJM_E | Internal | Shoulder | B12 | 200 | 1500 | 0.07 | 58.95 | 64.75 | 8 | 0
2015 | NYISO_G-I_2_PJM_E | NYISO_G-I | PJM_E | Internal | Shoulder | B13 | 600 | 1500 | 0.01 | 58.04 | 61.08 | 8 | 0
2015 | NYISO_G-I_2_PJM_E | NYISO_G-I | PJM_E | Internal | Shoulder | B14 | 900 | 1500 | 0 | 57.31 | 59.02 | 8 | 0
2015 | NYISO_G-I_2_PJM_E | NYISO_G-I | PJM_E | Internal | Shoulder | B15 | 1203 | 1500 | 0 | 57.01 | 55.1 | 8 | 0
2015 | NYISO_G-I_2_PJM_E | NYISO_G-I | PJM_E | Internal | Summer | B1 | 10 | 1500 | 2.56 | 87.25 | 94.5 | 8 | 0
2015 | NYISO_G-I_2_PJM_E | NYISO_G-I | PJM_E | Internal | Summer | B2 | 25 | 1500 | 4.19 | 84.08 | 91.9 | 8 | 0
2015 | NYISO_G-I_2_PJM_E | NYISO_G-I | PJM_E | Internal | Summer | B3 | 75 | 1500 | 3329.81 | 81.67 | 89.67 | 8 | 0
2015 | NYISO_G-I_2_PJM_E | NYISO_G-I | PJM_E | Internal | Summer | B4 | 100 | 1500 | 2093.14 | 76.92 | 84.92 | 8 | 0
2015 | NYISO_G-I_2_PJM_E | NYISO_G-I | PJM_E | Internal | Summer | B5 | 200 | 1500 | 484.22 | 69.18 | 77.18 | 8 | 0
2015 | NYISO_G-I_2_PJM_E | NYISO_G-I | PJM_E | Internal | Summer | B6 | 300 | 1500 | 222.56 | 58.44 | 66.44 | 8 | 0
2015 | NYISO_G-I_2_PJM_E | NYISO_G-I | PJM_E | Internal | Summer | B7 | 400 | 1500 | 0.02 | 57.19 | 59.17 | 8 | 0
2015 | NYISO_G-I_2_PJM_E | NYISO_G-I | PJM_E | Internal | Summer | B8 | 500 | 1500 | 0.01 | 55.36 | 57.04 | 8 | 0
2015 | NYISO_G-I_2_PJM_E | NYISO_G-I | PJM_E | Internal | Summer | B9 | 800 | 1500 | 0 | 55 | 54.99 | 8 | 0
2015 | NYISO_G-I_2_PJM_E | NYISO_G-I | PJM_E | Internal | Summer | B10 | 1262 | 1500 | 0 | 54.28 | 52.26 | 8 | 0
2015 | NYISO_G-I_2_PJM_E | NYISO_G-I | PJM_E | Internal | Winter | B16 | 25 | 1500 | 1137.74 | 69.79 | 77.79 | 8 | 0
2015 | NYISO_G-I_2_PJM_E | NYISO_G-I | PJM_E | Internal | Winter | B17 | 100 | 1500 | 0.06 | 67.08 | 68.86 | 8 | 0
2015 | NYISO_G-I_2_PJM_E | NYISO_G-I | PJM_E | Internal | Winter | B18 | 400 | 1500 | 0.01 | 62.43 | 64.26 | 8 | 0
2015 | NYISO_G-I_2_PJM_E | NYISO_G-I | PJM_E | Internal | Winter | B19 | 700 | 1500 | 0 | 62.43 | 61.31 | 8 | 0
2015 | NYISO_G-I_2_PJM_E | NYISO_G-I | PJM_E | Internal | Winter | B20 | 935 | 1500 | 0 | 62.24 | 56.24 | 8 | 0
2015 | NYISO_J-K_2_NEISO_OL | NYISO_J-K | NEISO | Internal | Shoulder | B11 | 25 | 99999 | 0.11 | 65.85 | 61.89 | 3.01 | 0
2015 | NYISO_J-K_2_NEISO_OL | NYISO_J-K | NEISO | Internal | Shoulder | B12 | 200 | 99999 | 0.02 | 58.96 | 55.94 | 3.01 | 0
2015 | NYISO_J-K_2_NEISO_OL | NYISO_J-K | NEISO | Internal | Shoulder | B13 | 600 | 99999 | 0 | 58.05 | 55.94 | 3.01 | 0
2015 | NYISO_J-K_2_NEISO_OL | NYISO_J-K | NEISO | Internal | Shoulder | B14 | 900 | 99999 | 0 | 57.32 | 55.94 | 3.01 | 0
2015 | NYISO_J-K_2_NEISO_OL | NYISO_J-K | NEISO | Internal | Shoulder | B15 | 1203 | 99999 | 0 | 57.02 | 55.94 | 3.01 | 0
2015 | NYISO_J-K_2_NEISO_OL | NYISO_J-K | NEISO | Internal | Summer | B1 | 10 | 99999 | 0.46 | 87.26 | 86.29 | 3.01 | 0
2015 | NYISO_J-K_2_NEISO_OL | NYISO_J-K | NEISO | Internal | Summer | B2 | 25 | 99999 | 0.14 | 84.09 | 81.08 | 3.01 | 0
2015 | NYISO_J-K_2_NEISO_OL | NYISO_J-K | NEISO | Internal | Summer | B3 | 75 | 99999 | 0.04 | 81.68 | 77.72 | 3.01 | 0
2015 | NYISO_J-K_2_NEISO_OL | NYISO_J-K | NEISO | Internal | Summer | B4 | 100 | 99999 | 0.03 | 76.93 | 72.97 | 3.01 | 0
2015 | NYISO_J-K_2_NEISO_OL | NYISO_J-K | NEISO | Internal | Summer | B5 | 200 | 99999 | 0.01 | 69.19 | 65.23 | 3.01 | 0
2015 | NYISO_J-K_2_NEISO_OL | NYISO_J-K | NEISO | Internal | Summer | B6 | 300 | 99999 | 0 | 58.45 | 54.49 | 3.01 | 0
2015 | NYISO_J-K_2_NEISO_OL | NYISO_J-K | NEISO | Internal | Summer | B7 | 400 | 99999 | 0 | 57.2 | 53.24 | 3.01 | 0
2015 | NYISO_J-K_2_NEISO_OL | NYISO_J-K | NEISO | Internal | Summer | B8 | 500 | 99999 | 0 | 55.38 | 53.24 | 3.01 | 0
2015 | NYISO_J-K_2_NEISO_OL | NYISO_J-K | NEISO | Internal | Summer | B9 | 800 | 99999 | 0 | 55.01 | 53.24 | 3.01 | 0
2015 | NYISO_J-K_2_NEISO_OL | NYISO_J-K | NEISO | Internal | Summer | B10 | 1262 | 99999 | 0 | 54.29 | 53.24 | 3.01 | 0
2015 | NYISO_J-K_2_NEISO_OL | NYISO_J-K | NEISO | Internal | Winter | B16 | 25 | 99999 | 0.11 | 69.81 | 65.85 | 3.01 | 0
2015 | NYISO_J-K_2_NEISO_OL | NYISO_J-K | NEISO | Internal | Winter | B17 | 100 | 99999 | 0.03 | 67.09 | 64.33 | 3.01 | 0
2015 | NYISO_J-K_2_NEISO_OL | NYISO_J-K | NEISO | Internal | Winter | B18 | 400 | 99999 | 0.04 | 62.45 | 64.33 | 3.01 | 0
2015 | NYISO_J-K_2_NEISO_OL | NYISO_J-K | NEISO | Internal | Winter | B19 | 700 | 99999 | 0.02 | 62.44 | 64.33 | 3.01 | 0
2015 | NYISO_J-K_2_NEISO_OL | NYISO_J-K | NEISO | Internal | Winter | B20 | 935 | 99999 | 0.02 | 62.25 | 64.33 | 3.01 | 0
2015 | NYISO_J-K_2_NYISO_G-I | NYISO_J-K | NYISO_G-I | Internal | Shoulder | B11 | 25 | 1999 | 158.52 | 65.85 | 65.86 | 0.01 | 0
2015 | NYISO_J-K_2_NYISO_G-I | NYISO_J-K | NYISO_G-I | Internal | Shoulder | B12 | 200 | 1999 | 6.99 | 58.96 | 58.95 | 0.01 | 0
2015 | NYISO_J-K_2_NYISO_G-I | NYISO_J-K | NYISO_G-I | Internal | Shoulder | B13 | 600 | 1999 | 2.42 | 58.05 | 58.04 | 0.01 | 0
2015 | NYISO_J-K_2_NYISO_G-I | NYISO_J-K | NYISO_G-I | Internal | Shoulder | B14 | 900 | 1999 | 1.65 | 57.32 | 57.31 | 0.01 | 0
2015 | NYISO_J-K_2_NYISO_G-I | NYISO_J-K | NYISO_G-I | Internal | Shoulder | B15 | 1203 | 1999 | 1.26 | 57.02 | 57.01 | 0.01 | 0
2015 | NYISO_J-K_2_NYISO_G-I | NYISO_J-K | NYISO_G-I | Internal | Summer | B1 | 10 | 1999 | 117.18 | 87.26 | 87.25 | 0.01 | 0
2015 | NYISO_J-K_2_NYISO_G-I | NYISO_J-K | NYISO_G-I | Internal | Summer | B2 | 25 | 1999 | 50.6 | 84.09 | 84.08 | 0.01 | 0
2015 | NYISO_J-K_2_NYISO_G-I | NYISO_J-K | NYISO_G-I | Internal | Summer | B3 | 75 | 1999 | 18.46 | 81.68 | 81.67 | 0.01 | 0
2015 | NYISO_J-K_2_NYISO_G-I | NYISO_J-K | NYISO_G-I | Internal | Summer | B4 | 100 | 1999 | 13.63 | 76.93 | 76.92 | 0.01 | 0
2015 | NYISO_J-K_2_NYISO_G-I | NYISO_J-K | NYISO_G-I | Internal | Summer | B5 | 200 | 1999 | 6.94 | 69.19 | 69.18 | 0.01 | 0
2015 | NYISO_J-K_2_NYISO_G-I | NYISO_J-K | NYISO_G-I | Internal | Summer | B6 | 300 | 1999 | 4.69 | 58.45 | 58.44 | 0.01 | 0
2015 | NYISO_J-K_2_NYISO_G-I | NYISO_J-K | NYISO_G-I | Internal | Summer | B7 | 400 | 1999 | 3.54 | 57.2 | 57.19 | 0.01 | 0
2015 | NYISO_J-K_2_NYISO_G-I | NYISO_J-K | NYISO_G-I | Internal | Summer | B8 | 500 | 1999 | 2.86 | 55.38 | 55.36 | 0.01 | 0
2015 | NYISO_J-K_2_NYISO_G-I | NYISO_J-K | NYISO_G-I | Internal | Summer | B9 | 800 | 1999 | 1.83 | 55.01 | 55 | 0.01 | 0
2015 | NYISO_J-K_2_NYISO_G-I | NYISO_J-K | NYISO_G-I | Internal | Summer | B10 | 1262 | 1999 | 1.2 | 54.29 | 54.28 | 0.01 | 0
2015 | NYISO_J-K_2_NYISO_G-I | NYISO_J-K | NYISO_G-I | Internal | Winter | B16 | 25 | 1999 | 49.64 | 69.81 | 69.79 | 0.01 | 0
2015 | NYISO_J-K_2_NYISO_G-I | NYISO_J-K | NYISO_G-I | Internal | Winter | B17 | 100 | 1999 | 12.93 | 67.09 | 67.08 | 0.01 | 0
2015 | NYISO_J-K_2_NYISO_G-I | NYISO_J-K | NYISO_G-I | Internal | Winter | B18 | 400 | 1999 | 3.42 | 62.45 | 62.43 | 0.01 | 0
2015 | NYISO_J-K_2_NYISO_G-I | NYISO_J-K | NYISO_G-I | Internal | Winter | B19 | 700 | 1999 | 2 | 62.44 | 62.43 | 0.01 | 0
2015 | NYISO_J-K_2_NYISO_G-I | NYISO_J-K | NYISO_G-I | Internal | Winter | B20 | 935 | 1999 | 1.57 | 62.25 | 62.24 | 0.01 | 0
2015 | NYISO_J-K_2_PJM_E_OL | NYISO_J-K | PJM_E | Internal | Shoulder | B11 | 25 | 99999 | 1986.02 | 65.85 | 73.86 | 8.01 | 0
2015 | NYISO_J-K_2_PJM_E_OL | NYISO_J-K | PJM_E | Internal | Shoulder | B12 | 200 | 99999 | 0.04 | 58.96 | 64.75 | 8.01 | 0
2015 | NYISO_J-K_2_PJM_E_OL | NYISO_J-K | PJM_E | Internal | Shoulder | B13 | 600 | 99999 | 0 | 58.05 | 61.08 | 8.01 | 0
2015 | NYISO_J-K_2_PJM_E_OL | NYISO_J-K | PJM_E | Internal | Shoulder | B14 | 900 | 99999 | 0 | 57.32 | 59.02 | 8.01 | 0
2015 | NYISO_J-K_2_PJM_E_OL | NYISO_J-K | PJM_E | Internal | Shoulder | B15 | 1203 | 99999 | 0 | 57.02 | 55.1 | 8.01 | 0
2015 | NYISO_J-K_2_PJM_E_OL | NYISO_J-K | PJM_E | Internal | Summer | B1 | 10 | 99999 | 1.28 | 87.26 | 94.5 | 8.01 | 0
2015 | NYISO_J-K_2_PJM_E_OL | NYISO_J-K | PJM_E | Internal | Summer | B2 | 25 | 99999 | 1.95 | 84.09 | 91.9 | 8.01 | 0
2015 | NYISO_J-K_2_PJM_E_OL | NYISO_J-K | PJM_E | Internal | Summer | B3 | 75 | 99999 | 9.68 | 81.68 | 89.67 | 8.01 | 0
2015 | NYISO_J-K_2_PJM_E_OL | NYISO_J-K | PJM_E | Internal | Summer | B4 | 100 | 99999 | 6.55 | 76.93 | 84.92 | 8.01 | 0
2015 | NYISO_J-K_2_PJM_E_OL | NYISO_J-K | PJM_E | Internal | Summer | B5 | 200 | 99999 | 2.66 | 69.19 | 77.18 | 8.01 | 0
2015 | NYISO_J-K_2_PJM_E_OL | NYISO_J-K | PJM_E | Internal | Summer | B6 | 300 | 99999 | 1.64 | 58.45 | 66.44 | 8.01 | 0
2015 | NYISO_J-K_2_PJM_E_OL | NYISO_J-K | PJM_E | Internal | Summer | B7 | 400 | 99999 | 0 | 57.2 | 59.17 | 8.01 | 0
2015 | NYISO_J-K_2_PJM_E_OL | NYISO_J-K | PJM_E | Internal | Summer | B8 | 500 | 99999 | 0 | 55.38 | 57.04 | 8.01 | 0
2015 | NYISO_J-K_2_PJM_E_OL | NYISO_J-K | PJM_E | Internal | Summer | B9 | 800 | 99999 | 0 | 55.01 | 54.99 | 8.01 | 0
2015 | NYISO_J-K_2_PJM_E_OL | NYISO_J-K | PJM_E | Internal | Summer | B10 | 1262 | 99999 | 0 | 54.29 | 52.26 | 8.01 | 0
2015 | NYISO_J-K_2_PJM_E_OL | NYISO_J-K | PJM_E | Internal | Winter | B16 | 25 | 99999 | 17.95 | 69.81 | 77.79 | 8.01 | 0
2015 | NYISO_J-K_2_PJM_E_OL | NYISO_J-K | PJM_E | Internal | Winter | B17 | 100 | 99999 | 0.03 | 67.09 | 68.86 | 8.01 | 0
2015 | NYISO_J-K_2_PJM_E_OL | NYISO_J-K | PJM_E | Internal | Winter | B18 | 400 | 99999 | 0 | 62.45 | 64.26 | 8.01 | 0
2015 | NYISO_J-K_2_PJM_E_OL | NYISO_J-K | PJM_E | Internal | Winter | B19 | 700 | 99999 | 0 | 62.44 | 61.31 | 8.01 | 0
2015 | NYISO_J-K_2_PJM_E_OL | NYISO_J-K | PJM_E | Internal | Winter | B20 | 935 | 99999 | 0 | 62.25 | 56.24 | 8.01 | 0
2015 | PJM_E_2_NYISO_G-I | PJM_E | NYISO_G-I | Internal | Shoulder | B11 | 25 | 500 | 0.09 | 73.86 | 65.86 | 6 | 0
2015 | PJM_E_2_NYISO_G-I | PJM_E | NYISO_G-I | Internal | Shoulder | B12 | 200 | 500 | 0.01 | 64.75 | 58.95 | 6 | 0
2015 | PJM_E_2_NYISO_G-I | PJM_E | NYISO_G-I | Internal | Shoulder | B13 | 600 | 500 | 0 | 61.08 | 58.04 | 6 | 0
2015 | PJM_E_2_NYISO_G-I | PJM_E | NYISO_G-I | Internal | Shoulder | B14 | 900 | 500 | 0 | 59.02 | 57.31 | 6 | 0
2015 | PJM_E_2_NYISO_G-I | PJM_E | NYISO_G-I | Internal | Shoulder | B15 | 1203 | 500 | 0 | 55.1 | 57.01 | 6 | 0
2015 | PJM_E_2_NYISO_G-I | PJM_E | NYISO_G-I | Internal | Summer | B1 | 10 | 500 | 0.26 | 94.5 | 87.25 | 6 | 0
2015 | PJM_E_2_NYISO_G-I | PJM_E | NYISO_G-I | Internal | Summer | B2 | 25 | 500 | 0.1 | 91.9 | 84.08 | 6 | 0
2015 | PJM_E_2_NYISO_G-I | PJM_E | NYISO_G-I | Internal | Summer | B3 | 75 | 500 | 0.03 | 89.67 | 81.67 | 6 | 0
2015 | PJM_E_2_NYISO_G-I | PJM_E | NYISO_G-I | Internal | Summer | B4 | 100 | 500 | 0.02 | 84.92 | 76.92 | 6 | 0
2015 | PJM_E_2_NYISO_G-I | PJM_E | NYISO_G-I | Internal | Summer | B5 | 200 | 500 | 0.01 | 77.18 | 69.18 | 6 | 0
2015 | PJM_E_2_NYISO_G-I | PJM_E | NYISO_G-I | Internal | Summer | B6 | 300 | 500 | 0 | 66.44 | 58.44 | 6 | 0
2015 | PJM_E_2_NYISO_G-I | PJM_E | NYISO_G-I | Internal | Summer | B7 | 400 | 500 | 0 | 59.17 | 57.19 | 6 | 0
2015 | PJM_E_2_NYISO_G-I | PJM_E | NYISO_G-I | Internal | Summer | B8 | 500 | 500 | 0 | 57.04 | 55.36 | 6 | 0
2015 | PJM_E_2_NYISO_G-I | PJM_E | NYISO_G-I | Internal | Summer | B9 | 800 | 500 | 0 | 54.99 | 55 | 6 | 0
2015 | PJM_E_2_NYISO_G-I | PJM_E | NYISO_G-I | Internal | Summer | B10 | 1262 | 500 | 0 | 52.26 | 54.28 | 6 | 0
2015 | PJM_E_2_NYISO_G-I | PJM_E | NYISO_G-I | Internal | Winter | B16 | 25 | 500 | 0.09 | 77.79 | 69.79 | 6 | 0
2015 | PJM_E_2_NYISO_G-I | PJM_E | NYISO_G-I | Internal | Winter | B17 | 100 | 500 | 0.04 | 68.86 | 67.08 | 6 | 0
2015 | PJM_E_2_NYISO_G-I | PJM_E | NYISO_G-I | Internal | Winter | B18 | 400 | 500 | 0 | 64.26 | 62.43 | 6 | 0
2015 | PJM_E_2_NYISO_G-I | PJM_E | NYISO_G-I | Internal | Winter | B19 | 700 | 500 | 0 | 61.31 | 62.43 | 6 | 0
2015 | PJM_E_2_NYISO_G-I | PJM_E | NYISO_G-I | Internal | Winter | B20 | 935 | 500 | 271.71 | 56.24 | 62.24 | 6 | 0
2015 | PJM_E_2_NYISO_J-K | PJM_E | NYISO_J-K | Internal | Shoulder | B11 | 25 | 330 | 0.1 | 73.86 | 65.85 | 6 | 0
2015 | PJM_E_2_NYISO_J-K | PJM_E | NYISO_J-K | Internal | Shoulder | B12 | 200 | 330 | 0.02 | 64.75 | 58.96 | 6 | 0
2015 | PJM_E_2_NYISO_J-K | PJM_E | NYISO_J-K | Internal | Shoulder | B13 | 600 | 330 | 0 | 61.08 | 58.05 | 6 | 0
2015 | PJM_E_2_NYISO_J-K | PJM_E | NYISO_J-K | Internal | Shoulder | B14 | 900 | 330 | 0 | 59.02 | 57.32 | 6 | 0
2015 | PJM_E_2_NYISO_J-K | PJM_E | NYISO_J-K | Internal | Shoulder | B15 | 1203 | 330 | 0 | 55.1 | 57.02 | 6 | 0
2015 | PJM_E_2_NYISO_J-K | PJM_E | NYISO_J-K | Internal | Summer | B1 | 10 | 330 | 0.31 | 94.5 | 87.26 | 6 | 0.01
2015 | PJM_E_2_NYISO_J-K | PJM_E | NYISO_J-K | Internal | Summer | B2 | 25 | 330 | 0.11 | 91.9 | 84.09 | 6 | 0
2015 | PJM_E_2_NYISO_J-K | PJM_E | NYISO_J-K | Internal | Summer | B3 | 75 | 330 | 0.04 | 89.67 | 81.68 | 6 | 0
2015 | PJM_E_2_NYISO_J-K | PJM_E | NYISO_J-K | Internal | Summer | B4 | 100 | 330 | 0.03 | 84.92 | 76.93 | 6 | 0
2015 | PJM_E_2_NYISO_J-K | PJM_E | NYISO_J-K | Internal | Summer | B5 | 200 | 330 | 0.01 | 77.18 | 69.19 | 6 | 0
2015 | PJM_E_2_NYISO_J-K | PJM_E | NYISO_J-K | Internal | Summer | B6 | 300 | 330 | 0 | 66.44 | 58.45 | 6 | 0
2015 | PJM_E_2_NYISO_J-K | PJM_E | NYISO_J-K | Internal | Summer | B7 | 400 | 330 | 0.01 | 59.17 | 57.2 | 6 | 0
2015 | PJM_E_2_NYISO_J-K | PJM_E | NYISO_J-K | Internal | Summer | B8 | 500 | 330 | 0 | 57.04 | 55.38 | 6 | 0
2015 | PJM_E_2_NYISO_J-K | PJM_E | NYISO_J-K | Internal | Summer | B9 | 800 | 330 | 0 | 54.99 | 55.01 | 6 | 0
2015 | PJM_E_2_NYISO_J-K | PJM_E | NYISO_J-K | Internal | Summer | B10 | 1262 | 330 | 0 | 52.26 | 54.29 | 6 | 0
2015 | PJM_E_2_NYISO_J-K | PJM_E | NYISO_J-K | Internal | Winter | B16 | 25 | 330 | 0.1 | 77.79 | 69.81 | 6 | 0
2015 | PJM_E_2_NYISO_J-K | PJM_E | NYISO_J-K | Internal | Winter | B17 | 100 | 330 | 0.04 | 68.86 | 67.09 | 6 | 0
2015 | PJM_E_2_NYISO_J-K | PJM_E | NYISO_J-K | Internal | Winter | B18 | 400 | 330 | 0.01 | 64.26 | 62.45 | 6 | 0
2015 | PJM_E_2_NYISO_J-K | PJM_E | NYISO_J-K | Internal | Winter | B19 | 700 | 330 | 0.01 | 61.31 | 62.44 | 6 | 0
2015 | PJM_E_2_NYISO_J-K | PJM_E | NYISO_J-K | Internal | Winter | B20 | 935 | 330 | 329.34 | 56.24 | 62.25 | 6 | 0.01
2015 | PJM_E_2_PJM_ROM | PJM_E | PJM_ROM | Internal | Shoulder | B11 | 25 | 8000 | 10687.67 | 73.86 | 73.87 | 0.01 | 0
2015 | PJM_E_2_PJM_ROM | PJM_E | PJM_ROM | Internal | Shoulder | B12 | 200 | 8000 | 2345.09 | 64.75 | 64.76 | 0.01 | 0
2015 | PJM_E_2_PJM_ROM | PJM_E | PJM_ROM | Internal | Shoulder | B13 | 600 | 8000 | 245.47 | 61.08 | 61.09 | 0.01 | 0
2015 | PJM_E_2_PJM_ROM | PJM_E | PJM_ROM | Internal | Shoulder | B14 | 900 | 8000 | 360.33 | 59.02 | 59.03 | 0.01 | 0
2015 | PJM_E_2_PJM_ROM | PJM_E | PJM_ROM | Internal | Shoulder | B15 | 1203 | 8000 | 1.51 | 55.1 | 55.09 | 0.01 | 0
2015 | PJM_E_2_PJM_ROM | PJM_E | PJM_ROM | Internal | Summer | B1 | 10 | 8000 | 139.64 | 94.5 | 94.49 | 0.01 | 0
2015 | PJM_E_2_PJM_ROM | PJM_E | PJM_ROM | Internal | Summer | B2 | 25 | 8000 | 62.87 | 91.9 | 91.89 | 0.01 | 0
2015 | PJM_E_2_PJM_ROM | PJM_E | PJM_ROM | Internal | Summer | B3 | 75 | 8000 | 3062.73 | 89.67 | 89.68 | 0.01 | 0
2015 | PJM_E_2_PJM_ROM | PJM_E | PJM_ROM | Internal | Summer | B4 | 100 | 8000 | 1327.48 | 84.92 | 84.93 | 0.01 | 0
2015 | PJM_E_2_PJM_ROM | PJM_E | PJM_ROM | Internal | Summer | B5 | 200 | 8000 | 261 | 77.18 | 77.19 | 0.01 | 0
2015 | PJM_E_2_PJM_ROM | PJM_E | PJM_ROM | Internal | Summer | B6 | 300 | 8000 | 6.44 | 66.44 | 66.42 | 0.01 | 0
2015 | PJM_E_2_PJM_ROM | PJM_E | PJM_ROM | Internal | Summer | B7 | 400 | 8000 | 4.12 | 59.17 | 59.16 | 0.01 | 0
2015 | PJM_E_2_PJM_ROM | PJM_E | PJM_ROM | Internal | Summer | B8 | 500 | 8000 | 3.77 | 57.04 | 57.03 | 0.01 | 0
2015 | PJM_E_2_PJM_ROM | PJM_E | PJM_ROM | Internal | Summer | B9 | 800 | 8000 | 2.01 | 54.99 | 54.97 | 0.01 | 0
2015 | PJM_E_2_PJM_ROM | PJM_E | PJM_ROM | Internal | Summer | B10 | 1262 | 8000 | 343.61 | 52.26 | 52.28 | 0.01 | 0
2015 | PJM_E_2_PJM_ROM | PJM_E | PJM_ROM | Internal | Winter | B16 | 25 | 8000 | 1451.16 | 77.79 | 77.81 | 0.01 | 0
2015 | PJM_E_2_PJM_ROM | PJM_E | PJM_ROM | Internal | Winter | B17 | 100 | 8000 | 393.64 | 68.86 | 68.88 | 0.01 | 0
2015 | PJM_E_2_PJM_ROM | PJM_E | PJM_ROM | Internal | Winter | B18 | 400 | 8000 | 3.9 | 64.26 | 64.24 | 0.01 | 0
2015 | PJM_E_2_PJM_ROM | PJM_E | PJM_ROM | Internal | Winter | B19 | 700 | 8000 | 2.24 | 61.31 | 61.3 | 0.01 | 0
2015 | PJM_E_2_PJM_ROM | PJM_E | PJM_ROM | Internal | Winter | B20 | 935 | 8000 | 1.77 | 56.24 | 56.23 | 0.01 | 0
2015 | PJM_ROR_2_MISO_IN | PJM_ROR | MISO_IN | Internal | Shoulder | B11 | 25 | 909 | 1275.71 | 73.88 | 76.16 | 2 | 0.27
2015 | PJM_ROR_2_MISO_IN | PJM_ROR | MISO_IN | Internal | Shoulder | B12 | 200 | 909 | 0.05 | 64.75 | 63.12 | 2 | 0
2015 | PJM_ROR_2_MISO_IN | PJM_ROR | MISO_IN | Internal | Shoulder | B13 | 600 | 909 | 0.02 | 61.07 | 59.16 | 2 | 0
2015 | PJM_ROR_2_MISO_IN | PJM_ROR | MISO_IN | Internal | Shoulder | B14 | 900 | 909 | 0.01 | 59.02 | 57.03 | 2 | 0
2015 | PJM_ROR_2_MISO_IN | PJM_ROR | MISO_IN | Internal | Shoulder | B15 | 1203 | 909 | 0.02 | 55.08 | 55.15 | 2 | 0
2015 | PJM_ROR_2_MISO_IN | PJM_ROR | MISO_IN | Internal | Summer | B1 | 10 | 909 | 0.94 | 94.48 | 92.87 | 2 | 0
2015 | PJM_ROR_2_MISO_IN | PJM_ROR | MISO_IN | Internal | Summer | B2 | 25 | 909 | 0.42 | 91.88 | 90.65 | 2 | 0
2015 | PJM_ROR_2_MISO_IN | PJM_ROR | MISO_IN | Internal | Summer | B3 | 75 | 909 | 0.18 | 89.69 | 89.18 | 2 | 0
2015 | PJM_ROR_2_MISO_IN | PJM_ROR | MISO_IN | Internal | Summer | B4 | 100 | 909 | 0.12 | 84.92 | 83.69 | 2 | 0
2015 | PJM_ROR_2_MISO_IN | PJM_ROR | MISO_IN | Internal | Summer | B5 | 200 | 909 | 0.05 | 77.18 | 75.62 | 2 | 0
2015 | PJM_ROR_2_MISO_IN | PJM_ROR | MISO_IN | Internal | Summer | B6 | 300 | 909 | 0.03 | 66.41 | 64.43 | 2 | 0
2015 | PJM_ROR_2_MISO_IN | PJM_ROR | MISO_IN | Internal | Summer | B7 | 400 | 909 | 0.02 | 58.95 | 56.98 | 2 | 0
2015 | PJM_ROR_2_MISO_IN | PJM_ROR | MISO_IN | Internal | Summer | B8 | 500 | 909 | 0.02 | 56.42 | 54.43 | 2 | 0
2015 | PJM_ROR_2_MISO_IN | PJM_ROR | MISO_IN | Internal | Summer | B9 | 800 | 909 | 0.02 | 54.36 | 53.66 | 2 | 0
2015 | PJM_ROR_2_MISO_IN | PJM_ROR | MISO_IN | Internal | Summer | B10 | 1262 | 909 | 0.02 | 52.26 | 52.97 | 2 | 0
2015 | PJM_ROR_2_MISO_IN | PJM_ROR | MISO_IN | Internal | Winter | B16 | 25 | 909 | 0.38 | 77.79 | 76.17 | 2 | 0
2015 | PJM_ROR_2_MISO_IN | PJM_ROR | MISO_IN | Internal | Winter | B17 | 100 | 909 | 0.09 | 68.86 | 66.87 | 2 | 0
2015 | PJM_ROR_2_MISO_IN | PJM_ROR | MISO_IN | Internal | Winter | B18 | 400 | 909 | 0.02 | 63.63 | 61.63 | 2 | 0
2015 | PJM_ROR_2_MISO_IN | PJM_ROR | MISO_IN | Internal | Winter | B19 | 700 | 909 | 0.01 | 60.69 | 59.03 | 2 | 0
2015 | PJM_ROR_2_MISO_IN | PJM_ROR | MISO_IN | Internal | Winter | B20 | 935 | 909 | 0.01 | 55.62 | 53.97 | 2 | 0
2015 | PJM_ROR_2_MISO_MI | PJM_ROR | MISO_MI | Internal | Shoulder | B11 | 25 | 1305 | 21.65 | 73.88 | 75.85 | 2 | 0
2015 | PJM_ROR_2_MISO_MI | PJM_ROR | MISO_MI | Internal | Shoulder | B12 | 200 | 1305 | 0.05 | 64.75 | 62.83 | 2 | 0
2015 | PJM_ROR_2_MISO_MI | PJM_ROR | MISO_MI | Internal | Shoulder | B13 | 600 | 1305 | 0.02 | 61.07 | 59.15 | 2 | 0
2015 | PJM_ROR_2_MISO_MI | PJM_ROR | MISO_MI | Internal | Shoulder | B14 | 900 | 1305 | 0.01 | 59.02 | 57.02 | 2 | 0
2015 | PJM_ROR_2_MISO_MI | PJM_ROR | MISO_MI | Internal | Shoulder | B15 | 1203 | 1305 | 0.02 | 55.08 | 55.11 | 2 | 0
2015 | PJM_ROR_2_MISO_MI | PJM_ROR | MISO_MI | Internal | Summer | B1 | 10 | 1305 | 0.9 | 94.48 | 92.48 | 2 | 0
2015 | PJM_ROR_2_MISO_MI | PJM_ROR | MISO_MI | Internal | Summer | B2 | 25 | 1305 | 0.4 | 91.88 | 90.24 | 2 | 0
2015 | PJM_ROR_2_MISO_MI | PJM_ROR | MISO_MI | Internal | Summer | B3 | 75 | 1305 | 0.16 | 89.69 | 88.76 | 2 | 0
2015 | PJM_ROR_2_MISO_MI | PJM_ROR | MISO_MI | Internal | Summer | B4 | 100 | 1305 | 0.11 | 84.92 | 83.27 | 2 | 0
2015 | PJM_ROR_2_MISO_MI | PJM_ROR | MISO_MI | Internal | Summer | B5 | 200 | 1305 | 0.05 | 77.18 | 75.2 | 2 | 0
2015 | PJM_ROR_2_MISO_MI | PJM_ROR | MISO_MI | Internal | Summer | B6 | 300 | 1305 | 0.03 | 66.41 | 64.41 | 2 | 0
2015 | PJM_ROR_2_MISO_MI | PJM_ROR | MISO_MI | Internal | Summer | B7 | 400 | 1305 | 0.02 | 58.95 | 56.96 | 2 | 0
2015 | PJM_ROR_2_MISO_MI | PJM_ROR | MISO_MI | Internal | Summer | B8 | 500 | 1305 | 0.02 | 56.42 | 54.42 | 2 | 0
2015 | PJM_ROR_2_MISO_MI | PJM_ROR | MISO_MI | Internal | Summer | B9 | 800 | 1305 | 0.02 | 54.36 | 53.64 | 2 | 0
2015 | PJM_ROR_2_MISO_MI | PJM_ROR | MISO_MI | Internal | Summer | B10 | 1262 | 1305 | 0.02 | 52.26 | 52.99 | 2 | 0
2015 | PJM_ROR_2_MISO_MI | PJM_ROR | MISO_MI | Internal | Winter | B16 | 25 | 1305 | 0.36 | 77.79 | 75.79 | 2 | 0
2015 | PJM_ROR_2_MISO_MI | PJM_ROR | MISO_MI | Internal | Winter | B17 | 100 | 1305 | 0.09 | 68.86 | 66.86 | 2 | 0
2015 | PJM_ROR_2_MISO_MI | PJM_ROR | MISO_MI | Internal | Winter | B18 | 400 | 1305 | 0.02 | 63.63 | 61.63 | 2 | 0
2015 | PJM_ROR_2_MISO_MI | PJM_ROR | MISO_MI | Internal | Winter | B19 | 700 | 1305 | 0.01 | 60.69 | 59.04 | 2 | 0
2015 | PJM_ROR_2_MISO_MI | PJM_ROR | MISO_MI | Internal | Winter | B20 | 935 | 1305 | 0.01 | 55.62 | 53.98 | 2 | 0
2015 | PJM_ROR_2_MISO_MO-IL | PJM_ROR | MISO_MO-IL | Internal | Shoulder | B11 | 25 | 1111 | 1065.27 | 73.88 | 75.89 | 2 | 0.01
2015 | PJM_ROR_2_MISO_MO-IL | PJM_ROR | MISO_MO-IL | Internal | Shoulder | B12 | 200 | 1111 | 0.04 | 64.75 | 62.75 | 2 | 0
2015 | PJM_ROR_2_MISO_MO-IL | PJM_ROR | MISO_MO-IL | Internal | Shoulder | B13 | 600 | 1111 | 0.01 | 61.07 | 59.08 | 2 | 0
2015 | PJM_ROR_2_MISO_MO-IL | PJM_ROR | MISO_MO-IL | Internal | Shoulder | B14 | 900 | 1111 | 0 | 59.02 | 57.02 | 2 | 0
2015 | PJM_ROR_2_MISO_MO-IL | PJM_ROR | MISO_MO-IL | Internal | Shoulder | B15 | 1203 | 1111 | 0.01 | 55.08 | 55.14 | 2 | 0
2015 | PJM_ROR_2_MISO_MO-IL | PJM_ROR | MISO_MO-IL | Internal | Summer | B1 | 10 | 1111 | 0.76 | 94.48 | 92.5 | 2 | 0
2015 | PJM_ROR_2_MISO_MO-IL | PJM_ROR | MISO_MO-IL | Internal | Summer | B2 | 25 | 1111 | 0.34 | 91.88 | 90.28 | 2 | 0
2015 | PJM_ROR_2_MISO_MO-IL | PJM_ROR | MISO_MO-IL | Internal | Summer | B3 | 75 | 1111 | 0.14 | 89.69 | 88.81 | 2 | 0
2015 | PJM_ROR_2_MISO_MO-IL | PJM_ROR | MISO_MO-IL | Internal | Summer | B4 | 100 | 1111 | 0.09 | 84.92 | 83.32 | 2 | 0
2015 | PJM_ROR_2_MISO_MO-IL | PJM_ROR | MISO_MO-IL | Internal | Summer | B5 | 200 | 1111 | 0.04 | 77.18 | 75.24 | 2 | 0
2015 | PJM_ROR_2_MISO_MO-IL | PJM_ROR | MISO_MO-IL | Internal | Summer | B6 | 300 | 1111 | 0.03 | 66.41 | 64.41 | 2 | 0
2015 | PJM_ROR_2_MISO_MO-IL | PJM_ROR | MISO_MO-IL | Internal | Summer | B7 | 400 | 1111 | 0.02 | 58.95 | 56.96 | 2 | 0
2015 | PJM_ROR_2_MISO_MO-IL | PJM_ROR | MISO_MO-IL | Internal | Summer | B8 | 500 | 1111 | 0.02 | 56.42 | 54.42 | 2 | 0
2015 | PJM_ROR_2_MISO_MO-IL | PJM_ROR | MISO_MO-IL | Internal | Summer | B9 | 800 | 1111 | 0.01 | 54.36 | 53.64 | 2 | 0
2015 | PJM_ROR_2_MISO_MO-IL | PJM_ROR | MISO_MO-IL | Internal | Summer | B10 | 1262 | 1111 | 0.01 | 52.26 | 52.66 | 2 | 0
2015 | PJM_ROR_2_MISO_MO-IL | PJM_ROR | MISO_MO-IL | Internal | Winter | B16 | 25 | 1111 | 0.31 | 77.79 | 75.79 | 2 | 0
2015 | PJM_ROR_2_MISO_MO-IL | PJM_ROR | MISO_MO-IL | Internal | Winter | B17 | 100 | 1111 | 0.07 | 68.86 | 66.51 | 2 | 0
2015 | PJM_ROR_2_MISO_MO-IL | PJM_ROR | MISO_MO-IL | Internal | Winter | B18 | 400 | 1111 | 0.02 | 63.63 | 61.3 | 2 | 0
2015 | PJM_ROR_2_MISO_MO-IL | PJM_ROR | MISO_MO-IL | Internal | Winter | B19 | 700 | 1111 | 0.01 | 60.69 | 58.69 | 2 | 0
2015 | PJM_ROR_2_MISO_MO-IL | PJM_ROR | MISO_MO-IL | Internal | Winter | B20 | 935 | 1111 | 0.01 | 55.62 | 53.63 | 2 | 0
2015 | PJM_ROR_2_MISO_W | PJM_ROR | MISO_W | Internal | Shoulder | B11 | 25 | 709 | 168.69 | 73.88 | 75.88 | 2 | 0
2015 | PJM_ROR_2_MISO_W | PJM_ROR | MISO_W | Internal | Shoulder | B12 | 200 | 709 | 0.05 | 64.75 | 62.74 | 2 | 0
2015 | PJM_ROR_2_MISO_W | PJM_ROR | MISO_W | Internal | Shoulder | B13 | 600 | 709 | 0.02 | 61.07 | 59.06 | 2 | 0
2015 | PJM_ROR_2_MISO_W | PJM_ROR | MISO_W | Internal | Shoulder | B14 | 900 | 709 | 0.01 | 59.02 | 57.01 | 2 | 0
2015 | PJM_ROR_2_MISO_W | PJM_ROR | MISO_W | Internal | Shoulder | B15 | 1203 | 709 | 0.01 | 55.08 | 55.14 | 2 | 0
2015 | PJM_ROR_2_MISO_W | PJM_ROR | MISO_W | Internal | Summer | B1 | 10 | 709 | 0.85 | 94.48 | 92.49 | 2 | 0
2015 | PJM_ROR_2_MISO_W | PJM_ROR | MISO_W | Internal | Summer | B2 | 25 | 709 | 0.38 | 91.88 | 90.27 | 2 | 0
2015 | PJM_ROR_2_MISO_W | PJM_ROR | MISO_W | Internal | Summer | B3 | 75 | 709 | 0.16 | 89.69 | 88.8 | 2 | 0
2015 | PJM_ROR_2_MISO_W | PJM_ROR | MISO_W | Internal | Summer | B4 | 100 | 709 | 0.1 | 84.92 | 83.3 | 2 | 0
2015 | PJM_ROR_2_MISO_W | PJM_ROR | MISO_W | Internal | Summer | B5 | 200 | 709 | 0.05 | 77.18 | 75.23 | 2 | 0
2015 | PJM_ROR_2_MISO_W | PJM_ROR | MISO_W | Internal | Summer | B6 | 300 | 709 | 0.03 | 66.41 | 64.4 | 2 | 0
2015 | PJM_ROR_2_MISO_W | PJM_ROR | MISO_W | Internal | Summer | B7 | 400 | 709 | 0.02 | 58.95 | 56.95 | 2 | 0
2015 | PJM_ROR_2_MISO_W | PJM_ROR | MISO_W | Internal | Summer | B8 | 500 | 709 | 0.02 | 56.42 | 54.41 | 2 | 0
2015 | PJM_ROR_2_MISO_W | PJM_ROR | MISO_W | Internal | Summer | B9 | 800 | 709 | 0.01 | 54.36 | 53.63 | 2 | 0
2015 | PJM_ROR_2_MISO_W | PJM_ROR | MISO_W | Internal | Summer | B10 | 1262 | 709 | 0.02 | 52.26 | 52.64 | 2 | 0
2015 | PJM_ROR_2_MISO_W | PJM_ROR | MISO_W | Internal | Winter | B16 | 25 | 709 | 0.34 | 77.79 | 75.78 | 2 | 0
2015 | PJM_ROR_2_MISO_W | PJM_ROR | MISO_W | Internal | Winter | B17 | 100 | 709 | 0.08 | 68.86 | 66.5 | 2 | 0
2015 | PJM_ROR_2_MISO_W | PJM_ROR | MISO_W | Internal | Winter | B18 | 400 | 709 | 0.02 | 63.63 | 61.29 | 2 | 0
2015 | PJM_ROR_2_MISO_W | PJM_ROR | MISO_W | Internal | Winter | B19 | 700 | 709 | 0.01 | 60.69 | 58.67 | 2 | 0
2015 | PJM_ROR_2_MISO_W | PJM_ROR | MISO_W | Internal | Winter | B20 | 935 | 709 | 0.01 | 55.62 | 53.64 | 2 | 0
2015 | PJM_ROR_2_MISO_WUMS | PJM_ROR | MISO_WUMS | Internal | Shoulder | B11 | 25 | 1467 | 2.73 | 73.88 | 75.49 | 2 | 0
2015 | PJM_ROR_2_MISO_WUMS | PJM_ROR | MISO_WUMS | Internal | Shoulder | B12 | 200 | 1467 | 0.04 | 64.75 | 62.47 | 2 | 0
2015 | PJM_ROR_2_MISO_WUMS | PJM_ROR | MISO_WUMS | Internal | Shoulder | B13 | 600 | 1467 | 0.02 | 61.07 | 58.8 | 2 | 0
2015 | PJM_ROR_2_MISO_WUMS | PJM_ROR | MISO_WUMS | Internal | Shoulder | B14 | 900 | 1467 | 0 | 59.02 | 56.67 | 2 | 0
2015 | PJM_ROR_2_MISO_WUMS | PJM_ROR | MISO_WUMS | Internal | Shoulder | B15 | 1203 | 1467 | 0.01 | 55.08 | 54.75 | 2 | 0
2015 | PJM_ROR_2_MISO_WUMS | PJM_ROR | MISO_WUMS | Internal | Summer | B1 | 10 | 1467 | 0.84 | 94.48 | 92.12 | 2 | 0
2015 | PJM_ROR_2_MISO_WUMS | PJM_ROR | MISO_WUMS | Internal | Summer | B2 | 25 | 1467 | 0.37 | 91.88 | 89.88 | 2 | 0
2015 | PJM_ROR_2_MISO_WUMS | PJM_ROR | MISO_WUMS | Internal | Summer | B3 | 75 | 1467 | 0.15 | 89.69 | 88.41 | 2 | 0
2015 | PJM_ROR_2_MISO_WUMS | PJM_ROR | MISO_WUMS | Internal | Summer | B4 | 100 | 1467 | 0.1 | 84.92 | 82.92 | 2 | 0
2015 | PJM_ROR_2_MISO_WUMS | PJM_ROR | MISO_WUMS | Internal | Summer | B5 | 200 | 1467 | 0.04 | 77.18 | 74.84 | 2 | 0
2015 | PJM_ROR_2_MISO_WUMS | PJM_ROR | MISO_WUMS | Internal | Summer | B6 | 300 | 1467 | 0.03 | 66.41 | 64.06 | 2 | 0
2015 | PJM_ROR_2_MISO_WUMS | PJM_ROR | MISO_WUMS | Internal | Summer | B7 | 400 | 1467 | 0.02 | 58.95 | 56.61 | 2 | 0
2015 | PJM_ROR_2_MISO_WUMS | PJM_ROR | MISO_WUMS | Internal | Summer | B8 | 500 | 1467 | 0.02 | 56.42 | 54.07 | 2 | 0
2015 | PJM_ROR_2_MISO_WUMS | PJM_ROR | MISO_WUMS | Internal | Summer | B9 | 800 | 1467 | 0.01 | 54.36 | 53.29 | 2 | 0
2015 | PJM_ROR_2_MISO_WUMS | PJM_ROR | MISO_WUMS | Internal | Summer | B10 | 1262 | 1467 | 0.02 | 52.26 | 52.63 | 2 | 0
2015 | PJM_ROR_2_MISO_WUMS | PJM_ROR | MISO_WUMS | Internal | Winter | B16 | 25 | 1467 | 0.34 | 77.79 | 75.44 | 2 | 0
2015 | PJM_ROR_2_MISO_WUMS | PJM_ROR | MISO_WUMS | Internal | Winter | B17 | 100 | 1467 | 0.09 | 68.86 | 66.51 | 2 | 0
2015 | PJM_ROR_2_MISO_WUMS | PJM_ROR | MISO_WUMS | Internal | Winter | B18 | 400 | 1467 | 0.02 | 63.63 | 61.28 | 2 | 0
2015 | PJM_ROR_2_MISO_WUMS | PJM_ROR | MISO_WUMS | Internal | Winter | B19 | 700 | 1467 | 0.01 | 60.69 | 58.69 | 2 | 0
2015 | PJM_ROR_2_MISO_WUMS | PJM_ROR | MISO_WUMS | Internal | Winter | B20 | 935 | 1467 | 0.01 | 55.62 | 53.63 | 2 | 0
2015 | PJM_ROR_2_PJM_ROM | PJM_ROR | PJM_ROM | Internal | Shoulder | B11 | 25 | 8000 | 25.81 | 73.88 | 73.87 | 0.01 | 0
2015 | PJM_ROR_2_PJM_ROM | PJM_ROR | PJM_ROM | Internal | Shoulder | B12 | 200 | 8000 | 3233.8 | 64.75 | 64.76 | 0.01 | 0
2015 | PJM_ROR_2_PJM_ROM | PJM_ROR | PJM_ROM | Internal | Shoulder | B13 | 600 | 8000 | 5334.87 | 61.07 | 61.09 | 0.01 | 0
2015 | PJM_ROR_2_PJM_ROM | PJM_ROR | PJM_ROM | Internal | Shoulder | B14 | 900 | 8000 | 7908.42 | 59.02 | 59.03 | 0.01 | 0
2015 | PJM_ROR_2_PJM_ROM | PJM_ROR | PJM_ROM | Internal | Shoulder | B15 | 1203 | 8000 | 6537.28 | 55.08 | 55.09 | 0.01 | 0
2015 | PJM_ROR_2_PJM_ROM | PJM_ROR | PJM_ROM | Internal | Summer | B1 | 10 | 8000 | 7570.42 | 94.48 | 94.49 | 0.01 | 0
2015 | PJM_ROR_2_PJM_ROM | PJM_ROR | PJM_ROM | Internal | Summer | B2 | 25 | 8000 | 5351.97 | 91.88 | 91.89 | 0.01 | 0
2015 | PJM_ROR_2_PJM_ROM | PJM_ROR | PJM_ROM | Internal | Summer | B3 | 75 | 8000 | 13.63 | 89.69 | 89.68 | 0.01 | 0
2015 | PJM_ROR_2_PJM_ROM | PJM_ROR | PJM_ROM | Internal | Summer | B4 | 100 | 8000 | 369.5 | 84.92 | 84.93 | 0.01 | 0
2015 | PJM_ROR_2_PJM_ROM | PJM_ROR | PJM_ROM | Internal | Summer | B5 | 200 | 8000 | 4097.47 | 77.18 | 77.19 | 0.01 | 0
2015 | PJM_ROR_2_PJM_ROM | PJM_ROR | PJM_ROM | Internal | Summer | B6 | 300 | 8000 | 4986.01 | 66.41 | 66.42 | 0.01 | 0
2015 | PJM_ROR_2_PJM_ROM | PJM_ROR | PJM_ROM | Internal | Summer | B7 | 400 | 8000 | 7999.67 | 58.95 | 59.16 | 0.01 | 0.19
2015 | PJM_ROR_2_PJM_ROM | PJM_ROR | PJM_ROM | Internal | Summer | B8 | 500 | 8000 | 9160.33 | 56.42 | 57.03 | 0.01 | 0.6
2015 | PJM_ROR_2_PJM_ROM | PJM_ROR | PJM_ROM | Internal | Summer | B9 | 800 | 8000 | 10322.83 | 54.36 | 54.97 | 0.01 | 0.6
2015 | PJM_ROR_2_PJM_ROM | PJM_ROR | PJM_ROM | Internal | Summer | B10 | 1262 | 8000 | 6915.98 | 52.26 | 52.28 | 0.01 | 0
2015 | PJM_ROR_2_PJM_ROM | PJM_ROR | PJM_ROM | Internal | Winter | B16 | 25 | 8000 | 3573.49 | 77.79 | 77.81 | 0.01 | 0
2015 | PJM_ROR_2_PJM_ROM | PJM_ROR | PJM_ROM | Internal | Winter | B17 | 100 | 8000 | 7501.21 | 68.86 | 68.88 | 0.01 | 0
2015 | PJM_ROR_2_PJM_ROM | PJM_ROR | PJM_ROM | Internal | Winter | B18 | 400 | 8000 | 9721.6 | 63.63 | 64.24 | 0.01 | 0.6
2015 | PJM_ROR_2_PJM_ROM | PJM_ROR | PJM_ROM | Internal | Winter | B19 | 700 | 8000 | 10791.61 | 60.69 | 61.3 | 0.01 | 0.6
2015 | PJM_ROR_2_PJM_ROM | PJM_ROR | PJM_ROM | Internal | Winter | B20 | 935 | 8000 | 8018.55 | 55.62 | 56.23 | 0.01 | 0.59
2015 | PJM_ROR_2_TVA_Transmission | PJM_ROR | TVA_Transmission | Internal | Shoulder | B11 | 25 | 2500 | 1014.04 | 73.88 | 79.88 | 6 | 0
2015 | PJM_ROR_2_TVA_Transmission | PJM_ROR | TVA_Transmission | Internal | Shoulder | B12 | 200 | 2500 | 0.04 | 64.75 | 65.45 | 6 | 0
2015 | PJM_ROR_2_TVA_Transmission | PJM_ROR | TVA_Transmission | Internal | Shoulder | B13 | 600 | 2500 | 0.02 | 61.07 | 63.66 | 6 | 0
2015 | PJM_ROR_2_TVA_Transmission | PJM_ROR | TVA_Transmission | Internal | Shoulder | B14 | 900 | 2500 | 0.02 | 59.02 | 62.65 | 6 | 0
2015 | PJM_ROR_2_TVA_Transmission | PJM_ROR | TVA_Transmission | Internal | Shoulder | B15 | 1203 | 2500 | 637.54 | 55.08 | 61.08 | 6 | 0
2015 | PJM_ROR_2_TVA_Transmission | PJM_ROR | TVA_Transmission | Internal | Summer | B1 | 10 | 2500 | 2386.09 | 94.48 | 100.48 | 6 | 0.01
2015 | PJM_ROR_2_TVA_Transmission | PJM_ROR | TVA_Transmission | Internal | Summer | B2 | 25 | 2500 | 2587.37 | 91.88 | 98 | 6 | 0.12
2015 | PJM_ROR_2_TVA_Transmission | PJM_ROR | TVA_Transmission | Internal | Summer | B3 | 75 | 2500 | 1394.8 | 89.69 | 95.69 | 6 | 0
2015 | PJM_ROR_2_TVA_Transmission | PJM_ROR | TVA_Transmission | Internal | Summer | B4 | 100 | 2500 | 846.31 | 84.92 | 90.92 | 6 | 0
2015 | PJM_ROR_2_TVA_Transmission | PJM_ROR | TVA_Transmission | Internal | Summer | B5 | 200 | 2500 | 0.35 | 77.18 | 82.76 | 6 | 0
2015 | PJM_ROR_2_TVA_Transmission | PJM_ROR | TVA_Transmission | Internal | Summer | B6 | 300 | 2500 | 0.08 | 66.41 | 70.42 | 6 | 0
2015 | PJM_ROR_2_TVA_Transmission | PJM_ROR | TVA_Transmission | Internal | Summer | B7 | 400 | 2500 | 0.04 | 58.95 | 62.38 | 6 | 0
2015 | PJM_ROR_2_TVA_Transmission | PJM_ROR | TVA_Transmission | Internal | Summer | B8 | 500 | 2500 | 0.05 | 56.42 | 61.21 | 6 | 0
2015 | PJM_ROR_2_TVA_Transmission | PJM_ROR | TVA_Transmission | Internal | Summer | B9 | 800 | 2500 | 187.94 | 54.36 | 60.36 | 6 | 0
2015 | PJM_ROR_2_TVA_Transmission | PJM_ROR | TVA_Transmission | Internal | Summer | B10 | 1262 | 2500 | 0.15 | 52.26 | 58.17 | 6 | 0
2015 | PJM_ROR_2_TVA_Transmission | PJM_ROR | TVA_Transmission | Internal | Winter | B16 | 25 | 2500 | 194.76 | 77.79 | 83.79 | 6 | 0
2015 | PJM_ROR_2_TVA_Transmission | PJM_ROR | TVA_Transmission | Internal | Winter | B17 | 100 | 2500 | 0.06 | 68.86 | 68.64 | 6 | 0
2015 | PJM_ROR_2_TVA_Transmission | PJM_ROR | TVA_Transmission | Internal | Winter | B18 | 400 | 2500 | 0.02 | 63.63 | 65.2 | 6 | 0
2015 | PJM_ROR_2_TVA_Transmission | PJM_ROR | TVA_Transmission | Internal | Winter | B19 | 700 | 2500 | 0.02 | 60.69 | 62.9 | 6 | 0
2015 | PJM_ROR_2_TVA_Transmission | PJM_ROR | TVA_Transmission | Internal | Winter | B20 | 935 | 2500 | 1875.92 | 55.62 | 61.62 | 6 | 0
2015 | PJM_ROR_2_VACAR | PJM_ROR | VACAR | Internal | Shoulder | B11 | 25 | 3000 | 3158.07 | 73.88 | 80.63 | 6 | 0.74
2015 | PJM_ROR_2_VACAR | PJM_ROR | VACAR | Internal | Shoulder | B12 | 200 | 3000 | 0.04 | 64.75 | 66.19 | 6 | 0
2015 | PJM_ROR_2_VACAR | PJM_ROR | VACAR | Internal | Shoulder | B13 | 600 | 3000 | 0.02 | 61.07 | 64.02 | 6 | 0
2015 | PJM_ROR_2_VACAR | PJM_ROR | VACAR | Internal | Shoulder | B14 | 900 | 3000 | 0.03 | 59.02 | 63.03 | 6 | 0
2015 | PJM_ROR_2_VACAR | PJM_ROR | VACAR | Internal | Shoulder | B15 | 1203 | 3000 | 0.04 | 55.08 | 58.7 | 6 | 0
2015 | PJM_ROR_2_VACAR | PJM_ROR | VACAR | Internal | Summer | B1 | 10 | 3000 | 3001.13 | 94.48 | 100.89 | 6 | 0.42
2015 | PJM_ROR_2_VACAR | PJM_ROR | VACAR | Internal | Summer | B2 | 25 | 3000 | 4978.56 | 91.88 | 98.63 | 6 | 0.75
2015 | PJM_ROR_2_VACAR | PJM_ROR | VACAR | Internal | Summer | B3 | 75 | 3000 | 3970.87 | 89.69 | 96.44 | 6 | 0.75
2015 | PJM_ROR_2_VACAR | PJM_ROR | VACAR | Internal | Summer | B4 | 100 | 3000 | 2999.16 | 84.92 | 91.05 | 6 | 0.13
2015 | PJM_ROR_2_VACAR | PJM_ROR | VACAR | Internal | Summer | B5 | 200 | 3000 | 3642.27 | 77.18 | 83.93 | 6 | 0.75
2015 | PJM_ROR_2_VACAR | PJM_ROR | VACAR | Internal | Summer | B6 | 300 | 3000 | 2785.8 | 66.41 | 72.41 | 6 | 0
2015 | PJM_ROR_2_VACAR | PJM_ROR | VACAR | Internal | Summer | B7 | 400 | 3000 | 1582.52 | 58.95 | 64.95 | 6 | 0
2015 | PJM_ROR_2_VACAR | PJM_ROR | VACAR | Internal | Summer | B8 | 500 | 3000 | 1355.63 | 56.42 | 62.42 | 6 | 0
2015 | PJM_ROR_2_VACAR | PJM_ROR | VACAR | Internal | Summer | B9 | 800 | 3000 | 1307.72 | 54.36 | 60.36 | 6 | 0
2015 | PJM_ROR_2_VACAR | PJM_ROR | VACAR | Internal | Summer | B10 | 1262 | 3000 | 0.05 | 52.26 | 56.59 | 6 | 0
2015 | PJM_ROR_2_VACAR | PJM_ROR | VACAR | Internal | Winter | B16 | 25 | 3000 | 3855.28 | 77.79 | 84.54 | 6 | 0.75
2015 | PJM_ROR_2_VACAR | PJM_ROR | VACAR | Internal | Winter | B17 | 100 | 3000 | 1388.16 | 68.86 | 74.86 | 6 | 0
2015 | PJM_ROR_2_VACAR | PJM_ROR | VACAR | Internal | Winter | B18 | 400 | 3000 | 0.03 | 63.63 | 66.98 | 6 | 0
2015 | PJM_ROR_2_VACAR | PJM_ROR | VACAR | Internal | Winter | B19 | 700 | 3000 | 35.03 | 60.69 | 66.69 | 6 | 0
2015 | PJM_ROR_2_VACAR | PJM_ROR | VACAR | Internal | Winter | B20 | 935 | 3000 | 334.02 | 55.62 | 61.62 | 6 | 0
2015 | PJM_ROM_2_NYISO_A-F | PJM_ROM | NYISO_A-F | Internal | Shoulder | B11 | 25 | 2000 | 0.1 | 73.87 | 65.13 | 6 | 0
2015 | PJM_ROM_2_NYISO_A-F | PJM_ROM | NYISO_A-F | Internal | Shoulder | B12 | 200 | 2000 | 0.02 | 64.76 | 58.94 | 6 | 0
2015 | PJM_ROM_2_NYISO_A-F | PJM_ROM | NYISO_A-F | Internal | Shoulder | B13 | 600 | 2000 | 0 | 61.09 | 58.02 | 6 | 0
2015 | PJM_ROM_2_NYISO_A-F | PJM_ROM | NYISO_A-F | Internal | Shoulder | B14 | 900 | 2000 | 0 | 59.03 | 56.99 | 6 | 0
2015 | PJM_ROM_2_NYISO_A-F | PJM_ROM | NYISO_A-F | Internal | Shoulder | B15 | 1203 | 2000 | 0 | 55.09 | 56.99 | 6 | 0
2015 | PJM_ROM_2_NYISO_A-F | PJM_ROM | NYISO_A-F | Internal | Summer | B1 | 10 | 2000 | 0.31 | 94.49 | 86.52 | 6 | 0
2015 | PJM_ROM_2_NYISO_A-F | PJM_ROM | NYISO_A-F | Internal | Summer | B2 | 25 | 2000 | 0.11 | 91.89 | 83.89 | 6 | 0
2015 | PJM_ROM_2_NYISO_A-F | PJM_ROM | NYISO_A-F | Internal | Summer | B3 | 75 | 2000 | 0.03 | 89.68 | 80.94 | 6 | 0
2015 | PJM_ROM_2_NYISO_A-F | PJM_ROM | NYISO_A-F | Internal | Summer | B4 | 100 | 2000 | 0.03 | 84.93 | 76.19 | 6 | 0
2015 | PJM_ROM_2_NYISO_A-F | PJM_ROM | NYISO_A-F | Internal | Summer | B5 | 200 | 2000 | 0.01 | 77.19 | 68.7 | 6 | 0
2015 | PJM_ROM_2_NYISO_A-F | PJM_ROM | NYISO_A-F | Internal | Summer | B6 | 300 | 2000 | 0 | 66.42 | 57.95 | 6 | 0
2015 | PJM_ROM_2_NYISO_A-F | PJM_ROM | NYISO_A-F | Internal | Summer | B7 | 400 | 2000 | 0.01 | 59.16 | 56.46 | 6 | 0
2015 | PJM_ROM_2_NYISO_A-F | PJM_ROM | NYISO_A-F | Internal | Summer | B8 | 500 | 2000 | 0 | 57.03 | 54.63 | 6 | 0
2015 | PJM_ROM_2_NYISO_A-F | PJM_ROM | NYISO_A-F | Internal | Summer | B9 | 800 | 2000 | 0 | 54.97 | 54.27 | 6 | 0
2015 | PJM_ROM_2_NYISO_A-F | PJM_ROM | NYISO_A-F | Internal | Summer | B10 | 1262 | 2000 | 0 | 52.28 | 54.27 | 6 | 0
2015 | PJM_ROM_2_NYISO_A-F | PJM_ROM | NYISO_A-F | Internal | Winter | B16 | 25 | 2000 | 0.1 | 77.81 | 69.06 | 6 | 0
2015 | PJM_ROM_2_NYISO_A-F | PJM_ROM | NYISO_A-F | Internal | Winter | B17 | 100 | 2000 | 0.04 | 68.88 | 66.35 | 6 | 0
2015 | PJM_ROM_2_NYISO_A-F | PJM_ROM | NYISO_A-F | Internal | Winter | B18 | 400 | 2000 | 0.01 | 64.24 | 61.7 | 6 | 0
2015 | PJM_ROM_2_NYISO_A-F | PJM_ROM | NYISO_A-F | Internal | Winter | B19 | 700 | 2000 | 0 | 61.3 | 61.7 | 6 | 0
2015 | PJM_ROM_2_NYISO_A-F | PJM_ROM | NYISO_A-F | Internal | Winter | B20 | 935 | 2000 | 0.08 | 56.23 | 61.7 | 6 | 0
2015 | PJM_ROM_2_PJM_E | PJM_ROM | PJM_E | Internal | Shoulder | B11 | 25 | 8000 | 50.02 | 73.87 | 73.86 | 0.01 | 0
2015 | PJM_ROM_2_PJM_E | PJM_ROM | PJM_E | Internal | Shoulder | B12 | 200 | 8000 | 7.67 | 64.76 | 64.75 | 0.01 | 0
2015 | PJM_ROM_2_PJM_E | PJM_ROM | PJM_E | Internal | Shoulder | B13 | 600 | 8000 | 2.98 | 61.09 | 61.08 | 0.01 | 0
2015 | PJM_ROM_2_PJM_E | PJM_ROM | PJM_E | Internal | Shoulder | B14 | 900 | 8000 | 1.92 | 59.03 | 59.02 | 0.01 | 0
2015 | PJM_ROM_2_PJM_E | PJM_ROM | PJM_E | Internal | Shoulder | B15 | 1203 | 8000 | 252.69 | 55.09 | 55.1 | 0.01 | 0
2015 | PJM_ROM_2_PJM_E | PJM_ROM | PJM_E | Internal | Summer | B1 | 10 | 8000 | 1910.78 | 94.49 | 94.5 | 0.01 | 0
2015 | PJM_ROM_2_PJM_E | PJM_ROM | PJM_E | Internal | Summer | B2 | 25 | 8000 | 931.4 | 91.89 | 91.9 | 0.01 | 0
2015 | PJM_ROM_2_PJM_E | PJM_ROM | PJM_E | Internal | Summer | B3 | 75 | 8000 | 19.78 | 89.68 | 89.67 | 0.01 | 0
2015 | PJM_ROM_2_PJM_E | PJM_ROM | PJM_E | Internal | Summer | B4 | 100 | 8000 | 15.69 | 84.93 | 84.92 | 0.01 | 0
2015 | PJM_ROM_2_PJM_E | PJM_ROM | PJM_E | Internal | Summer | B5 | 200 | 8000 | 8.67 | 77.19 | 77.18 | 0.01 | 0
2015 | PJM_ROM_2_PJM_E | PJM_ROM | PJM_E | Internal | Summer | B6 | 300 | 8000 | 75.52 | 66.42 | 66.44 | 0.01 | 0
2015 | PJM_ROM_2_PJM_E | PJM_ROM | PJM_E | Internal | Summer | B7 | 400 | 8000 | 1108.12 | 59.16 | 59.17 | 0.01 | 0
2015 | PJM_ROM_2_PJM_E | PJM_ROM | PJM_E | Internal | Summer | B8 | 500 | 8000 | 151.17 | 57.03 | 57.04 | 0.01 | 0
2015 | PJM_ROM_2_PJM_E | PJM_ROM | PJM_E | Internal | Summer | B9 | 800 | 8000 | 2088.23 | 54.97 | 54.99 | 0.01 | 0
2015 | PJM_ROM_2_PJM_E | PJM_ROM | PJM_E | Internal | Summer | B10 | 1262 | 8000 | 1.39 | 52.28 | 52.26 | 0.01 | 0
2015 | PJM_ROM_2_PJM_E | PJM_ROM | PJM_E | Internal | Winter | B16 | 25 | 8000 | 59.81 | 77.81 | 77.79 | 0.01 | 0
2015 | PJM_ROM_2_PJM_E | PJM_ROM | PJM_E | Internal | Winter | B17 | 100 | 8000 | 17.39 | 68.88 | 68.86 | 0.01 | 0
2015 | PJM_ROM_2_PJM_E | PJM_ROM | PJM_E | Internal | Winter | B18 | 400 | 8000 | 3035.03 | 64.24 | 64.26 | 0.01 | 0
2015 | PJM_ROM_2_PJM_E | PJM_ROM | PJM_E | Internal | Winter | B19 | 700 | 8000 | 2893.89 | 61.3 | 61.31 | 0.01 | 0
2015 | PJM_ROM_2_PJM_E | PJM_ROM | PJM_E | Internal | Winter | B20 | 935 | 8000 | 1106.15 | 56.23 | 56.24 | 0.01 | 0
2015 | PJM_ROM_2_PJM_ROR | PJM_ROM | PJM_ROR | Internal | Shoulder | B11 | 25 | 8000 | 6022.94 | 73.87 | 73.88 | 0.01 | 0
2015 | PJM_ROM_2_PJM_ROR | PJM_ROM | PJM_ROR | Internal | Shoulder | B12 | 200 | 8000 | 6.35 | 64.76 | 64.75 | 0.01 | 0
2015 | PJM_ROM_2_PJM_ROR | PJM_ROM | PJM_ROR | Internal | Shoulder | B13 | 600 | 8000 | 2.17 | 61.09 | 61.07 | 0.01 | 0
2015 | PJM_ROM_2_PJM_ROR | PJM_ROM | PJM_ROR | Internal | Shoulder | B14 | 900 | 8000 | 1.32 | 59.03 | 59.02 | 0.01 | 0
2015 | PJM_ROM_2_PJM_ROR | PJM_ROM | PJM_ROR | Internal | Shoulder | B15 | 1203 | 8000 | 1.08 | 55.09 | 55.08 | 0.01 | 0
2015 | PJM_ROM_2_PJM_ROR | PJM_ROM | PJM_ROR | Internal | Summer | B1 | 10 | 8000 | 59.24 | 94.49 | 94.48 | 0.01 | 0
2015 | PJM_ROM_2_PJM_ROR | PJM_ROM | PJM_ROR | Internal | Summer | B2 | 25 | 8000 | 37.1 | 91.89 | 91.88 | 0.01 | 0
2015 | PJM_ROM_2_PJM_ROR | PJM_ROM | PJM_ROR | Internal | Summer | B3 | 75 | 8000 | 244.9 | 89.68 | 89.69 | 0.01 | 0
2015 | PJM_ROM_2_PJM_ROR | PJM_ROM | PJM_ROR | Internal | Summer | B4 | 100 | 8000 | 14.48 | 84.93 | 84.92 | 0.01 | 0
2015 | PJM_ROM_2_PJM_ROR | PJM_ROM | PJM_ROR | Internal | Summer | B5 | 200 | 8000 | 6.24 | 77.19 | 77.18 | 0.01 | 0
2015 | PJM_ROM_2_PJM_ROR | PJM_ROM | PJM_ROR | Internal | Summer | B6 | 300 | 8000 | 4.2 | 66.42 | 66.41 | 0.01 | 0
2015 | PJM_ROM_2_PJM_ROR | PJM_ROM | PJM_ROR | Internal | Summer | B7 | 400 | 8000 | 0.67 | 59.16 | 58.95 | 0.01 | 0
2015 | PJM_ROM_2_PJM_ROR | PJM_ROM | PJM_ROR | Internal | Summer | B8 | 500 | 8000 | 0.18 | 57.03 | 56.42 | 0.01 | 0
2015 | PJM_ROM_2_PJM_ROR | PJM_ROM | PJM_ROR | Internal | Summer | B9 | 800 | 8000 | 0.09 | 54.97 | 54.36 | 0.01 | 0
2015 | PJM_ROM_2_PJM_ROR | PJM_ROM | PJM_ROR | Internal | Summer | B10 | 1262 | 8000 | 1.02 | 52.28 | 52.26 | 0.01 | 0
2015 | PJM_ROM_2_PJM_ROR | PJM_ROM | PJM_ROR | Internal | Winter | B16 | 25 | 8000 | 40.94 | 77.81 | 77.79 | 0.01 | 0
2015 | PJM_ROM_2_PJM_ROR | PJM_ROM | PJM_ROR | Internal | Winter | B17 | 100 | 8000 | 9.23 | 68.88 | 68.86 | 0.01 | 0
2015 | PJM_ROM_2_PJM_ROR | PJM_ROM | PJM_ROR | Internal | Winter | B18 | 400 | 8000 | 0.17 | 64.24 | 63.63 | 0.01 | 0
2015 | PJM_ROM_2_PJM_ROR | PJM_ROM | PJM_ROR | Internal | Winter | B19 | 700 | 8000 | 0.1 | 61.3 | 60.69 | 0.01 | 0
2015 | PJM_ROM_2_PJM_ROR | PJM_ROM | PJM_ROR | Internal | Winter | B20 | 935 | 8000 | 0.14 | 56.23 | 55.62 | 0.01 | 0
2015 | SOCO_2_ENT | SOCO | ENT | Internal | Shoulder | B11 | 25 | 2400 | 0.08 | 87.98 | 79.98 | 10 | 0
2015 | SOCO_2_ENT | SOCO | ENT | Internal | Shoulder | B12 | 200 | 2400 | 0.01 | 66.41 | 60 | 10 | 0
2015 | SOCO_2_ENT | SOCO | ENT | Internal | Shoulder | B13 | 600 | 2400 | 0 | 62 | 59.58 | 10 | 0
2015 | SOCO_2_ENT | SOCO | ENT | Internal | Shoulder | B14 | 900 | 2400 | 0 | 62 | 59.58 | 10 | 0
2015 | SOCO_2_ENT | SOCO | ENT | Internal | Shoulder | B15 | 1203 | 2400 | 0 | 59.83 | 57.6 | 10 | 0
2015 | SOCO_2_ENT | SOCO | ENT | Internal | Summer | B1 | 10 | 2400 | 0.22 | 100 | 92.49 | 10 | 0
2015 | SOCO_2_ENT | SOCO | ENT | Internal | Summer | B2 | 25 | 2400 | 0.09 | 98.05 | 90.05 | 10 | 0
2015 | SOCO_2_ENT | SOCO | ENT | Internal | Summer | B3 | 75 | 2400 | 0.03 | 98.05 | 90.04 | 10 | 0
2015 | SOCO_2_ENT | SOCO | ENT | Internal | Summer | B4 | 100 | 2400 | 0.02 | 98.05 | 89.28 | 10 | 0
2015 | SOCO_2_ENT | SOCO | ENT | Internal | Summer | B5 | 200 | 2400 | 0.01 | 91.28 | 83.24 | 10 | 0
2015 | SOCO_2_ENT | SOCO | ENT | Internal | Summer | B6 | 300 | 2400 | 0 | 79.41 | 71.41 | 10 | 0
2015 | SOCO_2_ENT | SOCO | ENT | Internal | Summer | B7 | 400 | 2400 | 0 | 69.56 | 60.79 | 10 | 0
2015 | SOCO_2_ENT | SOCO | ENT | Internal | Summer | B8 | 500 | 2400 | 0 | 67.23 | 58.8 | 10 | 0
2015 | SOCO_2_ENT | SOCO | ENT | Internal | Summer | B9 | 800 | 2400 | 0 | 62.67 | 56.44 | 10 | 0
2015 | SOCO_2_ENT | SOCO | ENT | Internal | Summer | B10 | 1262 | 2400 | 0 | 58.66 | 56.44 | 10 | 0
2015 | SOCO_2_ENT | SOCO | ENT | Internal | Winter | B16 | 25 | 2400 | 0.08 | 85.95 | 77.18 | 10 | 0
2015 | SOCO_2_ENT | SOCO | ENT | Internal | Winter | B17 | 100 | 2400 | 0.02 | 67.54 | 62 | 10 | 0
2015 | SOCO_2_ENT | SOCO | ENT | Internal | Winter | B18 | 400 | 2400 | 0 | 64.47 | 62 | 10 | 0
2015 | SOCO_2_ENT | SOCO | ENT | Internal | Winter | B19 | 700 | 2400 | 0 | 64.47 | 59.94 | 10 | 0
2015 | SOCO_2_ENT | SOCO | ENT | Internal | Winter | B20 | 935 | 2400 | 0 | 62.22 | 59.94 | 10 | 0
2015 | SOCO_2_FRCC | SOCO | FRCC | Internal | Shoulder | B11 | 25 | 3700 | 3583.7 | 87.98 | 97.98 | 10 | 0
2015 | SOCO_2_FRCC | SOCO | FRCC | Internal | Shoulder | B12 | 200 | 3700 | 0.03 | 66.41 | 67.03 | 10 | 0
2015 | SOCO_2_FRCC | SOCO | FRCC | Internal | Shoulder | B13 | 600 | 3700 | 0.01 | 62 | 65.49 | 10 | 0
2015 | SOCO_2_FRCC | SOCO | FRCC | Internal | Shoulder | B14 | 900 | 3700 | 0 | 62 | 64.24 | 10 | 0
2015 | SOCO_2_FRCC | SOCO | FRCC | Internal | Shoulder | B15 | 1203 | 3700 | 0 | 59.83 | 64.24 | 10 | 0
2015 | SOCO_2_FRCC | SOCO | FRCC | Internal | Summer | B1 | 10 | 3700 | 0.6 | 100 | 104.05 | 10 | 0
2015 | SOCO_2_FRCC | SOCO | FRCC | Internal | Summer | B2 | 25 | 3700 | 0.32 | 98.05 | 104.04 | 10 | 0
2015 | SOCO_2_FRCC | SOCO | FRCC | Internal | Summer | B3 | 75 | 3700 | 0.12 | 98.05 | 104.04 | 10 | 0
2015 | SOCO_2_FRCC | SOCO | FRCC | Internal | Summer | B4 | 100 | 3700 | 0.1 | 98.05 | 104.04 | 10 | 0
2015 | SOCO_2_FRCC | SOCO | FRCC | Internal | Summer | B5 | 200 | 3700 | 2438.65 | 91.28 | 101.28 | 10 | 0
2015 | SOCO_2_FRCC | SOCO | FRCC | Internal | Summer | B6 | 300 | 3700 | 635.48 | 79.41 | 89.41 | 10 | 0
2015 | SOCO_2_FRCC | SOCO | FRCC | Internal | Summer | B7 | 400 | 3700 | 0.02 | 69.56 | 66.33 | 10 | 0
2015 | SOCO_2_FRCC | SOCO | FRCC | Internal | Summer | B8 | 500 | 3700 | 0.01 | 67.23 | 66.33 | 10 | 0
2015 | SOCO_2_FRCC | SOCO | FRCC | Internal | Summer | B9 | 800 | 3700 | 0 | 62.67 | 63.57 | 10 | 0
2015 | SOCO_2_FRCC | SOCO | FRCC | Internal | Summer | B10 | 1262 | 3700 | 0 | 58.66 | 63.57 | 10 | 0
2015 | SOCO_2_FRCC | SOCO | FRCC | Internal | Winter | B16 | 25 | 3700 | 0.39 | 85.95 | 91.98 | 10 | 0
2015 | SOCO_2_FRCC | SOCO | FRCC | Internal | Winter | B17 | 100 | 3700 | 0.05 | 67.54 | 69.14 | 10 | 0
2015 | SOCO_2_FRCC | SOCO | FRCC | Internal | Winter | B18 | 400 | 3700 | 0.01 | 64.47 | 66.27 | 10 | 0
2015 | SOCO_2_FRCC | SOCO | FRCC | Internal | Winter | B19 | 700 | 3700 | 0 | 64.47 | 66.27 | 10 | 0
2015 | SOCO_2_FRCC | SOCO | FRCC | Internal | Winter | B20 | 935 | 3700 | 0 | 62.22 | 66.27 | 10 | 0
2015 | SOCO_2_TVA_Transmission | SOCO | TVA_Transmission | Internal | Shoulder | B11 | 25 | 2600 | 0.09 | 87.98 | 79.88 | 10 | 0
2015 | SOCO_2_TVA_Transmission | SOCO | TVA_Transmission | Internal | Shoulder | B12 | 200 | 2600 | 0.02 | 66.41 | 65.45 | 10 | 0
2015 | SOCO_2_TVA_Transmission | SOCO | TVA_Transmission | Internal | Shoulder | B13 | 600 | 2600 | 0 | 62 | 63.66 | 10 | 0
2015 | SOCO_2_TVA_Transmission | SOCO | TVA_Transmission | Internal | Shoulder | B14 | 900 | 2600 | 0 | 62 | 62.65 | 10 | 0
2015 | SOCO_2_TVA_Transmission | SOCO | TVA_Transmission | Internal | Shoulder | B15 | 1203 | 2600 | 0 | 59.83 | 61.08 | 10 | 0
2015 | SOCO_2_TVA_Transmission | SOCO | TVA_Transmission | Internal | Summer | B1 | 10 | 2600 | 0.39 | 100 | 100.48 | 10 | 0
2015 | SOCO_2_TVA_Transmission | SOCO | TVA_Transmission | Internal | Summer | B2 | 25 | 2600 | 0.15 | 98.05 | 98 | 10 | 0
2015 | SOCO_2_TVA_Transmission | SOCO | TVA_Transmission | Internal | Summer | B3 | 75 | 2600 | 0.04 | 98.05 | 95.69 | 10 | 0
2015 | SOCO_2_TVA_Transmission | SOCO | TVA_Transmission | Internal | Summer | B4 | 100 | 2600 | 0.02 | 98.05 | 90.92 | 10 | 0
2015 | SOCO_2_TVA_Transmission | SOCO | TVA_Transmission | Internal | Summer | B5 | 200 | 2600 | 0.01 | 91.28 | 82.76 | 10 | 0
2015 | SOCO_2_TVA_Transmission | SOCO | TVA_Transmission | Internal | Summer | B6 | 300 | 2600 | 0 | 79.41 | 70.42 | 10 | 0
2015 | SOCO_2_TVA_Transmission | SOCO | TVA_Transmission | Internal | Summer | B7 | 400 | 2600 | 0 | 69.56 | 62.38 | 10 | 0
2015 | SOCO_2_TVA_Transmission | SOCO | TVA_Transmission | Internal | Summer | B8 | 500 | 2600 | 0 | 67.23 | 61.21 | 10 | 0
2015 | SOCO_2_TVA_Transmission | SOCO | TVA_Transmission | Internal | Summer | B9 | 800 | 2600 | 0 | 62.67 | 60.36 | 10 | 0
2015 | SOCO_2_TVA_Transmission | SOCO | TVA_Transmission | Internal | Summer | B10 | 1262 | 2600 | 0 | 58.66 | 58.17 | 10 | 0
2015 | SOCO_2_TVA_Transmission | SOCO | TVA_Transmission | Internal | Winter | B16 | 25 | 2600 | 0.13 | 85.95 | 83.79 | 10 | 0
2015 | SOCO_2_TVA_Transmission | SOCO | TVA_Transmission | Internal | Winter | B17 | 100 | 2600 | 0.04 | 67.54 | 68.64 | 10 | 0
2015 | SOCO_2_TVA_Transmission | SOCO | TVA_Transmission | Internal | Winter | B18 | 400 | 2600 | 0.01 | 64.47 | 65.2 | 10 | 0
2015 | SOCO_2_TVA_Transmission | SOCO | TVA_Transmission | Internal | Winter | B19 | 700 | 2600 | 0 | 64.47 | 62.9 | 10 | 0
2015 | SOCO_2_TVA_Transmission | SOCO | TVA_Transmission | Internal | Winter | B20 | 935 | 2600 | 0 | 62.22 | 61.62 | 10 | 0
2015 | SOCO_2_VACAR | SOCO | VACAR | Internal | Shoulder | B11 | 25 | 2000 | 0.09 | 87.98 | 80.63 | 10 | 0
2015 | SOCO_2_VACAR | SOCO | VACAR | Internal | Shoulder | B12 | 200 | 2000 | 0.02 | 66.41 | 66.19 | 10 | 0
2015 | SOCO_2_VACAR | SOCO | VACAR | Internal | Shoulder | B13 | 600 | 2000 | 0 | 62 | 64.02 | 10 | 0
2015 | SOCO_2_VACAR | SOCO | VACAR | Internal | Shoulder | B14 | 900 | 2000 | 0 | 62 | 63.03 | 10 | 0
2015 | SOCO_2_VACAR | SOCO | VACAR | Internal | Shoulder | B15 | 1203 | 2000 | 0 | 59.83 | 58.7 | 10 | 0
2015 | SOCO_2_VACAR | SOCO | VACAR | Internal | Summer | B1 | 10 | 2000 | 0.39 | 100 | 100.89 | 10 | 0
2015 | SOCO_2_VACAR | SOCO | VACAR | Internal | Summer | B2 | 25 | 2000 | 0.16 | 98.05 | 98.63 | 10 | 0
2015 | SOCO_2_VACAR | SOCO | VACAR | Internal | Summer | B3 | 75 | 2000 | 0.04 | 98.05 | 96.44 | 10 | 0
2015 | SOCO_2_VACAR | SOCO | VACAR | Internal | Summer | B4 | 100 | 2000 | 0.02 | 98.05 | 91.05 | 10 | 0
2015 | SOCO_2_VACAR | SOCO | VACAR | Internal | Summer | B5 | 200 | 2000 | 0.01 | 91.28 | 83.93 | 10 | 0
2015 | SOCO_2_VACAR | SOCO | VACAR | Internal | Summer | B6 | 300 | 2000 | 0 | 79.41 | 72.41 | 10 | 0
2015 | SOCO_2_VACAR | SOCO | VACAR | Internal | Summer | B7 | 400 | 2000 | 0 | 69.56 | 64.95 | 10 | 0
2015 | SOCO_2_VACAR | SOCO | VACAR | Internal | Summer | B8 | 500 | 2000 | 0 | 67.23 | 62.42 | 10 | 0
2015 | SOCO_2_VACAR | SOCO | VACAR | Internal | Summer | B9 | 800 | 2000 | 0 | 62.67 | 60.36 | 10 | 0
2015 | SOCO_2_VACAR | SOCO | VACAR | Internal | Summer | B10 | 1262 | 2000 | 0 | 58.66 | 56.59 | 10 | 0
2015 | SOCO_2_VACAR | SOCO | VACAR | Internal | Winter | B16 | 25 | 2000 | 0.14 | 85.95 | 84.54 | 10 | 0
2015 | SOCO_2_VACAR | SOCO | VACAR | Internal | Winter | B17 | 100 | 2000 | 0.14 | 67.54 | 74.86 | 10 | 0
2015 | SOCO_2_VACAR | SOCO | VACAR | Internal | Winter | B18 | 400 | 2000 | 0.01 | 64.47 | 66.98 | 10 | 0
2015 | SOCO_2_VACAR | SOCO | VACAR | Internal | Winter | B19 | 700 | 2000 | 0 | 64.47 | 66.69 | 10 | 0
2015 | SOCO_2_VACAR | SOCO | VACAR | Internal | Winter | B20 | 935 | 2000 | 0 | 62.22 | 61.62 | 10 | 0
2015 | SPP_N_2_ENT | SPP_N | ENT | Internal | Shoulder | B11 | 25 | 1800 | 0.19 | 82.88 | 79.98 | 5 | 0
2015 | SPP_N_2_ENT | SPP_N | ENT | Internal | Shoulder | B12 | 200 | 1800 | 0.03 | 61.14 | 60 | 5 | 0
2015 | SPP_N_2_ENT | SPP_N | ENT | Internal | Shoulder | B13 | 600 | 1800 | 0.01 | 60.17 | 59.58 | 5 | 0
2015 | SPP_N_2_ENT | SPP_N | ENT | Internal | Shoulder | B14 | 900 | 1800 | 0.01 | 57.52 | 59.58 | 5 | 0
2015 | SPP_N_2_ENT | SPP_N | ENT | Internal | Shoulder | B15 | 1203 | 1800 | 0 | 57.49 | 57.6 | 5 | 0
2015 | SPP_N_2_ENT | SPP_N | ENT | Internal | Summer | B1 | 10 | 1800 | 0.67 | 92.67 | 92.49 | 5 | 0
2015 | SPP_N_2_ENT | SPP_N | ENT | Internal | Summer | B2 | 25 | 1800 | 0.22 | 91.59 | 90.05 | 5 | 0
2015 | SPP_N_2_ENT | SPP_N | ENT | Internal | Summer | B3 | 75 | 1800 | 0.07 | 91.57 | 90.04 | 5 | 0
2015 | SPP_N_2_ENT | SPP_N | ENT | Internal | Summer | B4 | 100 | 1800 | 0.27 | 85.26 | 89.28 | 5 | 0
2015 | SPP_N_2_ENT | SPP_N | ENT | Internal | Summer | B5 | 200 | 1800 | 0.04 | 82.23 | 83.24 | 5 | 0
2015 | SPP_N_2_ENT | SPP_N | ENT | Internal | Summer | B6 | 300 | 1800 | 0.02 | 71.4 | 71.41 | 5 | 0
2015 | SPP_N_2_ENT | SPP_N | ENT | Internal | Summer | B7 | 400 | 1800 | 0.01 | 63.95 | 60.79 | 5 | 0
2015 | SPP_N_2_ENT | SPP_N | ENT | Internal | Summer | B8 | 500 | 1800 | 0.01 | 58.82 | 58.8 | 5 | 0
2015 | SPP_N_2_ENT | SPP_N | ENT | Internal | Summer | B9 | 800 | 1800 | 0 | 56.23 | 56.44 | 5 | 0
2015 | SPP_N_2_ENT | SPP_N | ENT | Internal | Summer | B10 | 1262 | 1800 | 0 | 56.1 | 56.44 | 5 | 0
2015 | SPP_N_2_ENT | SPP_N | ENT | Internal | Winter | B16 | 25 | 1800 | 279.14 | 72.19 | 77.18 | 5 | 0
2015 | SPP_N_2_ENT | SPP_N | ENT | Internal | Winter | B17 | 100 | 1800 | 0.07 | 61.51 | 62 | 5 | 0
2015 | SPP_N_2_ENT | SPP_N | ENT | Internal | Winter | B18 | 400 | 1800 | 0.03 | 59.97 | 62 | 5 | 0
2015 | SPP_N_2_ENT | SPP_N | ENT | Internal | Winter | B19 | 700 | 1800 | 0.01 | 59.84 | 59.94 | 5 | 0
2015 | SPP_N_2_ENT | SPP_N | ENT | Internal | Winter | B20 | 935 | 1800 | 0 | 59.84 | 59.94 | 5 | 0
2015 | SPP_N_2_MISO_MO-IL | SPP_N | MISO_MO-IL | Internal | Shoulder | B11 | 25 | 2000 | 0.12 | 82.88 | 75.89 | 5 | 0
2015 | SPP_N_2_MISO_MO-IL | SPP_N | MISO_MO-IL | Internal | Shoulder | B12 | 200 | 2000 | 0.05 | 61.14 | 62.75 | 5 | 0
2015 | SPP_N_2_MISO_MO-IL | SPP_N | MISO_MO-IL | Internal | Shoulder | B13 | 600 | 2000 | 0.01 | 60.17 | 59.08 | 5 | 0
2015 | SPP_N_2_MISO_MO-IL | SPP_N | MISO_MO-IL | Internal | Shoulder | B14 | 900 | 2000 | 0 | 57.52 | 57.02 | 5 | 0
2015 | SPP_N_2_MISO_MO-IL | SPP_N | MISO_MO-IL | Internal | Shoulder | B15 | 1203 | 2000 | 0 | 57.49 | 55.14 | 5 | 0
2015 | SPP_N_2_MISO_MO-IL | SPP_N | MISO_MO-IL | Internal | Summer | B1 | 10 | 2000 | 0.66 | 92.67 | 92.5 | 5 | 0
2015 | SPP_N_2_MISO_MO-IL | SPP_N | MISO_MO-IL | Internal | Summer | B2 | 25 | 2000 | 0.22 | 91.59 | 90.28 | 5 | 0
2015 | SPP_N_2_MISO_MO-IL | SPP_N | MISO_MO-IL | Internal | Summer | B3 | 75 | 2000 | 0.06 | 91.57 | 88.81 | 5 | 0
2015 | SPP_N_2_MISO_MO-IL | SPP_N | MISO_MO-IL | Internal | Summer | B4 | 100 | 2000 | 0.05 | 85.26 | 83.32 | 5 | 0
2015 | SPP_N_2_MISO_MO-IL | SPP_N | MISO_MO-IL | Internal | Summer | B5 | 200 | 2000 | 0.02 | 82.23 | 75.24 | 5 | 0
2015 | SPP_N_2_MISO_MO-IL | SPP_N | MISO_MO-IL | Internal | Summer | B6 | 300 | 2000 | 0.01 | 71.4 | 64.41 | 5 | 0
2015 | SPP_N_2_MISO_MO-IL | SPP_N | MISO_MO-IL | Internal | Summer | B7 | 400 | 2000 | 0 | 63.95 | 56.96 | 5 | 0
2015 | SPP_N_2_MISO_MO-IL | SPP_N | MISO_MO-IL | Internal | Summer | B8 | 500 | 2000 | 0 | 58.82 | 54.42 | 5 | 0
2015 | SPP_N_2_MISO_MO-IL | SPP_N | MISO_MO-IL | Internal | Summer | B9 | 800 | 2000 | 0 | 56.23 | 53.64 | 5 | 0
2015 | SPP_N_2_MISO_MO-IL | SPP_N | MISO_MO-IL | Internal | Summer | B10 | 1262 | 2000 | 0 | 56.1 | 52.66 | 5 | 0
2015 | SPP_N_2_MISO_MO-IL | SPP_N | MISO_MO-IL | Internal | Winter | B16 | 25 | 2000 | 0.85 | 72.19 | 75.79 | 5 | 0
2015 | SPP_N_2_MISO_MO-IL | SPP_N | MISO_MO-IL | Internal | Winter | B17 | 100 | 2000 | 267.27 | 61.51 | 66.51 | 5 | 0
2015 | SPP_N_2_MISO_MO-IL | SPP_N | MISO_MO-IL | Internal | Winter | B18 | 400 | 2000 | 0.02 | 59.97 | 61.3 | 5 | 0
2015 | SPP_N_2_MISO_MO-IL | SPP_N | MISO_MO-IL | Internal | Winter | B19 | 700 | 2000 | 0 | 59.84 | 58.69 | 5 | 0
2015 | SPP_N_2_MISO_MO-IL | SPP_N | MISO_MO-IL | Internal | Winter | B20 | 935 | 2000 | 0 | 59.84 | 53.63 | 5 | 0
2015 | SPP_N_2_MISO_W | SPP_N | MISO_W | Internal | Shoulder | B11 | 25 | 750 | 0.12 | 82.88 | 75.88 | 5 | 0
2015 | SPP_N_2_MISO_W | SPP_N | MISO_W | Internal | Shoulder | B12 | 200 | 750 | 0.05 | 61.14 | 62.74 | 5 | 0
2015 | SPP_N_2_MISO_W | SPP_N | MISO_W | Internal | Shoulder | B13 | 600 | 750 | 0.01 | 60.17 | 59.06 | 5 | 0
2015 | SPP_N_2_MISO_W | SPP_N | MISO_W | Internal | Shoulder | B14 | 900 | 750 | 0 | 57.52 | 57.01 | 5 | 0
2015 | SPP_N_2_MISO_W | SPP_N | MISO_W | Internal | Shoulder | B15 | 1203 | 750 | 0 | 57.49 | 55.14 | 5 | 0
2015 | SPP_N_2_MISO_W | SPP_N | MISO_W | Internal | Summer | B1 | 10 | 750 | 0.65 | 92.67 | 92.49 | 5 | 0
2015 | SPP_N_2_MISO_W | SPP_N | MISO_W | Internal | Summer | B2 | 25 | 750 | 0.22 | 91.59 | 90.27 | 5 | 0
2015 | SPP_N_2_MISO_W | SPP_N | MISO_W | Internal | Summer | B3 | 75 | 750 | 0.06 | 91.57 | 88.8 | 5 | 0
2015 | SPP_N_2_MISO_W | SPP_N | MISO_W | Internal | Summer | B4 | 100 | 750 | 0.05 | 85.26 | 83.3 | 5 | 0
2015 | SPP_N_2_MISO_W | SPP_N | MISO_W | Internal | Summer | B5 | 200 | 750 | 0.02 | 82.23 | 75.23 | 5 | 0
2015 | SPP_N_2_MISO_W | SPP_N | MISO_W | Internal | Summer | B6 | 300 | 750 | 0.01 | 71.4 | 64.4 | 5 | 0
2015 | SPP_N_2_MISO_W | SPP_N | MISO_W | Internal | Summer | B7 | 400 | 750 | 0 | 63.95 | 56.95 | 5 | 0
2015 | SPP_N_2_MISO_W | SPP_N | MISO_W | Internal | Summer | B8 | 500 | 750 | 0 | 58.82 | 54.41 | 5 | 0
2015 | SPP_N_2_MISO_W | SPP_N | MISO_W | Internal | Summer | B9 | 800 | 750 | 0 | 56.23 | 53.63 | 5 | 0
2015 | SPP_N_2_MISO_W | SPP_N | MISO_W | Internal | Summer | B10 | 1262 | 750 | 0 | 56.1 | 52.64 | 5 | 0
2015 | SPP_N_2_MISO_W | SPP_N | MISO_W | Internal | Winter | B16 | 25 | 750 | 0.84 | 72.19 | 75.78 | 5 | 0
2015 | SPP_N_2_MISO_W | SPP_N | MISO_W | Internal | Winter | B17 | 100 | 750 | 13.35 | 61.51 | 66.5 | 5 | 0
2015 | SPP_N_2_MISO_W | SPP_N | MISO_W | Internal | Winter | B18 | 400 | 750 | 0.02 | 59.97 | 61.29 | 5 | 0
2015 | SPP_N_2_MISO_W | SPP_N | MISO_W | Internal | Winter | B19 | 700 | 750 | 0 | 59.84 | 58.67 | 5 | 0
2015 | SPP_N_2_MISO_W | SPP_N | MISO_W | Internal | Winter | B20 | 935 | 750 | 0 | 59.84 | 53.64 | 5 | 0
2015 | SPP_N_2_NE | SPP_N | NE | Internal | Shoulder | B11 | 25 | 330 | 21.72 | 82.88 | 82.86 | 0.01 | 0
2015 | SPP_N_2_NE | SPP_N | NE | Internal | Shoulder | B12 | 200 | 330 | 5.39 | 61.14 | 61.13 | 0.01 | 0
2015 | SPP_N_2_NE | SPP_N | NE | Internal | Shoulder | B13 | 600 | 330 | 2.03 | 60.17 | 60.16 | 0.01 | 0
2015 | SPP_N_2_NE | SPP_N | NE | Internal | Shoulder | B14 | 900 | 330 | 1.36 | 57.52 | 57.51 | 0.01 | 0
2015 | SPP_N_2_NE | SPP_N | NE | Internal | Shoulder | B15 | 1203 | 330 | 0.99 | 57.49 | 57.48 | 0.01 | 0
2015 | SPP_N_2_NE | SPP_N | NE | Internal | Summer | B1 | 10 | 330 | 11.47 | 92.67 | 92.48 | 0.01 | 0.01
2015 | SPP_N_2_NE | SPP_N | NE | Internal | Summer | B2 | 25 | 330 | 20.38 | 91.59 | 91.56 | 0.01 | 0
2015 | SPP_N_2_NE | SPP_N | NE | Internal | Summer | B3 | 75 | 330 | 10.59 | 91.57 | 91.56 | 0.01 | 0
2015 | SPP_N_2_NE | SPP_N | NE | Internal | Summer | B4 | 100 | 330 | 9.16 | 85.26 | 85.25 | 0.01 | 0
2015 | SPP_N_2_NE | SPP_N | NE | Internal | Summer | B5 | 200 | 330 | 3.11 | 82.23 | 82.21 | 0.01 | 0
2015 | SPP_N_2_NE | SPP_N | NE | Internal | Summer | B6 | 300 | 330 | 0.19 | 71.4 | 70.76 | 0.01 | 0
2015 | SPP_N_2_NE | SPP_N | NE | Internal | Summer | B7 | 400 | 330 | 0.14 | 63.95 | 63.31 | 0.01 | 0
2015 | SPP_N_2_NE | SPP_N | NE | Internal | Summer | B8 | 500 | 330 | 2.13 | 58.82 | 58.81 | 0.01 | 0
2015 | SPP_N_2_NE | SPP_N | NE | Internal | Summer | B9 | 800 | 330 | 1.39 | 56.23 | 56.21 | 0.01 | 0
2015 | SPP_N_2_NE | SPP_N | NE | Internal | Summer | B10 | 1262 | 330 | 0.05 | 56.1 | 55.46 | 0.01 | 0
2015 | SPP_N_2_NE | SPP_N | NE | Internal | Winter | B16 | 25 | 330 | 27.08 | 72.19 | 72.17 | 0.01 | 0
2015 | SPP_N_2_NE | SPP_N | NE | Internal | Winter | B17 | 100 | 330 | 8.95 | 61.51 | 61.5 | 0.01 | 0
2015 | SPP_N_2_NE | SPP_N | NE | Internal | Winter | B18 | 400 | 330 | 2.44 | 59.97 | 59.96 | 0.01 | 0
2015 | SPP_N_2_NE | SPP_N | NE | Internal | Winter | B19 | 700 | 330 | 1.45 | 59.84 | 59.82 | 0.01 | 0
2015 | SPP_N_2_NE | SPP_N | NE | Internal | Winter | B20 | 935 | 330 | 0.06 | 59.84 | 59.19 | 0.01 | 0
2015 | SPP_N_2_SPP_S | SPP_N | SPP_S | Internal | Shoulder | B11 | 25 | 4000 | 1818.85 | 82.88 | 82.89 | 0.01 | 0
2015 | SPP_N_2_SPP_S | SPP_N | SPP_S | Internal | Shoulder | B12 | 200 | 4000 | 0.2 | 61.14 | 60.16 | 0.01 | 0
2015 | SPP_N_2_SPP_S | SPP_N | SPP_S | Internal | Shoulder | B13 | 600 | 4000 | 1.52 | 60.17 | 60.16 | 0.01 | 0
2015 | SPP_N_2_SPP_S | SPP_N | SPP_S | Internal | Shoulder | B14 | 900 | 4000 | 1.27 | 57.52 | 57.51 | 0.01 | 0
2015 | SPP_N_2_SPP_S | SPP_N | SPP_S | Internal | Shoulder | B15 | 1203 | 4000 | 699.04 | 57.49 | 57.51 | 0.01 | 0
2015 | SPP_N_2_SPP_S | SPP_N | SPP_S | Internal | Summer | B1 | 10 | 4000 | 3.61 | 92.67 | 91.7 | 0.01 | 0
2015 | SPP_N_2_SPP_S | SPP_N | SPP_S | Internal | Summer | B2 | 25 | 4000 | 1.49 | 91.59 | 90.61 | 0.01 | 0
2015 | SPP_N_2_SPP_S | SPP_N | SPP_S | Internal | Summer | B3 | 75 | 4000 | 0.51 | 91.57 | 90.59 | 0.01 | 0
2015 | SPP_N_2_SPP_S | SPP_N | SPP_S | Internal | Summer | B4 | 100 | 4000 | 0.39 | 85.26 | 84.29 | 0.01 | 0
2015 | SPP_N_2_SPP_S | SPP_N | SPP_S | Internal | Summer | B5 | 200 | 4000 | 0.22 | 82.23 | 81.36 | 0.01 | 0
2015 | SPP_N_2_SPP_S | SPP_N | SPP_S | Internal | Summer | B6 | 300 | 4000 | 1469.65 | 71.4 | 71.41 | 0.01 | 0
2015 | SPP_N_2_SPP_S | SPP_N | SPP_S | Internal | Summer | B7 | 400 | 4000 | 818.42 | 63.95 | 63.96 | 0.01 | 0
2015 | SPP_N_2_SPP_S | SPP_N | SPP_S | Internal | Summer | B8 | 500 | 4000 | 768.85 | 58.82 | 58.83 | 0.01 | 0
2015 | SPP_N_2_SPP_S | SPP_N | SPP_S | Internal | Summer | B9 | 800 | 4000 | 658.53 | 56.23 | 56.24 | 0.01 | 0
2015 | SPP_N_2_SPP_S | SPP_N | SPP_S | Internal | Summer | B10 | 1262 | 4000 | 2970.99 | 56.1 | 56.11 | 0.01 | 0
2015 | SPP_N_2_SPP_S | SPP_N | SPP_S | Internal | Winter | B16 | 25 | 4000 | 95.42 | 72.19 | 72.19 | 0.01 | 0
2015 | SPP_N_2_SPP_S | SPP_N | SPP_S | Internal | Winter | B17 | 100 | 4000 | 899.7 | 61.51 | 61.52 | 0.01 | 0
2015 | SPP_N_2_SPP_S | SPP_N | SPP_S | Internal | Winter | B18 | 400 | 4000 | 1506.06 | 59.97 | 59.98 | 0.01 | 0
2015 | SPP_N_2_SPP_S | SPP_N | SPP_S | Internal | Winter | B19 | 700 | 4000 | 1558.41 | 59.84 | 59.85 | 0.01 | 0
2015 | SPP_N_2_SPP_S | SPP_N | SPP_S | Internal | Winter | B20 | 935 | 4000 | 3283.15 | 59.84 | 59.85 | 0.01 | 0
2015 | SPP_S_2_ENT | SPP_S | ENT | Internal | Shoulder | B11 | 25 | 850 | 0.19 | 82.89 | 79.98 | 5 | 0
2015 | SPP_S_2_ENT | SPP_S | ENT | Internal | Shoulder | B12 | 200 | 850 | 0.03 | 60.16 | 60 | 5 | 0
2015 | SPP_S_2_ENT | SPP_S | ENT | Internal | Shoulder | B13 | 600 | 850 | 0.01 | 60.16 | 59.58 | 5 | 0
2015 | SPP_S_2_ENT | SPP_S | ENT | Internal | Shoulder | B14 | 900 | 850 | 0.01 | 57.51 | 59.58 | 5 | 0
2015 | SPP_S_2_ENT | SPP_S | ENT | Internal | Shoulder | B15 | 1203 | 850 | 0 | 57.51 | 57.6 | 5 | 0
2015 | SPP_S_2_ENT | SPP_S | ENT | Internal | Summer | B1 | 10 | 850 | 0.8 | 91.7 | 92.49 | 5 | 0
2015 | SPP_S_2_ENT | SPP_S | ENT | Internal | Summer | B2 | 25 | 850 | 0.25 | 90.61 | 90.05 | 5 | 0
2015 | SPP_S_2_ENT | SPP_S | ENT | Internal | Summer | B3 | 75 | 850 | 0.08 | 90.59 | 90.04 | 5 | 0
2015 | SPP_S_2_ENT | SPP_S | ENT | Internal | Summer | B4 | 100 | 850 | 605.32 | 84.29 | 89.28 | 5 | 0
2015 | SPP_S_2_ENT | SPP_S | ENT | Internal | Summer | B5 | 200 | 850 | 0.05 | 81.36 | 83.24 | 5 | 0
2015 | SPP_S_2_ENT | SPP_S | ENT | Internal | Summer | B6 | 300 | 850 | 0.02 | 71.41 | 71.41 | 5 | 0
2015 | SPP_S_2_ENT | SPP_S | ENT | Internal | Summer | B7 | 400 | 850 | 0.01 | 63.96 | 60.79 | 5 | 0
2015 | SPP_S_2_ENT | SPP_S | ENT | Internal | Summer | B8 | 500 | 850 | 0.01 | 58.83 | 58.8 | 5 | 0
2015 | SPP_S_2_ENT | SPP_S | ENT | Internal | Summer | B9 | 800 | 850 | 0 | 56.24 | 56.44 | 5 | 0
2015 | SPP_S_2_ENT | SPP_S | ENT | Internal | Summer | B10 | 1262 | 850 | 0 | 56.11 | 56.44 | 5 | 0
2015 | SPP_S_2_ENT | SPP_S | ENT | Internal | Winter | B16 | 25 | 850 | 96.39 | 72.19 | 77.18 | 5 | 0
2015 | SPP_S_2_ENT | SPP_S | ENT | Internal | Winter | B17 | 100 | 850 | 0.07 | 61.52 | 62 | 5 | 0
2015 | SPP_S_2_ENT | SPP_S | ENT | Internal | Winter | B18 | 400 | 850 | 0.03 | 59.98 | 62 | 5 | 0
2015 | SPP_S_2_ENT | SPP_S | ENT | Internal | Winter | B19 | 700 | 850 | 0.01 | 59.85 | 59.94 | 5 | 0
2015 | SPP_S_2_ENT | SPP_S | ENT | Internal | Winter | B20 | 935 | 850 | 0 | 59.85 | 59.94 | 5 | 0
2015 | SPP_S_2_SPP_N | SPP_S | SPP_N | Internal | Shoulder | B11 | 25 | 640 | 18.32 | 82.89 | 82.88 | 0.01 | 0
2015 | SPP_S_2_SPP_N | SPP_S | SPP_N | Internal | Shoulder | B12 | 200 | 640 | 920.11 | 60.16 | 61.14 | 0.01 | 0.97
2015 | SPP_S_2_SPP_N | SPP_S | SPP_N | Internal | Shoulder | B13 | 600 | 640 | 581.42 | 60.16 | 60.17 | 0.01 | 0
2015 | SPP_S_2_SPP_N | SPP_S | SPP_N | Internal | Shoulder | B14 | 900 | 640 | 319.94 | 57.51 | 57.52 | 0.01 | 0
2015 | SPP_S_2_SPP_N | SPP_S | SPP_N | Internal | Shoulder | B15 | 1203 | 640 | 0.56 | 57.51 | 57.49 | 0.01 | 0
2015 | SPP_S_2_SPP_N | SPP_S | SPP_N | Internal | Summer | B1 | 10 | 640 | 3671.38 | 91.7 | 92.67 | 0.01 | 0.97
2015 | SPP_S_2_SPP_N | SPP_S | SPP_N | Internal | Summer | B2 | 25 | 640 | 3285.47 | 90.61 | 91.59 | 0.01 | 0.97
2015 | SPP_S_2_SPP_N | SPP_S | SPP_N | Internal | Summer | B3 | 75 | 640 | 2988.77 | 90.59 | 91.57 | 0.01 | 0.97
2015 | SPP_S_2_SPP_N | SPP_S | SPP_N | Internal | Summer | B4 | 100 | 640 | 2956.68 | 84.29 | 85.26 | 0.01 | 0.97
2015 | SPP_S_2_SPP_N | SPP_S | SPP_N | Internal | Summer | B5 | 200 | 640 | 640.58 | 81.36 | 82.23 | 0.01 | 0.86
2015 | SPP_S_2_SPP_N | SPP_S | SPP_N | Internal | Summer | B6 | 300 | 640 | 2.03 | 71.41 | 71.4 | 0.01 | 0
2015 | SPP_S_2_SPP_N | SPP_S | SPP_N | Internal | Summer | B7 | 400 | 640 | 1.63 | 63.96 | 63.95 | 0.01 | 0
2015 | SPP_S_2_SPP_N | SPP_S | SPP_N | Internal | Summer | B8 | 500 | 640 | 1.33 | 58.83 | 58.82 | 0.01 | 0
2015 | SPP_S_2_SPP_N | SPP_S | SPP_N | Internal | Summer | B9 | 800 | 640 | 0.83 | 56.24 | 56.23 | 0.01 | 0
2015 | SPP_S_2_SPP_N | SPP_S | SPP_N | Internal | Summer | B10 | 1262 | 640 | 0.52 | 56.11 | 56.1 | 0.01 | 0
2015 | SPP_S_2_SPP_N | SPP_S | SPP_N | Internal | Winter | B16 | 25 | 640 | 28.78 | 72.19 | 72.19 | 0.01 | 0
2015 | SPP_S_2_SPP_N | SPP_S | SPP_N | Internal | Winter | B17 | 100 | 640 | 5.84 | 61.52 | 61.51 | 0.01 | 0
2015 | SPP_S_2_SPP_N | SPP_S | SPP_N | Internal | Winter | B18 | 400 | 640 | 1.56 | 59.98 | 59.97 | 0.01 | 0
2015 | SPP_S_2_SPP_N | SPP_S | SPP_N | Internal | Winter | B19 | 700 | 640 | 0.92 | 59.85 | 59.84 | 0.01 | 0
2015 | SPP_S_2_SPP_N | SPP_S | SPP_N | Internal | Winter | B20 | 935 | 640 | 0.69 | 59.85 | 59.84 | 0.01 | 0
2015 | TVA_2_ENT | TVA | ENT | Internal | Shoulder | B11 | 25 | 500 | 0.16 | 79.89 | 79.98 | 9 | 0
2015 | TVA_2_ENT | TVA | ENT | Internal | Shoulder | B12 | 200 | 500 | 0.02 | 61.88 | 60 | 9 | 0
2015 | TVA_2_ENT | TVA | ENT | Internal | Shoulder | B13 | 600 | 500 | 0 | 61.88 | 59.58 | 9 | 0
2015 | TVA_2_ENT | TVA | ENT | Internal | Shoulder | B14 | 900 | 500 | 0 | 61.88 | 59.58 | 9 | 0
2015 | TVA_2_ENT | TVA | ENT | Internal | Shoulder | B15 | 1203 | 500 | 0 | 61.09 | 57.6 | 9 | 0
2015 | TVA_2_ENT | TVA | ENT | Internal | Summer | B1 | 10 | 500 | 0.22 | 100.49 | 92.49 | 9 | 0
2015 | TVA_2_ENT | TVA | ENT | Internal | Summer | B2 | 25 | 500 | 0.09 | 98.01 | 90.05 | 9 | 0
2015 | TVA_2_ENT | TVA | ENT | Internal | Summer | B3 | 75 | 500 | 0.03 | 95.7 | 90.04 | 9 | 0
2015 | TVA_2_ENT | TVA | ENT | Internal | Summer | B4 | 100 | 500 | 0.03 | 90.93 | 89.28 | 9 | 0
2015 | TVA_2_ENT | TVA | ENT | Internal | Summer | B5 | 200 | 500 | 0.02 | 82.28 | 83.24 | 9 | 0
2015 | TVA_2_ENT | TVA | ENT | Internal | Summer | B6 | 300 | 500 | 0.02 | 69.34 | 71.41 | 9 | 0
2015 | TVA_2_ENT | TVA | ENT | Internal | Summer | B7 | 400 | 500 | 0.01 | 60.56 | 60.79 | 9 | 0
2015 | TVA_2_ENT | TVA | ENT | Internal | Summer | B8 | 500 | 500 | 0 | 60.56 | 58.8 | 9 | 0
2015 | TVA_2_ENT | TVA | ENT | Internal | Summer | B9 | 800 | 500 | 0 | 60.37 | 56.44 | 9 | 0
2015 | TVA_2_ENT | TVA | ENT | Internal | Summer | B10 | 1262 | 500 | 0 | 58.05 | 56.44 | 9 | 0
2015 | TVA_2_ENT | TVA | ENT | Internal | Winter | B16 | 25 | 500 | 0.09 | 83.8 | 77.18 | 9 | 0
2015 | TVA_2_ENT | TVA | ENT | Internal | Winter | B17 | 100 | 500 | 0.03 | 65.86 | 62 | 9 | 0
2015 | TVA_2_ENT | TVA | ENT | Internal | Winter | B18 | 400 | 500 | 0 | 61.76 | 62 | 9 | 0
2015 | TVA_2_ENT | TVA | ENT | Internal | Winter | B19 | 700 | 500 | 0 | 61.76 | 59.94 | 9 | 0
2015 | TVA_2_ENT | TVA | ENT | Internal | Winter | B20 | 935 | 500 | 0 | 61.63 | 59.94 | 9 | 0
2015 | TVA_2_MISO_MO-IL | TVA | MISO_MO-IL | Internal | Shoulder | B11 | 25 | 50 | 0.1 | 79.89 | 75.89 | 9 | 0.02
2015 | TVA_2_MISO_MO-IL | TVA | MISO_MO-IL | Internal | Shoulder | B12 | 200 | 50 | 0.02 | 61.88 | 62.75 | 9 | 0
2015 | TVA_2_MISO_MO-IL | TVA | MISO_MO-IL | Internal | Shoulder | B13 | 600 | 50 | 0 | 61.88 | 59.08 | 9 | 0
2015 | TVA_2_MISO_MO-IL | TVA | MISO_MO-IL | Internal | Shoulder | B14 | 900 | 50 | 0 | 61.88 | 57.02 | 9 | 0
2015 | TVA_2_MISO_MO-IL | TVA | MISO_MO-IL | Internal | Shoulder | B15 | 1203 | 50 | 0 | 61.09 | 55.14 | 9 | 0
2015 | TVA_2_MISO_MO-IL | TVA | MISO_MO-IL | Internal | Summer | B1 | 10 | 50 | 0.2 | 100.49 | 92.5 | 9 | 0.04
2015 | TVA_2_MISO_MO-IL | TVA | MISO_MO-IL | Internal | Summer | B2 | 25 | 50 | 0.08 | 98.01 | 90.28 | 9 | 0.02
2015 | TVA_2_MISO_MO-IL | TVA | MISO_MO-IL | Internal | Summer | B3 | 75 | 50 | 0.03 | 95.7 | 88.81 | 9 | 0.01
2015 | TVA_2_MISO_MO-IL | TVA | MISO_MO-IL | Internal | Summer | B4 | 100 | 50 | 0.02 | 90.93 | 83.32 | 9 | 0
2015 | TVA_2_MISO_MO-IL | TVA | MISO_MO-IL | Internal | Summer | B5 | 200 | 50 | 0.01 | 82.28 | 75.24 | 9 | 0
2015 | TVA_2_MISO_MO-IL | TVA | MISO_MO-IL | Internal | Summer | B6 | 300 | 50 | 0 | 69.34 | 64.41 | 9 | 0
2015 | TVA_2_MISO_MO-IL | TVA | MISO_MO-IL | Internal | Summer | B7 | 400 | 50 | 0 | 60.56 | 56.96 | 9 | 0
2015 | TVA_2_MISO_MO-IL | TVA | MISO_MO-IL | Internal | Summer | B8 | 500 | 50 | 0 | 60.56 | 54.42 | 9 | 0
2015 | TVA_2_MISO_MO-IL | TVA | MISO_MO-IL | Internal | Summer | B9 | 800 | 50 | 0 | 60.37 | 53.64 | 9 | 0
2015 | TVA_2_MISO_MO-IL | TVA | MISO_MO-IL | Internal | Summer | B10 | 1262 | 50 | 0 | 58.05 | 52.66 | 9 | 0
2015 | TVA_2_MISO_MO-IL | TVA | MISO_MO-IL | Internal | Winter | B16 | 25 | 50 | 0.08 | 83.8 | 75.79 | 9 | 0.02
2015 | TVA_2_MISO_MO-IL | TVA | MISO_MO-IL | Internal | Winter | B17 | 100 | 50 | 0.04 | 65.86 | 66.51 | 9 | 0
2015 | TVA_2_MISO_MO-IL | TVA | MISO_MO-IL | Internal | Winter | B18 | 400 | 50 | 0 | 61.76 | 61.3 | 9 | 0
2015 | TVA_2_MISO_MO-IL | TVA | MISO_MO-IL | Internal | Winter | B19 | 700 | 50 | 0 | 61.76 | 58.69 | 9 | 0
2015 | TVA_2_MISO_MO-IL | TVA | MISO_MO-IL | Internal | Winter | B20 | 935 | 50 | 0 | 61.63 | 53.63 | 9 | 0
2015 | TVA_2_NonRTO_Midwest | TVA | NonRTO_Midwest | Internal | Shoulder | B11 | 25 | 100 | 0.24 | 79.89 | 84.15 | 9 | 0.01
2015 | TVA_2_NonRTO_Midwest | TVA | NonRTO_Midwest | Internal | Shoulder | B12 | 200 | 100 | 99.83 | 61.88 | 71.12 | 9 | 0.24
2015 | TVA_2_NonRTO_Midwest | TVA | NonRTO_Midwest | Internal | Shoulder | B13 | 600 | 100 | 0.01 | 61.88 | 67.16 | 9 | 0
2015 | TVA_2_NonRTO_Midwest | TVA | NonRTO_Midwest | Internal | Shoulder | B14 | 900 | 100 | 0 | 61.88 | 56.71 | 9 | 0
2015 | TVA_2_NonRTO_Midwest | TVA | NonRTO_Midwest | Internal | Shoulder | B15 | 1203 | 100 | 0 | 61.09 | 55.33 | 9 | 0
2015 | TVA_2_NonRTO_Midwest | TVA | NonRTO_Midwest | Internal | Summer | B1 | 10 | 100 | 0.25 | 100.49 | 96.45 | 9 | 0.02
2015 | TVA_2_NonRTO_Midwest | TVA | NonRTO_Midwest | Internal | Summer | B2 | 25 | 100 | 0.12 | 98.01 | 96.44 | 9 | 0.01
2015 | TVA_2_NonRTO_Midwest | TVA | NonRTO_Midwest | Internal | Summer | B3 | 75 | 100 | 0.05 | 95.7 | 96.44 | 9 | 0
2015 | TVA_2_NonRTO_Midwest | TVA | NonRTO_Midwest | Internal | Summer | B4 | 100 | 100 | 0.04 | 90.93 | 91.69 | 9 | 0
2015 | TVA_2_NonRTO_Midwest | TVA | NonRTO_Midwest | Internal | Summer | B5 | 200 | 100 | 0.02 | 82.28 | 83.62 | 9 | 0
2015 | TVA_2_NonRTO_Midwest | TVA | NonRTO_Midwest | Internal | Summer | B6 | 300 | 100 | 0 | 69.34 | 62.43 | 9 | 0
2015 | TVA_2_NonRTO_Midwest | TVA | NonRTO_Midwest | Internal | Summer | B7 | 400 | 100 | 0 | 60.56 | 56.66 | 9 | 0
2015 | TVA_2_NonRTO_Midwest | TVA | NonRTO_Midwest | Internal | Summer | B8 | 500 | 100 | 0 | 60.56 | 56.54 | 9 | 0
2015 | TVA_2_NonRTO_Midwest | TVA | NonRTO_Midwest | Internal | Summer | B9 | 800 | 100 | 0 | 60.37 | 55.33 | 9 | 0
2015 | TVA_2_NonRTO_Midwest | TVA | NonRTO_Midwest | Internal | Summer | B10 | 1262 | 100 | 0 | 58.05 | 53.95 | 9 | 0
2015 | TVA_2_NonRTO_Midwest | TVA | NonRTO_Midwest | Internal | Winter | B16 | 25 | 100 | 0.15 | 83.8 | 84.17 | 9 | 0.01
2015 | TVA_2_NonRTO_Midwest | TVA | NonRTO_Midwest | Internal | Winter | B17 | 100 | 100 | 91.66 | 65.86 | 74.87 | 9 | 0.01
2015 | TVA_2_NonRTO_Midwest | TVA | NonRTO_Midwest | Internal | Winter | B18 | 400 | 100 | 0.05 | 61.76 | 69.63 | 9 | 0
2015 | TVA_2_NonRTO_Midwest | TVA | NonRTO_Midwest | Internal | Winter | B19 | 700 | 100 | 0 | 61.76 | 56.66 | 9 | 0
2015 | TVA_2_NonRTO_Midwest | TVA | NonRTO_Midwest | Internal | Winter | B20 | 935 | 100 | 0 | 61.63 | 55.33 | 9 | 0
2015 | TVA_2_PJM_ROR | TVA | PJM_ROR | Internal | Shoulder | B11 | 25 | 500 | 0.1 | 79.89 | 73.88 | 9 | 0
2015 | TVA_2_PJM_ROR | TVA | PJM_ROR | Internal | Shoulder | B12 | 200 | 500 | 0.03 | 61.88 | 64.75 | 9 | 0
2015 | TVA_2_PJM_ROR | TVA | PJM_ROR | Internal | Shoulder | B13 | 600 | 500 | 0 | 61.88 | 61.07 | 9 | 0
2015 | TVA_2_PJM_ROR | TVA | PJM_ROR | Internal | Shoulder | B14 | 900 | 500 | 0 | 61.88 | 59.02 | 9 | 0
2015 | TVA_2_PJM_ROR | TVA | PJM_ROR | Internal | Shoulder | B15 | 1203 | 500 | 0 | 61.09 | 55.08 | 9 | 0
2015 | TVA_2_PJM_ROR | TVA | PJM_ROR | Internal | Summer | B1 | 10 | 500 | 0.25 | 100.49 | 94.48 | 9 | 0
2015 | TVA_2_PJM_ROR | TVA | PJM_ROR | Internal | Summer | B2 | 25 | 500 | 0.1 | 98.01 | 91.88 | 9 | 0
2015 | TVA_2_PJM_ROR | TVA | PJM_ROR | Internal | Summer | B3 | 75 | 500 | 0.03 | 95.7 | 89.69 | 9 | 0
2015 | TVA_2_PJM_ROR | TVA | PJM_ROR | Internal | Summer | B4 | 100 | 500 | 0.02 | 90.93 | 84.92 | 9 | 0
2015 | TVA_2_PJM_ROR | TVA | PJM_ROR | Internal | Summer | B5 | 200 | 500 | 0.01 | 82.28 | 77.18 | 9 | 0
2015 | TVA_2_PJM_ROR | TVA | PJM_ROR | Internal | Summer | B6 | 300 | 500 | 0.01 | 69.34 | 66.41 | 9 | 0
2015 | TVA_2_PJM_ROR | TVA | PJM_ROR | Internal | Summer | B7 | 400 | 500 | 0 | 60.56 | 58.95 | 9 | 0
2015 | TVA_2_PJM_ROR | TVA | PJM_ROR | Internal | Summer | B8 | 500 | 500 | 0 | 60.56 | 56.42 | 9 | 0
2015 | TVA_2_PJM_ROR | TVA | PJM_ROR | Internal | Summer | B9 | 800 | 500 | 0 | 60.37 | 54.36 | 9 | 0
2015 | TVA_2_PJM_ROR | TVA | PJM_ROR | Internal | Summer | B10 | 1262 | 500 | 0 | 58.05 | 52.26 | 9 | 0
2015 | TVA_2_PJM_ROR | TVA | PJM_ROR | Internal | Winter | B16 | 25 | 500 | 0.1 | 83.8 | 77.79 | 9 | 0
2015 | TVA_2_PJM_ROR | TVA | PJM_ROR | Internal | Winter | B17 | 100 | 500 | 0.05 | 65.86 | 68.86 | 9 | 0
2015 | TVA_2_PJM_ROR | TVA | PJM_ROR | Internal | Winter | B18 | 400 | 500 | 0.01 | 61.76 | 63.63 | 9 | 0
2015 | TVA_2_PJM_ROR | TVA | PJM_ROR | Internal | Winter | B19 | 700 | 500 | 0 | 61.76 | 60.69 | 9 | 0
2015 | TVA_2_PJM_ROR | TVA | PJM_ROR | Internal | Winter | B20 | 935 | 500 | 0 | 61.63 | 55.62 | 9 | 0
2015 | TVA_2_SOCO | TVA | SOCO | Internal | Shoulder | B11 | 25 | 500 | 0.9 | 79.89 | 87.98 | 9 | 0
2015 | TVA_2_SOCO | TVA | SOCO | Internal | Shoulder | B12 | 200 | 500 | 0.03 | 61.88 | 66.41 | 9 | 0
2015 | TVA_2_SOCO | TVA | SOCO | Internal | Shoulder | B13 | 600 | 500 | 0 | 61.88 | 62 | 9 | 0
2015 | TVA_2_SOCO | TVA | SOCO | Internal | Shoulder | B14 | 900 | 500 | 0 | 61.88 | 62 | 9 | 0
2015 | TVA_2_SOCO | TVA | SOCO | Internal | Shoulder | B15 | 1203 | 500 | 0 | 61.09 | 59.83 | 9 | 0
2015 | TVA_2_SOCO | TVA | SOCO | Internal | Summer | B1 | 10 | 500 | 0.33 | 100.49 | 100 | 9 | 0
2015 | TVA_2_SOCO | TVA | SOCO | Internal | Summer | B2 | 25 | 500 | 0.14 | 98.01 | 98.05 | 9 | 0
2015 | TVA_2_SOCO | TVA | SOCO | Internal | Summer | B3 | 75 | 500 | 0.07 | 95.7 | 98.05 | 9 | 0
2015 | TVA_2_SOCO | TVA | SOCO | Internal | Summer | B4 | 100 | 500 | 0.14 | 90.93 | 98.05 | 9 | 0
2015 | TVA_2_SOCO | TVA | SOCO | Internal | Summer | B5 | 200 | 500 | 432.33 | 82.28 | 91.28 | 9 | 0
2015 | TVA_2_SOCO | TVA | SOCO | Internal | Summer | B6 | 300 | 500 | 563.02 | 69.34 | 79.41 | 9 | 1.07
2015 | TVA_2_SOCO | TVA | SOCO | Internal | Summer | B7 | 400 | 500 | 414.66 | 60.56 | 69.56 | 9 | 0
2015 | TVA_2_SOCO | TVA | SOCO | Internal | Summer | B8 | 500 | 500 | 0.03 | 60.56 | 67.23 | 9 | 0
2015 | TVA_2_SOCO | TVA | SOCO | Internal | Summer | B9 | 800 | 500 | 0 | 60.37 | 62.67 | 9 | 0
2015 | TVA_2_SOCO | TVA | SOCO | Internal | Summer | B10 | 1262 | 500 | 0 | 58.05 | 58.66 | 9 | 0
2015 | TVA_2_SOCO | TVA | SOCO | Internal | Winter | B16 | 25 | 500 | 0.18 | 83.8 | 85.95 | 9 | 0
2015 | TVA_2_SOCO | TVA | SOCO | Internal | Winter | B17 | 100 | 500 | 0.04 | 65.86 | 67.54 | 9 | 0
2015 | TVA_2_SOCO | TVA | SOCO | Internal | Winter | B18 | 400 | 500 | 0.01 | 61.76 | 64.47 | 9 | 0
2015 | TVA_2_SOCO | TVA | SOCO | Internal | Winter | B19 | 700 | 500 | 0 | 61.76 | 64.47 | 9 | 0
2015 | TVA_2_SOCO | TVA | SOCO | Internal | Winter | B20 | 935 | 500 | 0 | 61.63 | 62.22 | 9 | 0
2015 | TVA_2_VACAR | TVA | VACAR | Internal | Shoulder | B11 | 25 | 150 | 0.16 | 79.89 | 80.63 | 9 | 0.01
2015 | TVA_2_VACAR | TVA | VACAR | Internal | Shoulder | B12 | 200 | 150 | 0.04 | 61.88 | 66.19 | 9 | 0
2015 | TVA_2_VACAR | TVA | VACAR | Internal | Shoulder | B13 | 600 | 150 | 0 | 61.88 | 64.02 | 9 | 0
2015 | TVA_2_VACAR | TVA | VACAR | Internal | Shoulder | B14 | 900 | 150 | 0 | 61.88 | 63.03 | 9 | 0
2015 | TVA_2_VACAR | TVA | VACAR | Internal | Shoulder | B15 | 1203 | 150 | 0 | 61.09 | 58.7 | 9 | 0
2015 | TVA_2_VACAR | TVA | VACAR | Internal | Summer | B1 | 10 | 150 | 0.38 | 100.49 | 100.89 | 9 | 0.01
2015 | TVA_2_VACAR | TVA | VACAR | Internal | Summer | B2 | 25 | 150 | 0.16 | 98.01 | 98.63 | 9 | 0.01
2015 | TVA_2_VACAR | TVA | VACAR | Internal | Summer | B3 | 75 | 150 | 0.06 | 95.7 | 96.44 | 9 | 0
2015 | TVA_2_VACAR | TVA | VACAR | Internal | Summer | B4 | 100 | 150 | 0.04 | 90.93 | 91.05 | 9 | 0
2015 | TVA_2_VACAR | TVA | VACAR | Internal | Summer | B5 | 200 | 150 | 0.02 | 82.28 | 83.93 | 9 | 0
2015 | TVA_2_VACAR | TVA | VACAR | Internal | Summer | B6 | 300 | 150 | 0.02 | 69.34 | 72.41 | 9 | 0
2015 | TVA_2_VACAR | TVA | VACAR | Internal | Summer | B7 | 400 | 150 | 0.02 | 60.56 | 64.95 | 9 | 0
2015 | TVA_2_VACAR | TVA | VACAR | Internal | Summer | B8 | 500 | 150 | 0.01 | 60.56 | 62.42 | 9 | 0
2015 | TVA_2_VACAR | TVA | VACAR | Internal | Summer | B9 | 800 | 150 | 0 | 60.37 | 60.36 | 9 | 0
2015 | TVA_2_VACAR | TVA | VACAR | Internal | Summer | B10 | 1262 | 150 | 0 | 58.05 | 56.59 | 9 | 0
2015 | TVA_2_VACAR | TVA | VACAR | Internal | Winter | B16 | 25 | 150 | 0.17 | 83.8 | 84.54 | 9 | 0.01
2015 | TVA_2_VACAR | TVA | VACAR | Internal | Winter | B17 | 100 | 150 | 230.95 | 65.86 | 74.86 | 9 | 0
2015 | TVA_2_VACAR | TVA | VACAR | Internal | Winter | B18 | 400 | 150 | 0.02 | 61.76 | 66.98 | 9 | 0
2015 | TVA_2_VACAR | TVA | VACAR | Internal | Winter | B19 | 700 | 150 | 0.01 | 61.76 | 66.69 | 9 | 0
2015 | TVA_2_VACAR | TVA | VACAR | Internal | Winter | B20 | 935 | 150 | 0 | 61.63 | 61.62 | 9 | 0
2015 | TVA_Transmission_2_ENT | TVA_Transmission | ENT | Internal | Shoulder | B11 | 25 | 3000 | 0.16 | 79.88 | 79.98 | 9 | 0
2015 | TVA_Transmission_2_ENT | TVA_Transmission | ENT | Internal | Shoulder | B12 | 200 | 3000 | 0.01 | 65.45 | 60 | 9 | 0
2015 | TVA_Transmission_2_ENT | TVA_Transmission | ENT | Internal | Shoulder | B13 | 600 | 3000 | 0 | 63.66 | 59.58 | 9 | 0
2015 | TVA_Transmission_2_ENT | TVA_Transmission | ENT | Internal | Shoulder | B14 | 900 | 3000 | 0 | 62.65 | 59.58 | 9 | 0
2015 | TVA_Transmission_2_ENT | TVA_Transmission | ENT | Internal | Shoulder | B15 | 1203 | 3000 | 0 | 61.08 | 57.6 | 9 | 0
2015 | TVA_Transmission_2_ENT | TVA_Transmission | ENT | Internal | Summer | B1 | 10 | 3000 | 0.22 | 100.48 | 92.49 | 9 | 0
2015 | TVA_Transmission_2_ENT | TVA_Transmission | ENT | Internal | Summer | B2 | 25 | 3000 | 0.09 | 98 | 90.05 | 9 | 0
2015 | TVA_Transmission_2_ENT | TVA_Transmission | ENT | Internal | Summer | B3 | 75 | 3000 | 0.03 | 95.69 | 90.04 | 9 | 0
2015 | TVA_Transmission_2_ENT | TVA_Transmission | ENT | Internal | Summer | B4 | 100 | 3000 | 0.03 | 90.92 | 89.28 | 9 | 0
2015 | TVA_Transmission_2_ENT | TVA_Transmission | ENT | Internal | Summer | B5 | 200 | 3000 | 0.02 | 82.76 | 83.24 | 9 | 0
2015 | TVA_Transmission_2_ENT | TVA_Transmission | ENT | Internal | Summer | B6 | 300 | 3000 | 0.01 | 70.42 | 71.41 | 9 | 0
2015 | TVA_Transmission_2_ENT | TVA_Transmission | ENT | Internal | Summer | B7 | 400 | 3000 | 0 | 62.38 | 60.79 | 9 | 0
2015 | TVA_Transmission_2_ENT | TVA_Transmission | ENT | Internal | Summer | B8 | 500 | 3000 | 0 | 61.21 | 58.8 | 9 | 0
2015 | TVA_Transmission_2_ENT | TVA_Transmission | ENT | Internal | Summer | B9 | 800 | 3000 | 0 | 60.36 | 56.44 | 9 | 0
2015 | TVA_Transmission_2_ENT | TVA_Transmission | ENT | Internal | Summer | B10 | 1262 | 3000 | 0 | 58.17 | 56.44 | 9 | 0
2015 | TVA_Transmission_2_ENT | TVA_Transmission | ENT | Internal | Winter | B16 | 25 | 3000 | 0.09 | 83.79 | 77.18 | 9 | 0
2015 | TVA_Transmission_2_ENT | TVA_Transmission | ENT | Internal | Winter | B17 | 100 | 3000 | 0.02 | 68.64 | 62 | 9 | 0
2015 | TVA_Transmission_2_ENT | TVA_Transmission | ENT | Internal | Winter | B18 | 400 | 3000 | 0 | 65.2 | 62 | 9 | 0
2015 | TVA_Transmission_2_ENT | TVA_Transmission | ENT | Internal | Winter | B19 | 700 | 3000 | 0 | 62.9 | 59.94 | 9 | 0
2015 | TVA_Transmission_2_ENT | TVA_Transmission | ENT | Internal | Winter | B20 | 935 | 3000 | 0 | 61.62 | 59.94 | 9 | 0
2015 | TVA_Transmission_2_MISO_MO-IL | TVA_Transmission | MISO_MO-IL | Internal | Shoulder | B11 | 25 | 4000 | 0.11 | 79.88 | 75.89 | 9 | 0
2015 | TVA_Transmission_2_MISO_MO-IL | TVA_Transmission | MISO_MO-IL | Internal | Shoulder | B12 | 200 | 4000 | 0.02 | 65.45 | 62.75 | 9 | 0
2015 | TVA_Transmission_2_MISO_MO-IL | TVA_Transmission | MISO_MO-IL | Internal | Shoulder | B13 | 600 | 4000 | 0 | 63.66 | 59.08 | 9 | 0
2015 | TVA_Transmission_2_MISO_MO-IL | TVA_Transmission | MISO_MO-IL | Internal | Shoulder | B14 | 900 | 4000 | 0 | 62.65 | 57.02 | 9 | 0
2015 | TVA_Transmission_2_MISO_MO-IL | TVA_Transmission | MISO_MO-IL | Internal | Shoulder | B15 | 1203 | 4000 | 0 | 61.08 | 55.14 | 9 | 0
2015 | TVA_Transmission_2_MISO_MO-IL | TVA_Transmission | MISO_MO-IL | Internal | Summer | B1 | 10 | 4000 | 0.22 | 100.48 | 92.5 | 9 | 0
2015 | TVA_Transmission_2_MISO_MO-IL | TVA_Transmission | MISO_MO-IL | Internal | Summer | B2 | 25 | 4000 | 0.09 | 98 | 90.28 | 9 | 0
2015 | TVA_Transmission_2_MISO_MO-IL | TVA_Transmission | MISO_MO-IL | Internal | Summer | B3 | 75 | 4000 | 0.03 | 95.69 | 88.81 | 9 | 0
2015 | TVA_Transmission_2_MISO_MO-IL | TVA_Transmission | MISO_MO-IL | Internal | Summer | B4 | 100 | 4000 | 0.02 | 90.92 | 83.32 | 9 | 0
2015 | TVA_Transmission_2_MISO_MO-IL | TVA_Transmission | MISO_MO-IL | Internal | Summer | B5 | 200 | 4000 | 0.01 | 82.76 | 75.24 | 9 | 0
2015 | TVA_Transmission_2_MISO_MO-IL | TVA_Transmission | MISO_MO-IL | Internal | Summer | B6 | 300 | 4000 | 0 | 70.42 | 64.41 | 9 | 0
2015 | TVA_Transmission_2_MISO_MO-IL | TVA_Transmission | MISO_MO-IL | Internal | Summer | B7 | 400 | 4000 | 0 | 62.38 | 56.96 | 9 | 0
2015 | TVA_Transmission_2_MISO_MO-IL | TVA_Transmission | MISO_MO-IL | Internal | Summer | B8 | 500 | 4000 | 0 | 61.21 | 54.42 | 9 | 0
2015 | TVA_Transmission_2_MISO_MO-IL | TVA_Transmission | MISO_MO-IL | Internal | Summer | B9 | 800 | 4000 | 0 | 60.36 | 53.64 | 9 | 0
2015 | TVA_Transmission_2_MISO_MO-IL | TVA_Transmission | MISO_MO-IL | Internal | Summer | B10 | 1262 | 4000 | 0 | 58.17 | 52.66 | 9 | 0
2015 | TVA_Transmission_2_MISO_MO-IL | TVA_Transmission | MISO_MO-IL | Internal | Winter | B16 | 25 | 4000 | 0.09 | 83.79 | 75.79 | 9 | 0
2015 | TVA_Transmission_2_MISO_MO-IL | TVA_Transmission | MISO_MO-IL | Internal | Winter | B17 | 100 | 4000 | 0.03 | 68.64 | 66.51 | 9 | 0
2015 | TVA_Transmission_2_MISO_MO-IL | TVA_Transmission | MISO_MO-IL | Internal | Winter | B18 | 400 | 4000 | 0 | 65.2 | 61.3 | 9 | 0
2015 | TVA_Transmission_2_MISO_MO-IL | TVA_Transmission | MISO_MO-IL | Internal | Winter | B19 | 700 | 4000 | 0 | 62.9 | 58.69 | 9 | 0
2015 | TVA_Transmission_2_MISO_MO-IL | TVA_Transmission | MISO_MO-IL | Internal | Winter | B20 | 935 | 4000 | 0 | 61.62 | 53.63 | 9 | 0
2015 | TVA_Transmission_2_NonRTO_Midwest | TVA_Transmission | NonRTO_Midwest | Internal | Shoulder | B11 | 25 | 700 | 0.27 | 79.88 | 84.15 | 9 | 0
2015 | TVA_Transmission_2_NonRTO_Midwest | TVA_Transmission | NonRTO_Midwest | Internal | Shoulder | B12 | 200 | 700 | 0.05 | 65.45 | 71.12 | 9 | 0
2015 | TVA_Transmission_2_NonRTO_Midwest | TVA_Transmission | NonRTO_Midwest | Internal | Shoulder | B13 | 600 | 700 | 0.01 | 63.66 | 67.16 | 9 | 0
2015 | TVA_Transmission_2_NonRTO_Midwest | TVA_Transmission | NonRTO_Midwest | Internal | Shoulder | B14 | 900 | 700 | 0 | 62.65 | 56.71 | 9 | 0
2015 | TVA_Transmission_2_NonRTO_Midwest | TVA_Transmission | NonRTO_Midwest | Internal | Shoulder | B15 | 1203 | 700 | 0 | 61.08 | 55.33 | 9 | 0
2015 | TVA_Transmission_2_NonRTO_Midwest | TVA_Transmission | NonRTO_Midwest | Internal | Summer | B1 | 10 | 700 | 0.27 | 100.48 | 96.45 | 9 | 0
2015 | TVA_Transmission_2_NonRTO_Midwest | TVA_Transmission | NonRTO_Midwest | Internal | Summer | B2 | 25 | 700 | 0.13 | 98 | 96.44 | 9 | 0
2015 | TVA_Transmission_2_NonRTO_Midwest | TVA_Transmission | NonRTO_Midwest | Internal | Summer | B3 | 75 | 700 | 0.06 | 95.69 | 96.44 | 9 | 0
2015 | TVA_Transmission_2_NonRTO_Midwest | TVA_Transmission | NonRTO_Midwest | Internal | Summer | B4 | 100 | 700 | 0.04 | 90.92 | 91.69 | 9 | 0
2015 | TVA_Transmission_2_NonRTO_Midwest | TVA_Transmission | NonRTO_Midwest | Internal | Summer | B5 | 200 | 700 | 0.02 | 82.76 | 83.62 | 9 | 0
2015 | TVA_Transmission_2_NonRTO_Midwest | TVA_Transmission | NonRTO_Midwest | Internal | Summer | B6 | 300 | 700 | 0 | 70.42 | 62.43 | 9 | 0
2015 | TVA_Transmission_2_NonRTO_Midwest | TVA_Transmission | NonRTO_Midwest | Internal | Summer | B7 | 400 | 700 | 0 | 62.38 | 56.66 | 9 | 0
2015 | TVA_Transmission_2_NonRTO_Midwest | TVA_Transmission | NonRTO_Midwest | Internal | Summer | B8 | 500 | 700 | 0 | 61.21 | 56.54 | 9 | 0
2015 | TVA_Transmission_2_NonRTO_Midwest | TVA_Transmission | NonRTO_Midwest | Internal | Summer | B9 | 800 | 700 | 0 | 60.36 | 55.33 | 9 | 0
2015 | TVA_Transmission_2_NonRTO_Midwest | TVA_Transmission | NonRTO_Midwest | Internal | Summer | B10 | 1262 | 700 | 0 | 58.17 | 53.95 | 9 | 0
2015 | TVA_Transmission_2_NonRTO_Midwest | TVA_Transmission | NonRTO_Midwest | Internal | Winter | B16 | 25 | 700 | 0.16 | 83.79 | 84.17 | 9 | 0
2015 | TVA_Transmission_2_NonRTO_Midwest | TVA_Transmission | NonRTO_Midwest | Internal | Winter | B17 | 100 | 700 | 0.12 | 68.64 | 74.87 | 9 | 0
2015 | TVA_Transmission_2_NonRTO_Midwest | TVA_Transmission | NonRTO_Midwest | Internal | Winter | B18 | 400 | 700 | 0.02 | 65.2 | 69.63 | 9 | 0
2015 | TVA_Transmission_2_NonRTO_Midwest | TVA_Transmission | NonRTO_Midwest | Internal | Winter | B19 | 700 | 700 | 0 | 62.9 | 56.66 | 9 | 0
2015 | TVA_Transmission_2_NonRTO_Midwest | TVA_Transmission | NonRTO_Midwest | Internal | Winter | B20 | 935 | 700 | 0 | 61.62 | 55.33 | 9 | 0
2015 | TVA_Transmission_2_PJM_ROR | TVA_Transmission | PJM_ROR | Internal | Shoulder | B11 | 25 | 2000 | 0.1 | 79.88 | 73.88 | 9 | 0
2015 | TVA_Transmission_2_PJM_ROR | TVA_Transmission | PJM_ROR | Internal | Shoulder | B12 | 200 | 2000 | 0.02 | 65.45 | 64.75 | 9 | 0
2015 | TVA_Transmission_2_PJM_ROR | TVA_Transmission | PJM_ROR | Internal | Shoulder | B13 | 600 | 2000 | 0 | 63.66 | 61.07 | 9 | 0
2015 | TVA_Transmission_2_PJM_ROR | TVA_Transmission | PJM_ROR | Internal | Shoulder | B14 | 900 | 2000 | 0 | 62.65 | 59.02 | 9 | 0
2015 | TVA_Transmission_2_PJM_ROR | TVA_Transmission | PJM_ROR | Internal | Shoulder | B15 | 1203 | 2000 | 0 | 61.08 | 55.08 | 9 | 0
2015 | TVA_Transmission_2_PJM_ROR | TVA_Transmission | PJM_ROR | Internal | Summer | B1 | 10 | 2000 | 0.24 | 100.48 | 94.48 | 9 | 0
2015 | TVA_Transmission_2_PJM_ROR | TVA_Transmission | PJM_ROR | Internal | Summer | B2 | 25 | 2000 | 0.1 | 98 | 91.88 | 9 | 0
2015 | TVA_Transmission_2_PJM_ROR | TVA_Transmission | PJM_ROR | Internal | Summer | B3 | 75 | 2000 | 0.03 | 95.69 | 89.69 | 9 | 0
2015 | TVA_Transmission_2_PJM_ROR | TVA_Transmission | PJM_ROR | Internal | Summer | B4 | 100 | 2000 | 0.02 | 90.92 | 84.92 | 9 | 0
2015 | TVA_Transmission_2_PJM_ROR | TVA_Transmission | PJM_ROR | Internal | Summer | B5 | 200 | 2000 | 0.01 | 82.76 | 77.18 | 9 | 0
2015 | TVA_Transmission_2_PJM_ROR | TVA_Transmission | PJM_ROR | Internal | Summer | B6 | 300 | 2000 | 0 | 70.42 | 66.41 | 9 | 0
2015 | TVA_Transmission_2_PJM_ROR | TVA_Transmission | PJM_ROR | Internal | Summer | B7 | 400 | 2000 | 0 | 62.38 | 58.95 | 9 | 0
2015 | TVA_Transmission_2_PJM_ROR | TVA_Transmission | PJM_ROR | Internal | Summer | B8 | 500 | 2000 | 0 | 61.21 | 56.42 | 9 | 0
2015 | TVA_Transmission_2_PJM_ROR | TVA_Transmission | PJM_ROR | Internal | Summer | B9 | 800 | 2000 | 0 | 60.36 | 54.36 | 9 | 0
2015 | TVA_Transmission_2_PJM_ROR | TVA_Transmission | PJM_ROR | Internal | Summer | B10 | 1262 | 2000 | 0 | 58.17 | 52.26 | 9 | 0
2015 | TVA_Transmission_2_PJM_ROR | TVA_Transmission | PJM_ROR | Internal | Winter | B16 | 25 | 2000 | 0.1 | 83.79 | 77.79 | 9 | 0
2015 | TVA_Transmission_2_PJM_ROR | TVA_Transmission | PJM_ROR | Internal | Winter | B17 | 100 | 2000 | 0.04 | 68.64 | 68.86 | 9 | 0
2015 | TVA_Transmission_2_PJM_ROR | TVA_Transmission | PJM_ROR | Internal | Winter | B18 | 400 | 2000 | 0 | 65.2 | 63.63 | 9 | 0
2015 | TVA_Transmission_2_PJM_ROR | TVA_Transmission | PJM_ROR | Internal | Winter | B19 | 700 | 2000 | 0 | 62.9 | 60.69 | 9 | 0
2015 | TVA_Transmission_2_PJM_ROR | TVA_Transmission | PJM_ROR | Internal | Winter | B20 | 935 | 2000 | 0 | 61.62 | 55.62 | 9 | 0
2015 | TVA_Transmission_2_SOCO | TVA_Transmission | SOCO | Internal | Shoulder | B11 | 25 | 3200 | 1.22 | 79.88 | 87.98 | 9 | 0
2015 | TVA_Transmission_2_SOCO | TVA_Transmission | SOCO | Internal | Shoulder | B12 | 200 | 3200 | 0.02 | 65.45 | 66.41 | 9 | 0
2015 | TVA_Transmission_2_SOCO | TVA_Transmission | SOCO | Internal | Shoulder | B13 | 600 | 3200 | 0 | 63.66 | 62 | 9 | 0
2015 | TVA_Transmission_2_SOCO | TVA_Transmission | SOCO | Internal | Shoulder | B14 | 900 | 3200 | 0 | 62.65 | 62 | 9 | 0
2015 | TVA_Transmission_2_SOCO | TVA_Transmission | SOCO | Internal | Shoulder | B15 | 1203 | 3200 | 0 | 61.08 | 59.83 | 9 | 0
2015 | TVA_Transmission_2_SOCO | TVA_Transmission | SOCO | Internal | Summer | B1 | 10 | 3200 | 0.36 | 100.48 | 100 | 9 | 0
2015 | TVA_Transmission_2_SOCO | TVA_Transmission | SOCO | Internal | Summer | B2 | 25 | 3200 | 0.15 | 98 | 98.05 | 9 | 0
2015 | TVA_Transmission_2_SOCO | TVA_Transmission | SOCO | Internal | Summer | B3 | 75 | 3200 | 0.07 | 95.69 | 98.05 | 9 | 0
2015 | TVA_Transmission_2_SOCO | TVA_Transmission | SOCO | Internal | Summer | B4 | 100 | 3200 | 0.17 | 90.92 | 98.05 | 9 | 0
2015 | TVA_Transmission_2_SOCO | TVA_Transmission | SOCO | Internal | Summer | B5 | 200 | 3200 | 0.33 | 82.76 | 91.28 | 9 | 0
2015 | TVA_Transmission_2_SOCO | TVA_Transmission | SOCO | Internal | Summer | B6 | 300 | 3200 | 26.37 | 70.42 | 79.41 | 9 | 0
2015 | TVA_Transmission_2_SOCO | TVA_Transmission | SOCO | Internal | Summer | B7 | 400 | 3200 | 0.04 | 62.38 | 69.56 | 9 | 0
2015 | TVA_Transmission_2_SOCO | TVA_Transmission | SOCO | Internal | Summer | B8 | 500 | 3200 | 0.02 | 61.21 | 67.23 | 9 | 0
2015 | TVA_Transmission_2_SOCO | TVA_Transmission | SOCO | Internal | Summer | B9 | 800 | 3200 | 0 | 60.36 | 62.67 | 9 | 0
2015 | TVA_Transmission_2_SOCO | TVA_Transmission | SOCO | Internal | Summer | B10 | 1262 | 3200 | 0 | 58.17 | 58.66 | 9 | 0
2015 | TVA_Transmission_2_SOCO | TVA_Transmission | SOCO | Internal | Winter | B16 | 25 | 3200 | 0.19 | 83.79 | 85.95 | 9 | 0
2015 | TVA_Transmission_2_SOCO | TVA_Transmission | SOCO | Internal | Winter | B17 | 100 | 3200 | 0.04 | 68.64 | 67.54 | 9 | 0
2015 | TVA_Transmission_2_SOCO | TVA_Transmission | SOCO | Internal | Winter | B18 | 400 | 3200 | 0 | 65.2 | 64.47 | 9 | 0
2015 | TVA_Transmission_2_SOCO | TVA_Transmission | SOCO | Internal | Winter | B19 | 700 | 3200 | 0 | 62.9 | 64.47 | 9 | 0
2015 | TVA_Transmission_2_SOCO | TVA_Transmission | SOCO | Internal | Winter | B20 | 935 | 3200 | 0 | 61.62 | 62.22 | 9 | 0
2015 | TVA_Transmission_2_TVA | TVA_Transmission | TVA | Internal | Shoulder | B11 | 25 | 99999 | 1012.97 | 79.88 | 79.89 | 0.01 | 0
2015 | TVA_Transmission_2_TVA | TVA_Transmission | TVA | Internal | Shoulder | B12 | 200 | 99999 | 0.06 | 65.45 | 61.88 | 0.01 | 0
2015 | TVA_Transmission_2_TVA | TVA_Transmission | TVA | Internal | Shoulder | B13 | 600 | 99999 | 0.04 | 63.66 | 61.88 | 0.01 | 0
2015 | TVA_Transmission_2_TVA | TVA_Transmission | TVA | Internal | Shoulder | B14 | 900 | 99999 | 0.05 | 62.65 | 61.88 | 0.01 | 0
2015 | TVA_Transmission_2_TVA | TVA_Transmission | TVA | Internal | Shoulder | B15 | 1203 | 99999 | 637.57 | 61.08 | 61.09 | 0.01 | 0
2015 | TVA_Transmission_2_TVA | TVA_Transmission | TVA | Internal | Summer | B1 | 10 | 99999 | 3241.09 | 100.48 | 100.49 | 0.01 | 0
2015 | TVA_Transmission_2_TVA | TVA_Transmission | TVA | Internal | Summer | B2 | 25 | 99999 | 2606.02 | 98 | 98.01 | 0.01 | 0
2015 | TVA_Transmission_2_TVA | TVA_Transmission | TVA | Internal | Summer | B3 | 75 | 99999 | 1395.26 | 95.69 | 95.7 | 0.01 | 0
2015 | TVA_Transmission_2_TVA | TVA_Transmission | TVA | Internal | Summer | B4 | 100 | 99999 | 846.84 | 90.92 | 90.93 | 0.01 | 0
2015 | TVA_Transmission_2_TVA | TVA_Transmission | TVA | Internal | Summer | B5 | 200 | 99999 | 0.32 | 82.76 | 82.28 | 0.01 | 0
2015 | TVA_Transmission_2_TVA | TVA_Transmission | TVA | Internal | Summer | B6 | 300 | 99999 | 0.1 | 70.42 | 69.34 | 0.01 | 0
2015 | TVA_Transmission_2_TVA | TVA_Transmission | TVA | Internal | Summer | B7 | 400 | 99999 | 0.05 | 62.38 | 60.56 | 0.01 | 0
2015 | TVA_Transmission_2_TVA | TVA_Transmission | TVA | Internal | Summer | B8 | 500 | 99999 | 0.1 | 61.21 | 60.56 | 0.01 | 0
2015 | TVA_Transmission_2_TVA | TVA_Transmission | TVA | Internal | Summer | B9 | 800 | 99999 | 187.99 | 60.36 | 60.37 | 0.01 | 0
2015 | TVA_Transmission_2_TVA | TVA_Transmission | TVA | Internal | Summer | B10 | 1262 | 99999 | 0.17 | 58.17 | 58.05 | 0.01 | 0
2015 | TVA_Transmission_2_TVA | TVA_Transmission | TVA | Internal | Winter | B16 | 25 | 99999 | 2747.35 | 83.79 | 83.8 | 0.01 | 0
2015 | TVA_Transmission_2_TVA | TVA_Transmission | TVA | Internal | Winter | B17 | 100 | 99999 | 0.18 | 68.64 | 65.86 | 0.01 | 0
2015 | TVA_Transmission_2_TVA | TVA_Transmission | TVA | Internal | Winter | B18 | 400 | 99999 | 0.03 | 65.2 | 61.76 | 0.01 | 0
2015 | TVA_Transmission_2_TVA | TVA_Transmission | TVA | Internal | Winter | B19 | 700 | 99999 | 0.05 | 62.9 | 61.76 | 0.01 | 0
2015 | TVA_Transmission_2_TVA | TVA_Transmission | TVA | Internal | Winter | B20 | 935 | 99999 | 1884.77 | 61.62 | 61.63 | 0.01 | 0
2015 | TVA_Transmission_2_VACAR | TVA_Transmission | VACAR | Internal | Shoulder | B11 | 25 | 900 | 0.16 | 79.88 | 80.63 | 9 | 0
2015 | TVA_Transmission_2_VACAR | TVA_Transmission | VACAR | Internal | Shoulder | B12 | 200 | 900 | 0.02 | 65.45 | 66.19 | 9 | 0
2015 | TVA_Transmission_2_VACAR | TVA_Transmission | VACAR | Internal | Shoulder | B13 | 600 | 900 | 0 | 63.66 | 64.02 | 9 | 0
2015 | TVA_Transmission_2_VACAR | TVA_Transmission | VACAR | Internal | Shoulder | B14 | 900 | 900 | 0 | 62.65 | 63.03 | 9 | 0
2015 | TVA_Transmission_2_VACAR | TVA_Transmission | VACAR | Internal | Shoulder | B15 | 1203 | 900 | 0 | 61.08 | 58.7 | 9 | 0
2015 | TVA_Transmission_2_VACAR | TVA_Transmission | VACAR | Internal | Summer | B1 | 10 | 900 | 0.39 | 100.48 | 100.89 | 9 | 0
2015 | TVA_Transmission_2_VACAR | TVA_Transmission | VACAR | Internal | Summer | B2 | 25 | 900 | 0.17 | 98 | 98.63 | 9 | 0
2015 | TVA_Transmission_2_VACAR | TVA_Transmission | VACAR | Internal | Summer | B3 | 75 | 900 | 0.06 | 95.69 | 96.44 | 9 | 0
2015 | TVA_Transmission_2_VACAR | TVA_Transmission | VACAR | Internal | Summer | B4 | 100 | 900 | 0.04 | 90.92 | 91.05 | 9 | 0
2015 | TVA_Transmission_2_VACAR | TVA_Transmission | VACAR | Internal | Summer | B5 | 200 | 900 | 0.02 | 82.76 | 83.93 | 9 | 0
2015 | TVA_Transmission_2_VACAR | TVA_Transmission | VACAR | Internal | Summer | B6 | 300 | 900 | 0.02 | 70.42 | 72.41 | 9 | 0
2015 | TVA_Transmission_2_VACAR | TVA_Transmission | VACAR | Internal | Summer | B7 | 400 | 900 | 0.01 | 62.38 | 64.95 | 9 | 0
2015 | TVA_Transmission_2_VACAR | TVA_Transmission | VACAR | Internal | Summer | B8 | 500 | 900 | 0 | 61.21 | 62.42 | 9 | 0
2015 | TVA_Transmission_2_VACAR | TVA_Transmission | VACAR | Internal | Summer | B9 | 800 | 900 | 0 | 60.36 | 60.36 | 9 | 0
2015 | TVA_Transmission_2_VACAR | TVA_Transmission | VACAR | Internal | Summer | B10 | 1262 | 900 | 0 | 58.17 | 56.59 | 9 | 0
2015 | TVA_Transmission_2_VACAR | TVA_Transmission | VACAR | Internal | Winter | B16 | 25 | 900 | 0.17 | 83.79 | 84.54 | 9 | 0
2015 | TVA_Transmission_2_VACAR | TVA_Transmission | VACAR | Internal | Winter | B17 | 100 | 900 | 0.12 | 68.64 | 74.86 | 9 | 0
2015 | TVA_Transmission_2_VACAR | TVA_Transmission | VACAR | Internal | Winter | B18 | 400 | 900 | 0.01 | 65.2 | 66.98 | 9 | 0
2015 | TVA_Transmission_2_VACAR | TVA_Transmission | VACAR | Internal | Winter | B19 | 700 | 900 | 0 | 62.9 | 66.69 | 9 | 0
2015 | TVA_Transmission_2_VACAR | TVA_Transmission | VACAR | Internal | Winter | B20 | 935 | 900 | 0 | 61.62 | 61.62 | 9 | 0
2015 | VACAR_2_PJM_ROR | VACAR | PJM_ROR | Internal | Shoulder | B11 | 25 | 2000 | 0.11 | 80.63 | 73.88 | 7 | 0
2015 | VACAR_2_PJM_ROR | VACAR | PJM_ROR | Internal | Shoulder | B12 | 200 | 2000 | 0.02 | 66.19 | 64.75 | 7 | 0
2015 | VACAR_2_PJM_ROR | VACAR | PJM_ROR | Internal | Shoulder | B13 | 600 | 2000 | 0 | 64.02 | 61.07 | 7 | 0
2015 | VACAR_2_PJM_ROR | VACAR | PJM_ROR | Internal | Shoulder | B14 | 900 | 2000 | 0 | 63.03 | 59.02 | 7 | 0
2015 | VACAR_2_PJM_ROR | VACAR | PJM_ROR | Internal | Shoulder | B15 | 1203 | 2000 | 0 | 58.7 | 55.08 | 7 | 0
2015 | VACAR_2_PJM_ROR | VACAR | PJM_ROR | Internal | Summer | B1 | 10 | 2000 | 0.28 | 100.89 | 94.48 | 7 | 0
2015 | VACAR_2_PJM_ROR | VACAR | PJM_ROR | Internal | Summer | B2 | 25 | 2000 | 0.11 | 98.63 | 91.88 | 7 | 0
2015 | VACAR_2_PJM_ROR | VACAR | PJM_ROR | Internal | Summer | B3 | 75 | 2000 | 0.04 | 96.44 | 89.69 | 7 | 0
2015 | VACAR_2_PJM_ROR | VACAR | PJM_ROR | Internal | Summer | B4 | 100 | 2000 | 0.03 | 91.05 | 84.92 | 7 | 0
2015 | VACAR_2_PJM_ROR | VACAR | PJM_ROR | Internal | Summer | B5 | 200 | 2000 | 0.01 | 83.93 | 77.18 | 7 | 0
2015 | VACAR_2_PJM_ROR | VACAR | PJM_ROR | Internal | Summer | B6 | 300 | 2000 | 0 | 72.41 | 66.41 | 7 | 0
2015 | VACAR_2_PJM_ROR | VACAR | PJM_ROR | Internal | Summer | B7 | 400 | 2000 | 0 | 64.95 | 58.95 | 7 | 0
2015 | VACAR_2_PJM_ROR | VACAR | PJM_ROR | Internal | Summer | B8 | 500 | 2000 | 0 | 62.42 | 56.42 | 7 | 0
2015 | VACAR_2_PJM_ROR | VACAR | PJM_ROR | Internal | Summer | B9 | 800 | 2000 | 0 | 60.36 | 54.36 | 7 | 0
2015 | VACAR_2_PJM_ROR | VACAR | PJM_ROR | Internal | Summer | B10 | 1262 | 2000 | 0 | 56.59 | 52.26 | 7 | 0
2015 | VACAR_2_PJM_ROR | VACAR | PJM_ROR | Internal | Winter | B16 | 25 | 2000 | 0.11 | 84.54 | 77.79 | 7 | 0
2015 | VACAR_2_PJM_ROR | VACAR | PJM_ROR | Internal | Winter | B17 | 100 | 2000 | 0.03 | 74.86 | 68.86 | 7 | 0
2015 | VACAR_2_PJM_ROR | VACAR | PJM_ROR | Internal | Winter | B18 | 400 | 2000 | 0 | 66.98 | 63.63 | 7 | 0
2015 | VACAR_2_PJM_ROR | VACAR | PJM_ROR | Internal | Winter | B19 | 700 | 2000 | 0 | 66.69 | 60.69 | 7 | 0
2015 | VACAR_2_PJM_ROR | VACAR | PJM_ROR | Internal | Winter | B20 | 935 | 2000 | 0 | 61.62 | 55.62 | 7 | 0
2015 | VACAR_2_SOCO | VACAR | SOCO | Internal | Shoulder | B11 | 25 | 3000 | 3572.33 | 80.63 | 87.98 | 7 | 0.35
2015 | VACAR_2_SOCO | VACAR | SOCO | Internal | Shoulder | B12 | 200 | 3000 | 0.02 | 66.19 | 66.41 | 7 | 0
2015 | VACAR_2_SOCO | VACAR | SOCO | Internal | Shoulder | B13 | 600 | 3000 | 0 | 64.02 | 62 | 7 | 0
2015 | VACAR_2_SOCO | VACAR | SOCO | Internal | Shoulder | B14 | 900 | 3000 | 0 | 63.03 | 62 | 7 | 0
2015 | VACAR_2_SOCO | VACAR | SOCO | Internal | Shoulder | B15 | 1203 | 3000 | 0 | 58.7 | 59.83 | 7 | 0
2015 | VACAR_2_SOCO | VACAR | SOCO | Internal | Summer | B1 | 10 | 3000 | 0.42 | 100.89 | 100 | 7 | 0
2015 | VACAR_2_SOCO | VACAR | SOCO | Internal | Summer | B2 | 25 | 3000 | 0.18 | 98.63 | 98.05 | 7 | 0
2015 | VACAR_2_SOCO | VACAR | SOCO | Internal | Summer | B3 | 75 | 3000 | 0.09 | 96.44 | 98.05 | 7 | 0
2015 | VACAR_2_SOCO | VACAR | SOCO | Internal | Summer | B4 | 100 | 3000 | 1076.17 | 91.05 | 98.05 | 7 | 0
2015 | VACAR_2_SOCO | VACAR | SOCO | Internal | Summer | B5 | 200 | 3000 | 3255.64 | 83.93 | 91.28 | 7 | 0.35
2015 | VACAR_2_SOCO | VACAR | SOCO | Internal | Summer | B6 | 300 | 3000 | 1429.18 | 72.41 | 79.41 | 7 | 0
2015 | VACAR_2_SOCO | VACAR | SOCO | Internal | Summer | B7 | 400 | 3000 | 0.03 | 64.95 | 69.56 | 7 | 0
2015 | VACAR_2_SOCO | VACAR | SOCO | Internal | Summer | B8 | 500 | 3000 | 0.03 | 62.42 | 67.23 | 7 | 0
2015 | VACAR_2_SOCO | VACAR | SOCO | Internal | Summer | B9 | 800 | 3000 | 0 | 60.36 | 62.67 | 7 | 0
2015 | VACAR_2_SOCO | VACAR | SOCO | Internal | Summer | B10 | 1262 | 3000 | 0 | 56.59 | 58.66 | 7 | 0
2015 | VACAR_2_SOCO | VACAR | SOCO | Internal | Winter | B16 | 25 | 3000 | 0.22 | 84.54 | 85.95 | 7 | 0
2015 | VACAR_2_SOCO | VACAR | SOCO | Internal | Winter | B17 | 100 | 3000 | 0.03 | 74.86 | 67.54 | 7 | 0
2015 | VACAR_2_SOCO | VACAR | SOCO | Internal | Winter | B18 | 400 | 3000 | 0 | 66.98 | 64.47 | 7 | 0
2015 | VACAR_2_SOCO | VACAR | SOCO | Internal | Winter | B19 | 700 | 3000 | 0 | 66.69 | 64.47 | 7 | 0
2015 | VACAR_2_SOCO | VACAR | SOCO | Internal | Winter | B20 | 935 | 3000 | 0 | 61.62 | 62.22 | 7 | 0
2015 | VACAR_2_TVA_Transmission | VACAR | TVA_Transmission | Internal | Shoulder | B11 | 25 | 900 | 0.19 | 80.63 | 79.88 | 7 | 0
2015 | VACAR_2_TVA_Transmission | VACAR | TVA_Transmission | Internal | Shoulder | B12 | 200 | 900 | 0.02 | 66.19 | 65.45 | 7 | 0
2015 | VACAR_2_TVA_Transmission | VACAR | TVA_Transmission | Internal | Shoulder | B13 | 600 | 900 | 0 | 64.02 | 63.66 | 7 | 0
2015 | VACAR_2_TVA_Transmission | VACAR | TVA_Transmission | Internal | Shoulder | B14 | 900 | 900 | 0 | 63.03 | 62.65 | 7 | 0
2015 | VACAR_2_TVA_Transmission | VACAR | TVA_Transmission | Internal | Shoulder | B15 | 1203 | 900 | 0 | 58.7 | 61.08 | 7 | 0
2015 | VACAR_2_TVA_Transmission | VACAR | TVA_Transmission | Internal | Summer | B1 | 10 | 900 | 0.47 | 100.89 | 100.48 | 7 | 0
2015 | VACAR_2_TVA_Transmission | VACAR | TVA_Transmission | Internal | Summer | B2 | 25 | 900 | 0.19 | 98.63 | 98 | 7 | 0
2015 | VACAR_2_TVA_Transmission | VACAR | TVA_Transmission | Internal | Summer | B3 | 75 | 900 | 0.06 | 96.44 | 95.69 | 7 | 0
2015 | VACAR_2_TVA_Transmission | VACAR | TVA_Transmission | Internal | Summer | B4 | 100 | 900 | 0.05 | 91.05 | 90.92 | 7 | 0
2015 | VACAR_2_TVA_Transmission | VACAR | TVA_Transmission | Internal | Summer | B5 | 200 | 900 | 0.02 | 83.93 | 82.76 | 7 | 0
2015 | VACAR_2_TVA_Transmission | VACAR | TVA_Transmission | Internal | Summer | B6 | 300 | 900 | 0.01 | 72.41 | 70.42 | 7 | 0
2015 | VACAR_2_TVA_Transmission | VACAR | TVA_Transmission | Internal | Summer | B7 | 400 | 900 | 0 | 64.95 | 62.38 | 7 | 0
2015 | VACAR_2_TVA_Transmission | VACAR | TVA_Transmission | Internal | Summer | B8 | 500 | 900 | 0 | 62.42 | 61.21 | 7 | 0
2015 | VACAR_2_TVA_Transmission | VACAR | TVA_Transmission | Internal | Summer | B9 | 800 | 900 | 0 | 60.36 | 60.36 | 7 | 0
2015 | VACAR_2_TVA_Transmission | VACAR | TVA_Transmission | Internal | Summer | B10 | 1262 | 900 | 0 | 56.59 | 58.17 | 7 | 0
2015 | VACAR_2_TVA_Transmission | VACAR | TVA_Transmission | Internal | Winter | B16 | 25 | 900 | 0.18 | 84.54 | 83.79 | 7 | 0
2015 | VACAR_2_TVA_Transmission | VACAR | TVA_Transmission | Internal | Winter | B17 | 100 | 900 | 0.03 | 74.86 | 68.64 | 7 | 0
2015 | VACAR_2_TVA_Transmission | VACAR | TVA_Transmission | Internal | Winter | B18 | 400 | 900 | 0.01 | 66.98 | 65.2 | 7 | 0
2015 | VACAR_2_TVA_Transmission | VACAR | TVA_Transmission | Internal | Winter | B19 | 700 | 900 | 0 | 66.69 | 62.9 | 7 | 0
2015 | VACAR_2_TVA_Transmission | VACAR | TVA_Transmission | Internal | Winter | B20 | 935 | 900 | 0 | 61.62 | 61.62 | 7 | 0
2020 | ENT_2_MISO_MO-IL | ENT | MISO_MO-IL | Internal | Shoulder | B11 | 25 | 2260 | 0.2 | 73.84 | 72.58 | 8 | 0
2020 | ENT_2_MISO_MO-IL | ENT | MISO_MO-IL | Internal | Shoulder | B12 | 200 | 2260 | 0.03 | 68.35 | 67.44 | 8 | 0
2020 | ENT_2_MISO_MO-IL | ENT | MISO_MO-IL | Internal | Shoulder | B13 | 600 | 2260 | 0 | 65.8 | 64.73 | 8 | 0
2020 | ENT_2_MISO_MO-IL | ENT | MISO_MO-IL | Internal | Shoulder | B14 | 900 | 2260 | 0 | 63.28 | 62.87 | 8 | 0
2020 | ENT_2_MISO_MO-IL | ENT | MISO_MO-IL | Internal | Shoulder | B15 | 1203 | 2260 | 0 | 59.63 | 59.22 | 8 | 0
2020 | ENT_2_MISO_MO-IL | ENT | MISO_MO-IL | Internal | Summer | B1 | 10 | 2260 | 0.59 | 100.04 | 100.59 | 8 | 0
2020 | ENT_2_MISO_MO-IL | ENT | MISO_MO-IL | Internal | Summer | B2 | 25 | 2260 | 0.24 | 100.35 | 100.89 | 8 | 0
2020 | ENT_2_MISO_MO-IL | ENT | MISO_MO-IL | Internal | Summer | B3 | 75 | 2260 | 0.07 | 100.45 | 100.34 | 8 | 0
2020 | ENT_2_MISO_MO-IL | ENT | MISO_MO-IL | Internal | Summer | B4 | 100 | 2260 | 0.04 | 97.51 | 93.76 | 8 | 0
2020 | ENT_2_MISO_MO-IL | ENT | MISO_MO-IL | Internal | Summer | B5 | 200 | 2260 | 0.02 | 88.01 | 86.04 | 8 | 0
2020 | ENT_2_MISO_MO-IL | ENT | MISO_MO-IL | Internal | Summer | B6 | 300 | 2260 | 0.02 | 74.1 | 72.84 | 8 | 0
2020 | ENT_2_MISO_MO-IL | ENT | MISO_MO-IL | Internal | Summer | B7 | 400 | 2260 | 0.01 | 70.42 | 66.73 | 8 | 0
2020 | ENT_2_MISO_MO-IL | ENT | MISO_MO-IL | Internal | Summer | B8 | 500 | 2260 | 0 | 66.98 | 63.03 | 8 | 0
2020 | ENT_2_MISO_MO-IL | ENT | MISO_MO-IL | Internal | Summer | B9 | 800 | 2260 | 0 | 66.14 | 61.73 | 8 | 0
2020 | ENT_2_MISO_MO-IL | ENT | MISO_MO-IL | Internal | Summer | B10 | 1262 | 2260 | 0 | 61.49 | 60.22 | 8 | 0
2020 | ENT_2_MISO_MO-IL | ENT | MISO_MO-IL | Internal | Winter | B16 | 25 | 2260 | 0.22 | 74.43 | 74.02 | 8 | 0
2020 | ENT_2_MISO_MO-IL | ENT | MISO_MO-IL | Internal | Winter | B17 | 100 | 2260 | 0.06 | 69.92 | 69.5 | 8 | 0
2020 | ENT_2_MISO_MO-IL | ENT | MISO_MO-IL | Internal | Winter | B18 | 400 | 2260 | 0.01 | 68.3 | 67.24 | 8 | 0
2020 | ENT_2_MISO_MO-IL | ENT | MISO_MO-IL | Internal | Winter | B19 | 700 | 2260 | 0 | 67.55 | 66.48 | 8 | 0
2020 | ENT_2_MISO_MO-IL | ENT | MISO_MO-IL | Internal | Winter | B20 | 935 | 2260 | 0 | 60.89 | 60.48 | 8 | 0
2020 | ENT_2_SOCO | ENT | SOCO | Internal | Shoulder | B11 | 25 | 2000 | 6881.03 | 73.84 | 83.01 | 8 | 1.17
2020 | ENT_2_SOCO | ENT | SOCO | Internal | Shoulder | B12 | 200 | 2000 | 0.05 | 68.35 | 69.95 | 8 | 0
2020 | ENT_2_SOCO | ENT | SOCO | Internal | Shoulder | B13 | 600 | 2000 | 0.01 | 65.8 | 68.85 | 8 | 0
2020 | ENT_2_SOCO | ENT | SOCO | Internal | Shoulder | B14 | 900 | 2000 | 0.02 | 63.28 | 68.85 | 8 | 0
2020 | ENT_2_SOCO | ENT | SOCO | Internal | Shoulder | B15 | 1203 | 2000 | 0.08 | 59.63 | 67.45 | 8 | 0
2020 | ENT_2_SOCO | ENT | SOCO | Internal | Summer | B1 | 10 | 2000 | 9884.23 | 100.04 | 109.21 | 8 | 1.17
2020 | ENT_2_SOCO | ENT | SOCO | Internal | Summer | B2 | 25 | 2000 | 8175.84 | 100.35 | 109.52 | 8 | 1.17
2020 | ENT_2_SOCO | ENT | SOCO | Internal | Summer | B3 | 75 | 2000 | 7354.71 | 100.45 | 109.63 | 8 | 1.17
2020 | ENT_2_SOCO | ENT | SOCO | Internal | Summer | B4 | 100 | 2000 | 7475.6 | 97.51 | 106.68 | 8 | 1.17
2020 | ENT_2_SOCO | ENT | SOCO | Internal | Summer | B5 | 200 | 2000 | 7153.94 | 88.01 | 97.18 | 8 | 1.17
2020 | ENT_2_SOCO | ENT | SOCO | Internal | Summer | B6 | 300 | 2000 | 3506.47 | 74.1 | 83.27 | 8 | 1.17
2020 | ENT_2_SOCO | ENT | SOCO | Internal | Summer | B7 | 400 | 2000 | 1825.2 | 70.42 | 78.42 | 8 | 0
2020 | ENT_2_SOCO | ENT | SOCO | Internal | Summer | B8 | 500 | 2000 | 2002.14 | 66.98 | 76.13 | 8 | 1.16
2020 | ENT_2_SOCO | ENT | SOCO | Internal | Summer | B9 | 800 | 2000 | 0.01 | 66.14 | 68.59 | 8 | 0
2020 | ENT_2_SOCO | ENT | SOCO | Internal | Summer | B10 | 1262 | 2000 | 0 | 61.49 | 66.18 | 8 | 0
2020 | ENT_2_SOCO | ENT | SOCO | Internal | Winter | B16 | 25 | 2000 | 5312.82 | 74.43 | 83.6 | 8 | 1.17
2020 | ENT_2_SOCO | ENT | SOCO | Internal | Winter | B17 | 100 | 2000 | 0.34 | 69.92 | 77 | 8 | 0
2020 | ENT_2_SOCO | ENT | SOCO | Internal | Winter | B18 | 400 | 2000 | 0.02 | 68.3 | 70.36 | 8 | 0
2020 | ENT_2_SOCO | ENT | SOCO | Internal | Winter | B19 | 700 | 2000 | 0.01 | 67.55 | 70.36 | 8 | 0
2020 | ENT_2_SOCO | ENT | SOCO | Internal | Winter | B20 | 935 | 2000 | 3120.42 | 60.89 | 70.06 | 8 | 1.17
2020 | ENT_2_SPP_N | ENT | SPP_N | Internal | Shoulder | B11 | 25 | 1300 | 0.13 | 73.84 | 67.58 | 8 | 0
2020 | ENT_2_SPP_N | ENT | SPP_N | Internal | Shoulder | B12 | 200 | 1300 | 0.02 | 68.35 | 62.1 | 8 | 0
2020 | ENT_2_SPP_N | ENT | SPP_N | Internal | Shoulder | B13 | 600 | 1300 | 0 | 65.8 | 59.53 | 8 | 0
2020 | ENT_2_SPP_N | ENT | SPP_N | Internal | Shoulder | B14 | 900 | 1300 | 0 | 63.28 | 57.02 | 8 | 0
2020 | ENT_2_SPP_N | ENT | SPP_N | Internal | Shoulder | B15 | 1203 | 1300 | 0 | 59.63 | 53.37 | 8 | 0
2020 | ENT_2_SPP_N | ENT | SPP_N | Internal | Summer | B1 | 10 | 1300 | 0.34 | 100.04 | 94.74 | 8 | 0
2020 | ENT_2_SPP_N | ENT | SPP_N | Internal | Summer | B2 | 25 | 1300 | 0.14 | 100.35 | 95.04 | 8 | 0
2020 | ENT_2_SPP_N | ENT | SPP_N | Internal | Summer | B3 | 75 | 1300 | 0.05 | 100.45 | 95.15 | 8 | 0
2020 | ENT_2_SPP_N | ENT | SPP_N | Internal | Summer | B4 | 100 | 1300 | 0.03 | 97.51 | 91.25 | 8 | 0
2020 | ENT_2_SPP_N | ENT | SPP_N | Internal | Summer | B5 | 200 | 1300 | 0.02 | 88.01 | 81.75 | 8 | 0
2020 | ENT_2_SPP_N | ENT | SPP_N | Internal | Summer | B6 | 300 | 1300 | 0.01 | 74.1 | 67.84 | 8 | 0
2020 | ENT_2_SPP_N | ENT | SPP_N | Internal | Summer | B7 | 400 | 1300 | 0 | 70.42 | 64.16 | 8 | 0
2020 | ENT_2_SPP_N | ENT | SPP_N | Internal | Summer | B8 | 500 | 1300 | 0 | 66.98 | 61.3 | 8 | 0
2020 | ENT_2_SPP_N | ENT | SPP_N | Internal | Summer | B9 | 800 | 1300 | 0 | 66.14 | 59.88 | 8 | 0
2020 | ENT_2_SPP_N | ENT | SPP_N | Internal | Summer | B10 | 1262 | 1300 | 0 | 61.49 | 55.22 | 8 | 0
2020 | ENT_2_SPP_N | ENT | SPP_N | Internal | Winter | B16 | 25 | 1300 | 0.13 | 74.43 | 68.17 | 8 | 0
2020 | ENT_2_SPP_N | ENT | SPP_N | Internal | Winter | B17 | 100 | 1300 | 0.03 | 69.92 | 63.65 | 8 | 0
2020 | ENT_2_SPP_N | ENT | SPP_N | Internal | Winter | B18 | 400 | 1300 | 0 | 68.3 | 62.03 | 8 | 0
2020 | ENT_2_SPP_N | ENT | SPP_N | Internal | Winter | B19 | 700 | 1300 | 0 | 67.55 | 61.28 | 8 | 0
2020 | ENT_2_SPP_N | ENT | SPP_N | Internal | Winter | B20 | 935 | 1300 | 0 | 60.89 | 54.63 | 8 | 0
2020 | ENT_2_SPP_S | ENT | SPP_S | Internal | Shoulder | B11 | 25 | 1300 | 0.13 | 73.84 | 67.59 | 8 | 0
2020 | ENT_2_SPP_S | ENT | SPP_S | Internal | Shoulder | B12 | 200 | 1300 | 0.02 | 68.35 | 62.11 | 8 | 0
2020 | ENT_2_SPP_S | ENT | SPP_S | Internal | Shoulder | B13 | 600 | 1300 | 0 | 65.8 | 59.54 | 8 | 0
2020 | ENT_2_SPP_S | ENT | SPP_S | Internal | Shoulder | B14 | 900 | 1300 | 0 | 63.28 | 57.03 | 8 | 0
2020 | ENT_2_SPP_S | ENT | SPP_S | Internal | Shoulder | B15 | 1203 | 1300 | 0 | 59.63 | 53.38 | 8 | 0
2020 | ENT_2_SPP_S | ENT | SPP_S | Internal | Summer | B1 | 10 | 1300 | 0.32 | 100.04 | 93.79 | 8 | 0
2020 | ENT_2_SPP_S | ENT | SPP_S | Internal | Summer | B2 | 25 | 1300 | 0.13 | 100.35 | 94.1 | 8 | 0
2020 | ENT_2_SPP_S | ENT | SPP_S | Internal | Summer | B3 | 75 | 1300 | 0.04 | 100.45 | 94.2 | 8 | 0
2020 | ENT_2_SPP_S | ENT | SPP_S | Internal | Summer | B4 | 100 | 1300 | 0.03 | 97.51 | 91.26 | 8 | 0
2020 | ENT_2_SPP_S | ENT | SPP_S | Internal | Summer | B5 | 200 | 1300 | 0.02 | 88.01 | 81.76 | 8 | 0
2020 | ENT_2_SPP_S | ENT | SPP_S | Internal | Summer | B6 | 300 | 1300 | 0.01 | 74.1 | 67.85 | 8 | 0
2020 | ENT_2_SPP_S | ENT | SPP_S | Internal | Summer | B7 | 400 | 1300 | 0 | 70.42 | 64.17 | 8 | 0
2020 | ENT_2_SPP_S | ENT | SPP_S | Internal | Summer | B8 | 500 | 1300 | 0 | 66.98 | 61.32 | 8 | 0
2020 | ENT_2_SPP_S | ENT | SPP_S | Internal | Summer | B9 | 800 | 1300 | 0 | 66.14 | 59.89 | 8 | 0
2020 | ENT_2_SPP_S | ENT | SPP_S | Internal | Summer | B10 | 1262 | 1300 | 0 | 61.49 | 55.23 | 8 | 0
2020 | ENT_2_SPP_S | ENT | SPP_S | Internal | Winter | B16 | 25 | 1300 | 0.13 | 74.43 | 68.18 | 8 | 0
2020 | ENT_2_SPP_S | ENT | SPP_S | Internal | Winter | B17 | 100 | 1300 | 0.03 | 69.92 | 63.66 | 8 | 0
2020 | ENT_2_SPP_S | ENT | SPP_S | Internal | Winter | B18 | 400 | 1300 | 0 | 68.3 | 62.04 | 8 | 0
2020 | ENT_2_SPP_S | ENT | SPP_S | Internal | Winter | B19 | 700 | 1300 | 0 | 67.55 | 61.29 | 8 | 0
2020 | ENT_2_SPP_S | ENT | SPP_S | Internal | Winter | B20 | 935 | 1300 | 0 | 60.89 | 54.64 | 8 | 0
2020 | ENT_2_TVA_Transmission | ENT | TVA_Transmission | Internal | Shoulder | B11 | 25 | 2100 | 0.36 | 73.84 | 77.21 | 8 | 0
2020 | ENT_2_TVA_Transmission | ENT | TVA_Transmission | Internal | Shoulder | B12 | 200 | 2100 | 0.05 | 68.35 | 71.37 | 8 | 0
2020 | ENT_2_TVA_Transmission | ENT | TVA_Transmission | Internal | Shoulder | B13 | 600 | 2100 | 0.01 | 65.8 | 69.02 | 8 | 0
2020 | ENT_2_TVA_Transmission | ENT | TVA_Transmission | Internal | Shoulder | B14 | 900 | 2100 | 0.01 | 63.28 | 68.27 | 8 | 0
2020 | ENT_2_TVA_Transmission | ENT | TVA_Transmission | Internal | Shoulder | B15 | 1203 | 2100 | 0.04 | 59.63 | 67.13 | 8 | 0
2020 | ENT_2_TVA_Transmission | ENT | TVA_Transmission | Internal | Summer | B1 | 10 | 2100 | 2099.11 | 100.04 | 108.58 | 8 | 0.54
2020 | ENT_2_TVA_Transmission | ENT | TVA_Transmission | Internal | Summer | B2 | 25 | 2100 | 2098.11 | 100.35 | 108.89 | 8 | 0.54
2020 | ENT_2_TVA_Transmission | ENT | TVA_Transmission | Internal | Summer | B3 | 75 | 2100 | 0.31 | 100.45 | 107.27 | 8 | 0
2020 | ENT_2_TVA_Transmission | ENT | TVA_Transmission | Internal | Summer | B4 | 100 | 2100 | 0.08 | 97.51 | 100.22 | 8 | 0
2020 | ENT_2_TVA_Transmission | ENT | TVA_Transmission | Internal | Summer | B5 | 200 | 2100 | 0.04 | 88.01 | 90.97 | 8 | 0
2020 | ENT_2_TVA_Transmission | ENT | TVA_Transmission | Internal | Summer | B6 | 300 | 2100 | 0.03 | 74.1 | 77.48 | 8 | 0
2020 | ENT_2_TVA_Transmission | ENT | TVA_Transmission | Internal | Summer | B7 | 400 | 2100 | 0.02 | 70.42 | 71.38 | 8 | 0
2020 | ENT_2_TVA_Transmission | ENT | TVA_Transmission | Internal | Summer | B8 | 500 | 2100 | 0.01 | 66.98 | 68.54 | 8 | 0
2020 | ENT_2_TVA_Transmission | ENT | TVA_Transmission | Internal | Summer | B9 | 800 | 2100 | 0 | 66.14 | 66.99 | 8 | 0
2020 | ENT_2_TVA_Transmission | ENT | TVA_Transmission | Internal | Summer | B10 | 1262 | 2100 | 0 | 61.49 | 64.51 | 8 | 0
2020 | ENT_2_TVA_Transmission | ENT | TVA_Transmission | Internal | Winter | B16 | 25 | 2100 | 1.73 | 74.43 | 82.01 | 8 | 0
2020 | ENT_2_TVA_Transmission | ENT | TVA_Transmission | Internal | Winter | B17 | 100 | 2100 | 0.11 | 69.92 | 74.05 | 8 | 0
2020 | ENT_2_TVA_Transmission | ENT | TVA_Transmission | Internal | Winter | B18 | 400 | 2100 | 0.02 | 68.3 | 71.98 | 8 | 0
2020 | ENT_2_TVA_Transmission | ENT | TVA_Transmission | Internal | Winter | B19 | 700 | 2100 | 0.01 | 67.55 | 71.09 | 8 | 0
2020 | ENT_2_TVA_Transmission | ENT | TVA_Transmission | Internal | Winter | B20 | 935 | 2100 | 0.06 | 60.89 | 68.48 | 8 | 0
2020 | FRCC_2_SOCO | FRCC | SOCO | Internal | Shoulder | B11 | 25 | 900 | 0.09 | 95 | 83.01 | 8 | 0
2020 | FRCC_2_SOCO | FRCC | SOCO | Internal | Shoulder | B12 | 200 | 900 | 0.02 | 75.53 | 69.95 | 8 | 0
2020 | FRCC_2_SOCO | FRCC | SOCO | Internal | Shoulder | B13 | 600 | 900 | 0 | 74.36 | 68.85 | 8 | 0
2020 | FRCC_2_SOCO | FRCC | SOCO | Internal | Shoulder | B14 | 900 | 900 | 0 | 72.38 | 68.85 | 8 | 0
2020 | FRCC_2_SOCO | FRCC | SOCO | Internal | Shoulder | B15 | 1203 | 900 | 0 | 72.38 | 67.45 | 8 | 0
2020 | FRCC_2_SOCO | FRCC | SOCO | Internal | Summer | B1 | 10 | 900 | 0.26 | 119.21 | 109.21 | 8 | 0
2020 | FRCC_2_SOCO | FRCC | SOCO | Internal | Summer | B2 | 25 | 900 | 0.13 | 116.68 | 109.52 | 8 | 0
2020 | FRCC_2_SOCO | FRCC | SOCO | Internal | Summer | B3 | 75 | 900 | 0.04 | 116.68 | 109.63 | 8 | 0
2020 | FRCC_2_SOCO | FRCC | SOCO | Internal | Summer | B4 | 100 | 900 | 0.03 | 116.68 | 106.68 | 8 | 0
2020 | FRCC_2_SOCO | FRCC | SOCO | Internal | Summer | B5 | 200 | 900 | 0.01 | 107.18 | 97.18 | 8 | 0
2020 | FRCC_2_SOCO | FRCC | SOCO | Internal | Summer | B6 | 300 | 900 | 0 | 93.27 | 83.27 | 8 | 0
2020 | FRCC_2_SOCO | FRCC | SOCO | Internal | Summer | B7 | 400 | 900 | 0 | 85.3 | 78.42 | 8 | 0
2020 | FRCC_2_SOCO | FRCC | SOCO | Internal | Summer | B8 | 500 | 900 | 0.01 | 74.77 | 76.13 | 8 | 0
2020 | FRCC_2_SOCO | FRCC | SOCO | Internal | Summer | B9 | 800 | 900 | 0 | 71.65 | 68.59 | 8 | 0
2020 | FRCC_2_SOCO | FRCC | SOCO | Internal | Summer | B10 | 1262 | 900 | 0 | 71.65 | 66.18 | 8 | 0
2020 | FRCC_2_SOCO | FRCC | SOCO | Internal | Winter | B16 | 25 | 900 | 0.1 | 93.6 | 83.6 | 8 | 0
2020 | FRCC_2_SOCO | FRCC | SOCO | Internal | Winter | B17 | 100 | 900 | 0.05 | 77.87 | 77 | 8 | 0
2020 | FRCC_2_SOCO | FRCC | SOCO | Internal | Winter | B18 | 400 | 900 | 0 | 75.21 | 70.36 | 8 | 0
2020 | FRCC_2_SOCO | FRCC | SOCO | Internal | Winter | B19 | 700 | 900 | 0 | 74.61 | 70.36 | 8 | 0
2020 | FRCC_2_SOCO | FRCC | SOCO | Internal | Winter | B20 | 935 | 900 | 0 | 74.61 | 70.06 | 8 | 0
2020 | HQ_NEISO_2_NEISO | HQ_NEISO | NEISO | Internal | Shoulder | B11 | 25 | 99999 | 2920 | 61.58 | 61.59 | 0.01 | 0
2020 | HQ_NEISO_2_NEISO | HQ_NEISO | NEISO | Internal | Shoulder | B12 | 200 | 99999 | 2920.01 | 61.58 | 61.59 | 0.01 | 0
2020 | HQ_NEISO_2_NEISO | HQ_NEISO | NEISO | Internal | Shoulder | B13 | 600 | 99999 | 2920.01 | 61.58 | 61.59 | 0.01 | 0
2020 | HQ_NEISO_2_NEISO | HQ_NEISO | NEISO | Internal | Shoulder | B14 | 900 | 99999 | 2920.01 | 61.58 | 61.59 | 0.01 | 0
2020 | HQ_NEISO_2_NEISO | HQ_NEISO | NEISO | Internal | Shoulder | B15 | 1203 | 99999 | 1143.24 | 61.58 | 61.59 | 0.01 | 0
2020 | HQ_NEISO_2_NEISO | HQ_NEISO | NEISO | Internal | Summer | B1 | 10 | 99999 | 2919.99 | 99.85 | 99.86 | 0.01 | 0
2020 | HQ_NEISO_2_NEISO | HQ_NEISO | NEISO | Internal | Summer | B2 | 25 | 99999 | 2920 | 93.2 | 93.21 | 0.01 | 0
2020 | HQ_NEISO_2_NEISO | HQ_NEISO | NEISO | Internal | Summer | B3 | 75 | 99999 | 2920.07 | 88.87 | 88.89 | 0.01 | 0
2020 | HQ_NEISO_2_NEISO | HQ_NEISO | NEISO | Internal | Summer | B4 | 100 | 99999 | 2920.03 | 81.68 | 81.69 | 0.01 | 0
2020 | HQ_NEISO_2_NEISO | HQ_NEISO | NEISO | Internal | Summer | B5 | 200 | 99999 | 2920.02 | 75.23 | 75.24 | 0.01 | 0
2020 | HQ_NEISO_2_NEISO | HQ_NEISO | NEISO | Internal | Summer | B6 | 300 | 99999 | 2920.01 | 61.99 | 62 | 0.01 | 0
2020 | HQ_NEISO_2_NEISO | HQ_NEISO | NEISO | Internal | Summer | B7 | 400 | 99999 | 2920.01 | 58.7 | 58.71 | 0.01 | 0
2020 | HQ_NEISO_2_NEISO | HQ_NEISO | NEISO | Internal | Summer | B8 | 500 | 99999 | 2920.01 | 58.7 | 58.71 | 0.01 | 0
2020 | HQ_NEISO_2_NEISO | HQ_NEISO | NEISO | Internal | Summer | B9 | 800 | 99999 | 2920.01 | 58.7 | 58.71 | 0.01 | 0
2020 | HQ_NEISO_2_NEISO | HQ_NEISO | NEISO | Internal | Summer | B10 | 1262 | 99999 | 795.95 | 58.7 | 58.71 | 0.01 | 0
2020 | HQ_NEISO_2_NEISO | HQ_NEISO | NEISO | Internal | Winter | B16 | 25 | 99999 | 2920 | 70.51 | 70.52 | 0.01 | 0
2020 | HQ_NEISO_2_NEISO | HQ_NEISO | NEISO | Internal | Winter | B17 | 100 | 99999 | 2920.01 | 70.5 | 70.52 | 0.01 | 0
2020 | HQ_NEISO_2_NEISO | HQ_NEISO | NEISO | Internal | Winter | B18 | 400 | 99999 | 2920.01 | 70.44 | 70.45 | 0.01 | 0
2020 | HQ_NEISO_2_NEISO | HQ_NEISO | NEISO | Internal | Winter | B19 | 700 | 99999 | 2920.01 | 70.44 | 70.45 | 0.01 | 0
2020 | HQ_NEISO_2_NEISO | HQ_NEISO | NEISO | Internal | Winter | B20 | 935 | 99999 | 1233.6 | 70.44 | 70.45 | 0.01 | 0
2020 | HQ_NY_2_NYISO_A-F | HQ_NY | NYISO_A-F | Internal | Shoulder | B11 | 25 | 99999 | 1000 | 64.79 | 64.8 | 0.01 | 0
2020 | HQ_NY_2_NYISO_A-F | HQ_NY | NYISO_A-F | Internal | Shoulder | B12 | 200 | 99999 | 1000.02 | 64.09 | 64.1 | 0.01 | 0
2020 | HQ_NY_2_NYISO_A-F | HQ_NY | NYISO_A-F | Internal | Shoulder | B13 | 600 | 99999 | 1000.02 | 64.09 | 64.1 | 0.01 | 0
2020 | HQ_NY_2_NYISO_A-F | HQ_NY | NYISO_A-F | Internal | Shoulder | B14 | 900 | 99999 | 1000.02 | 62.69 | 62.7 | 0.01 | 0
2020 | HQ_NY_2_NYISO_A-F | HQ_NY | NYISO_A-F | Internal | Shoulder | B15 | 1203 | 99999 | 188.7 | 62.69 | 62.7 | 0.01 | 0
2020 | HQ_NY_2_NYISO_A-F | HQ_NY | NYISO_A-F | Internal | Summer | B1 | 10 | 99999 | 999.99 | 96.86 | 96.88 | 0.01 | 0
2020 | HQ_NY_2_NYISO_A-F | HQ_NY | NYISO_A-F | Internal | Summer | B2 | 25 | 99999 | 1000.01 | 94.89 | 94.91 | 0.01 | 0
2020 | HQ_NY_2_NYISO_A-F | HQ_NY | NYISO_A-F | Internal | Summer | B3 | 75 | 99999 | 1000.08 | 91.93 | 91.94 | 0.01 | 0
2020 | HQ_NY_2_NYISO_A-F | HQ_NY | NYISO_A-F | Internal | Summer | B4 | 100 | 99999 | 1000.06 | 84.88 | 84.9 | 0.01 | 0
2020 | HQ_NY_2_NYISO_A-F | HQ_NY | NYISO_A-F | Internal | Summer | B5 | 200 | 99999 | 1000.02 | 78.43 | 78.45 | 0.01 | 0
2020 | HQ_NY_2_NYISO_A-F | HQ_NY | NYISO_A-F | Internal | Summer | B6 | 300 | 99999 | 1000.02 | 65.19 | 65.21 | 0.01 | 0
2020 | HQ_NY_2_NYISO_A-F | HQ_NY | NYISO_A-F | Internal | Summer | B7 | 400 | 99999 | 1000.02 | 61.7 | 61.71 | 0.01 | 0
2020 | HQ_NY_2_NYISO_A-F | HQ_NY | NYISO_A-F | Internal | Summer | B8 | 500 | 99999 | 1000.02 | 61.67 | 61.68 | 0.01 | 0
2020 | HQ_NY_2_NYISO_A-F | HQ_NY | NYISO_A-F | Internal | Summer | B9 | 800 | 99999 | 1000.02 | 61.67 | 61.68 | 0.01 | 0
2020 | HQ_NY_2_NYISO_A-F | HQ_NY | NYISO_A-F | Internal | Summer | B10 | 1262 | 99999 | 30.12 | 61.67 | 61.68 | 0.01 | 0
2020 | HQ_NY_2_NYISO_A-F | HQ_NY | NYISO_A-F | Internal | Winter | B16 | 25 | 99999 | 1000 | 72.23 | 72.25 | 0.01 | 0
2020 | HQ_NY_2_NYISO_A-F | HQ_NY | NYISO_A-F | Internal | Winter | B17 | 100 | 99999 | 1000.02 | 70.91 | 70.92 | 0.01 | 0
2020 | HQ_NY_2_NYISO_A-F | HQ_NY | NYISO_A-F | Internal | Winter | B18 | 400 | 99999 | 1000.02 | 68.62 | 68.63 | 0.01 | 0
2020 | HQ_NY_2_NYISO_A-F | HQ_NY | NYISO_A-F | Internal | Winter | B19 | 700 | 99999 | 1000.02 | 68.59 | 68.6 | 0.01 | 0
2020 | HQ_NY_2_NYISO_A-F | HQ_NY | NYISO_A-F | Internal | Winter | B20 | 935 | 99999 | 229.96 | 67.44 | 67.45 | 0.01 | 0
2020 | HQ_IESO_2_IESO | HQ_IESO | IESO | Internal | Shoulder | B11 | 25 | 99999 | 399.99 | 56.71 | 56.72 | 0.01 | 0
2020 | HQ_IESO_2_IESO | HQ_IESO | IESO | Internal | Shoulder | B12 | 200 | 99999 | 400.01 | 51.56 | 51.57 | 0.01 | 0
2020 | HQ_IESO_2_IESO | HQ_IESO | IESO | Internal | Shoulder | B13 | 600 | 99999 | 400.01 | 51.56 | 51.57 | 0.01 | 0
2020 | HQ_IESO_2_IESO | HQ_IESO | IESO | Internal | Shoulder | B14 | 900 | 99999 | 400.01 | 51.56 | 51.57 | 0.01 | 0
2020 | HQ_IESO_2_IESO | HQ_IESO | IESO | Internal | Shoulder | B15 | 1203 | 99999 | 75.48 | 51.56 | 51.57 | 0.01 | 0
2020 | HQ_IESO_2_IESO | HQ_IESO | IESO | Internal | Summer | B1 | 10 | 99999 | 399.99 | 89.86 | 89.88 | 0.01 | 0
2020 | HQ_IESO_2_IESO | HQ_IESO | IESO | Internal | Summer | B2 | 25 | 99999 | 400 | 87.89 | 87.9 | 0.01 | 0
2020 | HQ_IESO_2_IESO | HQ_IESO | IESO | Internal | Summer | B3 | 75 | 99999 | 400.05 | 84.47 | 84.48 | 0.01 | 0
2020 | HQ_IESO_2_IESO | HQ_IESO | IESO | Internal | Summer | B4 | 100 | 99999 | 400.02 | 77.88 | 77.9 | 0.01 | 0
2020 | HQ_IESO_2_IESO | HQ_IESO | IESO | Internal | Summer | B5 | 200 | 99999 | 400.01 | 70.16 | 70.17 | 0.01 | 0
2020 | HQ_IESO_2_IESO | HQ_IESO | IESO | Internal | Summer | B6 | 300 | 99999 | 400.01 | 56.96 | 56.97 | 0.01 | 0
2020 | HQ_IESO_2_IESO | HQ_IESO | IESO | Internal | Summer | B7 | 400 | 99999 | 400.01 | 50.85 | 50.86 | 0.01 | 0
2020 | HQ_IESO_2_IESO | HQ_IESO | IESO | Internal | Summer | B8 | 500 | 99999 | 400.01 | 47.15 | 47.17 | 0.01 | 0
2020 | HQ_IESO_2_IESO | HQ_IESO | IESO | Internal | Summer | B9 | 800 | 99999 | 400.01 | 47.15 | 47.17 | 0.01 | 0
2020 | HQ_IESO_2_IESO | HQ_IESO | IESO | Internal | Summer | B10 | 1262 | 99999 | 12.05 | 47.16 | 47.17 | 0.01 | 0
2020 | HQ_IESO_2_IESO | HQ_IESO | IESO | Internal | Winter | B16 | 25 | 99999 | 400 | 58.14 | 58.16 | 0.01 | 0
2020 | HQ_IESO_2_IESO | HQ_IESO | IESO | Internal | Winter | B17 | 100 | 99999 | 400.01 | 55.72 | 55.74 | 0.01 | 0
2020 | HQ_IESO_2_IESO | HQ_IESO | IESO | Internal | Winter | B18 | 400 | 99999 | 400.01 | 53.44 | 53.45 | 0.01 | 0
2020 | HQ_IESO_2_IESO | HQ_IESO | IESO | Internal | Winter | B19 | 700 | 99999 | 400.01 | 53.44 | 53.45 | 0.01 | 0
2020 | HQ_IESO_2_IESO | HQ_IESO | IESO | Internal | Winter | B20 | 935 | 99999 | 91.99 | 53.44 | 53.45 | 0.01 | 0
2020 | IESO_2_MAPP_CA | IESO | MAPP_CA | Internal | Shoulder | B11 | 25 | 262 | 264.36 | 56.72 | 72.56 | 7 | 8.85
2020 | IESO_2_MAPP_CA | IESO | MAPP_CA | Internal | Shoulder | B12 | 200 | 262 | 262.29 | 51.57 | 67.41 | 7 | 8.84
2020 | IESO_2_MAPP_CA | IESO | MAPP_CA | Internal | Shoulder | B13 | 600 | 262 | 262.01 | 51.57 | 64.71 | 7 | 6.14
2020 | IESO_2_MAPP_CA | IESO | MAPP_CA | Internal | Shoulder | B14 | 900 | 262 | 262 | 51.57 | 62.84 | 7 | 4.27
2020 | IESO_2_MAPP_CA | IESO | MAPP_CA | Internal | Shoulder | B15 | 1203 | 262 | 261.99 | 51.57 | 59.83 | 7 | 1.26
2020 | IESO_2_MAPP_CA | IESO | MAPP_CA | Internal | Summer | B1 | 10 | 262 | 261.84 | 89.88 | 100.63 | 7 | 3.76
2020 | IESO_2_MAPP_CA | IESO | MAPP_CA | Internal | Summer | B2 | 25 | 262 | 262.14 | 87.9 | 100.87 | 7 | 5.97
2020 | IESO_2_MAPP_CA | IESO | MAPP_CA | Internal | Summer | B3 | 75 | 262 | 262.69 | 84.48 | 100.32 | 7 | 8.84
2020 | IESO_2_MAPP_CA | IESO | MAPP_CA | Internal | Summer | B4 | 100 | 262 | 262.65 | 77.9 | 93.74 | 7 | 8.84
2020 | IESO_2_MAPP_CA | IESO | MAPP_CA | Internal | Summer | B5 | 200 | 262 | 262.33 | 70.17 | 86.02 | 7 | 8.84
2020 | IESO_2_MAPP_CA | IESO | MAPP_CA | Internal | Summer | B6 | 300 | 262 | 262.22 | 56.97 | 72.81 | 7 | 8.84
2020 | IESO_2_MAPP_CA | IESO | MAPP_CA | Internal | Summer | B7 | 400 | 262 | 262.17 | 50.86 | 66.7 | 7 | 8.84
2020 | IESO_2_MAPP_CA | IESO | MAPP_CA | Internal | Summer | B8 | 500 | 262 | 262.14 | 47.17 | 63.01 | 7 | 8.84
2020 | IESO_2_MAPP_CA | IESO | MAPP_CA | Internal | Summer | B9 | 800 | 262 | 262.02 | 47.17 | 61.7 | 7 | 7.54
2020 | IESO_2_MAPP_CA | IESO | MAPP_CA | Internal | Summer | B10 | 1262 | 262 | 262.01 | 47.17 | 61.04 | 7 | 6.87
2020 | IESO_2_MAPP_CA | IESO | MAPP_CA | Internal | Winter | B16 | 25 | 262 | 264.13 | 58.16 | 74 | 7 | 8.85
2020 | IESO_2_MAPP_CA | IESO | MAPP_CA | Internal | Winter | B17 | 100 | 262 | 262.08 | 55.74 | 69.48 | 7 | 6.74
2020 | IESO_2_MAPP_CA | IESO | MAPP_CA | Internal | Winter | B18 | 400 | 262 | 262.01 | 53.45 | 67.21 | 7 | 6.76
2020 | IESO_2_MAPP_CA | IESO | MAPP_CA | Internal | Winter | B19 | 700 | 262 | 262 | 53.45 | 66.46 | 7 | 6.01
2020 | IESO_2_MAPP_CA | IESO | MAPP_CA | Internal | Winter | B20 | 935 | 262 | 261.97 | 53.45 | 61.09 | 7 | 0.64
2020 | IESO_2_MISO_MI | IESO | MISO_MI | Internal | Shoulder | B11 | 25 | 1840 | 1841.45 | 56.72 | 72.56 | 7 | 8.84
2020 | IESO_2_MISO_MI | IESO | MISO_MI | Internal | Shoulder | B12 | 200 | 1840 | 1840.2 | 51.57 | 67.41 | 7 | 8.84
2020 | IESO_2_MISO_MI | IESO | MISO_MI | Internal | Shoulder | B13 | 600 | 1840 | 1840.01 | 51.57 | 64.71 | 7 | 6.14
2020 | IESO_2_MISO_MI | IESO | MISO_MI | Internal | Shoulder | B14 | 900 | 1840 | 1840 | 51.57 | 62.84 | 7 | 4.27
2020 | IESO_2_MISO_MI | IESO | MISO_MI | Internal | Shoulder | B15 | 1203 | 1840 | 1839.97 | 51.57 | 59.22 | 7 | 0.64
2020 | IESO_2_MISO_MI | IESO | MISO_MI | Internal | Summer | B1 | 10 | 1840 | 1839.55 | 89.88 | 100.58 | 7 | 3.71
2020 | IESO_2_MISO_MI | IESO | MISO_MI | Internal | Summer | B2 | 25 | 1840 | 1840.1 | 87.9 | 100.87 | 7 | 5.96
2020 | IESO_2_MISO_MI | IESO | MISO_MI | Internal | Summer | B3 | 75 | 1840 | 1840.3 | 84.48 | 100 | 7 | 8.52
2020 | IESO_2_MISO_MI | IESO | MISO_MI | Internal | Summer | B4 | 100 | 1840 | 1840.25 | 77.9 | 93.42 | 7 | 8.52
2020 | IESO_2_MISO_MI | IESO | MISO_MI | Internal | Summer | B5 | 200 | 1840 | 1840.13 | 70.17 | 85.7 | 7 | 8.52
2020 | IESO_2_MISO_MI | IESO | MISO_MI | Internal | Summer | B6 | 300 | 1840 | 1840.09 | 56.97 | 72.49 | 7 | 8.52
2020 | IESO_2_MISO_MI | IESO | MISO_MI | Internal | Summer | B7 | 400 | 1840 | 1840.07 | 50.86 | 66.39 | 7 | 8.52
2020 | IESO_2_MISO_MI | IESO | MISO_MI | Internal | Summer | B8 | 500 | 1840 | 1840.05 | 47.17 | 62.69 | 7 | 8.52
2020 | IESO_2_MISO_MI | IESO | MISO_MI | Internal | Summer | B9 | 800 | 1840 | 1840.01 | 47.17 | 61.38 | 7 | 7.22
2020 | IESO_2_MISO_MI | IESO | MISO_MI | Internal | Summer | B10 | 1262 | 1840 | 1840 | 47.17 | 60.08 | 7 | 5.91
2020 | IESO_2_MISO_MI | IESO | MISO_MI | Internal | Winter | B16 | 25 | 1840 | 1841.52 | 58.16 | 74.02 | 7 | 8.87
2020 | IESO_2_MISO_MI | IESO | MISO_MI | Internal | Winter | B17 | 100 | 1840 | 1840.07 | 55.74 | 69.5 | 7 | 6.77
2020 | IESO_2_MISO_MI | IESO | MISO_MI | Internal | Winter | B18 | 400 | 1840 | 1840.01 | 53.45 | 67.23 | 7 | 6.78
2020 | IESO_2_MISO_MI | IESO | MISO_MI | Internal | Winter | B19 | 700 | 1840 | 1840 | 53.45 | 66.46 | 7 | 6.01
2020 | IESO_2_MISO_MI | IESO | MISO_MI | Internal | Winter | B20 | 935 | 1840 | 931.8 | 53.45 | 60.45 | 7 | 0
2020 | IESO_2_MISO_W | IESO | MISO_W | Internal | Shoulder | B11 | 25 | 140 | 1789.66 | 56.72 | 72.57 | 7 | 8.86
2020 | IESO_2_MISO_W | IESO | MISO_W | Internal | Shoulder | B12 | 200 | 140 | 1132.74 | 51.57 | 67.43 | 7 | 8.86
2020 | IESO_2_MISO_W | IESO | MISO_W | Internal | Shoulder | B13 | 600 | 140 | 140.01 | 51.57 | 64.72 | 7 | 6.15
2020 | IESO_2_MISO_W | IESO | MISO_W | Internal | Shoulder | B14 | 900 | 140 | 140 | 51.57 | 62.85 | 7 | 4.28
2020 | IESO_2_MISO_W | IESO | MISO_W | Internal | Shoulder | B15 | 1203 | 140 | 139.97 | 51.57 | 59.2 | 7 | 0.63
2020 | IESO_2_MISO_W | IESO | MISO_W | Internal | Summer | B1 | 10 | 140 | 139.92 | 89.88 | 100.64 | 7 | 3.78
2020 | IESO_2_MISO_W | IESO | MISO_W | Internal | Summer | B2 | 25 | 140 | 140.17 | 87.9 | 100.88 | 7 | 5.99
2020 | IESO_2_MISO_W | IESO | MISO_W | Internal | Summer | B3 | 75 | 140 | 190.33 | 84.48 | 100.33 | 7 | 8.85
2020 | IESO_2_MISO_W | IESO | MISO_W | Internal | Summer | B4 | 100 | 140 | 1746.02 | 77.9 | 93.75 | 7 | 8.86
2020 | IESO_2_MISO_W | IESO | MISO_W | Internal | Summer | B5 | 200 | 140 | 1431.23 | 70.17 | 86.03 | 7 | 8.86
2020 | IESO_2_MISO_W | IESO | MISO_W | Internal | Summer | B6 | 300 | 140 | 578.93 | 56.97 | 72.82 | 7 | 8.86
2020 | IESO_2_MISO_W | IESO | MISO_W | Internal | Summer | B7 | 400 | 140 | 1231.39 | 50.86 | 66.72 | 7 | 8.86
2020 | IESO_2_MISO_W | IESO | MISO_W | Internal | Summer | B8 | 500 | 140 | 279.98 | 47.17 | 63.02 | 7 | 8.86
2020 | IESO_2_MISO_W | IESO | MISO_W | Internal | Summer | B9 | 800 | 140 | 140.03 | 47.17 | 61.71 | 7 | 7.55
2020 | IESO_2_MISO_W | IESO | MISO_W | Internal | Summer | B10 | 1262 | 140 | 140.01 | 47.17 | 60.41 | 7 | 6.24
2020 | IESO_2_MISO_W | IESO | MISO_W | Internal | Winter | B16 | 25 | 140 | 834.98 | 58.16 | 74.01 | 7 | 8.86
2020 | IESO_2_MISO_W | IESO | MISO_W | Internal | Winter | B17 | 100 | 140 | 140.09 | 55.74 | 69.49 | 7 | 6.75
2020 | IESO_2_MISO_W | IESO | MISO_W | Internal | Winter | B18 | 400 | 140 | 140.02 | 53.45 | 67.22 | 7 | 6.77
2020 | IESO_2_MISO_W | IESO | MISO_W | Internal | Winter | B19 | 700 | 140 | 140.01 | 53.45 | 66.47 | 7 | 6.02
2020 | IESO_2_MISO_W | IESO | MISO_W | Internal | Winter | B20 | 935 | 140 | 138.76 | 53.45 | 60.47 | 7 | 0.01
2020 | IESO_2_NYISO_A-F | IESO | NYISO_A-F | Internal | Shoulder | B11 | 25 | 1725 | 1724.37 | 56.72 | 64.8 | 7 | 1.08
2020 | IESO_2_NYISO_A-F | IESO | NYISO_A-F | Internal | Shoulder | B12 | 200 | 1725 | 1725.01 | 51.57 | 64.1 | 7 | 5.53
2020 | IESO_2_NYISO_A-F | IESO | NYISO_A-F | Internal | Shoulder | B13 | 600 | 1725 | 1725 | 51.57 | 64.1 | 7 | 5.53
2020 | IESO_2_NYISO_A-F | IESO | NYISO_A-F | Internal | Shoulder | B14 | 900 | 1725 | 1724.99 | 51.57 | 62.7 | 7 | 4.13
2020 | IESO_2_NYISO_A-F | IESO | NYISO_A-F | Internal | Shoulder | B15 | 1203 | 1725 | 1724.98 | 51.57 | 62.7 | 7 | 4.13
2020 | IESO_2_NYISO_A-F | IESO | NYISO_A-F | Internal | Summer | B1 | 10 | 1725 | 582.15 | 89.88 | 96.88 | 7 | 0
2020 | IESO_2_NYISO_A-F | IESO | NYISO_A-F | Internal | Summer | B2 | 25 | 1725 | 906.08 | 87.9 | 94.91 | 7 | 0
2020 | IESO_2_NYISO_A-F | IESO | NYISO_A-F | Internal | Summer | B3 | 75 | 1725 | 1724.25 | 84.48 | 91.94 | 7 | 0.46
2020 | IESO_2_NYISO_A-F | IESO | NYISO_A-F | Internal | Summer | B4 | 100 | 1725 | 933.68 | 77.9 | 84.9 | 7 | 0
2020 | IESO_2_NYISO_A-F | IESO | NYISO_A-F | Internal | Summer | B5 | 200 | 1725 | 1724.93 | 70.17 | 78.45 | 7 | 1.27
2020 | IESO_2_NYISO_A-F | IESO | NYISO_A-F | Internal | Summer | B6 | 300 | 1725 | 1724.95 | 56.97 | 65.21 | 7 | 1.24
2020 | IESO_2_NYISO_A-F | IESO | NYISO_A-F | Internal | Summer | B7 | 400 | 1725 | 1724.99 | 50.86 | 61.71 | 7 | 3.85
2020 | IESO_2_NYISO_A-F | IESO | NYISO_A-F | Internal | Summer | B8 | 500 | 1725 | 1725.04 | 47.17 | 61.68 | 7 | 7.52
2020 | IESO_2_NYISO_A-F | IESO | NYISO_A-F | Internal | Summer | B9 | 800 | 1725 | 1725.03 | 47.17 | 61.68 | 7 | 7.52
2020 | IESO_2_NYISO_A-F | IESO | NYISO_A-F | Internal | Summer | B10 | 1262 | 1725 | 1725.02 | 47.17 | 61.68 | 7 | 7.52
2020 | IESO_2_NYISO_A-F | IESO | NYISO_A-F | Internal | Winter | B16 | 25 | 1725 | 1725.47 | 58.16 | 72.25 | 7 | 7.09
2020 | IESO_2_NYISO_A-F | IESO | NYISO_A-F | Internal | Winter | B17 | 100 | 1725 | 2842.53 | 55.74 | 70.92 | 7 | 8.18
2020 | IESO_2_NYISO_A-F | IESO | NYISO_A-F | Internal | Winter | B18 | 400 | 1725 | 2581.01 | 53.45 | 68.63 | 7 | 8.18
2020 | IESO_2_NYISO_A-F | IESO | NYISO_A-F | Internal | Winter | B19 | 700 | 1725 | 1726.24 | 53.45 | 68.6 | 7 | 8.15
2020 | IESO_2_NYISO_A-F | IESO | NYISO_A-F | Internal | Winter | B20 | 935 | 1725 | 1725.01 | 53.45 | 67.45 | 7 | 7
2020 | MAPP_CA_2_IESO | MAPP_CA | IESO | Internal | Shoulder | B11 | 25 | 330 | 0.08 | 72.56 | 56.72 | 8 | 0
2020 | MAPP_CA_2_IESO | MAPP_CA | IESO | Internal | Shoulder | B12 | 200 | 330 | 0.01 | 67.41 | 51.57 | 8 | 0
2020 | MAPP_CA_2_IESO | MAPP_CA | IESO | Internal | Shoulder | B13 | 600 | 330 | 0 | 64.71 | 51.57 | 8 | 0
2020 | MAPP_CA_2_IESO | MAPP_CA | IESO | Internal | Shoulder | B14 | 900 | 330 | 0 | 62.84 | 51.57 | 8 | 0
2020 | MAPP_CA_2_IESO | MAPP_CA | IESO | Internal | Shoulder | B15 | 1203 | 330 | 0 | 59.83 | 51.57 | 8 | 0
2020 | MAPP_CA_2_IESO | MAPP_CA | IESO | Internal | Summer | B1 | 10 | 330 | 0.24 | 100.63 | 89.88 | 8 | 0.01
2020 | MAPP_CA_2_IESO | MAPP_CA | IESO | Internal | Summer | B2 | 25 | 330 | 0.09 | 100.87 | 87.9 | 8 | 0
2020 | MAPP_CA_2_IESO | MAPP_CA | IESO | Internal | Summer | B3 | 75 | 330 | 0.03 | 100.32 | 84.48 | 8 | 0
2020 | MAPP_CA_2_IESO | MAPP_CA | IESO | Internal | Summer | B4 | 100 | 330 | 0.02 | 93.74 | 77.9 | 8 | 0
2020 | MAPP_CA_2_IESO | MAPP_CA | IESO | Internal | Summer | B5 | 200 | 330 | 0 | 86.02 | 70.17 | 8 | 0
2020 | MAPP_CA_2_IESO | MAPP_CA | IESO | Internal | Summer | B6 | 300 | 330 | 0 | 72.81 | 56.97 | 8 | 0
2020 | MAPP_CA_2_IESO | MAPP_CA | IESO | Internal | Summer | B7 | 400 | 330 | 0 | 66.7 | 50.86 | 8 | 0
2020 | MAPP_CA_2_IESO | MAPP_CA | IESO | Internal | Summer | B8 | 500 | 330 | 0 | 63.01 | 47.17 | 8 | 0
2020 | MAPP_CA_2_IESO | MAPP_CA | IESO | Internal | Summer | B9 | 800 | 330 | 0 | 61.7 | 47.17 | 8 | 0
2020 | MAPP_CA_2_IESO | MAPP_CA | IESO | Internal | Summer | B10 | 1262 | 330 | 0 | 61.04 | 47.17 | 8 | 0
2020 | MAPP_CA_2_IESO | MAPP_CA | IESO | Internal | Winter | B16 | 25 | 330 | 0.08 | 74 | 58.16 | 8 | 0
2020 | MAPP_CA_2_IESO | MAPP_CA | IESO | Internal | Winter | B17 | 100 | 330 | 0.02 | 69.48 | 55.74 | 8 | 0
2020 | MAPP_CA_2_IESO | MAPP_CA | IESO | Internal | Winter | B18 | 400 | 330 | 0 | 67.21 | 53.45 | 8 | 0
2020 | MAPP_CA_2_IESO | MAPP_CA | IESO | Internal | Winter | B19 | 700 | 330 | 0 | 66.46 | 53.45 | 8 | 0
2020 | MAPP_CA_2_IESO | MAPP_CA | IESO | Internal | Winter | B20 | 935 | 330 | 0 | 61.09 | 53.45 | 8 | 0
2020 | MAPP_CA_2_MAPP_US | MAPP_CA | MAPP_US | Internal | Shoulder | B11 | 25 | 372 | 0.13 | 72.56 | 65.57 | 7 | 0
2020 | MAPP_CA_2_MAPP_US | MAPP_CA | MAPP_US | Internal | Shoulder | B12 | 200 | 372 | 0.02 | 67.41 | 60.43 | 7 | 0
2020 | MAPP_CA_2_MAPP_US | MAPP_CA | MAPP_US | Internal | Shoulder | B13 | 600 | 372 | 0 | 64.71 | 57.72 | 7 | 0
2020 | MAPP_CA_2_MAPP_US | MAPP_CA | MAPP_US | Internal | Shoulder | B14 | 900 | 372 | 0 | 62.84 | 55.85 | 7 | 0
2020 | MAPP_CA_2_MAPP_US | MAPP_CA | MAPP_US | Internal | Shoulder | B15 | 1203 | 372 | 0 | 59.83 | 55.45 | 7 | 0
2020 | MAPP_CA_2_MAPP_US | MAPP_CA | MAPP_US | Internal | Summer | B1 | 10 | 372 | 0.32 | 100.63 | 93.64 | 7 | 0.01
2020 | MAPP_CA_2_MAPP_US | MAPP_CA | MAPP_US | Internal | Summer | B2 | 25 | 372 | 0.13 | 100.87 | 93.88 | 7 | 0
2020 | MAPP_CA_2_MAPP_US | MAPP_CA | MAPP_US | Internal | Summer | B3 | 75 | 372 | 0.04 | 100.32 | 93.33 | 7 | 0
2020 | MAPP_CA_2_MAPP_US | MAPP_CA | MAPP_US | Internal | Summer | B4 | 100 | 372 | 0.03 | 93.74 | 86.75 | 7 | 0
2020 | MAPP_CA_2_MAPP_US | MAPP_CA | MAPP_US | Internal | Summer | B5 | 200 | 372 | 0.02 | 86.02 | 79.03 | 7 | 0
2020 | MAPP_CA_2_MAPP_US | MAPP_CA | MAPP_US | Internal | Summer | B6 | 300 | 372 | 0.01 | 72.81 | 65.82 | 7 | 0
2020 | MAPP_CA_2_MAPP_US | MAPP_CA | MAPP_US | Internal | Summer | B7 | 400 | 372 | 0 | 66.7 | 59.72 | 7 | 0
2020 | MAPP_CA_2_MAPP_US | MAPP_CA | MAPP_US | Internal | Summer | B8 | 500 | 372 | 0 | 63.01 | 56.02 | 7 | 0
2020 | MAPP_CA_2_MAPP_US | MAPP_CA | MAPP_US | Internal | Summer | B9 | 800 | 372 | 0 | 61.7 | 54.79 | 7 | 0
2020 | MAPP_CA_2_MAPP_US | MAPP_CA | MAPP_US | Internal | Summer | B10 | 1262 | 372 | 0 | 61.04 | 54.77 | 7 | 0
2020 | MAPP_CA_2_MAPP_US | MAPP_CA | MAPP_US | Internal | Winter | B16 | 25 | 372 | 0.13 | 74 | 66.99 | 7 | 0
2020 | MAPP_CA_2_MAPP_US | MAPP_CA | MAPP_US | Internal | Winter | B17 | 100 | 372 | 0.03 | 69.48 | 62.49 | 7 | 0
2020 | MAPP_CA_2_MAPP_US | MAPP_CA | MAPP_US | Internal | Winter | B18 | 400 | 372 | 0 | 67.21 | 60.22 | 7 | 0
2020 | MAPP_CA_2_MAPP_US | MAPP_CA | MAPP_US | Internal | Winter | B19 | 700 | 372 | 0 | 66.46 | 60.22 | 7 | 0
2020 | MAPP_CA_2_MAPP_US | MAPP_CA | MAPP_US | Internal | Winter | B20 | 935 | 372 | 0 | 61.09 | 55.45 | 7 | 0
2020 | MAPP_CA_2_MISO_W | MAPP_CA | MISO_W | Internal | Shoulder | B11 | 25 | 1970 | 1630.6 | 72.56 | 72.57 | 0.01 | 0
2020 | MAPP_CA_2_MISO_W | MAPP_CA | MISO_W | Internal | Shoulder | B12 | 200 | 1970 | 899.62 | 67.41 | 67.43 | 0.01 | 0
2020 | MAPP_CA_2_MISO_W | MAPP_CA | MISO_W | Internal | Shoulder | B13 | 600 | 1970 | 969.12 | 64.71 | 64.72 | 0.01 | 0
2020 | MAPP_CA_2_MISO_W | MAPP_CA | MISO_W | Internal | Shoulder | B14 | 900 | 1970 | 1168.07 | 62.84 | 62.85 | 0.01 | 0
2020 | MAPP_CA_2_MISO_W | MAPP_CA | MISO_W | Internal | Shoulder | B15 | 1203 | 1970 | 0.06 | 59.83 | 59.2 | 0.01 | 0
2020 | MAPP_CA_2_MISO_W | MAPP_CA | MISO_W | Internal | Summer | B1 | 10 | 1970 | 1809.06 | 100.63 | 100.64 | 0.01 | 0
2020 | MAPP_CA_2_MISO_W | MAPP_CA | MISO_W | Internal | Summer | B2 | 25 | 1970 | 1659.75 | 100.87 | 100.88 | 0.01 | 0
2020 | MAPP_CA_2_MISO_W | MAPP_CA | MISO_W | Internal | Summer | B3 | 75 | 1970 | 1548.8 | 100.32 | 100.33 | 0.01 | 0
2020 | MAPP_CA_2_MISO_W | MAPP_CA | MISO_W | Internal | Summer | B4 | 100 | 1970 | 1594.39 | 93.74 | 93.75 | 0.01 | 0
2020 | MAPP_CA_2_MISO_W | MAPP_CA | MISO_W | Internal | Summer | B5 | 200 | 1970 | 1623.96 | 86.02 | 86.03 | 0.01 | 0
2020 | MAPP_CA_2_MISO_W | MAPP_CA | MISO_W | Internal | Summer | B6 | 300 | 1970 | 1287.44 | 72.81 | 72.82 | 0.01 | 0
2020 | MAPP_CA_2_MISO_W | MAPP_CA | MISO_W | Internal | Summer | B7 | 400 | 1970 | 1102.49 | 66.7 | 66.72 | 0.01 | 0
2020 | MAPP_CA_2_MISO_W | MAPP_CA | MISO_W | Internal | Summer | B8 | 500 | 1970 | 1234.17 | 63.01 | 63.02 | 0.01 | 0
2020 | MAPP_CA_2_MISO_W | MAPP_CA | MISO_W | Internal | Summer | B9 | 800 | 1970 | 1499.45 | 61.7 | 61.71 | 0.01 | 0
2020 | MAPP_CA_2_MISO_W | MAPP_CA | MISO_W | Internal | Summer | B10 | 1262 | 1970 | 0.06 | 61.04 | 60.41 | 0.01 | 0
2020 | MAPP_CA_2_MISO_W | MAPP_CA | MISO_W | Internal | Winter | B16 | 25 | 1970 | 684.62 | 74 | 74.01 | 0.01 | 0
2020 | MAPP_CA_2_MISO_W | MAPP_CA | MISO_W | Internal | Winter | B17 | 100 | 1970 | 202.55 | 69.48 | 69.49 | 0.01 | 0
2020 | MAPP_CA_2_MISO_W | MAPP_CA | MISO_W | Internal | Winter | B18 | 400 | 1970 | 276.77 | 67.21 | 67.22 | 0.01 | 0
2020 | MAPP_CA_2_MISO_W | MAPP_CA | MISO_W | Internal | Winter | B19 | 700 | 1970 | 418.61 | 66.46 | 66.47 | 0.01 | 0
2020 | MAPP_CA_2_MISO_W | MAPP_CA | MISO_W | Internal | Winter | B20 | 935 | 1970 | 0.08 | 61.09 | 60.47 | 0.01 | 0
2020 | MAPP_US_2_MAPP_CA | MAPP_US | MAPP_CA | Internal | Shoulder | B11 | 25 | 165 | 34.7 | 65.57 | 72.56 | 7 | 0.01
2020 | MAPP_US_2_MAPP_CA | MAPP_US | MAPP_CA | Internal | Shoulder | B12 | 200 | 165 | 5.51 | 60.43 | 67.41 | 7 | 0
2020 | MAPP_US_2_MAPP_CA | MAPP_US | MAPP_CA | Internal | Shoulder | B13 | 600 | 165 | 2.06 | 57.72 | 64.71 | 7 | 0
2020 | MAPP_US_2_MAPP_CA | MAPP_US | MAPP_CA | Internal | Shoulder | B14 | 900 | 165 | 1.32 | 55.85 | 62.84 | 7 | 0
2020 | MAPP_US_2_MAPP_CA | MAPP_US | MAPP_CA | Internal | Shoulder | B15 | 1203 | 165 | 0.01 | 55.45 | 59.83 | 7 | 0
2020 | MAPP_US_2_MAPP_CA | MAPP_US | MAPP_CA | Internal | Summer | B1 | 10 | 165 | 57.72 | 93.64 | 100.63 | 7 | 0.02
2020 | MAPP_US_2_MAPP_CA | MAPP_US | MAPP_CA | Internal | Summer | B2 | 25 | 165 | 34.53 | 93.88 | 100.87 | 7 | 0.01
2020 | MAPP_US_2_MAPP_CA | MAPP_US | MAPP_CA | Internal | Summer | B3 | 75 | 165 | 13.41 | 93.33 | 100.32 | 7 | 0
2020 | MAPP_US_2_MAPP_CA | MAPP_US | MAPP_CA | Internal | Summer | B4 | 100 | 165 | 10.22 | 86.75 | 93.74 | 7 | 0
2020 | MAPP_US_2_MAPP_CA | MAPP_US | MAPP_CA | Internal | Summer | B5 | 200 | 165 | 5.38 | 79.03 | 86.02 | 7 | 0
2020 | MAPP_US_2_MAPP_CA | MAPP_US | MAPP_CA | Internal | Summer | B6 | 300 | 165 | 3.78 | 65.82 | 72.81 | 7 | 0
2020 | MAPP_US_2_MAPP_CA | MAPP_US | MAPP_CA | Internal | Summer | B7 | 400 | 165 | 2.92 | 59.72 | 66.7 | 7 | 0
2020 | MAPP_US_2_MAPP_CA | MAPP_US | MAPP_CA | Internal | Summer | B8 | 500 | 165 | 2.42 | 56.02 | 63.01 | 7 | 0
2020 | MAPP_US_2_MAPP_CA | MAPP_US | MAPP_CA | Internal | Summer | B9 | 800 | 165 | 0.3 | 54.79 | 61.7 | 7 | 0
2020 | MAPP_US_2_MAPP_CA | MAPP_US | MAPP_CA | Internal | Summer | B10 | 1262 | 165 | 0.09 | 54.77 | 61.04 | 7 | 0
2020 | MAPP_US_2_MAPP_CA | MAPP_US | MAPP_CA | Internal | Winter | B16 | 25 | 165 | 131.38 | 66.99 | 74 | 7 | 0.02
2020 | MAPP_US_2_MAPP_CA | MAPP_US | MAPP_CA | Internal | Winter | B17 | 100 | 165 | 11.74 | 62.49 | 69.48 | 7 | 0
2020 | MAPP_US_2_MAPP_CA | MAPP_US | MAPP_CA | Internal | Winter | B18 | 400 | 165 | 3.13 | 60.22 | 67.21 | 7 | 0
2020 | MAPP_US_2_MAPP_CA | MAPP_US | MAPP_CA | Internal | Winter | B19 | 700 | 165 | 0.07 | 60.22 | 66.46 | 7 | 0
2020 | MAPP_US_2_MAPP_CA | MAPP_US | MAPP_CA | Internal | Winter | B20 | 935 | 165 | 0.03 | 55.45 | 61.09 | 7 | 0
2020 | MAPP_US_2_MISO_W | MAPP_US | MISO_W | Internal | Shoulder | B11 | 25 | 2635 | 1332.51 | 65.57 | 72.57 | 7 | 0
2020 | MAPP_US_2_MISO_W | MAPP_US | MISO_W | Internal | Shoulder | B12 | 200 | 2635 | 930.26 | 60.43 | 67.43 | 7 | 0
2020 | MAPP_US_2_MISO_W | MAPP_US | MISO_W | Internal | Shoulder | B13 | 600 | 2635 | 1100.51 | 57.72 | 64.72 | 7 | 0
2020 | MAPP_US_2_MISO_W | MAPP_US | MISO_W | Internal | Shoulder | B14 | 900 | 2635 | 57.01 | 55.85 | 62.85 | 7 | 0
2020 | MAPP_US_2_MISO_W | MAPP_US | MISO_W | Internal | Shoulder | B15 | 1203 | 2635 | 0.01 | 55.45 | 59.2 | 7 | 0
2020 | MAPP_US_2_MISO_W | MAPP_US | MISO_W | Internal | Summer | B1 | 10 | 2635 | 787.09 | 93.64 | 100.64 | 7 | 0
2020 | MAPP_US_2_MISO_W | MAPP_US | MISO_W | Internal | Summer | B2 | 25 | 2635 | 1264.8 | 93.88 | 100.88 | 7 | 0
2020 | MAPP_US_2_MISO_W | MAPP_US | MISO_W | Internal | Summer | B3 | 75 | 2635 | 1213.02 | 93.33 | 100.33 | 7 | 0
2020 | MAPP_US_2_MISO_W | MAPP_US | MISO_W | Internal | Summer | B4 | 100 | 2635 | 1073.63 | 86.75 | 93.75 | 7 | 0
2020 | MAPP_US_2_MISO_W | MAPP_US | MISO_W | Internal | Summer | B5 | 200 | 2635 | 933.29 | 79.03 | 86.03 | 7 | 0
2020 | MAPP_US_2_MISO_W | MAPP_US | MISO_W | Internal | Summer | B6 | 300 | 2635 | 1036.62 | 65.82 | 72.82 | 7 | 0
2020 | MAPP_US_2_MISO_W | MAPP_US | MISO_W | Internal | Summer | B7 | 400 | 2635 | 724.83 | 59.72 | 66.72 | 7 | 0
2020 | MAPP_US_2_MISO_W | MAPP_US | MISO_W | Internal | Summer | B8 | 500 | 2635 | 1191.09 | 56.02 | 63.02 | 7 | 0
2020 | MAPP_US_2_MISO_W | MAPP_US | MISO_W | Internal | Summer | B9 | 800 | 2635 | 0.39 | 54.79 | 61.71 | 7 | 0
2020 | MAPP_US_2_MISO_W | MAPP_US | MISO_W | Internal | Summer | B10 | 1262 | 2635 | 0.02 | 54.77 | 60.41 | 7 | 0
2020 | MAPP_US_2_MISO_W | MAPP_US | MISO_W | Internal | Winter | B16 | 25 | 2635 | 2612.55 | 66.99 | 74.01 | 7 | 0.02
2020 | MAPP_US_2_MISO_W | MAPP_US | MISO_W | Internal | Winter | B17 | 100 | 2635 | 1336.13 | 62.49 | 69.49 | 7 | 0
2020 | MAPP_US_2_MISO_W | MAPP_US | MISO_W | Internal | Winter | B18 | 400 | 2635 | 908.15 | 60.22 | 67.22 | 7 | 0
2020 | MAPP_US_2_MISO_W | MAPP_US | MISO_W | Internal | Winter | B19 | 700 | 2635 | 0.06 | 60.22 | 66.47 | 7 | 0
2020 | MAPP_US_2_MISO_W | MAPP_US | MISO_W | Internal | Winter | B20 | 935 | 2635 | 0.02 | 55.45 | 60.47 | 7 | 0
2020 | MAPP_US_2_NE | MAPP_US | NE | Internal | Shoulder | B11 | 25 | 2000 | 0.3 | 65.57 | 66.86 | 7 | 0
2020 | MAPP_US_2_NE | MAPP_US | NE | Internal | Shoulder | B12 | 200 | 2000 | 0.04 | 60.43 | 61.52 | 7 | 0
2020 | MAPP_US_2_NE | MAPP_US | NE | Internal | Shoulder | B13 | 600 | 2000 | 0.01 | 57.72 | 58.82 | 7 | 0
2020 | MAPP_US_2_NE | MAPP_US | NE | Internal | Shoulder | B14 | 900 | 2000 | 0 | 55.85 | 56.95 | 7 | 0
2020 | MAPP_US_2_NE | MAPP_US | NE | Internal | Shoulder | B15 | 1203 | 2000 | 0 | 55.45 | 53.3 | 7 | 0
2020 | MAPP_US_2_NE | MAPP_US | NE | Internal | Summer | B1 | 10 | 2000 | 0.69 | 93.64 | 94.73 | 7 | 0
2020 | MAPP_US_2_NE | MAPP_US | NE | Internal | Summer | B2 | 25 | 2000 | 0.29 | 93.88 | 94.98 | 7 | 0
2020 | MAPP_US_2_NE | MAPP_US | NE | Internal | Summer | B3 | 75 | 2000 | 0.11 | 93.33 | 94.43 | 7 | 0
2020 | MAPP_US_2_NE | MAPP_US | NE | Internal | Summer | B4 | 100 | 2000 | 0.13 | 86.75 | 90.53 | 7 | 0
2020 | MAPP_US_2_NE | MAPP_US | NE | Internal | Summer | B5 | 200 | 2000 | 0.05 | 79.03 | 81.03 | 7 | 0
2020 | MAPP_US_2_NE | MAPP_US | NE | Internal | Summer | B6 | 300 | 2000 | 0.03 | 65.82 | 67.12 | 7 | 0
2020 | MAPP_US_2_NE | MAPP_US | NE | Internal | Summer | B7 | 400 | 2000 | 0.04 | 59.72 | 63.44 | 7 | 0
2020 | MAPP_US_2_NE | MAPP_US | NE | Internal | Summer | B8 | 500 | 2000 | 0.04 | 56.02 | 60.59 | 7 | 0
2020 | MAPP_US_2_NE | MAPP_US | NE | Internal | Summer | B9 | 800 | 2000 | 0.02 | 54.79 | 59.16 | 7 | 0
2020 | MAPP_US_2_NE | MAPP_US | NE | Internal | Summer | B10 | 1262 | 2000 | 0 | 54.77 | 54.5 | 7 | 0
2020 | MAPP_US_2_NE | MAPP_US | NE | Internal | Winter | B16 | 25 | 2000 | 0.3 | 66.99 | 68.1 | 7 | 0
2020 | MAPP_US_2_NE | MAPP_US | NE | Internal | Winter | B17 | 100 | 2000 | 0.08 | 62.49 | 63.58 | 7 | 0
2020 | MAPP_US_2_NE | MAPP_US | NE | Internal | Winter | B18 | 400 | 2000 | 0.02 | 60.22 | 61.32 | 7 | 0
2020 | MAPP_US_2_NE | MAPP_US | NE | Internal | Winter | B19 | 700 | 2000 | 0.01 | 60.22 | 60.56 | 7 | 0
2020 | MAPP_US_2_NE | MAPP_US | NE | Internal | Winter | B20 | 935 | 2000 | 0 | 55.45 | 54.56 | 7 | 0
2020 | MARITIMES_2_NEISO | MARITIMES | NEISO | Internal | Shoulder | B11 | 25 | 99999 | 1400 | 61.58 | 61.59 | 0.01 | 0
2020 | MARITIMES_2_NEISO | MARITIMES | NEISO | Internal | Shoulder | B12 | 200 | 99999 | 1400.01 | 61.58 | 61.59 | 0.01 | 0
2020 | MARITIMES_2_NEISO | MARITIMES | NEISO | Internal | Shoulder | B13 | 600 | 99999 | 1400.02 | 61.58 | 61.59 | 0.01 | 0
2020 | MARITIMES_2_NEISO | MARITIMES | NEISO | Internal | Shoulder | B14 | 900 | 99999 | 1400.02 | 61.58 | 61.59 | 0.01 | 0
2020 | MARITIMES_2_NEISO | MARITIMES | NEISO | Internal | Shoulder | B15 | 1203 | 99999 | 426.44 | 61.58 | 61.59 | 0.01 | 0
2020 | MARITIMES_2_NEISO | MARITIMES | NEISO | Internal | Summer | B1 | 10 | 99999 | 1399.99 | 99.85 | 99.86 | 0.01 | 0
2020 | MARITIMES_2_NEISO | MARITIMES | NEISO | Internal | Summer | B2 | 25 | 99999 | 1400.01 | 93.2 | 93.21 | 0.01 | 0
2020 | MARITIMES_2_NEISO | MARITIMES | NEISO | Internal | Summer | B3 | 75 | 99999 | 1400.07 | 88.87 | 88.89 | 0.01 | 0
2020 | MARITIMES_2_NEISO | MARITIMES | NEISO | Internal | Summer | B4 | 100 | 99999 | 1400.04 | 81.68 | 81.69 | 0.01 | 0
2020 | MARITIMES_2_NEISO | MARITIMES | NEISO | Internal | Summer | B5 | 200 | 99999 | 1400.02 | 75.23 | 75.24 | 0.01 | 0
2020 | MARITIMES_2_NEISO | MARITIMES | NEISO | Internal | Summer | B6 | 300 | 99999 | 1400.02 | 61.99 | 62 | 0.01 | 0
2020 | MARITIMES_2_NEISO | MARITIMES | NEISO | Internal | Summer | B7 | 400 | 99999 | 1400.02 | 58.7 | 58.71 | 0.01 | 0
2020 | MARITIMES_2_NEISO | MARITIMES | NEISO | Internal | Summer | B8 | 500 | 99999 | 1400.02 | 58.7 | 58.71 | 0.01 | 0
2020 | MARITIMES_2_NEISO | MARITIMES | NEISO | Internal | Summer | B9 | 800 | 99999 | 1400.02 | 58.7 | 58.71 | 0.01 | 0
2020 | MARITIMES_2_NEISO | MARITIMES | NEISO | Internal | Summer | B10 | 1262 | 99999 | 236.14 | 58.7 | 58.71 | 0.01 | 0
2020 | MARITIMES_2_NEISO | MARITIMES | NEISO | Internal | Winter | B16 | 25 | 99999 | 1400 | 70.51 | 70.52 | 0.01 | 0
2020 | MARITIMES_2_NEISO | MARITIMES | NEISO | Internal | Winter | B17 | 100 | 99999 | 1400.02 | 70.5 | 70.52 | 0.01 | 0
2020 | MARITIMES_2_NEISO | MARITIMES | NEISO | Internal | Winter | B18 | 400 | 99999 | 1400.02 | 70.44 | 70.45 | 0.01 | 0
2020 | MARITIMES_2_NEISO | MARITIMES | NEISO | Internal | Winter | B19 | 700 | 99999 | 1400.02 | 70.44 | 70.45 | 0.01 | 0
2020 | MARITIMES_2_NEISO | MARITIMES | NEISO | Internal | Winter | B20 | 935 | 99999 | 475.95 | 70.44 | 70.45 | 0.01 | 0
2020 | MISO_IN_2_MISO_MI | MISO_IN | MISO_MI | Internal | Shoulder | B11 | 25 | 5000 | 61.82 | 72.57 | 72.56 | 0.01 | 0
2020 | MISO_IN_2_MISO_MI | MISO_IN | MISO_MI | Internal | Shoulder | B12 | 200 | 5000 | 8.94 | 67.43 | 67.41 | 0.01 | 0
2020 | MISO_IN_2_MISO_MI | MISO_IN | MISO_MI | Internal | Shoulder | B13 | 600 | 5000 | 3.22 | 64.72 | 64.71 | 0.01 | 0
2020 | MISO_IN_2_MISO_MI | MISO_IN | MISO_MI | Internal | Shoulder | B14 | 900 | 5000 | 2.17 | 62.85 | 62.84 | 0.01 | 0
2020 | MISO_IN_2_MISO_MI | MISO_IN | MISO_MI | Internal | Shoulder | B15 | 1203 | 5000 | 1.67 | 59.23 | 59.22 | 0.01 | 0
2020 | MISO_IN_2_MISO_MI | MISO_IN | MISO_MI | Internal | Summer | B1 | 10 | 5000 | 144.07 | 100.6 | 100.58 | 0.01 | 0
2020 | MISO_IN_2_MISO_MI | MISO_IN | MISO_MI | Internal | Summer | B2 | 25 | 5000 | 61.46 | 100.88 | 100.87 | 0.01 | 0
2020 | MISO_IN_2_MISO_MI | MISO_IN | MISO_MI | Internal | Summer | B3 | 75 | 5000 | 21.88 | 100.01 | 100 | 0.01 | 0
2020 | MISO_IN_2_MISO_MI | MISO_IN | MISO_MI | Internal | Summer | B4 | 100 | 5000 | 16.73 | 93.43 | 93.42 | 0.01 | 0
2020 | MISO_IN_2_MISO_MI | MISO_IN | MISO_MI | Internal | Summer | B5 | 200 | 5000 | 8.66 | 85.71 | 85.7 | 0.01 | 0
2020 | MISO_IN_2_MISO_MI | MISO_IN | MISO_MI | Internal | Summer | B6 | 300 | 5000 | 5.91 | 72.51 | 72.49 | 0.01 | 0
2020 | MISO_IN_2_MISO_MI | MISO_IN | MISO_MI | Internal | Summer | B7 | 400 | 5000 | 4.51 | 66.4 | 66.39 | 0.01 | 0
2020 | MISO_IN_2_MISO_MI | MISO_IN | MISO_MI | Internal | Summer | B8 | 500 | 5000 | 3.64 | 62.7 | 62.69 | 0.01 | 0
2020 | MISO_IN_2_MISO_MI | MISO_IN | MISO_MI | Internal | Summer | B9 | 800 | 5000 | 2.32 | 61.4 | 61.38 | 0.01 | 0
2020 | MISO_IN_2_MISO_MI | MISO_IN | MISO_MI | Internal | Summer | B10 | 1262 | 5000 | 1.49 | 60.09 | 60.08 | 0.01 | 0
2020 | MISO_IN_2_MISO_MI | MISO_IN | MISO_MI | Internal | Winter | B16 | 25 | 5000 | 61.85 | 74.04 | 74.02 | 0.01 | 0
2020 | MISO_IN_2_MISO_MI | MISO_IN | MISO_MI | Internal | Winter | B17 | 100 | 5000 | 16.96 | 69.51 | 69.5 | 0.01 | 0
2020 | MISO_IN_2_MISO_MI | MISO_IN | MISO_MI | Internal | Winter | B18 | 400 | 5000 | 4.61 | 67.25 | 67.23 | 0.01 | 0
2020 | MISO_IN_2_MISO_MI | MISO_IN | MISO_MI | Internal | Winter | B19 | 700 | 5000 | 2.7 | 66.47 | 66.46 | 0.01 | 0
2020 | MISO_IN_2_MISO_MI | MISO_IN | MISO_MI | Internal | Winter | B20 | 935 | 5000 | 2.11 | 60.47 | 60.45 | 0.01 | 0
2020 | MISO_IN_2_MISO_MO-IL | MISO_IN | MISO_MO-IL | Internal | Shoulder | B11 | 25 | 5000 | 4132.43 | 72.57 | 72.58 | 0.01 | 0
2020 | MISO_IN_2_MISO_MO-IL | MISO_IN | MISO_MO-IL | Internal | Shoulder | B12 | 200 | 5000 | 369.13 | 67.43 | 67.44 | 0.01 | 0
2020 | MISO_IN_2_MISO_MO-IL | MISO_IN | MISO_MO-IL | Internal | Shoulder | B13 | 600 | 5000 | 499.7 | 64.72 | 64.73 | 0.01 | 0
2020 | MISO_IN_2_MISO_MO-IL | MISO_IN | MISO_MO-IL | Internal | Shoulder | B14 | 900 | 5000 | 1407.03 | 62.85 | 62.87 | 0.01 | 0
2020 | MISO_IN_2_MISO_MO-IL | MISO_IN | MISO_MO-IL | Internal | Shoulder | B15 | 1203 | 5000 | 0.78 | 59.23 | 59.22 | 0.01 | 0
2020 | MISO_IN_2_MISO_MO-IL | MISO_IN | MISO_MO-IL | Internal | Summer | B1 | 10 | 5000 | 68.2 | 100.6 | 100.59 | 0.01 | 0
2020 | MISO_IN_2_MISO_MO-IL | MISO_IN | MISO_MO-IL | Internal | Summer | B2 | 25 | 5000 | 3873.17 | 100.88 | 100.89 | 0.01 | 0
2020 | MISO_IN_2_MISO_MO-IL | MISO_IN | MISO_MO-IL | Internal | Summer | B3 | 75 | 5000 | 4999.81 | 100.01 | 100.34 | 0.01 | 0.32
2020 | MISO_IN_2_MISO_MO-IL | MISO_IN | MISO_MO-IL | Internal | Summer | B4 | 100 | 5000 | 4999.88 | 93.43 | 93.76 | 0.01 | 0.32
2020 | MISO_IN_2_MISO_MO-IL | MISO_IN | MISO_MO-IL | Internal | Summer | B5 | 200 | 5000 | 4999.93 | 85.71 | 86.04 | 0.01 | 0.32
2020 | MISO_IN_2_MISO_MO-IL | MISO_IN | MISO_MO-IL | Internal | Summer | B6 | 300 | 5000 | 4999.91 | 72.51 | 72.84 | 0.01 | 0.32
2020 | MISO_IN_2_MISO_MO-IL | MISO_IN | MISO_MO-IL | Internal | Summer | B7 | 400 | 5000 | 4999.94 | 66.4 | 66.73 | 0.01 | 0.32
2020 | MISO_IN_2_MISO_MO-IL | MISO_IN | MISO_MO-IL | Internal | Summer | B8 | 500 | 5000 | 4999.94 | 62.7 | 63.03 | 0.01 | 0.32
2020 | MISO_IN_2_MISO_MO-IL | MISO_IN | MISO_MO-IL | Internal | Summer | B9 | 800 | 5000 | 4999.94 | 61.4 | 61.73 | 0.01 | 0.32
2020 | MISO_IN_2_MISO_MO-IL | MISO_IN | MISO_MO-IL | Internal | Summer | B10 | 1262 | 5000 | 4999.83 | 60.09 | 60.22 | 0.01 | 0.12
2020 | MISO_IN_2_MISO_MO-IL | MISO_IN | MISO_MO-IL | Internal | Winter | B16 | 25 | 5000 | 27.37 | 74.04 | 74.02 | 0.01 | 0
2020 | MISO_IN_2_MISO_MO-IL | MISO_IN | MISO_MO-IL | Internal | Winter | B17 | 100 | 5000 | 7.87 | 69.51 | 69.5 | 0.01 | 0
2020 | MISO_IN_2_MISO_MO-IL | MISO_IN | MISO_MO-IL | Internal | Winter | B18 | 400 | 5000 | 2.48 | 67.25 | 67.24 | 0.01 | 0
2020 | MISO_IN_2_MISO_MO-IL | MISO_IN | MISO_MO-IL | Internal | Winter | B19 | 700 | 5000 | 2076.27 | 66.47 | 66.48 | 0.01 | 0
2020 | MISO_IN_2_MISO_MO-IL | MISO_IN | MISO_MO-IL | Internal | Winter | B20 | 935 | 5000 | 2543.58 | 60.47 | 60.48 | 0.01 | 0
2020 | MISO_IN_2_NonRTO_Midwest | MISO_IN | NonRTO_Midwest | Internal | Shoulder | B11 | 25 | 4800 | 970.21 | 72.57 | 80.57 | 8 | 0
2020 | MISO_IN_2_NonRTO_Midwest | MISO_IN | NonRTO_Midwest | Internal | Shoulder | B12 | 200 | 4800 | 544.73 | 67.43 | 75.43 | 8 | 0
2020 | MISO_IN_2_NonRTO_Midwest | MISO_IN | NonRTO_Midwest | Internal | Shoulder | B13 | 600 | 4800 | 0.05 | 64.72 | 66.43 | 8 | 0
2020 | MISO_IN_2_NonRTO_Midwest | MISO_IN | NonRTO_Midwest | Internal | Shoulder | B14 | 900 | 4800 | 0.01 | 62.85 | 66.41 | 8 | 0
2020 | MISO_IN_2_NonRTO_Midwest | MISO_IN | NonRTO_Midwest | Internal | Shoulder | B15 | 1203 | 4800 | 0.01 | 59.23 | 64.1 | 8 | 0
2020 | MISO_IN_2_NonRTO_Midwest | MISO_IN | NonRTO_Midwest | Internal | Summer | B1 | 10 | 4800 | 283.64 | 100.6 | 108.59 | 8 | 0
2020 | MISO_IN_2_NonRTO_Midwest | MISO_IN | NonRTO_Midwest | Internal | Summer | B2 | 25 | 4800 | 4.94 | 100.88 | 108.58 | 8 | 0
2020 | MISO_IN_2_NonRTO_Midwest | MISO_IN | NonRTO_Midwest | Internal | Summer | B3 | 75 | 4800 | 1309.51 | 100.01 | 108.01 | 8 | 0
2020 | MISO_IN_2_NonRTO_Midwest | MISO_IN | NonRTO_Midwest | Internal | Summer | B4 | 100 | 4800 | 902.18 | 93.43 | 101.43 | 8 | 0
2020 | MISO_IN_2_NonRTO_Midwest | MISO_IN | NonRTO_Midwest | Internal | Summer | B5 | 200 | 4800 | 592.8 | 85.71 | 93.71 | 8 | 0
2020 | MISO_IN_2_NonRTO_Midwest | MISO_IN | NonRTO_Midwest | Internal | Summer | B6 | 300 | 4800 | 112.67 | 72.51 | 80.5 | 8 | 0
2020 | MISO_IN_2_NonRTO_Midwest | MISO_IN | NonRTO_Midwest | Internal | Summer | B7 | 400 | 4800 | 0.02 | 66.4 | 66.41 | 8 | 0
2020 | MISO_IN_2_NonRTO_Midwest | MISO_IN | NonRTO_Midwest | Internal | Summer | B8 | 500 | 4800 | 0.02 | 62.7 | 65.87 | 8 | 0
2020 | MISO_IN_2_NonRTO_Midwest | MISO_IN | NonRTO_Midwest | Internal | Summer | B9 | 800 | 4800 | 0.01 | 61.4 | 65.11 | 8 | 0
2020 | MISO_IN_2_NonRTO_Midwest | MISO_IN | NonRTO_Midwest | Internal | Summer | B10 | 1262 | 4800 | 0 | 60.09 | 63.31 | 8 | 0
2020 | MISO_IN_2_NonRTO_Midwest | MISO_IN | NonRTO_Midwest | Internal | Winter | B16 | 25 | 4800 | 2484.6 | 74.04 | 82.04 | 8 | 0
2020 | MISO_IN_2_NonRTO_Midwest | MISO_IN | NonRTO_Midwest | Internal | Winter | B17 | 100 | 4800 | 1473.61 | 69.51 | 77.51 | 8 | 0
2020 | MISO_IN_2_NonRTO_Midwest | MISO_IN | NonRTO_Midwest | Internal | Winter | B18 | 400 | 4800 | 616.77 | 67.25 | 75.25 | 8 | 0
2020 | MISO_IN_2_NonRTO_Midwest | MISO_IN | NonRTO_Midwest | Internal | Winter | B19 | 700 | 4800 | 0.01 | 66.47 | 66.42 | 8 | 0
2020 | MISO_IN_2_NonRTO_Midwest | MISO_IN | NonRTO_Midwest | Internal | Winter | B20 | 935 | 4800 | 0.02 | 60.47 | 65.95 | 8 | 0
2020 | MISO_IN_2_PJM_ROR | MISO_IN | PJM_ROR | Internal | Shoulder | B11 | 25 | 992 | 2.92 | 72.57 | 74.12 | 2 | 0
2020 | MISO_IN_2_PJM_ROR | MISO_IN | PJM_ROR | Internal | Shoulder | B12 | 200 | 992 | 988.08 | 67.43 | 69.44 | 2 | 0.01
2020 | MISO_IN_2_PJM_ROR | MISO_IN | PJM_ROR | Internal | Shoulder | B13 | 600 | 992 | 433.25 | 64.72 | 66.72 | 2 | 0
2020 | MISO_IN_2_PJM_ROR | MISO_IN | PJM_ROR | Internal | Shoulder | B14 | 900 | 992 | 990.41 | 62.85 | 64.87 | 2 | 0.01
2020 | MISO_IN_2_PJM_ROR | MISO_IN | PJM_ROR | Internal | Shoulder | B15 | 1203 | 992 | 2799.15 | 59.23 | 61.33 | 2 | 0.1
2020 | MISO_IN_2_PJM_ROR | MISO_IN | PJM_ROR | Internal | Summer | B1 | 10 | 992 | 5589.93 | 100.6 | 102.7 | 2 | 0.1
2020 | MISO_IN_2_PJM_ROR | MISO_IN | PJM_ROR | Internal | Summer | B2 | 25 | 992 | 964.18 | 100.88 | 102.89 | 2 | 0.01
2020 | MISO_IN_2_PJM_ROR | MISO_IN | PJM_ROR | Internal | Summer | B3 | 75 | 992 | 0.66 | 100.01 | 101.27 | 2 | 0
2020 | MISO_IN_2_PJM_ROR | MISO_IN | PJM_ROR | Internal | Summer | B4 | 100 | 992 | 0.34 | 93.43 | 94.22 | 2 | 0
2020 | MISO_IN_2_PJM_ROR | MISO_IN | PJM_ROR | Internal | Summer | B5 | 200 | 992 | 430.74 | 85.71 | 87.71 | 2 | 0
2020 | MISO_IN_2_PJM_ROR | MISO_IN | PJM_ROR | Internal | Summer | B6 | 300 | 992 | 704.05 | 72.51 | 74.51 | 2 | 0
2020 | MISO_IN_2_PJM_ROR | MISO_IN | PJM_ROR | Internal | Summer | B7 | 400 | 992 | 3.45 | 66.4 | 68.39 | 2 | 0
2020 | MISO_IN_2_PJM_ROR | MISO_IN | PJM_ROR | Internal | Summer | B8 | 500 | 992 | 0.2 | 62.7 | 64.26 | 2 | 0
2020 | MISO_IN_2_PJM_ROR | MISO_IN | PJM_ROR | Internal | Summer | B9 | 800 | 992 | 0.07 | 61.4 | 62.74 | 2 | 0
2020 | MISO_IN_2_PJM_ROR | MISO_IN | PJM_ROR | Internal | Summer | B10 | 1262 | 992 | 0.04 | 60.09 | 61.22 | 2 | 0
2020 | MISO_IN_2_PJM_ROR | MISO_IN | PJM_ROR | Internal | Winter | B16 | 25 | 992 | 17506.02 | 74.04 | 76.13 | 2 | 0.1
2020 | MISO_IN_2_PJM_ROR | MISO_IN | PJM_ROR | Internal | Winter | B17 | 100 | 992 | 12392.88 | 69.51 | 71.61 | 2 | 0.1
2020 | MISO_IN_2_PJM_ROR | MISO_IN | PJM_ROR | Internal | Winter | B18 | 400 | 992 | 5882.74 | 67.25 | 69.34 | 2 | 0.1
2020 | MISO_IN_2_PJM_ROR | MISO_IN | PJM_ROR | Internal | Winter | B19 | 700 | 992 | 5651.53 | 66.47 | 68.57 | 2 | 0.1
2020 | MISO_IN_2_PJM_ROR | MISO_IN | PJM_ROR | Internal | Winter | B20 | 935 | 992 | 1125.03 | 60.47 | 62.56 | 2 | 0.1
2020 | MISO_MI_2_IESO | MISO_MI | IESO | Internal | Shoulder | B11 | 25 | 1580 | 0.08 | 72.56 | 56.72 | 8 | 0
2020 | MISO_MI_2_IESO | MISO_MI | IESO | Internal | Shoulder | B12 | 200 | 1580 | 0.01 | 67.41 | 51.57 | 8 | 0
2020 | MISO_MI_2_IESO | MISO_MI | IESO | Internal | Shoulder | B13 | 600 | 1580 | 0 | 64.71 | 51.57 | 8 | 0
2020 | MISO_MI_2_IESO | MISO_MI | IESO | Internal | Shoulder | B14 | 900 | 1580 | 0 | 62.84 | 51.57 | 8 | 0
2020 | MISO_MI_2_IESO | MISO_MI | IESO | Internal | Shoulder | B15 | 1203 | 1580 | 0 | 59.22 | 51.57 | 8 | 0
2020 | MISO_MI_2_IESO | MISO_MI | IESO | Internal | Summer | B1 | 10 | 1580 | 0.26 | 100.58 | 89.88 | 8 | 0
2020 | MISO_MI_2_IESO | MISO_MI | IESO | Internal | Summer | B2 | 25 | 1580 | 0.09 | 100.87 | 87.9 | 8 | 0
2020 | MISO_MI_2_IESO | MISO_MI | IESO | Internal | Summer | B3 | 75 | 1580 | 0.03 | 100 | 84.48 | 8 | 0
2020 | MISO_MI_2_IESO | MISO_MI | IESO | Internal | Summer | B4 | 100 | 1580 | 0.02 | 93.42 | 77.9 | 8 | 0
2020 | MISO_MI_2_IESO | MISO_MI | IESO | Internal | Summer | B5 | 200 | 1580 | 0.01 | 85.7 | 70.17 | 8 | 0
2020 | MISO_MI_2_IESO | MISO_MI | IESO | Internal | Summer | B6 | 300 | 1580 | 0 | 72.49 | 56.97 | 8 | 0
2020 | MISO_MI_2_IESO | MISO_MI | IESO | Internal | Summer | B7 | 400 | 1580 | 0 | 66.39 | 50.86 | 8 | 0
2020 | MISO_MI_2_IESO | MISO_MI | IESO | Internal | Summer | B8 | 500 | 1580 | 0 | 62.69 | 47.17 | 8 | 0
2020 | MISO_MI_2_IESO | MISO_MI | IESO | Internal | Summer | B9 | 800 | 1580 | 0 | 61.38 | 47.17 | 8 | 0
2020 | MISO_MI_2_IESO | MISO_MI | IESO | Internal | Summer | B10 | 1262 | 1580 | 0 | 60.08 | 47.17 | 8 | 0
2020 | MISO_MI_2_IESO | MISO_MI | IESO | Internal | Winter | B16 | 25 | 1580 | 0.08 | 74.02 | 58.16 | 8 | 0
2020 | MISO_MI_2_IESO | MISO_MI | IESO | Internal | Winter | B17 | 100 | 1580 | 0.02 | 69.5 | 55.74 | 8 | 0
2020 | MISO_MI_2_IESO | MISO_MI | IESO | Internal | Winter | B18 | 400 | 1580 | 0 | 67.23 | 53.45 | 8 | 0
2020 | MISO_MI_2_IESO | MISO_MI | IESO | Internal | Winter | B19 | 700 | 1580 | 0 | 66.46 | 53.45 | 8 | 0
2020 | MISO_MI_2_IESO | MISO_MI | IESO | Internal | Winter | B20 | 935 | 1580 | 0 | 60.45 | 53.45 | 8 | 0
2020 | MISO_MI_2_MISO_IN | MISO_MI | MISO_IN | Internal | Shoulder | B11 | 25 | 2045 | 9650.62 | 72.56 | 72.57 | 0.01 | 0
2020 | MISO_MI_2_MISO_IN | MISO_MI | MISO_IN | Internal | Shoulder | B12 | 200 | 2045 | 5967.09 | 67.41 | 67.43 | 0.01 | 0
2020 | MISO_MI_2_MISO_IN | MISO_MI | MISO_IN | Internal | Shoulder | B13 | 600 | 2045 | 5033.77 | 64.71 | 64.72 | 0.01 | 0
2020 | MISO_MI_2_MISO_IN | MISO_MI | MISO_IN | Internal | Shoulder | B14 | 900 | 2045 | 6322.76 | 62.84 | 62.85 | 0.01 | 0
2020 | MISO_MI_2_MISO_IN | MISO_MI | MISO_IN | Internal | Shoulder | B15 | 1203 | 2045 | 6280.08 | 59.22 | 59.23 | 0.01 | 0
2020 | MISO_MI_2_MISO_IN | MISO_MI | MISO_IN | Internal | Summer | B1 | 10 | 2045 | 9470.5 | 100.58 | 100.6 | 0.01 | 0
2020 | MISO_MI_2_MISO_IN | MISO_MI | MISO_IN | Internal | Summer | B2 | 25 | 2045 | 10551.33 | 100.87 | 100.88 | 0.01 | 0
2020 | MISO_MI_2_MISO_IN | MISO_MI | MISO_IN | Internal | Summer | B3 | 75 | 2045 | 11206.51 | 100 | 100.01 | 0.01 | 0
2020 | MISO_MI_2_MISO_IN | MISO_MI | MISO_IN | Internal | Summer | B4 | 100 | 2045 | 10301.88 | 93.42 | 93.43 | 0.01 | 0
2020 | MISO_MI_2_MISO_IN | MISO_MI | MISO_IN | Internal | Summer | B5 | 200 | 2045 | 9913.35 | 85.7 | 85.71 | 0.01 | 0
2020 | MISO_MI_2_MISO_IN | MISO_MI | MISO_IN | Internal | Summer | B6 | 300 | 2045 | 9501.54 | 72.49 | 72.51 | 0.01 | 0
2020 | MISO_MI_2_MISO_IN | MISO_MI | MISO_IN | Internal | Summer | B7 | 400 | 2045 | 7882.36 | 66.39 | 66.4 | 0.01 | 0
2020 | MISO_MI_2_MISO_IN | MISO_MI | MISO_IN | Internal | Summer | B8 | 500 | 2045 | 8373.37 | 62.69 | 62.7 | 0.01 | 0
2020 | MISO_MI_2_MISO_IN | MISO_MI | MISO_IN | Internal | Summer | B9 | 800 | 2045 | 8673.31 | 61.38 | 61.4 | 0.01 | 0
2020 | MISO_MI_2_MISO_IN | MISO_MI | MISO_IN | Internal | Summer | B10 | 1262 | 2045 | 9792.18 | 60.08 | 60.09 | 0.01 | 0
2020 | MISO_MI_2_MISO_IN | MISO_MI | MISO_IN | Internal | Winter | B16 | 25 | 2045 | 9906.16 | 74.02 | 74.04 | 0.01 | 0
2020 | MISO_MI_2_MISO_IN | MISO_MI | MISO_IN | Internal | Winter | B17 | 100 | 2045 | 9353.59 | 69.5 | 69.51 | 0.01 | 0
2020 | MISO_MI_2_MISO_IN | MISO_MI | MISO_IN | Internal | Winter | B18 | 400 | 2045 | 9466.99 | 67.23 | 67.25 | 0.01 | 0
2020 | MISO_MI_2_MISO_IN | MISO_MI | MISO_IN | Internal | Winter | B19 | 700 | 2045 | 9958.7 | 66.46 | 66.47 | 0.01 | 0
2020 | MISO_MI_2_MISO_IN | MISO_MI | MISO_IN | Internal | Winter | B20 | 935 | 2045 | 8441.5 | 60.45 | 60.47 | 0.01 | 0
2020 | MISO_MI_2_MISO_WUMS | MISO_MI | MISO_WUMS | Internal | Shoulder | B11 | 25 | 117 | 2.64 | 72.56 | 72.12 | 0.01 | 0.01
2020 | MISO_MI_2_MISO_WUMS | MISO_MI | MISO_WUMS | Internal | Shoulder | B12 | 200 | 117 | 0.38 | 67.41 | 66.98 | 0.01 | 0
2020 | MISO_MI_2_MISO_WUMS | MISO_MI | MISO_WUMS | Internal | Shoulder | B13 | 600 | 117 | 0.13 | 64.71 | 64.27 | 0.01 | 0
2020 | MISO_MI_2_MISO_WUMS | MISO_MI | MISO_WUMS | Internal | Shoulder | B14 | 900 | 117 | 0.09 | 62.84 | 62.41 | 0.01 | 0
2020 | MISO_MI_2_MISO_WUMS | MISO_MI | MISO_WUMS | Internal | Shoulder | B15 | 1203 | 117 | 0.07 | 59.22 | 58.78 | 0.01 | 0
2020 | MISO_MI_2_MISO_WUMS | MISO_MI | MISO_WUMS | Internal | Summer | B1 | 10 | 117 | 6.08 | 100.58 | 100.15 | 0.01 | 0.03
2020 | MISO_MI_2_MISO_WUMS | MISO_MI | MISO_WUMS | Internal | Summer | B2 | 25 | 117 | 2.63 | 100.87 | 100.43 | 0.01 | 0.01
2020 | MISO_MI_2_MISO_WUMS | MISO_MI | MISO_WUMS | Internal | Summer | B3 | 75 | 117 | 0.96 | 100 | 99.57 | 0.01 | 0
2020 | MISO_MI_2_MISO_WUMS | MISO_MI | MISO_WUMS | Internal | Summer | B4 | 100 | 117 | 0.73 | 93.42 | 92.99 | 0.01 | 0
2020 | MISO_MI_2_MISO_WUMS | MISO_MI | MISO_WUMS | Internal | Summer | B5 | 200 | 117 | 0.38 | 85.7 | 85.26 | 0.01 | 0
2020 | MISO_MI_2_MISO_WUMS | MISO_MI | MISO_WUMS | Internal | Summer | B6 | 300 | 117 | 0.26 | 72.49 | 72.06 | 0.01 | 0
2020 | MISO_MI_2_MISO_WUMS | MISO_MI | MISO_WUMS | Internal | Summer | B7 | 400 | 117 | 0.2 | 66.39 | 65.95 | 0.01 | 0
2020 | MISO_MI_2_MISO_WUMS | MISO_MI | MISO_WUMS | Internal | Summer | B8 | 500 | 117 | 0.16 | 62.69 | 62.26 | 0.01 | 0
2020 | MISO_MI_2_MISO_WUMS | MISO_MI | MISO_WUMS | Internal | Summer | B9 | 800 | 117 | 0.1 | 61.38 | 60.95 | 0.01 | 0
2020 | MISO_MI_2_MISO_WUMS | MISO_MI | MISO_WUMS | Internal | Summer | B10 | 1262 | 117 | 0.07 | 60.08 | 59.64 | 0.01 | 0
2020 | MISO_MI_2_MISO_WUMS | MISO_MI | MISO_WUMS | Internal | Winter | B16 | 25 | 117 | 2.61 | 74.02 | 73.59 | 0.01 | 0.01
2020 | MISO_MI_2_MISO_WUMS | MISO_MI | MISO_WUMS | Internal | Winter | B17 | 100 | 117 | 0.73 | 69.5 | 69.07 | 0.01 | 0
2020 | MISO_MI_2_MISO_WUMS | MISO_MI | MISO_WUMS | Internal | Winter | B18 | 400 | 117 | 0.2 | 67.23 | 66.8 | 0.01 | 0
2020 | MISO_MI_2_MISO_WUMS | MISO_MI | MISO_WUMS | Internal | Winter | B19 | 700 | 117 | 0.12 | 66.46 | 66.02 | 0.01 | 0
2020 | MISO_MI_2_MISO_WUMS | MISO_MI | MISO_WUMS | Internal | Winter | B20 | 935 | 117 | 0.09 | 60.45 | 60.02 | 0.01 | 0
2020 | MISO_MI_2_PJM_ROR | MISO_MI | PJM_ROR | Internal | Shoulder | B11 | 25 | 1424 | 2.53 | 72.56 | 74.12 | 2 | 0
2020 | MISO_MI_2_PJM_ROR | MISO_MI | PJM_ROR | Internal | Shoulder | B12 | 200 | 1424 | 1421.3 | 67.41 | 69.44 | 2 | 0.03
2020 | MISO_MI_2_PJM_ROR | MISO_MI | PJM_ROR | Internal | Shoulder | B13 | 600 | 1424 | 1421.89 | 64.71 | 66.72 | 2 | 0.01
2020 | MISO_MI_2_PJM_ROR | MISO_MI | PJM_ROR | Internal | Shoulder | B14 | 900 | 1424 | 1423.14 | 62.84 | 64.87 | 2 | 0.02
2020 | MISO_MI_2_PJM_ROR | MISO_MI | PJM_ROR | Internal | Shoulder | B15 | 1203 | 1424 | 1423.86 | 59.22 | 61.33 | 2 | 0.11
2020 | MISO_MI_2_PJM_ROR | MISO_MI | PJM_ROR | Internal | Summer | B1 | 10 | 1424 | 1416.97 | 100.58 | 102.7 | 2 | 0.11
2020 | MISO_MI_2_PJM_ROR | MISO_MI | PJM_ROR | Internal | Summer | B2 | 25 | 1424 | 1407.19 | 100.87 | 102.89 | 2 | 0.03
2020 | MISO_MI_2_PJM_ROR | MISO_MI | PJM_ROR | Internal | Summer | B3 | 75 | 1424 | 0.59 | 100 | 101.27 | 2 | 0
2020 | MISO_MI_2_PJM_ROR | MISO_MI | PJM_ROR | Internal | Summer | B4 | 100 | 1424 | 0.31 | 93.42 | 94.22 | 2 | 0
2020 | MISO_MI_2_PJM_ROR | MISO_MI | PJM_ROR | Internal | Summer | B5 | 200 | 1424 | 1417.99 | 85.7 | 87.71 | 2 | 0.01
2020 | MISO_MI_2_PJM_ROR | MISO_MI | PJM_ROR | Internal | Summer | B6 | 300 | 1424 | 1420.44 | 72.49 | 74.51 | 2 | 0.01
2020 | MISO_MI_2_PJM_ROR | MISO_MI | PJM_ROR | Internal | Summer | B7 | 400 | 1424 | 690.75 | 66.39 | 68.39 | 2 | 0
2020 | MISO_MI_2_PJM_ROR | MISO_MI | PJM_ROR | Internal | Summer | B8 | 500 | 1424 | 0.17 | 62.69 | 64.26 | 2 | 0
2020 | MISO_MI_2_PJM_ROR | MISO_MI | PJM_ROR | Internal | Summer | B9 | 800 | 1424 | 0.07 | 61.38 | 62.74 | 2 | 0
2020 | MISO_MI_2_PJM_ROR | MISO_MI | PJM_ROR | Internal | Summer | B10 | 1262 | 1424 | 0.03 | 60.08 | 61.22 | 2 | 0
2020 | MISO_MI_2_PJM_ROR | MISO_MI | PJM_ROR | Internal | Winter | B16 | 25 | 1424 | 1420.88 | 74.02 | 76.13 | 2 | 0.11
2020 | MISO_MI_2_PJM_ROR | MISO_MI | PJM_ROR | Internal | Winter | B17 | 100 | 1424 | 1423.04 | 69.5 | 71.61 | 2 | 0.11
2020 | MISO_MI_2_PJM_ROR | MISO_MI | PJM_ROR | Internal | Winter | B18 | 400 | 1424 | 1423.71 | 67.23 | 69.34 | 2 | 0.11
2020 | MISO_MI_2_PJM_ROR | MISO_MI | PJM_ROR | Internal | Winter | B19 | 700 | 1424 | 1423.82 | 66.46 | 68.57 | 2 | 0.11
2020 | MISO_MI_2_PJM_ROR | MISO_MI | PJM_ROR | Internal | Winter | B20 | 935 | 1424 | 1423.83 | 60.45 | 62.56 | 2 | 0.11
2020 | MISO_MO-IL_2_ENT | MISO_MO-IL | ENT | Internal | Shoulder | B11 | 25 | 2540 | 0.26 | 72.58 | 73.84 | 8 | 0
2020 | MISO_MO-IL_2_ENT | MISO_MO-IL | ENT | Internal | Shoulder | B12 | 200 | 2540 | 0.03 | 67.44 | 68.35 | 8 | 0
2020 | MISO_MO-IL_2_ENT | MISO_MO-IL | ENT | Internal | Shoulder | B13 | 600 | 2540 | 0.01 | 64.73 | 65.8 | 8 | 0
2020 | MISO_MO-IL_2_ENT | MISO_MO-IL | ENT | Internal | Shoulder | B14 | 900 | 2540 | 0 | 62.87 | 63.28 | 8 | 0
2020 | MISO_MO-IL_2_ENT | MISO_MO-IL | ENT | Internal | Shoulder | B15 | 1203 | 2540 | 0 | 59.22 | 59.63 | 8 | 0
2020 | MISO_MO-IL_2_ENT | MISO_MO-IL | ENT | Internal | Summer | B1 | 10 | 2540 | 0.51 | 100.59 | 100.04 | 8 | 0
2020 | MISO_MO-IL_2_ENT | MISO_MO-IL | ENT | Internal | Summer | B2 | 25 | 2540 | 0.21 | 100.89 | 100.35 | 8 | 0
2020 | MISO_MO-IL_2_ENT | MISO_MO-IL | ENT | Internal | Summer | B3 | 75 | 2540 | 0.08 | 100.34 | 100.45 | 8 | 0
2020 | MISO_MO-IL_2_ENT | MISO_MO-IL | ENT | Internal | Summer | B4 | 100 | 2540 | 0.1 | 93.76 | 97.51 | 8 | 0
2020 | MISO_MO-IL_2_ENT | MISO_MO-IL | ENT | Internal | Summer | B5 | 200 | 2540 | 0.04 | 86.04 | 88.01 | 8 | 0
2020 | MISO_MO-IL_2_ENT | MISO_MO-IL | ENT | Internal | Summer | B6 | 300 | 2540 | 0.02 | 72.84 | 74.1 | 8 | 0
2020 | MISO_MO-IL_2_ENT | MISO_MO-IL | ENT | Internal | Summer | B7 | 400 | 2540 | 0.03 | 66.73 | 70.42 | 8 | 0
2020 | MISO_MO-IL_2_ENT | MISO_MO-IL | ENT | Internal | Summer | B8 | 500 | 2540 | 0.02 | 63.03 | 66.98 | 8 | 0
2020 | MISO_MO-IL_2_ENT | MISO_MO-IL | ENT | Internal | Summer | B9 | 800 | 2540 | 0.02 | 61.73 | 66.14 | 8 | 0
2020 | MISO_MO-IL_2_ENT | MISO_MO-IL | ENT | Internal | Summer | B10 | 1262 | 2540 | 0 | 60.22 | 61.49 | 8 | 0
2020 | MISO_MO-IL_2_ENT | MISO_MO-IL | ENT | Internal | Winter | B16 | 25 | 2540 | 0.23 | 74.02 | 74.43 | 8 | 0
2020 | MISO_MO-IL_2_ENT | MISO_MO-IL | ENT | Internal | Winter | B17 | 100 | 2540 | 0.06 | 69.5 | 69.92 | 8 | 0
2020 | MISO_MO-IL_2_ENT | MISO_MO-IL | ENT | Internal | Winter | B18 | 400 | 2540 | 0.02 | 67.24 | 68.3 | 8 | 0
2020 | MISO_MO-IL_2_ENT | MISO_MO-IL | ENT | Internal | Winter | B19 | 700 | 2540 | 0.01 | 66.48 | 67.55 | 8 | 0
2020 | MISO_MO-IL_2_ENT | MISO_MO-IL | ENT | Internal | Winter | B20 | 935 | 2540 | 0 | 60.48 | 60.89 | 8 | 0
2020 | MISO_MO-IL_2_MISO_IN | MISO_MO-IL | MISO_IN | Internal | Shoulder | B11 | 25 | 2100 | 39 | 72.58 | 72.57 | 0.01 | 0
2020 | MISO_MO-IL_2_MISO_IN | MISO_MO-IL | MISO_IN | Internal | Shoulder | B12 | 200 | 2100 | 8.58 | 67.44 | 67.43 | 0.01 | 0
2020 | MISO_MO-IL_2_MISO_IN | MISO_MO-IL | MISO_IN | Internal | Shoulder | B13 | 600 | 2100 | 3.31 | 64.73 | 64.72 | 0.01 | 0
2020 | MISO_MO-IL_2_MISO_IN | MISO_MO-IL | MISO_IN | Internal | Shoulder | B14 | 900 | 2100 | 2.14 | 62.87 | 62.85 | 0.01 | 0
2020 | MISO_MO-IL_2_MISO_IN | MISO_MO-IL | MISO_IN | Internal | Shoulder | B15 | 1203 | 2100 | 2517.24 | 59.22 | 59.23 | 0.01 | 0
2020 | MISO_MO-IL_2_MISO_IN | MISO_MO-IL | MISO_IN | Internal | Summer | B1 | 10 | 2100 | 2550.22 | 100.59 | 100.6 | 0.01 | 0
2020 | MISO_MO-IL_2_MISO_IN | MISO_MO-IL | MISO_IN | Internal | Summer | B2 | 25 | 2100 | 41.16 | 100.89 | 100.88 | 0.01 | 0
2020 | MISO_MO-IL_2_MISO_IN | MISO_MO-IL | MISO_IN | Internal | Summer | B3 | 75 | 2100 | 1.81 | 100.34 | 100.01 | 0.01 | 0
2020 | MISO_MO-IL_2_MISO_IN | MISO_MO-IL | MISO_IN | Internal | Summer | B4 | 100 | 2100 | 1.35 | 93.76 | 93.43 | 0.01 | 0
2020 | MISO_MO-IL_2_MISO_IN | MISO_MO-IL | MISO_IN | Internal | Summer | B5 | 200 | 2100 | 0.69 | 86.04 | 85.71 | 0.01 | 0
2020 | MISO_MO-IL_2_MISO_IN | MISO_MO-IL | MISO_IN | Internal | Summer | B6 | 300 | 2100 | 0.53 | 72.84 | 72.51 | 0.01 | 0
2020 | MISO_MO-IL_2_MISO_IN | MISO_MO-IL | MISO_IN | Internal | Summer | B7 | 400 | 2100 | 0.39 | 66.73 | 66.4 | 0.01 | 0
2020 | MISO_MO-IL_2_MISO_IN | MISO_MO-IL | MISO_IN | Internal | Summer | B8 | 500 | 2100 | 0.33 | 63.03 | 62.7 | 0.01 | 0
2020 | MISO_MO-IL_2_MISO_IN | MISO_MO-IL | MISO_IN | Internal | Summer | B9 | 800 | 2100 | 0.23 | 61.73 | 61.4 | 0.01 | 0
2020 | MISO_MO-IL_2_MISO_IN | MISO_MO-IL | MISO_IN | Internal | Summer | B10 | 1262 | 2100 | 0.32 | 60.22 | 60.09 | 0.01 | 0
2020 | MISO_MO-IL_2_MISO_IN | MISO_MO-IL | MISO_IN | Internal | Winter | B16 | 25 | 2100 | 14200.32 | 74.02 | 74.04 | 0.01 | 0
2020 | MISO_MO-IL_2_MISO_IN | MISO_MO-IL | MISO_IN | Internal | Winter | B17 | 100 | 2100 | 7821.5 | 69.5 | 69.51 | 0.01 | 0
2020 | MISO_MO-IL_2_MISO_IN | MISO_MO-IL | MISO_IN | Internal | Winter | B18 | 400 | 2100 | 36.65 | 67.24 | 67.25 | 0.01 | 0
2020 | MISO_MO-IL_2_MISO_IN | MISO_MO-IL | MISO_IN | Internal | Winter | B19 | 700 | 2100 | 2.61 | 66.48 | 66.47 | 0.01 | 0
2020 | MISO_MO-IL_2_MISO_IN | MISO_MO-IL | MISO_IN | Internal | Winter | B20 | 935 | 2100 | 2.34 | 60.48 | 60.47 | 0.01 | 0
2020 | MISO_MO-IL_2_MISO_W | MISO_MO-IL | MISO_W | Internal | Shoulder | B11 | 25 | 960 | 25.2 | 72.58 | 72.57 | 0.01 | 0
2020 | MISO_MO-IL_2_MISO_W | MISO_MO-IL | MISO_W | Internal | Shoulder | B12 | 200 | 960 | 3.72 | 67.44 | 67.43 | 0.01 | 0
2020 | MISO_MO-IL_2_MISO_W | MISO_MO-IL | MISO_W | Internal | Shoulder | B13 | 600 | 960 | 1.4 | 64.73 | 64.72 | 0.01 | 0
2020 | MISO_MO-IL_2_MISO_W | MISO_MO-IL | MISO_W | Internal | Shoulder | B14 | 900 | 960 | 0.97 | 62.87 | 62.85 | 0.01 | 0
2020 | MISO_MO-IL_2_MISO_W | MISO_MO-IL | MISO_W | Internal | Shoulder | B15 | 1203 | 960 | 0.75 | 59.22 | 59.2 | 0.01 | 0
2020 | MISO_MO-IL_2_MISO_W | MISO_MO-IL | MISO_W | Internal | Summer | B1 | 10 | 960 | 934.57 | 100.59 | 100.64 | 0.01 | 0.04
2020 | MISO_MO-IL_2_MISO_W | MISO_MO-IL | MISO_W | Internal | Summer | B2 | 25 | 960 | 26.72 | 100.89 | 100.88 | 0.01 | 0
2020 | MISO_MO-IL_2_MISO_W | MISO_MO-IL | MISO_W | Internal | Summer | B3 | 75 | 960 | 9.96 | 100.34 | 100.33 | 0.01 | 0
2020 | MISO_MO-IL_2_MISO_W | MISO_MO-IL | MISO_W | Internal | Summer | B4 | 100 | 960 | 7.38 | 93.76 | 93.75 | 0.01 | 0
2020 | MISO_MO-IL_2_MISO_W | MISO_MO-IL | MISO_W | Internal | Summer | B5 | 200 | 960 | 4.01 | 86.04 | 86.03 | 0.01 | 0
2020 | MISO_MO-IL_2_MISO_W | MISO_MO-IL | MISO_W | Internal | Summer | B6 | 300 | 960 | 2.94 | 72.84 | 72.82 | 0.01 | 0
2020 | MISO_MO-IL_2_MISO_W | MISO_MO-IL | MISO_W | Internal | Summer | B7 | 400 | 960 | 2.16 | 66.73 | 66.72 | 0.01 | 0
2020 | MISO_MO-IL_2_MISO_W | MISO_MO-IL | MISO_W | Internal | Summer | B8 | 500 | 960 | 1.78 | 63.03 | 63.02 | 0.01 | 0
2020 | MISO_MO-IL_2_MISO_W | MISO_MO-IL | MISO_W | Internal | Summer | B9 | 800 | 960 | 1.31 | 61.73 | 61.71 | 0.01 | 0
2020 | MISO_MO-IL_2_MISO_W | MISO_MO-IL | MISO_W | Internal | Summer | B10 | 1262 | 960 | 959.99 | 60.22 | 60.41 | 0.01 | 0.18
2020 | MISO_MO-IL_2_MISO_W | MISO_MO-IL | MISO_W | Internal | Winter | B16 | 25 | 960 | 23.1 | 74.02 | 74.01 | 0.01 | 0
2020 | MISO_MO-IL_2_MISO_W | MISO_MO-IL | MISO_W | Internal | Winter | B17 | 100 | 960 | 6.81 | 69.5 | 69.49 | 0.01 | 0
2020 | MISO_MO-IL_2_MISO_W | MISO_MO-IL | MISO_W | Internal | Winter | B18 | 400 | 960 | 1.97 | 67.24 | 67.22 | 0.01 | 0
2020 | MISO_MO-IL_2_MISO_W | MISO_MO-IL | MISO_W | Internal | Winter | B19 | 700 | 960 | 1.23 | 66.48 | 66.47 | 0.01 | 0
2020 | MISO_MO-IL_2_MISO_W | MISO_MO-IL | MISO_W | Internal | Winter | B20 | 935 | 960 | 0.94 | 60.48 | 60.47 | 0.01 | 0
2020 | MISO_MO-IL_2_PJM_ROR | MISO_MO-IL | PJM_ROR | Internal | Shoulder | B11 | 25 | 1212 | 2.48 | 72.58 | 74.12 | 2 | 0
2020 | MISO_MO-IL_2_PJM_ROR | MISO_MO-IL | PJM_ROR | Internal | Shoulder | B12 | 200 | 1212 | 796.07 | 67.44 | 69.44 | 2 | 0
2020 | MISO_MO-IL_2_PJM_ROR | MISO_MO-IL | PJM_ROR | Internal | Shoulder | B13 | 600 | 1212 | 3.36 | 64.73 | 66.72 | 2 | 0
2020 | MISO_MO-IL_2_PJM_ROR | MISO_MO-IL | PJM_ROR | Internal | Shoulder | B14 | 900 | 1212 | 93.98 | 62.87 | 64.87 | 2 | 0
2020 | MISO_MO-IL_2_PJM_ROR | MISO_MO-IL | PJM_ROR | Internal | Shoulder | B15 | 1203 | 1212 | 1211.93 | 59.22 | 61.33 | 2 | 0.11
2020 | MISO_MO-IL_2_PJM_ROR | MISO_MO-IL | PJM_ROR | Internal | Summer | B1 | 10 | 1212 | 1210.58 | 100.59 | 102.7 | 2 | 0.11
2020 | MISO_MO-IL_2_PJM_ROR | MISO_MO-IL | PJM_ROR | Internal | Summer | B2 | 25 | 1212 | 323.29 | 100.89 | 102.89 | 2 | 0
2020 | MISO_MO-IL_2_PJM_ROR | MISO_MO-IL | PJM_ROR | Internal | Summer | B3 | 75 | 1212 | 0.46 | 100.34 | 101.27 | 2 | 0
2020 | MISO_MO-IL_2_PJM_ROR | MISO_MO-IL | PJM_ROR | Internal | Summer | B4 | 100 | 1212 | 0.26 | 93.76 | 94.22 | 2 | 0
2020 | MISO_MO-IL_2_PJM_ROR | MISO_MO-IL | PJM_ROR | Internal | Summer | B5 | 200 | 1212 | 0.48 | 86.04 | 87.71 | 2 | 0
2020 | MISO_MO-IL_2_PJM_ROR | MISO_MO-IL | PJM_ROR | Internal | Summer | B6 | 300 | 1212 | 0.35 | 72.84 | 74.51 | 2 | 0
2020 | MISO_MO-IL_2_PJM_ROR | MISO_MO-IL | PJM_ROR | Internal | Summer | B7 | 400 | 1212 | 0.23 | 66.73 | 68.39 | 2 | 0
2020 | MISO_MO-IL_2_PJM_ROR | MISO_MO-IL | PJM_ROR | Internal | Summer | B8 | 500 | 1212 | 0.1 | 63.03 | 64.26 | 2 | 0
2020 | MISO_MO-IL_2_PJM_ROR | MISO_MO-IL | PJM_ROR | Internal | Summer | B9 | 800 | 1212 | 0.05 | 61.73 | 62.74 | 2 | 0
2020 | MISO_MO-IL_2_PJM_ROR | MISO_MO-IL | PJM_ROR | Internal | Summer | B10 | 1262 | 1212 | 0.03 | 60.22 | 61.22 | 2 | 0
2020 | MISO_MO-IL_2_PJM_ROR | MISO_MO-IL | PJM_ROR | Internal | Winter | B16 | 25 | 1212 | 1211.81 | 74.02 | 76.13 | 2 | 0.11
2020 | MISO_MO-IL_2_PJM_ROR | MISO_MO-IL | PJM_ROR | Internal | Winter | B17 | 100 | 1212 | 1211.81 | 69.5 | 71.61 | 2 | 0.11
2020 | MISO_MO-IL_2_PJM_ROR | MISO_MO-IL | PJM_ROR | Internal | Winter | B18 | 400 | 1212 | 1211.89 | 67.24 | 69.34 | 2 | 0.11
2020 | MISO_MO-IL_2_PJM_ROR | MISO_MO-IL | PJM_ROR | Internal | Winter | B19 | 700 | 1212 | 1211.84 | 66.48 | 68.57 | 2 | 0.09
2020 | MISO_MO-IL_2_PJM_ROR | MISO_MO-IL | PJM_ROR | Internal | Winter | B20 | 935 | 1212 | 1211.85 | 60.48 | 62.56 | 2 | 0.09
2020 | MISO_MO-IL_2_SPP_N | MISO_MO-IL | SPP_N | Internal | Shoulder | B11 | 25 | 2000 | 0.14 | 72.58 | 67.58 | 8 | 0
2020 | MISO_MO-IL_2_SPP_N | MISO_MO-IL | SPP_N | Internal | Shoulder | B12 | 200 | 2000 | 0.02 | 67.44 | 62.1 | 8 | 0
2020 | MISO_MO-IL_2_SPP_N | MISO_MO-IL | SPP_N | Internal | Shoulder | B13 | 600 | 2000 | 0 | 64.73 | 59.53 | 8 | 0
2020 | MISO_MO-IL_2_SPP_N | MISO_MO-IL | SPP_N | Internal | Shoulder | B14 | 900 | 2000 | 0 | 62.87 | 57.02 | 8 | 0
2020 | MISO_MO-IL_2_SPP_N | MISO_MO-IL | SPP_N | Internal | Shoulder | B15 | 1203 | 2000 | 0 | 59.22 | 53.37 | 8 | 0
2020 | MISO_MO-IL_2_SPP_N | MISO_MO-IL | SPP_N | Internal | Summer | B1 | 10 | 2000 | 0.33 | 100.59 | 94.74 | 8 | 0
2020 | MISO_MO-IL_2_SPP_N | MISO_MO-IL | SPP_N | Internal | Summer | B2 | 25 | 2000 | 0.14 | 100.89 | 95.04 | 8 | 0
2020 | MISO_MO-IL_2_SPP_N | MISO_MO-IL | SPP_N | Internal | Summer | B3 | 75 | 2000 | 0.05 | 100.34 | 95.15 | 8 | 0
2020 | MISO_MO-IL_2_SPP_N | MISO_MO-IL | SPP_N | Internal | Summer | B4 | 100 | 2000 | 0.04 | 93.76 | 91.25 | 8 | 0
2020 | MISO_MO-IL_2_SPP_N | MISO_MO-IL | SPP_N | Internal | Summer | B5 | 200 | 2000 | 0.02 | 86.04 | 81.75 | 8 | 0
2020 | MISO_MO-IL_2_SPP_N | MISO_MO-IL | SPP_N | Internal | Summer | B6 | 300 | 2000 | 0.01 | 72.84 | 67.84 | 8 | 0
2020 | MISO_MO-IL_2_SPP_N | MISO_MO-IL | SPP_N | Internal | Summer | B7 | 400 | 2000 | 0.01 | 66.73 | 64.16 | 8 | 0
2020 | MISO_MO-IL_2_SPP_N | MISO_MO-IL | SPP_N | Internal | Summer | B8 | 500 | 2000 | 0.01 | 63.03 | 61.3 | 8 | 0
2020 | MISO_MO-IL_2_SPP_N | MISO_MO-IL | SPP_N | Internal | Summer | B9 | 800 | 2000 | 0 | 61.73 | 59.88 | 8 | 0
2020 | MISO_MO-IL_2_SPP_N | MISO_MO-IL | SPP_N | Internal | Summer | B10 | 1262 | 2000 | 0 | 60.22 | 55.22 | 8 | 0
2020 | MISO_MO-IL_2_SPP_N | MISO_MO-IL | SPP_N | Internal | Winter | B16 | 25 | 2000 | 0.13 | 74.02 | 68.17 | 8 | 0
2020 | MISO_MO-IL_2_SPP_N | MISO_MO-IL | SPP_N | Internal | Winter | B17 | 100 | 2000 | 0.03 | 69.5 | 63.65 | 8 | 0
2020 | MISO_MO-IL_2_SPP_N | MISO_MO-IL | SPP_N | Internal | Winter | B18 | 400 | 2000 | 0 | 67.24 | 62.03 | 8 | 0
2020 | MISO_MO-IL_2_SPP_N | MISO_MO-IL | SPP_N | Internal | Winter | B19 | 700 | 2000 | 0 | 66.48 | 61.28 | 8 | 0
2020 | MISO_MO-IL_2_SPP_N | MISO_MO-IL | SPP_N | Internal | Winter | B20 | 935 | 2000 | 0 | 60.48 | 54.63 | 8 | 0
2020 | MISO_MO-IL_2_TVA_Transmission | MISO_MO-IL | TVA_Transmission | Internal | Shoulder | B11 | 25 | 4000 | 0.54 | 72.58 | 77.21 | 8 | 0
2020 | MISO_MO-IL_2_TVA_Transmission | MISO_MO-IL | TVA_Transmission | Internal | Shoulder | B12 | 200 | 4000 | 0.06 | 67.44 | 71.37 | 8 | 0
2020 | MISO_MO-IL_2_TVA_Transmission | MISO_MO-IL | TVA_Transmission | Internal | Shoulder | B13 | 600 | 4000 | 0.02 | 64.73 | 69.02 | 8 | 0
2020 | MISO_MO-IL_2_TVA_Transmission | MISO_MO-IL | TVA_Transmission | Internal | Shoulder | B14 | 900 | 4000 | 0.02 | 62.87 | 68.27 | 8 | 0
2020 | MISO_MO-IL_2_TVA_Transmission | MISO_MO-IL | TVA_Transmission | Internal | Shoulder | B15 | 1203 | 4000 | 0.28 | 59.22 | 67.13 | 8 | 0
2020 | MISO_MO-IL_2_TVA_Transmission | MISO_MO-IL | TVA_Transmission | Internal | Summer | B1 | 10 | 4000 | 1046.62 | 100.59 | 108.58 | 8 | 0
2020 | MISO_MO-IL_2_TVA_Transmission | MISO_MO-IL | TVA_Transmission | Internal | Summer | B2 | 25 | 4000 | 125.73 | 100.89 | 108.89 | 8 | 0
2020 | MISO_MO-IL_2_TVA_Transmission | MISO_MO-IL | TVA_Transmission | Internal | Summer | B3 | 75 | 4000 | 0.49 | 100.34 | 107.27 | 8 | 0
2020 | MISO_MO-IL_2_TVA_Transmission | MISO_MO-IL | TVA_Transmission | Internal | Summer | B4 | 100 | 4000 | 0.26 | 93.76 | 100.22 | 8 | 0
2020 | MISO_MO-IL_2_TVA_Transmission | MISO_MO-IL | TVA_Transmission | Internal | Summer | B5 | 200 | 4000 | 0.08 | 86.04 | 90.97 | 8 | 0
2020 | MISO_MO-IL_2_TVA_Transmission | MISO_MO-IL | TVA_Transmission | Internal | Summer | B6 | 300 | 4000 | 0.05 | 72.84 | 77.48 | 8 | 0
2020 | MISO_MO-IL_2_TVA_Transmission | MISO_MO-IL | TVA_Transmission | Internal | Summer | B7 | 400 | 4000 | 0.03 | 66.73 | 71.38 | 8 | 0
2020 | MISO_MO-IL_2_TVA_Transmission | MISO_MO-IL | TVA_Transmission | Internal | Summer | B8 | 500 | 4000 | 0.03 | 63.03 | 68.54 | 8 | 0
2020 | MISO_MO-IL_2_TVA_Transmission | MISO_MO-IL | TVA_Transmission | Internal | Summer | B9 | 800 | 4000 | 0.02 | 61.73 | 66.99 | 8 | 0
2020 | MISO_MO-IL_2_TVA_Transmission | MISO_MO-IL | TVA_Transmission | Internal | Summer | B10 | 1262 | 4000 | 0 | 60.22 | 64.51 | 8 | 0
2020 | MISO_MO-IL_2_TVA_Transmission | MISO_MO-IL | TVA_Transmission | Internal | Winter | B16 | 25 | 4000 | 155.33 | 74.02 | 82.01 | 8 | 0
2020 | MISO_MO-IL_2_TVA_Transmission | MISO_MO-IL | TVA_Transmission | Internal | Winter | B17 | 100 | 4000 | 0.13 | 69.5 | 74.05 | 8 | 0
2020 | MISO_MO-IL_2_TVA_Transmission | MISO_MO-IL | TVA_Transmission | Internal | Winter | B18 | 400 | 4000 | 0.03 | 67.24 | 71.98 | 8 | 0
2020 | MISO_MO-IL_2_TVA_Transmission | MISO_MO-IL | TVA_Transmission | Internal | Winter | B19 | 700 | 4000 | 0.02 | 66.48 | 71.09 | 8 | 0
2020 | MISO_MO-IL_2_TVA_Transmission | MISO_MO-IL | TVA_Transmission | Internal | Winter | B20 | 935 | 4000 | 745.17 | 60.48 | 68.48 | 8 | 0
2020 | MISO_W_2_IESO | MISO_W | IESO | Internal | Shoulder | B11 | 25 | 90 | 0.08 | 72.57 | 56.72 | 8 | 0.01
2020 | MISO_W_2_IESO | MISO_W | IESO | Internal | Shoulder | B12 | 200 | 90 | 0 | 67.43 | 51.57 | 8 | 0
2020 | MISO_W_2_IESO | MISO_W | IESO | Internal | Shoulder | B13 | 600 | 90 | 0 | 64.72 | 51.57 | 8 | 0
2020 | MISO_W_2_IESO | MISO_W | IESO | Internal | Shoulder | B14 | 900 | 90 | 0 | 62.85 | 51.57 | 8 | 0
2020 | MISO_W_2_IESO | MISO_W | IESO | Internal | Shoulder | B15 | 1203 | 90 | 0 | 59.2 | 51.57 | 8 | 0
2020 | MISO_W_2_IESO | MISO_W | IESO | Internal | Summer | B1 | 10 | 90 | 0.23 | 100.64 | 89.88 | 8 | 0.03
2020 | MISO_W_2_IESO | MISO_W | IESO | Internal | Summer | B2 | 25 | 90 | 0.08 | 100.88 | 87.9 | 8 | 0.01
2020 | MISO_W_2_IESO | MISO_W | IESO | Internal | Summer | B3 | 75 | 90 | 0.03 | 100.33 | 84.48 | 8 | 0
2020 | MISO_W_2_IESO | MISO_W | IESO | Internal | Summer | B4 | 100 | 90 | 0.02 | 93.75 | 77.9 | 8 | 0
2020 | MISO_W_2_IESO | MISO_W | IESO | Internal | Summer | B5 | 200 | 90 | 0 | 86.03 | 70.17 | 8 | 0
2020 | MISO_W_2_IESO | MISO_W | IESO | Internal | Summer | B6 | 300 | 90 | 0 | 72.82 | 56.97 | 8 | 0
2020 | MISO_W_2_IESO | MISO_W | IESO | Internal | Summer | B7 | 400 | 90 | 0 | 66.72 | 50.86 | 8 | 0
2020 | MISO_W_2_IESO | MISO_W | IESO | Internal | Summer | B8 | 500 | 90 | 0 | 63.02 | 47.17 | 8 | 0
2020 | MISO_W_2_IESO | MISO_W | IESO | Internal | Summer | B9 | 800 | 90 | 0 | 61.71 | 47.17 | 8 | 0
2020 | MISO_W_2_IESO | MISO_W | IESO | Internal | Summer | B10 | 1262 | 90 | 0 | 60.41 | 47.17 | 8 | 0
2020 | MISO_W_2_IESO | MISO_W | IESO | Internal | Winter | B16 | 25 | 90 | 0.08 | 74.01 | 58.16 | 8 | 0.01
2020 | MISO_W_2_IESO | MISO_W | IESO | Internal | Winter | B17 | 100 | 90 | 0.02 | 69.49 | 55.74 | 8 | 0
2020 | MISO_W_2_IESO | MISO_W | IESO | Internal | Winter | B18 | 400 | 90 | 0 | 67.22 | 53.45 | 8 | 0
2020 | MISO_W_2_IESO | MISO_W | IESO | Internal | Winter | B19 | 700 | 90 | 0 | 66.47 | 53.45 | 8 | 0
2020 | MISO_W_2_IESO | MISO_W | IESO | Internal | Winter | B20 | 935 | 90 | 0 | 60.47 | 53.45 | 8 | 0
2020 | MISO_W_2_MAPP_CA | MISO_W | MAPP_CA | Internal | Shoulder | B11 | 25 | 700 | 23.17 | 72.57 | 72.56 | 0.01 | 0
2020 | MISO_W_2_MAPP_CA | MISO_W | MAPP_CA | Internal | Shoulder | B12 | 200 | 700 | 3.83 | 67.43 | 67.41 | 0.01 | 0
2020 | MISO_W_2_MAPP_CA | MISO_W | MAPP_CA | Internal | Shoulder | B13 | 600 | 700 | 1.39 | 64.72 | 64.71 | 0.01 | 0
2020 | MISO_W_2_MAPP_CA | MISO_W | MAPP_CA | Internal | Shoulder | B14 | 900 | 700 | 0.95 | 62.85 | 62.84 | 0.01 | 0
2020 | MISO_W_2_MAPP_CA | MISO_W | MAPP_CA | Internal | Shoulder | B15 | 1203 | 700 | 2122.78 | 59.2 | 59.83 | 0.01 | 0.61
2020 | MISO_W_2_MAPP_CA | MISO_W | MAPP_CA | Internal | Summer | B1 | 10 | 700 | 54.18 | 100.64 | 100.63 | 0.01 | 0
2020 | MISO_W_2_MAPP_CA | MISO_W | MAPP_CA | Internal | Summer | B2 | 25 | 700 | 23.18 | 100.88 | 100.87 | 0.01 | 0
2020 | MISO_W_2_MAPP_CA | MISO_W | MAPP_CA | Internal | Summer | B3 | 75 | 700 | 8.81 | 100.33 | 100.32 | 0.01 | 0
2020 | MISO_W_2_MAPP_CA | MISO_W | MAPP_CA | Internal | Summer | B4 | 100 | 700 | 6.82 | 93.75 | 93.74 | 0.01 | 0
2020 | MISO_W_2_MAPP_CA | MISO_W | MAPP_CA | Internal | Summer | B5 | 200 | 700 | 3.67 | 86.03 | 86.02 | 0.01 | 0
2020 | MISO_W_2_MAPP_CA | MISO_W | MAPP_CA | Internal | Summer | B6 | 300 | 700 | 2.58 | 72.82 | 72.81 | 0.01 | 0
2020 | MISO_W_2_MAPP_CA | MISO_W | MAPP_CA | Internal | Summer | B7 | 400 | 700 | 2 | 66.72 | 66.7 | 0.01 | 0
2020 | MISO_W_2_MAPP_CA | MISO_W | MAPP_CA | Internal | Summer | B8 | 500 | 700 | 1.62 | 63.02 | 63.01 | 0.01 | 0
2020 | MISO_W_2_MAPP_CA | MISO_W | MAPP_CA | Internal | Summer | B9 | 800 | 700 | 1.04 | 61.71 | 61.7 | 0.01 | 0
2020 | MISO_W_2_MAPP_CA | MISO_W | MAPP_CA | Internal | Summer | B10 | 1262 | 700 | 2203.8 | 60.41 | 61.04 | 0.01 | 0.61
2020 | MISO_W_2_MAPP_CA | MISO_W | MAPP_CA | Internal | Winter | B16 | 25 | 700 | 25.51 | 74.01 | 74 | 0.01 | 0
2020 | MISO_W_2_MAPP_CA | MISO_W | MAPP_CA | Internal | Winter | B17 | 100 | 700 | 8.46 | 69.49 | 69.48 | 0.01 | 0
2020 | MISO_W_2_MAPP_CA | MISO_W | MAPP_CA | Internal | Winter | B18 | 400 | 700 | 2.28 | 67.22 | 67.21 | 0.01 | 0
2020 | MISO_W_2_MAPP_CA | MISO_W | MAPP_CA | Internal | Winter | B19 | 700 | 700 | 1.31 | 66.47 | 66.46 | 0.01 | 0
2020 | MISO_W_2_MAPP_CA | MISO_W | MAPP_CA | Internal | Winter | B20 | 935 | 700 | 2145.71 | 60.47 | 61.09 | 0.01 | 0.61
2020 | MISO_W_2_MAPP_US | MISO_W | MAPP_US | Internal | Shoulder | B11 | 25 | 2300 | 0.14 | 72.57 | 65.57 | 7 | 0
2020 | MISO_W_2_MAPP_US | MISO_W | MAPP_US | Internal | Shoulder | B12 | 200 | 2300 | 0.02 | 67.43 | 60.43 | 7 | 0
2020 | MISO_W_2_MAPP_US | MISO_W | MAPP_US | Internal | Shoulder | B13 | 600 | 2300 | 0 | 64.72 | 57.72 | 7 | 0
2020 | MISO_W_2_MAPP_US | MISO_W | MAPP_US | Internal | Shoulder | B14 | 900 | 2300 | 0 | 62.85 | 55.85 | 7 | 0
2020 | MISO_W_2_MAPP_US | MISO_W | MAPP_US | Internal | Shoulder | B15 | 1203 | 2300 | 0 | 59.2 | 55.45 | 7 | 0
2020 | MISO_W_2_MAPP_US | MISO_W | MAPP_US | Internal | Summer | B1 | 10 | 2300 | 0.34 | 100.64 | 93.64 | 7 | 0
2020 | MISO_W_2_MAPP_US | MISO_W | MAPP_US | Internal | Summer | B2 | 25 | 2300 | 0.14 | 100.88 | 93.88 | 7 | 0
2020 | MISO_W_2_MAPP_US | MISO_W | MAPP_US | Internal | Summer | B3 | 75 | 2300 | 0.05 | 100.33 | 93.33 | 7 | 0
2020 | MISO_W_2_MAPP_US | MISO_W | MAPP_US | Internal | Summer | B4 | 100 | 2300 | 0.03 | 93.75 | 86.75 | 7 | 0
2020 | MISO_W_2_MAPP_US | MISO_W | MAPP_US | Internal | Summer | B5 | 200 | 2300 | 0.02 | 86.03 | 79.03 | 7 | 0
2020 | MISO_W_2_MAPP_US | MISO_W | MAPP_US | Internal | Summer | B6 | 300 | 2300 | 0.01 | 72.82 | 65.82 | 7 | 0
2020 | MISO_W_2_MAPP_US | MISO_W | MAPP_US | Internal | Summer | B7 | 400 | 2300 | 0 | 66.72 | 59.72 | 7 | 0
2020 | MISO_W_2_MAPP_US | MISO_W | MAPP_US | Internal | Summer | B8 | 500 | 2300 | 0 | 63.02 | 56.02 | 7 | 0
2020 | MISO_W_2_MAPP_US | MISO_W | MAPP_US | Internal | Summer | B9 | 800 | 2300 | 0 | 61.71 | 54.79 | 7 | 0
2020 | MISO_W_2_MAPP_US | MISO_W | MAPP_US | Internal | Summer | B10 | 1262 | 2300 | 0 | 60.41 | 54.77 | 7 | 0
2020 | MISO_W_2_MAPP_US | MISO_W | MAPP_US | Internal | Winter | B16 | 25 | 2300 | 0.13 | 74.01 | 66.99 | 7 | 0
2020 | MISO_W_2_MAPP_US | MISO_W | MAPP_US | Internal | Winter | B17 | 100 | 2300 | 0.03 | 69.49 | 62.49 | 7 | 0
2020 | MISO_W_2_MAPP_US | MISO_W | MAPP_US | Internal | Winter | B18 | 400 | 2300 | 0 | 67.22 | 60.22 | 7 | 0
2020 | MISO_W_2_MAPP_US | MISO_W | MAPP_US | Internal | Winter | B19 | 700 | 2300 | 0 | 66.47 | 60.22 | 7 | 0
2020 | MISO_W_2_MAPP_US | MISO_W | MAPP_US | Internal | Winter | B20 | 935 | 2300 | 0 | 60.47 | 55.45 | 7 | 0
2020 | MISO_W_2_MISO_MO-IL | MISO_W | MISO_MO-IL | Internal | Shoulder | B11 | 25 | 3800 | 1854.07 | 72.57 | 72.58 | 0.01 | 0
2020 | MISO_W_2_MISO_MO-IL | MISO_W | MISO_MO-IL | Internal | Shoulder | B12 | 200 | 3800 | 4642.49 | 67.43 | 67.44 | 0.01 | 0
2020 | MISO_W_2_MISO_MO-IL | MISO_W | MISO_MO-IL | Internal | Shoulder | B13 | 600 | 3800 | 3454.34 | 64.72 | 64.73 | 0.01 | 0
2020 | MISO_W_2_MISO_MO-IL | MISO_W | MISO_MO-IL | Internal | Shoulder | B14 | 900 | 3800 | 2070.9 | 62.85 | 62.87 | 0.01 | 0
2020 | MISO_W_2_MISO_MO-IL | MISO_W | MISO_MO-IL | Internal | Shoulder | B15 | 1203 | 3800 | 1056.88 | 59.2 | 59.22 | 0.01 | 0
2020 | MISO_W_2_MISO_MO-IL | MISO_W | MISO_MO-IL | Internal | Summer | B1 | 10 | 3800 | 64.74 | 100.64 | 100.59 | 0.01 | 0
2020 | MISO_W_2_MISO_MO-IL | MISO_W | MISO_MO-IL | Internal | Summer | B2 | 25 | 3800 | 568.5 | 100.88 | 100.89 | 0.01 | 0
2020 | MISO_W_2_MISO_MO-IL | MISO_W | MISO_MO-IL | Internal | Summer | B3 | 75 | 3800 | 1279.66 | 100.33 | 100.34 | 0.01 | 0
2020 | MISO_W_2_MISO_MO-IL | MISO_W | MISO_MO-IL | Internal | Summer | B4 | 100 | 3800 | 2351.89 | 93.75 | 93.76 | 0.01 | 0
2020 | MISO_W_2_MISO_MO-IL | MISO_W | MISO_MO-IL | Internal | Summer | B5 | 200 | 3800 | 1925.05 | 86.03 | 86.04 | 0.01 | 0
2020 | MISO_W_2_MISO_MO-IL | MISO_W | MISO_MO-IL | Internal | Summer | B6 | 300 | 3800 | 957.56 | 72.82 | 72.84 | 0.01 | 0
2020 | MISO_W_2_MISO_MO-IL | MISO_W | MISO_MO-IL | Internal | Summer | B7 | 400 | 3800 | 1553.29 | 66.72 | 66.73 | 0.01 | 0
2020 | MISO_W_2_MISO_MO-IL | MISO_W | MISO_MO-IL | Internal | Summer | B8 | 500 | 3800 | 1209.99 | 63.02 | 63.03 | 0.01 | 0
2020 | MISO_W_2_MISO_MO-IL | MISO_W | MISO_MO-IL | Internal | Summer | B9 | 800 | 3800 | 618.56 | 61.71 | 61.73 | 0.01 | 0
2020 | MISO_W_2_MISO_MO-IL | MISO_W | MISO_MO-IL | Internal | Summer | B10 | 1262 | 3800 | 0.21 | 60.41 | 60.22 | 0.01 | 0
2020 | MISO_W_2_MISO_MO-IL | MISO_W | MISO_MO-IL | Internal | Winter | B16 | 25 | 3800 | 13245.22 | 74.01 | 74.02 | 0.01 | 0
2020 | MISO_W_2_MISO_MO-IL | MISO_W | MISO_MO-IL | Internal | Winter | B17 | 100 | 3800 | 9129.89 | 69.49 | 69.5 | 0.01 | 0
2020 | MISO_W_2_MISO_MO-IL | MISO_W | MISO_MO-IL | Internal | Winter | B18 | 400 | 3800 | 4602.41 | 67.22 | 67.24 | 0.01 | 0
2020 | MISO_W_2_MISO_MO-IL | MISO_W | MISO_MO-IL | Internal | Winter | B19 | 700 | 3800 | 1834.49 | 66.47 | 66.48 | 0.01 | 0
2020 | MISO_W_2_MISO_MO-IL | MISO_W | MISO_MO-IL | Internal | Winter | B20 | 935 | 3800 | 2676.65 | 60.47 | 60.48 | 0.01 | 0
2020 | MISO_W_2_MISO_WUMS | MISO_W | MISO_WUMS | Internal | Shoulder | B11 | 25 | 1629 | 3.27 | 72.57 | 72.12 | 0.01 | 0
2020 | MISO_W_2_MISO_WUMS | MISO_W | MISO_WUMS | Internal | Shoulder | B12 | 200 | 1629 | 0.49 | 67.43 | 66.98 | 0.01 | 0
2020 | MISO_W_2_MISO_WUMS | MISO_W | MISO_WUMS | Internal | Shoulder | B13 | 600 | 1629 | 0.17 | 64.72 | 64.27 | 0.01 | 0
2020 | MISO_W_2_MISO_WUMS | MISO_W | MISO_WUMS | Internal | Shoulder | B14 | 900 | 1629 | 0.12 | 62.85 | 62.41 | 0.01 | 0
2020 | MISO_W_2_MISO_WUMS | MISO_W | MISO_WUMS | Internal | Shoulder | B15 | 1203 | 1629 | 0.09 | 59.2 | 58.78 | 0.01 | 0
2020 | MISO_W_2_MISO_WUMS | MISO_W | MISO_WUMS | Internal | Summer | B1 | 10 | 1629 | 7.98 | 100.64 | 100.15 | 0.01 | 0
2020 | MISO_W_2_MISO_WUMS | MISO_W | MISO_WUMS | Internal | Summer | B2 | 25 | 1629 | 3.37 | 100.88 | 100.43 | 0.01 | 0
2020 | MISO_W_2_MISO_WUMS | MISO_W | MISO_WUMS | Internal | Summer | B3 | 75 | 1629 | 0.78 | 100.33 | 99.57 | 0.01 | 0
2020 | MISO_W_2_MISO_WUMS | MISO_W | MISO_WUMS | Internal | Summer | B4 | 100 | 1629 | 0.59 | 93.75 | 92.99 | 0.01 | 0
2020 | MISO_W_2_MISO_WUMS | MISO_W | MISO_WUMS | Internal | Summer | B5 | 200 | 1629 | 0.3 | 86.03 | 85.26 | 0.01 | 0
2020 | MISO_W_2_MISO_WUMS | MISO_W | MISO_WUMS | Internal | Summer | B6 | 300 | 1629 | 0.21 | 72.82 | 72.06 | 0.01 | 0
2020 | MISO_W_2_MISO_WUMS | MISO_W | MISO_WUMS | Internal | Summer | B7 | 400 | 1629 | 0.16 | 66.72 | 65.95 | 0.01 | 0
2020 | MISO_W_2_MISO_WUMS | MISO_W | MISO_WUMS | Internal | Summer | B8 | 500 | 1629 | 0.13 | 63.02 | 62.26 | 0.01 | 0
2020 | MISO_W_2_MISO_WUMS | MISO_W | MISO_WUMS | Internal | Summer | B9 | 800 | 1629 | 0.08 | 61.71 | 60.95 | 0.01 | 0
2020 | MISO_W_2_MISO_WUMS | MISO_W | MISO_WUMS | Internal | Summer | B10 | 1262 | 1629 | 0.05 | 60.41 | 59.64 | 0.01 | 0
2020 | MISO_W_2_MISO_WUMS | MISO_W | MISO_WUMS | Internal | Winter | B16 | 25 | 1629 | 3.8 | 74.01 | 73.59 | 0.01 | 0
2020 | MISO_W_2_MISO_WUMS | MISO_W | MISO_WUMS | Internal | Winter | B17 | 100 | 1629 | 1.01 | 69.49 | 69.07 | 0.01 | 0
2020 | MISO_W_2_MISO_WUMS | MISO_W | MISO_WUMS | Internal | Winter | B18 | 400 | 1629 | 0.26 | 67.22 | 66.8 | 0.01 | 0
2020 | MISO_W_2_MISO_WUMS | MISO_W | MISO_WUMS | Internal | Winter | B19 | 700 | 1629 | 0.15 | 66.47 | 66.02 | 0.01 | 0
2020 | MISO_W_2_MISO_WUMS | MISO_W | MISO_WUMS | Internal | Winter | B20 | 935 | 1629 | 0.11 | 60.47 | 60.02 | 0.01 | 0
2020 | MISO_W_2_NE | MISO_W | NE | Internal | Shoulder | B11 | 25 | 2800 | 0.15 | 72.57 | 66.86 | 7 | 0
2020 | MISO_W_2_NE | MISO_W | NE | Internal | Shoulder | B12 | 200 | 2800 | 0.02 | 67.43 | 61.52 | 7 | 0
2020 | MISO_W_2_NE | MISO_W | NE | Internal | Shoulder | B13 | 600 | 2800 | 0 | 64.72 | 58.82 | 7 | 0
2020 | MISO_W_2_NE | MISO_W | NE | Internal | Shoulder | B14 | 900 | 2800 | 0 | 62.85 | 56.95 | 7 | 0
2020 | MISO_W_2_NE | MISO_W | NE | Internal | Shoulder | B15 | 1203 | 2800 | 0 | 59.2 | 53.3 | 7 | 0
2020 | MISO_W_2_NE | MISO_W | NE | Internal | Summer | B1 | 10 | 2800 | 0.35 | 100.64 | 94.73 | 7 | 0
2020 | MISO_W_2_NE | MISO_W | NE | Internal | Summer | B2 | 25 | 2800 | 0.15 | 100.88 | 94.98 | 7 | 0
2020 | MISO_W_2_NE | MISO_W | NE | Internal | Summer | B3 | 75 | 2800 | 0.05 | 100.33 | 94.43 | 7 | 0
2020 | MISO_W_2_NE | MISO_W | NE | Internal | Summer | B4 | 100 | 2800 | 0.05 | 93.75 | 90.53 | 7 | 0
2020 | MISO_W_2_NE | MISO_W | NE | Internal | Summer | B5 | 200 | 2800 | 0.02 | 86.03 | 81.03 | 7 | 0
2020 | MISO_W_2_NE | MISO_W | NE | Internal | Summer | B6 | 300 | 2800 | 0.01 | 72.82 | 67.12 | 7 | 0
2020 | MISO_W_2_NE | MISO_W | NE | Internal | Summer | B7 | 400 | 2800 | 0.01 | 66.72 | 63.44 | 7 | 0
2020 | MISO_W_2_NE | MISO_W | NE | Internal | Summer | B8 | 500 | 2800 | 0.01 | 63.02 | 60.59 | 7 | 0
2020 | MISO_W_2_NE | MISO_W | NE | Internal | Summer | B9 | 800 | 2800 | 0 | 61.71 | 59.16 | 7 | 0
2020 | MISO_W_2_NE | MISO_W | NE | Internal | Summer | B10 | 1262 | 2800 | 0 | 60.41 | 54.5 | 7 | 0
2020 | MISO_W_2_NE | MISO_W | NE | Internal | Winter | B16 | 25 | 2800 | 0.14 | 74.01 | 68.1 | 7 | 0
2020 | MISO_W_2_NE | MISO_W | NE | Internal | Winter | B17 | 100 | 2800 | 0.04 | 69.49 | 63.58 | 7 | 0
2020 | MISO_W_2_NE | MISO_W | NE | Internal | Winter | B18 | 400 | 2800 | 0 | 67.22 | 61.32 | 7 | 0
2020 | MISO_W_2_NE | MISO_W | NE | Internal | Winter | B19 | 700 | 2800 | 0 | 66.47 | 60.56 | 7 | 0
2020 | MISO_W_2_NE | MISO_W | NE | Internal | Winter | B20 | 935 | 2800 | 0 | 60.47 | 54.56 | 7 | 0
2020 | MISO_W_2_PJM_ROR | MISO_W | PJM_ROR | Internal | Shoulder | B11 | 25 | 773 | 2.07 | 72.57 | 74.12 | 2 | 0
2020 | MISO_W_2_PJM_ROR | MISO_W | PJM_ROR | Internal | Shoulder | B12 | 200 | 773 | 768.29 | 67.43 | 69.44 | 2 | 0.01
2020 | MISO_W_2_PJM_ROR | MISO_W | PJM_ROR | Internal | Shoulder | B13 | 600 | 773 | 578.98 | 64.72 | 66.72 | 2 | 0
2020 | MISO_W_2_PJM_ROR | MISO_W | PJM_ROR | Internal | Shoulder | B14 | 900 | 773 | 771.23 | 62.85 | 64.87 | 2 | 0.01
2020 | MISO_W_2_PJM_ROR | MISO_W | PJM_ROR | Internal | Shoulder | B15 | 1203 | 773 | 772.87 | 59.2 | 61.33 | 2 | 0.12
2020 | MISO_W_2_PJM_ROR | MISO_W | PJM_ROR | Internal | Summer | B1 | 10 | 773 | 754.99 | 100.64 | 102.7 | 2 | 0.06
2020 | MISO_W_2_PJM_ROR | MISO_W | PJM_ROR | Internal | Summer | B2 | 25 | 773 | 725.42 | 100.88 | 102.89 | 2 | 0.01
2020 | MISO_W_2_PJM_ROR | MISO_W | PJM_ROR | Internal | Summer | B3 | 75 | 773 | 0.4 | 100.33 | 101.27 | 2 | 0
2020 | MISO_W_2_PJM_ROR | MISO_W | PJM_ROR | Internal | Summer | B4 | 100 | 773 | 0.23 | 93.75 | 94.22 | 2 | 0
2020 | MISO_W_2_PJM_ROR | MISO_W | PJM_ROR | Internal | Summer | B5 | 200 | 773 | 0.4 | 86.03 | 87.71 | 2 | 0
2020 | MISO_W_2_PJM_ROR | MISO_W | PJM_ROR | Internal | Summer | B6 | 300 | 773 | 0.29 | 72.82 | 74.51 | 2 | 0
2020 | MISO_W_2_PJM_ROR | MISO_W | PJM_ROR | Internal | Summer | B7 | 400 | 773 | 0.19 | 66.72 | 68.39 | 2 | 0
2020 | MISO_W_2_PJM_ROR | MISO_W | PJM_ROR | Internal | Summer | B8 | 500 | 773 | 0.09 | 63.02 | 64.26 | 2 | 0
2020 | MISO_W_2_PJM_ROR | MISO_W | PJM_ROR | Internal | Summer | B9 | 800 | 773 | 0.04 | 61.71 | 62.74 | 2 | 0
2020 | MISO_W_2_PJM_ROR | MISO_W | PJM_ROR | Internal | Summer | B10 | 1262 | 773 | 0.02 | 60.41 | 61.22 | 2 | 0
2020 | MISO_W_2_PJM_ROR | MISO_W | PJM_ROR | Internal | Winter | B16 | 25 | 773 | 769.44 | 74.01 | 76.13 | 2 | 0.13
2020 | MISO_W_2_PJM_ROR | MISO_W | PJM_ROR | Internal | Winter | B17 | 100 | 773 | 771.92 | 69.49 | 71.61 | 2 | 0.12
2020 | MISO_W_2_PJM_ROR | MISO_W | PJM_ROR | Internal | Winter | B18 | 400 | 773 | 772.67 | 67.22 | 69.34 | 2 | 0.12
2020 | MISO_W_2_PJM_ROR | MISO_W | PJM_ROR | Internal | Winter | B19 | 700 | 773 | 772.75 | 66.47 | 68.57 | 2 | 0.1
2020 | MISO_W_2_PJM_ROR | MISO_W | PJM_ROR | Internal | Winter | B20 | 935 | 773 | 772.8 | 60.47 | 62.56 | 2 | 0.1
2020 | MISO_W_2_SPP_N | MISO_W | SPP_N | Internal | Shoulder | B11 | 25 | 3200 | 0.16 | 72.57 | 67.58 | 7 | 0
2020 | MISO_W_2_SPP_N | MISO_W | SPP_N | Internal | Shoulder | B12 | 200 | 3200 | 0.02 | 67.43 | 62.1 | 7 | 0
2020 | MISO_W_2_SPP_N | MISO_W | SPP_N | Internal | Shoulder | B13 | 600 | 3200 | 0 | 64.72 | 59.53 | 7 | 0
2020 | MISO_W_2_SPP_N | MISO_W | SPP_N | Internal | Shoulder | B14 | 900 | 3200 | 0 | 62.85 | 57.02 | 7 | 0
2020 | MISO_W_2_SPP_N | MISO_W | SPP_N | Internal | Shoulder | B15 | 1203 | 3200 | 0 | 59.2 | 53.37 | 7 | 0
2020 | MISO_W_2_SPP_N | MISO_W | SPP_N | Internal | Summer | B1 | 10 | 3200 | 0.36 | 100.64 | 94.74 | 7 | 0
2020 | MISO_W_2_SPP_N | MISO_W | SPP_N | Internal | Summer | B2 | 25 | 3200 | 0.15 | 100.88 | 95.04 | 7 | 0
2020 | MISO_W_2_SPP_N | MISO_W | SPP_N | Internal | Summer | B3 | 75 | 3200 | 0.05 | 100.33 | 95.15 | 7 | 0
2020 | MISO_W_2_SPP_N | MISO_W | SPP_N | Internal | Summer | B4 | 100 | 3200 | 0.05 | 93.75 | 91.25 | 7 | 0
2020 | MISO_W_2_SPP_N | MISO_W | SPP_N | Internal | Summer | B5 | 200 | 3200 | 0.02 | 86.03 | 81.75 | 7 | 0
2020 | MISO_W_2_SPP_N | MISO_W | SPP_N | Internal | Summer | B6 | 300 | 3200 | 0.01 | 72.82 | 67.84 | 7 | 0
2020 | MISO_W_2_SPP_N | MISO_W | SPP_N | Internal | Summer | B7 | 400 | 3200 | 0.01 | 66.72 | 64.16 | 7 | 0
2020 | MISO_W_2_SPP_N | MISO_W | SPP_N | Internal | Summer | B8 | 500 | 3200 | 0.01 | 63.02 | 61.3 | 7 | 0
2020 | MISO_W_2_SPP_N | MISO_W | SPP_N | Internal | Summer | B9 | 800 | 3200 | 0 | 61.71 | 59.88 | 7 | 0
2020 | MISO_W_2_SPP_N | MISO_W | SPP_N | Internal | Summer | B10 | 1262 | 3200 | 0 | 60.41 | 55.22 | 7 | 0
2020 | MISO_W_2_SPP_N | MISO_W | SPP_N | Internal | Winter | B16 | 25 | 3200 | 0.15 | 74.01 | 68.17 | 7 | 0
2020 | MISO_W_2_SPP_N | MISO_W | SPP_N | Internal | Winter | B17 | 100 | 3200 | 0.04 | 69.49 | 63.65 | 7 | 0
2020 | MISO_W_2_SPP_N | MISO_W | SPP_N | Internal | Winter | B18 | 400 | 3200 | 0.01 | 67.22 | 62.03 | 7 | 0
2020 | MISO_W_2_SPP_N | MISO_W | SPP_N | Internal | Winter | B19 | 700 | 3200 | 0 | 66.47 | 61.28 | 7 | 0
2020 | MISO_W_2_SPP_N | MISO_W | SPP_N | Internal | Winter | B20 | 935 | 3200 | 0 | 60.47 | 54.63 | 7 | 0
2020 | MISO_WUMS_2_MISO_MI | MISO_WUMS | MISO_MI | Internal | Shoulder | B11 | 25 | 99 | 14628.83 | 72.12 | 72.56 | 0.01 | 0.44
2020 | MISO_WUMS_2_MISO_MI | MISO_WUMS | MISO_MI | Internal | Shoulder | B12 | 200 | 99 | 12397.01 | 66.98 | 67.41 | 0.01 | 0.42
2020 | MISO_WUMS_2_MISO_MI | MISO_WUMS | MISO_MI | Internal | Shoulder | B13 | 600 | 99 | 12208.53 | 64.27 | 64.71 | 0.01 | 0.42
2020 | MISO_WUMS_2_MISO_MI | MISO_WUMS | MISO_MI | Internal | Shoulder | B14 | 900 | 99 | 12683.69 | 62.41 | 62.84 | 0.01 | 0.42
2020 | MISO_WUMS_2_MISO_MI | MISO_WUMS | MISO_MI | Internal | Shoulder | B15 | 1203 | 99 | 12148.91 | 58.78 | 59.22 | 0.01 | 0.42
2020 | MISO_WUMS_2_MISO_MI | MISO_WUMS | MISO_MI | Internal | Summer | B1 | 10 | 99 | 15818.55 | 100.15 | 100.58 | 0.01 | 0.45
2020 | MISO_WUMS_2_MISO_MI | MISO_WUMS | MISO_MI | Internal | Summer | B2 | 25 | 99 | 15868.99 | 100.43 | 100.87 | 0.01 | 0.44
2020 | MISO_WUMS_2_MISO_MI | MISO_WUMS | MISO_MI | Internal | Summer | B3 | 75 | 99 | 14737.97 | 99.57 | 100 | 0.01 | 0.43
2020 | MISO_WUMS_2_MISO_MI | MISO_WUMS | MISO_MI | Internal | Summer | B4 | 100 | 99 | 14480.8 | 92.99 | 93.42 | 0.01 | 0.43
2020 | MISO_WUMS_2_MISO_MI | MISO_WUMS | MISO_MI | Internal | Summer | B5 | 200 | 99 | 14713.56 | 85.26 | 85.7 | 0.01 | 0.42
2020 | MISO_WUMS_2_MISO_MI | MISO_WUMS | MISO_MI | Internal | Summer | B6 | 300 | 99 | 16941.08 | 72.06 | 72.49 | 0.01 | 0.42
2020 | MISO_WUMS_2_MISO_MI | MISO_WUMS | MISO_MI | Internal | Summer | B7 | 400 | 99 | 13777.01 | 65.95 | 66.39 | 0.01 | 0.42
2020 | MISO_WUMS_2_MISO_MI | MISO_WUMS | MISO_MI | Internal | Summer | B8 | 500 | 99 | 14006.98 | 62.26 | 62.69 | 0.01 | 0.42
2020 | MISO_WUMS_2_MISO_MI | MISO_WUMS | MISO_MI | Internal | Summer | B9 | 800 | 99 | 13469.59 | 60.95 | 61.38 | 0.01 | 0.42
2020 | MISO_WUMS_2_MISO_MI | MISO_WUMS | MISO_MI | Internal | Summer | B10 | 1262 | 99 | 15365.02 | 59.64 | 60.08 | 0.01 | 0.42
2020 | MISO_WUMS_2_MISO_MI | MISO_WUMS | MISO_MI | Internal | Winter | B16 | 25 | 99 | 17163.08 | 73.59 | 74.02 | 0.01 | 0.44
2020 | MISO_WUMS_2_MISO_MI | MISO_WUMS | MISO_MI | Internal | Winter | B17 | 100 | 99 | 15912.37 | 69.07 | 69.5 | 0.01 | 0.43
2020 | MISO_WUMS_2_MISO_MI | MISO_WUMS | MISO_MI | Internal | Winter | B18 | 400 | 99 | 16146.19 | 66.8 | 67.23 | 0.01 | 0.42
2020 | MISO_WUMS_2_MISO_MI | MISO_WUMS | MISO_MI | Internal | Winter | B19 | 700 | 99 | 15861.91 | 66.02 | 66.46 | 0.01 | 0.42
2020 | MISO_WUMS_2_MISO_MI | MISO_WUMS | MISO_MI | Internal | Winter | B20 | 935 | 99 | 14900.94 | 60.02 | 60.45 | 0.01 | 0.42
2020 | MISO_WUMS_2_MISO_W | MISO_WUMS | MISO_W | Internal | Shoulder | B11 | 25 | 1137 | 1139.04 | 72.12 | 72.57 | 0.01 | 0.44
2020 | MISO_WUMS_2_MISO_W | MISO_WUMS | MISO_W | Internal | Shoulder | B12 | 200 | 1137 | 1137.12 | 66.98 | 67.43 | 0.01 | 0.44
2020 | MISO_WUMS_2_MISO_W | MISO_WUMS | MISO_W | Internal | Shoulder | B13 | 600 | 1137 | 1137.04 | 64.27 | 64.72 | 0.01 | 0.44
2020 | MISO_WUMS_2_MISO_W | MISO_WUMS | MISO_W | Internal | Shoulder | B14 | 900 | 1137 | 1137.02 | 62.41 | 62.85 | 0.01 | 0.44
2020 | MISO_WUMS_2_MISO_W | MISO_WUMS | MISO_W | Internal | Shoulder | B15 | 1203 | 1137 | 1137.01 | 58.78 | 59.2 | 0.01 | 0.41
2020 | MISO_WUMS_2_MISO_W | MISO_WUMS | MISO_W | Internal | Summer | B1 | 10 | 1137 | 1140.9 | 100.15 | 100.64 | 0.01 | 0.48
2020 | MISO_WUMS_2_MISO_W | MISO_WUMS | MISO_W | Internal | Summer | B2 | 25 | 1137 | 1138.57 | 100.43 | 100.88 | 0.01 | 0.44
2020 | MISO_WUMS_2_MISO_W | MISO_WUMS | MISO_W | Internal | Summer | B3 | 75 | 1137 | 4425.71 | 99.57 | 100.33 | 0.01 | 0.75
2020 | MISO_WUMS_2_MISO_W | MISO_WUMS | MISO_W | Internal | Summer | B4 | 100 | 1137 | 5403.74 | 92.99 | 93.75 | 0.01 | 0.75
2020 | MISO_WUMS_2_MISO_W | MISO_WUMS | MISO_W | Internal | Summer | B5 | 200 | 1137 | 4109.81 | 85.26 | 86.03 | 0.01 | 0.75
2020 | MISO_WUMS_2_MISO_W | MISO_WUMS | MISO_W | Internal | Summer | B6 | 300 | 1137 | 2285.79 | 72.06 | 72.82 | 0.01 | 0.75
2020 | MISO_WUMS_2_MISO_W | MISO_WUMS | MISO_W | Internal | Summer | B7 | 400 | 1137 | 3797.63 | 65.95 | 66.72 | 0.01 | 0.75
2020 | MISO_WUMS_2_MISO_W | MISO_WUMS | MISO_W | Internal | Summer | B8 | 500 | 1137 | 4703.36 | 62.26 | 63.02 | 0.01 | 0.75
2020 | MISO_WUMS_2_MISO_W | MISO_WUMS | MISO_W | Internal | Summer | B9 | 800 | 1137 | 6496.14 | 60.95 | 61.71 | 0.01 | 0.75
2020 | MISO_WUMS_2_MISO_W | MISO_WUMS | MISO_W | Internal | Summer | B10 | 1262 | 1137 | 3554.8 | 59.64 | 60.41 | 0.01 | 0.75
2020 | MISO_WUMS_2_MISO_W | MISO_WUMS | MISO_W | Internal | Winter | B16 | 25 | 1137 | 1137.8 | 73.59 | 74.01 | 0.01 | 0.41
2020 | MISO_WUMS_2_MISO_W | MISO_WUMS | MISO_W | Internal | Winter | B17 | 100 | 1137 | 1137.18 | 69.07 | 69.49 | 0.01 | 0.41
2020 | MISO_WUMS_2_MISO_W | MISO_WUMS | MISO_W | Internal | Winter | B18 | 400 | 1137 | 1137.04 | 66.8 | 67.22 | 0.01 | 0.41
2020 | MISO_WUMS_2_MISO_W | MISO_WUMS | MISO_W | Internal | Winter | B19 | 700 | 1137 | 1137.03 | 66.02 | 66.47 | 0.01 | 0.44
2020 | MISO_WUMS_2_MISO_W | MISO_WUMS | MISO_W | Internal | Winter | B20 | 935 | 1137 | 1137.02 | 60.02 | 60.47 | 0.01 | 0.44
2020 | MISO_WUMS_2_PJM_ROR | MISO_WUMS | PJM_ROR | Internal | Shoulder | B11 | 25 | 1600 | 371.5 | 72.12 | 74.12 | 2 | 0
2020 | MISO_WUMS_2_PJM_ROR | MISO_WUMS | PJM_ROR | Internal | Shoulder | B12 | 200 | 1600 | 1599.93 | 66.98 | 69.44 | 2 | 0.46
2020 | MISO_WUMS_2_PJM_ROR | MISO_WUMS | PJM_ROR | Internal | Shoulder | B13 | 600 | 1600 | 1599.96 | 64.27 | 66.72 | 2 | 0.45
2020 | MISO_WUMS_2_PJM_ROR | MISO_WUMS | PJM_ROR | Internal | Shoulder | B14 | 900 | 1600 | 1599.97 | 62.41 | 64.87 | 2 | 0.46
2020 | MISO_WUMS_2_PJM_ROR | MISO_WUMS | PJM_ROR | Internal | Shoulder | B15 | 1203 | 1600 | 1599.98 | 58.78 | 61.33 | 2 | 0.55
2020 | MISO_WUMS_2_PJM_ROR | MISO_WUMS | PJM_ROR | Internal | Summer | B1 | 10 | 1600 | 1600.02 | 100.15 | 102.7 | 2 | 0.55
2020 | MISO_WUMS_2_PJM_ROR | MISO_WUMS | PJM_ROR | Internal | Summer | B2 | 25 | 1600 | 1599.61 | 100.43 | 102.89 | 2 | 0.46
2020 | MISO_WUMS_2_PJM_ROR | MISO_WUMS | PJM_ROR | Internal | Summer | B3 | 75 | 1600 | 0.98 | 99.57 | 101.27 | 2 | 0
2020 | MISO_WUMS_2_PJM_ROR | MISO_WUMS | PJM_ROR | Internal | Summer | B4 | 100 | 1600 | 0.37 | 92.99 | 94.22 | 2 | 0
2020 | MISO_WUMS_2_PJM_ROR | MISO_WUMS | PJM_ROR | Internal | Summer | B5 | 200 | 1600 | 1599.87 | 85.26 | 87.71 | 2 | 0.45
2020 | MISO_WUMS_2_PJM_ROR | MISO_WUMS | PJM_ROR | Internal | Summer | B6 | 300 | 1600 | 1599.92 | 72.06 | 74.51 | 2 | 0.45
2020 | MISO_WUMS_2_PJM_ROR | MISO_WUMS | PJM_ROR | Internal | Summer | B7 | 400 | 1600 | 1599.89 | 65.95 | 68.39 | 2 | 0.44
2020 | MISO_WUMS_2_PJM_ROR | MISO_WUMS | PJM_ROR | Internal | Summer | B8 | 500 | 1600 | 830.43 | 62.26 | 64.26 | 2 | 0
2020 | MISO_WUMS_2_PJM_ROR | MISO_WUMS | PJM_ROR | Internal | Summer | B9 | 800 | 1600 | 0.22 | 60.95 | 62.74 | 2 | 0
2020 | MISO_WUMS_2_PJM_ROR | MISO_WUMS | PJM_ROR | Internal | Summer | B10 | 1262 | 1600 | 0.05 | 59.64 | 61.22 | 2 | 0
2020 | MISO_WUMS_2_PJM_ROR | MISO_WUMS | PJM_ROR | Internal | Winter | B16 | 25 | 1600 | 1600 | 73.59 | 76.13 | 2 | 0.55
2020 | MISO_WUMS_2_PJM_ROR | MISO_WUMS | PJM_ROR | Internal | Winter | B17 | 100 | 1600 | 1599.98 | 69.07 | 71.61 | 2 | 0.55
2020 | MISO_WUMS_2_PJM_ROR | MISO_WUMS | PJM_ROR | Internal | Winter | B18 | 400 | 1600 | 1599.98 | 66.8 | 69.34 | 2 | 0.55
2020 | MISO_WUMS_2_PJM_ROR | MISO_WUMS | PJM_ROR | Internal | Winter | B19 | 700 | 1600 | 1599.98 | 66.02 | 68.57 | 2 | 0.55
2020 | MISO_WUMS_2_PJM_ROR | MISO_WUMS | PJM_ROR | Internal | Winter | B20 | 935 | 1600 | 1599.98 | 60.02 | 62.56 | 2 | 0.55
2020 | NE_2_MAPP_US | NE | MAPP_US | Internal | Shoulder | B11 | 25 | 1600 | 0.28 | 66.86 | 65.57 | 5 | 0
2020 | NE_2_MAPP_US | NE | MAPP_US | Internal | Shoulder | B12 | 200 | 1600 | 0.04 | 61.52 | 60.43 | 5 | 0
2020 | NE_2_MAPP_US | NE | MAPP_US | Internal | Shoulder | B13 | 600 | 1600 | 0.01 | 58.82 | 57.72 | 5 | 0
2020 | NE_2_MAPP_US | NE | MAPP_US | Internal | Shoulder | B14 | 900 | 1600 | 0 | 56.95 | 55.85 | 5 | 0
2020 | NE_2_MAPP_US | NE | MAPP_US | Internal | Shoulder | B15 | 1203 | 1600 | 0.01 | 53.3 | 55.45 | 5 | 0
2020 | NE_2_MAPP_US | NE | MAPP_US | Internal | Summer | B1 | 10 | 1600 | 0.77 | 94.73 | 93.64 | 5 | 0
2020 | NE_2_MAPP_US | NE | MAPP_US | Internal | Summer | B2 | 25 | 1600 | 0.3 | 94.98 | 93.88 | 5 | 0
2020 | NE_2_MAPP_US | NE | MAPP_US | Internal | Summer | B3 | 75 | 1600 | 0.1 | 94.43 | 93.33 | 5 | 0
2020 | NE_2_MAPP_US | NE | MAPP_US | Internal | Summer | B4 | 100 | 1600 | 0.05 | 90.53 | 86.75 | 5 | 0
2020 | NE_2_MAPP_US | NE | MAPP_US | Internal | Summer | B5 | 200 | 1600 | 0.03 | 81.03 | 79.03 | 5 | 0
2020 | NE_2_MAPP_US | NE | MAPP_US | Internal | Summer | B6 | 300 | 1600 | 0.02 | 67.12 | 65.82 | 5 | 0
2020 | NE_2_MAPP_US | NE | MAPP_US | Internal | Summer | B7 | 400 | 1600 | 0.01 | 63.44 | 59.72 | 5 | 0
2020 | NE_2_MAPP_US | NE | MAPP_US | Internal | Summer | B8 | 500 | 1600 | 0.01 | 60.59 | 56.02 | 5 | 0
2020 | NE_2_MAPP_US | NE | MAPP_US | Internal | Summer | B9 | 800 | 1600 | 0 | 59.16 | 54.79 | 5 | 0
2020 | NE_2_MAPP_US | NE | MAPP_US | Internal | Summer | B10 | 1262 | 1600 | 0 | 54.5 | 54.77 | 5 | 0
2020 | NE_2_MAPP_US | NE | MAPP_US | Internal | Winter | B16 | 25 | 1600 | 0.29 | 68.1 | 66.99 | 5 | 0
2020 | NE_2_MAPP_US | NE | MAPP_US | Internal | Winter | B17 | 100 | 1600 | 0.07 | 63.58 | 62.49 | 5 | 0
2020 | NE_2_MAPP_US | NE | MAPP_US | Internal | Winter | B18 | 400 | 1600 | 0.02 | 61.32 | 60.22 | 5 | 0
2020 | NE_2_MAPP_US | NE | MAPP_US | Internal | Winter | B19 | 700 | 1600 | 0.01 | 60.56 | 60.22 | 5 | 0
2020 | NE_2_MAPP_US | NE | MAPP_US | Internal | Winter | B20 | 935 | 1600 | 0.01 | 54.56 | 55.45 | 5 | 0
2020 | NE_2_MISO_W | NE | MISO_W | Internal | Shoulder | B11 | 25 | 1600 | 1603.69 | 66.86 | 72.57 | 5 | 0.71
2020 | NE_2_MISO_W | NE | MISO_W | Internal | Shoulder | B12 | 200 | 1600 | 5601.48 | 61.52 | 67.43 | 5 | 0.91
2020 | NE_2_MISO_W | NE | MISO_W | Internal | Shoulder | B13 | 600 | 1600 | 4922.88 | 58.82 | 64.72 | 5 | 0.91
2020 | NE_2_MISO_W | NE | MISO_W | Internal | Shoulder | B14 | 900 | 1600 | 7083.6 | 56.95 | 62.85 | 5 | 0.91
2020 | NE_2_MISO_W | NE | MISO_W | Internal | Shoulder | B15 | 1203 | 1600 | 8295.65 | 53.3 | 59.2 | 5 | 0.91
2020 | NE_2_MISO_W | NE | MISO_W | Internal | Summer | B1 | 10 | 1600 | 3377.42 | 94.73 | 100.64 | 5 | 0.91
2020 | NE_2_MISO_W | NE | MISO_W | Internal | Summer | B2 | 25 | 1600 | 4768.65 | 94.98 | 100.88 | 5 | 0.91
2020 | NE_2_MISO_W | NE | MISO_W | Internal | Summer | B3 | 75 | 1600 | 1705.73 | 94.43 | 100.33 | 5 | 0.9
2020 | NE_2_MISO_W | NE | MISO_W | Internal | Summer | B4 | 100 | 1600 | 0.27 | 90.53 | 93.75 | 5 | 0
2020 | NE_2_MISO_W | NE | MISO_W | Internal | Summer | B5 | 200 | 1600 | 526.25 | 81.03 | 86.03 | 5 | 0
2020 | NE_2_MISO_W | NE | MISO_W | Internal | Summer | B6 | 300 | 1600 | 1600.25 | 67.12 | 72.82 | 5 | 0.7
2020 | NE_2_MISO_W | NE | MISO_W | Internal | Summer | B7 | 400 | 1600 | 0.18 | 63.44 | 66.72 | 5 | 0
2020 | NE_2_MISO_W | NE | MISO_W | Internal | Summer | B8 | 500 | 1600 | 0.04 | 60.59 | 63.02 | 5 | 0
2020 | NE_2_MISO_W | NE | MISO_W | Internal | Summer | B9 | 800 | 1600 | 0.07 | 59.16 | 61.71 | 5 | 0
2020 | NE_2_MISO_W | NE | MISO_W | Internal | Summer | B10 | 1262 | 1600 | 2104.25 | 54.5 | 60.41 | 5 | 0.91
2020 | NE_2_MISO_W | NE | MISO_W | Internal | Winter | B16 | 25 | 1600 | 11901.11 | 68.1 | 74.01 | 5 | 0.91
2020 | NE_2_MISO_W | NE | MISO_W | Internal | Winter | B17 | 100 | 1600 | 10269.28 | 63.58 | 69.49 | 5 | 0.91
2020 | NE_2_MISO_W | NE | MISO_W | Internal | Winter | B18 | 400 | 1600 | 8295.24 | 61.32 | 67.22 | 5 | 0.91
2020 | NE_2_MISO_W | NE | MISO_W | Internal | Winter | B19 | 700 | 1600 | 5867.81 | 60.56 | 66.47 | 5 | 0.91
2020 | NE_2_MISO_W | NE | MISO_W | Internal | Winter | B20 | 935 | 1600 | 8857.61 | 54.56 | 60.47 | 5 | 0.91
2020 | NE_2_SPP_N | NE | SPP_N | Internal | Shoulder | B11 | 25 | 1800 | 3293.16 | 66.86 | 67.58 | 0.01 | 0.7
2020 | NE_2_SPP_N | NE | SPP_N | Internal | Shoulder | B12 | 200 | 1800 | 1804.63 | 61.52 | 62.1 | 0.01 | 0.57
2020 | NE_2_SPP_N | NE | SPP_N | Internal | Shoulder | B13 | 600 | 1800 | 3204.94 | 58.82 | 59.53 | 0.01 | 0.7
2020 | NE_2_SPP_N | NE | SPP_N | Internal | Shoulder | B14 | 900 | 1800 | 1799.74 | 56.95 | 57.02 | 0.01 | 0.06
2020 | NE_2_SPP_N | NE | SPP_N | Internal | Shoulder | B15 | 1203 | 1800 | 1799.73 | 53.3 | 53.37 | 0.01 | 0.06
2020 | NE_2_SPP_N | NE | SPP_N | Internal | Summer | B1 | 10 | 1800 | 148.38 | 94.73 | 94.74 | 0.01 | 0
2020 | NE_2_SPP_N | NE | SPP_N | Internal | Summer | B2 | 25 | 1800 | 1791.29 | 94.98 | 95.04 | 0.01 | 0.06
2020 | NE_2_SPP_N | NE | SPP_N | Internal | Summer | B3 | 75 | 1800 | 3005.39 | 94.43 | 95.15 | 0.01 | 0.7
2020 | NE_2_SPP_N | NE | SPP_N | Internal | Summer | B4 | 100 | 1800 | 3549.44 | 90.53 | 91.25 | 0.01 | 0.7
2020 | NE_2_SPP_N | NE | SPP_N | Internal | Summer | B5 | 200 | 1800 | 3532.23 | 81.03 | 81.75 | 0.01 | 0.7
2020 | NE_2_SPP_N | NE | SPP_N | Internal | Summer | B6 | 300 | 1800 | 2518.89 | 67.12 | 67.84 | 0.01 | 0.7
2020 | NE_2_SPP_N | NE | SPP_N | Internal | Summer | B7 | 400 | 1800 | 5107.01 | 63.44 | 64.16 | 0.01 | 0.7
2020 | NE_2_SPP_N | NE | SPP_N | Internal | Summer | B8 | 500 | 1800 | 6586.2 | 60.59 | 61.3 | 0.01 | 0.7
2020 | NE_2_SPP_N | NE | SPP_N | Internal | Summer | B9 | 800 | 1800 | 6475.72 | 59.16 | 59.88 | 0.01 | 0.7
2020 | NE_2_SPP_N | NE | SPP_N | Internal | Summer | B10 | 1262 | 1800 | 6053.81 | 54.5 | 55.22 | 0.01 | 0.7
2020 | NE_2_SPP_N | NE | SPP_N | Internal | Winter | B16 | 25 | 1800 | 1791.1 | 68.1 | 68.17 | 0.01 | 0.06
2020 | NE_2_SPP_N | NE | SPP_N | Internal | Winter | B17 | 100 | 1800 | 1797.44 | 63.58 | 63.65 | 0.01 | 0.06
2020 | NE_2_SPP_N | NE | SPP_N | Internal | Winter | B18 | 400 | 1800 | 2526.8 | 61.32 | 62.03 | 0.01 | 0.7
2020 | NE_2_SPP_N | NE | SPP_N | Internal | Winter | B19 | 700 | 1800 | 3555.88 | 60.56 | 61.28 | 0.01 | 0.7
2020 | NE_2_SPP_N | NE | SPP_N | Internal | Winter | B20 | 935 | 1800 | 1799.71 | 54.56 | 54.63 | 0.01 | 0.06
2020 | NEISO_2_NYISO_A-F | NEISO | NYISO_A-F | Internal | Shoulder | B11 | 25 | 600 | 598.56 | 61.59 | 64.8 | 3 | 0.21
2020 | NEISO_2_NYISO_A-F | NEISO | NYISO_A-F | Internal | Shoulder | B12 | 200 | 600 | 0.28 | 61.59 | 64.1 | 3 | 0
2020 | NEISO_2_NYISO_A-F | NEISO | NYISO_A-F | Internal | Shoulder | B13 | 600 | 600 | 0.1 | 61.59 | 64.1 | 3 | 0
2020 | NEISO_2_NYISO_A-F | NEISO | NYISO_A-F | Internal | Shoulder | B14 | 900 | 600 | 0.02 | 61.59 | 62.7 | 3 | 0
2020 | NEISO_2_NYISO_A-F | NEISO | NYISO_A-F | Internal | Shoulder | B15 | 1203 | 600 | 0.02 | 61.59 | 62.7 | 3 | 0
2020 | NEISO_2_NYISO_A-F | NEISO | NYISO_A-F | Internal | Summer | B1 | 10 | 600 | 0.73 | 99.86 | 96.88 | 3 | 0
2020 | NEISO_2_NYISO_A-F | NEISO | NYISO_A-F | Internal | Summer | B2 | 25 | 600 | 0.8 | 93.21 | 94.91 | 3 | 0
2020 | NEISO_2_NYISO_A-F | NEISO | NYISO_A-F | Internal | Summer | B3 | 75 | 600 | 597.24 | 88.89 | 91.94 | 3 | 0.06
2020 | NEISO_2_NYISO_A-F | NEISO | NYISO_A-F | Internal | Summer | B4 | 100 | 600 | 599.45 | 81.69 | 84.9 | 3 | 0.21
2020 | NEISO_2_NYISO_A-F | NEISO | NYISO_A-F | Internal | Summer | B5 | 200 | 600 | 599.7 | 75.24 | 78.45 | 3 | 0.21
2020 | NEISO_2_NYISO_A-F | NEISO | NYISO_A-F | Internal | Summer | B6 | 300 | 600 | 599.8 | 62 | 65.21 | 3 | 0.21
2020 | NEISO_2_NYISO_A-F | NEISO | NYISO_A-F | Internal | Summer | B7 | 400 | 600 | 345.95 | 58.71 | 61.71 | 3 | 0
2020 | NEISO_2_NYISO_A-F | NEISO | NYISO_A-F | Internal | Summer | B8 | 500 | 600 | 1.68 | 58.71 | 61.68 | 3 | 0
2020 | NEISO_2_NYISO_A-F | NEISO | NYISO_A-F | Internal | Summer | B9 | 800 | 600 | 0.84 | 58.71 | 61.68 | 3 | 0
2020 | NEISO_2_NYISO_A-F | NEISO | NYISO_A-F | Internal | Summer | B10 | 1262 | 600 | 0.53 | 58.71 | 61.68 | 3 | 0
2020 | NEISO_2_NYISO_A-F | NEISO | NYISO_A-F | Internal | Winter | B16 | 25 | 600 | 0.98 | 70.52 | 72.25 | 3 | 0
2020 | NEISO_2_NYISO_A-F | NEISO | NYISO_A-F | Internal | Winter | B17 | 100 | 600 | 0.15 | 70.52 | 70.92 | 3 | 0
2020 | NEISO_2_NYISO_A-F | NEISO | NYISO_A-F | Internal | Winter | B18 | 400 | 600 | 0.03 | 70.45 | 68.63 | 3 | 0
2020 | NEISO_2_NYISO_A-F | NEISO | NYISO_A-F | Internal | Winter | B19 | 700 | 600 | 0.01 | 70.45 | 68.6 | 3 | 0
2020 | NEISO_2_NYISO_A-F | NEISO | NYISO_A-F | Internal | Winter | B20 | 935 | 600 | 0 | 70.45 | 67.45 | 3 | 0
2020 | NEISO_2_NYISO_G-I | NEISO | NYISO_G-I | Internal | Shoulder | B11 | 25 | 600 | 600.03 | 61.59 | 66.06 | 3 | 1.48
2020 | NEISO_2_NYISO_G-I | NEISO | NYISO_G-I | Internal | Shoulder | B12 | 200 | 600 | 376.31 | 61.59 | 64.59 | 3 | 0
2020 | NEISO_2_NYISO_G-I | NEISO | NYISO_G-I | Internal | Shoulder | B13 | 600 | 600 | 2.82 | 61.59 | 64.58 | 3 | 0
2020 | NEISO_2_NYISO_G-I | NEISO | NYISO_G-I | Internal | Shoulder | B14 | 900 | 600 | 0.02 | 61.59 | 62.71 | 3 | 0
2020 | NEISO_2_NYISO_G-I | NEISO | NYISO_G-I | Internal | Shoulder | B15 | 1203 | 600 | 0.01 | 61.59 | 62.71 | 3 | 0
2020 | NEISO_2_NYISO_G-I | NEISO | NYISO_G-I | Internal | Summer | B1 | 10 | 600 | 0.76 | 99.86 | 98.14 | 3 | 0
2020 | NEISO_2_NYISO_G-I | NEISO | NYISO_G-I | Internal | Summer | B2 | 25 | 600 | 11.28 | 93.21 | 96.17 | 3 | 0
2020 | NEISO_2_NYISO_G-I | NEISO | NYISO_G-I | Internal | Summer | B3 | 75 | 600 | 599.97 | 88.89 | 93.21 | 3 | 1.32
2020 | NEISO_2_NYISO_G-I | NEISO | NYISO_G-I | Internal | Summer | B4 | 100 | 600 | 600 | 81.69 | 86.16 | 3 | 1.47
2020 | NEISO_2_NYISO_G-I | NEISO | NYISO_G-I | Internal | Summer | B5 | 200 | 600 | 600 | 75.24 | 79.71 | 3 | 1.47
2020 | NEISO_2_NYISO_G-I | NEISO | NYISO_G-I | Internal | Summer | B6 | 300 | 600 | 600 | 62 | 66.47 | 3 | 1.47
2020 | NEISO_2_NYISO_G-I | NEISO | NYISO_G-I | Internal | Summer | B7 | 400 | 600 | 599.97 | 58.71 | 62.58 | 3 | 0.87
2020 | NEISO_2_NYISO_G-I | NEISO | NYISO_G-I | Internal | Summer | B8 | 500 | 600 | 599.96 | 58.71 | 62.58 | 3 | 0.87
2020 | NEISO_2_NYISO_G-I | NEISO | NYISO_G-I | Internal | Summer | B9 | 800 | 600 | 1.84 | 58.71 | 61.7 | 3 | 0
2020 | NEISO_2_NYISO_G-I | NEISO | NYISO_G-I | Internal | Summer | B10 | 1262 | 600 | 1.04 | 58.71 | 61.7 | 3 | 0
2020 | NEISO_2_NYISO_G-I | NEISO | NYISO_G-I | Internal | Winter | B16 | 25 | 600 | 86.46 | 70.52 | 73.51 | 3 | 0
2020 | NEISO_2_NYISO_G-I | NEISO | NYISO_G-I | Internal | Winter | B17 | 100 | 600 | 0.2 | 70.52 | 72.18 | 3 | 0
2020 | NEISO_2_NYISO_G-I | NEISO | NYISO_G-I | Internal | Winter | B18 | 400 | 600 | 0.03 | 70.45 | 69.9 | 3 | 0
2020 | NEISO_2_NYISO_G-I | NEISO | NYISO_G-I | Internal | Winter | B19 | 700 | 600 | 0.02 | 70.45 | 69.87 | 3 | 0
2020 | NEISO_2_NYISO_G-I | NEISO | NYISO_G-I | Internal | Winter | B20 | 935 | 600 | 0 | 70.45 | 68.72 | 3 | 0
2020 | NEISO_2_NYISO_J-K | NEISO | NYISO_J-K | Internal | Shoulder | B11 | 25 | 430 | 3507.03 | 61.59 | 66.08 | 3 | 1.49
2020 | NEISO_2_NYISO_J-K | NEISO | NYISO_J-K | Internal | Shoulder | B12 | 200 | 430 | 425 | 61.59 | 64.6 | 3 | 0.01
2020 | NEISO_2_NYISO_J-K | NEISO | NYISO_J-K | Internal | Shoulder | B13 | 600 | 430 | 400.85 | 61.59 | 64.59 | 3 | 0
2020 | NEISO_2_NYISO_J-K | NEISO | NYISO_J-K | Internal | Shoulder | B14 | 900 | 430 | 0.02 | 61.59 | 62.72 | 3 | 0
2020 | NEISO_2_NYISO_J-K | NEISO | NYISO_J-K | Internal | Shoulder | B15 | 1203 | 430 | 0.02 | 61.59 | 62.72 | 3 | 0
2020 | NEISO_2_NYISO_J-K | NEISO | NYISO_J-K | Internal | Summer | B1 | 10 | 430 | 0.84 | 99.86 | 98.15 | 3 | 0.01
2020 | NEISO_2_NYISO_J-K | NEISO | NYISO_J-K | Internal | Summer | B2 | 25 | 430 | 17.75 | 93.21 | 96.18 | 3 | 0
2020 | NEISO_2_NYISO_J-K | NEISO | NYISO_J-K | Internal | Summer | B3 | 75 | 430 | 431.89 | 88.89 | 93.22 | 3 | 1.34
2020 | NEISO_2_NYISO_J-K | NEISO | NYISO_J-K | Internal | Summer | B4 | 100 | 430 | 2163.03 | 81.69 | 86.17 | 3 | 1.49
2020 | NEISO_2_NYISO_J-K | NEISO | NYISO_J-K | Internal | Summer | B5 | 200 | 430 | 1677.02 | 75.24 | 79.72 | 3 | 1.49
2020 | NEISO_2_NYISO_J-K | NEISO | NYISO_J-K | Internal | Summer | B6 | 300 | 430 | 2523.87 | 62 | 66.48 | 3 | 1.49
2020 | NEISO_2_NYISO_J-K | NEISO | NYISO_J-K | Internal | Summer | B7 | 400 | 430 | 430.04 | 58.71 | 62.59 | 3 | 0.88
2020 | NEISO_2_NYISO_J-K | NEISO | NYISO_J-K | Internal | Summer | B8 | 500 | 430 | 430.01 | 58.71 | 62.59 | 3 | 0.88
2020 | NEISO_2_NYISO_J-K | NEISO | NYISO_J-K | Internal | Summer | B9 | 800 | 430 | 331.59 | 58.71 | 61.71 | 3 | 0
2020 | NEISO_2_NYISO_J-K | NEISO | NYISO_J-K | Internal | Summer | B10 | 1262 | 430 | 145.24 | 58.71 | 61.71 | 3 | 0
2020 | NEISO_2_NYISO_J-K | NEISO | NYISO_J-K | Internal | Winter | B16 | 25 | 430 | 371.56 | 70.52 | 73.52 | 3 | 0.01
2020 | NEISO_2_NYISO_J-K | NEISO | NYISO_J-K | Internal | Winter | B17 | 100 | 430 | 0.23 | 70.52 | 72.2 | 3 | 0
2020 | NEISO_2_NYISO_J-K | NEISO | NYISO_J-K | Internal | Winter | B18 | 400 | 430 | 0.04 | 70.45 | 69.91 | 3 | 0
2020 | NEISO_2_NYISO_J-K | NEISO | NYISO_J-K | Internal | Winter | B19 | 700 | 430 | 0.02 | 70.45 | 69.88 | 3 | 0
2020 | NEISO_2_NYISO_J-K | NEISO | NYISO_J-K | Internal | Winter | B20 | 935 | 430 | 0.01 | 70.45 | 68.73 | 3 | 0
2020 | NonRTO_Midwest_2_MISO_IN | NonRTO_Midwest | MISO_IN | Internal | Shoulder | B11 | 25 | 4450 | 0.12 | 80.57 | 72.57 | 8 | 0
2020 | NonRTO_Midwest_2_MISO_IN | NonRTO_Midwest | MISO_IN | Internal | Shoulder | B12 | 200 | 4450 | 0.02 | 75.43 | 67.43 | 8 | 0
2020 | NonRTO_Midwest_2_MISO_IN | NonRTO_Midwest | MISO_IN | Internal | Shoulder | B13 | 600 | 4450 | 0 | 66.43 | 64.72 | 8 | 0
2020 | NonRTO_Midwest_2_MISO_IN | NonRTO_Midwest | MISO_IN | Internal | Shoulder | B14 | 900 | 4450 | 0 | 66.41 | 62.85 | 8 | 0
2020 | NonRTO_Midwest_2_MISO_IN | NonRTO_Midwest | MISO_IN | Internal | Shoulder | B15 | 1203 | 4450 | 0 | 64.1 | 59.23 | 8 | 0
2020 | NonRTO_Midwest_2_MISO_IN | NonRTO_Midwest | MISO_IN | Internal | Summer | B1 | 10 | 4450 | 0.31 | 108.59 | 100.6 | 8 | 0
2020 | NonRTO_Midwest_2_MISO_IN | NonRTO_Midwest | MISO_IN | Internal | Summer | B2 | 25 | 4450 | 0.13 | 108.58 | 100.88 | 8 | 0
2020 | NonRTO_Midwest_2_MISO_IN | NonRTO_Midwest | MISO_IN | Internal | Summer | B3 | 75 | 4450 | 0.04 | 108.01 | 100.01 | 8 | 0
2020 | NonRTO_Midwest_2_MISO_IN | NonRTO_Midwest | MISO_IN | Internal | Summer | B4 | 100 | 4450 | 0.03 | 101.43 | 93.43 | 8 | 0
2020 | NonRTO_Midwest_2_MISO_IN | NonRTO_Midwest | MISO_IN | Internal | Summer | B5 | 200 | 4450 | 0.02 | 93.71 | 85.71 | 8 | 0
2020 | NonRTO_Midwest_2_MISO_IN | NonRTO_Midwest | MISO_IN | Internal | Summer | B6 | 300 | 4450 | 0.01 | 80.5 | 72.51 | 8 | 0
2020 | NonRTO_Midwest_2_MISO_IN | NonRTO_Midwest | MISO_IN | Internal | Summer | B7 | 400 | 4450 | 0.01 | 66.41 | 66.4 | 8 | 0
2020 | NonRTO_Midwest_2_MISO_IN | NonRTO_Midwest | MISO_IN | Internal | Summer | B8 | 500 | 4450 | 0 | 65.87 | 62.7 | 8 | 0
2020 | NonRTO_Midwest_2_MISO_IN | NonRTO_Midwest | MISO_IN | Internal | Summer | B9 | 800 | 4450 | 0 | 65.11 | 61.4 | 8 | 0
2020 | NonRTO_Midwest_2_MISO_IN | NonRTO_Midwest | MISO_IN | Internal | Summer | B10 | 1262 | 4450 | 0 | 63.31 | 60.09 | 8 | 0
2020 | NonRTO_Midwest_2_MISO_IN | NonRTO_Midwest | MISO_IN | Internal | Winter | B16 | 25 | 4450 | 0.12 | 82.04 | 74.04 | 8 | 0
2020 | NonRTO_Midwest_2_MISO_IN | NonRTO_Midwest | MISO_IN | Internal | Winter | B17 | 100 | 4450 | 0.03 | 77.51 | 69.51 | 8 | 0
2020 | NonRTO_Midwest_2_MISO_IN | NonRTO_Midwest | MISO_IN | Internal | Winter | B18 | 400 | 4450 | 0 | 75.25 | 67.25 | 8 | 0
2020 | NonRTO_Midwest_2_MISO_IN | NonRTO_Midwest | MISO_IN | Internal | Winter | B19 | 700 | 4450 | 0 | 66.42 | 66.47 | 8 | 0
2020 | NonRTO_Midwest_2_MISO_IN | NonRTO_Midwest | MISO_IN | Internal | Winter | B20 | 935 | 4450 | 0 | 65.95 | 60.47 | 8 | 0
2020 | NonRTO_Midwest_2_TVA_Transmission | NonRTO_Midwest | TVA_Transmission | Internal | Shoulder | B11 | 25 | 2400 | 0.17 | 80.57 | 77.21 | 8 | 0
2020 | NonRTO_Midwest_2_TVA_Transmission | NonRTO_Midwest | TVA_Transmission | Internal | Shoulder | B12 | 200 | 2400 | 0.02 | 75.43 | 71.37 | 8 | 0
2020 | NonRTO_Midwest_2_TVA_Transmission | NonRTO_Midwest | TVA_Transmission | Internal | Shoulder | B13 | 600 | 2400 | 0.01 | 66.43 | 69.02 | 8 | 0
2020 | NonRTO_Midwest_2_TVA_Transmission | NonRTO_Midwest | TVA_Transmission | Internal | Shoulder | B14 | 900 | 2400 | 0 | 66.41 | 68.27 | 8 | 0
2020 | NonRTO_Midwest_2_TVA_Transmission | NonRTO_Midwest | TVA_Transmission | Internal | Shoulder | B15 | 1203 | 2400 | 0 | 64.1 | 67.13 | 8 | 0
2020 | NonRTO_Midwest_2_TVA_Transmission | NonRTO_Midwest | TVA_Transmission | Internal | Summer | B1 | 10 | 2400 | 0.58 | 108.59 | 108.58 | 8 | 0
2020 | NonRTO_Midwest_2_TVA_Transmission | NonRTO_Midwest | TVA_Transmission | Internal | Summer | B2 | 25 | 2400 | 0.24 | 108.58 | 108.89 | 8 | 0
2020 | NonRTO_Midwest_2_TVA_Transmission | NonRTO_Midwest | TVA_Transmission | Internal | Summer | B3 | 75 | 2400 | 0.07 | 108.01 | 107.27 | 8 | 0
2020 | NonRTO_Midwest_2_TVA_Transmission | NonRTO_Midwest | TVA_Transmission | Internal | Summer | B4 | 100 | 2400 | 0.05 | 101.43 | 100.22 | 8 | 0
2020 | NonRTO_Midwest_2_TVA_Transmission | NonRTO_Midwest | TVA_Transmission | Internal | Summer | B5 | 200 | 2400 | 0.02 | 93.71 | 90.97 | 8 | 0
2020 | NonRTO_Midwest_2_TVA_Transmission | NonRTO_Midwest | TVA_Transmission | Internal | Summer | B6 | 300 | 2400 | 0.02 | 80.5 | 77.48 | 8 | 0
2020 | NonRTO_Midwest_2_TVA_Transmission | NonRTO_Midwest | TVA_Transmission | Internal | Summer | B7 | 400 | 2400 | 0.04 | 66.41 | 71.38 | 8 | 0
2020 | NonRTO_Midwest_2_TVA_Transmission | NonRTO_Midwest | TVA_Transmission | Internal | Summer | B8 | 500 | 2400 | 0.02 | 65.87 | 68.54 | 8 | 0
2020 | NonRTO_Midwest_2_TVA_Transmission | NonRTO_Midwest | TVA_Transmission | Internal | Summer | B9 | 800 | 2400 | 0.01 | 65.11 | 66.99 | 8 | 0
2020 | NonRTO_Midwest_2_TVA_Transmission | NonRTO_Midwest | TVA_Transmission | Internal | Summer | B10 | 1262 | 2400 | 0 | 63.31 | 64.51 | 8 | 0
2020 | NonRTO_Midwest_2_TVA_Transmission | NonRTO_Midwest | TVA_Transmission | Internal | Winter | B16 | 25 | 2400 | 0.21 | 82.04 | 82.01 | 8 | 0
2020 | NonRTO_Midwest_2_TVA_Transmission | NonRTO_Midwest | TVA_Transmission | Internal | Winter | B17 | 100 | 2400 | 0.04 | 77.51 | 74.05 | 8 | 0
2020 | NonRTO_Midwest_2_TVA_Transmission | NonRTO_Midwest | TVA_Transmission | Internal | Winter | B18 | 400 | 2400 | 0.01 | 75.25 | 71.98 | 8 | 0
2020 | NonRTO_Midwest_2_TVA_Transmission | NonRTO_Midwest | TVA_Transmission | Internal | Winter | B19 | 700 | 2400 | 0.02 | 66.42 | 71.09 | 8 | 0
2020 | NonRTO_Midwest_2_TVA_Transmission | NonRTO_Midwest | TVA_Transmission | Internal | Winter | B20 | 935 | 2400 | 0.01 | 65.95 | 68.48 | 8 | 0
2020 | NYISO_A-F_2_IESO | NYISO_A-F | IESO | Internal | Shoulder | B11 | 25 | 1600 | 0.12 | 64.8 | 56.72 | 7 | 0
2020 | NYISO_A-F_2_IESO | NYISO_A-F | IESO | Internal | Shoulder | B12 | 200 | 1600 | 0.01 | 64.1 | 51.57 | 7 | 0
2020 | NYISO_A-F_2_IESO | NYISO_A-F | IESO | Internal | Shoulder | B13 | 600 | 1600 | 0 | 64.1 | 51.57 | 7 | 0
2020 | NYISO_A-F_2_IESO | NYISO_A-F | IESO | Internal | Shoulder | B14 | 900 | 1600 | 0 | 62.7 | 51.57 | 7 | 0
2020 | NYISO_A-F_2_IESO | NYISO_A-F | IESO | Internal | Shoulder | B15 | 1203 | 1600 | 0 | 62.7 | 51.57 | 7 | 0
2020 | NYISO_A-F_2_IESO | NYISO_A-F | IESO | Internal | Summer | B1 | 10 | 1600 | 0.31 | 96.88 | 89.88 | 7 | 0
2020 | NYISO_A-F_2_IESO | NYISO_A-F | IESO | Internal | Summer | B2 | 25 | 1600 | 0.13 | 94.91 | 87.9 | 7 | 0
2020 | NYISO_A-F_2_IESO | NYISO_A-F | IESO | Internal | Summer | B3 | 75 | 1600 | 0.04 | 91.94 | 84.48 | 7 | 0
2020 | NYISO_A-F_2_IESO | NYISO_A-F | IESO | Internal | Summer | B4 | 100 | 1600 | 0.03 | 84.9 | 77.9 | 7 | 0
2020 | NYISO_A-F_2_IESO | NYISO_A-F | IESO | Internal | Summer | B5 | 200 | 1600 | 0.02 | 78.45 | 70.17 | 7 | 0
2020 | NYISO_A-F_2_IESO | NYISO_A-F | IESO | Internal | Summer | B6 | 300 | 1600 | 0.01 | 65.21 | 56.97 | 7 | 0
2020 | NYISO_A-F_2_IESO | NYISO_A-F | IESO | Internal | Summer | B7 | 400 | 1600 | 0 | 61.71 | 50.86 | 7 | 0
2020 | NYISO_A-F_2_IESO | NYISO_A-F | IESO | Internal | Summer | B8 | 500 | 1600 | 0 | 61.68 | 47.17 | 7 | 0
2020 | NYISO_A-F_2_IESO | NYISO_A-F | IESO | Internal | Summer | B9 | 800 | 1600 | 0 | 61.68 | 47.17 | 7 | 0
2020 | NYISO_A-F_2_IESO | NYISO_A-F | IESO | Internal | Summer | B10 | 1262 | 1600 | 0 | 61.68 | 47.17 | 7 | 0
2020 | NYISO_A-F_2_IESO | NYISO_A-F | IESO | Internal | Winter | B16 | 25 | 1600 | 0.09 | 72.25 | 58.16 | 7 | 0
2020 | NYISO_A-F_2_IESO | NYISO_A-F | IESO | Internal | Winter | B17 | 100 | 1600 | 0.02 | 70.92 | 55.74 | 7 | 0
2020 | NYISO_A-F_2_IESO | NYISO_A-F | IESO | Internal | Winter | B18 | 400 | 1600 | 0 | 68.63 | 53.45 | 7 | 0
2020 | NYISO_A-F_2_IESO | NYISO_A-F | IESO | Internal | Winter | B19 | 700 | 1600 | 0 | 68.6 | 53.45 | 7 | 0
2020 | NYISO_A-F_2_IESO | NYISO_A-F | IESO | Internal | Winter | B20 | 935 | 1600 | 0 | 67.45 | 53.45 | 7 | 0
2020 | NYISO_A-F_2_NEISO | NYISO_A-F | NEISO | Internal | Shoulder | B11 | 25 | 600 | 0.26 | 64.8 | 61.59 | 3 | 0
2020 | NYISO_A-F_2_NEISO | NYISO_A-F | NEISO | Internal | Shoulder | B12 | 200 | 600 | 0.04 | 64.1 | 61.59 | 3 | 0
2020 | NYISO_A-F_2_NEISO | NYISO_A-F | NEISO | Internal | Shoulder | B13 | 600 | 600 | 0.01 | 64.1 | 61.59 | 3 | 0
2020 | NYISO_A-F_2_NEISO | NYISO_A-F | NEISO | Internal | Shoulder | B14 | 900 | 600 | 0.01 | 62.7 | 61.59 | 3 | 0
2020 | NYISO_A-F_2_NEISO | NYISO_A-F | NEISO | Internal | Shoulder | B15 | 1203 | 600 | 0 | 62.7 | 61.59 | 3 | 0
2020 | NYISO_A-F_2_NEISO | NYISO_A-F | NEISO | Internal | Summer | B1 | 10 | 600 | 94.11 | 96.88 | 99.86 | 3 | 0.01
2020 | NYISO_A-F_2_NEISO | NYISO_A-F | NEISO | Internal | Summer | B2 | 25 | 600 | 0.37 | 94.91 | 93.21 | 3 | 0
2020 | NYISO_A-F_2_NEISO | NYISO_A-F | NEISO | Internal | Summer | B3 | 75 | 600 | 0.09 | 91.94 | 88.89 | 3 | 0
2020 | NYISO_A-F_2_NEISO | NYISO_A-F | NEISO | Internal | Summer | B4 | 100 | 600 | 0.07 | 84.9 | 81.69 | 3 | 0
2020 | NYISO_A-F_2_NEISO | NYISO_A-F | NEISO | Internal | Summer | B5 | 200 | 600 | 0.03 | 78.45 | 75.24 | 3 | 0
2020 | NYISO_A-F_2_NEISO | NYISO_A-F | NEISO | Internal | Summer | B6 | 300 | 600 | 0.02 | 65.21 | 62 | 3 | 0
2020 | NYISO_A-F_2_NEISO | NYISO_A-F | NEISO | Internal | Summer | B7 | 400 | 600 | 0.02 | 61.71 | 58.71 | 3 | 0
2020 | NYISO_A-F_2_NEISO | NYISO_A-F | NEISO | Internal | Summer | B8 | 500 | 600 | 0.01 | 61.68 | 58.71 | 3 | 0
2020 | NYISO_A-F_2_NEISO | NYISO_A-F | NEISO | Internal | Summer | B9 | 800 | 600 | 0 | 61.68 | 58.71 | 3 | 0
2020 | NYISO_A-F_2_NEISO | NYISO_A-F | NEISO | Internal | Summer | B10 | 1262 | 600 | 0 | 61.68 | 58.71 | 3 | 0
2020 | NYISO_A-F_2_NEISO | NYISO_A-F | NEISO | Internal | Winter | B16 | 25 | 600 | 0.33 | 72.25 | 70.52 | 3 | 0
2020 | NYISO_A-F_2_NEISO | NYISO_A-F | NEISO | Internal | Winter | B17 | 100 | 600 | 0.11 | 70.92 | 70.52 | 3 | 0
2020 | NYISO_A-F_2_NEISO | NYISO_A-F | NEISO | Internal | Winter | B18 | 400 | 600 | 0.06 | 68.63 | 70.45 | 3 | 0
2020 | NYISO_A-F_2_NEISO | NYISO_A-F | NEISO | Internal | Winter | B19 | 700 | 600 | 0.04 | 68.6 | 70.45 | 3 | 0
2020 | NYISO_A-F_2_NEISO | NYISO_A-F | NEISO | Internal | Winter | B20 | 935 | 600 | 73.13 | 67.45 | 70.45 | 3 | 0
2020 | NYISO_A-F_2_NYISO_G-I | NYISO_A-F | NYISO_G-I | Internal | Shoulder | B11 | 25 | 4250 | 4680.96 | 64.8 | 66.06 | 0.01 | 1.25
2020 | NYISO_A-F_2_NYISO_G-I | NYISO_A-F | NYISO_G-I | Internal | Shoulder | B12 | 200 | 4250 | 4249.98 | 64.1 | 64.59 | 0.01 | 0.48
2020 | NYISO_A-F_2_NYISO_G-I | NYISO_A-F | NYISO_G-I | Internal | Shoulder | B13 | 600 | 4250 | 4249.98 | 64.1 | 64.58 | 0.01 | 0.46
2020 | NYISO_A-F_2_NYISO_G-I | NYISO_A-F | NYISO_G-I | Internal | Shoulder | B14 | 900 | 4250 | 4030.9 | 62.7 | 62.71 | 0.01 | 0
2020 | NYISO_A-F_2_NYISO_G-I | NYISO_A-F | NYISO_G-I | Internal | Shoulder | B15 | 1203 | 4250 | 2607.54 | 62.7 | 62.71 | 0.01 | 0
2020 | NYISO_A-F_2_NYISO_G-I | NYISO_A-F | NYISO_G-I | Internal | Summer | B1 | 10 | 4250 | 6563.52 | 96.88 | 98.14 | 0.01 | 1.25
2020 | NYISO_A-F_2_NYISO_G-I | NYISO_A-F | NYISO_G-I | Internal | Summer | B2 | 25 | 4250 | 5938.04 | 94.91 | 96.17 | 0.01 | 1.25
2020 | NYISO_A-F_2_NYISO_G-I | NYISO_A-F | NYISO_G-I | Internal | Summer | B3 | 75 | 4250 | 6848.76 | 91.94 | 93.21 | 0.01 | 1.25
2020 | NYISO_A-F_2_NYISO_G-I | NYISO_A-F | NYISO_G-I | Internal | Summer | B4 | 100 | 4250 | 6427.3 | 84.9 | 86.16 | 0.01 | 1.25
2020 | NYISO_A-F_2_NYISO_G-I | NYISO_A-F | NYISO_G-I | Internal | Summer | B5 | 200 | 4250 | 6100.32 | 78.45 | 79.71 | 0.01 | 1.25
2020 | NYISO_A-F_2_NYISO_G-I | NYISO_A-F | NYISO_G-I | Internal | Summer | B6 | 300 | 4250 | 4799.55 | 65.21 | 66.47 | 0.01 | 1.25
2020 | NYISO_A-F_2_NYISO_G-I | NYISO_A-F | NYISO_G-I | Internal | Summer | B7 | 400 | 4250 | 4250.08 | 61.71 | 62.58 | 0.01 | 0.86
2020 | NYISO_A-F_2_NYISO_G-I | NYISO_A-F | NYISO_G-I | Internal | Summer | B8 | 500 | 4250 | 4250.09 | 61.68 | 62.58 | 0.01 | 0.88
2020 | NYISO_A-F_2_NYISO_G-I | NYISO_A-F | NYISO_G-I | Internal | Summer | B9 | 800 | 4250 | 4022.07 | 61.68 | 61.7 | 0.01 | 0
2020 | NYISO_A-F_2_NYISO_G-I | NYISO_A-F | NYISO_G-I | Internal | Summer | B10 | 1262 | 4250 | 2021.35 | 61.68 | 61.7 | 0.01 | 0
2020 | NYISO_A-F_2_NYISO_G-I | NYISO_A-F | NYISO_G-I | Internal | Winter | B16 | 25 | 4250 | 5921.27 | 72.25 | 73.51 | 0.01 | 1.25
2020 | NYISO_A-F_2_NYISO_G-I | NYISO_A-F | NYISO_G-I | Internal | Winter | B17 | 100 | 4250 | 7222.73 | 70.92 | 72.18 | 0.01 | 1.25
2020 | NYISO_A-F_2_NYISO_G-I | NYISO_A-F | NYISO_G-I | Internal | Winter | B18 | 400 | 4250 | 7227.43 | 68.63 | 69.9 | 0.01 | 1.25
2020 | NYISO_A-F_2_NYISO_G-I | NYISO_A-F | NYISO_G-I | Internal | Winter | B19 | 700 | 4250 | 6871.13 | 68.6 | 69.87 | 0.01 | 1.25
2020 | NYISO_A-F_2_NYISO_G-I | NYISO_A-F | NYISO_G-I | Internal | Winter | B20 | 935 | 4250 | 4872.36 | 67.45 | 68.72 | 0.01 | 1.25
2020 | NYISO_A-F_2_PJM_ROM | NYISO_A-F | PJM_ROM | Internal | Shoulder | B11 | 25 | 1000 | 999.99 | 64.8 | 74.11 | 8 | 1.31
2020 | NYISO_A-F_2_PJM_ROM | NYISO_A-F | PJM_ROM | Internal | Shoulder | B12 | 200 | 1000 | 0.07 | 64.1 | 69.45 | 8 | 0
2020 | NYISO_A-F_2_PJM_ROM | NYISO_A-F | PJM_ROM | Internal | Shoulder | B13 | 600 | 1000 | 0.01 | 64.1 | 66.73 | 8 | 0
2020 | NYISO_A-F_2_PJM_ROM | NYISO_A-F | PJM_ROM | Internal | Shoulder | B14 | 900 | 1000 | 0 | 62.7 | 64.88 | 8 | 0
2020 | NYISO_A-F_2_PJM_ROM | NYISO_A-F | PJM_ROM | Internal | Shoulder | B15 | 1203 | 1000 | 0 | 62.7 | 61.34 | 8 | 0
2020 | NYISO_A-F_2_PJM_ROM | NYISO_A-F | PJM_ROM | Internal | Summer | B1 | 10 | 1000 | 1.12 | 96.88 | 102.71 | 8 | 0
2020 | NYISO_A-F_2_PJM_ROM | NYISO_A-F | PJM_ROM | Internal | Summer | B2 | 25 | 1000 | 555.29 | 94.91 | 102.9 | 8 | 0
2020 | NYISO_A-F_2_PJM_ROM | NYISO_A-F | PJM_ROM | Internal | Summer | B3 | 75 | 1000 | 1000 | 91.94 | 101.26 | 8 | 1.31
2020 | NYISO_A-F_2_PJM_ROM | NYISO_A-F | PJM_ROM | Internal | Summer | B4 | 100 | 1000 | 1000.01 | 84.9 | 94.21 | 8 | 1.31
2020 | NYISO_A-F_2_PJM_ROM | NYISO_A-F | PJM_ROM | Internal | Summer | B5 | 200 | 1000 | 1000 | 78.45 | 87.72 | 8 | 1.28
2020 | NYISO_A-F_2_PJM_ROM | NYISO_A-F | PJM_ROM | Internal | Summer | B6 | 300 | 1000 | 1000 | 65.21 | 74.52 | 8 | 1.31
2020 | NYISO_A-F_2_PJM_ROM | NYISO_A-F | PJM_ROM | Internal | Summer | B7 | 400 | 1000 | 0.14 | 61.71 | 68.4 | 8 | 0
2020 | NYISO_A-F_2_PJM_ROM | NYISO_A-F | PJM_ROM | Internal | Summer | B8 | 500 | 1000 | 0.02 | 61.68 | 64.27 | 8 | 0
2020 | NYISO_A-F_2_PJM_ROM | NYISO_A-F | PJM_ROM | Internal | Summer | B9 | 800 | 1000 | 0 | 61.68 | 62.75 | 8 | 0
2020 | NYISO_A-F_2_PJM_ROM | NYISO_A-F | PJM_ROM | Internal | Summer | B10 | 1262 | 1000 | 0 | 61.68 | 61.23 | 8 | 0
2020 | NYISO_A-F_2_PJM_ROM | NYISO_A-F | PJM_ROM | Internal | Winter | B16 | 25 | 1000 | 0.39 | 72.25 | 76.43 | 8 | 0
2020 | NYISO_A-F_2_PJM_ROM | NYISO_A-F | PJM_ROM | Internal | Winter | B17 | 100 | 1000 | 0.06 | 70.92 | 71.91 | 8 | 0
2020 | NYISO_A-F_2_PJM_ROM | NYISO_A-F | PJM_ROM | Internal | Winter | B18 | 400 | 1000 | 0.01 | 68.63 | 69.64 | 8 | 0
2020 | NYISO_A-F_2_PJM_ROM | NYISO_A-F | PJM_ROM | Internal | Winter | B19 | 700 | 1000 | 0 | 68.6 | 68.86 | 8 | 0
2020 | NYISO_A-F_2_PJM_ROM | NYISO_A-F | PJM_ROM | Internal | Winter | B20 | 935 | 1000 | 0 | 67.45 | 62.71 | 8 | 0
2020 | NYISO_G-I_2_NEISO | NYISO_G-I | NEISO | Internal | Shoulder | B11 | 25 | 600 | 0.24 | 66.06 | 61.59 | 3 | 0
2020 | NYISO_G-I_2_NEISO | NYISO_G-I | NEISO | Internal | Shoulder | B12 | 200 | 600 | 0.04 | 64.59 | 61.59 | 3 | 0
2020 | NYISO_G-I_2_NEISO | NYISO_G-I | NEISO | Internal | Shoulder | B13 | 600 | 600 | 0.01 | 64.58 | 61.59 | 3 | 0
2020 | NYISO_G-I_2_NEISO | NYISO_G-I | NEISO | Internal | Shoulder | B14 | 900 | 600 | 0.01 | 62.71 | 61.59 | 3 | 0
2020 | NYISO_G-I_2_NEISO | NYISO_G-I | NEISO | Internal | Shoulder | B15 | 1203 | 600 | 0 | 62.71 | 61.59 | 3 | 0
2020 | NYISO_G-I_2_NEISO | NYISO_G-I | NEISO | Internal | Summer | B1 | 10 | 600 | 2.47 | 98.14 | 99.86 | 3 | 0
2020 | NYISO_G-I_2_NEISO | NYISO_G-I | NEISO | Internal | Summer | B2 | 25 | 600 | 0.33 | 96.17 | 93.21 | 3 | 0
2020 | NYISO_G-I_2_NEISO | NYISO_G-I | NEISO | Internal | Summer | B3 | 75 | 600 | 0.09 | 93.21 | 88.89 | 3 | 0
2020 | NYISO_G-I_2_NEISO | NYISO_G-I | NEISO | Internal | Summer | B4 | 100 | 600 | 0.06 | 86.16 | 81.69 | 3 | 0
2020 | NYISO_G-I_2_NEISO | NYISO_G-I | NEISO | Internal | Summer | B5 | 200 | 600 | 0.03 | 79.71 | 75.24 | 3 | 0
2020 | NYISO_G-I_2_NEISO | NYISO_G-I | NEISO | Internal | Summer | B6 | 300 | 600 | 0.02 | 66.47 | 62 | 3 | 0
2020 | NYISO_G-I_2_NEISO | NYISO_G-I | NEISO | Internal | Summer | B7 | 400 | 600 | 0.02 | 62.58 | 58.71 | 3 | 0
2020 | NYISO_G-I_2_NEISO | NYISO_G-I | NEISO | Internal | Summer | B8 | 500 | 600 | 0.01 | 62.58 | 58.71 | 3 | 0
2020 | NYISO_G-I_2_NEISO | NYISO_G-I | NEISO | Internal | Summer | B9 | 800 | 600 | 0.01 | 61.7 | 58.71 | 3 | 0
2020 | NYISO_G-I_2_NEISO | NYISO_G-I | NEISO | Internal | Summer | B10 | 1262 | 600 | 0 | 61.7 | 58.71 | 3 | 0
2020 | NYISO_G-I_2_NEISO | NYISO_G-I | NEISO | Internal | Winter | B16 | 25 | 600 | 0.3 | 73.51 | 70.52 | 3 | 0
2020 | NYISO_G-I_2_NEISO | NYISO_G-I | NEISO | Internal | Winter | B17 | 100 | 600 | 0.1 | 72.18 | 70.52 | 3 | 0
2020 | NYISO_G-I_2_NEISO | NYISO_G-I | NEISO | Internal | Winter | B18 | 400 | 600 | 0.04 | 69.9 | 70.45 | 3 | 0
2020 | NYISO_G-I_2_NEISO | NYISO_G-I | NEISO | Internal | Winter | B19 | 700 | 600 | 0.02 | 69.87 | 70.45 | 3 | 0
2020 | NYISO_G-I_2_NEISO | NYISO_G-I | NEISO | Internal | Winter | B20 | 935 | 600 | 0.03 | 68.72 | 70.45 | 3 | 0
2020 | NYISO_G-I_2_NYISO_A-F | NYISO_G-I | NYISO_A-F | Internal | Shoulder | B11 | 25 | 1999 | 1.46 | 66.06 | 64.8 | 0.01 | 0
2020 | NYISO_G-I_2_NYISO_A-F | NYISO_G-I | NYISO_A-F | Internal | Shoulder | B12 | 200 | 1999 | 0.4 | 64.59 | 64.1 | 0.01 | 0
2020 | NYISO_G-I_2_NYISO_A-F | NYISO_G-I | NYISO_A-F | Internal | Shoulder | B13 | 600 | 1999 | 0.15 | 64.58 | 64.1 | 0.01 | 0
2020 | NYISO_G-I_2_NYISO_A-F | NYISO_G-I | NYISO_A-F | Internal | Shoulder | B14 | 900 | 1999 | 1.47 | 62.71 | 62.7 | 0.01 | 0
2020 | NYISO_G-I_2_NYISO_A-F | NYISO_G-I | NYISO_A-F | Internal | Shoulder | B15 | 1203 | 1999 | 1.34 | 62.71 | 62.7 | 0.01 | 0
2020 | NYISO_G-I_2_NYISO_A-F | NYISO_G-I | NYISO_A-F | Internal | Summer | B1 | 10 | 1999 | 3.4 | 98.14 | 96.88 | 0.01 | 0
2020 | NYISO_G-I_2_NYISO_A-F | NYISO_G-I | NYISO_A-F | Internal | Summer | B2 | 25 | 1999 | 1.4 | 96.17 | 94.91 | 0.01 | 0
2020 | NYISO_G-I_2_NYISO_A-F | NYISO_G-I | NYISO_A-F | Internal | Summer | B3 | 75 | 1999 | 0.48 | 93.21 | 91.94 | 0.01 | 0
2020 | NYISO_G-I_2_NYISO_A-F | NYISO_G-I | NYISO_A-F | Internal | Summer | B4 | 100 | 1999 | 0.36 | 86.16 | 84.9 | 0.01 | 0
2020 | NYISO_G-I_2_NYISO_A-F | NYISO_G-I | NYISO_A-F | Internal | Summer | B5 | 200 | 1999 | 0.18 | 79.71 | 78.45 | 0.01 | 0
2020 | NYISO_G-I_2_NYISO_A-F | NYISO_G-I | NYISO_A-F | Internal | Summer | B6 | 300 | 1999 | 0.12 | 66.47 | 65.21 | 0.01 | 0
2020 | NYISO_G-I_2_NYISO_A-F | NYISO_G-I | NYISO_A-F | Internal | Summer | B7 | 400 | 1999 | 0.13 | 62.58 | 61.71 | 0.01 | 0
2020 | NYISO_G-I_2_NYISO_A-F | NYISO_G-I | NYISO_A-F | Internal | Summer | B8 | 500 | 1999 | 0.1 | 62.58 | 61.68 | 0.01 | 0
2020 | NYISO_G-I_2_NYISO_A-F | NYISO_G-I | NYISO_A-F | Internal | Summer | B9 | 800 | 1999 | 1.56 | 61.7 | 61.68 | 0.01 | 0
2020 | NYISO_G-I_2_NYISO_A-F | NYISO_G-I | NYISO_A-F | Internal | Summer | B10 | 1262 | 1999 | 1.31 | 61.7 | 61.68 | 0.01 | 0
2020 | NYISO_G-I_2_NYISO_A-F | NYISO_G-I | NYISO_A-F | Internal | Winter | B16 | 25 | 1999 | 1.41 | 73.51 | 72.25 | 0.01 | 0
2020 | NYISO_G-I_2_NYISO_A-F | NYISO_G-I | NYISO_A-F | Internal | Winter | B17 | 100 | 1999 | 0.36 | 72.18 | 70.92 | 0.01 | 0
2020 | NYISO_G-I_2_NYISO_A-F | NYISO_G-I | NYISO_A-F | Internal | Winter | B18 | 400 | 1999 | 0.09 | 69.9 | 68.63 | 0.01 | 0
2020 | NYISO_G-I_2_NYISO_A-F | NYISO_G-I | NYISO_A-F | Internal | Winter | B19 | 700 | 1999 | 0.05 | 69.87 | 68.6 | 0.01 | 0
2020 | NYISO_G-I_2_NYISO_A-F | NYISO_G-I | NYISO_A-F | Internal | Winter | B20 | 935 | 1999 | 0.04 | 68.72 | 67.45 | 0.01 | 0
2020 | NYISO_G-I_2_NYISO_J-K | NYISO_G-I | NYISO_J-K | Internal | Shoulder | B11 | 25 | 6130 | 4162.44 | 66.06 | 66.08 | 0.01 | 0
2020 | NYISO_G-I_2_NYISO_J-K | NYISO_G-I | NYISO_J-K | Internal | Shoulder | B12 | 200 | 6130 | 4997.71 | 64.59 | 64.6 | 0.01 | 0
2020 | NYISO_G-I_2_NYISO_J-K | NYISO_G-I | NYISO_J-K | Internal | Shoulder | B13 | 600 | 6130 | 4738.96 | 64.58 | 64.59 | 0.01 | 0
2020 | NYISO_G-I_2_NYISO_J-K | NYISO_G-I | NYISO_J-K | Internal | Shoulder | B14 | 900 | 6130 | 4428.49 | 62.71 | 62.72 | 0.01 | 0
2020 | NYISO_G-I_2_NYISO_J-K | NYISO_G-I | NYISO_J-K | Internal | Shoulder | B15 | 1203 | 6130 | 2788.37 | 62.71 | 62.72 | 0.01 | 0
2020 | NYISO_G-I_2_NYISO_J-K | NYISO_G-I | NYISO_J-K | Internal | Summer | B1 | 10 | 6130 | 6022.1 | 98.14 | 98.15 | 0.01 | 0
2020 | NYISO_G-I_2_NYISO_J-K | NYISO_G-I | NYISO_J-K | Internal | Summer | B2 | 25 | 6130 | 5481.27 | 96.17 | 96.18 | 0.01 | 0
2020 | NYISO_G-I_2_NYISO_J-K | NYISO_G-I | NYISO_J-K | Internal | Summer | B3 | 75 | 6130 | 5840.61 | 93.21 | 93.22 | 0.01 | 0
2020 | NYISO_G-I_2_NYISO_J-K | NYISO_G-I | NYISO_J-K | Internal | Summer | B4 | 100 | 6130 | 5668.57 | 86.16 | 86.17 | 0.01 | 0
2020 | NYISO_G-I_2_NYISO_J-K | NYISO_G-I | NYISO_J-K | Internal | Summer | B5 | 200 | 6130 | 5536.73 | 79.71 | 79.72 | 0.01 | 0
2020 | NYISO_G-I_2_NYISO_J-K | NYISO_G-I | NYISO_J-K | Internal | Summer | B6 | 300 | 6130 | 4347.58 | 66.47 | 66.48 | 0.01 | 0
2020 | NYISO_G-I_2_NYISO_J-K | NYISO_G-I | NYISO_J-K | Internal | Summer | B7 | 400 | 6130 | 5458.91 | 62.58 | 62.59 | 0.01 | 0
2020 | NYISO_G-I_2_NYISO_J-K | NYISO_G-I | NYISO_J-K | Internal | Summer | B8 | 500 | 6130 | 5606.12 | 62.58 | 62.59 | 0.01 | 0
2020 | NYISO_G-I_2_NYISO_J-K | NYISO_G-I | NYISO_J-K | Internal | Summer | B9 | 800 | 6130 | 4979.68 | 61.7 | 61.71 | 0.01 | 0
2020 | NYISO_G-I_2_NYISO_J-K | NYISO_G-I | NYISO_J-K | Internal | Summer | B10 | 1262 | 6130 | 3416.32 | 61.7 | 61.71 | 0.01 | 0
2020 | NYISO_G-I_2_NYISO_J-K | NYISO_G-I | NYISO_J-K | Internal | Winter | B16 | 25 | 6130 | 6341.2 | 73.51 | 73.52 | 0.01 | 0
2020 | NYISO_G-I_2_NYISO_J-K | NYISO_G-I | NYISO_J-K | Internal | Winter | B17 | 100 | 6130 | 7636.94 | 72.18 | 72.2 | 0.01 | 0
2020 | NYISO_G-I_2_NYISO_J-K | NYISO_G-I | NYISO_J-K | Internal | Winter | B18 | 400 | 6130 | 7693.57 | 69.9 | 69.91 | 0.01 | 0
2020 | NYISO_G-I_2_NYISO_J-K | NYISO_G-I | NYISO_J-K | Internal | Winter | B19 | 700 | 6130 | 7263.57 | 69.87 | 69.88 | 0.01 | 0
2020 | NYISO_G-I_2_NYISO_J-K | NYISO_G-I | NYISO_J-K | Internal | Winter | B20 | 935 | 6130 | 5285.86 | 68.72 | 68.73 | 0.01 | 0
2020 | NYISO_G-I_2_PJM_E | NYISO_G-I | PJM_E | Internal | Shoulder | B11 | 25 | 1500 | 1482.86 | 66.06 | 74.1 | 8 | 0.04
2020 | NYISO_G-I_2_PJM_E | NYISO_G-I | PJM_E | Internal | Shoulder | B12 | 200 | 1500 | 0.07 | 64.59 | 69.44 | 8 | 0
2020 | NYISO_G-I_2_PJM_E | NYISO_G-I | PJM_E | Internal | Shoulder | B13 | 600 | 1500 | 0.01 | 64.58 | 66.72 | 8 | 0
2020 | NYISO_G-I_2_PJM_E | NYISO_G-I | PJM_E | Internal | Shoulder | B14 | 900 | 1500 | 0 | 62.71 | 64.87 | 8 | 0
2020 | NYISO_G-I_2_PJM_E | NYISO_G-I | PJM_E | Internal | Shoulder | B15 | 1203 | 1500 | 0 | 62.71 | 61.33 | 8 | 0
2020 | NYISO_G-I_2_PJM_E | NYISO_G-I | PJM_E | Internal | Summer | B1 | 10 | 1500 | 0.91 | 98.14 | 102.72 | 8 | 0
2020 | NYISO_G-I_2_PJM_E | NYISO_G-I | PJM_E | Internal | Summer | B2 | 25 | 1500 | 0.93 | 96.17 | 102.9 | 8 | 0
2020 | NYISO_G-I_2_PJM_E | NYISO_G-I | PJM_E | Internal | Summer | B3 | 75 | 1500 | 1493.51 | 93.21 | 101.24 | 8 | 0.03
2020 | NYISO_G-I_2_PJM_E | NYISO_G-I | PJM_E | Internal | Summer | B4 | 100 | 1500 | 1495.18 | 86.16 | 94.2 | 8 | 0.03
2020 | NYISO_G-I_2_PJM_E | NYISO_G-I | PJM_E | Internal | Summer | B5 | 200 | 1500 | 1424.12 | 79.71 | 87.71 | 8 | 0
2020 | NYISO_G-I_2_PJM_E | NYISO_G-I | PJM_E | Internal | Summer | B6 | 300 | 1500 | 1497.99 | 66.47 | 74.51 | 8 | 0.03
2020 | NYISO_G-I_2_PJM_E | NYISO_G-I | PJM_E | Internal | Summer | B7 | 400 | 1500 | 0.06 | 62.58 | 68.39 | 8 | 0
2020 | NYISO_G-I_2_PJM_E | NYISO_G-I | PJM_E | Internal | Summer | B8 | 500 | 1500 | 0.02 | 62.58 | 64.26 | 8 | 0
2020 | NYISO_G-I_2_PJM_E | NYISO_G-I | PJM_E | Internal | Summer | B9 | 800 | 1500 | 0 | 61.7 | 62.74 | 8 | 0
2020 | NYISO_G-I_2_PJM_E | NYISO_G-I | PJM_E | Internal | Summer | B10 | 1262 | 1500 | 0 | 61.7 | 61.22 | 8 | 0
2020 | NYISO_G-I_2_PJM_E | NYISO_G-I | PJM_E | Internal | Winter | B16 | 25 | 1500 | 0.35 | 73.51 | 76.44 | 8 | 0
2020 | NYISO_G-I_2_PJM_E | NYISO_G-I | PJM_E | Internal | Winter | B17 | 100 | 1500 | 0.06 | 72.18 | 71.92 | 8 | 0
2020 | NYISO_G-I_2_PJM_E | NYISO_G-I | PJM_E | Internal | Winter | B18 | 400 | 1500 | 0.01 | 69.9 | 69.65 | 8 | 0
2020 | NYISO_G-I_2_PJM_E | NYISO_G-I | PJM_E | Internal | Winter | B19 | 700 | 1500 | 0 | 69.87 | 68.88 | 8 | 0
2020 | NYISO_G-I_2_PJM_E | NYISO_G-I | PJM_E | Internal | Winter | B20 | 935 | 1500 | 0 | 68.72 | 62.72 | 8 | 0
2020 | NYISO_J-K_2_NEISO_OL | NYISO_J-K | NEISO | Internal | Shoulder | B11 | 25 | 99999 | 0.13 | 66.08 | 61.59 | 3.01 | 0
2020 | NYISO_J-K_2_NEISO_OL | NYISO_J-K | NEISO | Internal | Shoulder | B12 | 200 | 99999 | 0.02 | 64.6 | 61.59 | 3.01 | 0
2020 | NYISO_J-K_2_NEISO_OL | NYISO_J-K | NEISO | Internal | Shoulder | B13 | 600 | 99999 | 0 | 64.59 | 61.59 | 3.01 | 0
2020 | NYISO_J-K_2_NEISO_OL | NYISO_J-K | NEISO | Internal | Shoulder | B14 | 900 | 99999 | 0 | 62.72 | 61.59 | 3.01 | 0
2020 | NYISO_J-K_2_NEISO_OL | NYISO_J-K | NEISO | Internal | Shoulder | B15 | 1203 | 99999 | 0 | 62.72 | 61.59 | 3.01 | 0
2020 | NYISO_J-K_2_NEISO_OL | NYISO_J-K | NEISO | Internal | Summer | B1 | 10 | 99999 | 1.31 | 98.15 | 99.86 | 3.01 | 0
2020 | NYISO_J-K_2_NEISO_OL | NYISO_J-K | NEISO | Internal | Summer | B2 | 25 | 99999 | 0.18 | 96.18 | 93.21 | 3.01 | 0
2020 | NYISO_J-K_2_NEISO_OL | NYISO_J-K | NEISO | Internal | Summer | B3 | 75 | 99999 | 0.05 | 93.22 | 88.89 | 3.01 | 0
2020 | NYISO_J-K_2_NEISO_OL | NYISO_J-K | NEISO | Internal | Summer | B4 | 100 | 99999 | 0.03 | 86.17 | 81.69 | 3.01 | 0
2020 | NYISO_J-K_2_NEISO_OL | NYISO_J-K | NEISO | Internal | Summer | B5 | 200 | 99999 | 0.02 | 79.72 | 75.24 | 3.01 | 0
2020 | NYISO_J-K_2_NEISO_OL | NYISO_J-K | NEISO | Internal | Summer | B6 | 300 | 99999 | 0.01 | 66.48 | 62 | 3.01 | 0
2020 | NYISO_J-K_2_NEISO_OL | NYISO_J-K | NEISO | Internal | Summer | B7 | 400 | 99999 | 0 | 62.59 | 58.71 | 3.01 | 0
2020 | NYISO_J-K_2_NEISO_OL | NYISO_J-K | NEISO | Internal | Summer | B8 | 500 | 99999 | 0 | 62.59 | 58.71 | 3.01 | 0
2020 | NYISO_J-K_2_NEISO_OL | NYISO_J-K | NEISO | Internal | Summer | B9 | 800 | 99999 | 0 | 61.71 | 58.71 | 3.01 | 0
2020 | NYISO_J-K_2_NEISO_OL | NYISO_J-K | NEISO | Internal | Summer | B10 | 1262 | 99999 | 0 | 61.71 | 58.71 | 3.01 | 0
2020 | NYISO_J-K_2_NEISO_OL | NYISO_J-K | NEISO | Internal | Winter | B16 | 25 | 99999 | 0.16 | 73.52 | 70.52 | 3.01 | 0
2020 | NYISO_J-K_2_NEISO_OL | NYISO_J-K | NEISO | Internal | Winter | B17 | 100 | 99999 | 0.05 | 72.2 | 70.52 | 3.01 | 0
2020 | NYISO_J-K_2_NEISO_OL | NYISO_J-K | NEISO | Internal | Winter | B18 | 400 | 99999 | 0.02 | 69.91 | 70.45 | 3.01 | 0
2020 | NYISO_J-K_2_NEISO_OL | NYISO_J-K | NEISO | Internal | Winter | B19 | 700 | 99999 | 0.01 | 69.88 | 70.45 | 3.01 | 0
2020 | NYISO_J-K_2_NEISO_OL | NYISO_J-K | NEISO | Internal | Winter | B20 | 935 | 99999 | 0.02 | 68.73 | 70.45 | 3.01 | 0
2020 | NYISO_J-K_2_NYISO_G-I | NYISO_J-K | NYISO_G-I | Internal | Shoulder | B11 | 25 | 1999 | 63.83 | 66.08 | 66.06 | 0.01 | 0
2020 | NYISO_J-K_2_NYISO_G-I | NYISO_J-K | NYISO_G-I | Internal | Shoulder | B12 | 200 | 1999 | 8.79 | 64.6 | 64.59 | 0.01 | 0
2020 | NYISO_J-K_2_NYISO_G-I | NYISO_J-K | NYISO_G-I | Internal | Shoulder | B13 | 600 | 1999 | 3.06 | 64.59 | 64.58 | 0.01 | 0
2020 | NYISO_J-K_2_NYISO_G-I | NYISO_J-K | NYISO_G-I | Internal | Shoulder | B14 | 900 | 1999 | 2.08 | 62.72 | 62.71 | 0.01 | 0
2020 | NYISO_J-K_2_NYISO_G-I | NYISO_J-K | NYISO_G-I | Internal | Shoulder | B15 | 1203 | 1999 | 1.6 | 62.72 | 62.71 | 0.01 | 0
2020 | NYISO_J-K_2_NYISO_G-I | NYISO_J-K | NYISO_G-I | Internal | Summer | B1 | 10 | 1999 | 144.84 | 98.15 | 98.14 | 0.01 | 0
2020 | NYISO_J-K_2_NYISO_G-I | NYISO_J-K | NYISO_G-I | Internal | Summer | B2 | 25 | 1999 | 62.38 | 96.18 | 96.17 | 0.01 | 0
2020 | NYISO_J-K_2_NYISO_G-I | NYISO_J-K | NYISO_G-I | Internal | Summer | B3 | 75 | 1999 | 22.05 | 93.22 | 93.21 | 0.01 | 0
2020 | NYISO_J-K_2_NYISO_G-I | NYISO_J-K | NYISO_G-I | Internal | Summer | B4 | 100 | 1999 | 16.87 | 86.17 | 86.16 | 0.01 | 0
2020 | NYISO_J-K_2_NYISO_G-I | NYISO_J-K | NYISO_G-I | Internal | Summer | B5 | 200 | 1999 | 8.69 | 79.72 | 79.71 | 0.01 | 0
2020 | NYISO_J-K_2_NYISO_G-I | NYISO_J-K | NYISO_G-I | Internal | Summer | B6 | 300 | 1999 | 5.96 | 66.48 | 66.47 | 0.01 | 0
2020 | NYISO_J-K_2_NYISO_G-I | NYISO_J-K | NYISO_G-I | Internal | Summer | B7 | 400 | 1999 | 4.5 | 62.59 | 62.58 | 0.01 | 0
2020 | NYISO_J-K_2_NYISO_G-I | NYISO_J-K | NYISO_G-I | Internal | Summer | B8 | 500 | 1999 | 3.62 | 62.59 | 62.58 | 0.01 | 0
2020 | NYISO_J-K_2_NYISO_G-I | NYISO_J-K | NYISO_G-I | Internal | Summer | B9 | 800 | 1999 | 2.31 | 61.71 | 61.7 | 0.01 | 0
2020 | NYISO_J-K_2_NYISO_G-I | NYISO_J-K | NYISO_G-I | Internal | Summer | B10 | 1262 | 1999 | 1.51 | 61.71 | 61.7 | 0.01 | 0
2020 | NYISO_J-K_2_NYISO_G-I | NYISO_J-K | NYISO_G-I | Internal | Winter | B16 | 25 | 1999 | 60.93 | 73.52 | 73.51 | 0.01 | 0
2020 | NYISO_J-K_2_NYISO_G-I | NYISO_J-K | NYISO_G-I | Internal | Winter | B17 | 100 | 1999 | 16.23 | 72.2 | 72.18 | 0.01 | 0
2020 | NYISO_J-K_2_NYISO_G-I | NYISO_J-K | NYISO_G-I | Internal | Winter | B18 | 400 | 1999 | 4.32 | 69.91 | 69.9 | 0.01 | 0
2020 | NYISO_J-K_2_NYISO_G-I | NYISO_J-K | NYISO_G-I | Internal | Winter | B19 | 700 | 1999 | 2.53 | 69.88 | 69.87 | 0.01 | 0
2020 | NYISO_J-K_2_NYISO_G-I | NYISO_J-K | NYISO_G-I | Internal | Winter | B20 | 935 | 1999 | 1.98 | 68.73 | 68.72 | 0.01 | 0
2020 | NYISO_J-K_2_PJM_E_OL | NYISO_J-K | PJM_E | Internal | Shoulder | B11 | 25 | 99999 | 2828.98 | 66.08 | 74.1 | 8.02 | 0
2020 | NYISO_J-K_2_PJM_E_OL | NYISO_J-K | PJM_E | Internal | Shoulder | B12 | 200 | 99999 | 0.04 | 64.6 | 69.44 | 8.02 | 0
2020 | NYISO_J-K_2_PJM_E_OL | NYISO_J-K | PJM_E | Internal | Shoulder | B13 | 600 | 99999 | 0 | 64.59 | 66.72 | 8.02 | 0
2020 | NYISO_J-K_2_PJM_E_OL | NYISO_J-K | PJM_E | Internal | Shoulder | B14 | 900 | 99999 | 0 | 62.72 | 64.87 | 8.02 | 0
2020 | NYISO_J-K_2_PJM_E_OL | NYISO_J-K | PJM_E | Internal | Shoulder | B15 | 1203 | 99999 | 0 | 62.72 | 61.33 | 8.02 | 0
2020 | NYISO_J-K_2_PJM_E_OL | NYISO_J-K | PJM_E | Internal | Summer | B1 | 10 | 99999 | 0.52 | 98.15 | 102.72 | 8.02 | 0
2020 | NYISO_J-K_2_PJM_E_OL | NYISO_J-K | PJM_E | Internal | Summer | B2 | 25 | 99999 | 0.6 | 96.18 | 102.9 | 8.02 | 0
2020 | NYISO_J-K_2_PJM_E_OL | NYISO_J-K | PJM_E | Internal | Summer | B3 | 75 | 99999 | 2148.49 | 93.22 | 101.24 | 8.02 | 0
2020 | NYISO_J-K_2_PJM_E_OL | NYISO_J-K | PJM_E | Internal | Summer | B4 | 100 | 99999 | 4216 | 86.17 | 94.2 | 8.02 | 0
2020 | NYISO_J-K_2_PJM_E_OL | NYISO_J-K | PJM_E | Internal | Summer | B5 | 200 | 99999 | 3.53 | 79.72 | 87.71 | 8.02 | 0
2020 | NYISO_J-K_2_PJM_E_OL | NYISO_J-K | PJM_E | Internal | Summer | B6 | 300 | 99999 | 489.64 | 66.48 | 74.51 | 8.02 | 0
2020 | NYISO_J-K_2_PJM_E_OL | NYISO_J-K | PJM_E | Internal | Summer | B7 | 400 | 99999 | 0.04 | 62.59 | 68.39 | 8.02 | 0
2020 | NYISO_J-K_2_PJM_E_OL | NYISO_J-K | PJM_E | Internal | Summer | B8 | 500 | 99999 | 0 | 62.59 | 64.26 | 8.02 | 0
2020 | NYISO_J-K_2_PJM_E_OL | NYISO_J-K | PJM_E | Internal | Summer | B9 | 800 | 99999 | 0 | 61.71 | 62.74 | 8.02 | 0
2020 | NYISO_J-K_2_PJM_E_OL | NYISO_J-K | PJM_E | Internal | Summer | B10 | 1262 | 99999 | 0 | 61.71 | 61.22 | 8.02 | 0
2020 | NYISO_J-K_2_PJM_E_OL | NYISO_J-K | PJM_E | Internal | Winter | B16 | 25 | 99999 | 0.21 | 73.52 | 76.44 | 8.02 | 0
2020 | NYISO_J-K_2_PJM_E_OL | NYISO_J-K | PJM_E | Internal | Winter | B17 | 100 | 99999 | 0.03 | 72.2 | 71.92 | 8.02 | 0
2020 | NYISO_J-K_2_PJM_E_OL | NYISO_J-K | PJM_E | Internal | Winter | B18 | 400 | 99999 | 0 | 69.91 | 69.65 | 8.02 | 0
2020 | NYISO_J-K_2_PJM_E_OL | NYISO_J-K | PJM_E | Internal | Winter | B19 | 700 | 99999 | 0 | 69.88 | 68.88 | 8.02 | 0
2020 | NYISO_J-K_2_PJM_E_OL | NYISO_J-K | PJM_E | Internal | Winter | B20 | 935 | 99999 | 0 | 68.73 | 62.72 | 8.02 | 0
2020 | PJM_E_2_NYISO_G-I | PJM_E | NYISO_G-I | Internal | Shoulder | B11 | 25 | 500 | 0.11 | 74.1 | 66.06 | 6 | 0
2020 | PJM_E_2_NYISO_G-I | PJM_E | NYISO_G-I | Internal | Shoulder | B12 | 200 | 500 | 0.02 | 69.44 | 64.59 | 6 | 0
2020 | PJM_E_2_NYISO_G-I | PJM_E | NYISO_G-I | Internal | Shoulder | B13 | 600 | 500 | 0 | 66.72 | 64.58 | 6 | 0
2020 | PJM_E_2_NYISO_G-I | PJM_E | NYISO_G-I | Internal | Shoulder | B14 | 900 | 500 | 0 | 64.87 | 62.71 | 6 | 0
2020 | PJM_E_2_NYISO_G-I | PJM_E | NYISO_G-I | Internal | Shoulder | B15 | 1203 | 500 | 0 | 61.33 | 62.71 | 6 | 0
2020 | PJM_E_2_NYISO_G-I | PJM_E | NYISO_G-I | Internal | Summer | B1 | 10 | 500 | 0.39 | 102.72 | 98.14 | 6 | 0.01
2020 | PJM_E_2_NYISO_G-I | PJM_E | NYISO_G-I | Internal | Summer | B2 | 25 | 500 | 0.13 | 102.9 | 96.17 | 6 | 0
2020 | PJM_E_2_NYISO_G-I | PJM_E | NYISO_G-I | Internal | Summer | B3 | 75 | 500 | 0.04 | 101.24 | 93.21 | 6 | 0
2020 | PJM_E_2_NYISO_G-I | PJM_E | NYISO_G-I | Internal | Summer | B4 | 100 | 500 | 0.03 | 94.2 | 86.16 | 6 | 0
2020 | PJM_E_2_NYISO_G-I | PJM_E | NYISO_G-I | Internal | Summer | B5 | 200 | 500 | 0.01 | 87.71 | 79.71 | 6 | 0
2020 | PJM_E_2_NYISO_G-I | PJM_E | NYISO_G-I | Internal | Summer | B6 | 300 | 500 | 0 | 74.51 | 66.47 | 6 | 0
2020 | PJM_E_2_NYISO_G-I | PJM_E | NYISO_G-I | Internal | Summer | B7 | 400 | 500 | 0 | 68.39 | 62.58 | 6 | 0
2020 | PJM_E_2_NYISO_G-I | PJM_E | NYISO_G-I | Internal | Summer | B8 | 500 | 500 | 0 | 64.26 | 62.58 | 6 | 0
2020 | PJM_E_2_NYISO_G-I | PJM_E | NYISO_G-I | Internal | Summer | B9 | 800 | 500 | 0 | 62.74 | 61.7 | 6 | 0
2020 | PJM_E_2_NYISO_G-I | PJM_E | NYISO_G-I | Internal | Summer | B10 | 1262 | 500 | 0 | 61.22 | 61.7 | 6 | 0
2020 | PJM_E_2_NYISO_G-I | PJM_E | NYISO_G-I | Internal | Winter | B16 | 25 | 500 | 0.16 | 76.44 | 73.51 | 6 | 0
2020 | PJM_E_2_NYISO_G-I | PJM_E | NYISO_G-I | Internal | Winter | B17 | 100 | 500 | 0.06 | 71.92 | 72.18 | 6 | 0
2020 | PJM_E_2_NYISO_G-I | PJM_E | NYISO_G-I | Internal | Winter | B18 | 400 | 500 | 0.02 | 69.65 | 69.9 | 6 | 0
2020 | PJM_E_2_NYISO_G-I | PJM_E | NYISO_G-I | Internal | Winter | B19 | 700 | 500 | 0 | 68.88 | 69.87 | 6 | 0
2020 | PJM_E_2_NYISO_G-I | PJM_E | NYISO_G-I | Internal | Winter | B20 | 935 | 500 | 134.2 | 62.72 | 68.72 | 6 | 0
2020 | PJM_E_2_NYISO_J-K | PJM_E | NYISO_J-K | Internal | Shoulder | B11 | 25 | 330 | 0.13 | 74.1 | 66.08 | 6 | 0
2020 | PJM_E_2_NYISO_J-K | PJM_E | NYISO_J-K | Internal | Shoulder | B12 | 200 | 330 | 0.02 | 69.44 | 64.6 | 6 | 0
2020 | PJM_E_2_NYISO_J-K | PJM_E | NYISO_J-K | Internal | Shoulder | B13 | 600 | 330 | 0 | 66.72 | 64.59 | 6 | 0
2020 | PJM_E_2_NYISO_J-K | PJM_E | NYISO_J-K | Internal | Shoulder | B14 | 900 | 330 | 0 | 64.87 | 62.72 | 6 | 0
2020 | PJM_E_2_NYISO_J-K | PJM_E | NYISO_J-K | Internal | Shoulder | B15 | 1203 | 330 | 0 | 61.33 | 62.72 | 6 | 0
2020 | PJM_E_2_NYISO_J-K | PJM_E | NYISO_J-K | Internal | Summer | B1 | 10 | 330 | 0.49 | 102.72 | 98.15 | 6 | 0.01
2020 | PJM_E_2_NYISO_J-K | PJM_E | NYISO_J-K | Internal | Summer | B2 | 25 | 330 | 0.15 | 102.9 | 96.18 | 6 | 0
2020 | PJM_E_2_NYISO_J-K | PJM_E | NYISO_J-K | Internal | Summer | B3 | 75 | 330 | 0.04 | 101.24 | 93.22 | 6 | 0
2020 | PJM_E_2_NYISO_J-K | PJM_E | NYISO_J-K | Internal | Summer | B4 | 100 | 330 | 0.03 | 94.2 | 86.17 | 6 | 0
2020 | PJM_E_2_NYISO_J-K | PJM_E | NYISO_J-K | Internal | Summer | B5 | 200 | 330 | 0.02 | 87.71 | 79.72 | 6 | 0
2020 | PJM_E_2_NYISO_J-K | PJM_E | NYISO_J-K | Internal | Summer | B6 | 300 | 330 | 0.01 | 74.51 | 66.48 | 6 | 0
2020 | PJM_E_2_NYISO_J-K | PJM_E | NYISO_J-K | Internal | Summer | B7 | 400 | 330 | 0 | 68.39 | 62.59 | 6 | 0
2020 | PJM_E_2_NYISO_J-K | PJM_E | NYISO_J-K | Internal | Summer | B8 | 500 | 330 | 0.01 | 64.26 | 62.59 | 6 | 0
2020 | PJM_E_2_NYISO_J-K | PJM_E | NYISO_J-K | Internal | Summer | B9 | 800 | 330 | 0 | 62.74 | 61.71 | 6 | 0
2020 | PJM_E_2_NYISO_J-K | PJM_E | NYISO_J-K | Internal | Summer | B10 | 1262 | 330 | 0 | 61.22 | 61.71 | 6 | 0
2020 | PJM_E_2_NYISO_J-K | PJM_E | NYISO_J-K | Internal | Winter | B16 | 25 | 330 | 0.19 | 76.44 | 73.52 | 6 | 0
2020 | PJM_E_2_NYISO_J-K | PJM_E | NYISO_J-K | Internal | Winter | B17 | 100 | 330 | 0.07 | 71.92 | 72.2 | 6 | 0
2020 | PJM_E_2_NYISO_J-K | PJM_E | NYISO_J-K | Internal | Winter | B18 | 400 | 330 | 0.02 | 69.65 | 69.91 | 6 | 0
2020 | PJM_E_2_NYISO_J-K | PJM_E | NYISO_J-K | Internal | Winter | B19 | 700 | 330 | 0.01 | 68.88 | 69.88 | 6 | 0
2020 | PJM_E_2_NYISO_J-K | PJM_E | NYISO_J-K | Internal | Winter | B20 | 935 | 330 | 329.2 | 62.72 | 68.73 | 6 | 0.01
2020 | PJM_E_2_PJM_ROM | PJM_E | PJM_ROM | Internal | Shoulder | B11 | 25 | 8000 | 6868.68 | 74.1 | 74.11 | 0.01 | 0
2020 | PJM_E_2_PJM_ROM | PJM_E | PJM_ROM | Internal | Shoulder | B12 | 200 | 8000 | 3239.63 | 69.44 | 69.45 | 0.01 | 0
2020 | PJM_E_2_PJM_ROM | PJM_E | PJM_ROM | Internal | Shoulder | B13 | 600 | 8000 | 1082.13 | 66.72 | 66.73 | 0.01 | 0
2020 | PJM_E_2_PJM_ROM | PJM_E | PJM_ROM | Internal | Shoulder | B14 | 900 | 8000 | 1479 | 64.87 | 64.88 | 0.01 | 0
2020 | PJM_E_2_PJM_ROM | PJM_E | PJM_ROM | Internal | Shoulder | B15 | 1203 | 8000 | 307.5 | 61.33 | 61.34 | 0.01 | 0
2020 | PJM_E_2_PJM_ROM | PJM_E | PJM_ROM | Internal | Summer | B1 | 10 | 8000 | 185.89 | 102.72 | 102.71 | 0.01 | 0
2020 | PJM_E_2_PJM_ROM | PJM_E | PJM_ROM | Internal | Summer | B2 | 25 | 8000 | 335.27 | 102.9 | 102.9 | 0.01 | 0
2020 | PJM_E_2_PJM_ROM | PJM_E | PJM_ROM | Internal | Summer | B3 | 75 | 8000 | 6597.65 | 101.24 | 101.26 | 0.01 | 0
2020 | PJM_E_2_PJM_ROM | PJM_E | PJM_ROM | Internal | Summer | B4 | 100 | 8000 | 5712.31 | 94.2 | 94.21 | 0.01 | 0
2020 | PJM_E_2_PJM_ROM | PJM_E | PJM_ROM | Internal | Summer | B5 | 200 | 8000 | 2382.77 | 87.71 | 87.72 | 0.01 | 0
2020 | PJM_E_2_PJM_ROM | PJM_E | PJM_ROM | Internal | Summer | B6 | 300 | 8000 | 2820.61 | 74.51 | 74.52 | 0.01 | 0
2020 | PJM_E_2_PJM_ROM | PJM_E | PJM_ROM | Internal | Summer | B7 | 400 | 8000 | 2702.62 | 68.39 | 68.4 | 0.01 | 0
2020 | PJM_E_2_PJM_ROM | PJM_E | PJM_ROM | Internal | Summer | B8 | 500 | 8000 | 1303.65 | 64.26 | 64.27 | 0.01 | 0
2020 | PJM_E_2_PJM_ROM | PJM_E | PJM_ROM | Internal | Summer | B9 | 800 | 8000 | 2080.32 | 62.74 | 62.75 | 0.01 | 0
2020 | PJM_E_2_PJM_ROM | PJM_E | PJM_ROM | Internal | Summer | B10 | 1262 | 8000 | 873.71 | 61.22 | 61.23 | 0.01 | 0
2020 | PJM_E_2_PJM_ROM | PJM_E | PJM_ROM | Internal | Winter | B16 | 25 | 8000 | 86.21 | 76.44 | 76.43 | 0.01 | 0
2020 | PJM_E_2_PJM_ROM | PJM_E | PJM_ROM | Internal | Winter | B17 | 100 | 8000 | 20.51 | 71.92 | 71.91 | 0.01 | 0
2020 | PJM_E_2_PJM_ROM | PJM_E | PJM_ROM | Internal | Winter | B18 | 400 | 8000 | 5.15 | 69.65 | 69.64 | 0.01 | 0
2020 | PJM_E_2_PJM_ROM | PJM_E | PJM_ROM | Internal | Winter | B19 | 700 | 8000 | 2.91 | 68.88 | 68.86 | 0.01 | 0
2020 | PJM_E_2_PJM_ROM | PJM_E | PJM_ROM | Internal | Winter | B20 | 935 | 8000 | 2.47 | 62.72 | 62.71 | 0.01 | 0
2020 | PJM_ROR_2_MISO_IN | PJM_ROR | MISO_IN | Internal | Shoulder | B11 | 25 | 909 | 0.51 | 74.12 | 72.57 | 2 | 0
2020 | PJM_ROR_2_MISO_IN | PJM_ROR | MISO_IN | Internal | Shoulder | B12 | 200 | 909 | 0.06 | 69.44 | 67.43 | 2 | 0
2020 | PJM_ROR_2_MISO_IN | PJM_ROR | MISO_IN | Internal | Shoulder | B13 | 600 | 909 | 0.02 | 66.72 | 64.72 | 2 | 0
2020 | PJM_ROR_2_MISO_IN | PJM_ROR | MISO_IN | Internal | Shoulder | B14 | 900 | 909 | 0.01 | 64.87 | 62.85 | 2 | 0
2020 | PJM_ROR_2_MISO_IN | PJM_ROR | MISO_IN | Internal | Shoulder | B15 | 1203 | 909 | 0.01 | 61.33 | 59.23 | 2 | 0
2020 | PJM_ROR_2_MISO_IN | PJM_ROR | MISO_IN | Internal | Summer | B1 | 10 | 909 | 1.06 | 102.7 | 100.6 | 2 | 0
2020 | PJM_ROR_2_MISO_IN | PJM_ROR | MISO_IN | Internal | Summer | B2 | 25 | 909 | 0.45 | 102.89 | 100.88 | 2 | 0
2020 | PJM_ROR_2_MISO_IN | PJM_ROR | MISO_IN | Internal | Summer | B3 | 75 | 909 | 0.19 | 101.27 | 100.01 | 2 | 0
2020 | PJM_ROR_2_MISO_IN | PJM_ROR | MISO_IN | Internal | Summer | B4 | 100 | 909 | 0.16 | 94.22 | 93.43 | 2 | 0
2020 | PJM_ROR_2_MISO_IN | PJM_ROR | MISO_IN | Internal | Summer | B5 | 200 | 909 | 0.06 | 87.71 | 85.71 | 2 | 0
2020 | PJM_ROR_2_MISO_IN | PJM_ROR | MISO_IN | Internal | Summer | B6 | 300 | 909 | 0.04 | 74.51 | 72.51 | 2 | 0
2020 | PJM_ROR_2_MISO_IN | PJM_ROR | MISO_IN | Internal | Summer | B7 | 400 | 909 | 0.03 | 68.39 | 66.4 | 2 | 0
2020 | PJM_ROR_2_MISO_IN | PJM_ROR | MISO_IN | Internal | Summer | B8 | 500 | 909 | 0.03 | 64.26 | 62.7 | 2 | 0
2020 | PJM_ROR_2_MISO_IN | PJM_ROR | MISO_IN | Internal | Summer | B9 | 800 | 909 | 0.02 | 62.74 | 61.4 | 2 | 0
2020 | PJM_ROR_2_MISO_IN | PJM_ROR | MISO_IN | Internal | Summer | B10 | 1262 | 909 | 0.01 | 61.22 | 60.09 | 2 | 0
2020 | PJM_ROR_2_MISO_IN | PJM_ROR | MISO_IN | Internal | Winter | B16 | 25 | 909 | 0.43 | 76.13 | 74.04 | 2 | 0
2020 | PJM_ROR_2_MISO_IN | PJM_ROR | MISO_IN | Internal | Winter | B17 | 100 | 909 | 0.11 | 71.61 | 69.51 | 2 | 0
2020 | PJM_ROR_2_MISO_IN | PJM_ROR | MISO_IN | Internal | Winter | B18 | 400 | 909 | 0.03 | 69.34 | 67.25 | 2 | 0
2020 | PJM_ROR_2_MISO_IN | PJM_ROR | MISO_IN | Internal | Winter | B19 | 700 | 909 | 0.02 | 68.57 | 66.47 | 2 | 0
2020 | PJM_ROR_2_MISO_IN | PJM_ROR | MISO_IN | Internal | Winter | B20 | 935 | 909 | 0.01 | 62.56 | 60.47 | 2 | 0
2020 | PJM_ROR_2_MISO_MI | PJM_ROR | MISO_MI | Internal | Shoulder | B11 | 25 | 1305 | 0.51 | 74.12 | 72.56 | 2 | 0
2020 | PJM_ROR_2_MISO_MI | PJM_ROR | MISO_MI | Internal | Shoulder | B12 | 200 | 1305 | 0.06 | 69.44 | 67.41 | 2 | 0
2020 | PJM_ROR_2_MISO_MI | PJM_ROR | MISO_MI | Internal | Shoulder | B13 | 600 | 1305 | 0.02 | 66.72 | 64.71 | 2 | 0
2020 | PJM_ROR_2_MISO_MI | PJM_ROR | MISO_MI | Internal | Shoulder | B14 | 900 | 1305 | 0.01 | 64.87 | 62.84 | 2 | 0
2020 | PJM_ROR_2_MISO_MI | PJM_ROR | MISO_MI | Internal | Shoulder | B15 | 1203 | 1305 | 0.01 | 61.33 | 59.22 | 2 | 0
2020 | PJM_ROR_2_MISO_MI | PJM_ROR | MISO_MI | Internal | Summer | B1 | 10 | 1305 | 1.07 | 102.7 | 100.58 | 2 | 0
2020 | PJM_ROR_2_MISO_MI | PJM_ROR | MISO_MI | Internal | Summer | B2 | 25 | 1305 | 0.45 | 102.89 | 100.87 | 2 | 0
2020 | PJM_ROR_2_MISO_MI | PJM_ROR | MISO_MI | Internal | Summer | B3 | 75 | 1305 | 0.19 | 101.27 | 100 | 2 | 0
2020 | PJM_ROR_2_MISO_MI | PJM_ROR | MISO_MI | Internal | Summer | B4 | 100 | 1305 | 0.16 | 94.22 | 93.42 | 2 | 0
2020 | PJM_ROR_2_MISO_MI | PJM_ROR | MISO_MI | Internal | Summer | B5 | 200 | 1305 | 0.06 | 87.71 | 85.7 | 2 | 0
2020 | PJM_ROR_2_MISO_MI | PJM_ROR | MISO_MI | Internal | Summer | B6 | 300 | 1305 | 0.04 | 74.51 | 72.49 | 2 | 0
2020 | PJM_ROR_2_MISO_MI | PJM_ROR | MISO_MI | Internal | Summer | B7 | 400 | 1305 | 0.03 | 68.39 | 66.39 | 2 | 0
2020 | PJM_ROR_2_MISO_MI | PJM_ROR | MISO_MI | Internal | Summer | B8 | 500 | 1305 | 0.03 | 64.26 | 62.69 | 2 | 0
2020 | PJM_ROR_2_MISO_MI | PJM_ROR | MISO_MI | Internal | Summer | B9 | 800 | 1305 | 0.02 | 62.74 | 61.38 | 2 | 0
2020 | PJM_ROR_2_MISO_MI | PJM_ROR | MISO_MI | Internal | Summer | B10 | 1262 | 1305 | 0.01 | 61.22 | 60.08 | 2 | 0
2020 | PJM_ROR_2_MISO_MI | PJM_ROR | MISO_MI | Internal | Winter | B16 | 25 | 1305 | 0.44 | 76.13 | 74.02 | 2 | 0
2020 | PJM_ROR_2_MISO_MI | PJM_ROR | MISO_MI | Internal | Winter | B17 | 100 | 1305 | 0.11 | 71.61 | 69.5 | 2 | 0
2020 | PJM_ROR_2_MISO_MI | PJM_ROR | MISO_MI | Internal | Winter | B18 | 400 | 1305 | 0.03 | 69.34 | 67.23 | 2 | 0
2020 | PJM_ROR_2_MISO_MI | PJM_ROR | MISO_MI | Internal | Winter | B19 | 700 | 1305 | 0.02 | 68.57 | 66.46 | 2 | 0
2020 | PJM_ROR_2_MISO_MI | PJM_ROR | MISO_MI | Internal | Winter | B20 | 935 | 1305 | 0.01 | 62.56 | 60.45 | 2 | 0
2020 | PJM_ROR_2_MISO_MO-IL | PJM_ROR | MISO_MO-IL | Internal | Shoulder | B11 | 25 | 1111 | 0.49 | 74.12 | 72.58 | 2 | 0
2020 | PJM_ROR_2_MISO_MO-IL | PJM_ROR | MISO_MO-IL | Internal | Shoulder | B12 | 200 | 1111 | 0.06 | 69.44 | 67.44 | 2 | 0
2020 | PJM_ROR_2_MISO_MO-IL | PJM_ROR | MISO_MO-IL | Internal | Shoulder | B13 | 600 | 1111 | 0.02 | 66.72 | 64.73 | 2 | 0
2020 | PJM_ROR_2_MISO_MO-IL | PJM_ROR | MISO_MO-IL | Internal | Shoulder | B14 | 900 | 1111 | 0.01 | 64.87 | 62.87 | 2 | 0
2020 | PJM_ROR_2_MISO_MO-IL | PJM_ROR | MISO_MO-IL | Internal | Shoulder | B15 | 1203 | 1111 | 0 | 61.33 | 59.22 | 2 | 0
2020 | PJM_ROR_2_MISO_MO-IL | PJM_ROR | MISO_MO-IL | Internal | Summer | B1 | 10 | 1111 | 1.01 | 102.7 | 100.59 | 2 | 0
2020 | PJM_ROR_2_MISO_MO-IL | PJM_ROR | MISO_MO-IL | Internal | Summer | B2 | 25 | 1111 | 0.43 | 102.89 | 100.89 | 2 | 0
2020 | PJM_ROR_2_MISO_MO-IL | PJM_ROR | MISO_MO-IL | Internal | Summer | B3 | 75 | 1111 | 0.2 | 101.27 | 100.34 | 2 | 0
2020 | PJM_ROR_2_MISO_MO-IL | PJM_ROR | MISO_MO-IL | Internal | Summer | B4 | 100 | 1111 | 0.17 | 94.22 | 93.76 | 2 | 0
2020 | PJM_ROR_2_MISO_MO-IL | PJM_ROR | MISO_MO-IL | Internal | Summer | B5 | 200 | 1111 | 0.06 | 87.71 | 86.04 | 2 | 0
2020 | PJM_ROR_2_MISO_MO-IL | PJM_ROR | MISO_MO-IL | Internal | Summer | B6 | 300 | 1111 | 0.04 | 74.51 | 72.84 | 2 | 0
2020 | PJM_ROR_2_MISO_MO-IL | PJM_ROR | MISO_MO-IL | Internal | Summer | B7 | 400 | 1111 | 0.03 | 68.39 | 66.73 | 2 | 0
2020 | PJM_ROR_2_MISO_MO-IL | PJM_ROR | MISO_MO-IL | Internal | Summer | B8 | 500 | 1111 | 0.03 | 64.26 | 63.03 | 2 | 0
2020 | PJM_ROR_2_MISO_MO-IL | PJM_ROR | MISO_MO-IL | Internal | Summer | B9 | 800 | 1111 | 0.02 | 62.74 | 61.73 | 2 | 0
2020 | PJM_ROR_2_MISO_MO-IL | PJM_ROR | MISO_MO-IL | Internal | Summer | B10 | 1262 | 1111 | 0.01 | 61.22 | 60.22 | 2 | 0
2020 | PJM_ROR_2_MISO_MO-IL | PJM_ROR | MISO_MO-IL | Internal | Winter | B16 | 25 | 1111 | 0.41 | 76.13 | 74.02 | 2 | 0
2020 | PJM_ROR_2_MISO_MO-IL | PJM_ROR | MISO_MO-IL | Internal | Winter | B17 | 100 | 1111 | 0.11 | 71.61 | 69.5 | 2 | 0
2020 | PJM_ROR_2_MISO_MO-IL | PJM_ROR | MISO_MO-IL | Internal | Winter | B18 | 400 | 1111 | 0.03 | 69.34 | 67.24 | 2 | 0
2020 | PJM_ROR_2_MISO_MO-IL | PJM_ROR | MISO_MO-IL | Internal | Winter | B19 | 700 | 1111 | 0.02 | 68.57 | 66.48 | 2 | 0
2020 | PJM_ROR_2_MISO_MO-IL | PJM_ROR | MISO_MO-IL | Internal | Winter | B20 | 935 | 1111 | 0.01 | 62.56 | 60.48 | 2 | 0
2020 | PJM_ROR_2_MISO_W | PJM_ROR | MISO_W | Internal | Shoulder | B11 | 25 | 709 | 0.48 | 74.12 | 72.57 | 2 | 0
2020 | PJM_ROR_2_MISO_W | PJM_ROR | MISO_W | Internal | Shoulder | B12 | 200 | 709 | 0.05 | 69.44 | 67.43 | 2 | 0
2020 | PJM_ROR_2_MISO_W | PJM_ROR | MISO_W | Internal | Shoulder | B13 | 600 | 709 | 0.02 | 66.72 | 64.72 | 2 | 0
2020 | PJM_ROR_2_MISO_W | PJM_ROR | MISO_W | Internal | Shoulder | B14 | 900 | 709 | 0.01 | 64.87 | 62.85 | 2 | 0
2020 | PJM_ROR_2_MISO_W | PJM_ROR | MISO_W | Internal | Shoulder | B15 | 1203 | 709 | 0 | 61.33 | 59.2 | 2 | 0
2020 | PJM_ROR_2_MISO_W | PJM_ROR | MISO_W | Internal | Summer | B1 | 10 | 709 | 1 | 102.7 | 100.64 | 2 | 0
2020 | PJM_ROR_2_MISO_W | PJM_ROR | MISO_W | Internal | Summer | B2 | 25 | 709 | 0.42 | 102.89 | 100.88 | 2 | 0
2020 | PJM_ROR_2_MISO_W | PJM_ROR | MISO_W | Internal | Summer | B3 | 75 | 709 | 0.19 | 101.27 | 100.33 | 2 | 0
2020 | PJM_ROR_2_MISO_W | PJM_ROR | MISO_W | Internal | Summer | B4 | 100 | 709 | 0.17 | 94.22 | 93.75 | 2 | 0
2020 | PJM_ROR_2_MISO_W | PJM_ROR | MISO_W | Internal | Summer | B5 | 200 | 709 | 0.06 | 87.71 | 86.03 | 2 | 0
2020 | PJM_ROR_2_MISO_W | PJM_ROR | MISO_W | Internal | Summer | B6 | 300 | 709 | 0.04 | 74.51 | 72.82 | 2 | 0
2020 | PJM_ROR_2_MISO_W | PJM_ROR | MISO_W | Internal | Summer | B7 | 400 | 709 | 0.03 | 68.39 | 66.72 | 2 | 0
2020 | PJM_ROR_2_MISO_W | PJM_ROR | MISO_W | Internal | Summer | B8 | 500 | 709 | 0.03 | 64.26 | 63.02 | 2 | 0
2020 | PJM_ROR_2_MISO_W | PJM_ROR | MISO_W | Internal | Summer | B9 | 800 | 709 | 0.02 | 62.74 | 61.71 | 2 | 0
2020 | PJM_ROR_2_MISO_W | PJM_ROR | MISO_W | Internal | Summer | B10 | 1262 | 709 | 0.01 | 61.22 | 60.41 | 2 | 0
2020 | PJM_ROR_2_MISO_W | PJM_ROR | MISO_W | Internal | Winter | B16 | 25 | 709 | 0.4 | 76.13 | 74.01 | 2 | 0
2020 | PJM_ROR_2_MISO_W | PJM_ROR | MISO_W | Internal | Winter | B17 | 100 | 709 | 0.1 | 71.61 | 69.49 | 2 | 0
2020 | PJM_ROR_2_MISO_W | PJM_ROR | MISO_W | Internal | Winter | B18 | 400 | 709 | 0.03 | 69.34 | 67.22 | 2 | 0
2020 | PJM_ROR_2_MISO_W | PJM_ROR | MISO_W | Internal | Winter | B19 | 700 | 709 | 0.02 | 68.57 | 66.47 | 2 | 0
2020 | PJM_ROR_2_MISO_W | PJM_ROR | MISO_W | Internal | Winter | B20 | 935 | 709 | 0.01 | 62.56 | 60.47 | 2 | 0
2020 | PJM_ROR_2_MISO_WUMS | PJM_ROR | MISO_WUMS | Internal | Shoulder | B11 | 25 | 1467 | 0.47 | 74.12 | 72.12 | 2 | 0
2020 | PJM_ROR_2_MISO_WUMS | PJM_ROR | MISO_WUMS | Internal | Shoulder | B12 | 200 | 1467 | 0.05 | 69.44 | 66.98 | 2 | 0
2020 | PJM_ROR_2_MISO_WUMS | PJM_ROR | MISO_WUMS | Internal | Shoulder | B13 | 600 | 1467 | 0.02 | 66.72 | 64.27 | 2 | 0
2020 | PJM_ROR_2_MISO_WUMS | PJM_ROR | MISO_WUMS | Internal | Shoulder | B14 | 900 | 1467 | 0.01 | 64.87 | 62.41 | 2 | 0
2020 | PJM_ROR_2_MISO_WUMS | PJM_ROR | MISO_WUMS | Internal | Shoulder | B15 | 1203 | 1467 | 0 | 61.33 | 58.78 | 2 | 0
2020 | PJM_ROR_2_MISO_WUMS | PJM_ROR | MISO_WUMS | Internal | Summer | B1 | 10 | 1467 | 0.98 | 102.7 | 100.15 | 2 | 0
2020 | PJM_ROR_2_MISO_WUMS | PJM_ROR | MISO_WUMS | Internal | Summer | B2 | 25 | 1467 | 0.41 | 102.89 | 100.43 | 2 | 0
2020 | PJM_ROR_2_MISO_WUMS | PJM_ROR | MISO_WUMS | Internal | Summer | B3 | 75 | 1467 | 0.17 | 101.27 | 99.57 | 2 | 0
2020 | PJM_ROR_2_MISO_WUMS | PJM_ROR | MISO_WUMS | Internal | Summer | B4 | 100 | 1467 | 0.14 | 94.22 | 92.99 | 2 | 0
2020 | PJM_ROR_2_MISO_WUMS | PJM_ROR | MISO_WUMS | Internal | Summer | B5 | 200 | 1467 | 0.05 | 87.71 | 85.26 | 2 | 0
2020 | PJM_ROR_2_MISO_WUMS | PJM_ROR | MISO_WUMS | Internal | Summer | B6 | 300 | 1467 | 0.04 | 74.51 | 72.06 | 2 | 0
2020 | PJM_ROR_2_MISO_WUMS | PJM_ROR | MISO_WUMS | Internal | Summer | B7 | 400 | 1467 | 0.03 | 68.39 | 65.95 | 2 | 0
2020 | PJM_ROR_2_MISO_WUMS | PJM_ROR | MISO_WUMS | Internal | Summer | B8 | 500 | 1467 | 0.02 | 64.26 | 62.26 | 2 | 0
2020 | PJM_ROR_2_MISO_WUMS | PJM_ROR | MISO_WUMS | Internal | Summer | B9 | 800 | 1467 | 0.02 | 62.74 | 60.95 | 2 | 0
2020 | PJM_ROR_2_MISO_WUMS | PJM_ROR | MISO_WUMS | Internal | Summer | B10 | 1262 | 1467 | 0.01 | 61.22 | 59.64 | 2 | 0
2020 | PJM_ROR_2_MISO_WUMS | PJM_ROR | MISO_WUMS | Internal | Winter | B16 | 25 | 1467 | 0.4 | 76.13 | 73.59 | 2 | 0
2020 | PJM_ROR_2_MISO_WUMS | PJM_ROR | MISO_WUMS | Internal | Winter | B17 | 100 | 1467 | 0.1 | 71.61 | 69.07 | 2 | 0
2020 | PJM_ROR_2_MISO_WUMS | PJM_ROR | MISO_WUMS | Internal | Winter | B18 | 400 | 1467 | 0.03 | 69.34 | 66.8 | 2 | 0
2020 | PJM_ROR_2_MISO_WUMS | PJM_ROR | MISO_WUMS | Internal | Winter | B19 | 700 | 1467 | 0.02 | 68.57 | 66.02 | 2 | 0
2020 | PJM_ROR_2_MISO_WUMS | PJM_ROR | MISO_WUMS | Internal | Winter | B20 | 935 | 1467 | 0.01 | 62.56 | 60.02 | 2 | 0
2020 | PJM_ROR_2_PJM_ROM | PJM_ROR | PJM_ROM | Internal | Shoulder | B11 | 25 | 8000 | 43.32 | 74.12 | 74.11 | 0.01 | 0
2020 | PJM_ROR_2_PJM_ROM | PJM_ROR | PJM_ROM | Internal | Shoulder | B12 | 200 | 8000 | 4517.55 | 69.44 | 69.45 | 0.01 | 0
2020 | PJM_ROR_2_PJM_ROM | PJM_ROR | PJM_ROM | Internal | Shoulder | B13 | 600 | 8000 | 6090.74 | 66.72 | 66.73 | 0.01 | 0
2020 | PJM_ROR_2_PJM_ROM | PJM_ROR | PJM_ROM | Internal | Shoulder | B14 | 900 | 8000 | 5492.06 | 64.87 | 64.88 | 0.01 | 0
2020 | PJM_ROR_2_PJM_ROM | PJM_ROR | PJM_ROM | Internal | Shoulder | B15 | 1203 | 8000 | 6693.34 | 61.33 | 61.34 | 0.01 | 0
2020 | PJM_ROR_2_PJM_ROM | PJM_ROR | PJM_ROM | Internal | Summer | B1 | 10 | 8000 | 7358.21 | 102.7 | 102.71 | 0.01 | 0
2020 | PJM_ROR_2_PJM_ROM | PJM_ROR | PJM_ROM | Internal | Summer | B2 | 25 | 8000 | 5453.98 | 102.89 | 102.9 | 0.01 | 0
2020 | PJM_ROR_2_PJM_ROM | PJM_ROR | PJM_ROM | Internal | Summer | B3 | 75 | 8000 | 13.09 | 101.27 | 101.26 | 0.01 | 0
2020 | PJM_ROR_2_PJM_ROM | PJM_ROR | PJM_ROM | Internal | Summer | B4 | 100 | 8000 | 9.7 | 94.22 | 94.21 | 0.01 | 0
2020 | PJM_ROR_2_PJM_ROM | PJM_ROR | PJM_ROM | Internal | Summer | B5 | 200 | 8000 | 2867.3 | 87.71 | 87.72 | 0.01 | 0
2020 | PJM_ROR_2_PJM_ROM | PJM_ROR | PJM_ROM | Internal | Summer | B6 | 300 | 8000 | 2893.09 | 74.51 | 74.52 | 0.01 | 0
2020 | PJM_ROR_2_PJM_ROM | PJM_ROR | PJM_ROM | Internal | Summer | B7 | 400 | 8000 | 3996.92 | 68.39 | 68.4 | 0.01 | 0
2020 | PJM_ROR_2_PJM_ROM | PJM_ROR | PJM_ROM | Internal | Summer | B8 | 500 | 8000 | 6529.96 | 64.26 | 64.27 | 0.01 | 0
2020 | PJM_ROR_2_PJM_ROM | PJM_ROR | PJM_ROM | Internal | Summer | B9 | 800 | 8000 | 4450.72 | 62.74 | 62.75 | 0.01 | 0
2020 | PJM_ROR_2_PJM_ROM | PJM_ROR | PJM_ROM | Internal | Summer | B10 | 1262 | 8000 | 5864.05 | 61.22 | 61.23 | 0.01 | 0
2020 | PJM_ROR_2_PJM_ROM | PJM_ROR | PJM_ROM | Internal | Winter | B16 | 25 | 8000 | 8898.63 | 76.13 | 76.43 | 0.01 | 0.28
2020 | PJM_ROR_2_PJM_ROM | PJM_ROR | PJM_ROM | Internal | Winter | B17 | 100 | 8000 | 9795.75 | 71.61 | 71.91 | 0.01 | 0.28
2020 | PJM_ROR_2_PJM_ROM | PJM_ROR | PJM_ROM | Internal | Winter | B18 | 400 | 8000 | 10620.81 | 69.34 | 69.64 | 0.01 | 0.28
2020 | PJM_ROR_2_PJM_ROM | PJM_ROR | PJM_ROM | Internal | Winter | B19 | 700 | 8000 | 11407.96 | 68.57 | 68.86 | 0.01 | 0.28
2020 | PJM_ROR_2_PJM_ROM | PJM_ROR | PJM_ROM | Internal | Winter | B20 | 935 | 8000 | 7999.61 | 62.56 | 62.71 | 0.01 | 0.13
2020 | PJM_ROR_2_TVA_Transmission | PJM_ROR | TVA_Transmission | Internal | Shoulder | B11 | 25 | 2500 | 0.68 | 74.12 | 77.21 | 6 | 0
2020 | PJM_ROR_2_TVA_Transmission | PJM_ROR | TVA_Transmission | Internal | Shoulder | B12 | 200 | 2500 | 0.06 | 69.44 | 71.37 | 6 | 0
2020 | PJM_ROR_2_TVA_Transmission | PJM_ROR | TVA_Transmission | Internal | Shoulder | B13 | 600 | 2500 | 0.02 | 66.72 | 69.02 | 6 | 0
2020 | PJM_ROR_2_TVA_Transmission | PJM_ROR | TVA_Transmission | Internal | Shoulder | B14 | 900 | 2500 | 0.02 | 64.87 | 68.27 | 6 | 0
2020 | PJM_ROR_2_TVA_Transmission | PJM_ROR | TVA_Transmission | Internal | Shoulder | B15 | 1203 | 2500 | 0.14 | 61.33 | 67.13 | 6 | 0
2020 | PJM_ROR_2_TVA_Transmission | PJM_ROR | TVA_Transmission | Internal | Summer | B1 | 10 | 2500 | 22.17 | 102.7 | 108.58 | 6 | 0
2020 | PJM_ROR_2_TVA_Transmission | PJM_ROR | TVA_Transmission | Internal | Summer | B2 | 25 | 2500 | 165.94 | 102.89 | 108.89 | 6 | 0
2020 | PJM_ROR_2_TVA_Transmission | PJM_ROR | TVA_Transmission | Internal | Summer | B3 | 75 | 2500 | 864.17 | 101.27 | 107.27 | 6 | 0
2020 | PJM_ROR_2_TVA_Transmission | PJM_ROR | TVA_Transmission | Internal | Summer | B4 | 100 | 2500 | 160.51 | 94.22 | 100.22 | 6 | 0
2020 | PJM_ROR_2_TVA_Transmission | PJM_ROR | TVA_Transmission | Internal | Summer | B5 | 200 | 2500 | 0.09 | 87.71 | 90.97 | 6 | 0
2020 | PJM_ROR_2_TVA_Transmission | PJM_ROR | TVA_Transmission | Internal | Summer | B6 | 300 | 2500 | 0.05 | 74.51 | 77.48 | 6 | 0
2020 | PJM_ROR_2_TVA_Transmission | PJM_ROR | TVA_Transmission | Internal | Summer | B7 | 400 | 2500 | 0.04 | 68.39 | 71.38 | 6 | 0
2020 | PJM_ROR_2_TVA_Transmission | PJM_ROR | TVA_Transmission | Internal | Summer | B8 | 500 | 2500 | 0.05 | 64.26 | 68.54 | 6 | 0
2020 | PJM_ROR_2_TVA_Transmission | PJM_ROR | TVA_Transmission | Internal | Summer | B9 | 800 | 2500 | 0.03 | 62.74 | 66.99 | 6 | 0
2020 | PJM_ROR_2_TVA_Transmission | PJM_ROR | TVA_Transmission | Internal | Summer | B10 | 1262 | 2500 | 0.01 | 61.22 | 64.51 | 6 | 0
2020 | PJM_ROR_2_TVA_Transmission | PJM_ROR | TVA_Transmission | Internal | Winter | B16 | 25 | 2500 | 7.67 | 76.13 | 82.01 | 6 | 0
2020 | PJM_ROR_2_TVA_Transmission | PJM_ROR | TVA_Transmission | Internal | Winter | B17 | 100 | 2500 | 0.13 | 71.61 | 74.05 | 6 | 0
2020 | PJM_ROR_2_TVA_Transmission | PJM_ROR | TVA_Transmission | Internal | Winter | B18 | 400 | 2500 | 0.03 | 69.34 | 71.98 | 6 | 0
2020 | PJM_ROR_2_TVA_Transmission | PJM_ROR | TVA_Transmission | Internal | Winter | B19 | 700 | 2500 | 0.02 | 68.57 | 71.09 | 6 | 0
2020 | PJM_ROR_2_TVA_Transmission | PJM_ROR | TVA_Transmission | Internal | Winter | B20 | 935 | 2500 | 0.47 | 62.56 | 68.48 | 6 | 0
2020 | PJM_ROR_2_VACAR | PJM_ROR | VACAR | Internal | Shoulder | B11 | 25 | 3000 | 1650.34 | 74.12 | 80.12 | 6 | 0
2020 | PJM_ROR_2_VACAR | PJM_ROR | VACAR | Internal | Shoulder | B12 | 200 | 3000 | 326.34 | 69.44 | 75.44 | 6 | 0
2020 | PJM_ROR_2_VACAR | PJM_ROR | VACAR | Internal | Shoulder | B13 | 600 | 3000 | 0.08 | 66.72 | 72.15 | 6 | 0
2020 | PJM_ROR_2_VACAR | PJM_ROR | VACAR | Internal | Shoulder | B14 | 900 | 3000 | 629.89 | 64.87 | 70.87 | 6 | 0
2020 | PJM_ROR_2_VACAR | PJM_ROR | VACAR | Internal | Shoulder | B15 | 1203 | 3000 | 0.02 | 61.33 | 63.84 | 6 | 0
2020 | PJM_ROR_2_VACAR | PJM_ROR | VACAR | Internal | Summer | B1 | 10 | 3000 | 7953.09 | 102.7 | 109.4 | 6 | 0.7
2020 | PJM_ROR_2_VACAR | PJM_ROR | VACAR | Internal | Summer | B2 | 25 | 3000 | 6872.33 | 102.89 | 109.59 | 6 | 0.7
2020 | PJM_ROR_2_VACAR | PJM_ROR | VACAR | Internal | Summer | B3 | 75 | 3000 | 4737.38 | 101.27 | 107.97 | 6 | 0.7
2020 | PJM_ROR_2_VACAR | PJM_ROR | VACAR | Internal | Summer | B4 | 100 | 3000 | 2537.1 | 94.22 | 100.22 | 6 | 0
2020 | PJM_ROR_2_VACAR | PJM_ROR | VACAR | Internal | Summer | B5 | 200 | 3000 | 1114.67 | 87.71 | 93.71 | 6 | 0
2020 | PJM_ROR_2_VACAR | PJM_ROR | VACAR | Internal | Summer | B6 | 300 | 3000 | 1952.34 | 74.51 | 80.51 | 6 | 0
2020 | PJM_ROR_2_VACAR | PJM_ROR | VACAR | Internal | Summer | B7 | 400 | 3000 | 2372.57 | 68.39 | 74.39 | 6 | 0
2020 | PJM_ROR_2_VACAR | PJM_ROR | VACAR | Internal | Summer | B8 | 500 | 3000 | 1229.51 | 64.26 | 70.26 | 6 | 0
2020 | PJM_ROR_2_VACAR | PJM_ROR | VACAR | Internal | Summer | B9 | 800 | 3000 | 2288.15 | 62.74 | 68.74 | 6 | 0
2020 | PJM_ROR_2_VACAR | PJM_ROR | VACAR | Internal | Summer | B10 | 1262 | 3000 | 0 | 61.22 | 60.04 | 6 | 0
2020 | PJM_ROR_2_VACAR | PJM_ROR | VACAR | Internal | Winter | B16 | 25 | 3000 | 6234.58 | 76.13 | 82.83 | 6 | 0.7
2020 | PJM_ROR_2_VACAR | PJM_ROR | VACAR | Internal | Winter | B17 | 100 | 3000 | 2960.98 | 71.61 | 77.63 | 6 | 0.02
2020 | PJM_ROR_2_VACAR | PJM_ROR | VACAR | Internal | Winter | B18 | 400 | 3000 | 1.79 | 69.34 | 75.31 | 6 | 0
2020 | PJM_ROR_2_VACAR | PJM_ROR | VACAR | Internal | Winter | B19 | 700 | 3000 | 2.71 | 68.57 | 74.52 | 6 | 0
2020 | PJM_ROR_2_VACAR | PJM_ROR | VACAR | Internal | Winter | B20 | 935 | 3000 | 53.21 | 62.56 | 68.56 | 6 | 0
2020 | PJM_ROM_2_NYISO_A-F | PJM_ROM | NYISO_A-F | Internal | Shoulder | B11 | 25 | 2000 | 0.12 | 74.11 | 64.8 | 6 | 0
2020 | PJM_ROM_2_NYISO_A-F | PJM_ROM | NYISO_A-F | Internal | Shoulder | B12 | 200 | 2000 | 0.02 | 69.45 | 64.1 | 6 | 0
2020 | PJM_ROM_2_NYISO_A-F | PJM_ROM | NYISO_A-F | Internal | Shoulder | B13 | 600 | 2000 | 0 | 66.73 | 64.1 | 6 | 0
2020 | PJM_ROM_2_NYISO_A-F | PJM_ROM | NYISO_A-F | Internal | Shoulder | B14 | 900 | 2000 | 0 | 64.88 | 62.7 | 6 | 0
2020 | PJM_ROM_2_NYISO_A-F | PJM_ROM | NYISO_A-F | Internal | Shoulder | B15 | 1203 | 2000 | 0 | 61.34 | 62.7 | 6 | 0
2020 | PJM_ROM_2_NYISO_A-F | PJM_ROM | NYISO_A-F | Internal | Summer | B1 | 10 | 2000 | 0.46 | 102.71 | 96.88 | 6 | 0
2020 | PJM_ROM_2_NYISO_A-F | PJM_ROM | NYISO_A-F | Internal | Summer | B2 | 25 | 2000 | 0.15 | 102.9 | 94.91 | 6 | 0
2020 | PJM_ROM_2_NYISO_A-F | PJM_ROM | NYISO_A-F | Internal | Summer | B3 | 75 | 2000 | 0.04 | 101.26 | 91.94 | 6 | 0
2020 | PJM_ROM_2_NYISO_A-F | PJM_ROM | NYISO_A-F | Internal | Summer | B4 | 100 | 2000 | 0.03 | 94.21 | 84.9 | 6 | 0
2020 | PJM_ROM_2_NYISO_A-F | PJM_ROM | NYISO_A-F | Internal | Summer | B5 | 200 | 2000 | 0.02 | 87.72 | 78.45 | 6 | 0
2020 | PJM_ROM_2_NYISO_A-F | PJM_ROM | NYISO_A-F | Internal | Summer | B6 | 300 | 2000 | 0.01 | 74.52 | 65.21 | 6 | 0
2020 | PJM_ROM_2_NYISO_A-F | PJM_ROM | NYISO_A-F | Internal | Summer | B7 | 400 | 2000 | 0 | 68.4 | 61.71 | 6 | 0
2020 | PJM_ROM_2_NYISO_A-F | PJM_ROM | NYISO_A-F | Internal | Summer | B8 | 500 | 2000 | 0.01 | 64.27 | 61.68 | 6 | 0
2020 | PJM_ROM_2_NYISO_A-F | PJM_ROM | NYISO_A-F | Internal | Summer | B9 | 800 | 2000 | 0 | 62.75 | 61.68 | 6 | 0
2020 | PJM_ROM_2_NYISO_A-F | PJM_ROM | NYISO_A-F | Internal | Summer | B10 | 1262 | 2000 | 0 | 61.23 | 61.68 | 6 | 0
2020 | PJM_ROM_2_NYISO_A-F | PJM_ROM | NYISO_A-F | Internal | Winter | B16 | 25 | 2000 | 0.17 | 76.43 | 72.25 | 6 | 0
2020 | PJM_ROM_2_NYISO_A-F | PJM_ROM | NYISO_A-F | Internal | Winter | B17 | 100 | 2000 | 0.06 | 71.91 | 70.92 | 6 | 0
2020 | PJM_ROM_2_NYISO_A-F | PJM_ROM | NYISO_A-F | Internal | Winter | B18 | 400 | 2000 | 0.02 | 69.64 | 68.63 | 6 | 0
2020 | PJM_ROM_2_NYISO_A-F | PJM_ROM | NYISO_A-F | Internal | Winter | B19 | 700 | 2000 | 0.01 | 68.86 | 68.6 | 6 | 0
2020 | PJM_ROM_2_NYISO_A-F | PJM_ROM | NYISO_A-F | Internal | Winter | B20 | 935 | 2000 | 0.03 | 62.71 | 67.45 | 6 | 0
2020 | PJM_ROM_2_PJM_E | PJM_ROM | PJM_E | Internal | Shoulder | B11 | 25 | 8000 | 66.78 | 74.11 | 74.1 | 0.01 | 0
2020 | PJM_ROM_2_PJM_E | PJM_ROM | PJM_E | Internal | Shoulder | B12 | 200 | 8000 | 9.55 | 69.45 | 69.44 | 0.01 | 0
2020 | PJM_ROM_2_PJM_E | PJM_ROM | PJM_E | Internal | Shoulder | B13 | 600 | 8000 | 3.45 | 66.73 | 66.72 | 0.01 | 0
2020 | PJM_ROM_2_PJM_E | PJM_ROM | PJM_E | Internal | Shoulder | B14 | 900 | 8000 | 2.26 | 64.88 | 64.87 | 0.01 | 0
2020 | PJM_ROM_2_PJM_E | PJM_ROM | PJM_E | Internal | Shoulder | B15 | 1203 | 8000 | 1.85 | 61.34 | 61.33 | 0.01 | 0
2020 | PJM_ROM_2_PJM_E | PJM_ROM | PJM_E | Internal | Summer | B1 | 10 | 8000 | 770.96 | 102.71 | 102.72 | 0.01 | 0
2020 | PJM_ROM_2_PJM_E | PJM_ROM | PJM_E | Internal | Summer | B2 | 25 | 8000 | 82.87 | 102.9 | 102.9 | 0.01 | 0
2020 | PJM_ROM_2_PJM_E | PJM_ROM | PJM_E | Internal | Summer | B3 | 75 | 8000 | 23.54 | 101.26 | 101.24 | 0.01 | 0
2020 | PJM_ROM_2_PJM_E | PJM_ROM | PJM_E | Internal | Summer | B4 | 100 | 8000 | 17.88 | 94.21 | 94.2 | 0.01 | 0
2020 | PJM_ROM_2_PJM_E | PJM_ROM | PJM_E | Internal | Summer | B5 | 200 | 8000 | 9.72 | 87.72 | 87.71 | 0.01 | 0
2020 | PJM_ROM_2_PJM_E | PJM_ROM | PJM_E | Internal | Summer | B6 | 300 | 8000 | 6.41 | 74.52 | 74.51 | 0.01 | 0
2020 | PJM_ROM_2_PJM_E | PJM_ROM | PJM_E | Internal | Summer | B7 | 400 | 8000 | 4.89 | 68.4 | 68.39 | 0.01 | 0
2020 | PJM_ROM_2_PJM_E | PJM_ROM | PJM_E | Internal | Summer | B8 | 500 | 8000 | 4.03 | 64.27 | 64.26 | 0.01 | 0
2020 | PJM_ROM_2_PJM_E | PJM_ROM | PJM_E | Internal | Summer | B9 | 800 | 8000 | 2.49 | 62.75 | 62.74 | 0.01 | 0
2020 | PJM_ROM_2_PJM_E | PJM_ROM | PJM_E | Internal | Summer | B10 | 1262 | 8000 | 1.59 | 61.23 | 61.22 | 0.01 | 0
2020 | PJM_ROM_2_PJM_E | PJM_ROM | PJM_E | Internal | Winter | B16 | 25 | 8000 | 281.53 | 76.43 | 76.44 | 0.01 | 0
2020 | PJM_ROM_2_PJM_E | PJM_ROM | PJM_E | Internal | Winter | B17 | 100 | 8000 | 1215.72 | 71.91 | 71.92 | 0.01 | 0
2020 | PJM_ROM_2_PJM_E | PJM_ROM | PJM_E | Internal | Winter | B18 | 400 | 8000 | 2556.33 | 69.64 | 69.65 | 0.01 | 0
2020 | PJM_ROM_2_PJM_E | PJM_ROM | PJM_E | Internal | Winter | B19 | 700 | 8000 | 2163.71 | 68.86 | 68.88 | 0.01 | 0
2020 | PJM_ROM_2_PJM_E | PJM_ROM | PJM_E | Internal | Winter | B20 | 935 | 8000 | 439.73 | 62.71 | 62.72 | 0.01 | 0
2020 | PJM_ROM_2_PJM_ROR | PJM_ROM | PJM_ROR | Internal | Shoulder | B11 | 25 | 8000 | 1596.94 | 74.11 | 74.12 | 0.01 | 0
2020 | PJM_ROM_2_PJM_ROR | PJM_ROM | PJM_ROR | Internal | Shoulder | B12 | 200 | 8000 | 7.85 | 69.45 | 69.44 | 0.01 | 0
2020 | PJM_ROM_2_PJM_ROR | PJM_ROM | PJM_ROR | Internal | Shoulder | B13 | 600 | 8000 | 2.76 | 66.73 | 66.72 | 0.01 | 0
2020 | PJM_ROM_2_PJM_ROR | PJM_ROM | PJM_ROR | Internal | Shoulder | B14 | 900 | 8000 | 1.9 | 64.88 | 64.87 | 0.01 | 0
2020 | PJM_ROM_2_PJM_ROR | PJM_ROM | PJM_ROR | Internal | Shoulder | B15 | 1203 | 8000 | 1.43 | 61.34 | 61.33 | 0.01 | 0
2020 | PJM_ROM_2_PJM_ROR | PJM_ROM | PJM_ROR | Internal | Summer | B1 | 10 | 8000 | 80.34 | 102.71 | 102.7 | 0.01 | 0
2020 | PJM_ROM_2_PJM_ROR | PJM_ROM | PJM_ROR | Internal | Summer | B2 | 25 | 8000 | 46.06 | 102.9 | 102.89 | 0.01 | 0
2020 | PJM_ROM_2_PJM_ROR | PJM_ROM | PJM_ROR | Internal | Summer | B3 | 75 | 8000 | 2920.93 | 101.26 | 101.27 | 0.01 | 0
2020 | PJM_ROM_2_PJM_ROR | PJM_ROM | PJM_ROR | Internal | Summer | B4 | 100 | 8000 | 3140.08 | 94.21 | 94.22 | 0.01 | 0
2020 | PJM_ROM_2_PJM_ROR | PJM_ROM | PJM_ROR | Internal | Summer | B5 | 200 | 8000 | 8.23 | 87.72 | 87.71 | 0.01 | 0
2020 | PJM_ROM_2_PJM_ROR | PJM_ROM | PJM_ROR | Internal | Summer | B6 | 300 | 8000 | 5.73 | 74.52 | 74.51 | 0.01 | 0
2020 | PJM_ROM_2_PJM_ROR | PJM_ROM | PJM_ROR | Internal | Summer | B7 | 400 | 8000 | 4.25 | 68.4 | 68.39 | 0.01 | 0
2020 | PJM_ROM_2_PJM_ROR | PJM_ROM | PJM_ROR | Internal | Summer | B8 | 500 | 8000 | 3.28 | 64.27 | 64.26 | 0.01 | 0
2020 | PJM_ROM_2_PJM_ROR | PJM_ROM | PJM_ROR | Internal | Summer | B9 | 800 | 8000 | 2.16 | 62.75 | 62.74 | 0.01 | 0
2020 | PJM_ROM_2_PJM_ROR | PJM_ROM | PJM_ROR | Internal | Summer | B10 | 1262 | 8000 | 1.49 | 61.23 | 61.22 | 0.01 | 0
2020 | PJM_ROM_2_PJM_ROR | PJM_ROM | PJM_ROR | Internal | Winter | B16 | 25 | 8000 | 6.31 | 76.43 | 76.13 | 0.01 | 0
2020 | PJM_ROM_2_PJM_ROR | PJM_ROM | PJM_ROR | Internal | Winter | B17 | 100 | 8000 | 1.58 | 71.91 | 71.61 | 0.01 | 0
2020 | PJM_ROM_2_PJM_ROR | PJM_ROM | PJM_ROR | Internal | Winter | B18 | 400 | 8000 | 0.45 | 69.64 | 69.34 | 0.01 | 0
2020 | PJM_ROM_2_PJM_ROR | PJM_ROM | PJM_ROR | Internal | Winter | B19 | 700 | 8000 | 0.26 | 68.86 | 68.57 | 0.01 | 0
2020 | PJM_ROM_2_PJM_ROR | PJM_ROM | PJM_ROR | Internal | Winter | B20 | 935 | 8000 | 0.58 | 62.71 | 62.56 | 0.01 | 0
2020 | SOCO_2_ENT | SOCO | ENT | Internal | Shoulder | B11 | 25 | 2400 | 0.1 | 83.01 | 73.84 | 10 | 0
2020 | SOCO_2_ENT | SOCO | ENT | Internal | Shoulder | B12 | 200 | 2400 | 0.02 | 69.95 | 68.35 | 10 | 0
2020 | SOCO_2_ENT | SOCO | ENT | Internal | Shoulder | B13 | 600 | 2400 | 0 | 68.85 | 65.8 | 10 | 0
2020 | SOCO_2_ENT | SOCO | ENT | Internal | Shoulder | B14 | 900 | 2400 | 0 | 68.85 | 63.28 | 10 | 0
2020 | SOCO_2_ENT | SOCO | ENT | Internal | Shoulder | B15 | 1203 | 2400 | 0 | 67.45 | 59.63 | 10 | 0
2020 | SOCO_2_ENT | SOCO | ENT | Internal | Summer | B1 | 10 | 2400 | 0.24 | 109.21 | 100.04 | 10 | 0
2020 | SOCO_2_ENT | SOCO | ENT | Internal | Summer | B2 | 25 | 2400 | 0.1 | 109.52 | 100.35 | 10 | 0
2020 | SOCO_2_ENT | SOCO | ENT | Internal | Summer | B3 | 75 | 2400 | 0.03 | 109.63 | 100.45 | 10 | 0
2020 | SOCO_2_ENT | SOCO | ENT | Internal | Summer | B4 | 100 | 2400 | 0.03 | 106.68 | 97.51 | 10 | 0
2020 | SOCO_2_ENT | SOCO | ENT | Internal | Summer | B5 | 200 | 2400 | 0.01 | 97.18 | 88.01 | 10 | 0
2020 | SOCO_2_ENT | SOCO | ENT | Internal | Summer | B6 | 300 | 2400 | 0 | 83.27 | 74.1 | 10 | 0
2020 | SOCO_2_ENT | SOCO | ENT | Internal | Summer | B7 | 400 | 2400 | 0 | 78.42 | 70.42 | 10 | 0
2020 | SOCO_2_ENT | SOCO | ENT | Internal | Summer | B8 | 500 | 2400 | 0 | 76.13 | 66.98 | 10 | 0
2020 | SOCO_2_ENT | SOCO | ENT | Internal | Summer | B9 | 800 | 2400 | 0 | 68.59 | 66.14 | 10 | 0
2020 | SOCO_2_ENT | SOCO | ENT | Internal | Summer | B10 | 1262 | 2400 | 0 | 66.18 | 61.49 | 10 | 0
2020 | SOCO_2_ENT | SOCO | ENT | Internal | Winter | B16 | 25 | 2400 | 0.1 | 83.6 | 74.43 | 10 | 0
2020 | SOCO_2_ENT | SOCO | ENT | Internal | Winter | B17 | 100 | 2400 | 0.03 | 77 | 69.92 | 10 | 0
2020 | SOCO_2_ENT | SOCO | ENT | Internal | Winter | B18 | 400 | 2400 | 0 | 70.36 | 68.3 | 10 | 0
2020 | SOCO_2_ENT | SOCO | ENT | Internal | Winter | B19 | 700 | 2400 | 0 | 70.36 | 67.55 | 10 | 0
2020 | SOCO_2_ENT | SOCO | ENT | Internal | Winter | B20 | 935 | 2400 | 0 | 70.06 | 60.89 | 10 | 0
2020 | SOCO_2_FRCC | SOCO | FRCC | Internal | Shoulder | B11 | 25 | 3700 | 3873.07 | 83.01 | 95 | 10 | 1.99
2020 | SOCO_2_FRCC | SOCO | FRCC | Internal | Shoulder | B12 | 200 | 3700 | 0.04 | 69.95 | 75.53 | 10 | 0
2020 | SOCO_2_FRCC | SOCO | FRCC | Internal | Shoulder | B13 | 600 | 3700 | 0.02 | 68.85 | 74.36 | 10 | 0
2020 | SOCO_2_FRCC | SOCO | FRCC | Internal | Shoulder | B14 | 900 | 3700 | 0 | 68.85 | 72.38 | 10 | 0
2020 | SOCO_2_FRCC | SOCO | FRCC | Internal | Shoulder | B15 | 1203 | 3700 | 0 | 67.45 | 72.38 | 10 | 0
2020 | SOCO_2_FRCC | SOCO | FRCC | Internal | Summer | B1 | 10 | 3700 | 564.81 | 109.21 | 119.21 | 10 | 0
2020 | SOCO_2_FRCC | SOCO | FRCC | Internal | Summer | B2 | 25 | 3700 | 0.45 | 109.52 | 116.68 | 10 | 0
2020 | SOCO_2_FRCC | SOCO | FRCC | Internal | Summer | B3 | 75 | 3700 | 0.15 | 109.63 | 116.68 | 10 | 0
2020 | SOCO_2_FRCC | SOCO | FRCC | Internal | Summer | B4 | 100 | 3700 | 1479.83 | 106.68 | 116.68 | 10 | 0
2020 | SOCO_2_FRCC | SOCO | FRCC | Internal | Summer | B5 | 200 | 3700 | 3375.71 | 97.18 | 107.18 | 10 | 0
2020 | SOCO_2_FRCC | SOCO | FRCC | Internal | Summer | B6 | 300 | 3700 | 1417.17 | 83.27 | 93.27 | 10 | 0
2020 | SOCO_2_FRCC | SOCO | FRCC | Internal | Summer | B7 | 400 | 3700 | 0.03 | 78.42 | 85.3 | 10 | 0
2020 | SOCO_2_FRCC | SOCO | FRCC | Internal | Summer | B8 | 500 | 3700 | 0.01 | 76.13 | 74.77 | 10 | 0
2020 | SOCO_2_FRCC | SOCO | FRCC | Internal | Summer | B9 | 800 | 3700 | 0 | 68.59 | 71.65 | 10 | 0
2020 | SOCO_2_FRCC | SOCO | FRCC | Internal | Summer | B10 | 1262 | 3700 | 0 | 66.18 | 71.65 | 10 | 0
2020 | SOCO_2_FRCC | SOCO | FRCC | Internal | Winter | B16 | 25 | 3700 | 1008.25 | 83.6 | 93.6 | 10 | 0
2020 | SOCO_2_FRCC | SOCO | FRCC | Internal | Winter | B17 | 100 | 3700 | 0.05 | 77 | 77.87 | 10 | 0
2020 | SOCO_2_FRCC | SOCO | FRCC | Internal | Winter | B18 | 400 | 3700 | 0.02 | 70.36 | 75.21 | 10 | 0
2020 | SOCO_2_FRCC | SOCO | FRCC | Internal | Winter | B19 | 700 | 3700 | 0.01 | 70.36 | 74.61 | 10 | 0
2020 | SOCO_2_FRCC | SOCO | FRCC | Internal | Winter | B20 | 935 | 3700 | 0 | 70.06 | 74.61 | 10 | 0
2020 | SOCO_2_TVA_Transmission | SOCO | TVA_Transmission | Internal | Shoulder | B11 | 25 | 2600 | 0.12 | 83.01 | 77.21 | 10 | 0
2020 | SOCO_2_TVA_Transmission | SOCO | TVA_Transmission | Internal | Shoulder | B12 | 200 | 2600 | 0.02 | 69.95 | 71.37 | 10 | 0
2020 | SOCO_2_TVA_Transmission | SOCO | TVA_Transmission | Internal | Shoulder | B13 | 600 | 2600 | 0 | 68.85 | 69.02 | 10 | 0
2020 | SOCO_2_TVA_Transmission | SOCO | TVA_Transmission | Internal | Shoulder | B14 | 900 | 2600 | 0 | 68.85 | 68.27 | 10 | 0
2020 | SOCO_2_TVA_Transmission | SOCO | TVA_Transmission | Internal | Shoulder | B15 | 1203 | 2600 | 0 | 67.45 | 67.13 | 10 | 0
2020 | SOCO_2_TVA_Transmission | SOCO | TVA_Transmission | Internal | Summer | B1 | 10 | 2600 | 0.42 | 109.21 | 108.58 | 10 | 0
2020 | SOCO_2_TVA_Transmission | SOCO | TVA_Transmission | Internal | Summer | B2 | 25 | 2600 | 0.17 | 109.52 | 108.89 | 10 | 0
2020 | SOCO_2_TVA_Transmission | SOCO | TVA_Transmission | Internal | Summer | B3 | 75 | 2600 | 0.05 | 109.63 | 107.27 | 10 | 0
2020 | SOCO_2_TVA_Transmission | SOCO | TVA_Transmission | Internal | Summer | B4 | 100 | 2600 | 0.03 | 106.68 | 100.22 | 10 | 0
2020 | SOCO_2_TVA_Transmission | SOCO | TVA_Transmission | Internal | Summer | B5 | 200 | 2600 | 0.01 | 97.18 | 90.97 | 10 | 0
2020 | SOCO_2_TVA_Transmission | SOCO | TVA_Transmission | Internal | Summer | B6 | 300 | 2600 | 0.01 | 83.27 | 77.48 | 10 | 0
2020 | SOCO_2_TVA_Transmission | SOCO | TVA_Transmission | Internal | Summer | B7 | 400 | 2600 | 0 | 78.42 | 71.38 | 10 | 0
2020 | SOCO_2_TVA_Transmission | SOCO | TVA_Transmission | Internal | Summer | B8 | 500 | 2600 | 0 | 76.13 | 68.54 | 10 | 0
2020 | SOCO_2_TVA_Transmission | SOCO | TVA_Transmission | Internal | Summer | B9 | 800 | 2600 | 0 | 68.59 | 66.99 | 10 | 0
2020 | SOCO_2_TVA_Transmission | SOCO | TVA_Transmission | Internal | Summer | B10 | 1262 | 2600 | 0 | 66.18 | 64.51 | 10 | 0
2020 | SOCO_2_TVA_Transmission | SOCO | TVA_Transmission | Internal | Winter | B16 | 25 | 2600 | 0.15 | 83.6 | 82.01 | 10 | 0
2020 | SOCO_2_TVA_Transmission | SOCO | TVA_Transmission | Internal | Winter | B17 | 100 | 2600 | 0.04 | 77 | 74.05 | 10 | 0
2020 | SOCO_2_TVA_Transmission | SOCO | TVA_Transmission | Internal | Winter | B18 | 400 | 2600 | 0.01 | 70.36 | 71.98 | 10 | 0
2020 | SOCO_2_TVA_Transmission | SOCO | TVA_Transmission | Internal | Winter | B19 | 700 | 2600 | 0 | 70.36 | 71.09 | 10 | 0
2020 | SOCO_2_TVA_Transmission | SOCO | TVA_Transmission | Internal | Winter | B20 | 935 | 2600 | 0 | 70.06 | 68.48 | 10 | 0
2020 | SOCO_2_VACAR | SOCO | VACAR | Internal | Shoulder | B11 | 25 | 2000 | 0.14 | 83.01 | 80.12 | 10 | 0
2020 | SOCO_2_VACAR | SOCO | VACAR | Internal | Shoulder | B12 | 200 | 2000 | 0.04 | 69.95 | 75.44 | 10 | 0
2020 | SOCO_2_VACAR | SOCO | VACAR | Internal | Shoulder | B13 | 600 | 2000 | 0.01 | 68.85 | 72.15 | 10 | 0
2020 | SOCO_2_VACAR | SOCO | VACAR | Internal | Shoulder | B14 | 900 | 2000 | 0 | 68.85 | 70.87 | 10 | 0
2020 | SOCO_2_VACAR | SOCO | VACAR | Internal | Shoulder | B15 | 1203 | 2000 | 0 | 67.45 | 63.84 | 10 | 0
2020 | SOCO_2_VACAR | SOCO | VACAR | Internal | Summer | B1 | 10 | 2000 | 0.45 | 109.21 | 109.4 | 10 | 0
2020 | SOCO_2_VACAR | SOCO | VACAR | Internal | Summer | B2 | 25 | 2000 | 0.18 | 109.52 | 109.59 | 10 | 0
2020 | SOCO_2_VACAR | SOCO | VACAR | Internal | Summer | B3 | 75 | 2000 | 0.05 | 109.63 | 107.97 | 10 | 0
2020 | SOCO_2_VACAR | SOCO | VACAR | Internal | Summer | B4 | 100 | 2000 | 0.03 | 106.68 | 100.22 | 10 | 0
2020 | SOCO_2_VACAR | SOCO | VACAR | Internal | Summer | B5 | 200 | 2000 | 0.02 | 97.18 | 93.71 | 10 | 0
2020 | SOCO_2_VACAR | SOCO | VACAR | Internal | Summer | B6 | 300 | 2000 | 0.01 | 83.27 | 80.51 | 10 | 0
2020 | SOCO_2_VACAR | SOCO | VACAR | Internal | Summer | B7 | 400 | 2000 | 0 | 78.42 | 74.39 | 10 | 0
2020 | SOCO_2_VACAR | SOCO | VACAR | Internal | Summer | B8 | 500 | 2000 | 0 | 76.13 | 70.26 | 10 | 0
2020 | SOCO_2_VACAR | SOCO | VACAR | Internal | Summer | B9 | 800 | 2000 | 0 | 68.59 | 68.74 | 10 | 0
2020 | SOCO_2_VACAR | SOCO | VACAR | Internal | Summer | B10 | 1262 | 2000 | 0 | 66.18 | 60.04 | 10 | 0
2020 | SOCO_2_VACAR | SOCO | VACAR | Internal | Winter | B16 | 25 | 2000 | 0.17 | 83.6 | 82.83 | 10 | 0
2020 | SOCO_2_VACAR | SOCO | VACAR | Internal | Winter | B17 | 100 | 2000 | 0.05 | 77 | 77.63 | 10 | 0
2020 | SOCO_2_VACAR | SOCO | VACAR | Internal | Winter | B18 | 400 | 2000 | 0.02 | 70.36 | 75.31 | 10 | 0
2020 | SOCO_2_VACAR | SOCO | VACAR | Internal | Winter | B19 | 700 | 2000 | 0.01 | 70.36 | 74.52 | 10 | 0
2020 | SOCO_2_VACAR | SOCO | VACAR | Internal | Winter | B20 | 935 | 2000 | 0 | 70.06 | 68.56 | 10 | 0
2020 | SPP_N_2_ENT | SPP_N | ENT | Internal | Shoulder | B11 | 25 | 1800 | 1824.06 | 67.58 | 73.84 | 5 | 1.27
2020 | SPP_N_2_ENT | SPP_N | ENT | Internal | Shoulder | B12 | 200 | 1800 | 1802.62 | 62.1 | 68.35 | 5 | 1.26
2020 | SPP_N_2_ENT | SPP_N | ENT | Internal | Shoulder | B13 | 600 | 1800 | 1801.29 | 59.53 | 65.8 | 5 | 1.26
2020 | SPP_N_2_ENT | SPP_N | ENT | Internal | Shoulder | B14 | 900 | 1800 | 1800.93 | 57.02 | 63.28 | 5 | 1.27
2020 | SPP_N_2_ENT | SPP_N | ENT | Internal | Shoulder | B15 | 1203 | 1800 | 1800.54 | 53.37 | 59.63 | 5 | 1.26
2020 | SPP_N_2_ENT | SPP_N | ENT | Internal | Summer | B1 | 10 | 1800 | 1796.64 | 94.74 | 100.04 | 5 | 0.31
2020 | SPP_N_2_ENT | SPP_N | ENT | Internal | Summer | B2 | 25 | 1800 | 1798.69 | 95.04 | 100.35 | 5 | 0.31
2020 | SPP_N_2_ENT | SPP_N | ENT | Internal | Summer | B3 | 75 | 1800 | 1799.62 | 95.15 | 100.45 | 5 | 0.31
2020 | SPP_N_2_ENT | SPP_N | ENT | Internal | Summer | B4 | 100 | 1800 | 1806.93 | 91.25 | 97.51 | 5 | 1.27
2020 | SPP_N_2_ENT | SPP_N | ENT | Internal | Summer | B5 | 200 | 1800 | 1803.84 | 81.75 | 88.01 | 5 | 1.27
2020 | SPP_N_2_ENT | SPP_N | ENT | Internal | Summer | B6 | 300 | 1800 | 1802.45 | 67.84 | 74.1 | 5 | 1.26
2020 | SPP_N_2_ENT | SPP_N | ENT | Internal | Summer | B7 | 400 | 1800 | 1801.76 | 64.16 | 70.42 | 5 | 1.27
2020 | SPP_N_2_ENT | SPP_N | ENT | Internal | Summer | B8 | 500 | 1800 | 1799.93 | 61.3 | 66.98 | 5 | 0.67
2020 | SPP_N_2_ENT | SPP_N | ENT | Internal | Summer | B9 | 800 | 1800 | 1801.15 | 59.88 | 66.14 | 5 | 1.27
2020 | SPP_N_2_ENT | SPP_N | ENT | Internal | Summer | B10 | 1262 | 1800 | 1800.98 | 55.22 | 61.49 | 5 | 1.27
2020 | SPP_N_2_ENT | SPP_N | ENT | Internal | Winter | B16 | 25 | 1800 | 1816.63 | 68.17 | 74.43 | 5 | 1.26
2020 | SPP_N_2_ENT | SPP_N | ENT | Internal | Winter | B17 | 100 | 1800 | 1806.23 | 63.65 | 69.92 | 5 | 1.26
2020 | SPP_N_2_ENT | SPP_N | ENT | Internal | Winter | B18 | 400 | 1800 | 1801.84 | 62.03 | 68.3 | 5 | 1.26
2020 | SPP_N_2_ENT | SPP_N | ENT | Internal | Winter | B19 | 700 | 1800 | 1801.25 | 61.28 | 67.55 | 5 | 1.27
2020 | SPP_N_2_ENT | SPP_N | ENT | Internal | Winter | B20 | 935 | 1800 | 1800.9 | 54.63 | 60.89 | 5 | 1.27
2020 | SPP_N_2_MISO_MO-IL | SPP_N | MISO_MO-IL | Internal | Shoulder | B11 | 25 | 2000 | 1944.73 | 67.58 | 72.58 | 5 | 0.01
2020 | SPP_N_2_MISO_MO-IL | SPP_N | MISO_MO-IL | Internal | Shoulder | B12 | 200 | 2000 | 1999.82 | 62.1 | 67.44 | 5 | 0.34
2020 | SPP_N_2_MISO_MO-IL | SPP_N | MISO_MO-IL | Internal | Shoulder | B13 | 600 | 2000 | 1999.88 | 59.53 | 64.73 | 5 | 0.2
2020 | SPP_N_2_MISO_MO-IL | SPP_N | MISO_MO-IL | Internal | Shoulder | B14 | 900 | 2000 | 2759.67 | 57.02 | 62.87 | 5 | 0.85
2020 | SPP_N_2_MISO_MO-IL | SPP_N | MISO_MO-IL | Internal | Shoulder | B15 | 1203 | 2000 | 8322.02 | 53.37 | 59.22 | 5 | 0.85
2020 | SPP_N_2_MISO_MO-IL | SPP_N | MISO_MO-IL | Internal | Summer | B1 | 10 | 2000 | 15621.38 | 94.74 | 100.59 | 5 | 0.85
2020 | SPP_N_2_MISO_MO-IL | SPP_N | MISO_MO-IL | Internal | Summer | B2 | 25 | 2000 | 4347.8 | 95.04 | 100.89 | 5 | 0.85
2020 | SPP_N_2_MISO_MO-IL | SPP_N | MISO_MO-IL | Internal | Summer | B3 | 75 | 2000 | 1996.97 | 95.15 | 100.34 | 5 | 0.2
2020 | SPP_N_2_MISO_MO-IL | SPP_N | MISO_MO-IL | Internal | Summer | B4 | 100 | 2000 | 0.18 | 91.25 | 93.76 | 5 | 0
2020 | SPP_N_2_MISO_MO-IL | SPP_N | MISO_MO-IL | Internal | Summer | B5 | 200 | 2000 | 0.21 | 81.75 | 86.04 | 5 | 0
2020 | SPP_N_2_MISO_MO-IL | SPP_N | MISO_MO-IL | Internal | Summer | B6 | 300 | 2000 | 421.56 | 67.84 | 72.84 | 5 | 0
2020 | SPP_N_2_MISO_MO-IL | SPP_N | MISO_MO-IL | Internal | Summer | B7 | 400 | 2000 | 0.06 | 64.16 | 66.73 | 5 | 0
2020 | SPP_N_2_MISO_MO-IL | SPP_N | MISO_MO-IL | Internal | Summer | B8 | 500 | 2000 | 0.03 | 61.3 | 63.03 | 5 | 0
2020 | SPP_N_2_MISO_MO-IL | SPP_N | MISO_MO-IL | Internal | Summer | B9 | 800 | 2000 | 0.02 | 59.88 | 61.73 | 5 | 0
2020 | SPP_N_2_MISO_MO-IL | SPP_N | MISO_MO-IL | Internal | Summer | B10 | 1262 | 2000 | 1376.29 | 55.22 | 60.22 | 5 | 0
2020 | SPP_N_2_MISO_MO-IL | SPP_N | MISO_MO-IL | Internal | Winter | B16 | 25 | 2000 | 8145.61 | 68.17 | 74.02 | 5 | 0.85
2020 | SPP_N_2_MISO_MO-IL | SPP_N | MISO_MO-IL | Internal | Winter | B17 | 100 | 2000 | 4980.38 | 63.65 | 69.5 | 5 | 0.85
2020 | SPP_N_2_MISO_MO-IL | SPP_N | MISO_MO-IL | Internal | Winter | B18 | 400 | 2000 | 1999.83 | 62.03 | 67.24 | 5 | 0.2
2020 | SPP_N_2_MISO_MO-IL | SPP_N | MISO_MO-IL | Internal | Winter | B19 | 700 | 2000 | 1999.89 | 61.28 | 66.48 | 5 | 0.2
2020 | SPP_N_2_MISO_MO-IL | SPP_N | MISO_MO-IL | Internal | Winter | B20 | 935 | 2000 | 2321.37 | 54.63 | 60.48 | 5 | 0.85
2020 | SPP_N_2_MISO_W | SPP_N | MISO_W | Internal | Shoulder | B11 | 25 | 750 | 112.47 | 67.58 | 72.57 | 5 | 0
2020 | SPP_N_2_MISO_W | SPP_N | MISO_W | Internal | Shoulder | B12 | 200 | 750 | 749.8 | 62.1 | 67.43 | 5 | 0.33
2020 | SPP_N_2_MISO_W | SPP_N | MISO_W | Internal | Shoulder | B13 | 600 | 750 | 749.87 | 59.53 | 64.72 | 5 | 0.19
2020 | SPP_N_2_MISO_W | SPP_N | MISO_W | Internal | Shoulder | B14 | 900 | 750 | 750.27 | 57.02 | 62.85 | 5 | 0.84
2020 | SPP_N_2_MISO_W | SPP_N | MISO_W | Internal | Shoulder | B15 | 1203 | 750 | 750.28 | 53.37 | 59.2 | 5 | 0.84
2020 | SPP_N_2_MISO_W | SPP_N | MISO_W | Internal | Summer | B1 | 10 | 750 | 1311.59 | 94.74 | 100.64 | 5 | 0.91
2020 | SPP_N_2_MISO_W | SPP_N | MISO_W | Internal | Summer | B2 | 25 | 750 | 758.38 | 95.04 | 100.88 | 5 | 0.84
2020 | SPP_N_2_MISO_W | SPP_N | MISO_W | Internal | Summer | B3 | 75 | 750 | 746.93 | 95.15 | 100.33 | 5 | 0.18
2020 | SPP_N_2_MISO_W | SPP_N | MISO_W | Internal | Summer | B4 | 100 | 750 | 0.18 | 91.25 | 93.75 | 5 | 0
2020 | SPP_N_2_MISO_W | SPP_N | MISO_W | Internal | Summer | B5 | 200 | 750 | 0.21 | 81.75 | 86.03 | 5 | 0
2020 | SPP_N_2_MISO_W | SPP_N | MISO_W | Internal | Summer | B6 | 300 | 750 | 4.51 | 67.84 | 72.82 | 5 | 0
2020 | SPP_N_2_MISO_W | SPP_N | MISO_W | Internal | Summer | B7 | 400 | 750 | 0.05 | 64.16 | 66.72 | 5 | 0
2020 | SPP_N_2_MISO_W | SPP_N | MISO_W | Internal | Summer | B8 | 500 | 750 | 0.03 | 61.3 | 63.02 | 5 | 0
2020 | SPP_N_2_MISO_W | SPP_N | MISO_W | Internal | Summer | B9 | 800 | 750 | 0.02 | 59.88 | 61.71 | 5 | 0
2020 | SPP_N_2_MISO_W | SPP_N | MISO_W | Internal | Summer | B10 | 1262 | 750 | 749.93 | 55.22 | 60.41 | 5 | 0.19
2020 | SPP_N_2_MISO_W | SPP_N | MISO_W | Internal | Winter | B16 | 25 | 750 | 759.49 | 68.17 | 74.01 | 5 | 0.84
2020 | SPP_N_2_MISO_W | SPP_N | MISO_W | Internal | Winter | B17 | 100 | 750 | 752.51 | 63.65 | 69.49 | 5 | 0.84
2020 | SPP_N_2_MISO_W | SPP_N | MISO_W | Internal | Winter | B18 | 400 | 750 | 749.82 | 62.03 | 67.22 | 5 | 0.19
2020 | SPP_N_2_MISO_W | SPP_N | MISO_W | Internal | Winter | B19 | 700 | 750 | 749.89 | 61.28 | 66.47 | 5 | 0.19
2020 | SPP_N_2_MISO_W | SPP_N | MISO_W | Internal | Winter | B20 | 935 | 750 | 750.31 | 54.63 | 60.47 | 5 | 0.84
2020 | SPP_N_2_NE | SPP_N | NE | Internal | Shoulder | B11 | 25 | 330 | 2.31 | 67.58 | 66.86 | 0.01 | 0
2020 | SPP_N_2_NE | SPP_N | NE | Internal | Shoulder | B12 | 200 | 330 | 0.35 | 62.1 | 61.52 | 0.01 | 0
2020 | SPP_N_2_NE | SPP_N | NE | Internal | Shoulder | B13 | 600 | 330 | 0.1 | 59.53 | 58.82 | 0.01 | 0
2020 | SPP_N_2_NE | SPP_N | NE | Internal | Shoulder | B14 | 900 | 330 | 0.49 | 57.02 | 56.95 | 0.01 | 0
2020 | SPP_N_2_NE | SPP_N | NE | Internal | Shoulder | B15 | 1203 | 330 | 0.46 | 53.37 | 53.3 | 0.01 | 0
2020 | SPP_N_2_NE | SPP_N | NE | Internal | Summer | B1 | 10 | 330 | 143.6 | 94.74 | 94.73 | 0.01 | 0.01
2020 | SPP_N_2_NE | SPP_N | NE | Internal | Summer | B2 | 25 | 330 | 14.57 | 95.04 | 94.98 | 0.01 | 0
2020 | SPP_N_2_NE | SPP_N | NE | Internal | Summer | B3 | 75 | 330 | 0.79 | 95.15 | 94.43 | 0.01 | 0
2020 | SPP_N_2_NE | SPP_N | NE | Internal | Summer | B4 | 100 | 330 | 0.6 | 91.25 | 90.53 | 0.01 | 0
2020 | SPP_N_2_NE | SPP_N | NE | Internal | Summer | B5 | 200 | 330 | 0.3 | 81.75 | 81.03 | 0.01 | 0
2020 | SPP_N_2_NE | SPP_N | NE | Internal | Summer | B6 | 300 | 330 | 0.21 | 67.84 | 67.12 | 0.01 | 0
2020 | SPP_N_2_NE | SPP_N | NE | Internal | Summer | B7 | 400 | 330 | 0.15 | 64.16 | 63.44 | 0.01 | 0
2020 | SPP_N_2_NE | SPP_N | NE | Internal | Summer | B8 | 500 | 330 | 0.12 | 61.3 | 60.59 | 0.01 | 0
2020 | SPP_N_2_NE | SPP_N | NE | Internal | Summer | B9 | 800 | 330 | 0.08 | 59.88 | 59.16 | 0.01 | 0
2020 | SPP_N_2_NE | SPP_N | NE | Internal | Summer | B10 | 1262 | 330 | 0.05 | 55.22 | 54.5 | 0.01 | 0
2020 | SPP_N_2_NE | SPP_N | NE | Internal | Winter | B16 | 25 | 330 | 15.14 | 68.17 | 68.1 | 0.01 | 0
2020 | SPP_N_2_NE | SPP_N | NE | Internal | Winter | B17 | 100 | 330 | 4.19 | 63.65 | 63.58 | 0.01 | 0
2020 | SPP_N_2_NE | SPP_N | NE | Internal | Winter | B18 | 400 | 330 | 0.16 | 62.03 | 61.32 | 0.01 | 0
2020 | SPP_N_2_NE | SPP_N | NE | Internal | Winter | B19 | 700 | 330 | 0.09 | 61.28 | 60.56 | 0.01 | 0
2020 | SPP_N_2_NE | SPP_N | NE | Internal | Winter | B20 | 935 | 330 | 0.54 | 54.63 | 54.56 | 0.01 | 0
2020 | SPP_N_2_SPP_S | SPP_N | SPP_S | Internal | Shoulder | B11 | 25 | 4000 | 5825.85 | 67.58 | 67.59 | 0.01 | 0
2020 | SPP_N_2_SPP_S | SPP_N | SPP_S | Internal | Shoulder | B12 | 200 | 4000 | 2224.58 | 62.1 | 62.11 | 0.01 | 0
2020 | SPP_N_2_SPP_S | SPP_N | SPP_S | Internal | Shoulder | B13 | 600 | 4000 | 3717.19 | 59.53 | 59.54 | 0.01 | 0
2020 | SPP_N_2_SPP_S | SPP_N | SPP_S | Internal | Shoulder | B14 | 900 | 4000 | 4085.01 | 57.02 | 57.03 | 0.01 | 0
2020 | SPP_N_2_SPP_S | SPP_N | SPP_S | Internal | Shoulder | B15 | 1203 | 4000 | 272.52 | 53.37 | 53.38 | 0.01 | 0
2020 | SPP_N_2_SPP_S | SPP_N | SPP_S | Internal | Summer | B1 | 10 | 4000 | 4.46 | 94.74 | 93.79 | 0.01 | 0
2020 | SPP_N_2_SPP_S | SPP_N | SPP_S | Internal | Summer | B2 | 25 | 4000 | 1.95 | 95.04 | 94.1 | 0.01 | 0
2020 | SPP_N_2_SPP_S | SPP_N | SPP_S | Internal | Summer | B3 | 75 | 4000 | 0.75 | 95.15 | 94.2 | 0.01 | 0
2020 | SPP_N_2_SPP_S | SPP_N | SPP_S | Internal | Summer | B4 | 100 | 4000 | 4258.83 | 91.25 | 91.26 | 0.01 | 0
2020 | SPP_N_2_SPP_S | SPP_N | SPP_S | Internal | Summer | B5 | 200 | 4000 | 4616.9 | 81.75 | 81.76 | 0.01 | 0
2020 | SPP_N_2_SPP_S | SPP_N | SPP_S | Internal | Summer | B6 | 300 | 4000 | 3796.17 | 67.84 | 67.85 | 0.01 | 0
2020 | SPP_N_2_SPP_S | SPP_N | SPP_S | Internal | Summer | B7 | 400 | 4000 | 5583.39 | 64.16 | 64.17 | 0.01 | 0
2020 | SPP_N_2_SPP_S | SPP_N | SPP_S | Internal | Summer | B8 | 500 | 4000 | 7740.76 | 61.3 | 61.32 | 0.01 | 0
2020 | SPP_N_2_SPP_S | SPP_N | SPP_S | Internal | Summer | B9 | 800 | 4000 | 8234.84 | 59.88 | 59.89 | 0.01 | 0
2020 | SPP_N_2_SPP_S | SPP_N | SPP_S | Internal | Summer | B10 | 1262 | 4000 | 7902.12 | 55.22 | 55.23 | 0.01 | 0
2020 | SPP_N_2_SPP_S | SPP_N | SPP_S | Internal | Winter | B16 | 25 | 4000 | 284.11 | 68.17 | 68.18 | 0.01 | 0
2020 | SPP_N_2_SPP_S | SPP_N | SPP_S | Internal | Winter | B17 | 100 | 4000 | 2776.26 | 63.65 | 63.66 | 0.01 | 0
2020 | SPP_N_2_SPP_S | SPP_N | SPP_S | Internal | Winter | B18 | 400 | 4000 | 3325.95 | 62.03 | 62.04 | 0.01 | 0
2020 | SPP_N_2_SPP_S | SPP_N | SPP_S | Internal | Winter | B19 | 700 | 4000 | 5310.78 | 61.28 | 61.29 | 0.01 | 0
2020 | SPP_N_2_SPP_S | SPP_N | SPP_S | Internal | Winter | B20 | 935 | 4000 | 5127.83 | 54.63 | 54.64 | 0.01 | 0
2020 | SPP_S_2_ENT | SPP_S | ENT | Internal | Shoulder | B11 | 25 | 850 | 7539.05 | 67.59 | 73.84 | 5 | 1.25
2020 | SPP_S_2_ENT | SPP_S | ENT | Internal | Shoulder | B12 | 200 | 850 | 918.37 | 62.11 | 68.35 | 5 | 1.24
2020 | SPP_S_2_ENT | SPP_S | ENT | Internal | Shoulder | B13 | 600 | 850 | 2590.48 | 59.54 | 65.8 | 5 | 1.25
2020 | SPP_S_2_ENT | SPP_S | ENT | Internal | Shoulder | B14 | 900 | 850 | 8009.7 | 57.03 | 63.28 | 5 | 1.25
2020 | SPP_S_2_ENT | SPP_S | ENT | Internal | Shoulder | B15 | 1203 | 850 | 6152.79 | 53.38 | 59.63 | 5 | 1.25
2020 | SPP_S_2_ENT | SPP_S | ENT | Internal | Summer | B1 | 10 | 850 | 11494.6 | 93.79 | 100.04 | 5 | 1.26
2020 | SPP_S_2_ENT | SPP_S | ENT | Internal | Summer | B2 | 25 | 850 | 9367.09 | 94.1 | 100.35 | 5 | 1.25
2020 | SPP_S_2_ENT | SPP_S | ENT | Internal | Summer | B3 | 75 | 850 | 4652.8 | 94.2 | 100.45 | 5 | 1.25
2020 | SPP_S_2_ENT | SPP_S | ENT | Internal | Summer | B4 | 100 | 850 | 5220.77 | 91.26 | 97.51 | 5 | 1.25
2020 | SPP_S_2_ENT | SPP_S | ENT | Internal | Summer | B5 | 200 | 850 | 6281.24 | 81.76 | 88.01 | 5 | 1.25
2020 | SPP_S_2_ENT | SPP_S | ENT | Internal | Summer | B6 | 300 | 850 | 2709.99 | 67.85 | 74.1 | 5 | 1.25
2020 | SPP_S_2_ENT | SPP_S | ENT | Internal | Summer | B7 | 400 | 850 | 1410.13 | 64.17 | 70.42 | 5 | 1.25
2020 | SPP_S_2_ENT | SPP_S | ENT | Internal | Summer | B8 | 500 | 850 | 849.96 | 61.32 | 66.98 | 5 | 0.66
2020 | SPP_S_2_ENT | SPP_S | ENT | Internal | Summer | B9 | 800 | 850 | 2323.75 | 59.89 | 66.14 | 5 | 1.25
2020 | SPP_S_2_ENT | SPP_S | ENT | Internal | Summer | B10 | 1262 | 850 | 5927.22 | 55.23 | 61.49 | 5 | 1.25
2020 | SPP_S_2_ENT | SPP_S | ENT | Internal | Winter | B16 | 25 | 850 | 3884.69 | 68.18 | 74.43 | 5 | 1.25
2020 | SPP_S_2_ENT | SPP_S | ENT | Internal | Winter | B17 | 100 | 850 | 3399.18 | 63.66 | 69.92 | 5 | 1.25
2020 | SPP_S_2_ENT | SPP_S | ENT | Internal | Winter | B18 | 400 | 850 | 2682.12 | 62.04 | 68.3 | 5 | 1.25
2020 | SPP_S_2_ENT | SPP_S | ENT | Internal | Winter | B19 | 700 | 850 | 6212.02 | 61.29 | 67.55 | 5 | 1.25
2020 | SPP_S_2_ENT | SPP_S | ENT | Internal | Winter | B20 | 935 | 850 | 7826.77 | 54.64 | 60.89 | 5 | 1.25
2020 | SPP_S_2_SPP_N | SPP_S | SPP_N | Internal | Shoulder | B11 | 25 | 640 | 21.36 | 67.59 | 67.58 | 0.01 | 0
2020 | SPP_S_2_SPP_N | SPP_S | SPP_N | Internal | Shoulder | B12 | 200 | 640 | 3.6 | 62.11 | 62.1 | 0.01 | 0
2020 | SPP_S_2_SPP_N | SPP_S | SPP_N | Internal | Shoulder | B13 | 600 | 640 | 1.3 | 59.54 | 59.53 | 0.01 | 0
2020 | SPP_S_2_SPP_N | SPP_S | SPP_N | Internal | Shoulder | B14 | 900 | 640 | 0.89 | 57.03 | 57.02 | 0.01 | 0
2020 | SPP_S_2_SPP_N | SPP_S | SPP_N | Internal | Shoulder | B15 | 1203 | 640 | 1.14 | 53.38 | 53.37 | 0.01 | 0
2020 | SPP_S_2_SPP_N | SPP_S | SPP_N | Internal | Summer | B1 | 10 | 640 | 8707.34 | 93.79 | 94.74 | 0.01 | 0.94
2020 | SPP_S_2_SPP_N | SPP_S | SPP_N | Internal | Summer | B2 | 25 | 640 | 1198.09 | 94.1 | 95.04 | 0.01 | 0.94
2020 | SPP_S_2_SPP_N | SPP_S | SPP_N | Internal | Summer | B3 | 75 | 640 | 914.16 | 94.2 | 95.15 | 0.01 | 0.93
2020 | SPP_S_2_SPP_N | SPP_S | SPP_N | Internal | Summer | B4 | 100 | 640 | 6.36 | 91.26 | 91.25 | 0.01 | 0
2020 | SPP_S_2_SPP_N | SPP_S | SPP_N | Internal | Summer | B5 | 200 | 640 | 3.41 | 81.76 | 81.75 | 0.01 | 0
2020 | SPP_S_2_SPP_N | SPP_S | SPP_N | Internal | Summer | B6 | 300 | 640 | 2.44 | 67.85 | 67.84 | 0.01 | 0
2020 | SPP_S_2_SPP_N | SPP_S | SPP_N | Internal | Summer | B7 | 400 | 640 | 1.81 | 64.17 | 64.16 | 0.01 | 0
2020 | SPP_S_2_SPP_N | SPP_S | SPP_N | Internal | Summer | B8 | 500 | 640 | 1.47 | 61.32 | 61.3 | 0.01 | 0
2020 | SPP_S_2_SPP_N | SPP_S | SPP_N | Internal | Summer | B9 | 800 | 640 | 0.95 | 59.89 | 59.88 | 0.01 | 0
2020 | SPP_S_2_SPP_N | SPP_S | SPP_N | Internal | Summer | B10 | 1262 | 640 | 0.63 | 55.23 | 55.22 | 0.01 | 0
2020 | SPP_S_2_SPP_N | SPP_S | SPP_N | Internal | Winter | B16 | 25 | 640 | 30.28 | 68.18 | 68.17 | 0.01 | 0
2020 | SPP_S_2_SPP_N | SPP_S | SPP_N | Internal | Winter | B17 | 100 | 640 | 6.78 | 63.66 | 63.65 | 0.01 | 0
2020 | SPP_S_2_SPP_N | SPP_S | SPP_N | Internal | Winter | B18 | 400 | 640 | 1.89 | 62.04 | 62.03 | 0.01 | 0
2020 | SPP_S_2_SPP_N | SPP_S | SPP_N | Internal | Winter | B19 | 700 | 640 | 1.09 | 61.29 | 61.28 | 0.01 | 0
2020 | SPP_S_2_SPP_N | SPP_S | SPP_N | Internal | Winter | B20 | 935 | 640 | 0.85 | 54.64 | 54.63 | 0.01 | 0
2020 | TVA_2_ENT | TVA | ENT | Internal | Shoulder | B11 | 25 | 500 | 0.19 | 72.94 | 73.84 | 9 | 0
2020 | TVA_2_ENT | TVA | ENT | Internal | Shoulder | B12 | 200 | 500 | 0.03 | 67.09 | 68.35 | 9 | 0
2020 | TVA_2_ENT | TVA | ENT | Internal | Shoulder | B13 | 600 | 500 | 0 | 67.09 | 65.8 | 9 | 0
2020 | TVA_2_ENT | TVA | ENT | Internal | Shoulder | B14 | 900 | 500 | 0 | 67.09 | 63.28 | 9 | 0
2020 | TVA_2_ENT | TVA | ENT | Internal | Shoulder | B15 | 1203 | 500 | 0 | 67.09 | 59.63 | 9 | 0
2020 | TVA_2_ENT | TVA | ENT | Internal | Summer | B1 | 10 | 500 | 0.26 | 108.59 | 100.04 | 9 | 0
2020 | TVA_2_ENT | TVA | ENT | Internal | Summer | B2 | 25 | 500 | 0.11 | 108.9 | 100.35 | 9 | 0
2020 | TVA_2_ENT | TVA | ENT | Internal | Summer | B3 | 75 | 500 | 0.04 | 107.28 | 100.45 | 9 | 0
2020 | TVA_2_ENT | TVA | ENT | Internal | Summer | B4 | 100 | 500 | 0.04 | 100.23 | 97.51 | 9 | 0
2020 | TVA_2_ENT | TVA | ENT | Internal | Summer | B5 | 200 | 500 | 0.03 | 86.99 | 88.01 | 9 | 0
2020 | TVA_2_ENT | TVA | ENT | Internal | Summer | B6 | 300 | 500 | 0.02 | 72.91 | 74.1 | 9 | 0
2020 | TVA_2_ENT | TVA | ENT | Internal | Summer | B7 | 400 | 500 | 0.02 | 68.06 | 70.42 | 9 | 0
2020 | TVA_2_ENT | TVA | ENT | Internal | Summer | B8 | 500 | 500 | 0.01 | 65.77 | 66.98 | 9 | 0
2020 | TVA_2_ENT | TVA | ENT | Internal | Summer | B9 | 800 | 500 | 0 | 65.77 | 66.14 | 9 | 0
2020 | TVA_2_ENT | TVA | ENT | Internal | Summer | B10 | 1262 | 500 | 0 | 63.46 | 61.49 | 9 | 0
2020 | TVA_2_ENT | TVA | ENT | Internal | Winter | B16 | 25 | 500 | 0.12 | 82.01 | 74.43 | 9 | 0
2020 | TVA_2_ENT | TVA | ENT | Internal | Winter | B17 | 100 | 500 | 0.05 | 70.78 | 69.92 | 9 | 0
2020 | TVA_2_ENT | TVA | ENT | Internal | Winter | B18 | 400 | 500 | 0.01 | 69.72 | 68.3 | 9 | 0
2020 | TVA_2_ENT | TVA | ENT | Internal | Winter | B19 | 700 | 500 | 0 | 69.72 | 67.55 | 9 | 0
2020 | TVA_2_ENT | TVA | ENT | Internal | Winter | B20 | 935 | 500 | 0 | 68.49 | 60.89 | 9 | 0
2020 | TVA_2_MISO_MO-IL | TVA | MISO_MO-IL | Internal | Shoulder | B11 | 25 | 50 | 0.16 | 72.94 | 72.58 | 9 | 0.02
2020 | TVA_2_MISO_MO-IL | TVA | MISO_MO-IL | Internal | Shoulder | B12 | 200 | 50 | 0.02 | 67.09 | 67.44 | 9 | 0
2020 | TVA_2_MISO_MO-IL | TVA | MISO_MO-IL | Internal | Shoulder | B13 | 600 | 50 | 0 | 67.09 | 64.73 | 9 | 0
2020 | TVA_2_MISO_MO-IL | TVA | MISO_MO-IL | Internal | Shoulder | B14 | 900 | 50 | 0 | 67.09 | 62.87 | 9 | 0
2020 | TVA_2_MISO_MO-IL | TVA | MISO_MO-IL | Internal | Shoulder | B15 | 1203 | 50 | 0 | 67.09 | 59.22 | 9 | 0
2020 | TVA_2_MISO_MO-IL | TVA | MISO_MO-IL | Internal | Summer | B1 | 10 | 50 | 0.25 | 108.59 | 100.59 | 9 | 0.05
2020 | TVA_2_MISO_MO-IL | TVA | MISO_MO-IL | Internal | Summer | B2 | 25 | 50 | 0.1 | 108.9 | 100.89 | 9 | 0.02
2020 | TVA_2_MISO_MO-IL | TVA | MISO_MO-IL | Internal | Summer | B3 | 75 | 50 | 0.04 | 107.28 | 100.34 | 9 | 0.01
2020 | TVA_2_MISO_MO-IL | TVA | MISO_MO-IL | Internal | Summer | B4 | 100 | 50 | 0.03 | 100.23 | 93.76 | 9 | 0
2020 | TVA_2_MISO_MO-IL | TVA | MISO_MO-IL | Internal | Summer | B5 | 200 | 50 | 0.02 | 86.99 | 86.04 | 9 | 0
2020 | TVA_2_MISO_MO-IL | TVA | MISO_MO-IL | Internal | Summer | B6 | 300 | 50 | 0.02 | 72.91 | 72.84 | 9 | 0
2020 | TVA_2_MISO_MO-IL | TVA | MISO_MO-IL | Internal | Summer | B7 | 400 | 50 | 0.01 | 68.06 | 66.73 | 9 | 0
2020 | TVA_2_MISO_MO-IL | TVA | MISO_MO-IL | Internal | Summer | B8 | 500 | 50 | 0 | 65.77 | 63.03 | 9 | 0
2020 | TVA_2_MISO_MO-IL | TVA | MISO_MO-IL | Internal | Summer | B9 | 800 | 50 | 0 | 65.77 | 61.73 | 9 | 0
2020 | TVA_2_MISO_MO-IL | TVA | MISO_MO-IL | Internal | Summer | B10 | 1262 | 50 | 0 | 63.46 | 60.22 | 9 | 0
2020 | TVA_2_MISO_MO-IL | TVA | MISO_MO-IL | Internal | Winter | B16 | 25 | 50 | 0.11 | 82.01 | 74.02 | 9 | 0.02
2020 | TVA_2_MISO_MO-IL | TVA | MISO_MO-IL | Internal | Winter | B17 | 100 | 50 | 0.04 | 70.78 | 69.5 | 9 | 0.01
2020 | TVA_2_MISO_MO-IL | TVA | MISO_MO-IL | Internal | Winter | B18 | 400 | 50 | 0 | 69.72 | 67.24 | 9 | 0
2020 | TVA_2_MISO_MO-IL | TVA | MISO_MO-IL | Internal | Winter | B19 | 700 | 50 | 0 | 69.72 | 66.48 | 9 | 0
2020 | TVA_2_MISO_MO-IL | TVA | MISO_MO-IL | Internal | Winter | B20 | 935 | 50 | 0 | 68.49 | 60.48 | 9 | 0
2020 | TVA_2_NonRTO_Midwest | TVA | NonRTO_Midwest | Internal | Shoulder | B11 | 25 | 100 | 0.68 | 72.94 | 80.57 | 9 | 0.01
2020 | TVA_2_NonRTO_Midwest | TVA | NonRTO_Midwest | Internal | Shoulder | B12 | 200 | 100 | 0.21 | 67.09 | 75.43 | 9 | 0
2020 | TVA_2_NonRTO_Midwest | TVA | NonRTO_Midwest | Internal | Shoulder | B13 | 600 | 100 | 0.01 | 67.09 | 66.43 | 9 | 0
2020 | TVA_2_NonRTO_Midwest | TVA | NonRTO_Midwest | Internal | Shoulder | B14 | 900 | 100 | 0 | 67.09 | 66.41 | 9 | 0
2020 | TVA_2_NonRTO_Midwest | TVA | NonRTO_Midwest | Internal | Shoulder | B15 | 1203 | 100 | 0 | 67.09 | 64.1 | 9 | 0
2020 | TVA_2_NonRTO_Midwest | TVA | NonRTO_Midwest | Internal | Summer | B1 | 10 | 100 | 0.42 | 108.59 | 108.59 | 9 | 0.03
2020 | TVA_2_NonRTO_Midwest | TVA | NonRTO_Midwest | Internal | Summer | B2 | 25 | 100 | 0.17 | 108.9 | 108.58 | 9 | 0.01
2020 | TVA_2_NonRTO_Midwest | TVA | NonRTO_Midwest | Internal | Summer | B3 | 75 | 100 | 0.07 | 107.28 | 108.01 | 9 | 0
2020 | TVA_2_NonRTO_Midwest | TVA | NonRTO_Midwest | Internal | Summer | B4 | 100 | 100 | 0.05 | 100.23 | 101.43 | 9 | 0
2020 | TVA_2_NonRTO_Midwest | TVA | NonRTO_Midwest | Internal | Summer | B5 | 200 | 100 | 0.08 | 86.99 | 93.71 | 9 | 0
2020 | TVA_2_NonRTO_Midwest | TVA | NonRTO_Midwest | Internal | Summer | B6 | 300 | 100 | 0.08 | 72.91 | 80.5 | 9 | 0
2020 | TVA_2_NonRTO_Midwest | TVA | NonRTO_Midwest | Internal | Summer | B7 | 400 | 100 | 0.01 | 68.06 | 66.41 | 9 | 0
2020 | TVA_2_NonRTO_Midwest | TVA | NonRTO_Midwest | Internal | Summer | B8 | 500 | 100 | 0.01 | 65.77 | 65.87 | 9 | 0
2020 | TVA_2_NonRTO_Midwest | TVA | NonRTO_Midwest | Internal | Summer | B9 | 800 | 100 | 0 | 65.77 | 65.11 | 9 | 0
2020 | TVA_2_NonRTO_Midwest | TVA | NonRTO_Midwest | Internal | Summer | B10 | 1262 | 100 | 0 | 63.46 | 63.31 | 9 | 0
2020 | TVA_2_NonRTO_Midwest | TVA | NonRTO_Midwest | Internal | Winter | B16 | 25 | 100 | 0.2 | 82.01 | 82.04 | 9 | 0.01
2020 | TVA_2_NonRTO_Midwest | TVA | NonRTO_Midwest | Internal | Winter | B17 | 100 | 100 | 0.17 | 70.78 | 77.51 | 9 | 0
2020 | TVA_2_NonRTO_Midwest | TVA | NonRTO_Midwest | Internal | Winter | B18 | 400 | 100 | 0.03 | 69.72 | 75.25 | 9 | 0
2020 | TVA_2_NonRTO_Midwest | TVA | NonRTO_Midwest | Internal | Winter | B19 | 700 | 100 | 0 | 69.72 | 66.42 | 9 | 0
2020 | TVA_2_NonRTO_Midwest | TVA | NonRTO_Midwest | Internal | Winter | B20 | 935 | 100 | 0 | 68.49 | 65.95 | 9 | 0
2020 | TVA_2_PJM_ROR | TVA | PJM_ROR | Internal | Shoulder | B11 | 25 | 500 | 0.2 | 72.94 | 74.12 | 9 | 0
2020 | TVA_2_PJM_ROR | TVA | PJM_ROR | Internal | Shoulder | B12 | 200 | 500 | 0.03 | 67.09 | 69.44 | 9 | 0
2020 | TVA_2_PJM_ROR | TVA | PJM_ROR | Internal | Shoulder | B13 | 600 | 500 | 0 | 67.09 | 66.72 | 9 | 0
2020 | TVA_2_PJM_ROR | TVA | PJM_ROR | Internal | Shoulder | B14 | 900 | 500 | 0 | 67.09 | 64.87 | 9 | 0
2020 | TVA_2_PJM_ROR | TVA | PJM_ROR | Internal | Shoulder | B15 | 1203 | 500 | 0 | 67.09 | 61.33 | 9 | 0
2020 | TVA_2_PJM_ROR | TVA | PJM_ROR | Internal | Summer | B1 | 10 | 500 | 0.31 | 108.59 | 102.7 | 9 | 0
2020 | TVA_2_PJM_ROR | TVA | PJM_ROR | Internal | Summer | B2 | 25 | 500 | 0.12 | 108.9 | 102.89 | 9 | 0
2020 | TVA_2_PJM_ROR | TVA | PJM_ROR | Internal | Summer | B3 | 75 | 500 | 0.04 | 107.28 | 101.27 | 9 | 0
2020 | TVA_2_PJM_ROR | TVA | PJM_ROR | Internal | Summer | B4 | 100 | 500 | 0.03 | 100.23 | 94.22 | 9 | 0
2020 | TVA_2_PJM_ROR | TVA | PJM_ROR | Internal | Summer | B5 | 200 | 500 | 0.03 | 86.99 | 87.71 | 9 | 0
2020 | TVA_2_PJM_ROR | TVA | PJM_ROR | Internal | Summer | B6 | 300 | 500 | 0.02 | 72.91 | 74.51 | 9 | 0
2020 | TVA_2_PJM_ROR | TVA | PJM_ROR | Internal | Summer | B7 | 400 | 500 | 0.01 | 68.06 | 68.39 | 9 | 0
2020 | TVA_2_PJM_ROR | TVA | PJM_ROR | Internal | Summer | B8 | 500 | 500 | 0 | 65.77 | 64.26 | 9 | 0
2020 | TVA_2_PJM_ROR | TVA | PJM_ROR | Internal | Summer | B9 | 800 | 500 | 0 | 65.77 | 62.74 | 9 | 0
2020 | TVA_2_PJM_ROR | TVA | PJM_ROR | Internal | Summer | B10 | 1262 | 500 | 0 | 63.46 | 61.22 | 9 | 0
2020 | TVA_2_PJM_ROR | TVA | PJM_ROR | Internal | Winter | B16 | 25 | 500 | 0.13 | 82.01 | 76.13 | 9 | 0
2020 | TVA_2_PJM_ROR | TVA | PJM_ROR | Internal | Winter | B17 | 100 | 500 | 0.06 | 70.78 | 71.61 | 9 | 0
2020 | TVA_2_PJM_ROR | TVA | PJM_ROR | Internal | Winter | B18 | 400 | 500 | 0.01 | 69.72 | 69.34 | 9 | 0
2020 | TVA_2_PJM_ROR | TVA | PJM_ROR | Internal | Winter | B19 | 700 | 500 | 0 | 69.72 | 68.57 | 9 | 0
2020 | TVA_2_PJM_ROR | TVA | PJM_ROR | Internal | Winter | B20 | 935 | 500 | 0 | 68.49 | 62.56 | 9 | 0
2020 | TVA_2_SOCO | TVA | SOCO | Internal | Shoulder | B11 | 25 | 500 | 499.47 | 72.94 | 83.01 | 9 | 1.07
2020 | TVA_2_SOCO | TVA | SOCO | Internal | Shoulder | B12 | 200 | 500 | 0.04 | 67.09 | 69.95 | 9 | 0
2020 | TVA_2_SOCO | TVA | SOCO | Internal | Shoulder | B13 | 600 | 500 | 0.01 | 67.09 | 68.85 | 9 | 0
2020 | TVA_2_SOCO | TVA | SOCO | Internal | Shoulder | B14 | 900 | 500 | 0 | 67.09 | 68.85 | 9 | 0
2020 | TVA_2_SOCO | TVA | SOCO | Internal | Shoulder | B15 | 1203 | 500 | 0 | 67.09 | 67.45 | 9 | 0
2020 | TVA_2_SOCO | TVA | SOCO | Internal | Summer | B1 | 10 | 500 | 0.49 | 108.59 | 109.21 | 9 | 0.01
2020 | TVA_2_SOCO | TVA | SOCO | Internal | Summer | B2 | 25 | 500 | 0.2 | 108.9 | 109.52 | 9 | 0
2020 | TVA_2_SOCO | TVA | SOCO | Internal | Summer | B3 | 75 | 500 | 0.09 | 107.28 | 109.63 | 9 | 0
2020 | TVA_2_SOCO | TVA | SOCO | Internal | Summer | B4 | 100 | 500 | 0.14 | 100.23 | 106.68 | 9 | 0
2020 | TVA_2_SOCO | TVA | SOCO | Internal | Summer | B5 | 200 | 500 | 500.44 | 86.99 | 97.18 | 9 | 1.2
2020 | TVA_2_SOCO | TVA | SOCO | Internal | Summer | B6 | 300 | 500 | 1928.02 | 72.91 | 83.27 | 9 | 1.36
2020 | TVA_2_SOCO | TVA | SOCO | Internal | Summer | B7 | 400 | 500 | 1757.24 | 68.06 | 78.42 | 9 | 1.36
2020 | TVA_2_SOCO | TVA | SOCO | Internal | Summer | B8 | 500 | 500 | 725.14 | 65.77 | 76.13 | 9 | 1.36
2020 | TVA_2_SOCO | TVA | SOCO | Internal | Summer | B9 | 800 | 500 | 0 | 65.77 | 68.59 | 9 | 0
2020 | TVA_2_SOCO | TVA | SOCO | Internal | Summer | B10 | 1262 | 500 | 0 | 63.46 | 66.18 | 9 | 0
2020 | TVA_2_SOCO | TVA | SOCO | Internal | Winter | B16 | 25 | 500 | 0.24 | 82.01 | 83.6 | 9 | 0
2020 | TVA_2_SOCO | TVA | SOCO | Internal | Winter | B17 | 100 | 500 | 0.13 | 70.78 | 77 | 9 | 0
2020 | TVA_2_SOCO | TVA | SOCO | Internal | Winter | B18 | 400 | 500 | 0.01 | 69.72 | 70.36 | 9 | 0
2020 | TVA_2_SOCO | TVA | SOCO | Internal | Winter | B19 | 700 | 500 | 0 | 69.72 | 70.36 | 9 | 0
2020 | TVA_2_SOCO | TVA | SOCO | Internal | Winter | B20 | 935 | 500 | 0 | 68.49 | 70.06 | 9 | 0
2020 | TVA_2_VACAR | TVA | VACAR | Internal | Shoulder | B11 | 25 | 150 | 0.54 | 72.94 | 80.12 | 9 | 0.01
2020 | TVA_2_VACAR | TVA | VACAR | Internal | Shoulder | B12 | 200 | 150 | 0.19 | 67.09 | 75.44 | 9 | 0
2020 | TVA_2_VACAR | TVA | VACAR | Internal | Shoulder | B13 | 600 | 150 | 0.02 | 67.09 | 72.15 | 9 | 0
2020 | TVA_2_VACAR | TVA | VACAR | Internal | Shoulder | B14 | 900 | 150 | 0 | 67.09 | 70.87 | 9 | 0
2020 | TVA_2_VACAR | TVA | VACAR | Internal | Shoulder | B15 | 1203 | 150 | 0 | 67.09 | 63.84 | 9 | 0
2020 | TVA_2_VACAR | TVA | VACAR | Internal | Summer | B1 | 10 | 150 | 0.48 | 108.59 | 109.4 | 9 | 0.02
2020 | TVA_2_VACAR | TVA | VACAR | Internal | Summer | B2 | 25 | 150 | 0.2 | 108.9 | 109.59 | 9 | 0.01
2020 | TVA_2_VACAR | TVA | VACAR | Internal | Summer | B3 | 75 | 150 | 0.07 | 107.28 | 107.97 | 9 | 0
2020 | TVA_2_VACAR | TVA | VACAR | Internal | Summer | B4 | 100 | 150 | 0.05 | 100.23 | 100.22 | 9 | 0
2020 | TVA_2_VACAR | TVA | VACAR | Internal | Summer | B5 | 200 | 150 | 0.07 | 86.99 | 93.71 | 9 | 0
2020 | TVA_2_VACAR | TVA | VACAR | Internal | Summer | B6 | 300 | 150 | 0.08 | 72.91 | 80.51 | 9 | 0
2020 | TVA_2_VACAR | TVA | VACAR | Internal | Summer | B7 | 400 | 150 | 0.04 | 68.06 | 74.39 | 9 | 0
2020 | TVA_2_VACAR | TVA | VACAR | Internal | Summer | B8 | 500 | 150 | 0.02 | 65.77 | 70.26 | 9 | 0
2020 | TVA_2_VACAR | TVA | VACAR | Internal | Summer | B9 | 800 | 150 | 0 | 65.77 | 68.74 | 9 | 0
2020 | TVA_2_VACAR | TVA | VACAR | Internal | Summer | B10 | 1262 | 150 | 0 | 63.46 | 60.04 | 9 | 0
2020 | TVA_2_VACAR | TVA | VACAR | Internal | Winter | B16 | 25 | 150 | 0.22 | 82.01 | 82.83 | 9 | 0.01
2020 | TVA_2_VACAR | TVA | VACAR | Internal | Winter | B17 | 100 | 150 | 0.21 | 70.78 | 77.63 | 9 | 0
2020 | TVA_2_VACAR | TVA | VACAR | Internal | Winter | B18 | 400 | 150 | 0.03 | 69.72 | 75.31 | 9 | 0
2020 | TVA_2_VACAR | TVA | VACAR | Internal | Winter | B19 | 700 | 150 | 0.01 | 69.72 | 74.52 | 9 | 0
2020 | TVA_2_VACAR | TVA | VACAR | Internal | Winter | B20 | 935 | 150 | 0 | 68.49 | 68.56 | 9 | 0
2020 | TVA_Transmission_2_ENT | TVA_Transmission | ENT | Internal | Shoulder | B11 | 25 | 3000 | 0.14 | 77.21 | 73.84 | 9 | 0
2020 | TVA_Transmission_2_ENT | TVA_Transmission | ENT | Internal | Shoulder | B12 | 200 | 3000 | 0.02 | 71.37 | 68.35 | 9 | 0
2020 | TVA_Transmission_2_ENT | TVA_Transmission | ENT | Internal | Shoulder | B13 | 600 | 3000 | 0 | 69.02 | 65.8 | 9 | 0
2020 | TVA_Transmission_2_ENT | TVA_Transmission | ENT | Internal | Shoulder | B14 | 900 | 3000 | 0 | 68.27 | 63.28 | 9 | 0
2020 | TVA_Transmission_2_ENT | TVA_Transmission | ENT | Internal | Shoulder | B15 | 1203 | 3000 | 0 | 67.13 | 59.63 | 9 | 0
2020 | TVA_Transmission_2_ENT | TVA_Transmission | ENT | Internal | Summer | B1 | 10 | 3000 | 0.27 | 108.58 | 100.04 | 9 | 0
2020 | TVA_Transmission_2_ENT | TVA_Transmission | ENT | Internal | Summer | B2 | 25 | 3000 | 0.11 | 108.89 | 100.35 | 9 | 0
2020 | TVA_Transmission_2_ENT | TVA_Transmission | ENT | Internal | Summer | B3 | 75 | 3000 | 0.04 | 107.27 | 100.45 | 9 | 0
2020 | TVA_Transmission_2_ENT | TVA_Transmission | ENT | Internal | Summer | B4 | 100 | 3000 | 0.04 | 100.22 | 97.51 | 9 | 0
2020 | TVA_Transmission_2_ENT | TVA_Transmission | ENT | Internal | Summer | B5 | 200 | 3000 | 0.02 | 90.97 | 88.01 | 9 | 0
2020 | TVA_Transmission_2_ENT | TVA_Transmission | ENT | Internal | Summer | B6 | 300 | 3000 | 0.01 | 77.48 | 74.1 | 9 | 0
2020 | TVA_Transmission_2_ENT | TVA_Transmission | ENT | Internal | Summer | B7 | 400 | 3000 | 0.01 | 71.38 | 70.42 | 9 | 0
2020 | TVA_Transmission_2_ENT | TVA_Transmission | ENT | Internal | Summer | B8 | 500 | 3000 | 0 | 68.54 | 66.98 | 9 | 0
2020 | TVA_Transmission_2_ENT | TVA_Transmission | ENT | Internal | Summer | B9 | 800 | 3000 | 0 | 66.99 | 66.14 | 9 | 0
2020 | TVA_Transmission_2_ENT | TVA_Transmission | ENT | Internal | Summer | B10 | 1262 | 3000 | 0 | 64.51 | 61.49 | 9 | 0
2020 | TVA_Transmission_2_ENT | TVA_Transmission | ENT | Internal | Winter | B16 | 25 | 3000 | 0.12 | 82.01 | 74.43 | 9 | 0
2020 | TVA_Transmission_2_ENT | TVA_Transmission | ENT | Internal | Winter | B17 | 100 | 3000 | 0.04 | 74.05 | 69.92 | 9 | 0
2020 | TVA_Transmission_2_ENT | TVA_Transmission | ENT | Internal | Winter | B18 | 400 | 3000 | 0 | 71.98 | 68.3 | 9 | 0
2020 | TVA_Transmission_2_ENT | TVA_Transmission | ENT | Internal | Winter | B19 | 700 | 3000 | 0 | 71.09 | 67.55 | 9 | 0
2020 | TVA_Transmission_2_ENT | TVA_Transmission | ENT | Internal | Winter | B20 | 935 | 3000 | 0 | 68.48 | 60.89 | 9 | 0
2020 | TVA_Transmission_2_MISO_MO-IL | TVA_Transmission | MISO_MO-IL | Internal | Shoulder | B11 | 25 | 4000 | 0.13 | 77.21 | 72.58 | 9 | 0
2020 | TVA_Transmission_2_MISO_MO-IL | TVA_Transmission | MISO_MO-IL | Internal | Shoulder | B12 | 200 | 4000 | 0.02 | 71.37 | 67.44 | 9 | 0
2020 | TVA_Transmission_2_MISO_MO-IL | TVA_Transmission | MISO_MO-IL | Internal | Shoulder | B13 | 600 | 4000 | 0 | 69.02 | 64.73 | 9 | 0
2020 | TVA_Transmission_2_MISO_MO-IL | TVA_Transmission | MISO_MO-IL | Internal | Shoulder | B14 | 900 | 4000 | 0 | 68.27 | 62.87 | 9 | 0
2020 | TVA_Transmission_2_MISO_MO-IL | TVA_Transmission | MISO_MO-IL | Internal | Shoulder | B15 | 1203 | 4000 | 0 | 67.13 | 59.22 | 9 | 0
2020 | TVA_Transmission_2_MISO_MO-IL | TVA_Transmission | MISO_MO-IL | Internal | Summer | B1 | 10 | 4000 | 0.28 | 108.58 | 100.59 | 9 | 0
2020 | TVA_Transmission_2_MISO_MO-IL | TVA_Transmission | MISO_MO-IL | Internal | Summer | B2 | 25 | 4000 | 0.11 | 108.89 | 100.89 | 9 | 0
2020 | TVA_Transmission_2_MISO_MO-IL | TVA_Transmission | MISO_MO-IL | Internal | Summer | B3 | 75 | 4000 | 0.04 | 107.27 | 100.34 | 9 | 0
2020 | TVA_Transmission_2_MISO_MO-IL | TVA_Transmission | MISO_MO-IL | Internal | Summer | B4 | 100 | 4000 | 0.03 | 100.22 | 93.76 | 9 | 0
2020 | TVA_Transmission_2_MISO_MO-IL | TVA_Transmission | MISO_MO-IL | Internal | Summer | B5 | 200 | 4000 | 0.02 | 90.97 | 86.04 | 9 | 0
2020 | TVA_Transmission_2_MISO_MO-IL | TVA_Transmission | MISO_MO-IL | Internal | Summer | B6 | 300 | 4000 | 0.01 | 77.48 | 72.84 | 9 | 0
2020 | TVA_Transmission_2_MISO_MO-IL | TVA_Transmission | MISO_MO-IL | Internal | Summer | B7 | 400 | 4000 | 0 | 71.38 | 66.73 | 9 | 0
2020 | TVA_Transmission_2_MISO_MO-IL | TVA_Transmission | MISO_MO-IL | Internal | Summer | B8 | 500 | 4000 | 0 | 68.54 | 63.03 | 9 | 0
2020 | TVA_Transmission_2_MISO_MO-IL | TVA_Transmission | MISO_MO-IL | Internal | Summer | B9 | 800 | 4000 | 0 | 66.99 | 61.73 | 9 | 0
2020 | TVA_Transmission_2_MISO_MO-IL | TVA_Transmission | MISO_MO-IL | Internal | Summer | B10 | 1262 | 4000 | 0 | 64.51 | 60.22 | 9 | 0
2020 | TVA_Transmission_2_MISO_MO-IL | TVA_Transmission | MISO_MO-IL | Internal | Winter | B16 | 25 | 4000 | 0.12 | 82.01 | 74.02 | 9 | 0
2020 | TVA_Transmission_2_MISO_MO-IL | TVA_Transmission | MISO_MO-IL | Internal | Winter | B17 | 100 | 4000 | 0.03 | 74.05 | 69.5 | 9 | 0
2020 | TVA_Transmission_2_MISO_MO-IL | TVA_Transmission | MISO_MO-IL | Internal | Winter | B18 | 400 | 4000 | 0 | 71.98 | 67.24 | 9 | 0
2020 | TVA_Transmission_2_MISO_MO-IL | TVA_Transmission | MISO_MO-IL | Internal | Winter | B19 | 700 | 4000 | 0 | 71.09 | 66.48 | 9 | 0
2020 | TVA_Transmission_2_MISO_MO-IL | TVA_Transmission | MISO_MO-IL | Internal | Winter | B20 | 935 | 4000 | 0 | 68.48 | 60.48 | 9 | 0
2020 | TVA_Transmission_2_NonRTO_Midwest | TVA_Transmission | NonRTO_Midwest | Internal | Shoulder | B11 | 25 | 700 | 0.28 | 77.21 | 80.57 | 9 | 0
2020 | TVA_Transmission_2_NonRTO_Midwest | TVA_Transmission | NonRTO_Midwest | Internal | Shoulder | B12 | 200 | 700 | 0.04 | 71.37 | 75.43 | 9 | 0
2020 | TVA_Transmission_2_NonRTO_Midwest | TVA_Transmission | NonRTO_Midwest | Internal | Shoulder | B13 | 600 | 700 | 0 | 69.02 | 66.43 | 9 | 0
2020 | TVA_Transmission_2_NonRTO_Midwest | TVA_Transmission | NonRTO_Midwest | Internal | Shoulder | B14 | 900 | 700 | 0 | 68.27 | 66.41 | 9 | 0
2020 | TVA_Transmission_2_NonRTO_Midwest | TVA_Transmission | NonRTO_Midwest | Internal | Shoulder | B15 | 1203 | 700 | 0 | 67.13 | 64.1 | 9 | 0
2020 | TVA_Transmission_2_NonRTO_Midwest | TVA_Transmission | NonRTO_Midwest | Internal | Summer | B1 | 10 | 700 | 0.46 | 108.58 | 108.59 | 9 | 0
2020 | TVA_Transmission_2_NonRTO_Midwest | TVA_Transmission | NonRTO_Midwest | Internal | Summer | B2 | 25 | 700 | 0.19 | 108.89 | 108.58 | 9 | 0
2020 | TVA_Transmission_2_NonRTO_Midwest | TVA_Transmission | NonRTO_Midwest | Internal | Summer | B3 | 75 | 700 | 0.07 | 107.27 | 108.01 | 9 | 0
2020 | TVA_Transmission_2_NonRTO_Midwest | TVA_Transmission | NonRTO_Midwest | Internal | Summer | B4 | 100 | 700 | 0.06 | 100.22 | 101.43 | 9 | 0
2020 | TVA_Transmission_2_NonRTO_Midwest | TVA_Transmission | NonRTO_Midwest | Internal | Summer | B5 | 200 | 700 | 0.03 | 90.97 | 93.71 | 9 | 0
2020 | TVA_Transmission_2_NonRTO_Midwest | TVA_Transmission | NonRTO_Midwest | Internal | Summer | B6 | 300 | 700 | 0.02 | 77.48 | 80.5 | 9 | 0
2020 | TVA_Transmission_2_NonRTO_Midwest | TVA_Transmission | NonRTO_Midwest | Internal | Summer | B7 | 400 | 700 | 0 | 71.38 | 66.41 | 9 | 0
2020 | TVA_Transmission_2_NonRTO_Midwest | TVA_Transmission | NonRTO_Midwest | Internal | Summer | B8 | 500 | 700 | 0 | 68.54 | 65.87 | 9 | 0
2020 | TVA_Transmission_2_NonRTO_Midwest | TVA_Transmission | NonRTO_Midwest | Internal | Summer | B9 | 800 | 700 | 0 | 66.99 | 65.11 | 9 | 0
2020 | TVA_Transmission_2_NonRTO_Midwest | TVA_Transmission | NonRTO_Midwest | Internal | Summer | B10 | 1262 | 700 | 0 | 64.51 | 63.31 | 9 | 0
2020 | TVA_Transmission_2_NonRTO_Midwest | TVA_Transmission | NonRTO_Midwest | Internal | Winter | B16 | 25 | 700 | 0.21 | 82.01 | 82.04 | 9 | 0
2020 | TVA_Transmission_2_NonRTO_Midwest | TVA_Transmission | NonRTO_Midwest | Internal | Winter | B17 | 100 | 700 | 0.08 | 74.05 | 77.51 | 9 | 0
2020 | TVA_Transmission_2_NonRTO_Midwest | TVA_Transmission | NonRTO_Midwest | Internal | Winter | B18 | 400 | 700 | 0.02 | 71.98 | 75.25 | 9 | 0
2020 | TVA_Transmission_2_NonRTO_Midwest | TVA_Transmission | NonRTO_Midwest | Internal | Winter | B19 | 700 | 700 | 0 | 71.09 | 66.42 | 9 | 0
2020 | TVA_Transmission_2_NonRTO_Midwest | TVA_Transmission | NonRTO_Midwest | Internal | Winter | B20 | 935 | 700 | 0 | 68.48 | 65.95 | 9 | 0
2020 | TVA_Transmission_2_PJM_ROR | TVA_Transmission | PJM_ROR | Internal | Shoulder | B11 | 25 | 2000 | 0.15 | 77.21 | 74.12 | 9 | 0
2020 | TVA_Transmission_2_PJM_ROR | TVA_Transmission | PJM_ROR | Internal | Shoulder | B12 | 200 | 2000 | 0.02 | 71.37 | 69.44 | 9 | 0
2020 | TVA_Transmission_2_PJM_ROR | TVA_Transmission | PJM_ROR | Internal | Shoulder | B13 | 600 | 2000 | 0 | 69.02 | 66.72 | 9 | 0
2020 | TVA_Transmission_2_PJM_ROR | TVA_Transmission | PJM_ROR | Internal | Shoulder | B14 | 900 | 2000 | 0 | 68.27 | 64.87 | 9 | 0
2020 | TVA_Transmission_2_PJM_ROR | TVA_Transmission | PJM_ROR | Internal | Shoulder | B15 | 1203 | 2000 | 0 | 67.13 | 61.33 | 9 | 0
2020 | TVA_Transmission_2_PJM_ROR | TVA_Transmission | PJM_ROR | Internal | Summer | B1 | 10 | 2000 | 0.31 | 108.58 | 102.7 | 9 | 0
2020 | TVA_Transmission_2_PJM_ROR | TVA_Transmission | PJM_ROR | Internal | Summer | B2 | 25 | 2000 | 0.13 | 108.89 | 102.89 | 9 | 0
2020 | TVA_Transmission_2_PJM_ROR | TVA_Transmission | PJM_ROR | Internal | Summer | B3 | 75 | 2000 | 0.04 | 107.27 | 101.27 | 9 | 0
2020 | TVA_Transmission_2_PJM_ROR | TVA_Transmission | PJM_ROR | Internal | Summer | B4 | 100 | 2000 | 0.03 | 100.22 | 94.22 | 9 | 0
2020 | TVA_Transmission_2_PJM_ROR | TVA_Transmission | PJM_ROR | Internal | Summer | B5 | 200 | 2000 | 0.02 | 90.97 | 87.71 | 9 | 0
2020 | TVA_Transmission_2_PJM_ROR | TVA_Transmission | PJM_ROR | Internal | Summer | B6 | 300 | 2000 | 0.01 | 77.48 | 74.51 | 9 | 0
2020 | TVA_Transmission_2_PJM_ROR | TVA_Transmission | PJM_ROR | Internal | Summer | B7 | 400 | 2000 | 0 | 71.38 | 68.39 | 9 | 0
2020 | TVA_Transmission_2_PJM_ROR | TVA_Transmission | PJM_ROR | Internal | Summer | B8 | 500 | 2000 | 0 | 68.54 | 64.26 | 9 | 0
2020 | TVA_Transmission_2_PJM_ROR | TVA_Transmission | PJM_ROR | Internal | Summer | B9 | 800 | 2000 | 0 | 66.99 | 62.74 | 9 | 0
2020 | TVA_Transmission_2_PJM_ROR | TVA_Transmission | PJM_ROR | Internal | Summer | B10 | 1262 | 2000 | 0 | 64.51 | 61.22 | 9 | 0
2020 | TVA_Transmission_2_PJM_ROR | TVA_Transmission | PJM_ROR | Internal | Winter | B16 | 25 | 2000 | 0.13 | 82.01 | 76.13 | 9 | 0
2020 | TVA_Transmission_2_PJM_ROR | TVA_Transmission | PJM_ROR | Internal | Winter | B17 | 100 | 2000 | 0.04 | 74.05 | 71.61 | 9 | 0
2020 | TVA_Transmission_2_PJM_ROR | TVA_Transmission | PJM_ROR | Internal | Winter | B18 | 400 | 2000 | 0.01 | 71.98 | 69.34 | 9 | 0
2020 | TVA_Transmission_2_PJM_ROR | TVA_Transmission | PJM_ROR | Internal | Winter | B19 | 700 | 2000 | 0 | 71.09 | 68.57 | 9 | 0
2020 | TVA_Transmission_2_PJM_ROR | TVA_Transmission | PJM_ROR | Internal | Winter | B20 | 935 | 2000 | 0 | 68.48 | 62.56 | 9 | 0
2020 | TVA_Transmission_2_SOCO | TVA_Transmission | SOCO | Internal | Shoulder | B11 | 25 | 3200 | 0.5 | 77.21 | 83.01 | 9 | 0
2020 | TVA_Transmission_2_SOCO | TVA_Transmission | SOCO | Internal | Shoulder | B12 | 200 | 3200 | 0.03 | 71.37 | 69.95 | 9 | 0
2020 | TVA_Transmission_2_SOCO | TVA_Transmission | SOCO | Internal | Shoulder | B13 | 600 | 3200 | 0 | 69.02 | 68.85 | 9 | 0
2020 | TVA_Transmission_2_SOCO | TVA_Transmission | SOCO | Internal | Shoulder | B14 | 900 | 3200 | 0 | 68.27 | 68.85 | 9 | 0
2020 | TVA_Transmission_2_SOCO | TVA_Transmission | SOCO | Internal | Shoulder | B15 | 1203 | 3200 | 0 | 67.13 | 67.45 | 9 | 0
2020 | TVA_Transmission_2_SOCO | TVA_Transmission | SOCO | Internal | Summer | B1 | 10 | 3200 | 0.54 | 108.58 | 109.21 | 9 | 0
2020 | TVA_Transmission_2_SOCO | TVA_Transmission | SOCO | Internal | Summer | B2 | 25 | 3200 | 0.22 | 108.89 | 109.52 | 9 | 0
2020 | TVA_Transmission_2_SOCO | TVA_Transmission | SOCO | Internal | Summer | B3 | 75 | 3200 | 0.1 | 107.27 | 109.63 | 9 | 0
2020 | TVA_Transmission_2_SOCO | TVA_Transmission | SOCO | Internal | Summer | B4 | 100 | 3200 | 0.16 | 100.22 | 106.68 | 9 | 0
2020 | TVA_Transmission_2_SOCO | TVA_Transmission | SOCO | Internal | Summer | B5 | 200 | 3200 | 0.08 | 90.97 | 97.18 | 9 | 0
2020 | TVA_Transmission_2_SOCO | TVA_Transmission | SOCO | Internal | Summer | B6 | 300 | 3200 | 0.05 | 77.48 | 83.27 | 9 | 0
2020 | TVA_Transmission_2_SOCO | TVA_Transmission | SOCO | Internal | Summer | B7 | 400 | 3200 | 0.05 | 71.38 | 78.42 | 9 | 0
2020 | TVA_Transmission_2_SOCO | TVA_Transmission | SOCO | Internal | Summer | B8 | 500 | 3200 | 0.06 | 68.54 | 76.13 | 9 | 0
2020 | TVA_Transmission_2_SOCO | TVA_Transmission | SOCO | Internal | Summer | B9 | 800 | 3200 | 0 | 66.99 | 68.59 | 9 | 0
2020 | TVA_Transmission_2_SOCO | TVA_Transmission | SOCO | Internal | Summer | B10 | 1262 | 3200 | 0 | 64.51 | 66.18 | 9 | 0
2020 | TVA_Transmission_2_SOCO | TVA_Transmission | SOCO | Internal | Winter | B16 | 25 | 3200 | 0.26 | 82.01 | 83.6 | 9 | 0
2020 | TVA_Transmission_2_SOCO | TVA_Transmission | SOCO | Internal | Winter | B17 | 100 | 3200 | 0.07 | 74.05 | 77 | 9 | 0
2020 | TVA_Transmission_2_SOCO | TVA_Transmission | SOCO | Internal | Winter | B18 | 400 | 3200 | 0.01 | 71.98 | 70.36 | 9 | 0
2020 | TVA_Transmission_2_SOCO | TVA_Transmission | SOCO | Internal | Winter | B19 | 700 | 3200 | 0 | 71.09 | 70.36 | 9 | 0
2020 | TVA_Transmission_2_SOCO | TVA_Transmission | SOCO | Internal | Winter | B20 | 935 | 3200 | 0 | 68.48 | 70.06 | 9 | 0
2020 | TVA_Transmission_2_TVA | TVA_Transmission | TVA | Internal | Shoulder | B11 | 25 | 99999 | 0.61 | 77.21 | 72.94 | 0.01 | 0
2020 | TVA_Transmission_2_TVA | TVA_Transmission | TVA | Internal | Shoulder | B12 | 200 | 99999 | 0.06 | 71.37 | 67.09 | 0.01 | 0
2020 | TVA_Transmission_2_TVA | TVA_Transmission | TVA | Internal | Shoulder | B13 | 600 | 99999 | 0.04 | 69.02 | 67.09 | 0.01 | 0
2020 | TVA_Transmission_2_TVA | TVA_Transmission | TVA | Internal | Shoulder | B14 | 900 | 99999 | 0.04 | 68.27 | 67.09 | 0.01 | 0
2020 | TVA_Transmission_2_TVA | TVA_Transmission | TVA | Internal | Shoulder | B15 | 1203 | 99999 | 0.46 | 67.13 | 67.09 | 0.01 | 0
2020 | TVA_Transmission_2_TVA | TVA_Transmission | TVA | Internal | Summer | B1 | 10 | 99999 | 3167.08 | 108.58 | 108.59 | 0.01 | 0
2020 | TVA_Transmission_2_TVA | TVA_Transmission | TVA | Internal | Summer | B2 | 25 | 99999 | 2389.46 | 108.89 | 108.9 | 0.01 | 0
2020 | TVA_Transmission_2_TVA | TVA_Transmission | TVA | Internal | Summer | B3 | 75 | 99999 | 864.8 | 107.27 | 107.28 | 0.01 | 0
2020 | TVA_Transmission_2_TVA | TVA_Transmission | TVA | Internal | Summer | B4 | 100 | 99999 | 160.63 | 100.22 | 100.23 | 0.01 | 0
2020 | TVA_Transmission_2_TVA | TVA_Transmission | TVA | Internal | Summer | B5 | 200 | 99999 | 0.07 | 90.97 | 86.99 | 0.01 | 0
2020 | TVA_Transmission_2_TVA | TVA_Transmission | TVA | Internal | Summer | B6 | 300 | 99999 | 0.04 | 77.48 | 72.91 | 0.01 | 0
2020 | TVA_Transmission_2_TVA | TVA_Transmission | TVA | Internal | Summer | B7 | 400 | 99999 | 0.04 | 71.38 | 68.06 | 0.01 | 0
2020 | TVA_Transmission_2_TVA | TVA_Transmission | TVA | Internal | Summer | B8 | 500 | 99999 | 0.04 | 68.54 | 65.77 | 0.01 | 0
2020 | TVA_Transmission_2_TVA | TVA_Transmission | TVA | Internal | Summer | B9 | 800 | 99999 | 0.05 | 66.99 | 65.77 | 0.01 | 0
2020 | TVA_Transmission_2_TVA | TVA_Transmission | TVA | Internal | Summer | B10 | 1262 | 99999 | 0.04 | 64.51 | 63.46 | 0.01 | 0
2020 | TVA_Transmission_2_TVA | TVA_Transmission | TVA | Internal | Winter | B16 | 25 | 99999 | 164.25 | 82.01 | 82.01 | 0.01 | 0
2020 | TVA_Transmission_2_TVA | TVA_Transmission | TVA | Internal | Winter | B17 | 100 | 99999 | 0.15 | 74.05 | 70.78 | 0.01 | 0
2020 | TVA_Transmission_2_TVA | TVA_Transmission | TVA | Internal | Winter | B18 | 400 | 99999 | 0.05 | 71.98 | 69.72 | 0.01 | 0
2020 | TVA_Transmission_2_TVA | TVA_Transmission | TVA | Internal | Winter | B19 | 700 | 99999 | 0.04 | 71.09 | 69.72 | 0.01 | 0
2020 | TVA_Transmission_2_TVA | TVA_Transmission | TVA | Internal | Winter | B20 | 935 | 99999 | 745.69 | 68.48 | 68.49 | 0.01 | 0
2020 | TVA_Transmission_2_VACAR | TVA_Transmission | VACAR | Internal | Shoulder | B11 | 25 | 900 | 0.27 | 77.21 | 80.12 | 9 | 0
2020 | TVA_Transmission_2_VACAR | TVA_Transmission | VACAR | Internal | Shoulder | B12 | 200 | 900 | 0.04 | 71.37 | 75.44 | 9 | 0
2020 | TVA_Transmission_2_VACAR | TVA_Transmission | VACAR | Internal | Shoulder | B13 | 600 | 900 | 0.01 | 69.02 | 72.15 | 9 | 0
2020 | TVA_Transmission_2_VACAR | TVA_Transmission | VACAR | Internal | Shoulder | B14 | 900 | 900 | 0 | 68.27 | 70.87 | 9 | 0
2020 | TVA_Transmission_2_VACAR | TVA_Transmission | VACAR | Internal | Shoulder | B15 | 1203 | 900 | 0 | 67.13 | 63.84 | 9 | 0
2020 | TVA_Transmission_2_VACAR | TVA_Transmission | VACAR | Internal | Summer | B1 | 10 | 900 | 0.53 | 108.58 | 109.4 | 9 | 0
2020 | TVA_Transmission_2_VACAR | TVA_Transmission | VACAR | Internal | Summer | B2 | 25 | 900 | 0.22 | 108.89 | 109.59 | 9 | 0
2020 | TVA_Transmission_2_VACAR | TVA_Transmission | VACAR | Internal | Summer | B3 | 75 | 900 | 0.07 | 107.27 | 107.97 | 9 | 0
2020 | TVA_Transmission_2_VACAR | TVA_Transmission | VACAR | Internal | Summer | B4 | 100 | 900 | 0.05 | 100.22 | 100.22 | 9 | 0
2020 | TVA_Transmission_2_VACAR | TVA_Transmission | VACAR | Internal | Summer | B5 | 200 | 900 | 0.04 | 90.97 | 93.71 | 9 | 0
2020 | TVA_Transmission_2_VACAR | TVA_Transmission | VACAR | Internal | Summer | B6 | 300 | 900 | 0.03 | 77.48 | 80.51 | 9 | 0
2020 | TVA_Transmission_2_VACAR | TVA_Transmission | VACAR | Internal | Summer | B7 | 400 | 900 | 0.02 | 71.38 | 74.39 | 9 | 0
2020 | TVA_Transmission_2_VACAR | TVA_Transmission | VACAR | Internal | Summer | B8 | 500 | 900 | 0.01 | 68.54 | 70.26 | 9 | 0
2020 | TVA_Transmission_2_VACAR | TVA_Transmission | VACAR | Internal | Summer | B9 | 800 | 900 | 0 | 66.99 | 68.74 | 9 | 0
2020 | TVA_Transmission_2_VACAR | TVA_Transmission | VACAR | Internal | Summer | B10 | 1262 | 900 | 0 | 64.51 | 60.04 | 9 | 0
2020 | TVA_Transmission_2_VACAR | TVA_Transmission | VACAR | Internal | Winter | B16 | 25 | 900 | 0.24 | 82.01 | 82.83 | 9 | 0
2020 | TVA_Transmission_2_VACAR | TVA_Transmission | VACAR | Internal | Winter | B17 | 100 | 900 | 0.09 | 74.05 | 77.63 | 9 | 0
2020 | TVA_Transmission_2_VACAR | TVA_Transmission | VACAR | Internal | Winter | B18 | 400 | 900 | 0.02 | 71.98 | 75.31 | 9 | 0
2020 | TVA_Transmission_2_VACAR | TVA_Transmission | VACAR | Internal | Winter | B19 | 700 | 900 | 0.01 | 71.09 | 74.52 | 9 | 0
2020 | TVA_Transmission_2_VACAR | TVA_Transmission | VACAR | Internal | Winter | B20 | 935 | 900 | 0 | 68.48 | 68.56 | 9 | 0
2020 | VACAR_2_PJM_ROR | VACAR | PJM_ROR | Internal | Shoulder | B11 | 25 | 2000 | 0.14 | 80.12 | 74.12 | 7 | 0
2020 | VACAR_2_PJM_ROR | VACAR | PJM_ROR | Internal | Shoulder | B12 | 200 | 2000 | 0.02 | 75.44 | 69.44 | 7 | 0
2020 | VACAR_2_PJM_ROR | VACAR | PJM_ROR | Internal | Shoulder | B13 | 600 | 2000 | 0 | 72.15 | 66.72 | 7 | 0
2020 | VACAR_2_PJM_ROR | VACAR | PJM_ROR | Internal | Shoulder | B14 | 900 | 2000 | 0 | 70.87 | 64.87 | 7 | 0
2020 | VACAR_2_PJM_ROR | VACAR | PJM_ROR | Internal | Shoulder | B15 | 1203 | 2000 | 0 | 63.84 | 61.33 | 7 | 0
2020 | VACAR_2_PJM_ROR | VACAR | PJM_ROR | Internal | Summer | B1 | 10 | 2000 | 0.34 | 109.4 | 102.7 | 7 | 0
2020 | VACAR_2_PJM_ROR | VACAR | PJM_ROR | Internal | Summer | B2 | 25 | 2000 | 0.14 | 109.59 | 102.89 | 7 | 0
2020 | VACAR_2_PJM_ROR | VACAR | PJM_ROR | Internal | Summer | B3 | 75 | 2000 | 0.05 | 107.97 | 101.27 | 7 | 0
2020 | VACAR_2_PJM_ROR | VACAR | PJM_ROR | Internal | Summer | B4 | 100 | 2000 | 0.04 | 100.22 | 94.22 | 7 | 0
2020 | VACAR_2_PJM_ROR | VACAR | PJM_ROR | Internal | Summer | B5 | 200 | 2000 | 0.02 | 93.71 | 87.71 | 7 | 0
2020 | VACAR_2_PJM_ROR | VACAR | PJM_ROR | Internal | Summer | B6 | 300 | 2000 | 0.01 | 80.51 | 74.51 | 7 | 0
2020 | VACAR_2_PJM_ROR | VACAR | PJM_ROR | Internal | Summer | B7 | 400 | 2000 | 0 | 74.39 | 68.39 | 7 | 0
2020 | VACAR_2_PJM_ROR | VACAR | PJM_ROR | Internal | Summer | B8 | 500 | 2000 | 0 | 70.26 | 64.26 | 7 | 0
2020 | VACAR_2_PJM_ROR | VACAR | PJM_ROR | Internal | Summer | B9 | 800 | 2000 | 0 | 68.74 | 62.74 | 7 | 0
2020 | VACAR_2_PJM_ROR | VACAR | PJM_ROR | Internal | Summer | B10 | 1262 | 2000 | 0 | 60.04 | 61.22 | 7 | 0
2020 | VACAR_2_PJM_ROR | VACAR | PJM_ROR | Internal | Winter | B16 | 25 | 2000 | 0.13 | 82.83 | 76.13 | 7 | 0
2020 | VACAR_2_PJM_ROR | VACAR | PJM_ROR | Internal | Winter | B17 | 100 | 2000 | 0.04 | 77.63 | 71.61 | 7 | 0
2020 | VACAR_2_PJM_ROR | VACAR | PJM_ROR | Internal | Winter | B18 | 400 | 2000 | 0 | 75.31 | 69.34 | 7 | 0
2020 | VACAR_2_PJM_ROR | VACAR | PJM_ROR | Internal | Winter | B19 | 700 | 2000 | 0 | 74.52 | 68.57 | 7 | 0
2020 | VACAR_2_PJM_ROR | VACAR | PJM_ROR | Internal | Winter | B20 | 935 | 2000 | 0 | 68.56 | 62.56 | 7 | 0
2020 | VACAR_2_SOCO | VACAR | SOCO | Internal | Shoulder | B11 | 25 | 3000 | 0.43 | 80.12 | 83.01 | 7 | 0
2020 | VACAR_2_SOCO | VACAR | SOCO | Internal | Shoulder | B12 | 200 | 3000 | 0.02 | 75.44 | 69.95 | 7 | 0
2020 | VACAR_2_SOCO | VACAR | SOCO | Internal | Shoulder | B13 | 600 | 3000 | 0 | 72.15 | 68.85 | 7 | 0
2020 | VACAR_2_SOCO | VACAR | SOCO | Internal | Shoulder | B14 | 900 | 3000 | 0 | 70.87 | 68.85 | 7 | 0
2020 | VACAR_2_SOCO | VACAR | SOCO | Internal | Shoulder | B15 | 1203 | 3000 | 0 | 63.84 | 67.45 | 7 | 0
2020 | VACAR_2_SOCO | VACAR | SOCO | Internal | Summer | B1 | 10 | 3000 | 0.61 | 109.4 | 109.21 | 7 | 0
2020 | VACAR_2_SOCO | VACAR | SOCO | Internal | Summer | B2 | 25 | 3000 | 0.25 | 109.59 | 109.52 | 7 | 0
2020 | VACAR_2_SOCO | VACAR | SOCO | Internal | Summer | B3 | 75 | 3000 | 0.12 | 107.97 | 109.63 | 7 | 0
2020 | VACAR_2_SOCO | VACAR | SOCO | Internal | Summer | B4 | 100 | 3000 | 0.56 | 100.22 | 106.68 | 7 | 0
2020 | VACAR_2_SOCO | VACAR | SOCO | Internal | Summer | B5 | 200 | 3000 | 0.07 | 93.71 | 97.18 | 7 | 0
2020 | VACAR_2_SOCO | VACAR | SOCO | Internal | Summer | B6 | 300 | 3000 | 0.04 | 80.51 | 83.27 | 7 | 0
2020 | VACAR_2_SOCO | VACAR | SOCO | Internal | Summer | B7 | 400 | 3000 | 0.03 | 74.39 | 78.42 | 7 | 0
2020 | VACAR_2_SOCO | VACAR | SOCO | Internal | Summer | B8 | 500 | 3000 | 0.06 | 70.26 | 76.13 | 7 | 0
2020 | VACAR_2_SOCO | VACAR | SOCO | Internal | Summer | B9 | 800 | 3000 | 0 | 68.74 | 68.59 | 7 | 0
2020 | VACAR_2_SOCO | VACAR | SOCO | Internal | Summer | B10 | 1262 | 3000 | 0.04 | 60.04 | 66.18 | 7 | 0
2020 | VACAR_2_SOCO | VACAR | SOCO | Internal | Winter | B16 | 25 | 3000 | 0.27 | 82.83 | 83.6 | 7 | 0
2020 | VACAR_2_SOCO | VACAR | SOCO | Internal | Winter | B17 | 100 | 3000 | 0.06 | 77.63 | 77 | 7 | 0
2020 | VACAR_2_SOCO | VACAR | SOCO | Internal | Winter | B18 | 400 | 3000 | 0.01 | 75.31 | 70.36 | 7 | 0
2020 | VACAR_2_SOCO | VACAR | SOCO | Internal | Winter | B19 | 700 | 3000 | 0 | 74.52 | 70.36 | 7 | 0
2020 | VACAR_2_SOCO | VACAR | SOCO | Internal | Winter | B20 | 935 | 3000 | 0 | 68.56 | 70.06 | 7 | 0
2020 | VACAR_2_TVA_Transmission | VACAR | TVA_Transmission | Internal | Shoulder | B11 | 25 | 900 | 0.19 | 80.12 | 77.21 | 7 | 0
2020 | VACAR_2_TVA_Transmission | VACAR | TVA_Transmission | Internal | Shoulder | B12 | 200 | 900 | 0.02 | 75.44 | 71.37 | 7 | 0
2020 | VACAR_2_TVA_Transmission | VACAR | TVA_Transmission | Internal | Shoulder | B13 | 600 | 900 | 0 | 72.15 | 69.02 | 7 | 0
2020 | VACAR_2_TVA_Transmission | VACAR | TVA_Transmission | Internal | Shoulder | B14 | 900 | 900 | 0 | 70.87 | 68.27 | 7 | 0
2020 | VACAR_2_TVA_Transmission | VACAR | TVA_Transmission | Internal | Shoulder | B15 | 1203 | 900 | 0 | 63.84 | 67.13 | 7 | 0
2020 | VACAR_2_TVA_Transmission | VACAR | TVA_Transmission | Internal | Summer | B1 | 10 | 900 | 0.55 | 109.4 | 108.58 | 7 | 0
2020 | VACAR_2_TVA_Transmission | VACAR | TVA_Transmission | Internal | Summer | B2 | 25 | 900 | 0.23 | 109.59 | 108.89 | 7 | 0
2020 | VACAR_2_TVA_Transmission | VACAR | TVA_Transmission | Internal | Summer | B3 | 75 | 900 | 0.08 | 107.97 | 107.27 | 7 | 0
2020 | VACAR_2_TVA_Transmission | VACAR | TVA_Transmission | Internal | Summer | B4 | 100 | 900 | 0.06 | 100.22 | 100.22 | 7 | 0
2020 | VACAR_2_TVA_Transmission | VACAR | TVA_Transmission | Internal | Summer | B5 | 200 | 900 | 0.02 | 93.71 | 90.97 | 7 | 0
2020 | VACAR_2_TVA_Transmission | VACAR | TVA_Transmission | Internal | Summer | B6 | 300 | 900 | 0.02 | 80.51 | 77.48 | 7 | 0
2020 | VACAR_2_TVA_Transmission | VACAR | TVA_Transmission | Internal | Summer | B7 | 400 | 900 | 0.01 | 74.39 | 71.38 | 7 | 0
2020 | VACAR_2_TVA_Transmission | VACAR | TVA_Transmission | Internal | Summer | B8 | 500 | 900 | 0.01 | 70.26 | 68.54 | 7 | 0
2020 | VACAR_2_TVA_Transmission | VACAR | TVA_Transmission | Internal | Summer | B9 | 800 | 900 | 0 | 68.74 | 66.99 | 7 | 0
2020 | VACAR_2_TVA_Transmission | VACAR | TVA_Transmission | Internal | Summer | B10 | 1262 | 900 | 0.01 | 60.04 | 64.51 | 7 | 0
2020 | VACAR_2_TVA_Transmission | VACAR | TVA_Transmission | Internal | Winter | B16 | 25 | 900 | 0.21 | 82.83 | 82.01 | 7 | 0
2020 | VACAR_2_TVA_Transmission | VACAR | TVA_Transmission | Internal | Winter | B17 | 100 | 900 | 0.04 | 77.63 | 74.05 | 7 | 0
2020 | VACAR_2_TVA_Transmission | VACAR | TVA_Transmission | Internal | Winter | B18 | 400 | 900 | 0.01 | 75.31 | 71.98 | 7 | 0
2020 | VACAR_2_TVA_Transmission | VACAR | TVA_Transmission | Internal | Winter | B19 | 700 | 900 | 0 | 74.52 | 71.09 | 7 | 0
2020 | VACAR_2_TVA_Transmission | VACAR | TVA_Transmission | Internal | Winter | B20 | 935 | 900 | 0 | 68.56 | 68.48 | 7 | 0
2025 | ENT_2_MISO_MO-IL | ENT | MISO_MO-IL | Internal | Shoulder | B11 | 25 | 2260 | 0.23 | 76.59 | 74.72 | 8 | 0
2025 | ENT_2_MISO_MO-IL | ENT | MISO_MO-IL | Internal | Shoulder | B12 | 200 | 2260 | 0.04 | 68.33 | 68.57 | 8 | 0
2025 | ENT_2_MISO_MO-IL | ENT | MISO_MO-IL | Internal | Shoulder | B13 | 600 | 2260 | 0.01 | 65.46 | 65.71 | 8 | 0
2025 | ENT_2_MISO_MO-IL | ENT | MISO_MO-IL | Internal | Shoulder | B14 | 900 | 2260 | 0 | 61.53 | 61.53 | 8 | 0
2025 | ENT_2_MISO_MO-IL | ENT | MISO_MO-IL | Internal | Shoulder | B15 | 1203 | 2260 | 0 | 57.86 | 58.11 | 8 | 0
2025 | ENT_2_MISO_MO-IL | ENT | MISO_MO-IL | Internal | Summer | B1 | 10 | 2260 | 0.73 | 106.74 | 106.99 | 8 | 0
2025 | ENT_2_MISO_MO-IL | ENT | MISO_MO-IL | Internal | Summer | B2 | 25 | 2260 | 0.28 | 107.25 | 107.24 | 8 | 0
2025 | ENT_2_MISO_MO-IL | ENT | MISO_MO-IL | Internal | Summer | B3 | 75 | 2260 | 0.08 | 109.1 | 107.24 | 8 | 0
2025 | ENT_2_MISO_MO-IL | ENT | MISO_MO-IL | Internal | Summer | B4 | 100 | 2260 | 0.04 | 102.4 | 96.07 | 8 | 0
2025 | ENT_2_MISO_MO-IL | ENT | MISO_MO-IL | Internal | Summer | B5 | 200 | 2260 | 0.02 | 95.49 | 89.53 | 8 | 0
2025 | ENT_2_MISO_MO-IL | ENT | MISO_MO-IL | Internal | Summer | B6 | 300 | 2260 | 0.02 | 83.61 | 79.7 | 8 | 0
2025 | ENT_2_MISO_MO-IL | ENT | MISO_MO-IL | Internal | Summer | B7 | 400 | 2260 | 0.01 | 78.52 | 73.07 | 8 | 0
2025 | ENT_2_MISO_MO-IL | ENT | MISO_MO-IL | Internal | Summer | B8 | 500 | 2260 | 0.01 | 71.63 | 67.05 | 8 | 0
2025 | ENT_2_MISO_MO-IL | ENT | MISO_MO-IL | Internal | Summer | B9 | 800 | 2260 | 0 | 65.98 | 64.11 | 8 | 0
2025 | ENT_2_MISO_MO-IL | ENT | MISO_MO-IL | Internal | Summer | B10 | 1262 | 2260 | 0 | 58.52 | 57.49 | 8 | 0
2025 | ENT_2_MISO_MO-IL | ENT | MISO_MO-IL | Internal | Winter | B16 | 25 | 2260 | 0.27 | 71.53 | 71.18 | 8 | 0
2025 | ENT_2_MISO_MO-IL | ENT | MISO_MO-IL | Internal | Winter | B17 | 100 | 2260 | 0.08 | 67.02 | 67.27 | 8 | 0
2025 | ENT_2_MISO_MO-IL | ENT | MISO_MO-IL | Internal | Winter | B18 | 400 | 2260 | 0.02 | 67.01 | 67.26 | 8 | 0
2025 | ENT_2_MISO_MO-IL | ENT | MISO_MO-IL | Internal | Winter | B19 | 700 | 2260 | 0.01 | 65.87 | 66.12 | 8 | 0
2025 | ENT_2_MISO_MO-IL | ENT | MISO_MO-IL | Internal | Winter | B20 | 935 | 2260 | 0 | 60.95 | 61.19 | 8 | 0
2025 | ENT_2_SOCO | ENT | SOCO | Internal | Shoulder | B11 | 25 | 2000 | 8196.05 | 76.59 | 86.22 | 8 | 1.63
2025 | ENT_2_SOCO | ENT | SOCO | Internal | Shoulder | B12 | 200 | 2000 | 0.35 | 68.33 | 75.26 | 8 | 0
2025 | ENT_2_SOCO | ENT | SOCO | Internal | Shoulder | B13 | 600 | 2000 | 0.19 | 65.46 | 72.61 | 8 | 0
2025 | ENT_2_SOCO | ENT | SOCO | Internal | Shoulder | B14 | 900 | 2000 | 13319.14 | 61.53 | 71.16 | 8 | 1.63
2025 | ENT_2_SOCO | ENT | SOCO | Internal | Shoulder | B15 | 1203 | 2000 | 15600.34 | 57.86 | 67.49 | 8 | 1.63
2025 | ENT_2_SOCO | ENT | SOCO | Internal | Summer | B1 | 10 | 2000 | 13180.16 | 106.74 | 116.37 | 8 | 1.63
2025 | ENT_2_SOCO | ENT | SOCO | Internal | Summer | B2 | 25 | 2000 | 10486.3 | 107.25 | 116.88 | 8 | 1.63
2025 | ENT_2_SOCO | ENT | SOCO | Internal | Summer | B3 | 75 | 2000 | 2310.46 | 109.1 | 118.73 | 8 | 1.63
2025 | ENT_2_SOCO | ENT | SOCO | Internal | Summer | B4 | 100 | 2000 | 9093.68 | 102.4 | 112.03 | 8 | 1.63
2025 | ENT_2_SOCO | ENT | SOCO | Internal | Summer | B5 | 200 | 2000 | 9798.04 | 95.49 | 105.12 | 8 | 1.63
2025 | ENT_2_SOCO | ENT | SOCO | Internal | Summer | B6 | 300 | 2000 | 6143.36 | 83.61 | 93.24 | 8 | 1.63
2025 | ENT_2_SOCO | ENT | SOCO | Internal | Summer | B7 | 400 | 2000 | 3678.94 | 78.52 | 88.15 | 8 | 1.63
2025 | ENT_2_SOCO | ENT | SOCO | Internal | Summer | B8 | 500 | 2000 | 3626.45 | 71.63 | 81.26 | 8 | 1.63
2025 | ENT_2_SOCO | ENT | SOCO | Internal | Summer | B9 | 800 | 2000 | 529.4 | 65.98 | 73.98 | 8 | 0
2025 | ENT_2_SOCO | ENT | SOCO | Internal | Summer | B10 | 1262 | 2000 | 8806.38 | 58.52 | 68.15 | 8 | 1.63
2025 | ENT_2_SOCO | ENT | SOCO | Internal | Winter | B16 | 25 | 2000 | 10001.78 | 71.53 | 81.15 | 8 | 1.63
2025 | ENT_2_SOCO | ENT | SOCO | Internal | Winter | B17 | 100 | 2000 | 3924.83 | 67.02 | 76.65 | 8 | 1.63
2025 | ENT_2_SOCO | ENT | SOCO | Internal | Winter | B18 | 400 | 2000 | 1998.55 | 67.01 | 75.5 | 8 | 0.49
2025 | ENT_2_SOCO | ENT | SOCO | Internal | Winter | B19 | 700 | 2000 | 7251.94 | 65.87 | 75.5 | 8 | 1.63
2025 | ENT_2_SOCO | ENT | SOCO | Internal | Winter | B20 | 935 | 2000 | 6892.36 | 60.95 | 70.57 | 8 | 1.63
2025 | ENT_2_SPP_N | ENT | SPP_N | Internal | Shoulder | B11 | 25 | 1300 | 0.13 | 76.59 | 66.9 | 8 | 0
2025 | ENT_2_SPP_N | ENT | SPP_N | Internal | Shoulder | B12 | 200 | 1300 | 0.02 | 68.33 | 58.64 | 8 | 0
2025 | ENT_2_SPP_N | ENT | SPP_N | Internal | Shoulder | B13 | 600 | 1300 | 0 | 65.46 | 55.78 | 8 | 0
2025 | ENT_2_SPP_N | ENT | SPP_N | Internal | Shoulder | B14 | 900 | 1300 | 0 | 61.53 | 51.84 | 8 | 0
2025 | ENT_2_SPP_N | ENT | SPP_N | Internal | Shoulder | B15 | 1203 | 1300 | 0 | 57.86 | 48.18 | 8 | 0
2025 | ENT_2_SPP_N | ENT | SPP_N | Internal | Summer | B1 | 10 | 1300 | 0.33 | 106.74 | 97.05 | 8 | 0
2025 | ENT_2_SPP_N | ENT | SPP_N | Internal | Summer | B2 | 25 | 1300 | 0.13 | 107.25 | 97.56 | 8 | 0
2025 | ENT_2_SPP_N | ENT | SPP_N | Internal | Summer | B3 | 75 | 1300 | 0.05 | 109.1 | 99.42 | 8 | 0
2025 | ENT_2_SPP_N | ENT | SPP_N | Internal | Summer | B4 | 100 | 1300 | 0.03 | 102.4 | 92.72 | 8 | 0
2025 | ENT_2_SPP_N | ENT | SPP_N | Internal | Summer | B5 | 200 | 1300 | 0.02 | 95.49 | 85.81 | 8 | 0
2025 | ENT_2_SPP_N | ENT | SPP_N | Internal | Summer | B6 | 300 | 1300 | 0.01 | 83.61 | 73.92 | 8 | 0
2025 | ENT_2_SPP_N | ENT | SPP_N | Internal | Summer | B7 | 400 | 1300 | 0 | 78.52 | 68.83 | 8 | 0
2025 | ENT_2_SPP_N | ENT | SPP_N | Internal | Summer | B8 | 500 | 1300 | 0 | 71.63 | 61.94 | 8 | 0
2025 | ENT_2_SPP_N | ENT | SPP_N | Internal | Summer | B9 | 800 | 1300 | 0 | 65.98 | 56.3 | 8 | 0
2025 | ENT_2_SPP_N | ENT | SPP_N | Internal | Summer | B10 | 1262 | 1300 | 0 | 58.52 | 48.83 | 8 | 0
2025 | ENT_2_SPP_N | ENT | SPP_N | Internal | Winter | B16 | 25 | 1300 | 0.13 | 71.53 | 61.84 | 8 | 0
2025 | ENT_2_SPP_N | ENT | SPP_N | Internal | Winter | B17 | 100 | 1300 | 0.03 | 67.02 | 57.33 | 8 | 0
2025 | ENT_2_SPP_N | ENT | SPP_N | Internal | Winter | B18 | 400 | 1300 | 0 | 67.01 | 57.33 | 8 | 0
2025 | ENT_2_SPP_N | ENT | SPP_N | Internal | Winter | B19 | 700 | 1300 | 0 | 65.87 | 56.19 | 8 | 0
2025 | ENT_2_SPP_N | ENT | SPP_N | Internal | Winter | B20 | 935 | 1300 | 0 | 60.95 | 51.26 | 8 | 0
2025 | ENT_2_SPP_S | ENT | SPP_S | Internal | Shoulder | B11 | 25 | 1300 | 0.13 | 76.59 | 67.02 | 8 | 0
2025 | ENT_2_SPP_S | ENT | SPP_S | Internal | Shoulder | B12 | 200 | 1300 | 0.02 | 68.33 | 58.65 | 8 | 0
2025 | ENT_2_SPP_S | ENT | SPP_S | Internal | Shoulder | B13 | 600 | 1300 | 0 | 65.46 | 55.79 | 8 | 0
2025 | ENT_2_SPP_S | ENT | SPP_S | Internal | Shoulder | B14 | 900 | 1300 | 0 | 61.53 | 51.77 | 8 | 0
2025 | ENT_2_SPP_S | ENT | SPP_S | Internal | Shoulder | B15 | 1203 | 1300 | 0 | 57.86 | 48.11 | 8 | 0
2025 | ENT_2_SPP_S | ENT | SPP_S | Internal | Summer | B1 | 10 | 1300 | 0.32 | 106.74 | 96.99 | 8 | 0
2025 | ENT_2_SPP_S | ENT | SPP_S | Internal | Summer | B2 | 25 | 1300 | 0.13 | 107.25 | 97.57 | 8 | 0
2025 | ENT_2_SPP_S | ENT | SPP_S | Internal | Summer | B3 | 75 | 1300 | 0.05 | 109.1 | 99.54 | 8 | 0
2025 | ENT_2_SPP_S | ENT | SPP_S | Internal | Summer | B4 | 100 | 1300 | 0.03 | 102.4 | 92.83 | 8 | 0
2025 | ENT_2_SPP_S | ENT | SPP_S | Internal | Summer | B5 | 200 | 1300 | 0.02 | 95.49 | 85.82 | 8 | 0
2025 | ENT_2_SPP_S | ENT | SPP_S | Internal | Summer | B6 | 300 | 1300 | 0.01 | 83.61 | 74.04 | 8 | 0
2025 | ENT_2_SPP_S | ENT | SPP_S | Internal | Summer | B7 | 400 | 1300 | 0 | 78.52 | 68.94 | 8 | 0
2025 | ENT_2_SPP_S | ENT | SPP_S | Internal | Summer | B8 | 500 | 1300 | 0 | 71.63 | 62.05 | 8 | 0
2025 | ENT_2_SPP_S | ENT | SPP_S | Internal | Summer | B9 | 800 | 1300 | 0 | 65.98 | 56.41 | 8 | 0
2025 | ENT_2_SPP_S | ENT | SPP_S | Internal | Summer | B10 | 1262 | 1300 | 0 | 58.52 | 48.85 | 8 | 0
2025 | ENT_2_SPP_S | ENT | SPP_S | Internal | Winter | B16 | 25 | 1300 | 0.13 | 71.53 | 61.85 | 8 | 0
2025 | ENT_2_SPP_S | ENT | SPP_S | Internal | Winter | B17 | 100 | 1300 | 0.03 | 67.02 | 57.35 | 8 | 0
2025 | ENT_2_SPP_S | ENT | SPP_S | Internal | Winter | B18 | 400 | 1300 | 0 | 67.01 | 57.34 | 8 | 0
2025 | ENT_2_SPP_S | ENT | SPP_S | Internal | Winter | B19 | 700 | 1300 | 0 | 65.87 | 56.2 | 8 | 0
2025 | ENT_2_SPP_S | ENT | SPP_S | Internal | Winter | B20 | 935 | 1300 | 0 | 60.95 | 51.19 | 8 | 0
2025 | ENT_2_TVA_Transmission | ENT | TVA_Transmission | Internal | Shoulder | B11 | 25 | 2100 | 0.8 | 76.59 | 82.72 | 8 | 0
2025 | ENT_2_TVA_Transmission | ENT | TVA_Transmission | Internal | Shoulder | B12 | 200 | 2100 | 0.26 | 68.33 | 75.64 | 8 | 0
2025 | ENT_2_TVA_Transmission | ENT | TVA_Transmission | Internal | Shoulder | B13 | 600 | 2100 | 188.73 | 65.46 | 73.46 | 8 | 0
2025 | ENT_2_TVA_Transmission | ENT | TVA_Transmission | Internal | Shoulder | B14 | 900 | 2100 | 1649.24 | 61.53 | 69.53 | 8 | 0
2025 | ENT_2_TVA_Transmission | ENT | TVA_Transmission | Internal | Shoulder | B15 | 1203 | 2100 | 2099.91 | 57.86 | 66.11 | 8 | 0.25
2025 | ENT_2_TVA_Transmission | ENT | TVA_Transmission | Internal | Summer | B1 | 10 | 2100 | 2092.53 | 106.74 | 114.98 | 8 | 0.25
2025 | ENT_2_TVA_Transmission | ENT | TVA_Transmission | Internal | Summer | B2 | 25 | 2100 | 270.5 | 107.25 | 115.24 | 8 | 0
2025 | ENT_2_TVA_Transmission | ENT | TVA_Transmission | Internal | Summer | B3 | 75 | 2100 | 0.31 | 109.1 | 115.24 | 8 | 0
2025 | ENT_2_TVA_Transmission | ENT | TVA_Transmission | Internal | Summer | B4 | 100 | 2100 | 0.09 | 102.4 | 104.07 | 8 | 0
2025 | ENT_2_TVA_Transmission | ENT | TVA_Transmission | Internal | Summer | B5 | 200 | 2100 | 0.04 | 95.49 | 96.83 | 8 | 0
2025 | ENT_2_TVA_Transmission | ENT | TVA_Transmission | Internal | Summer | B6 | 300 | 2100 | 0.03 | 83.61 | 85.79 | 8 | 0
2025 | ENT_2_TVA_Transmission | ENT | TVA_Transmission | Internal | Summer | B7 | 400 | 2100 | 0.02 | 78.52 | 79.92 | 8 | 0
2025 | ENT_2_TVA_Transmission | ENT | TVA_Transmission | Internal | Summer | B8 | 500 | 2100 | 0.02 | 71.63 | 74.31 | 8 | 0
2025 | ENT_2_TVA_Transmission | ENT | TVA_Transmission | Internal | Summer | B9 | 800 | 2100 | 0.03 | 65.98 | 72.11 | 8 | 0
2025 | ENT_2_TVA_Transmission | ENT | TVA_Transmission | Internal | Summer | B10 | 1262 | 2100 | 0.03 | 58.52 | 65.49 | 8 | 0
2025 | ENT_2_TVA_Transmission | ENT | TVA_Transmission | Internal | Winter | B16 | 25 | 2100 | 3.12 | 71.53 | 79.18 | 8 | 0
2025 | ENT_2_TVA_Transmission | ENT | TVA_Transmission | Internal | Winter | B17 | 100 | 2100 | 1929.13 | 67.02 | 75.02 | 8 | 0
2025 | ENT_2_TVA_Transmission | ENT | TVA_Transmission | Internal | Winter | B18 | 400 | 2100 | 639.85 | 67.01 | 75.01 | 8 | 0
2025 | ENT_2_TVA_Transmission | ENT | TVA_Transmission | Internal | Winter | B19 | 700 | 2100 | 1713.12 | 65.87 | 73.87 | 8 | 0
2025 | ENT_2_TVA_Transmission | ENT | TVA_Transmission | Internal | Winter | B20 | 935 | 2100 | 1967.96 | 60.95 | 68.95 | 8 | 0
2025 | FRCC_2_SOCO | FRCC | SOCO | Internal | Shoulder | B11 | 25 | 900 | 0.13 | 96.22 | 86.22 | 8 | 0
2025 | FRCC_2_SOCO | FRCC | SOCO | Internal | Shoulder | B12 | 200 | 900 | 0.02 | 81.24 | 75.26 | 8 | 0
2025 | FRCC_2_SOCO | FRCC | SOCO | Internal | Shoulder | B13 | 600 | 900 | 0 | 79.84 | 72.61 | 8 | 0
2025 | FRCC_2_SOCO | FRCC | SOCO | Internal | Shoulder | B14 | 900 | 900 | 0 | 77.84 | 71.16 | 8 | 0
2025 | FRCC_2_SOCO | FRCC | SOCO | Internal | Shoulder | B15 | 1203 | 900 | 0 | 77.49 | 67.49 | 8 | 0
2025 | FRCC_2_SOCO | FRCC | SOCO | Internal | Summer | B1 | 10 | 900 | 0.32 | 126.36 | 116.37 | 8 | 0
2025 | FRCC_2_SOCO | FRCC | SOCO | Internal | Summer | B2 | 25 | 900 | 0.14 | 125.1 | 116.88 | 8 | 0
2025 | FRCC_2_SOCO | FRCC | SOCO | Internal | Summer | B3 | 75 | 900 | 0.05 | 125.1 | 118.73 | 8 | 0
2025 | FRCC_2_SOCO | FRCC | SOCO | Internal | Summer | B4 | 100 | 900 | 0.03 | 122.03 | 112.03 | 8 | 0
2025 | FRCC_2_SOCO | FRCC | SOCO | Internal | Summer | B5 | 200 | 900 | 0.02 | 115.12 | 105.12 | 8 | 0
2025 | FRCC_2_SOCO | FRCC | SOCO | Internal | Summer | B6 | 300 | 900 | 0.01 | 103.24 | 93.24 | 8 | 0
2025 | FRCC_2_SOCO | FRCC | SOCO | Internal | Summer | B7 | 400 | 900 | 0.01 | 91.75 | 88.15 | 8 | 0
2025 | FRCC_2_SOCO | FRCC | SOCO | Internal | Summer | B8 | 500 | 900 | 0.02 | 80.4 | 81.26 | 8 | 0
2025 | FRCC_2_SOCO | FRCC | SOCO | Internal | Summer | B9 | 800 | 900 | 0 | 77.03 | 73.98 | 8 | 0
2025 | FRCC_2_SOCO | FRCC | SOCO | Internal | Summer | B10 | 1262 | 900 | 0 | 77.03 | 68.15 | 8 | 0
2025 | FRCC_2_SOCO | FRCC | SOCO | Internal | Winter | B16 | 25 | 900 | 0.13 | 91.15 | 81.15 | 8 | 0
2025 | FRCC_2_SOCO | FRCC | SOCO | Internal | Winter | B17 | 100 | 900 | 0.04 | 83.8 | 76.65 | 8 | 0
2025 | FRCC_2_SOCO | FRCC | SOCO | Internal | Winter | B18 | 400 | 900 | 0.01 | 80.3 | 75.5 | 8 | 0
2025 | FRCC_2_SOCO | FRCC | SOCO | Internal | Winter | B19 | 700 | 900 | 0 | 80.3 | 75.5 | 8 | 0
2025 | FRCC_2_SOCO | FRCC | SOCO | Internal | Winter | B20 | 935 | 900 | 0 | 80.3 | 70.57 | 8 | 0
2025 | HQ_NEISO_2_NEISO | HQ_NEISO | NEISO | Internal | Shoulder | B11 | 25 | 99999 | 2919.99 | 65.75 | 65.76 | 0.01 | 0
2025 | HQ_NEISO_2_NEISO | HQ_NEISO | NEISO | Internal | Shoulder | B12 | 200 | 99999 | 2920.02 | 65.75 | 65.76 | 0.01 | 0
2025 | HQ_NEISO_2_NEISO | HQ_NEISO | NEISO | Internal | Shoulder | B13 | 600 | 99999 | 2920.02 | 65.73 | 65.75 | 0.01 | 0
2025 | HQ_NEISO_2_NEISO | HQ_NEISO | NEISO | Internal | Shoulder | B14 | 900 | 99999 | 2920.02 | 65.73 | 65.75 | 0.01 | 0
2025 | HQ_NEISO_2_NEISO | HQ_NEISO | NEISO | Internal | Shoulder | B15 | 1203 | 99999 | 1143.25 | 65.73 | 65.75 | 0.01 | 0
2025 | HQ_NEISO_2_NEISO | HQ_NEISO | NEISO | Internal | Summer | B1 | 10 | 99999 | 2919.99 | 98.28 | 98.29 | 0.01 | 0
2025 | HQ_NEISO_2_NEISO | HQ_NEISO | NEISO | Internal | Summer | B2 | 25 | 99999 | 2920 | 98.25 | 98.26 | 0.01 | 0
2025 | HQ_NEISO_2_NEISO | HQ_NEISO | NEISO | Internal | Summer | B3 | 75 | 99999 | 2920.08 | 97.05 | 97.06 | 0.01 | 0
2025 | HQ_NEISO_2_NEISO | HQ_NEISO | NEISO | Internal | Summer | B4 | 100 | 99999 | 2920.04 | 85.87 | 85.89 | 0.01 | 0
2025 | HQ_NEISO_2_NEISO | HQ_NEISO | NEISO | Internal | Summer | B5 | 200 | 99999 | 2920.02 | 79.43 | 79.44 | 0.01 | 0
2025 | HQ_NEISO_2_NEISO | HQ_NEISO | NEISO | Internal | Summer | B6 | 300 | 99999 | 2920.02 | 69.53 | 69.54 | 0.01 | 0
2025 | HQ_NEISO_2_NEISO | HQ_NEISO | NEISO | Internal | Summer | B7 | 400 | 99999 | 2920.02 | 62.88 | 62.89 | 0.01 | 0
2025 | HQ_NEISO_2_NEISO | HQ_NEISO | NEISO | Internal | Summer | B8 | 500 | 99999 | 2920.02 | 62.58 | 62.59 | 0.01 | 0
2025 | HQ_NEISO_2_NEISO | HQ_NEISO | NEISO | Internal | Summer | B9 | 800 | 99999 | 2920.02 | 62.58 | 62.59 | 0.01 | 0
2025 | HQ_NEISO_2_NEISO | HQ_NEISO | NEISO | Internal | Summer | B10 | 1262 | 99999 | 795.95 | 62.58 | 62.59 | 0.01 | 0
2025 | HQ_NEISO_2_NEISO | HQ_NEISO | NEISO | Internal | Winter | B16 | 25 | 99999 | 2920 | 75.53 | 75.55 | 0.01 | 0
2025 | HQ_NEISO_2_NEISO | HQ_NEISO | NEISO | Internal | Winter | B17 | 100 | 99999 | 2920.02 | 72.33 | 72.34 | 0.01 | 0
2025 | HQ_NEISO_2_NEISO | HQ_NEISO | NEISO | Internal | Winter | B18 | 400 | 99999 | 2920.02 | 72.18 | 72.19 | 0.01 | 0
2025 | HQ_NEISO_2_NEISO | HQ_NEISO | NEISO | Internal | Winter | B19 | 700 | 99999 | 2920.02 | 72.18 | 72.19 | 0.01 | 0
2025 | HQ_NEISO_2_NEISO | HQ_NEISO | NEISO | Internal | Winter | B20 | 935 | 99999 | 1233.6 | 72.18 | 72.19 | 0.01 | 0
2025 | HQ_NY_2_NYISO_A-F | HQ_NY | NYISO_A-F | Internal | Shoulder | B11 | 25 | 99999 | 1000.02 | 68.74 | 68.75 | 0.01 | 0
2025 | HQ_NY_2_NYISO_A-F | HQ_NY | NYISO_A-F | Internal | Shoulder | B12 | 200 | 99999 | 1000.05 | 68.72 | 68.74 | 0.01 | 0
2025 | HQ_NY_2_NYISO_A-F | HQ_NY | NYISO_A-F | Internal | Shoulder | B13 | 600 | 99999 | 1000.05 | 68.72 | 68.73 | 0.01 | 0
2025 | HQ_NY_2_NYISO_A-F | HQ_NY | NYISO_A-F | Internal | Shoulder | B14 | 900 | 99999 | 1000.05 | 66.15 | 66.16 | 0.01 | 0
2025 | HQ_NY_2_NYISO_A-F | HQ_NY | NYISO_A-F | Internal | Shoulder | B15 | 1203 | 99999 | 188.73 | 66.15 | 66.16 | 0.01 | 0
2025 | HQ_NY_2_NYISO_A-F | HQ_NY | NYISO_A-F | Internal | Summer | B1 | 10 | 99999 | 1000.02 | 99.57 | 99.58 | 0.01 | 0
2025 | HQ_NY_2_NYISO_A-F | HQ_NY | NYISO_A-F | Internal | Summer | B2 | 25 | 99999 | 1000.04 | 99.56 | 99.57 | 0.01 | 0
2025 | HQ_NY_2_NYISO_A-F | HQ_NY | NYISO_A-F | Internal | Summer | B3 | 75 | 99999 | 1000.12 | 99.46 | 99.47 | 0.01 | 0
2025 | HQ_NY_2_NYISO_A-F | HQ_NY | NYISO_A-F | Internal | Summer | B4 | 100 | 99999 | 1000.09 | 88.29 | 88.3 | 0.01 | 0
2025 | HQ_NY_2_NYISO_A-F | HQ_NY | NYISO_A-F | Internal | Summer | B5 | 200 | 99999 | 1000.06 | 81.84 | 81.86 | 0.01 | 0
2025 | HQ_NY_2_NYISO_A-F | HQ_NY | NYISO_A-F | Internal | Summer | B6 | 300 | 99999 | 1000.06 | 72.53 | 72.54 | 0.01 | 0
2025 | HQ_NY_2_NYISO_A-F | HQ_NY | NYISO_A-F | Internal | Summer | B7 | 400 | 99999 | 1000.05 | 66.7 | 66.71 | 0.01 | 0
2025 | HQ_NY_2_NYISO_A-F | HQ_NY | NYISO_A-F | Internal | Summer | B8 | 500 | 99999 | 1000.05 | 64.99 | 65.01 | 0.01 | 0
2025 | HQ_NY_2_NYISO_A-F | HQ_NY | NYISO_A-F | Internal | Summer | B9 | 800 | 99999 | 1000.05 | 64.4 | 64.41 | 0.01 | 0
2025 | HQ_NY_2_NYISO_A-F | HQ_NY | NYISO_A-F | Internal | Summer | B10 | 1262 | 99999 | 30.14 | 64.4 | 64.41 | 0.01 | 0
2025 | HQ_NY_2_NYISO_A-F | HQ_NY | NYISO_A-F | Internal | Winter | B16 | 25 | 99999 | 1000.02 | 75.66 | 75.68 | 0.01 | 0
2025 | HQ_NY_2_NYISO_A-F | HQ_NY | NYISO_A-F | Internal | Winter | B17 | 100 | 99999 | 1000.05 | 73.35 | 73.36 | 0.01 | 0
2025 | HQ_NY_2_NYISO_A-F | HQ_NY | NYISO_A-F | Internal | Winter | B18 | 400 | 99999 | 1000.06 | 73.19 | 73.21 | 0.01 | 0
2025 | HQ_NY_2_NYISO_A-F | HQ_NY | NYISO_A-F | Internal | Winter | B19 | 700 | 99999 | 1000.05 | 73.19 | 73.2 | 0.01 | 0
2025 | HQ_NY_2_NYISO_A-F | HQ_NY | NYISO_A-F | Internal | Winter | B20 | 935 | 99999 | 229.99 | 71.01 | 71.02 | 0.01 | 0
2025 | HQ_IESO_2_IESO | HQ_IESO | IESO | Internal | Shoulder | B11 | 25 | 99999 | 399.99 | 55.31 | 55.32 | 0.01 | 0
2025 | HQ_IESO_2_IESO | HQ_IESO | IESO | Internal | Shoulder | B12 | 200 | 99999 | 400.01 | 51.43 | 51.44 | 0.01 | 0
2025 | HQ_IESO_2_IESO | HQ_IESO | IESO | Internal | Shoulder | B13 | 600 | 99999 | 400.02 | 51.43 | 51.44 | 0.01 | 0
2025 | HQ_IESO_2_IESO | HQ_IESO | IESO | Internal | Shoulder | B14 | 900 | 99999 | 400.02 | 51.43 | 51.44 | 0.01 | 0
2025 | HQ_IESO_2_IESO | HQ_IESO | IESO | Internal | Shoulder | B15 | 1203 | 99999 | 75.48 | 51.43 | 51.44 | 0.01 | 0
2025 | HQ_IESO_2_IESO | HQ_IESO | IESO | Internal | Summer | B1 | 10 | 99999 | 399.98 | 89.85 | 89.86 | 0.01 | 0
2025 | HQ_IESO_2_IESO | HQ_IESO | IESO | Internal | Summer | B2 | 25 | 99999 | 400 | 88.12 | 88.13 | 0.01 | 0
2025 | HQ_IESO_2_IESO | HQ_IESO | IESO | Internal | Summer | B3 | 75 | 99999 | 400.04 | 87.81 | 87.82 | 0.01 | 0
2025 | HQ_IESO_2_IESO | HQ_IESO | IESO | Internal | Summer | B4 | 100 | 99999 | 400.02 | 76.62 | 76.63 | 0.01 | 0
2025 | HQ_IESO_2_IESO | HQ_IESO | IESO | Internal | Summer | B5 | 200 | 99999 | 400.02 | 70.08 | 70.09 | 0.01 | 0
2025 | HQ_IESO_2_IESO | HQ_IESO | IESO | Internal | Summer | B6 | 300 | 99999 | 400.01 | 60.25 | 60.26 | 0.01 | 0
2025 | HQ_IESO_2_IESO | HQ_IESO | IESO | Internal | Summer | B7 | 400 | 99999 | 400.01 | 53.64 | 53.65 | 0.01 | 0
2025 | HQ_IESO_2_IESO | HQ_IESO | IESO | Internal | Summer | B8 | 500 | 99999 | 400.01 | 47.61 | 47.63 | 0.01 | 0
2025 | HQ_IESO_2_IESO | HQ_IESO | IESO | Internal | Summer | B9 | 800 | 99999 | 400.01 | 45.72 | 45.73 | 0.01 | 0
2025 | HQ_IESO_2_IESO | HQ_IESO | IESO | Internal | Summer | B10 | 1262 | 99999 | 12.05 | 45.72 | 45.73 | 0.01 | 0
2025 | HQ_IESO_2_IESO | HQ_IESO | IESO | Internal | Winter | B16 | 25 | 99999 | 399.99 | 56.98 | 57 | 0.01 | 0
2025 | HQ_IESO_2_IESO | HQ_IESO | IESO | Internal | Winter | B17 | 100 | 99999 | 400.01 | 54.67 | 54.68 | 0.01 | 0
2025 | HQ_IESO_2_IESO | HQ_IESO | IESO | Internal | Winter | B18 | 400 | 99999 | 400.01 | 54.51 | 54.52 | 0.01 | 0
2025 | HQ_IESO_2_IESO | HQ_IESO | IESO | Internal | Winter | B19 | 700 | 99999 | 400.02 | 54.51 | 54.52 | 0.01 | 0
2025 | HQ_IESO_2_IESO | HQ_IESO | IESO | Internal | Winter | B20 | 935 | 99999 | 91.99 | 54.51 | 54.52 | 0.01 | 0
2025 | IESO_2_MAPP_CA | IESO | MAPP_CA | Internal | Shoulder | B11 | 25 | 262 | 262.08 | 55.32 | 68.71 | 7 | 6.39
2025 | IESO_2_MAPP_CA | IESO | MAPP_CA | Internal | Shoulder | B12 | 200 | 262 | 261.99 | 51.44 | 62.57 | 7 | 4.12
2025 | IESO_2_MAPP_CA | IESO | MAPP_CA | Internal | Shoulder | B13 | 600 | 262 | 261.97 | 51.44 | 59.7 | 7 | 1.26
2025 | IESO_2_MAPP_CA | IESO | MAPP_CA | Internal | Shoulder | B14 | 900 | 262 | 0.22 | 51.44 | 57.87 | 7 | 0
2025 | IESO_2_MAPP_CA | IESO | MAPP_CA | Internal | Shoulder | B15 | 1203 | 262 | 0.2 | 51.44 | 57.87 | 7 | 0
2025 | IESO_2_MAPP_CA | IESO | MAPP_CA | Internal | Summer | B1 | 10 | 262 | 261.91 | 89.86 | 101.24 | 7 | 4.39
2025 | IESO_2_MAPP_CA | IESO | MAPP_CA | Internal | Summer | B2 | 25 | 262 | 262.05 | 88.13 | 101.24 | 7 | 6.11
2025 | IESO_2_MAPP_CA | IESO | MAPP_CA | Internal | Summer | B3 | 75 | 262 | 262.03 | 87.82 | 101.23 | 7 | 6.41
2025 | IESO_2_MAPP_CA | IESO | MAPP_CA | Internal | Summer | B4 | 100 | 262 | 262.02 | 76.63 | 90.06 | 7 | 6.43
2025 | IESO_2_MAPP_CA | IESO | MAPP_CA | Internal | Summer | B5 | 200 | 262 | 262.01 | 70.09 | 83.52 | 7 | 6.43
2025 | IESO_2_MAPP_CA | IESO | MAPP_CA | Internal | Summer | B6 | 300 | 262 | 262.01 | 60.26 | 73.69 | 7 | 6.43
2025 | IESO_2_MAPP_CA | IESO | MAPP_CA | Internal | Summer | B7 | 400 | 262 | 262.01 | 53.65 | 67.06 | 7 | 6.41
2025 | IESO_2_MAPP_CA | IESO | MAPP_CA | Internal | Summer | B8 | 500 | 262 | 262 | 47.63 | 61.04 | 7 | 6.41
2025 | IESO_2_MAPP_CA | IESO | MAPP_CA | Internal | Summer | B9 | 800 | 262 | 262 | 45.73 | 59.12 | 7 | 6.39
2025 | IESO_2_MAPP_CA | IESO | MAPP_CA | Internal | Summer | B10 | 1262 | 262 | 262 | 45.73 | 59.12 | 7 | 6.39
2025 | IESO_2_MAPP_CA | IESO | MAPP_CA | Internal | Winter | B16 | 25 | 262 | 261.83 | 57 | 67.52 | 7 | 3.53
2025 | IESO_2_MAPP_CA | IESO | MAPP_CA | Internal | Winter | B17 | 100 | 262 | 261.91 | 54.68 | 63.61 | 7 | 1.93
2025 | IESO_2_MAPP_CA | IESO | MAPP_CA | Internal | Winter | B18 | 400 | 262 | 261.98 | 54.52 | 63.6 | 7 | 2.08
2025 | IESO_2_MAPP_CA | IESO | MAPP_CA | Internal | Winter | B19 | 700 | 262 | 261.97 | 54.52 | 62.46 | 7 | 0.93
2025 | IESO_2_MAPP_CA | IESO | MAPP_CA | Internal | Winter | B20 | 935 | 262 | 261.97 | 54.52 | 62.46 | 7 | 0.93
2025 | IESO_2_MISO_MI | IESO | MISO_MI | Internal | Shoulder | B11 | 25 | 1840 | 2569.74 | 55.32 | 74.74 | 7 | 12.42
2025 | IESO_2_MISO_MI | IESO | MISO_MI | Internal | Shoulder | B12 | 200 | 1840 | 1840.05 | 51.44 | 68.88 | 7 | 10.44
2025 | IESO_2_MISO_MI | IESO | MISO_MI | Internal | Shoulder | B13 | 600 | 1840 | 1840 | 51.44 | 66.02 | 7 | 7.58
2025 | IESO_2_MISO_MI | IESO | MISO_MI | Internal | Shoulder | B14 | 900 | 1840 | 1840 | 51.44 | 61.84 | 7 | 3.39
2025 | IESO_2_MISO_MI | IESO | MISO_MI | Internal | Shoulder | B15 | 1203 | 1840 | 430.76 | 51.44 | 58.44 | 7 | 0
2025 | IESO_2_MISO_MI | IESO | MISO_MI | Internal | Summer | B1 | 10 | 1840 | 1840.99 | 89.86 | 107.29 | 7 | 10.44
2025 | IESO_2_MISO_MI | IESO | MISO_MI | Internal | Summer | B2 | 25 | 1840 | 2164.92 | 88.13 | 107.54 | 7 | 12.42
2025 | IESO_2_MISO_MI | IESO | MISO_MI | Internal | Summer | B3 | 75 | 1840 | 3018 | 87.82 | 107.24 | 7 | 12.42
2025 | IESO_2_MISO_MI | IESO | MISO_MI | Internal | Summer | B4 | 100 | 1840 | 2586.87 | 76.63 | 96.05 | 7 | 12.42
2025 | IESO_2_MISO_MI | IESO | MISO_MI | Internal | Summer | B5 | 200 | 1840 | 3055.03 | 70.09 | 89.51 | 7 | 12.42
2025 | IESO_2_MISO_MI | IESO | MISO_MI | Internal | Summer | B6 | 300 | 1840 | 3382.19 | 60.26 | 79.68 | 7 | 12.42
2025 | IESO_2_MISO_MI | IESO | MISO_MI | Internal | Summer | B7 | 400 | 1840 | 4026.63 | 53.65 | 73.07 | 7 | 12.42
2025 | IESO_2_MISO_MI | IESO | MISO_MI | Internal | Summer | B8 | 500 | 1840 | 4695.75 | 47.63 | 67.04 | 7 | 12.42
2025 | IESO_2_MISO_MI | IESO | MISO_MI | Internal | Summer | B9 | 800 | 1840 | 1840.27 | 45.73 | 64.13 | 7 | 11.4
2025 | IESO_2_MISO_MI | IESO | MISO_MI | Internal | Summer | B10 | 1262 | 1840 | 1840 | 45.73 | 57.82 | 7 | 5.09
2025 | IESO_2_MISO_MI | IESO | MISO_MI | Internal | Winter | B16 | 25 | 1840 | 1840.05 | 57 | 71.49 | 7 | 7.5
2025 | IESO_2_MISO_MI | IESO | MISO_MI | Internal | Winter | B17 | 100 | 1840 | 1840 | 54.68 | 67.57 | 7 | 5.9
2025 | IESO_2_MISO_MI | IESO | MISO_MI | Internal | Winter | B18 | 400 | 1840 | 1840 | 54.52 | 67.57 | 7 | 6.04
2025 | IESO_2_MISO_MI | IESO | MISO_MI | Internal | Winter | B19 | 700 | 1840 | 1840 | 54.52 | 66.42 | 7 | 4.9
2025 | IESO_2_MISO_MI | IESO | MISO_MI | Internal | Winter | B20 | 935 | 1840 | 1128.63 | 54.52 | 61.52 | 7 | 0
2025 | IESO_2_MISO_W | IESO | MISO_W | Internal | Shoulder | B11 | 25 | 140 | 140.22 | 55.32 | 71.07 | 7 | 8.76
2025 | IESO_2_MISO_W | IESO | MISO_W | Internal | Shoulder | B12 | 200 | 140 | 140.01 | 51.44 | 64.93 | 7 | 6.48
2025 | IESO_2_MISO_W | IESO | MISO_W | Internal | Shoulder | B13 | 600 | 140 | 139.99 | 51.44 | 62.06 | 7 | 3.62
2025 | IESO_2_MISO_W | IESO | MISO_W | Internal | Shoulder | B14 | 900 | 140 | 0.14 | 51.44 | 57.88 | 7 | 0
2025 | IESO_2_MISO_W | IESO | MISO_W | Internal | Shoulder | B15 | 1203 | 140 | 0 | 51.44 | 54.46 | 7 | 0
2025 | IESO_2_MISO_W | IESO | MISO_W | Internal | Summer | B1 | 10 | 140 | 140.2 | 89.86 | 103.6 | 7 | 6.76
2025 | IESO_2_MISO_W | IESO | MISO_W | Internal | Summer | B2 | 25 | 140 | 140.19 | 88.13 | 103.6 | 7 | 8.48
2025 | IESO_2_MISO_W | IESO | MISO_W | Internal | Summer | B3 | 75 | 140 | 140.08 | 87.82 | 103.59 | 7 | 8.77
2025 | IESO_2_MISO_W | IESO | MISO_W | Internal | Summer | B4 | 100 | 140 | 140.06 | 76.63 | 92.42 | 7 | 8.8
2025 | IESO_2_MISO_W | IESO | MISO_W | Internal | Summer | B5 | 200 | 140 | 140.03 | 70.09 | 85.88 | 7 | 8.8
2025 | IESO_2_MISO_W | IESO | MISO_W | Internal | Summer | B6 | 300 | 140 | 140.02 | 60.26 | 76.05 | 7 | 8.8
2025 | IESO_2_MISO_W | IESO | MISO_W | Internal | Summer | B7 | 400 | 140 | 140.02 | 53.65 | 69.43 | 7 | 8.77
2025 | IESO_2_MISO_W | IESO | MISO_W | Internal | Summer | B8 | 500 | 140 | 140.01 | 47.63 | 63.4 | 7 | 8.77
2025 | IESO_2_MISO_W | IESO | MISO_W | Internal | Summer | B9 | 800 | 140 | 140.01 | 45.73 | 60.47 | 7 | 7.74
2025 | IESO_2_MISO_W | IESO | MISO_W | Internal | Summer | B10 | 1262 | 140 | 139.98 | 45.73 | 53.84 | 7 | 1.11
2025 | IESO_2_MISO_W | IESO | MISO_W | Internal | Winter | B16 | 25 | 140 | 139.86 | 57 | 67.54 | 7 | 3.55
2025 | IESO_2_MISO_W | IESO | MISO_W | Internal | Winter | B17 | 100 | 140 | 139.91 | 54.68 | 63.62 | 7 | 1.94
2025 | IESO_2_MISO_W | IESO | MISO_W | Internal | Winter | B18 | 400 | 140 | 139.98 | 54.52 | 63.61 | 7 | 2.09
2025 | IESO_2_MISO_W | IESO | MISO_W | Internal | Winter | B19 | 700 | 140 | 139.97 | 54.52 | 62.47 | 7 | 0.95
2025 | IESO_2_MISO_W | IESO | MISO_W | Internal | Winter | B20 | 935 | 140 | 0 | 54.52 | 57.54 | 7 | 0
2025 | IESO_2_NYISO_A-F | IESO | NYISO_A-F | Internal | Shoulder | B11 | 25 | 1725 | 1725.07 | 55.32 | 68.75 | 7 | 6.43
2025 | IESO_2_NYISO_A-F | IESO | NYISO_A-F | Internal | Shoulder | B12 | 200 | 1725 | 1725.07 | 51.44 | 68.74 | 7 | 10.29
2025 | IESO_2_NYISO_A-F | IESO | NYISO_A-F | Internal | Shoulder | B13 | 600 | 1725 | 1725.02 | 51.44 | 68.73 | 7 | 10.29
2025 | IESO_2_NYISO_A-F | IESO | NYISO_A-F | Internal | Shoulder | B14 | 900 | 1725 | 1725 | 51.44 | 66.16 | 7 | 7.72
2025 | IESO_2_NYISO_A-F | IESO | NYISO_A-F | Internal | Shoulder | B15 | 1203 | 1725 | 1725 | 51.44 | 66.16 | 7 | 7.72
2025 | IESO_2_NYISO_A-F | IESO | NYISO_A-F | Internal | Summer | B1 | 10 | 1725 | 1724.74 | 89.86 | 99.58 | 7 | 2.73
2025 | IESO_2_NYISO_A-F | IESO | NYISO_A-F | Internal | Summer | B2 | 25 | 1725 | 1725 | 88.13 | 99.57 | 7 | 4.44
2025 | IESO_2_NYISO_A-F | IESO | NYISO_A-F | Internal | Summer | B3 | 75 | 1725 | 1724.98 | 87.82 | 99.47 | 7 | 4.65
2025 | IESO_2_NYISO_A-F | IESO | NYISO_A-F | Internal | Summer | B4 | 100 | 1725 | 1724.98 | 76.63 | 88.3 | 7 | 4.67
2025 | IESO_2_NYISO_A-F | IESO | NYISO_A-F | Internal | Summer | B5 | 200 | 1725 | 1724.99 | 70.09 | 81.86 | 7 | 4.77
2025 | IESO_2_NYISO_A-F | IESO | NYISO_A-F | Internal | Summer | B6 | 300 | 1725 | 1725 | 60.26 | 72.54 | 7 | 5.28
2025 | IESO_2_NYISO_A-F | IESO | NYISO_A-F | Internal | Summer | B7 | 400 | 1725 | 1725 | 53.65 | 66.71 | 7 | 6.05
2025 | IESO_2_NYISO_A-F | IESO | NYISO_A-F | Internal | Summer | B8 | 500 | 1725 | 1725.03 | 47.63 | 65.01 | 7 | 10.38
2025 | IESO_2_NYISO_A-F | IESO | NYISO_A-F | Internal | Summer | B9 | 800 | 1725 | 2616.54 | 45.73 | 64.41 | 7 | 11.68
2025 | IESO_2_NYISO_A-F | IESO | NYISO_A-F | Internal | Summer | B10 | 1262 | 1725 | 2248.41 | 45.73 | 64.41 | 7 | 11.68
2025 | IESO_2_NYISO_A-F | IESO | NYISO_A-F | Internal | Winter | B16 | 25 | 1725 | 2653.91 | 57 | 75.68 | 7 | 11.68
2025 | IESO_2_NYISO_A-F | IESO | NYISO_A-F | Internal | Winter | B17 | 100 | 1725 | 3064.54 | 54.68 | 73.36 | 7 | 11.68
2025 | IESO_2_NYISO_A-F | IESO | NYISO_A-F | Internal | Winter | B18 | 400 | 1725 | 3059.26 | 54.52 | 73.21 | 7 | 11.68
2025 | IESO_2_NYISO_A-F | IESO | NYISO_A-F | Internal | Winter | B19 | 700 | 1725 | 1931.88 | 54.52 | 73.2 | 7 | 11.68
2025 | IESO_2_NYISO_A-F | IESO | NYISO_A-F | Internal | Winter | B20 | 935 | 1725 | 1725.01 | 54.52 | 71.02 | 7 | 9.5
2025 | MAPP_CA_2_IESO | MAPP_CA | IESO | Internal | Shoulder | B11 | 25 | 330 | 0.11 | 68.71 | 55.32 | 8 | 0
2025 | MAPP_CA_2_IESO | MAPP_CA | IESO | Internal | Shoulder | B12 | 200 | 330 | 0.02 | 62.57 | 51.44 | 8 | 0
2025 | MAPP_CA_2_IESO | MAPP_CA | IESO | Internal | Shoulder | B13 | 600 | 330 | 0 | 59.7 | 51.44 | 8 | 0
2025 | MAPP_CA_2_IESO | MAPP_CA | IESO | Internal | Shoulder | B14 | 900 | 330 | 0 | 57.87 | 51.44 | 8 | 0
2025 | MAPP_CA_2_IESO | MAPP_CA | IESO | Internal | Shoulder | B15 | 1203 | 330 | 0 | 57.87 | 51.44 | 8 | 0
2025 | MAPP_CA_2_IESO | MAPP_CA | IESO | Internal | Summer | B1 | 10 | 330 | 0.3 | 101.24 | 89.86 | 8 | 0.01
2025 | MAPP_CA_2_IESO | MAPP_CA | IESO | Internal | Summer | B2 | 25 | 330 | 0.11 | 101.24 | 88.13 | 8 | 0
2025 | MAPP_CA_2_IESO | MAPP_CA | IESO | Internal | Summer | B3 | 75 | 330 | 0.04 | 101.23 | 87.82 | 8 | 0
2025 | MAPP_CA_2_IESO | MAPP_CA | IESO | Internal | Summer | B4 | 100 | 330 | 0.03 | 90.06 | 76.63 | 8 | 0
2025 | MAPP_CA_2_IESO | MAPP_CA | IESO | Internal | Summer | B5 | 200 | 330 | 0.01 | 83.52 | 70.09 | 8 | 0
2025 | MAPP_CA_2_IESO | MAPP_CA | IESO | Internal | Summer | B6 | 300 | 330 | 0 | 73.69 | 60.26 | 8 | 0
2025 | MAPP_CA_2_IESO | MAPP_CA | IESO | Internal | Summer | B7 | 400 | 330 | 0 | 67.06 | 53.65 | 8 | 0
2025 | MAPP_CA_2_IESO | MAPP_CA | IESO | Internal | Summer | B8 | 500 | 330 | 0 | 61.04 | 47.63 | 8 | 0
2025 | MAPP_CA_2_IESO | MAPP_CA | IESO | Internal | Summer | B9 | 800 | 330 | 0 | 59.12 | 45.73 | 8 | 0
2025 | MAPP_CA_2_IESO | MAPP_CA | IESO | Internal | Summer | B10 | 1262 | 330 | 0 | 59.12 | 45.73 | 8 | 0
2025 | MAPP_CA_2_IESO | MAPP_CA | IESO | Internal | Winter | B16 | 25 | 330 | 0.13 | 67.52 | 57 | 8 | 0
2025 | MAPP_CA_2_IESO | MAPP_CA | IESO | Internal | Winter | B17 | 100 | 330 | 0.03 | 63.61 | 54.68 | 8 | 0
2025 | MAPP_CA_2_IESO | MAPP_CA | IESO | Internal | Winter | B18 | 400 | 330 | 0 | 63.6 | 54.52 | 8 | 0
2025 | MAPP_CA_2_IESO | MAPP_CA | IESO | Internal | Winter | B19 | 700 | 330 | 0 | 62.46 | 54.52 | 8 | 0
2025 | MAPP_CA_2_IESO | MAPP_CA | IESO | Internal | Winter | B20 | 935 | 330 | 0 | 62.46 | 54.52 | 8 | 0
2025 | MAPP_CA_2_MAPP_US | MAPP_CA | MAPP_US | Internal | Shoulder | B11 | 25 | 372 | 0.18 | 68.71 | 64.07 | 7 | 0
2025 | MAPP_CA_2_MAPP_US | MAPP_CA | MAPP_US | Internal | Shoulder | B12 | 200 | 372 | 0.02 | 62.57 | 57.93 | 7 | 0
2025 | MAPP_CA_2_MAPP_US | MAPP_CA | MAPP_US | Internal | Shoulder | B13 | 600 | 372 | 0 | 59.7 | 55.06 | 7 | 0
2025 | MAPP_CA_2_MAPP_US | MAPP_CA | MAPP_US | Internal | Shoulder | B14 | 900 | 372 | 0 | 57.87 | 50.88 | 7 | 0
2025 | MAPP_CA_2_MAPP_US | MAPP_CA | MAPP_US | Internal | Shoulder | B15 | 1203 | 372 | 0 | 57.87 | 47.46 | 7 | 0
2025 | MAPP_CA_2_MAPP_US | MAPP_CA | MAPP_US | Internal | Summer | B1 | 10 | 372 | 0.45 | 101.24 | 96.64 | 7 | 0.01
2025 | MAPP_CA_2_MAPP_US | MAPP_CA | MAPP_US | Internal | Summer | B2 | 25 | 372 | 0.18 | 101.24 | 96.6 | 7 | 0
2025 | MAPP_CA_2_MAPP_US | MAPP_CA | MAPP_US | Internal | Summer | B3 | 75 | 372 | 0.06 | 101.23 | 96.6 | 7 | 0
2025 | MAPP_CA_2_MAPP_US | MAPP_CA | MAPP_US | Internal | Summer | B4 | 100 | 372 | 0.05 | 90.06 | 85.42 | 7 | 0
2025 | MAPP_CA_2_MAPP_US | MAPP_CA | MAPP_US | Internal | Summer | B5 | 200 | 372 | 0.02 | 83.52 | 78.88 | 7 | 0
2025 | MAPP_CA_2_MAPP_US | MAPP_CA | MAPP_US | Internal | Summer | B6 | 300 | 372 | 0.02 | 73.69 | 69.05 | 7 | 0
2025 | MAPP_CA_2_MAPP_US | MAPP_CA | MAPP_US | Internal | Summer | B7 | 400 | 372 | 0.01 | 67.06 | 62.43 | 7 | 0
2025 | MAPP_CA_2_MAPP_US | MAPP_CA | MAPP_US | Internal | Summer | B8 | 500 | 372 | 0 | 61.04 | 56.4 | 7 | 0
2025 | MAPP_CA_2_MAPP_US | MAPP_CA | MAPP_US | Internal | Summer | B9 | 800 | 372 | 0 | 59.12 | 53.47 | 7 | 0
2025 | MAPP_CA_2_MAPP_US | MAPP_CA | MAPP_US | Internal | Summer | B10 | 1262 | 372 | 0 | 59.12 | 46.84 | 7 | 0
2025 | MAPP_CA_2_MAPP_US | MAPP_CA | MAPP_US | Internal | Winter | B16 | 25 | 372 | 0.15 | 67.52 | 60.54 | 7 | 0
2025 | MAPP_CA_2_MAPP_US | MAPP_CA | MAPP_US | Internal | Winter | B17 | 100 | 372 | 0.04 | 63.61 | 56.62 | 7 | 0
2025 | MAPP_CA_2_MAPP_US | MAPP_CA | MAPP_US | Internal | Winter | B18 | 400 | 372 | 0.01 | 63.6 | 56.61 | 7 | 0
2025 | MAPP_CA_2_MAPP_US | MAPP_CA | MAPP_US | Internal | Winter | B19 | 700 | 372 | 0 | 62.46 | 55.47 | 7 | 0
2025 | MAPP_CA_2_MAPP_US | MAPP_CA | MAPP_US | Internal | Winter | B20 | 935 | 372 | 0 | 62.46 | 50.54 | 7 | 0
2025 | MAPP_CA_2_MISO_W | MAPP_CA | MISO_W | Internal | Shoulder | B11 | 25 | 1970 | 2468.96 | 68.71 | 71.07 | 0.01 | 2.35
2025 | MAPP_CA_2_MISO_W | MAPP_CA | MISO_W | Internal | Shoulder | B12 | 200 | 1970 | 2023.86 | 62.57 | 64.93 | 0.01 | 2.35
2025 | MAPP_CA_2_MISO_W | MAPP_CA | MISO_W | Internal | Shoulder | B13 | 600 | 1970 | 2068.84 | 59.7 | 62.06 | 0.01 | 2.35
2025 | MAPP_CA_2_MISO_W | MAPP_CA | MISO_W | Internal | Shoulder | B14 | 900 | 1970 | 1072.47 | 57.87 | 57.88 | 0.01 | 0
2025 | MAPP_CA_2_MISO_W | MAPP_CA | MISO_W | Internal | Shoulder | B15 | 1203 | 1970 | 0.01 | 57.87 | 54.46 | 0.01 | 0
2025 | MAPP_CA_2_MISO_W | MAPP_CA | MISO_W | Internal | Summer | B1 | 10 | 1970 | 2530.43 | 101.24 | 103.6 | 0.01 | 2.35
2025 | MAPP_CA_2_MISO_W | MAPP_CA | MISO_W | Internal | Summer | B2 | 25 | 1970 | 2460.13 | 101.24 | 103.6 | 0.01 | 2.35
2025 | MAPP_CA_2_MISO_W | MAPP_CA | MISO_W | Internal | Summer | B3 | 75 | 1970 | 2348.09 | 101.23 | 103.59 | 0.01 | 2.35
2025 | MAPP_CA_2_MISO_W | MAPP_CA | MISO_W | Internal | Summer | B4 | 100 | 1970 | 2328.47 | 90.06 | 92.42 | 0.01 | 2.35
2025 | MAPP_CA_2_MISO_W | MAPP_CA | MISO_W | Internal | Summer | B5 | 200 | 1970 | 2304.98 | 83.52 | 85.88 | 0.01 | 2.35
2025 | MAPP_CA_2_MISO_W | MAPP_CA | MISO_W | Internal | Summer | B6 | 300 | 1970 | 2295.8 | 73.69 | 76.05 | 0.01 | 2.35
2025 | MAPP_CA_2_MISO_W | MAPP_CA | MISO_W | Internal | Summer | B7 | 400 | 1970 | 2331.81 | 67.06 | 69.43 | 0.01 | 2.35
2025 | MAPP_CA_2_MISO_W | MAPP_CA | MISO_W | Internal | Summer | B8 | 500 | 1970 | 2364 | 61.04 | 63.4 | 0.01 | 2.35
2025 | MAPP_CA_2_MISO_W | MAPP_CA | MISO_W | Internal | Summer | B9 | 800 | 1970 | 1970.02 | 59.12 | 60.47 | 0.01 | 1.33
2025 | MAPP_CA_2_MISO_W | MAPP_CA | MISO_W | Internal | Summer | B10 | 1262 | 1970 | 0 | 59.12 | 53.84 | 0.01 | 0
2025 | MAPP_CA_2_MISO_W | MAPP_CA | MISO_W | Internal | Winter | B16 | 25 | 1970 | 1671.47 | 67.52 | 67.54 | 0.01 | 0
2025 | MAPP_CA_2_MISO_W | MAPP_CA | MISO_W | Internal | Winter | B17 | 100 | 1970 | 1412.68 | 63.61 | 63.62 | 0.01 | 0
2025 | MAPP_CA_2_MISO_W | MAPP_CA | MISO_W | Internal | Winter | B18 | 400 | 1970 | 1459.05 | 63.6 | 63.61 | 0.01 | 0
2025 | MAPP_CA_2_MISO_W | MAPP_CA | MISO_W | Internal | Winter | B19 | 700 | 1970 | 1078.28 | 62.46 | 62.47 | 0.01 | 0
2025 | MAPP_CA_2_MISO_W | MAPP_CA | MISO_W | Internal | Winter | B20 | 935 | 1970 | 0.01 | 62.46 | 57.54 | 0.01 | 0
2025 | MAPP_US_2_MAPP_CA | MAPP_US | MAPP_CA | Internal | Shoulder | B11 | 25 | 165 | 0.52 | 64.07 | 68.71 | 7 | 0.01
2025 | MAPP_US_2_MAPP_CA | MAPP_US | MAPP_CA | Internal | Shoulder | B12 | 200 | 165 | 0.08 | 57.93 | 62.57 | 7 | 0
2025 | MAPP_US_2_MAPP_CA | MAPP_US | MAPP_CA | Internal | Shoulder | B13 | 600 | 165 | 0.03 | 55.06 | 59.7 | 7 | 0
2025 | MAPP_US_2_MAPP_CA | MAPP_US | MAPP_CA | Internal | Shoulder | B14 | 900 | 165 | 1.67 | 50.88 | 57.87 | 7 | 0
2025 | MAPP_US_2_MAPP_CA | MAPP_US | MAPP_CA | Internal | Shoulder | B15 | 1203 | 165 | 165.01 | 47.46 | 57.87 | 7 | 3.41
2025 | MAPP_US_2_MAPP_CA | MAPP_US | MAPP_CA | Internal | Summer | B1 | 10 | 165 | 1.11 | 96.64 | 101.24 | 7 | 0.02
2025 | MAPP_US_2_MAPP_CA | MAPP_US | MAPP_CA | Internal | Summer | B2 | 25 | 165 | 0.52 | 96.6 | 101.24 | 7 | 0.01
2025 | MAPP_US_2_MAPP_CA | MAPP_US | MAPP_CA | Internal | Summer | B3 | 75 | 165 | 0.19 | 96.6 | 101.23 | 7 | 0
2025 | MAPP_US_2_MAPP_CA | MAPP_US | MAPP_CA | Internal | Summer | B4 | 100 | 165 | 0.14 | 85.42 | 90.06 | 7 | 0
2025 | MAPP_US_2_MAPP_CA | MAPP_US | MAPP_CA | Internal | Summer | B5 | 200 | 165 | 0.07 | 78.88 | 83.52 | 7 | 0
2025 | MAPP_US_2_MAPP_CA | MAPP_US | MAPP_CA | Internal | Summer | B6 | 300 | 165 | 0.05 | 69.05 | 73.69 | 7 | 0
2025 | MAPP_US_2_MAPP_CA | MAPP_US | MAPP_CA | Internal | Summer | B7 | 400 | 165 | 0.04 | 62.43 | 67.06 | 7 | 0
2025 | MAPP_US_2_MAPP_CA | MAPP_US | MAPP_CA | Internal | Summer | B8 | 500 | 165 | 0.03 | 56.4 | 61.04 | 7 | 0
2025 | MAPP_US_2_MAPP_CA | MAPP_US | MAPP_CA | Internal | Summer | B9 | 800 | 165 | 0.03 | 53.47 | 59.12 | 7 | 0
2025 | MAPP_US_2_MAPP_CA | MAPP_US | MAPP_CA | Internal | Summer | B10 | 1262 | 165 | 261.64 | 46.84 | 59.12 | 7 | 5.28
2025 | MAPP_US_2_MAPP_CA | MAPP_US | MAPP_CA | Internal | Winter | B16 | 25 | 165 | 36.25 | 60.54 | 67.52 | 7 | 0.01
2025 | MAPP_US_2_MAPP_CA | MAPP_US | MAPP_CA | Internal | Winter | B17 | 100 | 165 | 12.5 | 56.62 | 63.61 | 7 | 0
2025 | MAPP_US_2_MAPP_CA | MAPP_US | MAPP_CA | Internal | Winter | B18 | 400 | 165 | 3.46 | 56.61 | 63.6 | 7 | 0
2025 | MAPP_US_2_MAPP_CA | MAPP_US | MAPP_CA | Internal | Winter | B19 | 700 | 165 | 2.04 | 55.47 | 62.46 | 7 | 0
2025 | MAPP_US_2_MAPP_CA | MAPP_US | MAPP_CA | Internal | Winter | B20 | 935 | 165 | 165.08 | 50.54 | 62.46 | 7 | 4.91
2025 | MAPP_US_2_MISO_W | MAPP_US | MISO_W | Internal | Shoulder | B11 | 25 | 2635 | 1412.03 | 64.07 | 71.07 | 7 | 0
2025 | MAPP_US_2_MISO_W | MAPP_US | MISO_W | Internal | Shoulder | B12 | 200 | 2635 | 1800.72 | 57.93 | 64.93 | 7 | 0
2025 | MAPP_US_2_MISO_W | MAPP_US | MISO_W | Internal | Shoulder | B13 | 600 | 2635 | 2035.25 | 55.06 | 62.06 | 7 | 0
2025 | MAPP_US_2_MISO_W | MAPP_US | MISO_W | Internal | Shoulder | B14 | 900 | 2635 | 989.21 | 50.88 | 57.88 | 7 | 0
2025 | MAPP_US_2_MISO_W | MAPP_US | MISO_W | Internal | Shoulder | B15 | 1203 | 2635 | 1112.9 | 47.46 | 54.46 | 7 | 0
2025 | MAPP_US_2_MISO_W | MAPP_US | MISO_W | Internal | Summer | B1 | 10 | 2635 | 69.21 | 96.64 | 103.6 | 7 | 0
2025 | MAPP_US_2_MISO_W | MAPP_US | MISO_W | Internal | Summer | B2 | 25 | 2635 | 1034.9 | 96.6 | 103.6 | 7 | 0
2025 | MAPP_US_2_MISO_W | MAPP_US | MISO_W | Internal | Summer | B3 | 75 | 2635 | 930.96 | 96.6 | 103.59 | 7 | 0
2025 | MAPP_US_2_MISO_W | MAPP_US | MISO_W | Internal | Summer | B4 | 100 | 2635 | 627.97 | 85.42 | 92.42 | 7 | 0
2025 | MAPP_US_2_MISO_W | MAPP_US | MISO_W | Internal | Summer | B5 | 200 | 2635 | 682.3 | 78.88 | 85.88 | 7 | 0
2025 | MAPP_US_2_MISO_W | MAPP_US | MISO_W | Internal | Summer | B6 | 300 | 2635 | 763.15 | 69.05 | 76.05 | 7 | 0
2025 | MAPP_US_2_MISO_W | MAPP_US | MISO_W | Internal | Summer | B7 | 400 | 2635 | 1252.05 | 62.43 | 69.43 | 7 | 0
2025 | MAPP_US_2_MISO_W | MAPP_US | MISO_W | Internal | Summer | B8 | 500 | 2635 | 1809.06 | 56.4 | 63.4 | 7 | 0
2025 | MAPP_US_2_MISO_W | MAPP_US | MISO_W | Internal | Summer | B9 | 800 | 2635 | 1201.28 | 53.47 | 60.47 | 7 | 0
2025 | MAPP_US_2_MISO_W | MAPP_US | MISO_W | Internal | Summer | B10 | 1262 | 2635 | 1022.11 | 46.84 | 53.84 | 7 | 0
2025 | MAPP_US_2_MISO_W | MAPP_US | MISO_W | Internal | Winter | B16 | 25 | 2635 | 3502.2 | 60.54 | 67.54 | 7 | 0
2025 | MAPP_US_2_MISO_W | MAPP_US | MISO_W | Internal | Winter | B17 | 100 | 2635 | 2558.32 | 56.62 | 63.62 | 7 | 0
2025 | MAPP_US_2_MISO_W | MAPP_US | MISO_W | Internal | Winter | B18 | 400 | 2635 | 2297.6 | 56.61 | 63.61 | 7 | 0
2025 | MAPP_US_2_MISO_W | MAPP_US | MISO_W | Internal | Winter | B19 | 700 | 2635 | 706.29 | 55.47 | 62.47 | 7 | 0
2025 | MAPP_US_2_MISO_W | MAPP_US | MISO_W | Internal | Winter | B20 | 935 | 2635 | 926.18 | 50.54 | 57.54 | 7 | 0
2025 | MAPP_US_2_NE | MAPP_US | NE | Internal | Shoulder | B11 | 25 | 2000 | 0.44 | 64.07 | 66.07 | 7 | 0
2025 | MAPP_US_2_NE | MAPP_US | NE | Internal | Shoulder | B12 | 200 | 2000 | 0.05 | 57.93 | 58.4 | 7 | 0
2025 | MAPP_US_2_NE | MAPP_US | NE | Internal | Shoulder | B13 | 600 | 2000 | 0.02 | 55.06 | 55.54 | 7 | 0
2025 | MAPP_US_2_NE | MAPP_US | NE | Internal | Shoulder | B14 | 900 | 2000 | 0.01 | 50.88 | 51.35 | 7 | 0
2025 | MAPP_US_2_NE | MAPP_US | NE | Internal | Shoulder | B15 | 1203 | 2000 | 0 | 47.46 | 47.93 | 7 | 0
2025 | MAPP_US_2_NE | MAPP_US | NE | Internal | Summer | B1 | 10 | 2000 | 0.78 | 96.64 | 97.07 | 7 | 0
2025 | MAPP_US_2_NE | MAPP_US | NE | Internal | Summer | B2 | 25 | 2000 | 0.34 | 96.6 | 97.07 | 7 | 0
2025 | MAPP_US_2_NE | MAPP_US | NE | Internal | Summer | B3 | 75 | 2000 | 0.15 | 96.6 | 98.59 | 7 | 0
2025 | MAPP_US_2_NE | MAPP_US | NE | Internal | Summer | B4 | 100 | 2000 | 0.84 | 85.42 | 91.88 | 7 | 0
2025 | MAPP_US_2_NE | MAPP_US | NE | Internal | Summer | B5 | 200 | 2000 | 0.27 | 78.88 | 84.98 | 7 | 0
2025 | MAPP_US_2_NE | MAPP_US | NE | Internal | Summer | B6 | 300 | 2000 | 0.06 | 69.05 | 73.09 | 7 | 0
2025 | MAPP_US_2_NE | MAPP_US | NE | Internal | Summer | B7 | 400 | 2000 | 0.08 | 62.43 | 68 | 7 | 0
2025 | MAPP_US_2_NE | MAPP_US | NE | Internal | Summer | B8 | 500 | 2000 | 0.05 | 56.4 | 61.11 | 7 | 0
2025 | MAPP_US_2_NE | MAPP_US | NE | Internal | Summer | B9 | 800 | 2000 | 0.02 | 53.47 | 55.47 | 7 | 0
2025 | MAPP_US_2_NE | MAPP_US | NE | Internal | Summer | B10 | 1262 | 2000 | 0 | 46.84 | 48 | 7 | 0
2025 | MAPP_US_2_NE | MAPP_US | NE | Internal | Winter | B16 | 25 | 2000 | 0.34 | 60.54 | 61.01 | 7 | 0
2025 | MAPP_US_2_NE | MAPP_US | NE | Internal | Winter | B17 | 100 | 2000 | 0.09 | 56.62 | 57.09 | 7 | 0
2025 | MAPP_US_2_NE | MAPP_US | NE | Internal | Winter | B18 | 400 | 2000 | 0.02 | 56.61 | 57.09 | 7 | 0
2025 | MAPP_US_2_NE | MAPP_US | NE | Internal | Winter | B19 | 700 | 2000 | 0.01 | 55.47 | 55.94 | 7 | 0
2025 | MAPP_US_2_NE | MAPP_US | NE | Internal | Winter | B20 | 935 | 2000 | 0.01 | 50.54 | 51.02 | 7 | 0
2025 | MARITIMES_2_NEISO | MARITIMES | NEISO | Internal | Shoulder | B11 | 25 | 99999 | 1400 | 65.75 | 65.76 | 0.01 | 0
2025 | MARITIMES_2_NEISO | MARITIMES | NEISO | Internal | Shoulder | B12 | 200 | 99999 | 1400.02 | 65.75 | 65.76 | 0.01 | 0
2025 | MARITIMES_2_NEISO | MARITIMES | NEISO | Internal | Shoulder | B13 | 600 | 99999 | 1400.02 | 65.73 | 65.75 | 0.01 | 0
2025 | MARITIMES_2_NEISO | MARITIMES | NEISO | Internal | Shoulder | B14 | 900 | 99999 | 1400.02 | 65.73 | 65.75 | 0.01 | 0
2025 | MARITIMES_2_NEISO | MARITIMES | NEISO | Internal | Shoulder | B15 | 1203 | 99999 | 426.44 | 65.73 | 65.75 | 0.01 | 0
2025 | MARITIMES_2_NEISO | MARITIMES | NEISO | Internal | Summer | B1 | 10 | 99999 | 1399.99 | 98.28 | 98.29 | 0.01 | 0
2025 | MARITIMES_2_NEISO | MARITIMES | NEISO | Internal | Summer | B2 | 25 | 99999 | 1400.01 | 98.25 | 98.26 | 0.01 | 0
2025 | MARITIMES_2_NEISO | MARITIMES | NEISO | Internal | Summer | B3 | 75 | 99999 | 1400.08 | 97.05 | 97.06 | 0.01 | 0
2025 | MARITIMES_2_NEISO | MARITIMES | NEISO | Internal | Summer | B4 | 100 | 99999 | 1400.04 | 85.87 | 85.89 | 0.01 | 0
2025 | MARITIMES_2_NEISO | MARITIMES | NEISO | Internal | Summer | B5 | 200 | 99999 | 1400.02 | 79.43 | 79.44 | 0.01 | 0
2025 | MARITIMES_2_NEISO | MARITIMES | NEISO | Internal | Summer | B6 | 300 | 99999 | 1400.02 | 69.53 | 69.54 | 0.01 | 0
2025 | MARITIMES_2_NEISO | MARITIMES | NEISO | Internal | Summer | B7 | 400 | 99999 | 1400.02 | 62.88 | 62.89 | 0.01 | 0
2025 | MARITIMES_2_NEISO | MARITIMES | NEISO | Internal | Summer | B8 | 500 | 99999 | 1400.02 | 62.58 | 62.59 | 0.01 | 0
2025 | MARITIMES_2_NEISO | MARITIMES | NEISO | Internal | Summer | B9 | 800 | 99999 | 1400.02 | 62.58 | 62.59 | 0.01 | 0
2025 | MARITIMES_2_NEISO | MARITIMES | NEISO | Internal | Summer | B10 | 1262 | 99999 | 236.14 | 62.58 | 62.59 | 0.01 | 0
2025 | MARITIMES_2_NEISO | MARITIMES | NEISO | Internal | Winter | B16 | 25 | 99999 | 1400 | 75.53 | 75.55 | 0.01 | 0
2025 | MARITIMES_2_NEISO | MARITIMES | NEISO | Internal | Winter | B17 | 100 | 99999 | 1400.02 | 72.33 | 72.34 | 0.01 | 0
2025 | MARITIMES_2_NEISO | MARITIMES | NEISO | Internal | Winter | B18 | 400 | 99999 | 1400.02 | 72.18 | 72.19 | 0.01 | 0
2025 | MARITIMES_2_NEISO | MARITIMES | NEISO | Internal | Winter | B19 | 700 | 99999 | 1400.02 | 72.18 | 72.19 | 0.01 | 0
2025 | MARITIMES_2_NEISO | MARITIMES | NEISO | Internal | Winter | B20 | 935 | 99999 | 475.95 | 72.18 | 72.19 | 0.01 | 0
2025 | MISO_IN_2_MISO_MI | MISO_IN | MISO_MI | Internal | Shoulder | B11 | 25 | 5000 | 77.83 | 74.75 | 74.74 | 0.01 | 0
2025 | MISO_IN_2_MISO_MI | MISO_IN | MISO_MI | Internal | Shoulder | B12 | 200 | 5000 | 11.3 | 68.89 | 68.88 | 0.01 | 0
2025 | MISO_IN_2_MISO_MI | MISO_IN | MISO_MI | Internal | Shoulder | B13 | 600 | 5000 | 4.28 | 66.03 | 66.02 | 0.01 | 0
2025 | MISO_IN_2_MISO_MI | MISO_IN | MISO_MI | Internal | Shoulder | B14 | 900 | 5000 | 2.87 | 61.85 | 61.84 | 0.01 | 0
2025 | MISO_IN_2_MISO_MI | MISO_IN | MISO_MI | Internal | Shoulder | B15 | 1203 | 5000 | 9067.01 | 58.43 | 58.44 | 0.01 | 0
2025 | MISO_IN_2_MISO_MI | MISO_IN | MISO_MI | Internal | Summer | B1 | 10 | 5000 | 181.87 | 107.3 | 107.29 | 0.01 | 0
2025 | MISO_IN_2_MISO_MI | MISO_IN | MISO_MI | Internal | Summer | B2 | 25 | 5000 | 77.35 | 107.56 | 107.54 | 0.01 | 0
2025 | MISO_IN_2_MISO_MI | MISO_IN | MISO_MI | Internal | Summer | B3 | 75 | 5000 | 27.5 | 107.26 | 107.24 | 0.01 | 0
2025 | MISO_IN_2_MISO_MI | MISO_IN | MISO_MI | Internal | Summer | B4 | 100 | 5000 | 20.89 | 96.06 | 96.05 | 0.01 | 0
2025 | MISO_IN_2_MISO_MI | MISO_IN | MISO_MI | Internal | Summer | B5 | 200 | 5000 | 10.82 | 89.52 | 89.51 | 0.01 | 0
2025 | MISO_IN_2_MISO_MI | MISO_IN | MISO_MI | Internal | Summer | B6 | 300 | 5000 | 7.4 | 79.69 | 79.68 | 0.01 | 0
2025 | MISO_IN_2_MISO_MI | MISO_IN | MISO_MI | Internal | Summer | B7 | 400 | 5000 | 5.63 | 73.09 | 73.07 | 0.01 | 0
2025 | MISO_IN_2_MISO_MI | MISO_IN | MISO_MI | Internal | Summer | B8 | 500 | 5000 | 4.55 | 67.06 | 67.04 | 0.01 | 0
2025 | MISO_IN_2_MISO_MI | MISO_IN | MISO_MI | Internal | Summer | B9 | 800 | 5000 | 2.95 | 64.15 | 64.13 | 0.01 | 0
2025 | MISO_IN_2_MISO_MI | MISO_IN | MISO_MI | Internal | Summer | B10 | 1262 | 5000 | 6712.81 | 57.81 | 57.82 | 0.01 | 0
2025 | MISO_IN_2_MISO_MI | MISO_IN | MISO_MI | Internal | Winter | B16 | 25 | 5000 | 78.56 | 71.5 | 71.49 | 0.01 | 0
2025 | MISO_IN_2_MISO_MI | MISO_IN | MISO_MI | Internal | Winter | B17 | 100 | 5000 | 21.71 | 67.59 | 67.57 | 0.01 | 0
2025 | MISO_IN_2_MISO_MI | MISO_IN | MISO_MI | Internal | Winter | B18 | 400 | 5000 | 5.86 | 67.58 | 67.57 | 0.01 | 0
2025 | MISO_IN_2_MISO_MI | MISO_IN | MISO_MI | Internal | Winter | B19 | 700 | 5000 | 3.44 | 66.44 | 66.42 | 0.01 | 0
2025 | MISO_IN_2_MISO_MI | MISO_IN | MISO_MI | Internal | Winter | B20 | 935 | 5000 | 5224.66 | 61.51 | 61.52 | 0.01 | 0
2025 | MISO_IN_2_MISO_MO-IL | MISO_IN | MISO_MO-IL | Internal | Shoulder | B11 | 25 | 5000 | 29.23 | 74.75 | 74.72 | 0.01 | 0
2025 | MISO_IN_2_MISO_MO-IL | MISO_IN | MISO_MO-IL | Internal | Shoulder | B12 | 200 | 5000 | 0.88 | 68.89 | 68.57 | 0.01 | 0
2025 | MISO_IN_2_MISO_MO-IL | MISO_IN | MISO_MO-IL | Internal | Shoulder | B13 | 600 | 5000 | 0.3 | 66.03 | 65.71 | 0.01 | 0
2025 | MISO_IN_2_MISO_MO-IL | MISO_IN | MISO_MO-IL | Internal | Shoulder | B14 | 900 | 5000 | 0.2 | 61.85 | 61.53 | 0.01 | 0
2025 | MISO_IN_2_MISO_MO-IL | MISO_IN | MISO_MO-IL | Internal | Shoulder | B15 | 1203 | 5000 | 0.15 | 58.43 | 58.11 | 0.01 | 0
2025 | MISO_IN_2_MISO_MO-IL | MISO_IN | MISO_MO-IL | Internal | Summer | B1 | 10 | 5000 | 15.85 | 107.3 | 106.99 | 0.01 | 0
2025 | MISO_IN_2_MISO_MO-IL | MISO_IN | MISO_MO-IL | Internal | Summer | B2 | 25 | 5000 | 6.89 | 107.56 | 107.24 | 0.01 | 0
2025 | MISO_IN_2_MISO_MO-IL | MISO_IN | MISO_MO-IL | Internal | Summer | B3 | 75 | 5000 | 23.69 | 107.26 | 107.24 | 0.01 | 0
2025 | MISO_IN_2_MISO_MO-IL | MISO_IN | MISO_MO-IL | Internal | Summer | B4 | 100 | 5000 | 2176.79 | 96.06 | 96.07 | 0.01 | 0
2025 | MISO_IN_2_MISO_MO-IL | MISO_IN | MISO_MO-IL | Internal | Summer | B5 | 200 | 5000 | 3466.83 | 89.52 | 89.53 | 0.01 | 0
2025 | MISO_IN_2_MISO_MO-IL | MISO_IN | MISO_MO-IL | Internal | Summer | B6 | 300 | 5000 | 2501.25 | 79.69 | 79.7 | 0.01 | 0
2025 | MISO_IN_2_MISO_MO-IL | MISO_IN | MISO_MO-IL | Internal | Summer | B7 | 400 | 5000 | 5.07 | 73.09 | 73.07 | 0.01 | 0
2025 | MISO_IN_2_MISO_MO-IL | MISO_IN | MISO_MO-IL | Internal | Summer | B8 | 500 | 5000 | 4.27 | 67.06 | 67.05 | 0.01 | 0
2025 | MISO_IN_2_MISO_MO-IL | MISO_IN | MISO_MO-IL | Internal | Summer | B9 | 800 | 5000 | 1.33 | 64.15 | 64.11 | 0.01 | 0
2025 | MISO_IN_2_MISO_MO-IL | MISO_IN | MISO_MO-IL | Internal | Summer | B10 | 1262 | 5000 | 0.15 | 57.81 | 57.49 | 0.01 | 0
2025 | MISO_IN_2_MISO_MO-IL | MISO_IN | MISO_MO-IL | Internal | Winter | B16 | 25 | 5000 | 6.53 | 71.5 | 71.18 | 0.01 | 0
2025 | MISO_IN_2_MISO_MO-IL | MISO_IN | MISO_MO-IL | Internal | Winter | B17 | 100 | 5000 | 1.72 | 67.59 | 67.27 | 0.01 | 0
2025 | MISO_IN_2_MISO_MO-IL | MISO_IN | MISO_MO-IL | Internal | Winter | B18 | 400 | 5000 | 0.45 | 67.58 | 67.26 | 0.01 | 0
2025 | MISO_IN_2_MISO_MO-IL | MISO_IN | MISO_MO-IL | Internal | Winter | B19 | 700 | 5000 | 0.26 | 66.44 | 66.12 | 0.01 | 0
2025 | MISO_IN_2_MISO_MO-IL | MISO_IN | MISO_MO-IL | Internal | Winter | B20 | 935 | 5000 | 0.2 | 61.51 | 61.19 | 0.01 | 0
2025 | MISO_IN_2_NonRTO_Midwest | MISO_IN | NonRTO_Midwest | Internal | Shoulder | B11 | 25 | 4800 | 3042.1 | 74.75 | 82.75 | 8 | 0
2025 | MISO_IN_2_NonRTO_Midwest | MISO_IN | NonRTO_Midwest | Internal | Shoulder | B12 | 200 | 4800 | 4127.75 | 68.89 | 76.89 | 8 | 0
2025 | MISO_IN_2_NonRTO_Midwest | MISO_IN | NonRTO_Midwest | Internal | Shoulder | B13 | 600 | 4800 | 3560.14 | 66.03 | 74.03 | 8 | 0
2025 | MISO_IN_2_NonRTO_Midwest | MISO_IN | NonRTO_Midwest | Internal | Shoulder | B14 | 900 | 4800 | 3113.71 | 61.85 | 69.85 | 8 | 0
2025 | MISO_IN_2_NonRTO_Midwest | MISO_IN | NonRTO_Midwest | Internal | Shoulder | B15 | 1203 | 4800 | 2212.48 | 58.43 | 66.43 | 8 | 0
2025 | MISO_IN_2_NonRTO_Midwest | MISO_IN | NonRTO_Midwest | Internal | Summer | B1 | 10 | 4800 | 2744.93 | 107.3 | 115.3 | 8 | 0
2025 | MISO_IN_2_NonRTO_Midwest | MISO_IN | NonRTO_Midwest | Internal | Summer | B2 | 25 | 4800 | 2541.59 | 107.56 | 115.56 | 8 | 0
2025 | MISO_IN_2_NonRTO_Midwest | MISO_IN | NonRTO_Midwest | Internal | Summer | B3 | 75 | 4800 | 2023.54 | 107.26 | 115.26 | 8 | 0
2025 | MISO_IN_2_NonRTO_Midwest | MISO_IN | NonRTO_Midwest | Internal | Summer | B4 | 100 | 4800 | 1592.13 | 96.06 | 104.06 | 8 | 0
2025 | MISO_IN_2_NonRTO_Midwest | MISO_IN | NonRTO_Midwest | Internal | Summer | B5 | 200 | 4800 | 1264.73 | 89.52 | 97.52 | 8 | 0
2025 | MISO_IN_2_NonRTO_Midwest | MISO_IN | NonRTO_Midwest | Internal | Summer | B6 | 300 | 4800 | 766.75 | 79.69 | 87.69 | 8 | 0
2025 | MISO_IN_2_NonRTO_Midwest | MISO_IN | NonRTO_Midwest | Internal | Summer | B7 | 400 | 4800 | 3810.98 | 73.09 | 81.09 | 8 | 0
2025 | MISO_IN_2_NonRTO_Midwest | MISO_IN | NonRTO_Midwest | Internal | Summer | B8 | 500 | 4800 | 3294.68 | 67.06 | 75.06 | 8 | 0
2025 | MISO_IN_2_NonRTO_Midwest | MISO_IN | NonRTO_Midwest | Internal | Summer | B9 | 800 | 4800 | 2613.92 | 64.15 | 72.15 | 8 | 0
2025 | MISO_IN_2_NonRTO_Midwest | MISO_IN | NonRTO_Midwest | Internal | Summer | B10 | 1262 | 4800 | 1481.6 | 57.81 | 65.81 | 8 | 0
2025 | MISO_IN_2_NonRTO_Midwest | MISO_IN | NonRTO_Midwest | Internal | Winter | B16 | 25 | 4800 | 5569.82 | 71.5 | 79.5 | 8 | 0
2025 | MISO_IN_2_NonRTO_Midwest | MISO_IN | NonRTO_Midwest | Internal | Winter | B17 | 100 | 4800 | 4511.51 | 67.59 | 75.59 | 8 | 0
2025 | MISO_IN_2_NonRTO_Midwest | MISO_IN | NonRTO_Midwest | Internal | Winter | B18 | 400 | 4800 | 3635.09 | 67.58 | 75.58 | 8 | 0
2025 | MISO_IN_2_NonRTO_Midwest | MISO_IN | NonRTO_Midwest | Internal | Winter | B19 | 700 | 4800 | 2953.81 | 66.44 | 74.44 | 8 | 0
2025 | MISO_IN_2_NonRTO_Midwest | MISO_IN | NonRTO_Midwest | Internal | Winter | B20 | 935 | 4800 | 2046.69 | 61.51 | 69.51 | 8 | 0
2025 | MISO_IN_2_PJM_ROR | MISO_IN | PJM_ROR | Internal | Shoulder | B11 | 25 | 992 | 59.48 | 74.75 | 76.74 | 2 | 0
2025 | MISO_IN_2_PJM_ROR | MISO_IN | PJM_ROR | Internal | Shoulder | B12 | 200 | 992 | 0.85 | 68.89 | 70.59 | 2 | 0
2025 | MISO_IN_2_PJM_ROR | MISO_IN | PJM_ROR | Internal | Shoulder | B13 | 600 | 992 | 0.29 | 66.03 | 67.73 | 2 | 0
2025 | MISO_IN_2_PJM_ROR | MISO_IN | PJM_ROR | Internal | Shoulder | B14 | 900 | 992 | 0.2 | 61.85 | 63.55 | 2 | 0
2025 | MISO_IN_2_PJM_ROR | MISO_IN | PJM_ROR | Internal | Shoulder | B15 | 1203 | 992 | 0.15 | 58.43 | 60.13 | 2 | 0
2025 | MISO_IN_2_PJM_ROR | MISO_IN | PJM_ROR | Internal | Summer | B1 | 10 | 992 | 60.59 | 107.3 | 109.26 | 2 | 0
2025 | MISO_IN_2_PJM_ROR | MISO_IN | PJM_ROR | Internal | Summer | B2 | 25 | 992 | 6.36 | 107.56 | 109.26 | 2 | 0
2025 | MISO_IN_2_PJM_ROR | MISO_IN | PJM_ROR | Internal | Summer | B3 | 75 | 992 | 971.18 | 107.26 | 109.26 | 2 | 0.01
2025 | MISO_IN_2_PJM_ROR | MISO_IN | PJM_ROR | Internal | Summer | B4 | 100 | 992 | 1003.66 | 96.06 | 98.09 | 2 | 0.03
2025 | MISO_IN_2_PJM_ROR | MISO_IN | PJM_ROR | Internal | Summer | B5 | 200 | 992 | 1000.16 | 89.52 | 91.55 | 2 | 0.03
2025 | MISO_IN_2_PJM_ROR | MISO_IN | PJM_ROR | Internal | Summer | B6 | 300 | 992 | 997.49 | 79.69 | 81.72 | 2 | 0.03
2025 | MISO_IN_2_PJM_ROR | MISO_IN | PJM_ROR | Internal | Summer | B7 | 400 | 992 | 986.51 | 73.09 | 75.09 | 2 | 0.01
2025 | MISO_IN_2_PJM_ROR | MISO_IN | PJM_ROR | Internal | Summer | B8 | 500 | 992 | 987.49 | 67.06 | 69.06 | 2 | 0.01
2025 | MISO_IN_2_PJM_ROR | MISO_IN | PJM_ROR | Internal | Summer | B9 | 800 | 992 | 3.45 | 64.15 | 66.13 | 2 | 0
2025 | MISO_IN_2_PJM_ROR | MISO_IN | PJM_ROR | Internal | Summer | B10 | 1262 | 992 | 0.14 | 57.81 | 59.51 | 2 | 0
2025 | MISO_IN_2_PJM_ROR | MISO_IN | PJM_ROR | Internal | Winter | B16 | 25 | 992 | 6.23 | 71.5 | 73.2 | 2 | 0
2025 | MISO_IN_2_PJM_ROR | MISO_IN | PJM_ROR | Internal | Winter | B17 | 100 | 992 | 1.66 | 67.59 | 69.29 | 2 | 0
2025 | MISO_IN_2_PJM_ROR | MISO_IN | PJM_ROR | Internal | Winter | B18 | 400 | 992 | 0.43 | 67.58 | 69.28 | 2 | 0
2025 | MISO_IN_2_PJM_ROR | MISO_IN | PJM_ROR | Internal | Winter | B19 | 700 | 992 | 0.25 | 66.44 | 68.14 | 2 | 0
2025 | MISO_IN_2_PJM_ROR | MISO_IN | PJM_ROR | Internal | Winter | B20 | 935 | 992 | 0.19 | 61.51 | 63.21 | 2 | 0
2025 | MISO_MI_2_IESO | MISO_MI | IESO | Internal | Shoulder | B11 | 25 | 1580 | 0.09 | 74.74 | 55.32 | 8 | 0
2025 | MISO_MI_2_IESO | MISO_MI | IESO | Internal | Shoulder | B12 | 200 | 1580 | 0.01 | 68.88 | 51.44 | 8 | 0
2025 | MISO_MI_2_IESO | MISO_MI | IESO | Internal | Shoulder | B13 | 600 | 1580 | 0 | 66.02 | 51.44 | 8 | 0
2025 | MISO_MI_2_IESO | MISO_MI | IESO | Internal | Shoulder | B14 | 900 | 1580 | 0 | 61.84 | 51.44 | 8 | 0
2025 | MISO_MI_2_IESO | MISO_MI | IESO | Internal | Shoulder | B15 | 1203 | 1580 | 0 | 58.44 | 51.44 | 8 | 0
2025 | MISO_MI_2_IESO | MISO_MI | IESO | Internal | Summer | B1 | 10 | 1580 | 0.24 | 107.29 | 89.86 | 8 | 0
2025 | MISO_MI_2_IESO | MISO_MI | IESO | Internal | Summer | B2 | 25 | 1580 | 0.09 | 107.54 | 88.13 | 8 | 0
2025 | MISO_MI_2_IESO | MISO_MI | IESO | Internal | Summer | B3 | 75 | 1580 | 0.03 | 107.24 | 87.82 | 8 | 0
2025 | MISO_MI_2_IESO | MISO_MI | IESO | Internal | Summer | B4 | 100 | 1580 | 0.02 | 96.05 | 76.63 | 8 | 0
2025 | MISO_MI_2_IESO | MISO_MI | IESO | Internal | Summer | B5 | 200 | 1580 | 0.01 | 89.51 | 70.09 | 8 | 0
2025 | MISO_MI_2_IESO | MISO_MI | IESO | Internal | Summer | B6 | 300 | 1580 | 0 | 79.68 | 60.26 | 8 | 0
2025 | MISO_MI_2_IESO | MISO_MI | IESO | Internal | Summer | B7 | 400 | 1580 | 0 | 73.07 | 53.65 | 8 | 0
2025 | MISO_MI_2_IESO | MISO_MI | IESO | Internal | Summer | B8 | 500 | 1580 | 0 | 67.04 | 47.63 | 8 | 0
2025 | MISO_MI_2_IESO | MISO_MI | IESO | Internal | Summer | B9 | 800 | 1580 | 0 | 64.13 | 45.73 | 8 | 0
2025 | MISO_MI_2_IESO | MISO_MI | IESO | Internal | Summer | B10 | 1262 | 1580 | 0 | 57.82 | 45.73 | 8 | 0
2025 | MISO_MI_2_IESO | MISO_MI | IESO | Internal | Winter | B16 | 25 | 1580 | 0.11 | 71.49 | 57 | 8 | 0
2025 | MISO_MI_2_IESO | MISO_MI | IESO | Internal | Winter | B17 | 100 | 1580 | 0.03 | 67.57 | 54.68 | 8 | 0
2025 | MISO_MI_2_IESO | MISO_MI | IESO | Internal | Winter | B18 | 400 | 1580 | 0 | 67.57 | 54.52 | 8 | 0
2025 | MISO_MI_2_IESO | MISO_MI | IESO | Internal | Winter | B19 | 700 | 1580 | 0 | 66.42 | 54.52 | 8 | 0
2025 | MISO_MI_2_IESO | MISO_MI | IESO | Internal | Winter | B20 | 935 | 1580 | 0 | 61.52 | 54.52 | 8 | 0
2025 | MISO_MI_2_MISO_IN | MISO_MI | MISO_IN | Internal | Shoulder | B11 | 25 | 2045 | 9382.78 | 74.74 | 74.75 | 0.01 | 0
2025 | MISO_MI_2_MISO_IN | MISO_MI | MISO_IN | Internal | Shoulder | B12 | 200 | 2045 | 8345.26 | 68.88 | 68.89 | 0.01 | 0
2025 | MISO_MI_2_MISO_IN | MISO_MI | MISO_IN | Internal | Shoulder | B13 | 600 | 2045 | 4559.87 | 66.02 | 66.03 | 0.01 | 0
2025 | MISO_MI_2_MISO_IN | MISO_MI | MISO_IN | Internal | Shoulder | B14 | 900 | 2045 | 5913.65 | 61.84 | 61.85 | 0.01 | 0
2025 | MISO_MI_2_MISO_IN | MISO_MI | MISO_IN | Internal | Shoulder | B15 | 1203 | 2045 | 1.9 | 58.44 | 58.43 | 0.01 | 0
2025 | MISO_MI_2_MISO_IN | MISO_MI | MISO_IN | Internal | Summer | B1 | 10 | 2045 | 9587.17 | 107.29 | 107.3 | 0.01 | 0
2025 | MISO_MI_2_MISO_IN | MISO_MI | MISO_IN | Internal | Summer | B2 | 25 | 2045 | 11123.56 | 107.54 | 107.56 | 0.01 | 0
2025 | MISO_MI_2_MISO_IN | MISO_MI | MISO_IN | Internal | Summer | B3 | 75 | 2045 | 12513.16 | 107.24 | 107.26 | 0.01 | 0
2025 | MISO_MI_2_MISO_IN | MISO_MI | MISO_IN | Internal | Summer | B4 | 100 | 2045 | 13901.42 | 96.05 | 96.06 | 0.01 | 0
2025 | MISO_MI_2_MISO_IN | MISO_MI | MISO_IN | Internal | Summer | B5 | 200 | 2045 | 14764.1 | 89.51 | 89.52 | 0.01 | 0
2025 | MISO_MI_2_MISO_IN | MISO_MI | MISO_IN | Internal | Summer | B6 | 300 | 2045 | 14130.23 | 79.68 | 79.69 | 0.01 | 0
2025 | MISO_MI_2_MISO_IN | MISO_MI | MISO_IN | Internal | Summer | B7 | 400 | 2045 | 14261.56 | 73.07 | 73.09 | 0.01 | 0
2025 | MISO_MI_2_MISO_IN | MISO_MI | MISO_IN | Internal | Summer | B8 | 500 | 2045 | 12662.9 | 67.04 | 67.06 | 0.01 | 0
2025 | MISO_MI_2_MISO_IN | MISO_MI | MISO_IN | Internal | Summer | B9 | 800 | 2045 | 10145.41 | 64.13 | 64.15 | 0.01 | 0
2025 | MISO_MI_2_MISO_IN | MISO_MI | MISO_IN | Internal | Summer | B10 | 1262 | 2045 | 1.84 | 57.82 | 57.81 | 0.01 | 0
2025 | MISO_MI_2_MISO_IN | MISO_MI | MISO_IN | Internal | Winter | B16 | 25 | 2045 | 10965.6 | 71.49 | 71.5 | 0.01 | 0
2025 | MISO_MI_2_MISO_IN | MISO_MI | MISO_IN | Internal | Winter | B17 | 100 | 2045 | 9258.92 | 67.57 | 67.59 | 0.01 | 0
2025 | MISO_MI_2_MISO_IN | MISO_MI | MISO_IN | Internal | Winter | B18 | 400 | 2045 | 10081.39 | 67.57 | 67.58 | 0.01 | 0
2025 | MISO_MI_2_MISO_IN | MISO_MI | MISO_IN | Internal | Winter | B19 | 700 | 2045 | 11035.26 | 66.42 | 66.44 | 0.01 | 0
2025 | MISO_MI_2_MISO_IN | MISO_MI | MISO_IN | Internal | Winter | B20 | 935 | 2045 | 2.48 | 61.52 | 61.51 | 0.01 | 0
2025 | MISO_MI_2_MISO_WUMS | MISO_MI | MISO_WUMS | Internal | Shoulder | B11 | 25 | 117 | 1.86 | 74.74 | 73.66 | 0.01 | 0.01
2025 | MISO_MI_2_MISO_WUMS | MISO_MI | MISO_WUMS | Internal | Shoulder | B12 | 200 | 117 | 0.27 | 68.88 | 67.8 | 0.01 | 0
2025 | MISO_MI_2_MISO_WUMS | MISO_MI | MISO_WUMS | Internal | Shoulder | B13 | 600 | 117 | 0.1 | 66.02 | 64.93 | 0.01 | 0
2025 | MISO_MI_2_MISO_WUMS | MISO_MI | MISO_WUMS | Internal | Shoulder | B14 | 900 | 117 | 0.07 | 61.84 | 60.75 | 0.01 | 0
2025 | MISO_MI_2_MISO_WUMS | MISO_MI | MISO_WUMS | Internal | Shoulder | B15 | 1203 | 117 | 2643.44 | 58.44 | 58.45 | 0.01 | 0
2025 | MISO_MI_2_MISO_WUMS | MISO_MI | MISO_WUMS | Internal | Summer | B1 | 10 | 117 | 4.37 | 107.29 | 106.21 | 0.01 | 0.03
2025 | MISO_MI_2_MISO_WUMS | MISO_MI | MISO_WUMS | Internal | Summer | B2 | 25 | 117 | 1.86 | 107.54 | 106.46 | 0.01 | 0.01
2025 | MISO_MI_2_MISO_WUMS | MISO_MI | MISO_WUMS | Internal | Summer | B3 | 75 | 117 | 0.66 | 107.24 | 106.16 | 0.01 | 0
2025 | MISO_MI_2_MISO_WUMS | MISO_MI | MISO_WUMS | Internal | Summer | B4 | 100 | 117 | 0.5 | 96.05 | 94.96 | 0.01 | 0
2025 | MISO_MI_2_MISO_WUMS | MISO_MI | MISO_WUMS | Internal | Summer | B5 | 200 | 117 | 0.26 | 89.51 | 88.42 | 0.01 | 0
2025 | MISO_MI_2_MISO_WUMS | MISO_MI | MISO_WUMS | Internal | Summer | B6 | 300 | 117 | 0.17 | 79.68 | 78.59 | 0.01 | 0
2025 | MISO_MI_2_MISO_WUMS | MISO_MI | MISO_WUMS | Internal | Summer | B7 | 400 | 117 | 0.13 | 73.07 | 71.99 | 0.01 | 0
2025 | MISO_MI_2_MISO_WUMS | MISO_MI | MISO_WUMS | Internal | Summer | B8 | 500 | 117 | 0.11 | 67.04 | 65.96 | 0.01 | 0
2025 | MISO_MI_2_MISO_WUMS | MISO_MI | MISO_WUMS | Internal | Summer | B9 | 800 | 117 | 0.07 | 64.13 | 63.05 | 0.01 | 0
2025 | MISO_MI_2_MISO_WUMS | MISO_MI | MISO_WUMS | Internal | Summer | B10 | 1262 | 117 | 0.12 | 57.82 | 57.51 | 0.01 | 0
2025 | MISO_MI_2_MISO_WUMS | MISO_MI | MISO_WUMS | Internal | Winter | B16 | 25 | 117 | 1.88 | 71.49 | 70.41 | 0.01 | 0.01
2025 | MISO_MI_2_MISO_WUMS | MISO_MI | MISO_WUMS | Internal | Winter | B17 | 100 | 117 | 0.51 | 67.57 | 66.49 | 0.01 | 0
2025 | MISO_MI_2_MISO_WUMS | MISO_MI | MISO_WUMS | Internal | Winter | B18 | 400 | 117 | 0.14 | 67.57 | 66.48 | 0.01 | 0
2025 | MISO_MI_2_MISO_WUMS | MISO_MI | MISO_WUMS | Internal | Winter | B19 | 700 | 117 | 0.09 | 66.42 | 65.34 | 0.01 | 0
2025 | MISO_MI_2_MISO_WUMS | MISO_MI | MISO_WUMS | Internal | Winter | B20 | 935 | 117 | 0.13 | 61.52 | 61.08 | 0.01 | 0
2025 | MISO_MI_2_PJM_ROR | MISO_MI | PJM_ROR | Internal | Shoulder | B11 | 25 | 1424 | 806 | 74.74 | 76.74 | 2 | 0
2025 | MISO_MI_2_PJM_ROR | MISO_MI | PJM_ROR | Internal | Shoulder | B12 | 200 | 1424 | 0.58 | 68.88 | 70.59 | 2 | 0
2025 | MISO_MI_2_PJM_ROR | MISO_MI | PJM_ROR | Internal | Shoulder | B13 | 600 | 1424 | 0.2 | 66.02 | 67.73 | 2 | 0
2025 | MISO_MI_2_PJM_ROR | MISO_MI | PJM_ROR | Internal | Shoulder | B14 | 900 | 1424 | 0.13 | 61.84 | 63.55 | 2 | 0
2025 | MISO_MI_2_PJM_ROR | MISO_MI | PJM_ROR | Internal | Shoulder | B15 | 1203 | 1424 | 0.1 | 58.44 | 60.13 | 2 | 0
2025 | MISO_MI_2_PJM_ROR | MISO_MI | PJM_ROR | Internal | Summer | B1 | 10 | 1424 | 56.01 | 107.29 | 109.26 | 2 | 0
2025 | MISO_MI_2_PJM_ROR | MISO_MI | PJM_ROR | Internal | Summer | B2 | 25 | 1424 | 4.24 | 107.54 | 109.26 | 2 | 0
2025 | MISO_MI_2_PJM_ROR | MISO_MI | PJM_ROR | Internal | Summer | B3 | 75 | 1424 | 1411.39 | 107.24 | 109.26 | 2 | 0.02
2025 | MISO_MI_2_PJM_ROR | MISO_MI | PJM_ROR | Internal | Summer | B4 | 100 | 1424 | 1418.89 | 96.05 | 98.09 | 2 | 0.04
2025 | MISO_MI_2_PJM_ROR | MISO_MI | PJM_ROR | Internal | Summer | B5 | 200 | 1424 | 1421.42 | 89.51 | 91.55 | 2 | 0.04
2025 | MISO_MI_2_PJM_ROR | MISO_MI | PJM_ROR | Internal | Summer | B6 | 300 | 1424 | 1422.14 | 79.68 | 81.72 | 2 | 0.04
2025 | MISO_MI_2_PJM_ROR | MISO_MI | PJM_ROR | Internal | Summer | B7 | 400 | 1424 | 1420.98 | 73.07 | 75.09 | 2 | 0.02
2025 | MISO_MI_2_PJM_ROR | MISO_MI | PJM_ROR | Internal | Summer | B8 | 500 | 1424 | 1421.55 | 67.04 | 69.06 | 2 | 0.02
2025 | MISO_MI_2_PJM_ROR | MISO_MI | PJM_ROR | Internal | Summer | B9 | 800 | 1424 | 609.45 | 64.13 | 66.13 | 2 | 0
2025 | MISO_MI_2_PJM_ROR | MISO_MI | PJM_ROR | Internal | Summer | B10 | 1262 | 1424 | 0.09 | 57.82 | 59.51 | 2 | 0
2025 | MISO_MI_2_PJM_ROR | MISO_MI | PJM_ROR | Internal | Winter | B16 | 25 | 1424 | 4.1 | 71.49 | 73.2 | 2 | 0
2025 | MISO_MI_2_PJM_ROR | MISO_MI | PJM_ROR | Internal | Winter | B17 | 100 | 1424 | 1.11 | 67.57 | 69.29 | 2 | 0
2025 | MISO_MI_2_PJM_ROR | MISO_MI | PJM_ROR | Internal | Winter | B18 | 400 | 1424 | 0.3 | 67.57 | 69.28 | 2 | 0
2025 | MISO_MI_2_PJM_ROR | MISO_MI | PJM_ROR | Internal | Winter | B19 | 700 | 1424 | 0.17 | 66.42 | 68.14 | 2 | 0
2025 | MISO_MI_2_PJM_ROR | MISO_MI | PJM_ROR | Internal | Winter | B20 | 935 | 1424 | 0.12 | 61.52 | 63.21 | 2 | 0
2025 | MISO_MO-IL_2_ENT | MISO_MO-IL | ENT | Internal | Shoulder | B11 | 25 | 2540 | 0.37 | 74.72 | 76.59 | 8 | 0
2025 | MISO_MO-IL_2_ENT | MISO_MO-IL | ENT | Internal | Shoulder | B12 | 200 | 2540 | 0.04 | 68.57 | 68.33 | 8 | 0
2025 | MISO_MO-IL_2_ENT | MISO_MO-IL | ENT | Internal | Shoulder | B13 | 600 | 2540 | 0.01 | 65.71 | 65.46 | 8 | 0
2025 | MISO_MO-IL_2_ENT | MISO_MO-IL | ENT | Internal | Shoulder | B14 | 900 | 2540 | 0 | 61.53 | 61.53 | 8 | 0
2025 | MISO_MO-IL_2_ENT | MISO_MO-IL | ENT | Internal | Shoulder | B15 | 1203 | 2540 | 0 | 58.11 | 57.86 | 8 | 0
2025 | MISO_MO-IL_2_ENT | MISO_MO-IL | ENT | Internal | Summer | B1 | 10 | 2540 | 0.67 | 106.99 | 106.74 | 8 | 0
2025 | MISO_MO-IL_2_ENT | MISO_MO-IL | ENT | Internal | Summer | B2 | 25 | 2540 | 0.29 | 107.24 | 107.25 | 8 | 0
2025 | MISO_MO-IL_2_ENT | MISO_MO-IL | ENT | Internal | Summer | B3 | 75 | 2540 | 0.12 | 107.24 | 109.1 | 8 | 0
2025 | MISO_MO-IL_2_ENT | MISO_MO-IL | ENT | Internal | Summer | B4 | 100 | 2540 | 0.31 | 96.07 | 102.4 | 8 | 0
2025 | MISO_MO-IL_2_ENT | MISO_MO-IL | ENT | Internal | Summer | B5 | 200 | 2540 | 0.13 | 89.53 | 95.49 | 8 | 0
2025 | MISO_MO-IL_2_ENT | MISO_MO-IL | ENT | Internal | Summer | B6 | 300 | 2540 | 0.05 | 79.7 | 83.61 | 8 | 0
2025 | MISO_MO-IL_2_ENT | MISO_MO-IL | ENT | Internal | Summer | B7 | 400 | 2540 | 0.05 | 73.07 | 78.52 | 8 | 0
2025 | MISO_MO-IL_2_ENT | MISO_MO-IL | ENT | Internal | Summer | B8 | 500 | 2540 | 0.03 | 67.05 | 71.63 | 8 | 0
2025 | MISO_MO-IL_2_ENT | MISO_MO-IL | ENT | Internal | Summer | B9 | 800 | 2540 | 0.01 | 64.11 | 65.98 | 8 | 0
2025 | MISO_MO-IL_2_ENT | MISO_MO-IL | ENT | Internal | Summer | B10 | 1262 | 2540 | 0 | 57.49 | 58.52 | 8 | 0
2025 | MISO_MO-IL_2_ENT | MISO_MO-IL | ENT | Internal | Winter | B16 | 25 | 2540 | 0.3 | 71.18 | 71.53 | 8 | 0
2025 | MISO_MO-IL_2_ENT | MISO_MO-IL | ENT | Internal | Winter | B17 | 100 | 2540 | 0.07 | 67.27 | 67.02 | 8 | 0
2025 | MISO_MO-IL_2_ENT | MISO_MO-IL | ENT | Internal | Winter | B18 | 400 | 2540 | 0.02 | 67.26 | 67.01 | 8 | 0
2025 | MISO_MO-IL_2_ENT | MISO_MO-IL | ENT | Internal | Winter | B19 | 700 | 2540 | 0.01 | 66.12 | 65.87 | 8 | 0
2025 | MISO_MO-IL_2_ENT | MISO_MO-IL | ENT | Internal | Winter | B20 | 935 | 2540 | 0 | 61.19 | 60.95 | 8 | 0
2025 | MISO_MO-IL_2_MISO_IN | MISO_MO-IL | MISO_IN | Internal | Shoulder | B11 | 25 | 2100 | 2076.93 | 74.72 | 74.75 | 0.01 | 0.02
2025 | MISO_MO-IL_2_MISO_IN | MISO_MO-IL | MISO_IN | Internal | Shoulder | B12 | 200 | 2100 | 5863.1 | 68.57 | 68.89 | 0.01 | 0.31
2025 | MISO_MO-IL_2_MISO_IN | MISO_MO-IL | MISO_IN | Internal | Shoulder | B13 | 600 | 2100 | 9619.75 | 65.71 | 66.03 | 0.01 | 0.31
2025 | MISO_MO-IL_2_MISO_IN | MISO_MO-IL | MISO_IN | Internal | Shoulder | B14 | 900 | 2100 | 7091.29 | 61.53 | 61.85 | 0.01 | 0.31
2025 | MISO_MO-IL_2_MISO_IN | MISO_MO-IL | MISO_IN | Internal | Shoulder | B15 | 1203 | 2100 | 20922.57 | 58.11 | 58.43 | 0.01 | 0.31
2025 | MISO_MO-IL_2_MISO_IN | MISO_MO-IL | MISO_IN | Internal | Summer | B1 | 10 | 2100 | 4508.49 | 106.99 | 107.3 | 0.01 | 0.31
2025 | MISO_MO-IL_2_MISO_IN | MISO_MO-IL | MISO_IN | Internal | Summer | B2 | 25 | 2100 | 2187.99 | 107.24 | 107.56 | 0.01 | 0.3
2025 | MISO_MO-IL_2_MISO_IN | MISO_MO-IL | MISO_IN | Internal | Summer | B3 | 75 | 2100 | 472.7 | 107.24 | 107.26 | 0.01 | 0
2025 | MISO_MO-IL_2_MISO_IN | MISO_MO-IL | MISO_IN | Internal | Summer | B4 | 100 | 2100 | 11.39 | 96.07 | 96.06 | 0.01 | 0
2025 | MISO_MO-IL_2_MISO_IN | MISO_MO-IL | MISO_IN | Internal | Summer | B5 | 200 | 2100 | 5.72 | 89.53 | 89.52 | 0.01 | 0
2025 | MISO_MO-IL_2_MISO_IN | MISO_MO-IL | MISO_IN | Internal | Summer | B6 | 300 | 2100 | 4.33 | 79.7 | 79.69 | 0.01 | 0
2025 | MISO_MO-IL_2_MISO_IN | MISO_MO-IL | MISO_IN | Internal | Summer | B7 | 400 | 2100 | 1009.7 | 73.07 | 73.09 | 0.01 | 0
2025 | MISO_MO-IL_2_MISO_IN | MISO_MO-IL | MISO_IN | Internal | Summer | B8 | 500 | 2100 | 1327.52 | 67.05 | 67.06 | 0.01 | 0
2025 | MISO_MO-IL_2_MISO_IN | MISO_MO-IL | MISO_IN | Internal | Summer | B9 | 800 | 2100 | 2100.21 | 64.11 | 64.15 | 0.01 | 0.02
2025 | MISO_MO-IL_2_MISO_IN | MISO_MO-IL | MISO_IN | Internal | Summer | B10 | 1262 | 2100 | 17793.36 | 57.49 | 57.81 | 0.01 | 0.31
2025 | MISO_MO-IL_2_MISO_IN | MISO_MO-IL | MISO_IN | Internal | Winter | B16 | 25 | 2100 | 5991.26 | 71.18 | 71.5 | 0.01 | 0.31
2025 | MISO_MO-IL_2_MISO_IN | MISO_MO-IL | MISO_IN | Internal | Winter | B17 | 100 | 2100 | 7226.2 | 67.27 | 67.59 | 0.01 | 0.31
2025 | MISO_MO-IL_2_MISO_IN | MISO_MO-IL | MISO_IN | Internal | Winter | B18 | 400 | 2100 | 4714.82 | 67.26 | 67.58 | 0.01 | 0.31
2025 | MISO_MO-IL_2_MISO_IN | MISO_MO-IL | MISO_IN | Internal | Winter | B19 | 700 | 2100 | 2243.28 | 66.12 | 66.44 | 0.01 | 0.31
2025 | MISO_MO-IL_2_MISO_IN | MISO_MO-IL | MISO_IN | Internal | Winter | B20 | 935 | 2100 | 16123.97 | 61.19 | 61.51 | 0.01 | 0.31
2025 | MISO_MO-IL_2_MISO_W | MISO_MO-IL | MISO_W | Internal | Shoulder | B11 | 25 | 960 | 0.61 | 74.72 | 71.07 | 0.01 | 0
2025 | MISO_MO-IL_2_MISO_W | MISO_MO-IL | MISO_W | Internal | Shoulder | B12 | 200 | 960 | 0.08 | 68.57 | 64.93 | 0.01 | 0
2025 | MISO_MO-IL_2_MISO_W | MISO_MO-IL | MISO_W | Internal | Shoulder | B13 | 600 | 960 | 0.03 | 65.71 | 62.06 | 0.01 | 0
2025 | MISO_MO-IL_2_MISO_W | MISO_MO-IL | MISO_W | Internal | Shoulder | B14 | 900 | 960 | 0.02 | 61.53 | 57.88 | 0.01 | 0
2025 | MISO_MO-IL_2_MISO_W | MISO_MO-IL | MISO_W | Internal | Shoulder | B15 | 1203 | 960 | 0.01 | 58.11 | 54.46 | 0.01 | 0
2025 | MISO_MO-IL_2_MISO_W | MISO_MO-IL | MISO_W | Internal | Summer | B1 | 10 | 960 | 1.55 | 106.99 | 103.6 | 0.01 | 0
2025 | MISO_MO-IL_2_MISO_W | MISO_MO-IL | MISO_W | Internal | Summer | B2 | 25 | 960 | 0.61 | 107.24 | 103.6 | 0.01 | 0
2025 | MISO_MO-IL_2_MISO_W | MISO_MO-IL | MISO_W | Internal | Summer | B3 | 75 | 960 | 0.21 | 107.24 | 103.59 | 0.01 | 0
2025 | MISO_MO-IL_2_MISO_W | MISO_MO-IL | MISO_W | Internal | Summer | B4 | 100 | 960 | 0.16 | 96.07 | 92.42 | 0.01 | 0
2025 | MISO_MO-IL_2_MISO_W | MISO_MO-IL | MISO_W | Internal | Summer | B5 | 200 | 960 | 0.08 | 89.53 | 85.88 | 0.01 | 0
2025 | MISO_MO-IL_2_MISO_W | MISO_MO-IL | MISO_W | Internal | Summer | B6 | 300 | 960 | 0.05 | 79.7 | 76.05 | 0.01 | 0
2025 | MISO_MO-IL_2_MISO_W | MISO_MO-IL | MISO_W | Internal | Summer | B7 | 400 | 960 | 0.04 | 73.07 | 69.43 | 0.01 | 0
2025 | MISO_MO-IL_2_MISO_W | MISO_MO-IL | MISO_W | Internal | Summer | B8 | 500 | 960 | 0.03 | 67.05 | 63.4 | 0.01 | 0
2025 | MISO_MO-IL_2_MISO_W | MISO_MO-IL | MISO_W | Internal | Summer | B9 | 800 | 960 | 0.02 | 64.11 | 60.47 | 0.01 | 0
2025 | MISO_MO-IL_2_MISO_W | MISO_MO-IL | MISO_W | Internal | Summer | B10 | 1262 | 960 | 0.01 | 57.49 | 53.84 | 0.01 | 0
2025 | MISO_MO-IL_2_MISO_W | MISO_MO-IL | MISO_W | Internal | Winter | B16 | 25 | 960 | 0.61 | 71.18 | 67.54 | 0.01 | 0
2025 | MISO_MO-IL_2_MISO_W | MISO_MO-IL | MISO_W | Internal | Winter | B17 | 100 | 960 | 0.16 | 67.27 | 63.62 | 0.01 | 0
2025 | MISO_MO-IL_2_MISO_W | MISO_MO-IL | MISO_W | Internal | Winter | B18 | 400 | 960 | 0.04 | 67.26 | 63.61 | 0.01 | 0
2025 | MISO_MO-IL_2_MISO_W | MISO_MO-IL | MISO_W | Internal | Winter | B19 | 700 | 960 | 0.02 | 66.12 | 62.47 | 0.01 | 0
2025 | MISO_MO-IL_2_MISO_W | MISO_MO-IL | MISO_W | Internal | Winter | B20 | 935 | 960 | 0.02 | 61.19 | 57.54 | 0.01 | 0
2025 | MISO_MO-IL_2_PJM_ROR | MISO_MO-IL | PJM_ROR | Internal | Shoulder | B11 | 25 | 1212 | 1181.19 | 74.72 | 76.74 | 2 | 0.02
2025 | MISO_MO-IL_2_PJM_ROR | MISO_MO-IL | PJM_ROR | Internal | Shoulder | B12 | 200 | 1212 | 1206.94 | 68.57 | 70.59 | 2 | 0.02
2025 | MISO_MO-IL_2_PJM_ROR | MISO_MO-IL | PJM_ROR | Internal | Shoulder | B13 | 600 | 1212 | 1210.09 | 65.71 | 67.73 | 2 | 0.02
2025 | MISO_MO-IL_2_PJM_ROR | MISO_MO-IL | PJM_ROR | Internal | Shoulder | B14 | 900 | 1212 | 1210.68 | 61.53 | 63.55 | 2 | 0.02
2025 | MISO_MO-IL_2_PJM_ROR | MISO_MO-IL | PJM_ROR | Internal | Shoulder | B15 | 1203 | 1212 | 1210.98 | 58.11 | 60.13 | 2 | 0.02
2025 | MISO_MO-IL_2_PJM_ROR | MISO_MO-IL | PJM_ROR | Internal | Summer | B1 | 10 | 1212 | 1244.56 | 106.99 | 109.26 | 2 | 0.28
2025 | MISO_MO-IL_2_PJM_ROR | MISO_MO-IL | PJM_ROR | Internal | Summer | B2 | 25 | 1212 | 1180.95 | 107.24 | 109.26 | 2 | 0.02
2025 | MISO_MO-IL_2_PJM_ROR | MISO_MO-IL | PJM_ROR | Internal | Summer | B3 | 75 | 1212 | 1199.85 | 107.24 | 109.26 | 2 | 0.02
2025 | MISO_MO-IL_2_PJM_ROR | MISO_MO-IL | PJM_ROR | Internal | Summer | B4 | 100 | 1212 | 1202.62 | 96.07 | 98.09 | 2 | 0.02
2025 | MISO_MO-IL_2_PJM_ROR | MISO_MO-IL | PJM_ROR | Internal | Summer | B5 | 200 | 1212 | 1207 | 89.53 | 91.55 | 2 | 0.02
2025 | MISO_MO-IL_2_PJM_ROR | MISO_MO-IL | PJM_ROR | Internal | Summer | B6 | 300 | 1212 | 1208.62 | 79.7 | 81.72 | 2 | 0.02
2025 | MISO_MO-IL_2_PJM_ROR | MISO_MO-IL | PJM_ROR | Internal | Summer | B7 | 400 | 1212 | 1209.25 | 73.07 | 75.09 | 2 | 0.02
2025 | MISO_MO-IL_2_PJM_ROR | MISO_MO-IL | PJM_ROR | Internal | Summer | B8 | 500 | 1212 | 1209.77 | 67.05 | 69.06 | 2 | 0.02
2025 | MISO_MO-IL_2_PJM_ROR | MISO_MO-IL | PJM_ROR | Internal | Summer | B9 | 800 | 1212 | 1210.53 | 64.11 | 66.13 | 2 | 0.02
2025 | MISO_MO-IL_2_PJM_ROR | MISO_MO-IL | PJM_ROR | Internal | Summer | B10 | 1262 | 1212 | 1211.01 | 57.49 | 59.51 | 2 | 0.02
2025 | MISO_MO-IL_2_PJM_ROR | MISO_MO-IL | PJM_ROR | Internal | Winter | B16 | 25 | 1212 | 1181.32 | 71.18 | 73.2 | 2 | 0.02
2025 | MISO_MO-IL_2_PJM_ROR | MISO_MO-IL | PJM_ROR | Internal | Winter | B17 | 100 | 1212 | 1202.81 | 67.27 | 69.29 | 2 | 0.02
2025 | MISO_MO-IL_2_PJM_ROR | MISO_MO-IL | PJM_ROR | Internal | Winter | B18 | 400 | 1212 | 1209.28 | 67.26 | 69.28 | 2 | 0.02
2025 | MISO_MO-IL_2_PJM_ROR | MISO_MO-IL | PJM_ROR | Internal | Winter | B19 | 700 | 1212 | 1210.37 | 66.12 | 68.14 | 2 | 0.02
2025 | MISO_MO-IL_2_PJM_ROR | MISO_MO-IL | PJM_ROR | Internal | Winter | B20 | 935 | 1212 | 1210.73 | 61.19 | 63.21 | 2 | 0.02
2025 | MISO_MO-IL_2_SPP_N | MISO_MO-IL | SPP_N | Internal | Shoulder | B11 | 25 | 2000 | 0.15 | 74.72 | 66.9 | 8 | 0
2025 | MISO_MO-IL_2_SPP_N | MISO_MO-IL | SPP_N | Internal | Shoulder | B12 | 200 | 2000 | 0.02 | 68.57 | 58.64 | 8 | 0
2025 | MISO_MO-IL_2_SPP_N | MISO_MO-IL | SPP_N | Internal | Shoulder | B13 | 600 | 2000 | 0 | 65.71 | 55.78 | 8 | 0
2025 | MISO_MO-IL_2_SPP_N | MISO_MO-IL | SPP_N | Internal | Shoulder | B14 | 900 | 2000 | 0 | 61.53 | 51.84 | 8 | 0
2025 | MISO_MO-IL_2_SPP_N | MISO_MO-IL | SPP_N | Internal | Shoulder | B15 | 1203 | 2000 | 0 | 58.11 | 48.18 | 8 | 0
2025 | MISO_MO-IL_2_SPP_N | MISO_MO-IL | SPP_N | Internal | Summer | B1 | 10 | 2000 | 0.32 | 106.99 | 97.05 | 8 | 0
2025 | MISO_MO-IL_2_SPP_N | MISO_MO-IL | SPP_N | Internal | Summer | B2 | 25 | 2000 | 0.13 | 107.24 | 97.56 | 8 | 0
2025 | MISO_MO-IL_2_SPP_N | MISO_MO-IL | SPP_N | Internal | Summer | B3 | 75 | 2000 | 0.05 | 107.24 | 99.42 | 8 | 0
2025 | MISO_MO-IL_2_SPP_N | MISO_MO-IL | SPP_N | Internal | Summer | B4 | 100 | 2000 | 0.05 | 96.07 | 92.72 | 8 | 0
2025 | MISO_MO-IL_2_SPP_N | MISO_MO-IL | SPP_N | Internal | Summer | B5 | 200 | 2000 | 0.02 | 89.53 | 85.81 | 8 | 0
2025 | MISO_MO-IL_2_SPP_N | MISO_MO-IL | SPP_N | Internal | Summer | B6 | 300 | 2000 | 0.01 | 79.7 | 73.92 | 8 | 0
2025 | MISO_MO-IL_2_SPP_N | MISO_MO-IL | SPP_N | Internal | Summer | B7 | 400 | 2000 | 0.01 | 73.07 | 68.83 | 8 | 0
2025 | MISO_MO-IL_2_SPP_N | MISO_MO-IL | SPP_N | Internal | Summer | B8 | 500 | 2000 | 0 | 67.05 | 61.94 | 8 | 0
2025 | MISO_MO-IL_2_SPP_N | MISO_MO-IL | SPP_N | Internal | Summer | B9 | 800 | 2000 | 0 | 64.11 | 56.3 | 8 | 0
2025 | MISO_MO-IL_2_SPP_N | MISO_MO-IL | SPP_N | Internal | Summer | B10 | 1262 | 2000 | 0 | 57.49 | 48.83 | 8 | 0
2025 | MISO_MO-IL_2_SPP_N | MISO_MO-IL | SPP_N | Internal | Winter | B16 | 25 | 2000 | 0.14 | 71.18 | 61.84 | 8 | 0
2025 | MISO_MO-IL_2_SPP_N | MISO_MO-IL | SPP_N | Internal | Winter | B17 | 100 | 2000 | 0.03 | 67.27 | 57.33 | 8 | 0
2025 | MISO_MO-IL_2_SPP_N | MISO_MO-IL | SPP_N | Internal | Winter | B18 | 400 | 2000 | 0 | 67.26 | 57.33 | 8 | 0
2025 | MISO_MO-IL_2_SPP_N | MISO_MO-IL | SPP_N | Internal | Winter | B19 | 700 | 2000 | 0 | 66.12 | 56.19 | 8 | 0
2025 | MISO_MO-IL_2_SPP_N | MISO_MO-IL | SPP_N | Internal | Winter | B20 | 935 | 2000 | 0 | 61.19 | 51.26 | 8 | 0
2025 | MISO_MO-IL_2_TVA_Transmission | MISO_MO-IL | TVA_Transmission | Internal | Shoulder | B11 | 25 | 4000 | 864.72 | 74.72 | 82.72 | 8 | 0
2025 | MISO_MO-IL_2_TVA_Transmission | MISO_MO-IL | TVA_Transmission | Internal | Shoulder | B12 | 200 | 4000 | 0.3 | 68.57 | 75.64 | 8 | 0
2025 | MISO_MO-IL_2_TVA_Transmission | MISO_MO-IL | TVA_Transmission | Internal | Shoulder | B13 | 600 | 4000 | 0.3 | 65.71 | 73.46 | 8 | 0
2025 | MISO_MO-IL_2_TVA_Transmission | MISO_MO-IL | TVA_Transmission | Internal | Shoulder | B14 | 900 | 4000 | 2820.22 | 61.53 | 69.53 | 8 | 0
2025 | MISO_MO-IL_2_TVA_Transmission | MISO_MO-IL | TVA_Transmission | Internal | Shoulder | B15 | 1203 | 4000 | 1763.66 | 58.11 | 66.11 | 8 | 0
2025 | MISO_MO-IL_2_TVA_Transmission | MISO_MO-IL | TVA_Transmission | Internal | Summer | B1 | 10 | 4000 | 1906.53 | 106.99 | 114.98 | 8 | 0
2025 | MISO_MO-IL_2_TVA_Transmission | MISO_MO-IL | TVA_Transmission | Internal | Summer | B2 | 25 | 4000 | 2915.49 | 107.24 | 115.24 | 8 | 0
2025 | MISO_MO-IL_2_TVA_Transmission | MISO_MO-IL | TVA_Transmission | Internal | Summer | B3 | 75 | 4000 | 1737.97 | 107.24 | 115.24 | 8 | 0
2025 | MISO_MO-IL_2_TVA_Transmission | MISO_MO-IL | TVA_Transmission | Internal | Summer | B4 | 100 | 4000 | 1057.52 | 96.07 | 104.07 | 8 | 0
2025 | MISO_MO-IL_2_TVA_Transmission | MISO_MO-IL | TVA_Transmission | Internal | Summer | B5 | 200 | 4000 | 0.38 | 89.53 | 96.83 | 8 | 0
2025 | MISO_MO-IL_2_TVA_Transmission | MISO_MO-IL | TVA_Transmission | Internal | Summer | B6 | 300 | 4000 | 0.11 | 79.7 | 85.79 | 8 | 0
2025 | MISO_MO-IL_2_TVA_Transmission | MISO_MO-IL | TVA_Transmission | Internal | Summer | B7 | 400 | 4000 | 0.1 | 73.07 | 79.92 | 8 | 0
2025 | MISO_MO-IL_2_TVA_Transmission | MISO_MO-IL | TVA_Transmission | Internal | Summer | B8 | 500 | 4000 | 0.14 | 67.05 | 74.31 | 8 | 0
2025 | MISO_MO-IL_2_TVA_Transmission | MISO_MO-IL | TVA_Transmission | Internal | Summer | B9 | 800 | 4000 | 764.42 | 64.11 | 72.11 | 8 | 0
2025 | MISO_MO-IL_2_TVA_Transmission | MISO_MO-IL | TVA_Transmission | Internal | Summer | B10 | 1262 | 4000 | 865.85 | 57.49 | 65.49 | 8 | 0
2025 | MISO_MO-IL_2_TVA_Transmission | MISO_MO-IL | TVA_Transmission | Internal | Winter | B16 | 25 | 4000 | 2845.22 | 71.18 | 79.18 | 8 | 0
2025 | MISO_MO-IL_2_TVA_Transmission | MISO_MO-IL | TVA_Transmission | Internal | Winter | B17 | 100 | 4000 | 2.13 | 67.27 | 75.02 | 8 | 0
2025 | MISO_MO-IL_2_TVA_Transmission | MISO_MO-IL | TVA_Transmission | Internal | Winter | B18 | 400 | 4000 | 0.41 | 67.26 | 75.01 | 8 | 0
2025 | MISO_MO-IL_2_TVA_Transmission | MISO_MO-IL | TVA_Transmission | Internal | Winter | B19 | 700 | 4000 | 0.3 | 66.12 | 73.87 | 8 | 0
2025 | MISO_MO-IL_2_TVA_Transmission | MISO_MO-IL | TVA_Transmission | Internal | Winter | B20 | 935 | 4000 | 0.27 | 61.19 | 68.95 | 8 | 0
2025 | MISO_W_2_IESO | MISO_W | IESO | Internal | Shoulder | B11 | 25 | 90 | 0.1 | 71.07 | 55.32 | 8 | 0.01
2025 | MISO_W_2_IESO | MISO_W | IESO | Internal | Shoulder | B12 | 200 | 90 | 0.01 | 64.93 | 51.44 | 8 | 0
2025 | MISO_W_2_IESO | MISO_W | IESO | Internal | Shoulder | B13 | 600 | 90 | 0 | 62.06 | 51.44 | 8 | 0
2025 | MISO_W_2_IESO | MISO_W | IESO | Internal | Shoulder | B14 | 900 | 90 | 0 | 57.88 | 51.44 | 8 | 0
2025 | MISO_W_2_IESO | MISO_W | IESO | Internal | Shoulder | B15 | 1203 | 90 | 0 | 54.46 | 51.44 | 8 | 0
2025 | MISO_W_2_IESO | MISO_W | IESO | Internal | Summer | B1 | 10 | 90 | 0.26 | 103.6 | 89.86 | 8 | 0.04
2025 | MISO_W_2_IESO | MISO_W | IESO | Internal | Summer | B2 | 25 | 90 | 0.1 | 103.6 | 88.13 | 8 | 0.01
2025 | MISO_W_2_IESO | MISO_W | IESO | Internal | Summer | B3 | 75 | 90 | 0.03 | 103.59 | 87.82 | 8 | 0
2025 | MISO_W_2_IESO | MISO_W | IESO | Internal | Summer | B4 | 100 | 90 | 0.02 | 92.42 | 76.63 | 8 | 0
2025 | MISO_W_2_IESO | MISO_W | IESO | Internal | Summer | B5 | 200 | 90 | 0.01 | 85.88 | 70.09 | 8 | 0
2025 | MISO_W_2_IESO | MISO_W | IESO | Internal | Summer | B6 | 300 | 90 | 0 | 76.05 | 60.26 | 8 | 0
2025 | MISO_W_2_IESO | MISO_W | IESO | Internal | Summer | B7 | 400 | 90 | 0 | 69.43 | 53.65 | 8 | 0
2025 | MISO_W_2_IESO | MISO_W | IESO | Internal | Summer | B8 | 500 | 90 | 0 | 63.4 | 47.63 | 8 | 0
2025 | MISO_W_2_IESO | MISO_W | IESO | Internal | Summer | B9 | 800 | 90 | 0 | 60.47 | 45.73 | 8 | 0
2025 | MISO_W_2_IESO | MISO_W | IESO | Internal | Summer | B10 | 1262 | 90 | 0 | 53.84 | 45.73 | 8 | 0
2025 | MISO_W_2_IESO | MISO_W | IESO | Internal | Winter | B16 | 25 | 90 | 0.12 | 67.54 | 57 | 8 | 0.01
2025 | MISO_W_2_IESO | MISO_W | IESO | Internal | Winter | B17 | 100 | 90 | 0.03 | 63.62 | 54.68 | 8 | 0
2025 | MISO_W_2_IESO | MISO_W | IESO | Internal | Winter | B18 | 400 | 90 | 0 | 63.61 | 54.52 | 8 | 0
2025 | MISO_W_2_IESO | MISO_W | IESO | Internal | Winter | B19 | 700 | 90 | 0 | 62.47 | 54.52 | 8 | 0
2025 | MISO_W_2_IESO | MISO_W | IESO | Internal | Winter | B20 | 935 | 90 | 0 | 57.54 | 54.52 | 8 | 0
2025 | MISO_W_2_MAPP_CA | MISO_W | MAPP_CA | Internal | Shoulder | B11 | 25 | 700 | 0.54 | 71.07 | 68.71 | 0.01 | 0
2025 | MISO_W_2_MAPP_CA | MISO_W | MAPP_CA | Internal | Shoulder | B12 | 200 | 700 | 0.08 | 64.93 | 62.57 | 0.01 | 0
2025 | MISO_W_2_MAPP_CA | MISO_W | MAPP_CA | Internal | Shoulder | B13 | 600 | 700 | 0.03 | 62.06 | 59.7 | 0.01 | 0
2025 | MISO_W_2_MAPP_CA | MISO_W | MAPP_CA | Internal | Shoulder | B14 | 900 | 700 | 1.03 | 57.88 | 57.87 | 0.01 | 0
2025 | MISO_W_2_MAPP_CA | MISO_W | MAPP_CA | Internal | Shoulder | B15 | 1203 | 700 | 700 | 54.46 | 57.87 | 0.01 | 3.4
2025 | MISO_W_2_MAPP_CA | MISO_W | MAPP_CA | Internal | Summer | B1 | 10 | 700 | 1.3 | 103.6 | 101.24 | 0.01 | 0.01
2025 | MISO_W_2_MAPP_CA | MISO_W | MAPP_CA | Internal | Summer | B2 | 25 | 700 | 0.54 | 103.6 | 101.24 | 0.01 | 0
2025 | MISO_W_2_MAPP_CA | MISO_W | MAPP_CA | Internal | Summer | B3 | 75 | 700 | 0.19 | 103.59 | 101.23 | 0.01 | 0
2025 | MISO_W_2_MAPP_CA | MISO_W | MAPP_CA | Internal | Summer | B4 | 100 | 700 | 0.14 | 92.42 | 90.06 | 0.01 | 0
2025 | MISO_W_2_MAPP_CA | MISO_W | MAPP_CA | Internal | Summer | B5 | 200 | 700 | 0.07 | 85.88 | 83.52 | 0.01 | 0
2025 | MISO_W_2_MAPP_CA | MISO_W | MAPP_CA | Internal | Summer | B6 | 300 | 700 | 0.05 | 76.05 | 73.69 | 0.01 | 0
2025 | MISO_W_2_MAPP_CA | MISO_W | MAPP_CA | Internal | Summer | B7 | 400 | 700 | 0.04 | 69.43 | 67.06 | 0.01 | 0
2025 | MISO_W_2_MAPP_CA | MISO_W | MAPP_CA | Internal | Summer | B8 | 500 | 700 | 0.03 | 63.4 | 61.04 | 0.01 | 0
2025 | MISO_W_2_MAPP_CA | MISO_W | MAPP_CA | Internal | Summer | B9 | 800 | 700 | 0.03 | 60.47 | 59.12 | 0.01 | 0
2025 | MISO_W_2_MAPP_CA | MISO_W | MAPP_CA | Internal | Summer | B10 | 1262 | 700 | 700 | 53.84 | 59.12 | 0.01 | 5.27
2025 | MISO_W_2_MAPP_CA | MISO_W | MAPP_CA | Internal | Winter | B16 | 25 | 700 | 20.78 | 67.54 | 67.52 | 0.01 | 0
2025 | MISO_W_2_MAPP_CA | MISO_W | MAPP_CA | Internal | Winter | B17 | 100 | 700 | 6.81 | 63.62 | 63.61 | 0.01 | 0
2025 | MISO_W_2_MAPP_CA | MISO_W | MAPP_CA | Internal | Winter | B18 | 400 | 700 | 2.06 | 63.61 | 63.6 | 0.01 | 0
2025 | MISO_W_2_MAPP_CA | MISO_W | MAPP_CA | Internal | Winter | B19 | 700 | 700 | 1.33 | 62.47 | 62.46 | 0.01 | 0
2025 | MISO_W_2_MAPP_CA | MISO_W | MAPP_CA | Internal | Winter | B20 | 935 | 700 | 700 | 57.54 | 62.46 | 0.01 | 4.9
2025 | MISO_W_2_MAPP_US | MISO_W | MAPP_US | Internal | Shoulder | B11 | 25 | 2300 | 0.17 | 71.07 | 64.07 | 7 | 0
2025 | MISO_W_2_MAPP_US | MISO_W | MAPP_US | Internal | Shoulder | B12 | 200 | 2300 | 0.02 | 64.93 | 57.93 | 7 | 0
2025 | MISO_W_2_MAPP_US | MISO_W | MAPP_US | Internal | Shoulder | B13 | 600 | 2300 | 0 | 62.06 | 55.06 | 7 | 0
2025 | MISO_W_2_MAPP_US | MISO_W | MAPP_US | Internal | Shoulder | B14 | 900 | 2300 | 0 | 57.88 | 50.88 | 7 | 0
2025 | MISO_W_2_MAPP_US | MISO_W | MAPP_US | Internal | Shoulder | B15 | 1203 | 2300 | 0 | 54.46 | 47.46 | 7 | 0
2025 | MISO_W_2_MAPP_US | MISO_W | MAPP_US | Internal | Summer | B1 | 10 | 2300 | 0.45 | 103.6 | 96.64 | 7 | 0
2025 | MISO_W_2_MAPP_US | MISO_W | MAPP_US | Internal | Summer | B2 | 25 | 2300 | 0.17 | 103.6 | 96.6 | 7 | 0
2025 | MISO_W_2_MAPP_US | MISO_W | MAPP_US | Internal | Summer | B3 | 75 | 2300 | 0.06 | 103.59 | 96.6 | 7 | 0
2025 | MISO_W_2_MAPP_US | MISO_W | MAPP_US | Internal | Summer | B4 | 100 | 2300 | 0.04 | 92.42 | 85.42 | 7 | 0
2025 | MISO_W_2_MAPP_US | MISO_W | MAPP_US | Internal | Summer | B5 | 200 | 2300 | 0.02 | 85.88 | 78.88 | 7 | 0
2025 | MISO_W_2_MAPP_US | MISO_W | MAPP_US | Internal | Summer | B6 | 300 | 2300 | 0.01 | 76.05 | 69.05 | 7 | 0
2025 | MISO_W_2_MAPP_US | MISO_W | MAPP_US | Internal | Summer | B7 | 400 | 2300 | 0.01 | 69.43 | 62.43 | 7 | 0
2025 | MISO_W_2_MAPP_US | MISO_W | MAPP_US | Internal | Summer | B8 | 500 | 2300 | 0 | 63.4 | 56.4 | 7 | 0
2025 | MISO_W_2_MAPP_US | MISO_W | MAPP_US | Internal | Summer | B9 | 800 | 2300 | 0 | 60.47 | 53.47 | 7 | 0
2025 | MISO_W_2_MAPP_US | MISO_W | MAPP_US | Internal | Summer | B10 | 1262 | 2300 | 0 | 53.84 | 46.84 | 7 | 0
2025 | MISO_W_2_MAPP_US | MISO_W | MAPP_US | Internal | Winter | B16 | 25 | 2300 | 0.17 | 67.54 | 60.54 | 7 | 0
2025 | MISO_W_2_MAPP_US | MISO_W | MAPP_US | Internal | Winter | B17 | 100 | 2300 | 0.04 | 63.62 | 56.62 | 7 | 0
2025 | MISO_W_2_MAPP_US | MISO_W | MAPP_US | Internal | Winter | B18 | 400 | 2300 | 0.01 | 63.61 | 56.61 | 7 | 0
2025 | MISO_W_2_MAPP_US | MISO_W | MAPP_US | Internal | Winter | B19 | 700 | 2300 | 0 | 62.47 | 55.47 | 7 | 0
2025 | MISO_W_2_MAPP_US | MISO_W | MAPP_US | Internal | Winter | B20 | 935 | 2300 | 0 | 57.54 | 50.54 | 7 | 0
2025 | MISO_W_2_MISO_MO-IL | MISO_W | MISO_MO-IL | Internal | Shoulder | B11 | 25 | 3800 | 10317.67 | 71.07 | 74.72 | 0.01 | 3.64
2025 | MISO_W_2_MISO_MO-IL | MISO_W | MISO_MO-IL | Internal | Shoulder | B12 | 200 | 3800 | 10739.88 | 64.93 | 68.57 | 0.01 | 3.64
2025 | MISO_W_2_MISO_MO-IL | MISO_W | MISO_MO-IL | Internal | Shoulder | B13 | 600 | 3800 | 11539.42 | 62.06 | 65.71 | 0.01 | 3.64
2025 | MISO_W_2_MISO_MO-IL | MISO_W | MISO_MO-IL | Internal | Shoulder | B14 | 900 | 3800 | 15749.92 | 57.88 | 61.53 | 0.01 | 3.64
2025 | MISO_W_2_MISO_MO-IL | MISO_W | MISO_MO-IL | Internal | Shoulder | B15 | 1203 | 3800 | 25171.28 | 54.46 | 58.11 | 0.01 | 3.64
2025 | MISO_W_2_MISO_MO-IL | MISO_W | MISO_MO-IL | Internal | Summer | B1 | 10 | 3800 | 3813.03 | 103.6 | 106.99 | 0.01 | 3.38
2025 | MISO_W_2_MISO_MO-IL | MISO_W | MISO_MO-IL | Internal | Summer | B2 | 25 | 3800 | 14638.11 | 103.6 | 107.24 | 0.01 | 3.64
2025 | MISO_W_2_MISO_MO-IL | MISO_W | MISO_MO-IL | Internal | Summer | B3 | 75 | 3800 | 10999.5 | 103.59 | 107.24 | 0.01 | 3.64
2025 | MISO_W_2_MISO_MO-IL | MISO_W | MISO_MO-IL | Internal | Summer | B4 | 100 | 3800 | 8962 | 92.42 | 96.07 | 0.01 | 3.64
2025 | MISO_W_2_MISO_MO-IL | MISO_W | MISO_MO-IL | Internal | Summer | B5 | 200 | 3800 | 6113.68 | 85.88 | 89.53 | 0.01 | 3.64
2025 | MISO_W_2_MISO_MO-IL | MISO_W | MISO_MO-IL | Internal | Summer | B6 | 300 | 3800 | 4521.24 | 76.05 | 79.7 | 0.01 | 3.64
2025 | MISO_W_2_MISO_MO-IL | MISO_W | MISO_MO-IL | Internal | Summer | B7 | 400 | 3800 | 11290.71 | 69.43 | 73.07 | 0.01 | 3.64
2025 | MISO_W_2_MISO_MO-IL | MISO_W | MISO_MO-IL | Internal | Summer | B8 | 500 | 3800 | 9451.3 | 63.4 | 67.05 | 0.01 | 3.64
2025 | MISO_W_2_MISO_MO-IL | MISO_W | MISO_MO-IL | Internal | Summer | B9 | 800 | 3800 | 9761.95 | 60.47 | 64.11 | 0.01 | 3.64
2025 | MISO_W_2_MISO_MO-IL | MISO_W | MISO_MO-IL | Internal | Summer | B10 | 1262 | 3800 | 23999.47 | 53.84 | 57.49 | 0.01 | 3.64
2025 | MISO_W_2_MISO_MO-IL | MISO_W | MISO_MO-IL | Internal | Winter | B16 | 25 | 3800 | 16161.51 | 67.54 | 71.18 | 0.01 | 3.64
2025 | MISO_W_2_MISO_MO-IL | MISO_W | MISO_MO-IL | Internal | Winter | B17 | 100 | 3800 | 11065.75 | 63.62 | 67.27 | 0.01 | 3.64
2025 | MISO_W_2_MISO_MO-IL | MISO_W | MISO_MO-IL | Internal | Winter | B18 | 400 | 3800 | 9043.82 | 63.61 | 67.26 | 0.01 | 3.64
2025 | MISO_W_2_MISO_MO-IL | MISO_W | MISO_MO-IL | Internal | Winter | B19 | 700 | 3800 | 7796.88 | 62.47 | 66.12 | 0.01 | 3.64
2025 | MISO_W_2_MISO_MO-IL | MISO_W | MISO_MO-IL | Internal | Winter | B20 | 935 | 3800 | 14271.23 | 57.54 | 61.19 | 0.01 | 3.64
2025 | MISO_W_2_MISO_WUMS | MISO_W | MISO_WUMS | Internal | Shoulder | B11 | 25 | 1629 | 1628.89 | 71.07 | 73.66 | 0.01 | 2.57
2025 | MISO_W_2_MISO_WUMS | MISO_W | MISO_WUMS | Internal | Shoulder | B12 | 200 | 1629 | 1628.99 | 64.93 | 67.8 | 0.01 | 2.86
2025 | MISO_W_2_MISO_WUMS | MISO_W | MISO_WUMS | Internal | Shoulder | B13 | 600 | 1629 | 1629 | 62.06 | 64.93 | 0.01 | 2.86
2025 | MISO_W_2_MISO_WUMS | MISO_W | MISO_WUMS | Internal | Shoulder | B14 | 900 | 1629 | 1629 | 57.88 | 60.75 | 0.01 | 2.86
2025 | MISO_W_2_MISO_WUMS | MISO_W | MISO_WUMS | Internal | Shoulder | B15 | 1203 | 1629 | 1629 | 54.46 | 58.45 | 0.01 | 3.98
2025 | MISO_W_2_MISO_WUMS | MISO_W | MISO_WUMS | Internal | Summer | B1 | 10 | 1629 | 1628.76 | 103.6 | 106.21 | 0.01 | 2.6
2025 | MISO_W_2_MISO_WUMS | MISO_W | MISO_WUMS | Internal | Summer | B2 | 25 | 1629 | 1628.93 | 103.6 | 106.46 | 0.01 | 2.85
2025 | MISO_W_2_MISO_WUMS | MISO_W | MISO_WUMS | Internal | Summer | B3 | 75 | 1629 | 1628.95 | 103.59 | 106.16 | 0.01 | 2.55
2025 | MISO_W_2_MISO_WUMS | MISO_W | MISO_WUMS | Internal | Summer | B4 | 100 | 1629 | 1628.96 | 92.42 | 94.96 | 0.01 | 2.53
2025 | MISO_W_2_MISO_WUMS | MISO_W | MISO_WUMS | Internal | Summer | B5 | 200 | 1629 | 1628.98 | 85.88 | 88.42 | 0.01 | 2.53
2025 | MISO_W_2_MISO_WUMS | MISO_W | MISO_WUMS | Internal | Summer | B6 | 300 | 1629 | 1628.99 | 76.05 | 78.59 | 0.01 | 2.53
2025 | MISO_W_2_MISO_WUMS | MISO_W | MISO_WUMS | Internal | Summer | B7 | 400 | 1629 | 1628.99 | 69.43 | 71.99 | 0.01 | 2.55
2025 | MISO_W_2_MISO_WUMS | MISO_W | MISO_WUMS | Internal | Summer | B8 | 500 | 1629 | 1628.99 | 63.4 | 65.96 | 0.01 | 2.55
2025 | MISO_W_2_MISO_WUMS | MISO_W | MISO_WUMS | Internal | Summer | B9 | 800 | 1629 | 1629 | 60.47 | 63.05 | 0.01 | 2.57
2025 | MISO_W_2_MISO_WUMS | MISO_W | MISO_WUMS | Internal | Summer | B10 | 1262 | 1629 | 1629 | 53.84 | 57.51 | 0.01 | 3.65
2025 | MISO_W_2_MISO_WUMS | MISO_W | MISO_WUMS | Internal | Winter | B16 | 25 | 1629 | 1628.93 | 67.54 | 70.41 | 0.01 | 2.86
2025 | MISO_W_2_MISO_WUMS | MISO_W | MISO_WUMS | Internal | Winter | B17 | 100 | 1629 | 1628.98 | 63.62 | 66.49 | 0.01 | 2.86
2025 | MISO_W_2_MISO_WUMS | MISO_W | MISO_WUMS | Internal | Winter | B18 | 400 | 1629 | 1628.99 | 63.61 | 66.48 | 0.01 | 2.86
2025 | MISO_W_2_MISO_WUMS | MISO_W | MISO_WUMS | Internal | Winter | B19 | 700 | 1629 | 1629 | 62.47 | 65.34 | 0.01 | 2.86
2025 | MISO_W_2_MISO_WUMS | MISO_W | MISO_WUMS | Internal | Winter | B20 | 935 | 1629 | 1629 | 57.54 | 61.08 | 0.01 | 3.53
2025 | MISO_W_2_NE | MISO_W | NE | Internal | Shoulder | B11 | 25 | 2800 | 0.2 | 71.07 | 66.07 | 7 | 0
2025 | MISO_W_2_NE | MISO_W | NE | Internal | Shoulder | B12 | 200 | 2800 | 0.02 | 64.93 | 58.4 | 7 | 0
2025 | MISO_W_2_NE | MISO_W | NE | Internal | Shoulder | B13 | 600 | 2800 | 0 | 62.06 | 55.54 | 7 | 0
2025 | MISO_W_2_NE | MISO_W | NE | Internal | Shoulder | B14 | 900 | 2800 | 0 | 57.88 | 51.35 | 7 | 0
2025 | MISO_W_2_NE | MISO_W | NE | Internal | Shoulder | B15 | 1203 | 2800 | 0 | 54.46 | 47.93 | 7 | 0
2025 | MISO_W_2_NE | MISO_W | NE | Internal | Summer | B1 | 10 | 2800 | 0.44 | 103.6 | 97.07 | 7 | 0
2025 | MISO_W_2_NE | MISO_W | NE | Internal | Summer | B2 | 25 | 2800 | 0.18 | 103.6 | 97.07 | 7 | 0
2025 | MISO_W_2_NE | MISO_W | NE | Internal | Summer | B3 | 75 | 2800 | 0.07 | 103.59 | 98.59 | 7 | 0
2025 | MISO_W_2_NE | MISO_W | NE | Internal | Summer | B4 | 100 | 2800 | 0.08 | 92.42 | 91.88 | 7 | 0
2025 | MISO_W_2_NE | MISO_W | NE | Internal | Summer | B5 | 200 | 2800 | 0.04 | 85.88 | 84.98 | 7 | 0
2025 | MISO_W_2_NE | MISO_W | NE | Internal | Summer | B6 | 300 | 2800 | 0.02 | 76.05 | 73.09 | 7 | 0
2025 | MISO_W_2_NE | MISO_W | NE | Internal | Summer | B7 | 400 | 2800 | 0.02 | 69.43 | 68 | 7 | 0
2025 | MISO_W_2_NE | MISO_W | NE | Internal | Summer | B8 | 500 | 2800 | 0.01 | 63.4 | 61.11 | 7 | 0
2025 | MISO_W_2_NE | MISO_W | NE | Internal | Summer | B9 | 800 | 2800 | 0 | 60.47 | 55.47 | 7 | 0
2025 | MISO_W_2_NE | MISO_W | NE | Internal | Summer | B10 | 1262 | 2800 | 0 | 53.84 | 48 | 7 | 0
2025 | MISO_W_2_NE | MISO_W | NE | Internal | Winter | B16 | 25 | 2800 | 0.18 | 67.54 | 61.01 | 7 | 0
2025 | MISO_W_2_NE | MISO_W | NE | Internal | Winter | B17 | 100 | 2800 | 0.05 | 63.62 | 57.09 | 7 | 0
2025 | MISO_W_2_NE | MISO_W | NE | Internal | Winter | B18 | 400 | 2800 | 0.01 | 63.61 | 57.09 | 7 | 0
2025 | MISO_W_2_NE | MISO_W | NE | Internal | Winter | B19 | 700 | 2800 | 0 | 62.47 | 55.94 | 7 | 0
2025 | MISO_W_2_NE | MISO_W | NE | Internal | Winter | B20 | 935 | 2800 | 0 | 57.54 | 51.02 | 7 | 0
2025 | MISO_W_2_PJM_ROR | MISO_W | PJM_ROR | Internal | Shoulder | B11 | 25 | 773 | 10076.29 | 71.07 | 76.74 | 2 | 3.67
2025 | MISO_W_2_PJM_ROR | MISO_W | PJM_ROR | Internal | Shoulder | B12 | 200 | 773 | 22665.99 | 64.93 | 70.59 | 2 | 3.67
2025 | MISO_W_2_PJM_ROR | MISO_W | PJM_ROR | Internal | Shoulder | B13 | 600 | 773 | 24971.02 | 62.06 | 67.73 | 2 | 3.67
2025 | MISO_W_2_PJM_ROR | MISO_W | PJM_ROR | Internal | Shoulder | B14 | 900 | 773 | 23118.48 | 57.88 | 63.55 | 2 | 3.67
2025 | MISO_W_2_PJM_ROR | MISO_W | PJM_ROR | Internal | Shoulder | B15 | 1203 | 773 | 16289.65 | 54.46 | 60.13 | 2 | 3.67
2025 | MISO_W_2_PJM_ROR | MISO_W | PJM_ROR | Internal | Summer | B1 | 10 | 773 | 17933.62 | 103.6 | 109.26 | 2 | 3.67
2025 | MISO_W_2_PJM_ROR | MISO_W | PJM_ROR | Internal | Summer | B2 | 25 | 773 | 13488.11 | 103.6 | 109.26 | 2 | 3.67
2025 | MISO_W_2_PJM_ROR | MISO_W | PJM_ROR | Internal | Summer | B3 | 75 | 773 | 4236.84 | 103.59 | 109.26 | 2 | 3.67
2025 | MISO_W_2_PJM_ROR | MISO_W | PJM_ROR | Internal | Summer | B4 | 100 | 773 | 5713.06 | 92.42 | 98.09 | 2 | 3.67
2025 | MISO_W_2_PJM_ROR | MISO_W | PJM_ROR | Internal | Summer | B5 | 200 | 773 | 7407.55 | 85.88 | 91.55 | 2 | 3.67
2025 | MISO_W_2_PJM_ROR | MISO_W | PJM_ROR | Internal | Summer | B6 | 300 | 773 | 9048.38 | 76.05 | 81.72 | 2 | 3.67
2025 | MISO_W_2_PJM_ROR | MISO_W | PJM_ROR | Internal | Summer | B7 | 400 | 773 | 10456.24 | 69.43 | 75.09 | 2 | 3.67
2025 | MISO_W_2_PJM_ROR | MISO_W | PJM_ROR | Internal | Summer | B8 | 500 | 773 | 17488.1 | 63.4 | 69.06 | 2 | 3.67
2025 | MISO_W_2_PJM_ROR | MISO_W | PJM_ROR | Internal | Summer | B9 | 800 | 773 | 17610.94 | 60.47 | 66.13 | 2 | 3.67
2025 | MISO_W_2_PJM_ROR | MISO_W | PJM_ROR | Internal | Summer | B10 | 1262 | 773 | 8972.84 | 53.84 | 59.51 | 2 | 3.67
2025 | MISO_W_2_PJM_ROR | MISO_W | PJM_ROR | Internal | Winter | B16 | 25 | 773 | 42960.68 | 67.54 | 73.2 | 2 | 3.67
2025 | MISO_W_2_PJM_ROR | MISO_W | PJM_ROR | Internal | Winter | B17 | 100 | 773 | 43347.74 | 63.62 | 69.29 | 2 | 3.67
2025 | MISO_W_2_PJM_ROR | MISO_W | PJM_ROR | Internal | Winter | B18 | 400 | 773 | 34341.63 | 63.61 | 69.28 | 2 | 3.67
2025 | MISO_W_2_PJM_ROR | MISO_W | PJM_ROR | Internal | Winter | B19 | 700 | 773 | 29810.5 | 62.47 | 68.14 | 2 | 3.67
2025 | MISO_W_2_PJM_ROR | MISO_W | PJM_ROR | Internal | Winter | B20 | 935 | 773 | 28319.77 | 57.54 | 63.21 | 2 | 3.67
2025 | MISO_W_2_SPP_N | MISO_W | SPP_N | Internal | Shoulder | B11 | 25 | 3200 | 0.21 | 71.07 | 66.9 | 7 | 0
2025 | MISO_W_2_SPP_N | MISO_W | SPP_N | Internal | Shoulder | B12 | 200 | 3200 | 0.02 | 64.93 | 58.64 | 7 | 0
2025 | MISO_W_2_SPP_N | MISO_W | SPP_N | Internal | Shoulder | B13 | 600 | 3200 | 0 | 62.06 | 55.78 | 7 | 0
2025 | MISO_W_2_SPP_N | MISO_W | SPP_N | Internal | Shoulder | B14 | 900 | 3200 | 0 | 57.88 | 51.84 | 7 | 0
2025 | MISO_W_2_SPP_N | MISO_W | SPP_N | Internal | Shoulder | B15 | 1203 | 3200 | 0 | 54.46 | 48.18 | 7 | 0
2025 | MISO_W_2_SPP_N | MISO_W | SPP_N | Internal | Summer | B1 | 10 | 3200 | 0.43 | 103.6 | 97.05 | 7 | 0
2025 | MISO_W_2_SPP_N | MISO_W | SPP_N | Internal | Summer | B2 | 25 | 3200 | 0.18 | 103.6 | 97.56 | 7 | 0
2025 | MISO_W_2_SPP_N | MISO_W | SPP_N | Internal | Summer | B3 | 75 | 3200 | 0.07 | 103.59 | 99.42 | 7 | 0
2025 | MISO_W_2_SPP_N | MISO_W | SPP_N | Internal | Summer | B4 | 100 | 3200 | 0.08 | 92.42 | 92.72 | 7 | 0
2025 | MISO_W_2_SPP_N | MISO_W | SPP_N | Internal | Summer | B5 | 200 | 3200 | 0.04 | 85.88 | 85.81 | 7 | 0
2025 | MISO_W_2_SPP_N | MISO_W | SPP_N | Internal | Summer | B6 | 300 | 3200 | 0.02 | 76.05 | 73.92 | 7 | 0
2025 | MISO_W_2_SPP_N | MISO_W | SPP_N | Internal | Summer | B7 | 400 | 3200 | 0.02 | 69.43 | 68.83 | 7 | 0
2025 | MISO_W_2_SPP_N | MISO_W | SPP_N | Internal | Summer | B8 | 500 | 3200 | 0.01 | 63.4 | 61.94 | 7 | 0
2025 | MISO_W_2_SPP_N | MISO_W | SPP_N | Internal | Summer | B9 | 800 | 3200 | 0 | 60.47 | 56.3 | 7 | 0
2025 | MISO_W_2_SPP_N | MISO_W | SPP_N | Internal | Summer | B10 | 1262 | 3200 | 0 | 53.84 | 48.83 | 7 | 0
2025 | MISO_W_2_SPP_N | MISO_W | SPP_N | Internal | Winter | B16 | 25 | 3200 | 0.18 | 67.54 | 61.84 | 7 | 0
2025 | MISO_W_2_SPP_N | MISO_W | SPP_N | Internal | Winter | B17 | 100 | 3200 | 0.05 | 63.62 | 57.33 | 7 | 0
2025 | MISO_W_2_SPP_N | MISO_W | SPP_N | Internal | Winter | B18 | 400 | 3200 | 0.01 | 63.61 | 57.33 | 7 | 0
2025 | MISO_W_2_SPP_N | MISO_W | SPP_N | Internal | Winter | B19 | 700 | 3200 | 0 | 62.47 | 56.19 | 7 | 0
2025 | MISO_W_2_SPP_N | MISO_W | SPP_N | Internal | Winter | B20 | 935 | 3200 | 0 | 57.54 | 51.26 | 7 | 0
2025 | MISO_WUMS_2_MISO_MI | MISO_WUMS | MISO_MI | Internal | Shoulder | B11 | 25 | 99 | 14756.55 | 73.66 | 74.74 | 0.01 | 1.09
2025 | MISO_WUMS_2_MISO_MI | MISO_WUMS | MISO_MI | Internal | Shoulder | B12 | 200 | 99 | 14757.87 | 67.8 | 68.88 | 0.01 | 1.07
2025 | MISO_WUMS_2_MISO_MI | MISO_WUMS | MISO_MI | Internal | Shoulder | B13 | 600 | 99 | 12123.15 | 64.93 | 66.02 | 0.01 | 1.07
2025 | MISO_WUMS_2_MISO_MI | MISO_WUMS | MISO_MI | Internal | Shoulder | B14 | 900 | 99 | 12604.93 | 60.75 | 61.84 | 0.01 | 1.07
2025 | MISO_WUMS_2_MISO_MI | MISO_WUMS | MISO_MI | Internal | Shoulder | B15 | 1203 | 99 | 0.68 | 58.45 | 58.44 | 0.01 | 0
2025 | MISO_WUMS_2_MISO_MI | MISO_WUMS | MISO_MI | Internal | Summer | B1 | 10 | 99 | 18233.28 | 106.21 | 107.29 | 0.01 | 1.11
2025 | MISO_WUMS_2_MISO_MI | MISO_WUMS | MISO_MI | Internal | Summer | B2 | 25 | 99 | 18304.61 | 106.46 | 107.54 | 0.01 | 1.09
2025 | MISO_WUMS_2_MISO_MI | MISO_WUMS | MISO_MI | Internal | Summer | B3 | 75 | 99 | 18871.2 | 106.16 | 107.24 | 0.01 | 1.08
2025 | MISO_WUMS_2_MISO_MI | MISO_WUMS | MISO_MI | Internal | Summer | B4 | 100 | 99 | 19598.52 | 94.96 | 96.05 | 0.01 | 1.08
2025 | MISO_WUMS_2_MISO_MI | MISO_WUMS | MISO_MI | Internal | Summer | B5 | 200 | 99 | 19148.66 | 88.42 | 89.51 | 0.01 | 1.07
2025 | MISO_WUMS_2_MISO_MI | MISO_WUMS | MISO_MI | Internal | Summer | B6 | 300 | 99 | 18906.32 | 78.59 | 79.68 | 0.01 | 1.07
2025 | MISO_WUMS_2_MISO_MI | MISO_WUMS | MISO_MI | Internal | Summer | B7 | 400 | 99 | 19395.51 | 71.99 | 73.07 | 0.01 | 1.07
2025 | MISO_WUMS_2_MISO_MI | MISO_WUMS | MISO_MI | Internal | Summer | B8 | 500 | 99 | 17507.62 | 65.96 | 67.04 | 0.01 | 1.07
2025 | MISO_WUMS_2_MISO_MI | MISO_WUMS | MISO_MI | Internal | Summer | B9 | 800 | 99 | 17642.4 | 63.05 | 64.13 | 0.01 | 1.07
2025 | MISO_WUMS_2_MISO_MI | MISO_WUMS | MISO_MI | Internal | Summer | B10 | 1262 | 99 | 99.02 | 57.51 | 57.82 | 0.01 | 0.3
2025 | MISO_WUMS_2_MISO_MI | MISO_WUMS | MISO_MI | Internal | Winter | B16 | 25 | 99 | 18767.65 | 70.41 | 71.49 | 0.01 | 1.09
2025 | MISO_WUMS_2_MISO_MI | MISO_WUMS | MISO_MI | Internal | Winter | B17 | 100 | 99 | 17353.64 | 66.49 | 67.57 | 0.01 | 1.08
2025 | MISO_WUMS_2_MISO_MI | MISO_WUMS | MISO_MI | Internal | Winter | B18 | 400 | 99 | 17499.84 | 66.48 | 67.57 | 0.01 | 1.07
2025 | MISO_WUMS_2_MISO_MI | MISO_WUMS | MISO_MI | Internal | Winter | B19 | 700 | 99 | 17618.05 | 65.34 | 66.42 | 0.01 | 1.07
2025 | MISO_WUMS_2_MISO_MI | MISO_WUMS | MISO_MI | Internal | Winter | B20 | 935 | 99 | 98.99 | 61.08 | 61.52 | 0.01 | 0.43
2025 | MISO_WUMS_2_MISO_W | MISO_WUMS | MISO_W | Internal | Shoulder | B11 | 25 | 1137 | 0.74 | 73.66 | 71.07 | 0.01 | 0
2025 | MISO_WUMS_2_MISO_W | MISO_WUMS | MISO_W | Internal | Shoulder | B12 | 200 | 1137 | 0.09 | 67.8 | 64.93 | 0.01 | 0
2025 | MISO_WUMS_2_MISO_W | MISO_WUMS | MISO_W | Internal | Shoulder | B13 | 600 | 1137 | 0.03 | 64.93 | 62.06 | 0.01 | 0
2025 | MISO_WUMS_2_MISO_W | MISO_WUMS | MISO_W | Internal | Shoulder | B14 | 900 | 1137 | 0.02 | 60.75 | 57.88 | 0.01 | 0
2025 | MISO_WUMS_2_MISO_W | MISO_WUMS | MISO_W | Internal | Shoulder | B15 | 1203 | 1137 | 0.01 | 58.45 | 54.46 | 0.01 | 0
2025 | MISO_WUMS_2_MISO_W | MISO_WUMS | MISO_W | Internal | Summer | B1 | 10 | 1137 | 1.78 | 106.21 | 103.6 | 0.01 | 0
2025 | MISO_WUMS_2_MISO_W | MISO_WUMS | MISO_W | Internal | Summer | B2 | 25 | 1137 | 0.7 | 106.46 | 103.6 | 0.01 | 0
2025 | MISO_WUMS_2_MISO_W | MISO_WUMS | MISO_W | Internal | Summer | B3 | 75 | 1137 | 0.26 | 106.16 | 103.59 | 0.01 | 0
2025 | MISO_WUMS_2_MISO_W | MISO_WUMS | MISO_W | Internal | Summer | B4 | 100 | 1137 | 0.2 | 94.96 | 92.42 | 0.01 | 0
2025 | MISO_WUMS_2_MISO_W | MISO_WUMS | MISO_W | Internal | Summer | B5 | 200 | 1137 | 0.1 | 88.42 | 85.88 | 0.01 | 0
2025 | MISO_WUMS_2_MISO_W | MISO_WUMS | MISO_W | Internal | Summer | B6 | 300 | 1137 | 0.07 | 78.59 | 76.05 | 0.01 | 0
2025 | MISO_WUMS_2_MISO_W | MISO_WUMS | MISO_W | Internal | Summer | B7 | 400 | 1137 | 0.05 | 71.99 | 69.43 | 0.01 | 0
2025 | MISO_WUMS_2_MISO_W | MISO_WUMS | MISO_W | Internal | Summer | B8 | 500 | 1137 | 0.04 | 65.96 | 63.4 | 0.01 | 0
2025 | MISO_WUMS_2_MISO_W | MISO_WUMS | MISO_W | Internal | Summer | B9 | 800 | 1137 | 0.03 | 63.05 | 60.47 | 0.01 | 0
2025 | MISO_WUMS_2_MISO_W | MISO_WUMS | MISO_W | Internal | Summer | B10 | 1262 | 1137 | 0.01 | 57.51 | 53.84 | 0.01 | 0
2025 | MISO_WUMS_2_MISO_W | MISO_WUMS | MISO_W | Internal | Winter | B16 | 25 | 1137 | 0.69 | 70.41 | 67.54 | 0.01 | 0
2025 | MISO_WUMS_2_MISO_W | MISO_WUMS | MISO_W | Internal | Winter | B17 | 100 | 1137 | 0.18 | 66.49 | 63.62 | 0.01 | 0
2025 | MISO_WUMS_2_MISO_W | MISO_WUMS | MISO_W | Internal | Winter | B18 | 400 | 1137 | 0.05 | 66.48 | 63.61 | 0.01 | 0
2025 | MISO_WUMS_2_MISO_W | MISO_WUMS | MISO_W | Internal | Winter | B19 | 700 | 1137 | 0.03 | 65.34 | 62.47 | 0.01 | 0
2025 | MISO_WUMS_2_MISO_W | MISO_WUMS | MISO_W | Internal | Winter | B20 | 935 | 1137 | 0.02 | 61.08 | 57.54 | 0.01 | 0
2025 | MISO_WUMS_2_PJM_ROR | MISO_WUMS | PJM_ROR | Internal | Shoulder | B11 | 25 | 1600 | 1607.49 | 73.66 | 76.74 | 2 | 1.08
2025 | MISO_WUMS_2_PJM_ROR | MISO_WUMS | PJM_ROR | Internal | Shoulder | B12 | 200 | 1600 | 1600.19 | 67.8 | 70.59 | 2 | 0.8
2025 | MISO_WUMS_2_PJM_ROR | MISO_WUMS | PJM_ROR | Internal | Shoulder | B13 | 600 | 1600 | 1600.06 | 64.93 | 67.73 | 2 | 0.8
2025 | MISO_WUMS_2_PJM_ROR | MISO_WUMS | PJM_ROR | Internal | Shoulder | B14 | 900 | 1600 | 1600.03 | 60.75 | 63.55 | 2 | 0.8
2025 | MISO_WUMS_2_PJM_ROR | MISO_WUMS | PJM_ROR | Internal | Shoulder | B15 | 1203 | 1600 | 0.09 | 58.45 | 60.13 | 2 | 0
2025 | MISO_WUMS_2_PJM_ROR | MISO_WUMS | PJM_ROR | Internal | Summer | B1 | 10 | 1600 | 1615.21 | 106.21 | 109.26 | 2 | 1.06
2025 | MISO_WUMS_2_PJM_ROR | MISO_WUMS | PJM_ROR | Internal | Summer | B2 | 25 | 1600 | 1601.73 | 106.46 | 109.26 | 2 | 0.8
2025 | MISO_WUMS_2_PJM_ROR | MISO_WUMS | PJM_ROR | Internal | Summer | B3 | 75 | 1600 | 1604.24 | 106.16 | 109.26 | 2 | 1.1
2025 | MISO_WUMS_2_PJM_ROR | MISO_WUMS | PJM_ROR | Internal | Summer | B4 | 100 | 1600 | 1605.06 | 94.96 | 98.09 | 2 | 1.13
2025 | MISO_WUMS_2_PJM_ROR | MISO_WUMS | PJM_ROR | Internal | Summer | B5 | 200 | 1600 | 1602.88 | 88.42 | 91.55 | 2 | 1.13
2025 | MISO_WUMS_2_PJM_ROR | MISO_WUMS | PJM_ROR | Internal | Summer | B6 | 300 | 1600 | 1601.91 | 78.59 | 81.72 | 2 | 1.13
2025 | MISO_WUMS_2_PJM_ROR | MISO_WUMS | PJM_ROR | Internal | Summer | B7 | 400 | 1600 | 1600.88 | 71.99 | 75.09 | 2 | 1.1
2025 | MISO_WUMS_2_PJM_ROR | MISO_WUMS | PJM_ROR | Internal | Summer | B8 | 500 | 1600 | 1600.72 | 65.96 | 69.06 | 2 | 1.1
2025 | MISO_WUMS_2_PJM_ROR | MISO_WUMS | PJM_ROR | Internal | Summer | B9 | 800 | 1600 | 1600.27 | 63.05 | 66.13 | 2 | 1.08
2025 | MISO_WUMS_2_PJM_ROR | MISO_WUMS | PJM_ROR | Internal | Summer | B10 | 1262 | 1600 | 1372.06 | 57.51 | 59.51 | 2 | 0
2025 | MISO_WUMS_2_PJM_ROR | MISO_WUMS | PJM_ROR | Internal | Winter | B16 | 25 | 1600 | 1601.62 | 70.41 | 73.2 | 2 | 0.8
2025 | MISO_WUMS_2_PJM_ROR | MISO_WUMS | PJM_ROR | Internal | Winter | B17 | 100 | 1600 | 1600.39 | 66.49 | 69.29 | 2 | 0.8
2025 | MISO_WUMS_2_PJM_ROR | MISO_WUMS | PJM_ROR | Internal | Winter | B18 | 400 | 1600 | 1600.09 | 66.48 | 69.28 | 2 | 0.8
2025 | MISO_WUMS_2_PJM_ROR | MISO_WUMS | PJM_ROR | Internal | Winter | B19 | 700 | 1600 | 1600.05 | 65.34 | 68.14 | 2 | 0.8
2025 | MISO_WUMS_2_PJM_ROR | MISO_WUMS | PJM_ROR | Internal | Winter | B20 | 935 | 1600 | 1599.81 | 61.08 | 63.21 | 2 | 0.13
2025 | NE_2_MAPP_US | NE | MAPP_US | Internal | Shoulder | B11 | 25 | 1600 | 0.33 | 66.07 | 64.07 | 5 | 0
2025 | NE_2_MAPP_US | NE | MAPP_US | Internal | Shoulder | B12 | 200 | 1600 | 0.05 | 58.4 | 57.93 | 5 | 0
2025 | NE_2_MAPP_US | NE | MAPP_US | Internal | Shoulder | B13 | 600 | 1600 | 0.02 | 55.54 | 55.06 | 5 | 0
2025 | NE_2_MAPP_US | NE | MAPP_US | Internal | Shoulder | B14 | 900 | 1600 | 0.01 | 51.35 | 50.88 | 5 | 0
2025 | NE_2_MAPP_US | NE | MAPP_US | Internal | Shoulder | B15 | 1203 | 1600 | 0 | 47.93 | 47.46 | 5 | 0
2025 | NE_2_MAPP_US | NE | MAPP_US | Internal | Summer | B1 | 10 | 1600 | 1.16 | 97.07 | 96.64 | 5 | 0
2025 | NE_2_MAPP_US | NE | MAPP_US | Internal | Summer | B2 | 25 | 1600 | 0.43 | 97.07 | 96.6 | 5 | 0
2025 | NE_2_MAPP_US | NE | MAPP_US | Internal | Summer | B3 | 75 | 1600 | 0.11 | 98.59 | 96.6 | 5 | 0
2025 | NE_2_MAPP_US | NE | MAPP_US | Internal | Summer | B4 | 100 | 1600 | 0.05 | 91.88 | 85.42 | 5 | 0
2025 | NE_2_MAPP_US | NE | MAPP_US | Internal | Summer | B5 | 200 | 1600 | 0.03 | 84.98 | 78.88 | 5 | 0
2025 | NE_2_MAPP_US | NE | MAPP_US | Internal | Summer | B6 | 300 | 1600 | 0.02 | 73.09 | 69.05 | 5 | 0
2025 | NE_2_MAPP_US | NE | MAPP_US | Internal | Summer | B7 | 400 | 1600 | 0.02 | 68 | 62.43 | 5 | 0
2025 | NE_2_MAPP_US | NE | MAPP_US | Internal | Summer | B8 | 500 | 1600 | 0.01 | 61.11 | 56.4 | 5 | 0
2025 | NE_2_MAPP_US | NE | MAPP_US | Internal | Summer | B9 | 800 | 1600 | 0.01 | 55.47 | 53.47 | 5 | 0
2025 | NE_2_MAPP_US | NE | MAPP_US | Internal | Summer | B10 | 1262 | 1600 | 0 | 48 | 46.84 | 5 | 0
2025 | NE_2_MAPP_US | NE | MAPP_US | Internal | Winter | B16 | 25 | 1600 | 0.42 | 61.01 | 60.54 | 5 | 0
2025 | NE_2_MAPP_US | NE | MAPP_US | Internal | Winter | B17 | 100 | 1600 | 0.11 | 57.09 | 56.62 | 5 | 0
2025 | NE_2_MAPP_US | NE | MAPP_US | Internal | Winter | B18 | 400 | 1600 | 0.03 | 57.09 | 56.61 | 5 | 0
2025 | NE_2_MAPP_US | NE | MAPP_US | Internal | Winter | B19 | 700 | 1600 | 0.02 | 55.94 | 55.47 | 5 | 0
2025 | NE_2_MAPP_US | NE | MAPP_US | Internal | Winter | B20 | 935 | 1600 | 0.01 | 51.02 | 50.54 | 5 | 0
2025 | NE_2_MISO_W | NE | MISO_W | Internal | Shoulder | B11 | 25 | 1600 | 399.64 | 66.07 | 71.07 | 5 | 0
2025 | NE_2_MISO_W | NE | MISO_W | Internal | Shoulder | B12 | 200 | 1600 | 5684.76 | 58.4 | 64.93 | 5 | 1.53
2025 | NE_2_MISO_W | NE | MISO_W | Internal | Shoulder | B13 | 600 | 1600 | 6882.91 | 55.54 | 62.06 | 5 | 1.53
2025 | NE_2_MISO_W | NE | MISO_W | Internal | Shoulder | B14 | 900 | 1600 | 7168.46 | 51.35 | 57.88 | 5 | 1.53
2025 | NE_2_MISO_W | NE | MISO_W | Internal | Shoulder | B15 | 1203 | 1600 | 8344.33 | 47.93 | 54.46 | 5 | 1.53
2025 | NE_2_MISO_W | NE | MISO_W | Internal | Summer | B1 | 10 | 1600 | 3819.85 | 97.07 | 103.6 | 5 | 1.53
2025 | NE_2_MISO_W | NE | MISO_W | Internal | Summer | B2 | 25 | 1600 | 5030.45 | 97.07 | 103.6 | 5 | 1.53
2025 | NE_2_MISO_W | NE | MISO_W | Internal | Summer | B3 | 75 | 1600 | 1439.83 | 98.59 | 103.59 | 5 | 0
2025 | NE_2_MISO_W | NE | MISO_W | Internal | Summer | B4 | 100 | 1600 | 0.12 | 91.88 | 92.42 | 5 | 0
2025 | NE_2_MISO_W | NE | MISO_W | Internal | Summer | B5 | 200 | 1600 | 0.07 | 84.98 | 85.88 | 5 | 0
2025 | NE_2_MISO_W | NE | MISO_W | Internal | Summer | B6 | 300 | 1600 | 0.08 | 73.09 | 76.05 | 5 | 0
2025 | NE_2_MISO_W | NE | MISO_W | Internal | Summer | B7 | 400 | 1600 | 0.04 | 68 | 69.43 | 5 | 0
2025 | NE_2_MISO_W | NE | MISO_W | Internal | Summer | B8 | 500 | 1600 | 0.07 | 61.11 | 63.4 | 5 | 0
2025 | NE_2_MISO_W | NE | MISO_W | Internal | Summer | B9 | 800 | 1600 | 595.58 | 55.47 | 60.47 | 5 | 0
2025 | NE_2_MISO_W | NE | MISO_W | Internal | Summer | B10 | 1262 | 1600 | 1600.06 | 48 | 53.84 | 5 | 0.84
2025 | NE_2_MISO_W | NE | MISO_W | Internal | Winter | B16 | 25 | 1600 | 9539.73 | 61.01 | 67.54 | 5 | 1.53
2025 | NE_2_MISO_W | NE | MISO_W | Internal | Winter | B17 | 100 | 1600 | 10283.08 | 57.09 | 63.62 | 5 | 1.53
2025 | NE_2_MISO_W | NE | MISO_W | Internal | Winter | B18 | 400 | 1600 | 9034.3 | 57.09 | 63.61 | 5 | 1.53
2025 | NE_2_MISO_W | NE | MISO_W | Internal | Winter | B19 | 700 | 1600 | 7772.81 | 55.94 | 62.47 | 5 | 1.53
2025 | NE_2_MISO_W | NE | MISO_W | Internal | Winter | B20 | 935 | 1600 | 8869.07 | 51.02 | 57.54 | 5 | 1.53
2025 | NE_2_SPP_N | NE | SPP_N | Internal | Shoulder | B11 | 25 | 1800 | 4292.53 | 66.07 | 66.9 | 0.01 | 0.82
2025 | NE_2_SPP_N | NE | SPP_N | Internal | Shoulder | B12 | 200 | 1800 | 1799.73 | 58.4 | 58.64 | 0.01 | 0.23
2025 | NE_2_SPP_N | NE | SPP_N | Internal | Shoulder | B13 | 600 | 1800 | 1799.89 | 55.54 | 55.78 | 0.01 | 0.23
2025 | NE_2_SPP_N | NE | SPP_N | Internal | Shoulder | B14 | 900 | 1800 | 1799.99 | 51.35 | 51.84 | 0.01 | 0.48
2025 | NE_2_SPP_N | NE | SPP_N | Internal | Shoulder | B15 | 1203 | 1800 | 1799.95 | 47.93 | 48.18 | 0.01 | 0.23
2025 | NE_2_SPP_N | NE | SPP_N | Internal | Summer | B1 | 10 | 1800 | 56.75 | 97.07 | 97.05 | 0.01 | 0
2025 | NE_2_SPP_N | NE | SPP_N | Internal | Summer | B2 | 25 | 1800 | 1803.75 | 97.07 | 97.56 | 0.01 | 0.48
2025 | NE_2_SPP_N | NE | SPP_N | Internal | Summer | B3 | 75 | 1800 | 3505.45 | 98.59 | 99.42 | 0.01 | 0.82
2025 | NE_2_SPP_N | NE | SPP_N | Internal | Summer | B4 | 100 | 1800 | 3847.88 | 91.88 | 92.72 | 0.01 | 0.82
2025 | NE_2_SPP_N | NE | SPP_N | Internal | Summer | B5 | 200 | 1800 | 4288.88 | 84.98 | 85.81 | 0.01 | 0.82
2025 | NE_2_SPP_N | NE | SPP_N | Internal | Summer | B6 | 300 | 1800 | 4125.17 | 73.09 | 73.92 | 0.01 | 0.82
2025 | NE_2_SPP_N | NE | SPP_N | Internal | Summer | B7 | 400 | 1800 | 5184.04 | 68 | 68.83 | 0.01 | 0.82
2025 | NE_2_SPP_N | NE | SPP_N | Internal | Summer | B8 | 500 | 1800 | 6564.3 | 61.11 | 61.94 | 0.01 | 0.82
2025 | NE_2_SPP_N | NE | SPP_N | Internal | Summer | B9 | 800 | 1800 | 5939.06 | 55.47 | 56.3 | 0.01 | 0.82
2025 | NE_2_SPP_N | NE | SPP_N | Internal | Summer | B10 | 1262 | 1800 | 6575.13 | 48 | 48.83 | 0.01 | 0.82
2025 | NE_2_SPP_N | NE | SPP_N | Internal | Winter | B16 | 25 | 1800 | 4175.67 | 61.01 | 61.84 | 0.01 | 0.82
2025 | NE_2_SPP_N | NE | SPP_N | Internal | Winter | B17 | 100 | 1800 | 1799.47 | 57.09 | 57.33 | 0.01 | 0.23
2025 | NE_2_SPP_N | NE | SPP_N | Internal | Winter | B18 | 400 | 1800 | 1799.85 | 57.09 | 57.33 | 0.01 | 0.23
2025 | NE_2_SPP_N | NE | SPP_N | Internal | Winter | B19 | 700 | 1800 | 1799.9 | 55.94 | 56.19 | 0.01 | 0.23
2025 | NE_2_SPP_N | NE | SPP_N | Internal | Winter | B20 | 935 | 1800 | 1799.93 | 51.02 | 51.26 | 0.01 | 0.23
2025 | NEISO_2_NYISO_A-F | NEISO | NYISO_A-F | Internal | Shoulder | B11 | 25 | 600 | 82.69 | 65.76 | 68.75 | 3 | 0
2025 | NEISO_2_NYISO_A-F | NEISO | NYISO_A-F | Internal | Shoulder | B12 | 200 | 600 | 4.38 | 65.76 | 68.74 | 3 | 0
2025 | NEISO_2_NYISO_A-F | NEISO | NYISO_A-F | Internal | Shoulder | B13 | 600 | 600 | 2.64 | 65.75 | 68.73 | 3 | 0
2025 | NEISO_2_NYISO_A-F | NEISO | NYISO_A-F | Internal | Shoulder | B14 | 900 | 600 | 0.03 | 65.75 | 66.16 | 3 | 0
2025 | NEISO_2_NYISO_A-F | NEISO | NYISO_A-F | Internal | Shoulder | B15 | 1203 | 600 | 0.02 | 65.75 | 66.16 | 3 | 0
2025 | NEISO_2_NYISO_A-F | NEISO | NYISO_A-F | Internal | Summer | B1 | 10 | 600 | 2.08 | 98.29 | 99.58 | 3 | 0.01
2025 | NEISO_2_NYISO_A-F | NEISO | NYISO_A-F | Internal | Summer | B2 | 25 | 600 | 0.94 | 98.26 | 99.57 | 3 | 0
2025 | NEISO_2_NYISO_A-F | NEISO | NYISO_A-F | Internal | Summer | B3 | 75 | 600 | 0.76 | 97.06 | 99.47 | 3 | 0
2025 | NEISO_2_NYISO_A-F | NEISO | NYISO_A-F | Internal | Summer | B4 | 100 | 600 | 0.58 | 85.89 | 88.3 | 3 | 0
2025 | NEISO_2_NYISO_A-F | NEISO | NYISO_A-F | Internal | Summer | B5 | 200 | 600 | 0.31 | 79.44 | 81.86 | 3 | 0
2025 | NEISO_2_NYISO_A-F | NEISO | NYISO_A-F | Internal | Summer | B6 | 300 | 600 | 54.29 | 69.54 | 72.54 | 3 | 0
2025 | NEISO_2_NYISO_A-F | NEISO | NYISO_A-F | Internal | Summer | B7 | 400 | 600 | 1340.87 | 62.89 | 66.71 | 3 | 0.82
2025 | NEISO_2_NYISO_A-F | NEISO | NYISO_A-F | Internal | Summer | B8 | 500 | 600 | 0.13 | 62.59 | 65.01 | 3 | 0
2025 | NEISO_2_NYISO_A-F | NEISO | NYISO_A-F | Internal | Summer | B9 | 800 | 600 | 0.05 | 62.59 | 64.41 | 3 | 0
2025 | NEISO_2_NYISO_A-F | NEISO | NYISO_A-F | Internal | Summer | B10 | 1262 | 600 | 0.03 | 62.59 | 64.41 | 3 | 0
2025 | NEISO_2_NYISO_A-F | NEISO | NYISO_A-F | Internal | Winter | B16 | 25 | 600 | 0.68 | 75.55 | 75.68 | 3 | 0
2025 | NEISO_2_NYISO_A-F | NEISO | NYISO_A-F | Internal | Winter | B17 | 100 | 600 | 0.22 | 72.34 | 73.36 | 3 | 0
2025 | NEISO_2_NYISO_A-F | NEISO | NYISO_A-F | Internal | Winter | B18 | 400 | 600 | 0.06 | 72.19 | 73.21 | 3 | 0
2025 | NEISO_2_NYISO_A-F | NEISO | NYISO_A-F | Internal | Winter | B19 | 700 | 600 | 0.04 | 72.19 | 73.2 | 3 | 0
2025 | NEISO_2_NYISO_A-F | NEISO | NYISO_A-F | Internal | Winter | B20 | 935 | 600 | 0.01 | 72.19 | 71.02 | 3 | 0
2025 | NEISO_2_NYISO_G-I | NEISO | NYISO_G-I | Internal | Shoulder | B11 | 25 | 600 | 600.72 | 65.76 | 69.87 | 3 | 1.11
2025 | NEISO_2_NYISO_G-I | NEISO | NYISO_G-I | Internal | Shoulder | B12 | 200 | 600 | 505.36 | 65.76 | 68.76 | 3 | 0
2025 | NEISO_2_NYISO_G-I | NEISO | NYISO_G-I | Internal | Shoulder | B13 | 600 | 600 | 275.56 | 65.75 | 68.75 | 3 | 0
2025 | NEISO_2_NYISO_G-I | NEISO | NYISO_G-I | Internal | Shoulder | B14 | 900 | 600 | 0.04 | 65.75 | 67.24 | 3 | 0
2025 | NEISO_2_NYISO_G-I | NEISO | NYISO_G-I | Internal | Shoulder | B15 | 1203 | 600 | 0.02 | 65.75 | 66.18 | 3 | 0
2025 | NEISO_2_NYISO_G-I | NEISO | NYISO_G-I | Internal | Summer | B1 | 10 | 600 | 120.51 | 98.29 | 101.28 | 3 | 0.01
2025 | NEISO_2_NYISO_G-I | NEISO | NYISO_G-I | Internal | Summer | B2 | 25 | 600 | 333.92 | 98.26 | 101.26 | 3 | 0
2025 | NEISO_2_NYISO_G-I | NEISO | NYISO_G-I | Internal | Summer | B3 | 75 | 600 | 600.26 | 97.06 | 101.16 | 3 | 1.11
2025 | NEISO_2_NYISO_G-I | NEISO | NYISO_G-I | Internal | Summer | B4 | 100 | 600 | 600.2 | 85.89 | 89.99 | 3 | 1.11
2025 | NEISO_2_NYISO_G-I | NEISO | NYISO_G-I | Internal | Summer | B5 | 200 | 600 | 600.11 | 79.44 | 83.55 | 3 | 1.11
2025 | NEISO_2_NYISO_G-I | NEISO | NYISO_G-I | Internal | Summer | B6 | 300 | 600 | 600.08 | 69.54 | 73.65 | 3 | 1.11
2025 | NEISO_2_NYISO_G-I | NEISO | NYISO_G-I | Internal | Summer | B7 | 400 | 600 | 600.06 | 62.89 | 67 | 3 | 1.11
2025 | NEISO_2_NYISO_G-I | NEISO | NYISO_G-I | Internal | Summer | B8 | 500 | 600 | 600.03 | 62.59 | 66.7 | 3 | 1.11
2025 | NEISO_2_NYISO_G-I | NEISO | NYISO_G-I | Internal | Summer | B9 | 800 | 600 | 1.93 | 62.59 | 65.58 | 3 | 0
2025 | NEISO_2_NYISO_G-I | NEISO | NYISO_G-I | Internal | Summer | B10 | 1262 | 600 | 0.03 | 62.59 | 64.42 | 3 | 0
2025 | NEISO_2_NYISO_G-I | NEISO | NYISO_G-I | Internal | Winter | B16 | 25 | 600 | 1.29 | 75.55 | 77.37 | 3 | 0
2025 | NEISO_2_NYISO_G-I | NEISO | NYISO_G-I | Internal | Winter | B17 | 100 | 600 | 0.84 | 72.34 | 75.05 | 3 | 0
2025 | NEISO_2_NYISO_G-I | NEISO | NYISO_G-I | Internal | Winter | B18 | 400 | 600 | 0.28 | 72.19 | 74.9 | 3 | 0
2025 | NEISO_2_NYISO_G-I | NEISO | NYISO_G-I | Internal | Winter | B19 | 700 | 600 | 0.16 | 72.19 | 74.9 | 3 | 0
2025 | NEISO_2_NYISO_G-I | NEISO | NYISO_G-I | Internal | Winter | B20 | 935 | 600 | 0.01 | 72.19 | 71.03 | 3 | 0
2025 | NEISO_2_NYISO_J-K | NEISO | NYISO_J-K | Internal | Shoulder | B11 | 25 | 430 | 1115.95 | 65.76 | 69.88 | 3 | 1.12
2025 | NEISO_2_NYISO_J-K | NEISO | NYISO_J-K | Internal | Shoulder | B12 | 200 | 430 | 424.67 | 65.76 | 68.78 | 3 | 0.01
2025 | NEISO_2_NYISO_J-K | NEISO | NYISO_J-K | Internal | Shoulder | B13 | 600 | 430 | 427.56 | 65.75 | 68.76 | 3 | 0.01
2025 | NEISO_2_NYISO_J-K | NEISO | NYISO_J-K | Internal | Shoulder | B14 | 900 | 430 | 0.04 | 65.75 | 67.25 | 3 | 0
2025 | NEISO_2_NYISO_J-K | NEISO | NYISO_J-K | Internal | Shoulder | B15 | 1203 | 430 | 0.02 | 65.75 | 66.19 | 3 | 0
2025 | NEISO_2_NYISO_J-K | NEISO | NYISO_J-K | Internal | Summer | B1 | 10 | 430 | 334.03 | 98.29 | 101.3 | 3 | 0.02
2025 | NEISO_2_NYISO_J-K | NEISO | NYISO_J-K | Internal | Summer | B2 | 25 | 430 | 391.59 | 98.26 | 101.28 | 3 | 0.02
2025 | NEISO_2_NYISO_J-K | NEISO | NYISO_J-K | Internal | Summer | B3 | 75 | 430 | 2323.86 | 97.06 | 101.18 | 3 | 1.12
2025 | NEISO_2_NYISO_J-K | NEISO | NYISO_J-K | Internal | Summer | B4 | 100 | 430 | 3250.03 | 85.89 | 90.01 | 3 | 1.12
2025 | NEISO_2_NYISO_J-K | NEISO | NYISO_J-K | Internal | Summer | B5 | 200 | 430 | 2487.05 | 79.44 | 83.56 | 3 | 1.12
2025 | NEISO_2_NYISO_J-K | NEISO | NYISO_J-K | Internal | Summer | B6 | 300 | 430 | 3450.9 | 69.54 | 73.66 | 3 | 1.12
2025 | NEISO_2_NYISO_J-K | NEISO | NYISO_J-K | Internal | Summer | B7 | 400 | 430 | 3320.44 | 62.89 | 67.01 | 3 | 1.12
2025 | NEISO_2_NYISO_J-K | NEISO | NYISO_J-K | Internal | Summer | B8 | 500 | 430 | 589.76 | 62.59 | 66.71 | 3 | 1.12
2025 | NEISO_2_NYISO_J-K | NEISO | NYISO_J-K | Internal | Summer | B9 | 800 | 430 | 196.46 | 62.59 | 65.59 | 3 | 0
2025 | NEISO_2_NYISO_J-K | NEISO | NYISO_J-K | Internal | Summer | B10 | 1262 | 430 | 0.03 | 62.59 | 64.43 | 3 | 0
2025 | NEISO_2_NYISO_J-K | NEISO | NYISO_J-K | Internal | Winter | B16 | 25 | 430 | 1.7 | 75.55 | 77.66 | 3 | 0
2025 | NEISO_2_NYISO_J-K | NEISO | NYISO_J-K | Internal | Winter | B17 | 100 | 430 | 165.84 | 72.34 | 75.34 | 3 | 0
2025 | NEISO_2_NYISO_J-K | NEISO | NYISO_J-K | Internal | Winter | B18 | 400 | 430 | 376.75 | 72.19 | 75.19 | 3 | 0
2025 | NEISO_2_NYISO_J-K | NEISO | NYISO_J-K | Internal | Winter | B19 | 700 | 430 | 393.18 | 72.19 | 75.19 | 3 | 0
2025 | NEISO_2_NYISO_J-K | NEISO | NYISO_J-K | Internal | Winter | B20 | 935 | 430 | 0.02 | 72.19 | 71.05 | 3 | 0
2025 | NonRTO_Midwest_2_MISO_IN | NonRTO_Midwest | MISO_IN | Internal | Shoulder | B11 | 25 | 4450 | 0.15 | 82.75 | 74.75 | 8 | 0
2025 | NonRTO_Midwest_2_MISO_IN | NonRTO_Midwest | MISO_IN | Internal | Shoulder | B12 | 200 | 4450 | 0.02 | 76.89 | 68.89 | 8 | 0
2025 | NonRTO_Midwest_2_MISO_IN | NonRTO_Midwest | MISO_IN | Internal | Shoulder | B13 | 600 | 4450 | 0 | 74.03 | 66.03 | 8 | 0
2025 | NonRTO_Midwest_2_MISO_IN | NonRTO_Midwest | MISO_IN | Internal | Shoulder | B14 | 900 | 4450 | 0 | 69.85 | 61.85 | 8 | 0
2025 | NonRTO_Midwest_2_MISO_IN | NonRTO_Midwest | MISO_IN | Internal | Shoulder | B15 | 1203 | 4450 | 0 | 66.43 | 58.43 | 8 | 0
2025 | NonRTO_Midwest_2_MISO_IN | NonRTO_Midwest | MISO_IN | Internal | Summer | B1 | 10 | 4450 | 0.38 | 115.3 | 107.3 | 8 | 0
2025 | NonRTO_Midwest_2_MISO_IN | NonRTO_Midwest | MISO_IN | Internal | Summer | B2 | 25 | 4450 | 0.15 | 115.56 | 107.56 | 8 | 0
2025 | NonRTO_Midwest_2_MISO_IN | NonRTO_Midwest | MISO_IN | Internal | Summer | B3 | 75 | 4450 | 0.05 | 115.26 | 107.26 | 8 | 0
2025 | NonRTO_Midwest_2_MISO_IN | NonRTO_Midwest | MISO_IN | Internal | Summer | B4 | 100 | 4450 | 0.04 | 104.06 | 96.06 | 8 | 0
2025 | NonRTO_Midwest_2_MISO_IN | NonRTO_Midwest | MISO_IN | Internal | Summer | B5 | 200 | 4450 | 0.02 | 97.52 | 89.52 | 8 | 0
2025 | NonRTO_Midwest_2_MISO_IN | NonRTO_Midwest | MISO_IN | Internal | Summer | B6 | 300 | 4450 | 0.01 | 87.69 | 79.69 | 8 | 0
2025 | NonRTO_Midwest_2_MISO_IN | NonRTO_Midwest | MISO_IN | Internal | Summer | B7 | 400 | 4450 | 0.01 | 81.09 | 73.09 | 8 | 0
2025 | NonRTO_Midwest_2_MISO_IN | NonRTO_Midwest | MISO_IN | Internal | Summer | B8 | 500 | 4450 | 0 | 75.06 | 67.06 | 8 | 0
2025 | NonRTO_Midwest_2_MISO_IN | NonRTO_Midwest | MISO_IN | Internal | Summer | B9 | 800 | 4450 | 0 | 72.15 | 64.15 | 8 | 0
2025 | NonRTO_Midwest_2_MISO_IN | NonRTO_Midwest | MISO_IN | Internal | Summer | B10 | 1262 | 4450 | 0 | 65.81 | 57.81 | 8 | 0
2025 | NonRTO_Midwest_2_MISO_IN | NonRTO_Midwest | MISO_IN | Internal | Winter | B16 | 25 | 4450 | 0.15 | 79.5 | 71.5 | 8 | 0
2025 | NonRTO_Midwest_2_MISO_IN | NonRTO_Midwest | MISO_IN | Internal | Winter | B17 | 100 | 4450 | 0.04 | 75.59 | 67.59 | 8 | 0
2025 | NonRTO_Midwest_2_MISO_IN | NonRTO_Midwest | MISO_IN | Internal | Winter | B18 | 400 | 4450 | 0.01 | 75.58 | 67.58 | 8 | 0
2025 | NonRTO_Midwest_2_MISO_IN | NonRTO_Midwest | MISO_IN | Internal | Winter | B19 | 700 | 4450 | 0 | 74.44 | 66.44 | 8 | 0
2025 | NonRTO_Midwest_2_MISO_IN | NonRTO_Midwest | MISO_IN | Internal | Winter | B20 | 935 | 4450 | 0 | 69.51 | 61.51 | 8 | 0
2025 | NonRTO_Midwest_2_TVA_Transmission | NonRTO_Midwest | TVA_Transmission | Internal | Shoulder | B11 | 25 | 2400 | 0.28 | 82.75 | 82.72 | 8 | 0
2025 | NonRTO_Midwest_2_TVA_Transmission | NonRTO_Midwest | TVA_Transmission | Internal | Shoulder | B12 | 200 | 2400 | 0.03 | 76.89 | 75.64 | 8 | 0
2025 | NonRTO_Midwest_2_TVA_Transmission | NonRTO_Midwest | TVA_Transmission | Internal | Shoulder | B13 | 600 | 2400 | 0.01 | 74.03 | 73.46 | 8 | 0
2025 | NonRTO_Midwest_2_TVA_Transmission | NonRTO_Midwest | TVA_Transmission | Internal | Shoulder | B14 | 900 | 2400 | 0 | 69.85 | 69.53 | 8 | 0
2025 | NonRTO_Midwest_2_TVA_Transmission | NonRTO_Midwest | TVA_Transmission | Internal | Shoulder | B15 | 1203 | 2400 | 0 | 66.43 | 66.11 | 8 | 0
2025 | NonRTO_Midwest_2_TVA_Transmission | NonRTO_Midwest | TVA_Transmission | Internal | Summer | B1 | 10 | 2400 | 0.69 | 115.3 | 114.98 | 8 | 0
2025 | NonRTO_Midwest_2_TVA_Transmission | NonRTO_Midwest | TVA_Transmission | Internal | Summer | B2 | 25 | 2400 | 0.28 | 115.56 | 115.24 | 8 | 0
2025 | NonRTO_Midwest_2_TVA_Transmission | NonRTO_Midwest | TVA_Transmission | Internal | Summer | B3 | 75 | 2400 | 0.1 | 115.26 | 115.24 | 8 | 0
2025 | NonRTO_Midwest_2_TVA_Transmission | NonRTO_Midwest | TVA_Transmission | Internal | Summer | B4 | 100 | 2400 | 0.08 | 104.06 | 104.07 | 8 | 0
2025 | NonRTO_Midwest_2_TVA_Transmission | NonRTO_Midwest | TVA_Transmission | Internal | Summer | B5 | 200 | 2400 | 0.04 | 97.52 | 96.83 | 8 | 0
2025 | NonRTO_Midwest_2_TVA_Transmission | NonRTO_Midwest | TVA_Transmission | Internal | Summer | B6 | 300 | 2400 | 0.02 | 87.69 | 85.79 | 8 | 0
2025 | NonRTO_Midwest_2_TVA_Transmission | NonRTO_Midwest | TVA_Transmission | Internal | Summer | B7 | 400 | 2400 | 0.02 | 81.09 | 79.92 | 8 | 0
2025 | NonRTO_Midwest_2_TVA_Transmission | NonRTO_Midwest | TVA_Transmission | Internal | Summer | B8 | 500 | 2400 | 0.02 | 75.06 | 74.31 | 8 | 0
2025 | NonRTO_Midwest_2_TVA_Transmission | NonRTO_Midwest | TVA_Transmission | Internal | Summer | B9 | 800 | 2400 | 0.01 | 72.15 | 72.11 | 8 | 0
2025 | NonRTO_Midwest_2_TVA_Transmission | NonRTO_Midwest | TVA_Transmission | Internal | Summer | B10 | 1262 | 2400 | 0 | 65.81 | 65.49 | 8 | 0
2025 | NonRTO_Midwest_2_TVA_Transmission | NonRTO_Midwest | TVA_Transmission | Internal | Winter | B16 | 25 | 2400 | 0.28 | 79.5 | 79.18 | 8 | 0
2025 | NonRTO_Midwest_2_TVA_Transmission | NonRTO_Midwest | TVA_Transmission | Internal | Winter | B17 | 100 | 2400 | 0.07 | 75.59 | 75.02 | 8 | 0
2025 | NonRTO_Midwest_2_TVA_Transmission | NonRTO_Midwest | TVA_Transmission | Internal | Winter | B18 | 400 | 2400 | 0.02 | 75.58 | 75.01 | 8 | 0
2025 | NonRTO_Midwest_2_TVA_Transmission | NonRTO_Midwest | TVA_Transmission | Internal | Winter | B19 | 700 | 2400 | 0.01 | 74.44 | 73.87 | 8 | 0
2025 | NonRTO_Midwest_2_TVA_Transmission | NonRTO_Midwest | TVA_Transmission | Internal | Winter | B20 | 935 | 2400 | 0 | 69.51 | 68.95 | 8 | 0
2025 | NYISO_A-F_2_IESO | NYISO_A-F | IESO | Internal | Shoulder | B11 | 25 | 1600 | 0.11 | 68.75 | 55.32 | 7 | 0
2025 | NYISO_A-F_2_IESO | NYISO_A-F | IESO | Internal | Shoulder | B12 | 200 | 1600 | 0.01 | 68.74 | 51.44 | 7 | 0
2025 | NYISO_A-F_2_IESO | NYISO_A-F | IESO | Internal | Shoulder | B13 | 600 | 1600 | 0 | 68.73 | 51.44 | 7 | 0
2025 | NYISO_A-F_2_IESO | NYISO_A-F | IESO | Internal | Shoulder | B14 | 900 | 1600 | 0 | 66.16 | 51.44 | 7 | 0
2025 | NYISO_A-F_2_IESO | NYISO_A-F | IESO | Internal | Shoulder | B15 | 1203 | 1600 | 0 | 66.16 | 51.44 | 7 | 0
2025 | NYISO_A-F_2_IESO | NYISO_A-F | IESO | Internal | Summer | B1 | 10 | 1600 | 0.31 | 99.58 | 89.86 | 7 | 0
2025 | NYISO_A-F_2_IESO | NYISO_A-F | IESO | Internal | Summer | B2 | 25 | 1600 | 0.12 | 99.57 | 88.13 | 7 | 0
2025 | NYISO_A-F_2_IESO | NYISO_A-F | IESO | Internal | Summer | B3 | 75 | 1600 | 0.04 | 99.47 | 87.82 | 7 | 0
2025 | NYISO_A-F_2_IESO | NYISO_A-F | IESO | Internal | Summer | B4 | 100 | 1600 | 0.03 | 88.3 | 76.63 | 7 | 0
2025 | NYISO_A-F_2_IESO | NYISO_A-F | IESO | Internal | Summer | B5 | 200 | 1600 | 0.02 | 81.86 | 70.09 | 7 | 0
2025 | NYISO_A-F_2_IESO | NYISO_A-F | IESO | Internal | Summer | B6 | 300 | 1600 | 0.01 | 72.54 | 60.26 | 7 | 0
2025 | NYISO_A-F_2_IESO | NYISO_A-F | IESO | Internal | Summer | B7 | 400 | 1600 | 0 | 66.71 | 53.65 | 7 | 0
2025 | NYISO_A-F_2_IESO | NYISO_A-F | IESO | Internal | Summer | B8 | 500 | 1600 | 0 | 65.01 | 47.63 | 7 | 0
2025 | NYISO_A-F_2_IESO | NYISO_A-F | IESO | Internal | Summer | B9 | 800 | 1600 | 0 | 64.41 | 45.73 | 7 | 0
2025 | NYISO_A-F_2_IESO | NYISO_A-F | IESO | Internal | Summer | B10 | 1262 | 1600 | 0 | 64.41 | 45.73 | 7 | 0
2025 | NYISO_A-F_2_IESO | NYISO_A-F | IESO | Internal | Winter | B16 | 25 | 1600 | 0.09 | 75.68 | 57 | 7 | 0
2025 | NYISO_A-F_2_IESO | NYISO_A-F | IESO | Internal | Winter | B17 | 100 | 1600 | 0.02 | 73.36 | 54.68 | 7 | 0
2025 | NYISO_A-F_2_IESO | NYISO_A-F | IESO | Internal | Winter | B18 | 400 | 1600 | 0 | 73.21 | 54.52 | 7 | 0
2025 | NYISO_A-F_2_IESO | NYISO_A-F | IESO | Internal | Winter | B19 | 700 | 1600 | 0 | 73.2 | 54.52 | 7 | 0
2025 | NYISO_A-F_2_IESO | NYISO_A-F | IESO | Internal | Winter | B20 | 935 | 1600 | 0 | 71.02 | 54.52 | 7 | 0
2025 | NYISO_A-F_2_NEISO | NYISO_A-F | NEISO | Internal | Shoulder | B11 | 25 | 600 | 0.31 | 68.75 | 65.76 | 3 | 0
2025 | NYISO_A-F_2_NEISO | NYISO_A-F | NEISO | Internal | Shoulder | B12 | 200 | 600 | 0.04 | 68.74 | 65.76 | 3 | 0
2025 | NYISO_A-F_2_NEISO | NYISO_A-F | NEISO | Internal | Shoulder | B13 | 600 | 600 | 0.01 | 68.73 | 65.75 | 3 | 0
2025 | NYISO_A-F_2_NEISO | NYISO_A-F | NEISO | Internal | Shoulder | B14 | 900 | 600 | 0.01 | 66.16 | 65.75 | 3 | 0
2025 | NYISO_A-F_2_NEISO | NYISO_A-F | NEISO | Internal | Shoulder | B15 | 1203 | 600 | 0 | 66.16 | 65.75 | 3 | 0
2025 | NYISO_A-F_2_NEISO | NYISO_A-F | NEISO | Internal | Summer | B1 | 10 | 600 | 1.03 | 99.58 | 98.29 | 3 | 0.01
2025 | NYISO_A-F_2_NEISO | NYISO_A-F | NEISO | Internal | Summer | B2 | 25 | 600 | 0.41 | 99.57 | 98.26 | 3 | 0
2025 | NYISO_A-F_2_NEISO | NYISO_A-F | NEISO | Internal | Summer | B3 | 75 | 600 | 0.11 | 99.47 | 97.06 | 3 | 0
2025 | NYISO_A-F_2_NEISO | NYISO_A-F | NEISO | Internal | Summer | B4 | 100 | 600 | 0.08 | 88.3 | 85.89 | 3 | 0
2025 | NYISO_A-F_2_NEISO | NYISO_A-F | NEISO | Internal | Summer | B5 | 200 | 600 | 0.04 | 81.86 | 79.44 | 3 | 0
2025 | NYISO_A-F_2_NEISO | NYISO_A-F | NEISO | Internal | Summer | B6 | 300 | 600 | 0.03 | 72.54 | 69.54 | 3 | 0
2025 | NYISO_A-F_2_NEISO | NYISO_A-F | NEISO | Internal | Summer | B7 | 400 | 600 | 0.02 | 66.71 | 62.89 | 3 | 0
2025 | NYISO_A-F_2_NEISO | NYISO_A-F | NEISO | Internal | Summer | B8 | 500 | 600 | 0.02 | 65.01 | 62.59 | 3 | 0
2025 | NYISO_A-F_2_NEISO | NYISO_A-F | NEISO | Internal | Summer | B9 | 800 | 600 | 0.01 | 64.41 | 62.59 | 3 | 0
2025 | NYISO_A-F_2_NEISO | NYISO_A-F | NEISO | Internal | Summer | B10 | 1262 | 600 | 0 | 64.41 | 62.59 | 3 | 0
2025 | NYISO_A-F_2_NEISO | NYISO_A-F | NEISO | Internal | Winter | B16 | 25 | 600 | 0.47 | 75.68 | 75.55 | 3 | 0
2025 | NYISO_A-F_2_NEISO | NYISO_A-F | NEISO | Internal | Winter | B17 | 100 | 600 | 0.11 | 73.36 | 72.34 | 3 | 0
2025 | NYISO_A-F_2_NEISO | NYISO_A-F | NEISO | Internal | Winter | B18 | 400 | 600 | 0.03 | 73.21 | 72.19 | 3 | 0
2025 | NYISO_A-F_2_NEISO | NYISO_A-F | NEISO | Internal | Winter | B19 | 700 | 600 | 0.02 | 73.2 | 72.19 | 3 | 0
2025 | NYISO_A-F_2_NEISO | NYISO_A-F | NEISO | Internal | Winter | B20 | 935 | 600 | 0.02 | 71.02 | 72.19 | 3 | 0
2025 | NYISO_A-F_2_NYISO_G-I | NYISO_A-F | NYISO_G-I | Internal | Shoulder | B11 | 25 | 4250 | 4251.11 | 68.75 | 69.87 | 0.01 | 1.1
2025 | NYISO_A-F_2_NYISO_G-I | NYISO_A-F | NYISO_G-I | Internal | Shoulder | B12 | 200 | 4250 | 4245.23 | 68.74 | 68.76 | 0.01 | 0.02
2025 | NYISO_A-F_2_NYISO_G-I | NYISO_A-F | NYISO_G-I | Internal | Shoulder | B13 | 600 | 4250 | 4064.99 | 68.73 | 68.75 | 0.01 | 0
2025 | NYISO_A-F_2_NYISO_G-I | NYISO_A-F | NYISO_G-I | Internal | Shoulder | B14 | 900 | 4250 | 4250.02 | 66.16 | 67.24 | 0.01 | 1.07
2025 | NYISO_A-F_2_NYISO_G-I | NYISO_A-F | NYISO_G-I | Internal | Shoulder | B15 | 1203 | 4250 | 2447.47 | 66.16 | 66.18 | 0.01 | 0
2025 | NYISO_A-F_2_NYISO_G-I | NYISO_A-F | NYISO_G-I | Internal | Summer | B1 | 10 | 4250 | 6776.23 | 99.58 | 101.28 | 0.01 | 1.68
2025 | NYISO_A-F_2_NYISO_G-I | NYISO_A-F | NYISO_G-I | Internal | Summer | B2 | 25 | 4250 | 6291.07 | 99.57 | 101.26 | 0.01 | 1.68
2025 | NYISO_A-F_2_NYISO_G-I | NYISO_A-F | NYISO_G-I | Internal | Summer | B3 | 75 | 4250 | 6424.22 | 99.47 | 101.16 | 0.01 | 1.68
2025 | NYISO_A-F_2_NYISO_G-I | NYISO_A-F | NYISO_G-I | Internal | Summer | B4 | 100 | 4250 | 6604.47 | 88.3 | 89.99 | 0.01 | 1.68
2025 | NYISO_A-F_2_NYISO_G-I | NYISO_A-F | NYISO_G-I | Internal | Summer | B5 | 200 | 4250 | 5493.78 | 81.86 | 83.55 | 0.01 | 1.68
2025 | NYISO_A-F_2_NYISO_G-I | NYISO_A-F | NYISO_G-I | Internal | Summer | B6 | 300 | 4250 | 4250.16 | 72.54 | 73.65 | 0.01 | 1.1
2025 | NYISO_A-F_2_NYISO_G-I | NYISO_A-F | NYISO_G-I | Internal | Summer | B7 | 400 | 4250 | 4249.86 | 66.71 | 67 | 0.01 | 0.28
2025 | NYISO_A-F_2_NYISO_G-I | NYISO_A-F | NYISO_G-I | Internal | Summer | B8 | 500 | 4250 | 4329.59 | 65.01 | 66.7 | 0.01 | 1.68
2025 | NYISO_A-F_2_NYISO_G-I | NYISO_A-F | NYISO_G-I | Internal | Summer | B9 | 800 | 4250 | 4250.03 | 64.41 | 65.58 | 0.01 | 1.16
2025 | NYISO_A-F_2_NYISO_G-I | NYISO_A-F | NYISO_G-I | Internal | Summer | B10 | 1262 | 4250 | 2949.35 | 64.41 | 64.42 | 0.01 | 0
2025 | NYISO_A-F_2_NYISO_G-I | NYISO_A-F | NYISO_G-I | Internal | Winter | B16 | 25 | 4250 | 6839.98 | 75.68 | 77.37 | 0.01 | 1.68
2025 | NYISO_A-F_2_NYISO_G-I | NYISO_A-F | NYISO_G-I | Internal | Winter | B17 | 100 | 4250 | 7438.12 | 73.36 | 75.05 | 0.01 | 1.68
2025 | NYISO_A-F_2_NYISO_G-I | NYISO_A-F | NYISO_G-I | Internal | Winter | B18 | 400 | 4250 | 7701.55 | 73.21 | 74.9 | 0.01 | 1.68
2025 | NYISO_A-F_2_NYISO_G-I | NYISO_A-F | NYISO_G-I | Internal | Winter | B19 | 700 | 4250 | 7076.67 | 73.2 | 74.9 | 0.01 | 1.68
2025 | NYISO_A-F_2_NYISO_G-I | NYISO_A-F | NYISO_G-I | Internal | Winter | B20 | 935 | 4250 | 3384.62 | 71.02 | 71.03 | 0.01 | 0
2025 | NYISO_A-F_2_PJM_ROM | NYISO_A-F | PJM_ROM | Internal | Shoulder | B11 | 25 | 1000 | 840.86 | 68.75 | 76.75 | 8 | 0.01
2025 | NYISO_A-F_2_PJM_ROM | NYISO_A-F | PJM_ROM | Internal | Shoulder | B12 | 200 | 1000 | 0.05 | 68.74 | 71.95 | 8 | 0
2025 | NYISO_A-F_2_PJM_ROM | NYISO_A-F | PJM_ROM | Internal | Shoulder | B13 | 600 | 1000 | 0.01 | 68.73 | 69.05 | 8 | 0
2025 | NYISO_A-F_2_PJM_ROM | NYISO_A-F | PJM_ROM | Internal | Shoulder | B14 | 900 | 1000 | 0.01 | 66.16 | 68.95 | 8 | 0
2025 | NYISO_A-F_2_PJM_ROM | NYISO_A-F | PJM_ROM | Internal | Shoulder | B15 | 1203 | 1000 | 0 | 66.16 | 60.17 | 8 | 0
2025 | NYISO_A-F_2_PJM_ROM | NYISO_A-F | PJM_ROM | Internal | Summer | B1 | 10 | 1000 | 999.54 | 99.58 | 109.28 | 8 | 1.7
2025 | NYISO_A-F_2_PJM_ROM | NYISO_A-F | PJM_ROM | Internal | Summer | B2 | 25 | 1000 | 1000.02 | 99.57 | 109.27 | 8 | 1.71
2025 | NYISO_A-F_2_PJM_ROM | NYISO_A-F | PJM_ROM | Internal | Summer | B3 | 75 | 1000 | 1000.14 | 99.47 | 109.25 | 8 | 1.78
2025 | NYISO_A-F_2_PJM_ROM | NYISO_A-F | PJM_ROM | Internal | Summer | B4 | 100 | 1000 | 1000.11 | 88.3 | 98.08 | 8 | 1.78
2025 | NYISO_A-F_2_PJM_ROM | NYISO_A-F | PJM_ROM | Internal | Summer | B5 | 200 | 1000 | 1000.03 | 81.86 | 91.56 | 8 | 1.71
2025 | NYISO_A-F_2_PJM_ROM | NYISO_A-F | PJM_ROM | Internal | Summer | B6 | 300 | 1000 | 999.99 | 72.54 | 81.73 | 8 | 1.19
2025 | NYISO_A-F_2_PJM_ROM | NYISO_A-F | PJM_ROM | Internal | Summer | B7 | 400 | 1000 | 999.87 | 66.71 | 75.08 | 8 | 0.37
2025 | NYISO_A-F_2_PJM_ROM | NYISO_A-F | PJM_ROM | Internal | Summer | B8 | 500 | 1000 | 0.03 | 65.01 | 69.08 | 8 | 0
2025 | NYISO_A-F_2_PJM_ROM | NYISO_A-F | PJM_ROM | Internal | Summer | B9 | 800 | 1000 | 0.01 | 64.41 | 66.45 | 8 | 0
2025 | NYISO_A-F_2_PJM_ROM | NYISO_A-F | PJM_ROM | Internal | Summer | B10 | 1262 | 1000 | 0 | 64.41 | 59.52 | 8 | 0
2025 | NYISO_A-F_2_PJM_ROM | NYISO_A-F | PJM_ROM | Internal | Winter | B16 | 25 | 1000 | 0.53 | 75.68 | 81.26 | 8 | 0
2025 | NYISO_A-F_2_PJM_ROM | NYISO_A-F | PJM_ROM | Internal | Winter | B17 | 100 | 1000 | 0.1 | 73.36 | 77.36 | 8 | 0
2025 | NYISO_A-F_2_PJM_ROM | NYISO_A-F | PJM_ROM | Internal | Winter | B18 | 400 | 1000 | 0.02 | 73.21 | 74.81 | 8 | 0
2025 | NYISO_A-F_2_PJM_ROM | NYISO_A-F | PJM_ROM | Internal | Winter | B19 | 700 | 1000 | 0.01 | 73.2 | 74.37 | 8 | 0
2025 | NYISO_A-F_2_PJM_ROM | NYISO_A-F | PJM_ROM | Internal | Winter | B20 | 935 | 1000 | 0 | 71.02 | 65.03 | 8 | 0
2025 | NYISO_G-I_2_NEISO | NYISO_G-I | NEISO | Internal | Shoulder | B11 | 25 | 600 | 0.33 | 69.87 | 65.76 | 3 | 0
2025 | NYISO_G-I_2_NEISO | NYISO_G-I | NEISO | Internal | Shoulder | B12 | 200 | 600 | 0.05 | 68.76 | 65.76 | 3 | 0
2025 | NYISO_G-I_2_NEISO | NYISO_G-I | NEISO | Internal | Shoulder | B13 | 600 | 600 | 0.02 | 68.75 | 65.75 | 3 | 0
2025 | NYISO_G-I_2_NEISO | NYISO_G-I | NEISO | Internal | Shoulder | B14 | 900 | 600 | 0.01 | 67.24 | 65.75 | 3 | 0
2025 | NYISO_G-I_2_NEISO | NYISO_G-I | NEISO | Internal | Shoulder | B15 | 1203 | 600 | 0.01 | 66.18 | 65.75 | 3 | 0
2025 | NYISO_G-I_2_NEISO | NYISO_G-I | NEISO | Internal | Summer | B1 | 10 | 600 | 1.08 | 101.28 | 98.29 | 3 | 0.01
2025 | NYISO_G-I_2_NEISO | NYISO_G-I | NEISO | Internal | Summer | B2 | 25 | 600 | 0.42 | 101.26 | 98.26 | 3 | 0
2025 | NYISO_G-I_2_NEISO | NYISO_G-I | NEISO | Internal | Summer | B3 | 75 | 600 | 0.11 | 101.16 | 97.06 | 3 | 0
2025 | NYISO_G-I_2_NEISO | NYISO_G-I | NEISO | Internal | Summer | B4 | 100 | 600 | 0.08 | 89.99 | 85.89 | 3 | 0
2025 | NYISO_G-I_2_NEISO | NYISO_G-I | NEISO | Internal | Summer | B5 | 200 | 600 | 0.04 | 83.55 | 79.44 | 3 | 0
2025 | NYISO_G-I_2_NEISO | NYISO_G-I | NEISO | Internal | Summer | B6 | 300 | 600 | 0.03 | 73.65 | 69.54 | 3 | 0
2025 | NYISO_G-I_2_NEISO | NYISO_G-I | NEISO | Internal | Summer | B7 | 400 | 600 | 0.02 | 67 | 62.89 | 3 | 0
2025 | NYISO_G-I_2_NEISO | NYISO_G-I | NEISO | Internal | Summer | B8 | 500 | 600 | 0.02 | 66.7 | 62.59 | 3 | 0
2025 | NYISO_G-I_2_NEISO | NYISO_G-I | NEISO | Internal | Summer | B9 | 800 | 600 | 0.01 | 65.58 | 62.59 | 3 | 0
2025 | NYISO_G-I_2_NEISO | NYISO_G-I | NEISO | Internal | Summer | B10 | 1262 | 600 | 0 | 64.42 | 62.59 | 3 | 0
2025 | NYISO_G-I_2_NEISO | NYISO_G-I | NEISO | Internal | Winter | B16 | 25 | 600 | 0.46 | 77.37 | 75.55 | 3 | 0
2025 | NYISO_G-I_2_NEISO | NYISO_G-I | NEISO | Internal | Winter | B17 | 100 | 600 | 0.11 | 75.05 | 72.34 | 3 | 0
2025 | NYISO_G-I_2_NEISO | NYISO_G-I | NEISO | Internal | Winter | B18 | 400 | 600 | 0.03 | 74.9 | 72.19 | 3 | 0
2025 | NYISO_G-I_2_NEISO | NYISO_G-I | NEISO | Internal | Winter | B19 | 700 | 600 | 0.02 | 74.9 | 72.19 | 3 | 0
2025 | NYISO_G-I_2_NEISO | NYISO_G-I | NEISO | Internal | Winter | B20 | 935 | 600 | 0.03 | 71.03 | 72.19 | 3 | 0
2025 | NYISO_G-I_2_NYISO_A-F | NYISO_G-I | NYISO_A-F | Internal | Shoulder | B11 | 25 | 1999 | 1.89 | 69.87 | 68.75 | 0.01 | 0
2025 | NYISO_G-I_2_NYISO_A-F | NYISO_G-I | NYISO_A-F | Internal | Shoulder | B12 | 200 | 1999 | 3.63 | 68.76 | 68.74 | 0.01 | 0
2025 | NYISO_G-I_2_NYISO_A-F | NYISO_G-I | NYISO_A-F | Internal | Shoulder | B13 | 600 | 1999 | 2.6 | 68.75 | 68.73 | 0.01 | 0
2025 | NYISO_G-I_2_NYISO_A-F | NYISO_G-I | NYISO_A-F | Internal | Shoulder | B14 | 900 | 1999 | 0.06 | 67.24 | 66.16 | 0.01 | 0
2025 | NYISO_G-I_2_NYISO_A-F | NYISO_G-I | NYISO_A-F | Internal | Shoulder | B15 | 1203 | 1999 | 1.69 | 66.18 | 66.16 | 0.01 | 0
2025 | NYISO_G-I_2_NYISO_A-F | NYISO_G-I | NYISO_A-F | Internal | Summer | B1 | 10 | 1999 | 3.24 | 101.28 | 99.58 | 0.01 | 0
2025 | NYISO_G-I_2_NYISO_A-F | NYISO_G-I | NYISO_A-F | Internal | Summer | B2 | 25 | 1999 | 1.34 | 101.26 | 99.57 | 0.01 | 0
2025 | NYISO_G-I_2_NYISO_A-F | NYISO_G-I | NYISO_A-F | Internal | Summer | B3 | 75 | 1999 | 0.46 | 101.16 | 99.47 | 0.01 | 0
2025 | NYISO_G-I_2_NYISO_A-F | NYISO_G-I | NYISO_A-F | Internal | Summer | B4 | 100 | 1999 | 0.35 | 89.99 | 88.3 | 0.01 | 0
2025 | NYISO_G-I_2_NYISO_A-F | NYISO_G-I | NYISO_A-F | Internal | Summer | B5 | 200 | 1999 | 0.18 | 83.55 | 81.86 | 0.01 | 0
2025 | NYISO_G-I_2_NYISO_A-F | NYISO_G-I | NYISO_A-F | Internal | Summer | B6 | 300 | 1999 | 0.16 | 73.65 | 72.54 | 0.01 | 0
2025 | NYISO_G-I_2_NYISO_A-F | NYISO_G-I | NYISO_A-F | Internal | Summer | B7 | 400 | 1999 | 0.41 | 67 | 66.71 | 0.01 | 0
2025 | NYISO_G-I_2_NYISO_A-F | NYISO_G-I | NYISO_A-F | Internal | Summer | B8 | 500 | 1999 | 0.07 | 66.7 | 65.01 | 0.01 | 0
2025 | NYISO_G-I_2_NYISO_A-F | NYISO_G-I | NYISO_A-F | Internal | Summer | B9 | 800 | 1999 | 0.07 | 65.58 | 64.41 | 0.01 | 0
2025 | NYISO_G-I_2_NYISO_A-F | NYISO_G-I | NYISO_A-F | Internal | Summer | B10 | 1262 | 1999 | 1.61 | 64.42 | 64.41 | 0.01 | 0
2025 | NYISO_G-I_2_NYISO_A-F | NYISO_G-I | NYISO_A-F | Internal | Winter | B16 | 25 | 1999 | 1.34 | 77.37 | 75.68 | 0.01 | 0
2025 | NYISO_G-I_2_NYISO_A-F | NYISO_G-I | NYISO_A-F | Internal | Winter | B17 | 100 | 1999 | 0.35 | 75.05 | 73.36 | 0.01 | 0
2025 | NYISO_G-I_2_NYISO_A-F | NYISO_G-I | NYISO_A-F | Internal | Winter | B18 | 400 | 1999 | 0.09 | 74.9 | 73.21 | 0.01 | 0
2025 | NYISO_G-I_2_NYISO_A-F | NYISO_G-I | NYISO_A-F | Internal | Winter | B19 | 700 | 1999 | 0.05 | 74.9 | 73.2 | 0.01 | 0
2025 | NYISO_G-I_2_NYISO_A-F | NYISO_G-I | NYISO_A-F | Internal | Winter | B20 | 935 | 1999 | 1.96 | 71.03 | 71.02 | 0.01 | 0
2025 | NYISO_G-I_2_NYISO_J-K | NYISO_G-I | NYISO_J-K | Internal | Shoulder | B11 | 25 | 6130 | 5204.02 | 69.87 | 69.88 | 0.01 | 0
2025 | NYISO_G-I_2_NYISO_J-K | NYISO_G-I | NYISO_J-K | Internal | Shoulder | B12 | 200 | 6130 | 5125.6 | 68.76 | 68.78 | 0.01 | 0
2025 | NYISO_G-I_2_NYISO_J-K | NYISO_G-I | NYISO_J-K | Internal | Shoulder | B13 | 600 | 6130 | 4834.51 | 68.75 | 68.76 | 0.01 | 0
2025 | NYISO_G-I_2_NYISO_J-K | NYISO_G-I | NYISO_J-K | Internal | Shoulder | B14 | 900 | 6130 | 4535.47 | 67.24 | 67.25 | 0.01 | 0
2025 | NYISO_G-I_2_NYISO_J-K | NYISO_G-I | NYISO_J-K | Internal | Shoulder | B15 | 1203 | 6130 | 2457.63 | 66.18 | 66.19 | 0.01 | 0
2025 | NYISO_G-I_2_NYISO_J-K | NYISO_G-I | NYISO_J-K | Internal | Summer | B1 | 10 | 6130 | 5906.91 | 101.28 | 101.3 | 0.01 | 0.01
2025 | NYISO_G-I_2_NYISO_J-K | NYISO_G-I | NYISO_J-K | Internal | Summer | B2 | 25 | 6130 | 5347.67 | 101.26 | 101.28 | 0.01 | 0
2025 | NYISO_G-I_2_NYISO_J-K | NYISO_G-I | NYISO_J-K | Internal | Summer | B3 | 75 | 6130 | 5404.88 | 101.16 | 101.18 | 0.01 | 0
2025 | NYISO_G-I_2_NYISO_J-K | NYISO_G-I | NYISO_J-K | Internal | Summer | B4 | 100 | 6130 | 5840.91 | 89.99 | 90.01 | 0.01 | 0
2025 | NYISO_G-I_2_NYISO_J-K | NYISO_G-I | NYISO_J-K | Internal | Summer | B5 | 200 | 6130 | 4909.97 | 83.55 | 83.56 | 0.01 | 0
2025 | NYISO_G-I_2_NYISO_J-K | NYISO_G-I | NYISO_J-K | Internal | Summer | B6 | 300 | 6130 | 3806.49 | 73.65 | 73.66 | 0.01 | 0
2025 | NYISO_G-I_2_NYISO_J-K | NYISO_G-I | NYISO_J-K | Internal | Summer | B7 | 400 | 6130 | 3972.74 | 67 | 67.01 | 0.01 | 0
2025 | NYISO_G-I_2_NYISO_J-K | NYISO_G-I | NYISO_J-K | Internal | Summer | B8 | 500 | 6130 | 5701.84 | 66.7 | 66.71 | 0.01 | 0
2025 | NYISO_G-I_2_NYISO_J-K | NYISO_G-I | NYISO_J-K | Internal | Summer | B9 | 800 | 6130 | 5230.23 | 65.58 | 65.59 | 0.01 | 0
2025 | NYISO_G-I_2_NYISO_J-K | NYISO_G-I | NYISO_J-K | Internal | Summer | B10 | 1262 | 6130 | 3639.32 | 64.42 | 64.43 | 0.01 | 0
2025 | NYISO_G-I_2_NYISO_J-K | NYISO_G-I | NYISO_J-K | Internal | Winter | B16 | 25 | 6130 | 7133.29 | 77.37 | 77.66 | 0.01 | 0.28
2025 | NYISO_G-I_2_NYISO_J-K | NYISO_G-I | NYISO_J-K | Internal | Winter | B17 | 100 | 6130 | 7723.44 | 75.05 | 75.34 | 0.01 | 0.28
2025 | NYISO_G-I_2_NYISO_J-K | NYISO_G-I | NYISO_J-K | Internal | Winter | B18 | 400 | 6130 | 7428.05 | 74.9 | 75.19 | 0.01 | 0.28
2025 | NYISO_G-I_2_NYISO_J-K | NYISO_G-I | NYISO_J-K | Internal | Winter | B19 | 700 | 6130 | 6973.94 | 74.9 | 75.19 | 0.01 | 0.28
2025 | NYISO_G-I_2_NYISO_J-K | NYISO_G-I | NYISO_J-K | Internal | Winter | B20 | 935 | 6130 | 3696.86 | 71.03 | 71.05 | 0.01 | 0
2025 | NYISO_G-I_2_PJM_E | NYISO_G-I | PJM_E | Internal | Shoulder | B11 | 25 | 1500 | 1.07 | 69.87 | 76.74 | 8 | 0
2025 | NYISO_G-I_2_PJM_E | NYISO_G-I | PJM_E | Internal | Shoulder | B12 | 200 | 1500 | 0.05 | 68.76 | 71.94 | 8 | 0
2025 | NYISO_G-I_2_PJM_E | NYISO_G-I | PJM_E | Internal | Shoulder | B13 | 600 | 1500 | 0.01 | 68.75 | 69.04 | 8 | 0
2025 | NYISO_G-I_2_PJM_E | NYISO_G-I | PJM_E | Internal | Shoulder | B14 | 900 | 1500 | 0.01 | 67.24 | 68.93 | 8 | 0
2025 | NYISO_G-I_2_PJM_E | NYISO_G-I | PJM_E | Internal | Shoulder | B15 | 1203 | 1500 | 0 | 66.18 | 60.18 | 8 | 0
2025 | NYISO_G-I_2_PJM_E | NYISO_G-I | PJM_E | Internal | Summer | B1 | 10 | 1500 | 378.09 | 101.28 | 109.27 | 8 | 0
2025 | NYISO_G-I_2_PJM_E | NYISO_G-I | PJM_E | Internal | Summer | B2 | 25 | 1500 | 779.65 | 101.26 | 109.26 | 8 | 0
2025 | NYISO_G-I_2_PJM_E | NYISO_G-I | PJM_E | Internal | Summer | B3 | 75 | 1500 | 1496.85 | 101.16 | 109.24 | 8 | 0.07
2025 | NYISO_G-I_2_PJM_E | NYISO_G-I | PJM_E | Internal | Summer | B4 | 100 | 1500 | 1497.72 | 89.99 | 98.07 | 8 | 0.07
2025 | NYISO_G-I_2_PJM_E | NYISO_G-I | PJM_E | Internal | Summer | B5 | 200 | 1500 | 1448.57 | 83.55 | 91.55 | 8 | 0
2025 | NYISO_G-I_2_PJM_E | NYISO_G-I | PJM_E | Internal | Summer | B6 | 300 | 1500 | 1498.88 | 73.65 | 81.72 | 8 | 0.07
2025 | NYISO_G-I_2_PJM_E | NYISO_G-I | PJM_E | Internal | Summer | B7 | 400 | 1500 | 1499.2 | 67 | 75.07 | 8 | 0.07
2025 | NYISO_G-I_2_PJM_E | NYISO_G-I | PJM_E | Internal | Summer | B8 | 500 | 1500 | 0.02 | 66.7 | 69.06 | 8 | 0
2025 | NYISO_G-I_2_PJM_E | NYISO_G-I | PJM_E | Internal | Summer | B9 | 800 | 1500 | 0.01 | 65.58 | 66.43 | 8 | 0
2025 | NYISO_G-I_2_PJM_E | NYISO_G-I | PJM_E | Internal | Summer | B10 | 1262 | 1500 | 0 | 64.42 | 59.51 | 8 | 0
2025 | NYISO_G-I_2_PJM_E | NYISO_G-I | PJM_E | Internal | Winter | B16 | 25 | 1500 | 0.41 | 77.37 | 81.25 | 8 | 0
2025 | NYISO_G-I_2_PJM_E | NYISO_G-I | PJM_E | Internal | Winter | B17 | 100 | 1500 | 0.09 | 75.05 | 77.38 | 8 | 0
2025 | NYISO_G-I_2_PJM_E | NYISO_G-I | PJM_E | Internal | Winter | B18 | 400 | 1500 | 0.02 | 74.9 | 74.82 | 8 | 0
2025 | NYISO_G-I_2_PJM_E | NYISO_G-I | PJM_E | Internal | Winter | B19 | 700 | 1500 | 0.01 | 74.9 | 74.38 | 8 | 0
2025 | NYISO_G-I_2_PJM_E | NYISO_G-I | PJM_E | Internal | Winter | B20 | 935 | 1500 | 0 | 71.03 | 65.04 | 8 | 0
2025 | NYISO_J-K_2_NEISO_OL | NYISO_J-K | NEISO | Internal | Shoulder | B11 | 25 | 99999 | 0.18 | 69.88 | 65.76 | 3.01 | 0
2025 | NYISO_J-K_2_NEISO_OL | NYISO_J-K | NEISO | Internal | Shoulder | B12 | 200 | 99999 | 0.03 | 68.78 | 65.76 | 3.01 | 0
2025 | NYISO_J-K_2_NEISO_OL | NYISO_J-K | NEISO | Internal | Shoulder | B13 | 600 | 99999 | 0 | 68.76 | 65.75 | 3.01 | 0
2025 | NYISO_J-K_2_NEISO_OL | NYISO_J-K | NEISO | Internal | Shoulder | B14 | 900 | 99999 | 0 | 67.25 | 65.75 | 3.01 | 0
2025 | NYISO_J-K_2_NEISO_OL | NYISO_J-K | NEISO | Internal | Shoulder | B15 | 1203 | 99999 | 0 | 66.19 | 65.75 | 3.01 | 0
2025 | NYISO_J-K_2_NEISO_OL | NYISO_J-K | NEISO | Internal | Summer | B1 | 10 | 99999 | 0.62 | 101.3 | 98.29 | 3.01 | 0
2025 | NYISO_J-K_2_NEISO_OL | NYISO_J-K | NEISO | Internal | Summer | B2 | 25 | 99999 | 0.24 | 101.28 | 98.26 | 3.01 | 0
2025 | NYISO_J-K_2_NEISO_OL | NYISO_J-K | NEISO | Internal | Summer | B3 | 75 | 99999 | 0.06 | 101.18 | 97.06 | 3.01 | 0
2025 | NYISO_J-K_2_NEISO_OL | NYISO_J-K | NEISO | Internal | Summer | B4 | 100 | 99999 | 0.04 | 90.01 | 85.89 | 3.01 | 0
2025 | NYISO_J-K_2_NEISO_OL | NYISO_J-K | NEISO | Internal | Summer | B5 | 200 | 99999 | 0.02 | 83.56 | 79.44 | 3.01 | 0
2025 | NYISO_J-K_2_NEISO_OL | NYISO_J-K | NEISO | Internal | Summer | B6 | 300 | 99999 | 0.01 | 73.66 | 69.54 | 3.01 | 0
2025 | NYISO_J-K_2_NEISO_OL | NYISO_J-K | NEISO | Internal | Summer | B7 | 400 | 99999 | 0.01 | 67.01 | 62.89 | 3.01 | 0
2025 | NYISO_J-K_2_NEISO_OL | NYISO_J-K | NEISO | Internal | Summer | B8 | 500 | 99999 | 0 | 66.71 | 62.59 | 3.01 | 0
2025 | NYISO_J-K_2_NEISO_OL | NYISO_J-K | NEISO | Internal | Summer | B9 | 800 | 99999 | 0 | 65.59 | 62.59 | 3.01 | 0
2025 | NYISO_J-K_2_NEISO_OL | NYISO_J-K | NEISO | Internal | Summer | B10 | 1262 | 99999 | 0 | 64.43 | 62.59 | 3.01 | 0
2025 | NYISO_J-K_2_NEISO_OL | NYISO_J-K | NEISO | Internal | Winter | B16 | 25 | 99999 | 0.24 | 77.66 | 75.55 | 3.01 | 0
2025 | NYISO_J-K_2_NEISO_OL | NYISO_J-K | NEISO | Internal | Winter | B17 | 100 | 99999 | 0.05 | 75.34 | 72.34 | 3.01 | 0
2025 | NYISO_J-K_2_NEISO_OL | NYISO_J-K | NEISO | Internal | Winter | B18 | 400 | 99999 | 0.01 | 75.19 | 72.19 | 3.01 | 0
2025 | NYISO_J-K_2_NEISO_OL | NYISO_J-K | NEISO | Internal | Winter | B19 | 700 | 99999 | 0 | 75.19 | 72.19 | 3.01 | 0
2025 | NYISO_J-K_2_NEISO_OL | NYISO_J-K | NEISO | Internal | Winter | B20 | 935 | 99999 | 0.02 | 71.05 | 72.19 | 3.01 | 0
2025 | NYISO_J-K_2_NYISO_G-I | NYISO_J-K | NYISO_G-I | Internal | Shoulder | B11 | 25 | 1999 | 47.51 | 69.88 | 69.87 | 0.01 | 0
2025 | NYISO_J-K_2_NYISO_G-I | NYISO_J-K | NYISO_G-I | Internal | Shoulder | B12 | 200 | 1999 | 8.15 | 68.78 | 68.76 | 0.01 | 0
2025 | NYISO_J-K_2_NYISO_G-I | NYISO_J-K | NYISO_G-I | Internal | Shoulder | B13 | 600 | 1999 | 3.11 | 68.76 | 68.75 | 0.01 | 0
2025 | NYISO_J-K_2_NYISO_G-I | NYISO_J-K | NYISO_G-I | Internal | Shoulder | B14 | 900 | 1999 | 2.2 | 67.25 | 67.24 | 0.01 | 0
2025 | NYISO_J-K_2_NYISO_G-I | NYISO_J-K | NYISO_G-I | Internal | Shoulder | B15 | 1203 | 1999 | 1.76 | 66.19 | 66.18 | 0.01 | 0
2025 | NYISO_J-K_2_NYISO_G-I | NYISO_J-K | NYISO_G-I | Internal | Summer | B1 | 10 | 1999 | 89.71 | 101.3 | 101.28 | 0.01 | 0
2025 | NYISO_J-K_2_NYISO_G-I | NYISO_J-K | NYISO_G-I | Internal | Summer | B2 | 25 | 1999 | 45.14 | 101.28 | 101.26 | 0.01 | 0
2025 | NYISO_J-K_2_NYISO_G-I | NYISO_J-K | NYISO_G-I | Internal | Summer | B3 | 75 | 1999 | 17.74 | 101.18 | 101.16 | 0.01 | 0
2025 | NYISO_J-K_2_NYISO_G-I | NYISO_J-K | NYISO_G-I | Internal | Summer | B4 | 100 | 1999 | 12.67 | 90.01 | 89.99 | 0.01 | 0
2025 | NYISO_J-K_2_NYISO_G-I | NYISO_J-K | NYISO_G-I | Internal | Summer | B5 | 200 | 1999 | 8.12 | 83.56 | 83.55 | 0.01 | 0
2025 | NYISO_J-K_2_NYISO_G-I | NYISO_J-K | NYISO_G-I | Internal | Summer | B6 | 300 | 1999 | 6.14 | 73.66 | 73.65 | 0.01 | 0
2025 | NYISO_J-K_2_NYISO_G-I | NYISO_J-K | NYISO_G-I | Internal | Summer | B7 | 400 | 1999 | 4.73 | 67.01 | 67 | 0.01 | 0
2025 | NYISO_J-K_2_NYISO_G-I | NYISO_J-K | NYISO_G-I | Internal | Summer | B8 | 500 | 1999 | 3.28 | 66.71 | 66.7 | 0.01 | 0
2025 | NYISO_J-K_2_NYISO_G-I | NYISO_J-K | NYISO_G-I | Internal | Summer | B9 | 800 | 1999 | 2.32 | 65.59 | 65.58 | 0.01 | 0
2025 | NYISO_J-K_2_NYISO_G-I | NYISO_J-K | NYISO_G-I | Internal | Summer | B10 | 1262 | 1999 | 1.66 | 64.43 | 64.42 | 0.01 | 0
2025 | NYISO_J-K_2_NYISO_G-I | NYISO_J-K | NYISO_G-I | Internal | Winter | B16 | 25 | 1999 | 7.39 | 77.66 | 77.37 | 0.01 | 0
2025 | NYISO_J-K_2_NYISO_G-I | NYISO_J-K | NYISO_G-I | Internal | Winter | B17 | 100 | 1999 | 1.91 | 75.34 | 75.05 | 0.01 | 0
2025 | NYISO_J-K_2_NYISO_G-I | NYISO_J-K | NYISO_G-I | Internal | Winter | B18 | 400 | 1999 | 0.49 | 75.19 | 74.9 | 0.01 | 0
2025 | NYISO_J-K_2_NYISO_G-I | NYISO_J-K | NYISO_G-I | Internal | Winter | B19 | 700 | 1999 | 0.29 | 75.19 | 74.9 | 0.01 | 0
2025 | NYISO_J-K_2_NYISO_G-I | NYISO_J-K | NYISO_G-I | Internal | Winter | B20 | 935 | 1999 | 2.12 | 71.05 | 71.03 | 0.01 | 0
2025 | NYISO_J-K_2_PJM_E_OL | NYISO_J-K | PJM_E | Internal | Shoulder | B11 | 25 | 99999 | 0.68 | 69.88 | 76.74 | 8.06 | 0
2025 | NYISO_J-K_2_PJM_E_OL | NYISO_J-K | PJM_E | Internal | Shoulder | B12 | 200 | 99999 | 0.03 | 68.78 | 71.94 | 8.06 | 0
2025 | NYISO_J-K_2_PJM_E_OL | NYISO_J-K | PJM_E | Internal | Shoulder | B13 | 600 | 99999 | 0 | 68.76 | 69.04 | 8.06 | 0
2025 | NYISO_J-K_2_PJM_E_OL | NYISO_J-K | PJM_E | Internal | Shoulder | B14 | 900 | 99999 | 0 | 67.25 | 68.93 | 8.06 | 0
2025 | NYISO_J-K_2_PJM_E_OL | NYISO_J-K | PJM_E | Internal | Shoulder | B15 | 1203 | 99999 | 0 | 66.19 | 60.18 | 8.06 | 0
2025 | NYISO_J-K_2_PJM_E_OL | NYISO_J-K | PJM_E | Internal | Summer | B1 | 10 | 99999 | 15.62 | 101.3 | 109.27 | 8.06 | 0
2025 | NYISO_J-K_2_PJM_E_OL | NYISO_J-K | PJM_E | Internal | Summer | B2 | 25 | 99999 | 9.01 | 101.28 | 109.26 | 8.06 | 0
2025 | NYISO_J-K_2_PJM_E_OL | NYISO_J-K | PJM_E | Internal | Summer | B3 | 75 | 99999 | 3388.83 | 101.18 | 109.24 | 8.06 | 0
2025 | NYISO_J-K_2_PJM_E_OL | NYISO_J-K | PJM_E | Internal | Summer | B4 | 100 | 99999 | 4352.2 | 90.01 | 98.07 | 8.06 | 0
2025 | NYISO_J-K_2_PJM_E_OL | NYISO_J-K | PJM_E | Internal | Summer | B5 | 200 | 99999 | 1.83 | 83.56 | 91.55 | 8.06 | 0
2025 | NYISO_J-K_2_PJM_E_OL | NYISO_J-K | PJM_E | Internal | Summer | B6 | 300 | 99999 | 707.7 | 73.66 | 81.72 | 8.06 | 0
2025 | NYISO_J-K_2_PJM_E_OL | NYISO_J-K | PJM_E | Internal | Summer | B7 | 400 | 99999 | 1490.97 | 67.01 | 75.07 | 8.06 | 0
2025 | NYISO_J-K_2_PJM_E_OL | NYISO_J-K | PJM_E | Internal | Summer | B8 | 500 | 99999 | 0.01 | 66.71 | 69.06 | 8.06 | 0
2025 | NYISO_J-K_2_PJM_E_OL | NYISO_J-K | PJM_E | Internal | Summer | B9 | 800 | 99999 | 0 | 65.59 | 66.43 | 8.06 | 0
2025 | NYISO_J-K_2_PJM_E_OL | NYISO_J-K | PJM_E | Internal | Summer | B10 | 1262 | 99999 | 0 | 64.43 | 59.51 | 8.06 | 0
2025 | NYISO_J-K_2_PJM_E_OL | NYISO_J-K | PJM_E | Internal | Winter | B16 | 25 | 99999 | 0.22 | 77.66 | 81.25 | 8.06 | 0
2025 | NYISO_J-K_2_PJM_E_OL | NYISO_J-K | PJM_E | Internal | Winter | B17 | 100 | 99999 | 0.05 | 75.34 | 77.38 | 8.06 | 0
2025 | NYISO_J-K_2_PJM_E_OL | NYISO_J-K | PJM_E | Internal | Winter | B18 | 400 | 99999 | 0 | 75.19 | 74.82 | 8.06 | 0
2025 | NYISO_J-K_2_PJM_E_OL | NYISO_J-K | PJM_E | Internal | Winter | B19 | 700 | 99999 | 0 | 75.19 | 74.38 | 8.06 | 0
2025 | NYISO_J-K_2_PJM_E_OL | NYISO_J-K | PJM_E | Internal | Winter | B20 | 935 | 99999 | 0 | 71.05 | 65.04 | 8.06 | 0
2025 | PJM_E_2_NYISO_G-I | PJM_E | NYISO_G-I | Internal | Shoulder | B11 | 25 | 500 | 0.19 | 76.74 | 69.87 | 6 | 0
2025 | PJM_E_2_NYISO_G-I | PJM_E | NYISO_G-I | Internal | Shoulder | B12 | 200 | 500 | 0.03 | 71.94 | 68.76 | 6 | 0
2025 | PJM_E_2_NYISO_G-I | PJM_E | NYISO_G-I | Internal | Shoulder | B13 | 600 | 500 | 0.01 | 69.04 | 68.75 | 6 | 0
2025 | PJM_E_2_NYISO_G-I | PJM_E | NYISO_G-I | Internal | Shoulder | B14 | 900 | 500 | 0 | 68.93 | 67.24 | 6 | 0
2025 | PJM_E_2_NYISO_G-I | PJM_E | NYISO_G-I | Internal | Shoulder | B15 | 1203 | 500 | 4.1 | 60.18 | 66.18 | 6 | 0
2025 | PJM_E_2_NYISO_G-I | PJM_E | NYISO_G-I | Internal | Summer | B1 | 10 | 500 | 0.48 | 109.27 | 101.28 | 6 | 0.01
2025 | PJM_E_2_NYISO_G-I | PJM_E | NYISO_G-I | Internal | Summer | B2 | 25 | 500 | 0.19 | 109.26 | 101.26 | 6 | 0
2025 | PJM_E_2_NYISO_G-I | PJM_E | NYISO_G-I | Internal | Summer | B3 | 75 | 500 | 0.06 | 109.24 | 101.16 | 6 | 0
2025 | PJM_E_2_NYISO_G-I | PJM_E | NYISO_G-I | Internal | Summer | B4 | 100 | 500 | 0.04 | 98.07 | 89.99 | 6 | 0
2025 | PJM_E_2_NYISO_G-I | PJM_E | NYISO_G-I | Internal | Summer | B5 | 200 | 500 | 0.02 | 91.55 | 83.55 | 6 | 0
2025 | PJM_E_2_NYISO_G-I | PJM_E | NYISO_G-I | Internal | Summer | B6 | 300 | 500 | 0.01 | 81.72 | 73.65 | 6 | 0
2025 | PJM_E_2_NYISO_G-I | PJM_E | NYISO_G-I | Internal | Summer | B7 | 400 | 500 | 0.01 | 75.07 | 67 | 6 | 0
2025 | PJM_E_2_NYISO_G-I | PJM_E | NYISO_G-I | Internal | Summer | B8 | 500 | 500 | 0.01 | 69.06 | 66.7 | 6 | 0
2025 | PJM_E_2_NYISO_G-I | PJM_E | NYISO_G-I | Internal | Summer | B9 | 800 | 500 | 0.01 | 66.43 | 65.58 | 6 | 0
2025 | PJM_E_2_NYISO_G-I | PJM_E | NYISO_G-I | Internal | Summer | B10 | 1262 | 500 | 0.04 | 59.51 | 64.42 | 6 | 0
2025 | PJM_E_2_NYISO_G-I | PJM_E | NYISO_G-I | Internal | Winter | B16 | 25 | 500 | 0.25 | 81.25 | 77.37 | 6 | 0
2025 | PJM_E_2_NYISO_G-I | PJM_E | NYISO_G-I | Internal | Winter | B17 | 100 | 500 | 0.07 | 77.38 | 75.05 | 6 | 0
2025 | PJM_E_2_NYISO_G-I | PJM_E | NYISO_G-I | Internal | Winter | B18 | 400 | 500 | 0.02 | 74.82 | 74.9 | 6 | 0
2025 | PJM_E_2_NYISO_G-I | PJM_E | NYISO_G-I | Internal | Winter | B19 | 700 | 500 | 0.01 | 74.38 | 74.9 | 6 | 0
2025 | PJM_E_2_NYISO_G-I | PJM_E | NYISO_G-I | Internal | Winter | B20 | 935 | 500 | 5.09 | 65.04 | 71.03 | 6 | 0
2025 | PJM_E_2_NYISO_J-K | PJM_E | NYISO_J-K | Internal | Shoulder | B11 | 25 | 330 | 0.19 | 76.74 | 69.88 | 6 | 0
2025 | PJM_E_2_NYISO_J-K | PJM_E | NYISO_J-K | Internal | Shoulder | B12 | 200 | 330 | 0.03 | 71.94 | 68.78 | 6 | 0
2025 | PJM_E_2_NYISO_J-K | PJM_E | NYISO_J-K | Internal | Shoulder | B13 | 600 | 330 | 0.01 | 69.04 | 68.76 | 6 | 0
2025 | PJM_E_2_NYISO_J-K | PJM_E | NYISO_J-K | Internal | Shoulder | B14 | 900 | 330 | 0 | 68.93 | 67.25 | 6 | 0
2025 | PJM_E_2_NYISO_J-K | PJM_E | NYISO_J-K | Internal | Shoulder | B15 | 1203 | 330 | 1488.77 | 60.18 | 66.19 | 6 | 0
2025 | PJM_E_2_NYISO_J-K | PJM_E | NYISO_J-K | Internal | Summer | B1 | 10 | 330 | 0.48 | 109.27 | 101.3 | 6 | 0.01
2025 | PJM_E_2_NYISO_J-K | PJM_E | NYISO_J-K | Internal | Summer | B2 | 25 | 330 | 0.19 | 109.26 | 101.28 | 6 | 0
2025 | PJM_E_2_NYISO_J-K | PJM_E | NYISO_J-K | Internal | Summer | B3 | 75 | 330 | 0.06 | 109.24 | 101.18 | 6 | 0
2025 | PJM_E_2_NYISO_J-K | PJM_E | NYISO_J-K | Internal | Summer | B4 | 100 | 330 | 0.04 | 98.07 | 90.01 | 6 | 0
2025 | PJM_E_2_NYISO_J-K | PJM_E | NYISO_J-K | Internal | Summer | B5 | 200 | 330 | 0.02 | 91.55 | 83.56 | 6 | 0
2025 | PJM_E_2_NYISO_J-K | PJM_E | NYISO_J-K | Internal | Summer | B6 | 300 | 330 | 0.01 | 81.72 | 73.66 | 6 | 0
2025 | PJM_E_2_NYISO_J-K | PJM_E | NYISO_J-K | Internal | Summer | B7 | 400 | 330 | 0.01 | 75.07 | 67.01 | 6 | 0
2025 | PJM_E_2_NYISO_J-K | PJM_E | NYISO_J-K | Internal | Summer | B8 | 500 | 330 | 0.01 | 69.06 | 66.71 | 6 | 0
2025 | PJM_E_2_NYISO_J-K | PJM_E | NYISO_J-K | Internal | Summer | B9 | 800 | 330 | 0.01 | 66.43 | 65.59 | 6 | 0
2025 | PJM_E_2_NYISO_J-K | PJM_E | NYISO_J-K | Internal | Summer | B10 | 1262 | 330 | 0.04 | 59.51 | 64.43 | 6 | 0
2025 | PJM_E_2_NYISO_J-K | PJM_E | NYISO_J-K | Internal | Winter | B16 | 25 | 330 | 0.25 | 81.25 | 77.66 | 6 | 0
2025 | PJM_E_2_NYISO_J-K | PJM_E | NYISO_J-K | Internal | Winter | B17 | 100 | 330 | 0.08 | 77.38 | 75.34 | 6 | 0
2025 | PJM_E_2_NYISO_J-K | PJM_E | NYISO_J-K | Internal | Winter | B18 | 400 | 330 | 0.03 | 74.82 | 75.19 | 6 | 0
2025 | PJM_E_2_NYISO_J-K | PJM_E | NYISO_J-K | Internal | Winter | B19 | 700 | 330 | 0.02 | 74.38 | 75.19 | 6 | 0
2025 | PJM_E_2_NYISO_J-K | PJM_E | NYISO_J-K | Internal | Winter | B20 | 935 | 330 | 1988.55 | 65.04 | 71.05 | 6 | 0
2025 | PJM_E_2_PJM_ROM | PJM_E | PJM_ROM | Internal | Shoulder | B11 | 25 | 8000 | 3355.25 | 76.74 | 76.75 | 0.01 | 0
2025 | PJM_E_2_PJM_ROM | PJM_E | PJM_ROM | Internal | Shoulder | B12 | 200 | 8000 | 893.46 | 71.94 | 71.95 | 0.01 | 0
2025 | PJM_E_2_PJM_ROM | PJM_E | PJM_ROM | Internal | Shoulder | B13 | 600 | 8000 | 1016.24 | 69.04 | 69.05 | 0.01 | 0
2025 | PJM_E_2_PJM_ROM | PJM_E | PJM_ROM | Internal | Shoulder | B14 | 900 | 8000 | 1690.41 | 68.93 | 68.95 | 0.01 | 0
2025 | PJM_E_2_PJM_ROM | PJM_E | PJM_ROM | Internal | Shoulder | B15 | 1203 | 8000 | 2.94 | 60.18 | 60.17 | 0.01 | 0
2025 | PJM_E_2_PJM_ROM | PJM_E | PJM_ROM | Internal | Summer | B1 | 10 | 8000 | 876.91 | 109.27 | 109.28 | 0.01 | 0
2025 | PJM_E_2_PJM_ROM | PJM_E | PJM_ROM | Internal | Summer | B2 | 25 | 8000 | 1876.33 | 109.26 | 109.27 | 0.01 | 0
2025 | PJM_E_2_PJM_ROM | PJM_E | PJM_ROM | Internal | Summer | B3 | 75 | 8000 | 8490.36 | 109.24 | 109.25 | 0.01 | 0
2025 | PJM_E_2_PJM_ROM | PJM_E | PJM_ROM | Internal | Summer | B4 | 100 | 8000 | 6495.39 | 98.07 | 98.08 | 0.01 | 0
2025 | PJM_E_2_PJM_ROM | PJM_E | PJM_ROM | Internal | Summer | B5 | 200 | 8000 | 2599.75 | 91.55 | 91.56 | 0.01 | 0
2025 | PJM_E_2_PJM_ROM | PJM_E | PJM_ROM | Internal | Summer | B6 | 300 | 8000 | 4317 | 81.72 | 81.73 | 0.01 | 0
2025 | PJM_E_2_PJM_ROM | PJM_E | PJM_ROM | Internal | Summer | B7 | 400 | 8000 | 6261.33 | 75.07 | 75.08 | 0.01 | 0
2025 | PJM_E_2_PJM_ROM | PJM_E | PJM_ROM | Internal | Summer | B8 | 500 | 8000 | 1784.24 | 69.06 | 69.08 | 0.01 | 0
2025 | PJM_E_2_PJM_ROM | PJM_E | PJM_ROM | Internal | Summer | B9 | 800 | 8000 | 783.23 | 66.43 | 66.45 | 0.01 | 0
2025 | PJM_E_2_PJM_ROM | PJM_E | PJM_ROM | Internal | Summer | B10 | 1262 | 8000 | 1232.21 | 59.51 | 59.52 | 0.01 | 0
2025 | PJM_E_2_PJM_ROM | PJM_E | PJM_ROM | Internal | Winter | B16 | 25 | 8000 | 777.1 | 81.25 | 81.26 | 0.01 | 0
2025 | PJM_E_2_PJM_ROM | PJM_E | PJM_ROM | Internal | Winter | B17 | 100 | 8000 | 28.31 | 77.38 | 77.36 | 0.01 | 0
2025 | PJM_E_2_PJM_ROM | PJM_E | PJM_ROM | Internal | Winter | B18 | 400 | 8000 | 6.66 | 74.82 | 74.81 | 0.01 | 0
2025 | PJM_E_2_PJM_ROM | PJM_E | PJM_ROM | Internal | Winter | B19 | 700 | 8000 | 3.81 | 74.38 | 74.37 | 0.01 | 0
2025 | PJM_E_2_PJM_ROM | PJM_E | PJM_ROM | Internal | Winter | B20 | 935 | 8000 | 2.87 | 65.04 | 65.03 | 0.01 | 0
2025 | PJM_ROR_2_MISO_IN | PJM_ROR | MISO_IN | Internal | Shoulder | B11 | 25 | 909 | 0.58 | 76.74 | 74.75 | 2 | 0
2025 | PJM_ROR_2_MISO_IN | PJM_ROR | MISO_IN | Internal | Shoulder | B12 | 200 | 909 | 0.08 | 70.59 | 68.89 | 2 | 0
2025 | PJM_ROR_2_MISO_IN | PJM_ROR | MISO_IN | Internal | Shoulder | B13 | 600 | 909 | 0.03 | 67.73 | 66.03 | 2 | 0
2025 | PJM_ROR_2_MISO_IN | PJM_ROR | MISO_IN | Internal | Shoulder | B14 | 900 | 909 | 0.02 | 63.55 | 61.85 | 2 | 0
2025 | PJM_ROR_2_MISO_IN | PJM_ROR | MISO_IN | Internal | Shoulder | B15 | 1203 | 909 | 0.01 | 60.13 | 58.43 | 2 | 0
2025 | PJM_ROR_2_MISO_IN | PJM_ROR | MISO_IN | Internal | Summer | B1 | 10 | 909 | 1.39 | 109.26 | 107.3 | 2 | 0
2025 | PJM_ROR_2_MISO_IN | PJM_ROR | MISO_IN | Internal | Summer | B2 | 25 | 909 | 0.6 | 109.26 | 107.56 | 2 | 0
2025 | PJM_ROR_2_MISO_IN | PJM_ROR | MISO_IN | Internal | Summer | B3 | 75 | 909 | 0.2 | 109.26 | 107.26 | 2 | 0
2025 | PJM_ROR_2_MISO_IN | PJM_ROR | MISO_IN | Internal | Summer | B4 | 100 | 909 | 0.15 | 98.09 | 96.06 | 2 | 0
2025 | PJM_ROR_2_MISO_IN | PJM_ROR | MISO_IN | Internal | Summer | B5 | 200 | 909 | 0.07 | 91.55 | 89.52 | 2 | 0
2025 | PJM_ROR_2_MISO_IN | PJM_ROR | MISO_IN | Internal | Summer | B6 | 300 | 909 | 0.05 | 81.72 | 79.69 | 2 | 0
2025 | PJM_ROR_2_MISO_IN | PJM_ROR | MISO_IN | Internal | Summer | B7 | 400 | 909 | 0.04 | 75.09 | 73.09 | 2 | 0
2025 | PJM_ROR_2_MISO_IN | PJM_ROR | MISO_IN | Internal | Summer | B8 | 500 | 909 | 0.03 | 69.06 | 67.06 | 2 | 0
2025 | PJM_ROR_2_MISO_IN | PJM_ROR | MISO_IN | Internal | Summer | B9 | 800 | 909 | 0.02 | 66.13 | 64.15 | 2 | 0
2025 | PJM_ROR_2_MISO_IN | PJM_ROR | MISO_IN | Internal | Summer | B10 | 1262 | 909 | 0.01 | 59.51 | 57.81 | 2 | 0
2025 | PJM_ROR_2_MISO_IN | PJM_ROR | MISO_IN | Internal | Winter | B16 | 25 | 909 | 0.6 | 73.2 | 71.5 | 2 | 0
2025 | PJM_ROR_2_MISO_IN | PJM_ROR | MISO_IN | Internal | Winter | B17 | 100 | 909 | 0.16 | 69.29 | 67.59 | 2 | 0
2025 | PJM_ROR_2_MISO_IN | PJM_ROR | MISO_IN | Internal | Winter | B18 | 400 | 909 | 0.04 | 69.28 | 67.58 | 2 | 0
2025 | PJM_ROR_2_MISO_IN | PJM_ROR | MISO_IN | Internal | Winter | B19 | 700 | 909 | 0.02 | 68.14 | 66.44 | 2 | 0
2025 | PJM_ROR_2_MISO_IN | PJM_ROR | MISO_IN | Internal | Winter | B20 | 935 | 909 | 0.02 | 63.21 | 61.51 | 2 | 0
2025 | PJM_ROR_2_MISO_MI | PJM_ROR | MISO_MI | Internal | Shoulder | B11 | 25 | 1305 | 0.58 | 76.74 | 74.74 | 2 | 0
2025 | PJM_ROR_2_MISO_MI | PJM_ROR | MISO_MI | Internal | Shoulder | B12 | 200 | 1305 | 0.08 | 70.59 | 68.88 | 2 | 0
2025 | PJM_ROR_2_MISO_MI | PJM_ROR | MISO_MI | Internal | Shoulder | B13 | 600 | 1305 | 0.03 | 67.73 | 66.02 | 2 | 0
2025 | PJM_ROR_2_MISO_MI | PJM_ROR | MISO_MI | Internal | Shoulder | B14 | 900 | 1305 | 0.02 | 63.55 | 61.84 | 2 | 0
2025 | PJM_ROR_2_MISO_MI | PJM_ROR | MISO_MI | Internal | Shoulder | B15 | 1203 | 1305 | 0.01 | 60.13 | 58.44 | 2 | 0
2025 | PJM_ROR_2_MISO_MI | PJM_ROR | MISO_MI | Internal | Summer | B1 | 10 | 1305 | 1.4 | 109.26 | 107.29 | 2 | 0
2025 | PJM_ROR_2_MISO_MI | PJM_ROR | MISO_MI | Internal | Summer | B2 | 25 | 1305 | 0.61 | 109.26 | 107.54 | 2 | 0
2025 | PJM_ROR_2_MISO_MI | PJM_ROR | MISO_MI | Internal | Summer | B3 | 75 | 1305 | 0.2 | 109.26 | 107.24 | 2 | 0
2025 | PJM_ROR_2_MISO_MI | PJM_ROR | MISO_MI | Internal | Summer | B4 | 100 | 1305 | 0.15 | 98.09 | 96.05 | 2 | 0
2025 | PJM_ROR_2_MISO_MI | PJM_ROR | MISO_MI | Internal | Summer | B5 | 200 | 1305 | 0.07 | 91.55 | 89.51 | 2 | 0
2025 | PJM_ROR_2_MISO_MI | PJM_ROR | MISO_MI | Internal | Summer | B6 | 300 | 1305 | 0.05 | 81.72 | 79.68 | 2 | 0
2025 | PJM_ROR_2_MISO_MI | PJM_ROR | MISO_MI | Internal | Summer | B7 | 400 | 1305 | 0.04 | 75.09 | 73.07 | 2 | 0
2025 | PJM_ROR_2_MISO_MI | PJM_ROR | MISO_MI | Internal | Summer | B8 | 500 | 1305 | 0.03 | 69.06 | 67.04 | 2 | 0
2025 | PJM_ROR_2_MISO_MI | PJM_ROR | MISO_MI | Internal | Summer | B9 | 800 | 1305 | 0.02 | 66.13 | 64.13 | 2 | 0
2025 | PJM_ROR_2_MISO_MI | PJM_ROR | MISO_MI | Internal | Summer | B10 | 1262 | 1305 | 0.01 | 59.51 | 57.82 | 2 | 0
2025 | PJM_ROR_2_MISO_MI | PJM_ROR | MISO_MI | Internal | Winter | B16 | 25 | 1305 | 0.6 | 73.2 | 71.49 | 2 | 0
2025 | PJM_ROR_2_MISO_MI | PJM_ROR | MISO_MI | Internal | Winter | B17 | 100 | 1305 | 0.16 | 69.29 | 67.57 | 2 | 0
2025 | PJM_ROR_2_MISO_MI | PJM_ROR | MISO_MI | Internal | Winter | B18 | 400 | 1305 | 0.04 | 69.28 | 67.57 | 2 | 0
2025 | PJM_ROR_2_MISO_MI | PJM_ROR | MISO_MI | Internal | Winter | B19 | 700 | 1305 | 0.02 | 68.14 | 66.42 | 2 | 0
2025 | PJM_ROR_2_MISO_MI | PJM_ROR | MISO_MI | Internal | Winter | B20 | 935 | 1305 | 0.02 | 63.21 | 61.52 | 2 | 0
2025 | PJM_ROR_2_MISO_MO-IL | PJM_ROR | MISO_MO-IL | Internal | Shoulder | B11 | 25 | 1111 | 0.56 | 76.74 | 74.72 | 2 | 0
2025 | PJM_ROR_2_MISO_MO-IL | PJM_ROR | MISO_MO-IL | Internal | Shoulder | B12 | 200 | 1111 | 0.07 | 70.59 | 68.57 | 2 | 0
2025 | PJM_ROR_2_MISO_MO-IL | PJM_ROR | MISO_MO-IL | Internal | Shoulder | B13 | 600 | 1111 | 0.03 | 67.73 | 65.71 | 2 | 0
2025 | PJM_ROR_2_MISO_MO-IL | PJM_ROR | MISO_MO-IL | Internal | Shoulder | B14 | 900 | 1111 | 0.02 | 63.55 | 61.53 | 2 | 0
2025 | PJM_ROR_2_MISO_MO-IL | PJM_ROR | MISO_MO-IL | Internal | Shoulder | B15 | 1203 | 1111 | 0.01 | 60.13 | 58.11 | 2 | 0
2025 | PJM_ROR_2_MISO_MO-IL | PJM_ROR | MISO_MO-IL | Internal | Summer | B1 | 10 | 1111 | 1.3 | 109.26 | 106.99 | 2 | 0
2025 | PJM_ROR_2_MISO_MO-IL | PJM_ROR | MISO_MO-IL | Internal | Summer | B2 | 25 | 1111 | 0.56 | 109.26 | 107.24 | 2 | 0
2025 | PJM_ROR_2_MISO_MO-IL | PJM_ROR | MISO_MO-IL | Internal | Summer | B3 | 75 | 1111 | 0.19 | 109.26 | 107.24 | 2 | 0
2025 | PJM_ROR_2_MISO_MO-IL | PJM_ROR | MISO_MO-IL | Internal | Summer | B4 | 100 | 1111 | 0.15 | 98.09 | 96.07 | 2 | 0
2025 | PJM_ROR_2_MISO_MO-IL | PJM_ROR | MISO_MO-IL | Internal | Summer | B5 | 200 | 1111 | 0.07 | 91.55 | 89.53 | 2 | 0
2025 | PJM_ROR_2_MISO_MO-IL | PJM_ROR | MISO_MO-IL | Internal | Summer | B6 | 300 | 1111 | 0.05 | 81.72 | 79.7 | 2 | 0
2025 | PJM_ROR_2_MISO_MO-IL | PJM_ROR | MISO_MO-IL | Internal | Summer | B7 | 400 | 1111 | 0.04 | 75.09 | 73.07 | 2 | 0
2025 | PJM_ROR_2_MISO_MO-IL | PJM_ROR | MISO_MO-IL | Internal | Summer | B8 | 500 | 1111 | 0.03 | 69.06 | 67.05 | 2 | 0
2025 | PJM_ROR_2_MISO_MO-IL | PJM_ROR | MISO_MO-IL | Internal | Summer | B9 | 800 | 1111 | 0.02 | 66.13 | 64.11 | 2 | 0
2025 | PJM_ROR_2_MISO_MO-IL | PJM_ROR | MISO_MO-IL | Internal | Summer | B10 | 1262 | 1111 | 0.01 | 59.51 | 57.49 | 2 | 0
2025 | PJM_ROR_2_MISO_MO-IL | PJM_ROR | MISO_MO-IL | Internal | Winter | B16 | 25 | 1111 | 0.56 | 73.2 | 71.18 | 2 | 0
2025 | PJM_ROR_2_MISO_MO-IL | PJM_ROR | MISO_MO-IL | Internal | Winter | B17 | 100 | 1111 | 0.14 | 69.29 | 67.27 | 2 | 0
2025 | PJM_ROR_2_MISO_MO-IL | PJM_ROR | MISO_MO-IL | Internal | Winter | B18 | 400 | 1111 | 0.04 | 69.28 | 67.26 | 2 | 0
2025 | PJM_ROR_2_MISO_MO-IL | PJM_ROR | MISO_MO-IL | Internal | Winter | B19 | 700 | 1111 | 0.02 | 68.14 | 66.12 | 2 | 0
2025 | PJM_ROR_2_MISO_MO-IL | PJM_ROR | MISO_MO-IL | Internal | Winter | B20 | 935 | 1111 | 0.02 | 63.21 | 61.19 | 2 | 0
2025 | PJM_ROR_2_MISO_W | PJM_ROR | MISO_W | Internal | Shoulder | B11 | 25 | 709 | 0.3 | 76.74 | 71.07 | 2 | 0
2025 | PJM_ROR_2_MISO_W | PJM_ROR | MISO_W | Internal | Shoulder | B12 | 200 | 709 | 0.04 | 70.59 | 64.93 | 2 | 0
2025 | PJM_ROR_2_MISO_W | PJM_ROR | MISO_W | Internal | Shoulder | B13 | 600 | 709 | 0.01 | 67.73 | 62.06 | 2 | 0
2025 | PJM_ROR_2_MISO_W | PJM_ROR | MISO_W | Internal | Shoulder | B14 | 900 | 709 | 0 | 63.55 | 57.88 | 2 | 0
2025 | PJM_ROR_2_MISO_W | PJM_ROR | MISO_W | Internal | Shoulder | B15 | 1203 | 709 | 0 | 60.13 | 54.46 | 2 | 0
2025 | PJM_ROR_2_MISO_W | PJM_ROR | MISO_W | Internal | Summer | B1 | 10 | 709 | 0.72 | 109.26 | 103.6 | 2 | 0
2025 | PJM_ROR_2_MISO_W | PJM_ROR | MISO_W | Internal | Summer | B2 | 25 | 709 | 0.3 | 109.26 | 103.6 | 2 | 0
2025 | PJM_ROR_2_MISO_W | PJM_ROR | MISO_W | Internal | Summer | B3 | 75 | 709 | 0.1 | 109.26 | 103.59 | 2 | 0
2025 | PJM_ROR_2_MISO_W | PJM_ROR | MISO_W | Internal | Summer | B4 | 100 | 709 | 0.08 | 98.09 | 92.42 | 2 | 0
2025 | PJM_ROR_2_MISO_W | PJM_ROR | MISO_W | Internal | Summer | B5 | 200 | 709 | 0.04 | 91.55 | 85.88 | 2 | 0
2025 | PJM_ROR_2_MISO_W | PJM_ROR | MISO_W | Internal | Summer | B6 | 300 | 709 | 0.03 | 81.72 | 76.05 | 2 | 0
2025 | PJM_ROR_2_MISO_W | PJM_ROR | MISO_W | Internal | Summer | B7 | 400 | 709 | 0.02 | 75.09 | 69.43 | 2 | 0
2025 | PJM_ROR_2_MISO_W | PJM_ROR | MISO_W | Internal | Summer | B8 | 500 | 709 | 0.02 | 69.06 | 63.4 | 2 | 0
2025 | PJM_ROR_2_MISO_W | PJM_ROR | MISO_W | Internal | Summer | B9 | 800 | 709 | 0.01 | 66.13 | 60.47 | 2 | 0
2025 | PJM_ROR_2_MISO_W | PJM_ROR | MISO_W | Internal | Summer | B10 | 1262 | 709 | 0 | 59.51 | 53.84 | 2 | 0
2025 | PJM_ROR_2_MISO_W | PJM_ROR | MISO_W | Internal | Winter | B16 | 25 | 709 | 0.29 | 73.2 | 67.54 | 2 | 0
2025 | PJM_ROR_2_MISO_W | PJM_ROR | MISO_W | Internal | Winter | B17 | 100 | 709 | 0.08 | 69.29 | 63.62 | 2 | 0
2025 | PJM_ROR_2_MISO_W | PJM_ROR | MISO_W | Internal | Winter | B18 | 400 | 709 | 0.02 | 69.28 | 63.61 | 2 | 0
2025 | PJM_ROR_2_MISO_W | PJM_ROR | MISO_W | Internal | Winter | B19 | 700 | 709 | 0.01 | 68.14 | 62.47 | 2 | 0
2025 | PJM_ROR_2_MISO_W | PJM_ROR | MISO_W | Internal | Winter | B20 | 935 | 709 | 0 | 63.21 | 57.54 | 2 | 0
2025 | PJM_ROR_2_MISO_WUMS | PJM_ROR | MISO_WUMS | Internal | Shoulder | B11 | 25 | 1467 | 0.47 | 76.74 | 73.66 | 2 | 0
2025 | PJM_ROR_2_MISO_WUMS | PJM_ROR | MISO_WUMS | Internal | Shoulder | B12 | 200 | 1467 | 0.06 | 70.59 | 67.8 | 2 | 0
2025 | PJM_ROR_2_MISO_WUMS | PJM_ROR | MISO_WUMS | Internal | Shoulder | B13 | 600 | 1467 | 0.02 | 67.73 | 64.93 | 2 | 0
2025 | PJM_ROR_2_MISO_WUMS | PJM_ROR | MISO_WUMS | Internal | Shoulder | B14 | 900 | 1467 | 0.01 | 63.55 | 60.75 | 2 | 0
2025 | PJM_ROR_2_MISO_WUMS | PJM_ROR | MISO_WUMS | Internal | Shoulder | B15 | 1203 | 1467 | 0.01 | 60.13 | 58.45 | 2 | 0
2025 | PJM_ROR_2_MISO_WUMS | PJM_ROR | MISO_WUMS | Internal | Summer | B1 | 10 | 1467 | 1.13 | 109.26 | 106.21 | 2 | 0
2025 | PJM_ROR_2_MISO_WUMS | PJM_ROR | MISO_WUMS | Internal | Summer | B2 | 25 | 1467 | 0.48 | 109.26 | 106.46 | 2 | 0
2025 | PJM_ROR_2_MISO_WUMS | PJM_ROR | MISO_WUMS | Internal | Summer | B3 | 75 | 1467 | 0.16 | 109.26 | 106.16 | 2 | 0
2025 | PJM_ROR_2_MISO_WUMS | PJM_ROR | MISO_WUMS | Internal | Summer | B4 | 100 | 1467 | 0.12 | 98.09 | 94.96 | 2 | 0
2025 | PJM_ROR_2_MISO_WUMS | PJM_ROR | MISO_WUMS | Internal | Summer | B5 | 200 | 1467 | 0.06 | 91.55 | 88.42 | 2 | 0
2025 | PJM_ROR_2_MISO_WUMS | PJM_ROR | MISO_WUMS | Internal | Summer | B6 | 300 | 1467 | 0.04 | 81.72 | 78.59 | 2 | 0
2025 | PJM_ROR_2_MISO_WUMS | PJM_ROR | MISO_WUMS | Internal | Summer | B7 | 400 | 1467 | 0.03 | 75.09 | 71.99 | 2 | 0
2025 | PJM_ROR_2_MISO_WUMS | PJM_ROR | MISO_WUMS | Internal | Summer | B8 | 500 | 1467 | 0.02 | 69.06 | 65.96 | 2 | 0
2025 | PJM_ROR_2_MISO_WUMS | PJM_ROR | MISO_WUMS | Internal | Summer | B9 | 800 | 1467 | 0.02 | 66.13 | 63.05 | 2 | 0
2025 | PJM_ROR_2_MISO_WUMS | PJM_ROR | MISO_WUMS | Internal | Summer | B10 | 1262 | 1467 | 0.01 | 59.51 | 57.51 | 2 | 0
2025 | PJM_ROR_2_MISO_WUMS | PJM_ROR | MISO_WUMS | Internal | Winter | B16 | 25 | 1467 | 0.48 | 73.2 | 70.41 | 2 | 0
2025 | PJM_ROR_2_MISO_WUMS | PJM_ROR | MISO_WUMS | Internal | Winter | B17 | 100 | 1467 | 0.12 | 69.29 | 66.49 | 2 | 0
2025 | PJM_ROR_2_MISO_WUMS | PJM_ROR | MISO_WUMS | Internal | Winter | B18 | 400 | 1467 | 0.03 | 69.28 | 66.48 | 2 | 0
2025 | PJM_ROR_2_MISO_WUMS | PJM_ROR | MISO_WUMS | Internal | Winter | B19 | 700 | 1467 | 0.02 | 68.14 | 65.34 | 2 | 0
2025 | PJM_ROR_2_MISO_WUMS | PJM_ROR | MISO_WUMS | Internal | Winter | B20 | 935 | 1467 | 0.02 | 63.21 | 61.08 | 2 | 0
2025 | PJM_ROR_2_PJM_ROM | PJM_ROR | PJM_ROM | Internal | Shoulder | B11 | 25 | 8000 | 3969.82 | 76.74 | 76.75 | 0.01 | 0
2025 | PJM_ROR_2_PJM_ROM | PJM_ROR | PJM_ROM | Internal | Shoulder | B12 | 200 | 8000 | 7999.85 | 70.59 | 71.95 | 0.01 | 1.35
2025 | PJM_ROR_2_PJM_ROM | PJM_ROR | PJM_ROM | Internal | Shoulder | B13 | 600 | 8000 | 7999.93 | 67.73 | 69.05 | 0.01 | 1.31
2025 | PJM_ROR_2_PJM_ROM | PJM_ROR | PJM_ROM | Internal | Shoulder | B14 | 900 | 8000 | 8000 | 63.55 | 68.95 | 0.01 | 5.39
2025 | PJM_ROR_2_PJM_ROM | PJM_ROR | PJM_ROM | Internal | Shoulder | B15 | 1203 | 8000 | 7993.69 | 60.13 | 60.17 | 0.01 | 0.03
2025 | PJM_ROR_2_PJM_ROM | PJM_ROR | PJM_ROM | Internal | Summer | B1 | 10 | 8000 | 5452.41 | 109.26 | 109.28 | 0.01 | 0
2025 | PJM_ROR_2_PJM_ROM | PJM_ROR | PJM_ROM | Internal | Summer | B2 | 25 | 8000 | 3766.33 | 109.26 | 109.27 | 0.01 | 0
2025 | PJM_ROR_2_PJM_ROM | PJM_ROR | PJM_ROM | Internal | Summer | B3 | 75 | 8000 | 14.65 | 109.26 | 109.25 | 0.01 | 0
2025 | PJM_ROR_2_PJM_ROM | PJM_ROR | PJM_ROM | Internal | Summer | B4 | 100 | 8000 | 11.52 | 98.09 | 98.08 | 0.01 | 0
2025 | PJM_ROR_2_PJM_ROM | PJM_ROR | PJM_ROM | Internal | Summer | B5 | 200 | 8000 | 2952.73 | 91.55 | 91.56 | 0.01 | 0
2025 | PJM_ROR_2_PJM_ROM | PJM_ROR | PJM_ROM | Internal | Summer | B6 | 300 | 8000 | 2299.92 | 81.72 | 81.73 | 0.01 | 0
2025 | PJM_ROR_2_PJM_ROM | PJM_ROR | PJM_ROM | Internal | Summer | B7 | 400 | 8000 | 3.74 | 75.09 | 75.08 | 0.01 | 0
2025 | PJM_ROR_2_PJM_ROM | PJM_ROR | PJM_ROM | Internal | Summer | B8 | 500 | 8000 | 5901.35 | 69.06 | 69.08 | 0.01 | 0
2025 | PJM_ROR_2_PJM_ROM | PJM_ROR | PJM_ROM | Internal | Summer | B9 | 800 | 8000 | 7999.22 | 66.13 | 66.45 | 0.01 | 0.3
2025 | PJM_ROR_2_PJM_ROM | PJM_ROR | PJM_ROM | Internal | Summer | B10 | 1262 | 8000 | 5347.9 | 59.51 | 59.52 | 0.01 | 0
2025 | PJM_ROR_2_PJM_ROM | PJM_ROR | PJM_ROM | Internal | Winter | B16 | 25 | 8000 | 8083.06 | 73.2 | 81.26 | 0.01 | 8.05
2025 | PJM_ROR_2_PJM_ROM | PJM_ROR | PJM_ROM | Internal | Winter | B17 | 100 | 8000 | 8427.47 | 69.29 | 77.36 | 0.01 | 8.07
2025 | PJM_ROR_2_PJM_ROM | PJM_ROR | PJM_ROM | Internal | Winter | B18 | 400 | 8000 | 8000.01 | 69.28 | 74.81 | 0.01 | 5.52
2025 | PJM_ROR_2_PJM_ROM | PJM_ROR | PJM_ROM | Internal | Winter | B19 | 700 | 8000 | 8000.01 | 68.14 | 74.37 | 0.01 | 6.22
2025 | PJM_ROR_2_PJM_ROM | PJM_ROR | PJM_ROM | Internal | Winter | B20 | 935 | 8000 | 7999.98 | 63.21 | 65.03 | 0.01 | 1.81
2025 | PJM_ROR_2_TVA_Transmission | PJM_ROR | TVA_Transmission | Internal | Shoulder | B11 | 25 | 2500 | 56.45 | 76.74 | 82.72 | 6 | 0
2025 | PJM_ROR_2_TVA_Transmission | PJM_ROR | TVA_Transmission | Internal | Shoulder | B12 | 200 | 2500 | 0.29 | 70.59 | 75.64 | 6 | 0
2025 | PJM_ROR_2_TVA_Transmission | PJM_ROR | TVA_Transmission | Internal | Shoulder | B13 | 600 | 2500 | 0.29 | 67.73 | 73.46 | 6 | 0
2025 | PJM_ROR_2_TVA_Transmission | PJM_ROR | TVA_Transmission | Internal | Shoulder | B14 | 900 | 2500 | 2.73 | 63.55 | 69.53 | 6 | 0
2025 | PJM_ROR_2_TVA_Transmission | PJM_ROR | TVA_Transmission | Internal | Shoulder | B15 | 1203 | 2500 | 2.03 | 60.13 | 66.11 | 6 | 0
2025 | PJM_ROR_2_TVA_Transmission | PJM_ROR | TVA_Transmission | Internal | Summer | B1 | 10 | 2500 | 14.82 | 109.26 | 114.98 | 6 | 0
2025 | PJM_ROR_2_TVA_Transmission | PJM_ROR | TVA_Transmission | Internal | Summer | B2 | 25 | 2500 | 66.27 | 109.26 | 115.24 | 6 | 0
2025 | PJM_ROR_2_TVA_Transmission | PJM_ROR | TVA_Transmission | Internal | Summer | B3 | 75 | 2500 | 23.65 | 109.26 | 115.24 | 6 | 0
2025 | PJM_ROR_2_TVA_Transmission | PJM_ROR | TVA_Transmission | Internal | Summer | B4 | 100 | 2500 | 16.93 | 98.09 | 104.07 | 6 | 0
2025 | PJM_ROR_2_TVA_Transmission | PJM_ROR | TVA_Transmission | Internal | Summer | B5 | 200 | 2500 | 0.38 | 91.55 | 96.83 | 6 | 0
2025 | PJM_ROR_2_TVA_Transmission | PJM_ROR | TVA_Transmission | Internal | Summer | B6 | 300 | 2500 | 0.11 | 81.72 | 85.79 | 6 | 0
2025 | PJM_ROR_2_TVA_Transmission | PJM_ROR | TVA_Transmission | Internal | Summer | B7 | 400 | 2500 | 0.11 | 75.09 | 79.92 | 6 | 0
2025 | PJM_ROR_2_TVA_Transmission | PJM_ROR | TVA_Transmission | Internal | Summer | B8 | 500 | 2500 | 0.13 | 69.06 | 74.31 | 6 | 0
2025 | PJM_ROR_2_TVA_Transmission | PJM_ROR | TVA_Transmission | Internal | Summer | B9 | 800 | 2500 | 2.79 | 66.13 | 72.11 | 6 | 0
2025 | PJM_ROR_2_TVA_Transmission | PJM_ROR | TVA_Transmission | Internal | Summer | B10 | 1262 | 2500 | 1.82 | 59.51 | 65.49 | 6 | 0
2025 | PJM_ROR_2_TVA_Transmission | PJM_ROR | TVA_Transmission | Internal | Winter | B16 | 25 | 2500 | 64.2 | 73.2 | 79.18 | 6 | 0
2025 | PJM_ROR_2_TVA_Transmission | PJM_ROR | TVA_Transmission | Internal | Winter | B17 | 100 | 2500 | 1.96 | 69.29 | 75.02 | 6 | 0
2025 | PJM_ROR_2_TVA_Transmission | PJM_ROR | TVA_Transmission | Internal | Winter | B18 | 400 | 2500 | 0.39 | 69.28 | 75.01 | 6 | 0
2025 | PJM_ROR_2_TVA_Transmission | PJM_ROR | TVA_Transmission | Internal | Winter | B19 | 700 | 2500 | 0.28 | 68.14 | 73.87 | 6 | 0
2025 | PJM_ROR_2_TVA_Transmission | PJM_ROR | TVA_Transmission | Internal | Winter | B20 | 935 | 2500 | 0.24 | 63.21 | 68.95 | 6 | 0
2025 | PJM_ROR_2_VACAR | PJM_ROR | VACAR | Internal | Shoulder | B11 | 25 | 3000 | 4243.93 | 76.74 | 83.31 | 6 | 0.57
2025 | PJM_ROR_2_VACAR | PJM_ROR | VACAR | Internal | Shoulder | B12 | 200 | 3000 | 3444.7 | 70.59 | 77.16 | 6 | 0.57
2025 | PJM_ROR_2_VACAR | PJM_ROR | VACAR | Internal | Shoulder | B13 | 600 | 3000 | 4259.35 | 67.73 | 74.3 | 6 | 0.57
2025 | PJM_ROR_2_VACAR | PJM_ROR | VACAR | Internal | Shoulder | B14 | 900 | 3000 | 3488.65 | 63.55 | 70.12 | 6 | 0.57
2025 | PJM_ROR_2_VACAR | PJM_ROR | VACAR | Internal | Shoulder | B15 | 1203 | 3000 | 2999.26 | 60.13 | 66.26 | 6 | 0.13
2025 | PJM_ROR_2_VACAR | PJM_ROR | VACAR | Internal | Summer | B1 | 10 | 3000 | 9527.79 | 109.26 | 115.83 | 6 | 0.57
2025 | PJM_ROR_2_VACAR | PJM_ROR | VACAR | Internal | Summer | B2 | 25 | 3000 | 8417.96 | 109.26 | 115.83 | 6 | 0.57
2025 | PJM_ROR_2_VACAR | PJM_ROR | VACAR | Internal | Summer | B3 | 75 | 3000 | 6242.97 | 109.26 | 115.83 | 6 | 0.57
2025 | PJM_ROR_2_VACAR | PJM_ROR | VACAR | Internal | Summer | B4 | 100 | 3000 | 8371.9 | 98.09 | 104.66 | 6 | 0.57
2025 | PJM_ROR_2_VACAR | PJM_ROR | VACAR | Internal | Summer | B5 | 200 | 3000 | 4312.67 | 91.55 | 98.12 | 6 | 0.57
2025 | PJM_ROR_2_VACAR | PJM_ROR | VACAR | Internal | Summer | B6 | 300 | 3000 | 8120.05 | 81.72 | 88.29 | 6 | 0.57
2025 | PJM_ROR_2_VACAR | PJM_ROR | VACAR | Internal | Summer | B7 | 400 | 3000 | 6792.35 | 75.09 | 81.66 | 6 | 0.57
2025 | PJM_ROR_2_VACAR | PJM_ROR | VACAR | Internal | Summer | B8 | 500 | 3000 | 4831.01 | 69.06 | 75.64 | 6 | 0.57
2025 | PJM_ROR_2_VACAR | PJM_ROR | VACAR | Internal | Summer | B9 | 800 | 3000 | 3275.03 | 66.13 | 72.7 | 6 | 0.57
2025 | PJM_ROR_2_VACAR | PJM_ROR | VACAR | Internal | Summer | B10 | 1262 | 3000 | 0.06 | 59.51 | 64.45 | 6 | 0
2025 | PJM_ROR_2_VACAR | PJM_ROR | VACAR | Internal | Winter | B16 | 25 | 3000 | 16219.18 | 73.2 | 79.77 | 6 | 0.57
2025 | PJM_ROR_2_VACAR | PJM_ROR | VACAR | Internal | Winter | B17 | 100 | 3000 | 11700.84 | 69.29 | 75.86 | 6 | 0.57
2025 | PJM_ROR_2_VACAR | PJM_ROR | VACAR | Internal | Winter | B18 | 400 | 3000 | 7267.73 | 69.28 | 75.85 | 6 | 0.57
2025 | PJM_ROR_2_VACAR | PJM_ROR | VACAR | Internal | Winter | B19 | 700 | 3000 | 5912.81 | 68.14 | 74.71 | 6 | 0.57
2025 | PJM_ROR_2_VACAR | PJM_ROR | VACAR | Internal | Winter | B20 | 935 | 3000 | 12001.41 | 63.21 | 69.78 | 6 | 0.57
2025 | PJM_ROM_2_NYISO_A-F | PJM_ROM | NYISO_A-F | Internal | Shoulder | B11 | 25 | 2000 | 0.18 | 76.75 | 68.75 | 6 | 0
2025 | PJM_ROM_2_NYISO_A-F | PJM_ROM | NYISO_A-F | Internal | Shoulder | B12 | 200 | 2000 | 0.03 | 71.95 | 68.74 | 6 | 0
2025 | PJM_ROM_2_NYISO_A-F | PJM_ROM | NYISO_A-F | Internal | Shoulder | B13 | 600 | 2000 | 0.01 | 69.05 | 68.73 | 6 | 0
2025 | PJM_ROM_2_NYISO_A-F | PJM_ROM | NYISO_A-F | Internal | Shoulder | B14 | 900 | 2000 | 0 | 68.95 | 66.16 | 6 | 0
2025 | PJM_ROM_2_NYISO_A-F | PJM_ROM | NYISO_A-F | Internal | Shoulder | B15 | 1203 | 2000 | 3.5 | 60.17 | 66.16 | 6 | 0
2025 | PJM_ROM_2_NYISO_A-F | PJM_ROM | NYISO_A-F | Internal | Summer | B1 | 10 | 2000 | 0.45 | 109.28 | 99.58 | 6 | 0
2025 | PJM_ROM_2_NYISO_A-F | PJM_ROM | NYISO_A-F | Internal | Summer | B2 | 25 | 2000 | 0.17 | 109.27 | 99.57 | 6 | 0
2025 | PJM_ROM_2_NYISO_A-F | PJM_ROM | NYISO_A-F | Internal | Summer | B3 | 75 | 2000 | 0.05 | 109.25 | 99.47 | 6 | 0
2025 | PJM_ROM_2_NYISO_A-F | PJM_ROM | NYISO_A-F | Internal | Summer | B4 | 100 | 2000 | 0.04 | 98.08 | 88.3 | 6 | 0
2025 | PJM_ROM_2_NYISO_A-F | PJM_ROM | NYISO_A-F | Internal | Summer | B5 | 200 | 2000 | 0.02 | 91.56 | 81.86 | 6 | 0
2025 | PJM_ROM_2_NYISO_A-F | PJM_ROM | NYISO_A-F | Internal | Summer | B6 | 300 | 2000 | 0.01 | 81.73 | 72.54 | 6 | 0
2025 | PJM_ROM_2_NYISO_A-F | PJM_ROM | NYISO_A-F | Internal | Summer | B7 | 400 | 2000 | 0.01 | 75.08 | 66.71 | 6 | 0
2025 | PJM_ROM_2_NYISO_A-F | PJM_ROM | NYISO_A-F | Internal | Summer | B8 | 500 | 2000 | 0.01 | 69.08 | 65.01 | 6 | 0
2025 | PJM_ROM_2_NYISO_A-F | PJM_ROM | NYISO_A-F | Internal | Summer | B9 | 800 | 2000 | 0 | 66.45 | 64.41 | 6 | 0
2025 | PJM_ROM_2_NYISO_A-F | PJM_ROM | NYISO_A-F | Internal | Summer | B10 | 1262 | 2000 | 0.04 | 59.52 | 64.41 | 6 | 0
2025 | PJM_ROM_2_NYISO_A-F | PJM_ROM | NYISO_A-F | Internal | Winter | B16 | 25 | 2000 | 0.22 | 81.26 | 75.68 | 6 | 0
2025 | PJM_ROM_2_NYISO_A-F | PJM_ROM | NYISO_A-F | Internal | Winter | B17 | 100 | 2000 | 0.06 | 77.36 | 73.36 | 6 | 0
2025 | PJM_ROM_2_NYISO_A-F | PJM_ROM | NYISO_A-F | Internal | Winter | B18 | 400 | 2000 | 0.02 | 74.81 | 73.21 | 6 | 0
2025 | PJM_ROM_2_NYISO_A-F | PJM_ROM | NYISO_A-F | Internal | Winter | B19 | 700 | 2000 | 0.01 | 74.37 | 73.2 | 6 | 0
2025 | PJM_ROM_2_NYISO_A-F | PJM_ROM | NYISO_A-F | Internal | Winter | B20 | 935 | 2000 | 4.65 | 65.03 | 71.02 | 6 | 0
2025 | PJM_ROM_2_PJM_E | PJM_ROM | PJM_E | Internal | Shoulder | B11 | 25 | 8000 | 89.72 | 76.75 | 76.74 | 0.01 | 0
2025 | PJM_ROM_2_PJM_E | PJM_ROM | PJM_E | Internal | Shoulder | B12 | 200 | 8000 | 13.55 | 71.95 | 71.94 | 0.01 | 0
2025 | PJM_ROM_2_PJM_E | PJM_ROM | PJM_E | Internal | Shoulder | B13 | 600 | 8000 | 4.52 | 69.05 | 69.04 | 0.01 | 0
2025 | PJM_ROM_2_PJM_E | PJM_ROM | PJM_E | Internal | Shoulder | B14 | 900 | 8000 | 2.97 | 68.95 | 68.93 | 0.01 | 0
2025 | PJM_ROM_2_PJM_E | PJM_ROM | PJM_E | Internal | Shoulder | B15 | 1203 | 8000 | 716.5 | 60.17 | 60.18 | 0.01 | 0
2025 | PJM_ROM_2_PJM_E | PJM_ROM | PJM_E | Internal | Summer | B1 | 10 | 8000 | 233.46 | 109.28 | 109.27 | 0.01 | 0
2025 | PJM_ROM_2_PJM_E | PJM_ROM | PJM_E | Internal | Summer | B2 | 25 | 8000 | 95.12 | 109.27 | 109.26 | 0.01 | 0
2025 | PJM_ROM_2_PJM_E | PJM_ROM | PJM_E | Internal | Summer | B3 | 75 | 8000 | 28.81 | 109.25 | 109.24 | 0.01 | 0
2025 | PJM_ROM_2_PJM_E | PJM_ROM | PJM_E | Internal | Summer | B4 | 100 | 8000 | 22.75 | 98.08 | 98.07 | 0.01 | 0
2025 | PJM_ROM_2_PJM_E | PJM_ROM | PJM_E | Internal | Summer | B5 | 200 | 8000 | 12.42 | 91.56 | 91.55 | 0.01 | 0
2025 | PJM_ROM_2_PJM_E | PJM_ROM | PJM_E | Internal | Summer | B6 | 300 | 8000 | 8.07 | 81.73 | 81.72 | 0.01 | 0
2025 | PJM_ROM_2_PJM_E | PJM_ROM | PJM_E | Internal | Summer | B7 | 400 | 8000 | 5.93 | 75.08 | 75.07 | 0.01 | 0
2025 | PJM_ROM_2_PJM_E | PJM_ROM | PJM_E | Internal | Summer | B8 | 500 | 8000 | 5.1 | 69.08 | 69.06 | 0.01 | 0
2025 | PJM_ROM_2_PJM_E | PJM_ROM | PJM_E | Internal | Summer | B9 | 800 | 8000 | 3.25 | 66.45 | 66.43 | 0.01 | 0
2025 | PJM_ROM_2_PJM_E | PJM_ROM | PJM_E | Internal | Summer | B10 | 1262 | 8000 | 2.11 | 59.52 | 59.51 | 0.01 | 0
2025 | PJM_ROM_2_PJM_E | PJM_ROM | PJM_E | Internal | Winter | B16 | 25 | 8000 | 100.29 | 81.26 | 81.25 | 0.01 | 0
2025 | PJM_ROM_2_PJM_E | PJM_ROM | PJM_E | Internal | Winter | B17 | 100 | 8000 | 456.64 | 77.36 | 77.38 | 0.01 | 0
2025 | PJM_ROM_2_PJM_E | PJM_ROM | PJM_E | Internal | Winter | B18 | 400 | 8000 | 1132.15 | 74.81 | 74.82 | 0.01 | 0
2025 | PJM_ROM_2_PJM_E | PJM_ROM | PJM_E | Internal | Winter | B19 | 700 | 8000 | 1434.98 | 74.37 | 74.38 | 0.01 | 0
2025 | PJM_ROM_2_PJM_E | PJM_ROM | PJM_E | Internal | Winter | B20 | 935 | 8000 | 1416.63 | 65.03 | 65.04 | 0.01 | 0
2025 | PJM_ROM_2_PJM_ROR | PJM_ROM | PJM_ROR | Internal | Shoulder | B11 | 25 | 8000 | 57.58 | 76.75 | 76.74 | 0.01 | 0
2025 | PJM_ROM_2_PJM_ROR | PJM_ROM | PJM_ROR | Internal | Shoulder | B12 | 200 | 8000 | 0.35 | 71.95 | 70.59 | 0.01 | 0
2025 | PJM_ROM_2_PJM_ROR | PJM_ROM | PJM_ROR | Internal | Shoulder | B13 | 600 | 8000 | 0.16 | 69.05 | 67.73 | 0.01 | 0
2025 | PJM_ROM_2_PJM_ROR | PJM_ROM | PJM_ROR | Internal | Shoulder | B14 | 900 | 8000 | 0.03 | 68.95 | 63.55 | 0.01 | 0
2025 | PJM_ROM_2_PJM_ROR | PJM_ROM | PJM_ROR | Internal | Shoulder | B15 | 1203 | 8000 | 1.32 | 60.17 | 60.13 | 0.01 | 0
2025 | PJM_ROM_2_PJM_ROR | PJM_ROM | PJM_ROR | Internal | Summer | B1 | 10 | 8000 | 138.76 | 109.28 | 109.26 | 0.01 | 0
2025 | PJM_ROM_2_PJM_ROR | PJM_ROM | PJM_ROR | Internal | Summer | B2 | 25 | 8000 | 67.74 | 109.27 | 109.26 | 0.01 | 0
2025 | PJM_ROM_2_PJM_ROR | PJM_ROM | PJM_ROR | Internal | Summer | B3 | 75 | 8000 | 4539.54 | 109.25 | 109.26 | 0.01 | 0
2025 | PJM_ROM_2_PJM_ROR | PJM_ROM | PJM_ROR | Internal | Summer | B4 | 100 | 8000 | 3643.63 | 98.08 | 98.09 | 0.01 | 0
2025 | PJM_ROM_2_PJM_ROR | PJM_ROM | PJM_ROR | Internal | Summer | B5 | 200 | 8000 | 9.94 | 91.56 | 91.55 | 0.01 | 0
2025 | PJM_ROM_2_PJM_ROR | PJM_ROM | PJM_ROR | Internal | Summer | B6 | 300 | 8000 | 7.15 | 81.73 | 81.72 | 0.01 | 0
2025 | PJM_ROM_2_PJM_ROR | PJM_ROM | PJM_ROR | Internal | Summer | B7 | 400 | 8000 | 242.29 | 75.08 | 75.09 | 0.01 | 0
2025 | PJM_ROM_2_PJM_ROR | PJM_ROM | PJM_ROR | Internal | Summer | B8 | 500 | 8000 | 4.01 | 69.08 | 69.06 | 0.01 | 0
2025 | PJM_ROM_2_PJM_ROR | PJM_ROM | PJM_ROR | Internal | Summer | B9 | 800 | 8000 | 0.71 | 66.45 | 66.13 | 0.01 | 0
2025 | PJM_ROM_2_PJM_ROR | PJM_ROM | PJM_ROR | Internal | Summer | B10 | 1262 | 8000 | 1.68 | 59.52 | 59.51 | 0.01 | 0
2025 | PJM_ROM_2_PJM_ROR | PJM_ROM | PJM_ROR | Internal | Winter | B16 | 25 | 8000 | 0.32 | 81.26 | 73.2 | 0.01 | 0
2025 | PJM_ROM_2_PJM_ROR | PJM_ROM | PJM_ROR | Internal | Winter | B17 | 100 | 8000 | 0.09 | 77.36 | 69.29 | 0.01 | 0
2025 | PJM_ROM_2_PJM_ROR | PJM_ROM | PJM_ROR | Internal | Winter | B18 | 400 | 8000 | 0.04 | 74.81 | 69.28 | 0.01 | 0
2025 | PJM_ROM_2_PJM_ROR | PJM_ROM | PJM_ROR | Internal | Winter | B19 | 700 | 8000 | 0.03 | 74.37 | 68.14 | 0.01 | 0
2025 | PJM_ROM_2_PJM_ROR | PJM_ROM | PJM_ROR | Internal | Winter | B20 | 935 | 8000 | 0.05 | 65.03 | 63.21 | 0.01 | 0
2025 | SOCO_2_ENT | SOCO | ENT | Internal | Shoulder | B11 | 25 | 2400 | 0.12 | 86.22 | 76.59 | 10 | 0
2025 | SOCO_2_ENT | SOCO | ENT | Internal | Shoulder | B12 | 200 | 2400 | 0.02 | 75.26 | 68.33 | 10 | 0
2025 | SOCO_2_ENT | SOCO | ENT | Internal | Shoulder | B13 | 600 | 2400 | 0 | 72.61 | 65.46 | 10 | 0
2025 | SOCO_2_ENT | SOCO | ENT | Internal | Shoulder | B14 | 900 | 2400 | 0 | 71.16 | 61.53 | 10 | 0
2025 | SOCO_2_ENT | SOCO | ENT | Internal | Shoulder | B15 | 1203 | 2400 | 0 | 67.49 | 57.86 | 10 | 0
2025 | SOCO_2_ENT | SOCO | ENT | Internal | Summer | B1 | 10 | 2400 | 0.3 | 116.37 | 106.74 | 10 | 0
2025 | SOCO_2_ENT | SOCO | ENT | Internal | Summer | B2 | 25 | 2400 | 0.12 | 116.88 | 107.25 | 10 | 0
2025 | SOCO_2_ENT | SOCO | ENT | Internal | Summer | B3 | 75 | 2400 | 0.04 | 118.73 | 109.1 | 10 | 0
2025 | SOCO_2_ENT | SOCO | ENT | Internal | Summer | B4 | 100 | 2400 | 0.03 | 112.03 | 102.4 | 10 | 0
2025 | SOCO_2_ENT | SOCO | ENT | Internal | Summer | B5 | 200 | 2400 | 0.02 | 105.12 | 95.49 | 10 | 0
2025 | SOCO_2_ENT | SOCO | ENT | Internal | Summer | B6 | 300 | 2400 | 0.01 | 93.24 | 83.61 | 10 | 0
2025 | SOCO_2_ENT | SOCO | ENT | Internal | Summer | B7 | 400 | 2400 | 0 | 88.15 | 78.52 | 10 | 0
2025 | SOCO_2_ENT | SOCO | ENT | Internal | Summer | B8 | 500 | 2400 | 0 | 81.26 | 71.63 | 10 | 0
2025 | SOCO_2_ENT | SOCO | ENT | Internal | Summer | B9 | 800 | 2400 | 0 | 73.98 | 65.98 | 10 | 0
2025 | SOCO_2_ENT | SOCO | ENT | Internal | Summer | B10 | 1262 | 2400 | 0 | 68.15 | 58.52 | 10 | 0
2025 | SOCO_2_ENT | SOCO | ENT | Internal | Winter | B16 | 25 | 2400 | 0.12 | 81.15 | 71.53 | 10 | 0
2025 | SOCO_2_ENT | SOCO | ENT | Internal | Winter | B17 | 100 | 2400 | 0.03 | 76.65 | 67.02 | 10 | 0
2025 | SOCO_2_ENT | SOCO | ENT | Internal | Winter | B18 | 400 | 2400 | 0 | 75.5 | 67.01 | 10 | 0
2025 | SOCO_2_ENT | SOCO | ENT | Internal | Winter | B19 | 700 | 2400 | 0 | 75.5 | 65.87 | 10 | 0
2025 | SOCO_2_ENT | SOCO | ENT | Internal | Winter | B20 | 935 | 2400 | 0 | 70.57 | 60.95 | 10 | 0
2025 | SOCO_2_FRCC | SOCO | FRCC | Internal | Shoulder | B11 | 25 | 3700 | 3674.44 | 86.22 | 96.22 | 10 | 0
2025 | SOCO_2_FRCC | SOCO | FRCC | Internal | Shoulder | B12 | 200 | 3700 | 0.09 | 75.26 | 81.24 | 10 | 0
2025 | SOCO_2_FRCC | SOCO | FRCC | Internal | Shoulder | B13 | 600 | 3700 | 0.04 | 72.61 | 79.84 | 10 | 0
2025 | SOCO_2_FRCC | SOCO | FRCC | Internal | Shoulder | B14 | 900 | 3700 | 0.02 | 71.16 | 77.84 | 10 | 0
2025 | SOCO_2_FRCC | SOCO | FRCC | Internal | Shoulder | B15 | 1203 | 3700 | 6326.73 | 67.49 | 77.49 | 10 | 0
2025 | SOCO_2_FRCC | SOCO | FRCC | Internal | Summer | B1 | 10 | 3700 | 1543.29 | 116.37 | 126.36 | 10 | 0
2025 | SOCO_2_FRCC | SOCO | FRCC | Internal | Summer | B2 | 25 | 3700 | 1.17 | 116.88 | 125.1 | 10 | 0
2025 | SOCO_2_FRCC | SOCO | FRCC | Internal | Summer | B3 | 75 | 3700 | 0.23 | 118.73 | 125.1 | 10 | 0
2025 | SOCO_2_FRCC | SOCO | FRCC | Internal | Summer | B4 | 100 | 3700 | 5178.41 | 112.03 | 122.03 | 10 | 0
2025 | SOCO_2_FRCC | SOCO | FRCC | Internal | Summer | B5 | 200 | 3700 | 3993.41 | 105.12 | 115.12 | 10 | 0
2025 | SOCO_2_FRCC | SOCO | FRCC | Internal | Summer | B6 | 300 | 3700 | 1771.6 | 93.24 | 103.24 | 10 | 0
2025 | SOCO_2_FRCC | SOCO | FRCC | Internal | Summer | B7 | 400 | 3700 | 0.1 | 88.15 | 91.75 | 10 | 0
2025 | SOCO_2_FRCC | SOCO | FRCC | Internal | Summer | B8 | 500 | 3700 | 0.04 | 81.26 | 80.4 | 10 | 0
2025 | SOCO_2_FRCC | SOCO | FRCC | Internal | Summer | B9 | 800 | 3700 | 0.01 | 73.98 | 77.03 | 10 | 0
2025 | SOCO_2_FRCC | SOCO | FRCC | Internal | Summer | B10 | 1262 | 3700 | 0.04 | 68.15 | 77.03 | 10 | 0
2025 | SOCO_2_FRCC | SOCO | FRCC | Internal | Winter | B16 | 25 | 3700 | 2818.19 | 81.15 | 91.15 | 10 | 0
2025 | SOCO_2_FRCC | SOCO | FRCC | Internal | Winter | B17 | 100 | 3700 | 0.21 | 76.65 | 83.8 | 10 | 0
2025 | SOCO_2_FRCC | SOCO | FRCC | Internal | Winter | B18 | 400 | 3700 | 0.03 | 75.5 | 80.3 | 10 | 0
2025 | SOCO_2_FRCC | SOCO | FRCC | Internal | Winter | B19 | 700 | 3700 | 0.02 | 75.5 | 80.3 | 10 | 0
2025 | SOCO_2_FRCC | SOCO | FRCC | Internal | Winter | B20 | 935 | 3700 | 0.2 | 70.57 | 80.3 | 10 | 0
2025 | SOCO_2_TVA_Transmission | SOCO | TVA_Transmission | Internal | Shoulder | B11 | 25 | 2600 | 0.17 | 86.22 | 82.72 | 10 | 0
2025 | SOCO_2_TVA_Transmission | SOCO | TVA_Transmission | Internal | Shoulder | B12 | 200 | 2600 | 0.03 | 75.26 | 75.64 | 10 | 0
2025 | SOCO_2_TVA_Transmission | SOCO | TVA_Transmission | Internal | Shoulder | B13 | 600 | 2600 | 0.01 | 72.61 | 73.46 | 10 | 0
2025 | SOCO_2_TVA_Transmission | SOCO | TVA_Transmission | Internal | Shoulder | B14 | 900 | 2600 | 0 | 71.16 | 69.53 | 10 | 0
2025 | SOCO_2_TVA_Transmission | SOCO | TVA_Transmission | Internal | Shoulder | B15 | 1203 | 2600 | 0 | 67.49 | 66.11 | 10 | 0
2025 | SOCO_2_TVA_Transmission | SOCO | TVA_Transmission | Internal | Summer | B1 | 10 | 2600 | 0.49 | 116.37 | 114.98 | 10 | 0
2025 | SOCO_2_TVA_Transmission | SOCO | TVA_Transmission | Internal | Summer | B2 | 25 | 2600 | 0.2 | 116.88 | 115.24 | 10 | 0
2025 | SOCO_2_TVA_Transmission | SOCO | TVA_Transmission | Internal | Summer | B3 | 75 | 2600 | 0.06 | 118.73 | 115.24 | 10 | 0
2025 | SOCO_2_TVA_Transmission | SOCO | TVA_Transmission | Internal | Summer | B4 | 100 | 2600 | 0.03 | 112.03 | 104.07 | 10 | 0
2025 | SOCO_2_TVA_Transmission | SOCO | TVA_Transmission | Internal | Summer | B5 | 200 | 2600 | 0.02 | 105.12 | 96.83 | 10 | 0
2025 | SOCO_2_TVA_Transmission | SOCO | TVA_Transmission | Internal | Summer | B6 | 300 | 2600 | 0.01 | 93.24 | 85.79 | 10 | 0
2025 | SOCO_2_TVA_Transmission | SOCO | TVA_Transmission | Internal | Summer | B7 | 400 | 2600 | 0 | 88.15 | 79.92 | 10 | 0
2025 | SOCO_2_TVA_Transmission | SOCO | TVA_Transmission | Internal | Summer | B8 | 500 | 2600 | 0 | 81.26 | 74.31 | 10 | 0
2025 | SOCO_2_TVA_Transmission | SOCO | TVA_Transmission | Internal | Summer | B9 | 800 | 2600 | 0 | 73.98 | 72.11 | 10 | 0
2025 | SOCO_2_TVA_Transmission | SOCO | TVA_Transmission | Internal | Summer | B10 | 1262 | 2600 | 0 | 68.15 | 65.49 | 10 | 0
2025 | SOCO_2_TVA_Transmission | SOCO | TVA_Transmission | Internal | Winter | B16 | 25 | 2600 | 0.19 | 81.15 | 79.18 | 10 | 0
2025 | SOCO_2_TVA_Transmission | SOCO | TVA_Transmission | Internal | Winter | B17 | 100 | 2600 | 0.05 | 76.65 | 75.02 | 10 | 0
2025 | SOCO_2_TVA_Transmission | SOCO | TVA_Transmission | Internal | Winter | B18 | 400 | 2600 | 0.01 | 75.5 | 75.01 | 10 | 0
2025 | SOCO_2_TVA_Transmission | SOCO | TVA_Transmission | Internal | Winter | B19 | 700 | 2600 | 0 | 75.5 | 73.87 | 10 | 0
2025 | SOCO_2_TVA_Transmission | SOCO | TVA_Transmission | Internal | Winter | B20 | 935 | 2600 | 0 | 70.57 | 68.95 | 10 | 0
2025 | SOCO_2_VACAR | SOCO | VACAR | Internal | Shoulder | B11 | 25 | 2000 | 0.18 | 86.22 | 83.31 | 10 | 0
2025 | SOCO_2_VACAR | SOCO | VACAR | Internal | Shoulder | B12 | 200 | 2000 | 0.04 | 75.26 | 77.16 | 10 | 0
2025 | SOCO_2_VACAR | SOCO | VACAR | Internal | Shoulder | B13 | 600 | 2000 | 0.01 | 72.61 | 74.3 | 10 | 0
2025 | SOCO_2_VACAR | SOCO | VACAR | Internal | Shoulder | B14 | 900 | 2000 | 0 | 71.16 | 70.12 | 10 | 0
2025 | SOCO_2_VACAR | SOCO | VACAR | Internal | Shoulder | B15 | 1203 | 2000 | 0 | 67.49 | 66.26 | 10 | 0
2025 | SOCO_2_VACAR | SOCO | VACAR | Internal | Summer | B1 | 10 | 2000 | 0.53 | 116.37 | 115.83 | 10 | 0
2025 | SOCO_2_VACAR | SOCO | VACAR | Internal | Summer | B2 | 25 | 2000 | 0.21 | 116.88 | 115.83 | 10 | 0
2025 | SOCO_2_VACAR | SOCO | VACAR | Internal | Summer | B3 | 75 | 2000 | 0.06 | 118.73 | 115.83 | 10 | 0
2025 | SOCO_2_VACAR | SOCO | VACAR | Internal | Summer | B4 | 100 | 2000 | 0.04 | 112.03 | 104.66 | 10 | 0
2025 | SOCO_2_VACAR | SOCO | VACAR | Internal | Summer | B5 | 200 | 2000 | 0.02 | 105.12 | 98.12 | 10 | 0
2025 | SOCO_2_VACAR | SOCO | VACAR | Internal | Summer | B6 | 300 | 2000 | 0.01 | 93.24 | 88.29 | 10 | 0
2025 | SOCO_2_VACAR | SOCO | VACAR | Internal | Summer | B7 | 400 | 2000 | 0 | 88.15 | 81.66 | 10 | 0
2025 | SOCO_2_VACAR | SOCO | VACAR | Internal | Summer | B8 | 500 | 2000 | 0 | 81.26 | 75.64 | 10 | 0
2025 | SOCO_2_VACAR | SOCO | VACAR | Internal | Summer | B9 | 800 | 2000 | 0 | 73.98 | 72.7 | 10 | 0
2025 | SOCO_2_VACAR | SOCO | VACAR | Internal | Summer | B10 | 1262 | 2000 | 0 | 68.15 | 64.45 | 10 | 0
2025 | SOCO_2_VACAR | SOCO | VACAR | Internal | Winter | B16 | 25 | 2000 | 0.2 | 81.15 | 79.77 | 10 | 0
2025 | SOCO_2_VACAR | SOCO | VACAR | Internal | Winter | B17 | 100 | 2000 | 0.05 | 76.65 | 75.86 | 10 | 0
2025 | SOCO_2_VACAR | SOCO | VACAR | Internal | Winter | B18 | 400 | 2000 | 0.02 | 75.5 | 75.85 | 10 | 0
2025 | SOCO_2_VACAR | SOCO | VACAR | Internal | Winter | B19 | 700 | 2000 | 0 | 75.5 | 74.71 | 10 | 0
2025 | SOCO_2_VACAR | SOCO | VACAR | Internal | Winter | B20 | 935 | 2000 | 0 | 70.57 | 69.78 | 10 | 0
2025 | SPP_N_2_ENT | SPP_N | ENT | Internal | Shoulder | B11 | 25 | 1800 | 10434.94 | 66.9 | 76.59 | 5 | 4.69
2025 | SPP_N_2_ENT | SPP_N | ENT | Internal | Shoulder | B12 | 200 | 1800 | 11501.58 | 58.64 | 68.33 | 5 | 4.69
2025 | SPP_N_2_ENT | SPP_N | ENT | Internal | Shoulder | B13 | 600 | 1800 | 10385.28 | 55.78 | 65.46 | 5 | 4.69
2025 | SPP_N_2_ENT | SPP_N | ENT | Internal | Shoulder | B14 | 900 | 1800 | 22820.75 | 51.84 | 61.53 | 5 | 4.69
2025 | SPP_N_2_ENT | SPP_N | ENT | Internal | Shoulder | B15 | 1203 | 1800 | 23708.39 | 48.18 | 57.86 | 5 | 4.69
2025 | SPP_N_2_ENT | SPP_N | ENT | Internal | Summer | B1 | 10 | 1800 | 9555.14 | 97.05 | 106.74 | 5 | 4.69
2025 | SPP_N_2_ENT | SPP_N | ENT | Internal | Summer | B2 | 25 | 1800 | 12038.47 | 97.56 | 107.25 | 5 | 4.69
2025 | SPP_N_2_ENT | SPP_N | ENT | Internal | Summer | B3 | 75 | 1800 | 1817.49 | 99.42 | 109.1 | 5 | 4.68
2025 | SPP_N_2_ENT | SPP_N | ENT | Internal | Summer | B4 | 100 | 1800 | 9070.78 | 92.72 | 102.4 | 5 | 4.69
2025 | SPP_N_2_ENT | SPP_N | ENT | Internal | Summer | B5 | 200 | 1800 | 10996.67 | 85.81 | 95.49 | 5 | 4.69
2025 | SPP_N_2_ENT | SPP_N | ENT | Internal | Summer | B6 | 300 | 1800 | 7271.73 | 73.92 | 83.61 | 5 | 4.69
2025 | SPP_N_2_ENT | SPP_N | ENT | Internal | Summer | B7 | 400 | 1800 | 4519.81 | 68.83 | 78.52 | 5 | 4.69
2025 | SPP_N_2_ENT | SPP_N | ENT | Internal | Summer | B8 | 500 | 1800 | 8652.52 | 61.94 | 71.63 | 5 | 4.69
2025 | SPP_N_2_ENT | SPP_N | ENT | Internal | Summer | B9 | 800 | 1800 | 10599.58 | 56.3 | 65.98 | 5 | 4.69
2025 | SPP_N_2_ENT | SPP_N | ENT | Internal | Summer | B10 | 1262 | 1800 | 20034.99 | 48.83 | 58.52 | 5 | 4.69
2025 | SPP_N_2_ENT | SPP_N | ENT | Internal | Winter | B16 | 25 | 1800 | 20526.43 | 61.84 | 71.53 | 5 | 4.69
2025 | SPP_N_2_ENT | SPP_N | ENT | Internal | Winter | B17 | 100 | 1800 | 15156.75 | 57.33 | 67.02 | 5 | 4.69
2025 | SPP_N_2_ENT | SPP_N | ENT | Internal | Winter | B18 | 400 | 1800 | 11193.93 | 57.33 | 67.01 | 5 | 4.69
2025 | SPP_N_2_ENT | SPP_N | ENT | Internal | Winter | B19 | 700 | 1800 | 16510.2 | 56.19 | 65.87 | 5 | 4.69
2025 | SPP_N_2_ENT | SPP_N | ENT | Internal | Winter | B20 | 935 | 1800 | 17590.98 | 51.26 | 60.95 | 5 | 4.69
2025 | SPP_N_2_MISO_MO-IL | SPP_N | MISO_MO-IL | Internal | Shoulder | B11 | 25 | 2000 | 2000.14 | 66.9 | 74.72 | 5 | 2.82
2025 | SPP_N_2_MISO_MO-IL | SPP_N | MISO_MO-IL | Internal | Shoulder | B12 | 200 | 2000 | 4054.11 | 58.64 | 68.57 | 5 | 4.93
2025 | SPP_N_2_MISO_MO-IL | SPP_N | MISO_MO-IL | Internal | Shoulder | B13 | 600 | 2000 | 6576.29 | 55.78 | 65.71 | 5 | 4.93
2025 | SPP_N_2_MISO_MO-IL | SPP_N | MISO_MO-IL | Internal | Shoulder | B14 | 900 | 2000 | 2001.6 | 51.84 | 61.53 | 5 | 4.69
2025 | SPP_N_2_MISO_MO-IL | SPP_N | MISO_MO-IL | Internal | Shoulder | B15 | 1203 | 2000 | 3788.85 | 48.18 | 58.11 | 5 | 4.93
2025 | SPP_N_2_MISO_MO-IL | SPP_N | MISO_MO-IL | Internal | Summer | B1 | 10 | 2000 | 14298.11 | 97.05 | 106.99 | 5 | 4.94
2025 | SPP_N_2_MISO_MO-IL | SPP_N | MISO_MO-IL | Internal | Summer | B2 | 25 | 2000 | 2002.81 | 97.56 | 107.24 | 5 | 4.68
2025 | SPP_N_2_MISO_MO-IL | SPP_N | MISO_MO-IL | Internal | Summer | B3 | 75 | 2000 | 2000.05 | 99.42 | 107.24 | 5 | 2.82
2025 | SPP_N_2_MISO_MO-IL | SPP_N | MISO_MO-IL | Internal | Summer | B4 | 100 | 2000 | 0.24 | 92.72 | 96.07 | 5 | 0
2025 | SPP_N_2_MISO_MO-IL | SPP_N | MISO_MO-IL | Internal | Summer | B5 | 200 | 2000 | 0.19 | 85.81 | 89.53 | 5 | 0
2025 | SPP_N_2_MISO_MO-IL | SPP_N | MISO_MO-IL | Internal | Summer | B6 | 300 | 2000 | 1999.91 | 73.92 | 79.7 | 5 | 0.78
2025 | SPP_N_2_MISO_MO-IL | SPP_N | MISO_MO-IL | Internal | Summer | B7 | 400 | 2000 | 1.14 | 68.83 | 73.07 | 5 | 0
2025 | SPP_N_2_MISO_MO-IL | SPP_N | MISO_MO-IL | Internal | Summer | B8 | 500 | 2000 | 1999.55 | 61.94 | 67.05 | 5 | 0.1
2025 | SPP_N_2_MISO_MO-IL | SPP_N | MISO_MO-IL | Internal | Summer | B9 | 800 | 2000 | 2000.01 | 56.3 | 64.11 | 5 | 2.82
2025 | SPP_N_2_MISO_MO-IL | SPP_N | MISO_MO-IL | Internal | Summer | B10 | 1262 | 2000 | 2000.03 | 48.83 | 57.49 | 5 | 3.66
2025 | SPP_N_2_MISO_MO-IL | SPP_N | MISO_MO-IL | Internal | Winter | B16 | 25 | 2000 | 2001.6 | 61.84 | 71.18 | 5 | 4.35
2025 | SPP_N_2_MISO_MO-IL | SPP_N | MISO_MO-IL | Internal | Winter | B17 | 100 | 2000 | 5388.39 | 57.33 | 67.27 | 5 | 4.93
2025 | SPP_N_2_MISO_MO-IL | SPP_N | MISO_MO-IL | Internal | Winter | B18 | 400 | 2000 | 4309.12 | 57.33 | 67.26 | 5 | 4.93
2025 | SPP_N_2_MISO_MO-IL | SPP_N | MISO_MO-IL | Internal | Winter | B19 | 700 | 2000 | 2440.81 | 56.19 | 66.12 | 5 | 4.93
2025 | SPP_N_2_MISO_MO-IL | SPP_N | MISO_MO-IL | Internal | Winter | B20 | 935 | 2000 | 8123.8 | 51.26 | 61.19 | 5 | 4.93
2025 | SPP_N_2_MISO_W | SPP_N | MISO_W | Internal | Shoulder | B11 | 25 | 750 | 1.49 | 66.9 | 71.07 | 5 | 0
2025 | SPP_N_2_MISO_W | SPP_N | MISO_W | Internal | Shoulder | B12 | 200 | 750 | 750.4 | 58.64 | 64.93 | 5 | 1.29
2025 | SPP_N_2_MISO_W | SPP_N | MISO_W | Internal | Shoulder | B13 | 600 | 750 | 750.15 | 55.78 | 62.06 | 5 | 1.29
2025 | SPP_N_2_MISO_W | SPP_N | MISO_W | Internal | Shoulder | B14 | 900 | 750 | 750.07 | 51.84 | 57.88 | 5 | 1.04
2025 | SPP_N_2_MISO_W | SPP_N | MISO_W | Internal | Shoulder | B15 | 1203 | 750 | 750.08 | 48.18 | 54.46 | 5 | 1.29
2025 | SPP_N_2_MISO_W | SPP_N | MISO_W | Internal | Summer | B1 | 10 | 750 | 3861.1 | 97.05 | 103.6 | 5 | 1.55
2025 | SPP_N_2_MISO_W | SPP_N | MISO_W | Internal | Summer | B2 | 25 | 750 | 750.74 | 97.56 | 103.6 | 5 | 1.04
2025 | SPP_N_2_MISO_W | SPP_N | MISO_W | Internal | Summer | B3 | 75 | 750 | 0.57 | 99.42 | 103.59 | 5 | 0
2025 | SPP_N_2_MISO_W | SPP_N | MISO_W | Internal | Summer | B4 | 100 | 750 | 0.1 | 92.72 | 92.42 | 5 | 0
2025 | SPP_N_2_MISO_W | SPP_N | MISO_W | Internal | Summer | B5 | 200 | 750 | 0.06 | 85.81 | 85.88 | 5 | 0
2025 | SPP_N_2_MISO_W | SPP_N | MISO_W | Internal | Summer | B6 | 300 | 750 | 0.06 | 73.92 | 76.05 | 5 | 0
2025 | SPP_N_2_MISO_W | SPP_N | MISO_W | Internal | Summer | B7 | 400 | 750 | 0.03 | 68.83 | 69.43 | 5 | 0
2025 | SPP_N_2_MISO_W | SPP_N | MISO_W | Internal | Summer | B8 | 500 | 750 | 0.04 | 61.94 | 63.4 | 5 | 0
2025 | SPP_N_2_MISO_W | SPP_N | MISO_W | Internal | Summer | B9 | 800 | 750 | 0.06 | 56.3 | 60.47 | 5 | 0
2025 | SPP_N_2_MISO_W | SPP_N | MISO_W | Internal | Summer | B10 | 1262 | 750 | 745.46 | 48.83 | 53.84 | 5 | 0.01
2025 | SPP_N_2_MISO_W | SPP_N | MISO_W | Internal | Winter | B16 | 25 | 750 | 750.03 | 61.84 | 67.54 | 5 | 0.7
2025 | SPP_N_2_MISO_W | SPP_N | MISO_W | Internal | Winter | B17 | 100 | 750 | 750.8 | 57.33 | 63.62 | 5 | 1.29
2025 | SPP_N_2_MISO_W | SPP_N | MISO_W | Internal | Winter | B18 | 400 | 750 | 750.21 | 57.33 | 63.61 | 5 | 1.29
2025 | SPP_N_2_MISO_W | SPP_N | MISO_W | Internal | Winter | B19 | 700 | 750 | 750.13 | 56.19 | 62.47 | 5 | 1.29
2025 | SPP_N_2_MISO_W | SPP_N | MISO_W | Internal | Winter | B20 | 935 | 750 | 750.1 | 51.26 | 57.54 | 5 | 1.29
2025 | SPP_N_2_NE | SPP_N | NE | Internal | Shoulder | B11 | 25 | 330 | 1.15 | 66.9 | 66.07 | 0.01 | 0
2025 | SPP_N_2_NE | SPP_N | NE | Internal | Shoulder | B12 | 200 | 330 | 0.47 | 58.64 | 58.4 | 0.01 | 0
2025 | SPP_N_2_NE | SPP_N | NE | Internal | Shoulder | B13 | 600 | 330 | 0.17 | 55.78 | 55.54 | 0.01 | 0
2025 | SPP_N_2_NE | SPP_N | NE | Internal | Shoulder | B14 | 900 | 330 | 0.08 | 51.84 | 51.35 | 0.01 | 0
2025 | SPP_N_2_NE | SPP_N | NE | Internal | Shoulder | B15 | 1203 | 330 | 0.09 | 48.18 | 47.93 | 0.01 | 0
2025 | SPP_N_2_NE | SPP_N | NE | Internal | Summer | B1 | 10 | 330 | 205 | 97.05 | 97.07 | 0.01 | 0.02
2025 | SPP_N_2_NE | SPP_N | NE | Internal | Summer | B2 | 25 | 330 | 1.58 | 97.56 | 97.07 | 0.01 | 0
2025 | SPP_N_2_NE | SPP_N | NE | Internal | Summer | B3 | 75 | 330 | 0.42 | 99.42 | 98.59 | 0.01 | 0
2025 | SPP_N_2_NE | SPP_N | NE | Internal | Summer | B4 | 100 | 330 | 0.32 | 92.72 | 91.88 | 0.01 | 0
2025 | SPP_N_2_NE | SPP_N | NE | Internal | Summer | B5 | 200 | 330 | 0.17 | 85.81 | 84.98 | 0.01 | 0
2025 | SPP_N_2_NE | SPP_N | NE | Internal | Summer | B6 | 300 | 330 | 0.11 | 73.92 | 73.09 | 0.01 | 0
2025 | SPP_N_2_NE | SPP_N | NE | Internal | Summer | B7 | 400 | 330 | 0.09 | 68.83 | 68 | 0.01 | 0
2025 | SPP_N_2_NE | SPP_N | NE | Internal | Summer | B8 | 500 | 330 | 0.07 | 61.94 | 61.11 | 0.01 | 0
2025 | SPP_N_2_NE | SPP_N | NE | Internal | Summer | B9 | 800 | 330 | 0.04 | 56.3 | 55.47 | 0.01 | 0
2025 | SPP_N_2_NE | SPP_N | NE | Internal | Summer | B10 | 1262 | 330 | 0.03 | 48.83 | 48 | 0.01 | 0
2025 | SPP_N_2_NE | SPP_N | NE | Internal | Winter | B16 | 25 | 330 | 1.15 | 61.84 | 61.01 | 0.01 | 0
2025 | SPP_N_2_NE | SPP_N | NE | Internal | Winter | B17 | 100 | 330 | 0.89 | 57.33 | 57.09 | 0.01 | 0
2025 | SPP_N_2_NE | SPP_N | NE | Internal | Winter | B18 | 400 | 330 | 0.25 | 57.33 | 57.09 | 0.01 | 0
2025 | SPP_N_2_NE | SPP_N | NE | Internal | Winter | B19 | 700 | 330 | 0.15 | 56.19 | 55.94 | 0.01 | 0
2025 | SPP_N_2_NE | SPP_N | NE | Internal | Winter | B20 | 935 | 330 | 0.11 | 51.26 | 51.02 | 0.01 | 0
2025 | SPP_N_2_SPP_S | SPP_N | SPP_S | Internal | Shoulder | B11 | 25 | 4000 | 7538.91 | 66.9 | 67.02 | 0.01 | 0.1
2025 | SPP_N_2_SPP_S | SPP_N | SPP_S | Internal | Shoulder | B12 | 200 | 4000 | 2781.63 | 58.64 | 58.65 | 0.01 | 0
2025 | SPP_N_2_SPP_S | SPP_N | SPP_S | Internal | Shoulder | B13 | 600 | 4000 | 1908.61 | 55.78 | 55.79 | 0.01 | 0
2025 | SPP_N_2_SPP_S | SPP_N | SPP_S | Internal | Shoulder | B14 | 900 | 4000 | 0.57 | 51.84 | 51.77 | 0.01 | 0
2025 | SPP_N_2_SPP_S | SPP_N | SPP_S | Internal | Shoulder | B15 | 1203 | 4000 | 0.43 | 48.18 | 48.11 | 0.01 | 0
2025 | SPP_N_2_SPP_S | SPP_N | SPP_S | Internal | Summer | B1 | 10 | 4000 | 36.81 | 97.05 | 96.99 | 0.01 | 0
2025 | SPP_N_2_SPP_S | SPP_N | SPP_S | Internal | Summer | B2 | 25 | 4000 | 1470.56 | 97.56 | 97.57 | 0.01 | 0
2025 | SPP_N_2_SPP_S | SPP_N | SPP_S | Internal | Summer | B3 | 75 | 4000 | 6679.34 | 99.42 | 99.54 | 0.01 | 0.1
2025 | SPP_N_2_SPP_S | SPP_N | SPP_S | Internal | Summer | B4 | 100 | 4000 | 4428.19 | 92.72 | 92.83 | 0.01 | 0.1
2025 | SPP_N_2_SPP_S | SPP_N | SPP_S | Internal | Summer | B5 | 200 | 4000 | 2936.09 | 85.81 | 85.82 | 0.01 | 0
2025 | SPP_N_2_SPP_S | SPP_N | SPP_S | Internal | Summer | B6 | 300 | 4000 | 4455.11 | 73.92 | 74.04 | 0.01 | 0.1
2025 | SPP_N_2_SPP_S | SPP_N | SPP_S | Internal | Summer | B7 | 400 | 4000 | 10993.73 | 68.83 | 68.94 | 0.01 | 0.1
2025 | SPP_N_2_SPP_S | SPP_N | SPP_S | Internal | Summer | B8 | 500 | 4000 | 9404.15 | 61.94 | 62.05 | 0.01 | 0.1
2025 | SPP_N_2_SPP_S | SPP_N | SPP_S | Internal | Summer | B9 | 800 | 4000 | 7482.3 | 56.3 | 56.41 | 0.01 | 0.1
2025 | SPP_N_2_SPP_S | SPP_N | SPP_S | Internal | Summer | B10 | 1262 | 4000 | 3011.94 | 48.83 | 48.85 | 0.01 | 0
2025 | SPP_N_2_SPP_S | SPP_N | SPP_S | Internal | Winter | B16 | 25 | 4000 | 1939.7 | 61.84 | 61.85 | 0.01 | 0
2025 | SPP_N_2_SPP_S | SPP_N | SPP_S | Internal | Winter | B17 | 100 | 4000 | 1616.45 | 57.33 | 57.35 | 0.01 | 0
2025 | SPP_N_2_SPP_S | SPP_N | SPP_S | Internal | Winter | B18 | 400 | 4000 | 2375.51 | 57.33 | 57.34 | 0.01 | 0
2025 | SPP_N_2_SPP_S | SPP_N | SPP_S | Internal | Winter | B19 | 700 | 4000 | 833.7 | 56.19 | 56.2 | 0.01 | 0
2025 | SPP_N_2_SPP_S | SPP_N | SPP_S | Internal | Winter | B20 | 935 | 4000 | 0.57 | 51.26 | 51.19 | 0.01 | 0
2025 | SPP_S_2_ENT | SPP_S | ENT | Internal | Shoulder | B11 | 25 | 850 | 855.65 | 67.02 | 76.59 | 5 | 4.58
2025 | SPP_S_2_ENT | SPP_S | ENT | Internal | Shoulder | B12 | 200 | 850 | 851.58 | 58.65 | 68.33 | 5 | 4.68
2025 | SPP_S_2_ENT | SPP_S | ENT | Internal | Shoulder | B13 | 600 | 850 | 850.57 | 55.79 | 65.46 | 5 | 4.67
2025 | SPP_S_2_ENT | SPP_S | ENT | Internal | Shoulder | B14 | 900 | 850 | 3352.26 | 51.77 | 61.53 | 5 | 4.75
2025 | SPP_S_2_ENT | SPP_S | ENT | Internal | Shoulder | B15 | 1203 | 850 | 5287.23 | 48.11 | 57.86 | 5 | 4.75
2025 | SPP_S_2_ENT | SPP_S | ENT | Internal | Summer | B1 | 10 | 850 | 8271.39 | 96.99 | 106.74 | 5 | 4.76
2025 | SPP_S_2_ENT | SPP_S | ENT | Internal | Summer | B2 | 25 | 850 | 862.11 | 97.57 | 107.25 | 5 | 4.68
2025 | SPP_S_2_ENT | SPP_S | ENT | Internal | Summer | B3 | 75 | 850 | 851.46 | 99.54 | 109.1 | 5 | 4.56
2025 | SPP_S_2_ENT | SPP_S | ENT | Internal | Summer | B4 | 100 | 850 | 851.6 | 92.83 | 102.4 | 5 | 4.58
2025 | SPP_S_2_ENT | SPP_S | ENT | Internal | Summer | B5 | 200 | 850 | 851.56 | 85.82 | 95.49 | 5 | 4.67
2025 | SPP_S_2_ENT | SPP_S | ENT | Internal | Summer | B6 | 300 | 850 | 850.52 | 74.04 | 83.61 | 5 | 4.58
2025 | SPP_S_2_ENT | SPP_S | ENT | Internal | Summer | B7 | 400 | 850 | 850.37 | 68.94 | 78.52 | 5 | 4.57
2025 | SPP_S_2_ENT | SPP_S | ENT | Internal | Summer | B8 | 500 | 850 | 850.3 | 62.05 | 71.63 | 5 | 4.57
2025 | SPP_S_2_ENT | SPP_S | ENT | Internal | Summer | B9 | 800 | 850 | 850.19 | 56.41 | 65.98 | 5 | 4.57
2025 | SPP_S_2_ENT | SPP_S | ENT | Internal | Summer | B10 | 1262 | 850 | 850.27 | 48.85 | 58.52 | 5 | 4.67
2025 | SPP_S_2_ENT | SPP_S | ENT | Internal | Winter | B16 | 25 | 850 | 862.2 | 61.85 | 71.53 | 5 | 4.68
2025 | SPP_S_2_ENT | SPP_S | ENT | Internal | Winter | B17 | 100 | 850 | 853.32 | 57.35 | 67.02 | 5 | 4.68
2025 | SPP_S_2_ENT | SPP_S | ENT | Internal | Winter | B18 | 400 | 850 | 850.83 | 57.34 | 67.01 | 5 | 4.67
2025 | SPP_S_2_ENT | SPP_S | ENT | Internal | Winter | B19 | 700 | 850 | 850.51 | 56.2 | 65.87 | 5 | 4.67
2025 | SPP_S_2_ENT | SPP_S | ENT | Internal | Winter | B20 | 935 | 850 | 2122.86 | 51.19 | 60.95 | 5 | 4.75
2025 | SPP_S_2_SPP_N | SPP_S | SPP_N | Internal | Shoulder | B11 | 25 | 640 | 6.71 | 67.02 | 66.9 | 0.01 | 0
2025 | SPP_S_2_SPP_N | SPP_S | SPP_N | Internal | Shoulder | B12 | 200 | 640 | 4.09 | 58.65 | 58.64 | 0.01 | 0
2025 | SPP_S_2_SPP_N | SPP_S | SPP_N | Internal | Shoulder | B13 | 600 | 640 | 1.58 | 55.79 | 55.78 | 0.01 | 0
2025 | SPP_S_2_SPP_N | SPP_S | SPP_N | Internal | Shoulder | B14 | 900 | 640 | 639.53 | 51.77 | 51.84 | 0.01 | 0.06
2025 | SPP_S_2_SPP_N | SPP_S | SPP_N | Internal | Shoulder | B15 | 1203 | 640 | 639.64 | 48.11 | 48.18 | 0.01 | 0.06
2025 | SPP_S_2_SPP_N | SPP_S | SPP_N | Internal | Summer | B1 | 10 | 640 | 614.87 | 96.99 | 97.05 | 0.01 | 0.06
2025 | SPP_S_2_SPP_N | SPP_S | SPP_N | Internal | Summer | B2 | 25 | 640 | 27.07 | 97.57 | 97.56 | 0.01 | 0
2025 | SPP_S_2_SPP_N | SPP_S | SPP_N | Internal | Summer | B3 | 75 | 640 | 2.53 | 99.54 | 99.42 | 0.01 | 0
2025 | SPP_S_2_SPP_N | SPP_S | SPP_N | Internal | Summer | B4 | 100 | 640 | 2.02 | 92.83 | 92.72 | 0.01 | 0
2025 | SPP_S_2_SPP_N | SPP_S | SPP_N | Internal | Summer | B5 | 200 | 640 | 4.06 | 85.82 | 85.81 | 0.01 | 0
2025 | SPP_S_2_SPP_N | SPP_S | SPP_N | Internal | Summer | B6 | 300 | 640 | 0.73 | 74.04 | 73.92 | 0.01 | 0
2025 | SPP_S_2_SPP_N | SPP_S | SPP_N | Internal | Summer | B7 | 400 | 640 | 0.54 | 68.94 | 68.83 | 0.01 | 0
2025 | SPP_S_2_SPP_N | SPP_S | SPP_N | Internal | Summer | B8 | 500 | 640 | 0.44 | 62.05 | 61.94 | 0.01 | 0
2025 | SPP_S_2_SPP_N | SPP_S | SPP_N | Internal | Summer | B9 | 800 | 640 | 0.28 | 56.41 | 56.3 | 0.01 | 0
2025 | SPP_S_2_SPP_N | SPP_S | SPP_N | Internal | Summer | B10 | 1262 | 640 | 0.78 | 48.85 | 48.83 | 0.01 | 0
2025 | SPP_S_2_SPP_N | SPP_S | SPP_N | Internal | Winter | B16 | 25 | 640 | 26.53 | 61.85 | 61.84 | 0.01 | 0
2025 | SPP_S_2_SPP_N | SPP_S | SPP_N | Internal | Winter | B17 | 100 | 640 | 7.82 | 57.35 | 57.33 | 0.01 | 0
2025 | SPP_S_2_SPP_N | SPP_S | SPP_N | Internal | Winter | B18 | 400 | 640 | 2.25 | 57.34 | 57.33 | 0.01 | 0
2025 | SPP_S_2_SPP_N | SPP_S | SPP_N | Internal | Winter | B19 | 700 | 640 | 1.43 | 56.2 | 56.19 | 0.01 | 0
2025 | SPP_S_2_SPP_N | SPP_S | SPP_N | Internal | Winter | B20 | 935 | 640 | 639.54 | 51.19 | 51.26 | 0.01 | 0.06
2025 | TVA_2_ENT | TVA | ENT | Internal | Shoulder | B11 | 25 | 500 | 0.16 | 82.73 | 76.59 | 9 | 0
2025 | TVA_2_ENT | TVA | ENT | Internal | Shoulder | B12 | 200 | 500 | 0.02 | 75.3 | 68.33 | 9 | 0
2025 | TVA_2_ENT | TVA | ENT | Internal | Shoulder | B13 | 600 | 500 | 0 | 73.48 | 65.46 | 9 | 0
2025 | TVA_2_ENT | TVA | ENT | Internal | Shoulder | B14 | 900 | 500 | 0 | 69.54 | 61.53 | 9 | 0
2025 | TVA_2_ENT | TVA | ENT | Internal | Shoulder | B15 | 1203 | 500 | 0 | 66.12 | 57.86 | 9 | 0
2025 | TVA_2_ENT | TVA | ENT | Internal | Summer | B1 | 10 | 500 | 0.33 | 115 | 106.74 | 9 | 0.01
2025 | TVA_2_ENT | TVA | ENT | Internal | Summer | B2 | 25 | 500 | 0.14 | 115.26 | 107.25 | 9 | 0
2025 | TVA_2_ENT | TVA | ENT | Internal | Summer | B3 | 75 | 500 | 0.05 | 115.25 | 109.1 | 9 | 0
2025 | TVA_2_ENT | TVA | ENT | Internal | Summer | B4 | 100 | 500 | 0.05 | 104.08 | 102.4 | 9 | 0
2025 | TVA_2_ENT | TVA | ENT | Internal | Summer | B5 | 200 | 500 | 0.03 | 96.12 | 95.49 | 9 | 0
2025 | TVA_2_ENT | TVA | ENT | Internal | Summer | B6 | 300 | 500 | 0.02 | 82.8 | 83.61 | 9 | 0
2025 | TVA_2_ENT | TVA | ENT | Internal | Summer | B7 | 400 | 500 | 0.02 | 77.38 | 78.52 | 9 | 0
2025 | TVA_2_ENT | TVA | ENT | Internal | Summer | B8 | 500 | 500 | 0.01 | 73.86 | 71.63 | 9 | 0
2025 | TVA_2_ENT | TVA | ENT | Internal | Summer | B9 | 800 | 500 | 0 | 72.13 | 65.98 | 9 | 0
2025 | TVA_2_ENT | TVA | ENT | Internal | Summer | B10 | 1262 | 500 | 0 | 65.5 | 58.52 | 9 | 0
2025 | TVA_2_ENT | TVA | ENT | Internal | Winter | B16 | 25 | 500 | 0.14 | 79.2 | 71.53 | 9 | 0
2025 | TVA_2_ENT | TVA | ENT | Internal | Winter | B17 | 100 | 500 | 0.03 | 75.03 | 67.02 | 9 | 0
2025 | TVA_2_ENT | TVA | ENT | Internal | Winter | B18 | 400 | 500 | 0 | 75.02 | 67.01 | 9 | 0
2025 | TVA_2_ENT | TVA | ENT | Internal | Winter | B19 | 700 | 500 | 0 | 73.88 | 65.87 | 9 | 0
2025 | TVA_2_ENT | TVA | ENT | Internal | Winter | B20 | 935 | 500 | 0 | 68.96 | 60.95 | 9 | 0
2025 | TVA_2_MISO_MO-IL | TVA | MISO_MO-IL | Internal | Shoulder | B11 | 25 | 50 | 0.13 | 82.73 | 74.72 | 9 | 0.03
2025 | TVA_2_MISO_MO-IL | TVA | MISO_MO-IL | Internal | Shoulder | B12 | 200 | 50 | 0.02 | 75.3 | 68.57 | 9 | 0
2025 | TVA_2_MISO_MO-IL | TVA | MISO_MO-IL | Internal | Shoulder | B13 | 600 | 50 | 0 | 73.48 | 65.71 | 9 | 0
2025 | TVA_2_MISO_MO-IL | TVA | MISO_MO-IL | Internal | Shoulder | B14 | 900 | 50 | 0 | 69.54 | 61.53 | 9 | 0
2025 | TVA_2_MISO_MO-IL | TVA | MISO_MO-IL | Internal | Shoulder | B15 | 1203 | 50 | 0 | 66.12 | 58.11 | 9 | 0
2025 | TVA_2_MISO_MO-IL | TVA | MISO_MO-IL | Internal | Summer | B1 | 10 | 50 | 0.31 | 115 | 106.99 | 9 | 0.06
2025 | TVA_2_MISO_MO-IL | TVA | MISO_MO-IL | Internal | Summer | B2 | 25 | 50 | 0.13 | 115.26 | 107.24 | 9 | 0.03
2025 | TVA_2_MISO_MO-IL | TVA | MISO_MO-IL | Internal | Summer | B3 | 75 | 50 | 0.04 | 115.25 | 107.24 | 9 | 0.01
2025 | TVA_2_MISO_MO-IL | TVA | MISO_MO-IL | Internal | Summer | B4 | 100 | 50 | 0.03 | 104.08 | 96.07 | 9 | 0.01
2025 | TVA_2_MISO_MO-IL | TVA | MISO_MO-IL | Internal | Summer | B5 | 200 | 50 | 0.02 | 96.12 | 89.53 | 9 | 0
2025 | TVA_2_MISO_MO-IL | TVA | MISO_MO-IL | Internal | Summer | B6 | 300 | 50 | 0.02 | 82.8 | 79.7 | 9 | 0
2025 | TVA_2_MISO_MO-IL | TVA | MISO_MO-IL | Internal | Summer | B7 | 400 | 50 | 0.01 | 77.38 | 73.07 | 9 | 0
2025 | TVA_2_MISO_MO-IL | TVA | MISO_MO-IL | Internal | Summer | B8 | 500 | 50 | 0 | 73.86 | 67.05 | 9 | 0
2025 | TVA_2_MISO_MO-IL | TVA | MISO_MO-IL | Internal | Summer | B9 | 800 | 50 | 0 | 72.13 | 64.11 | 9 | 0
2025 | TVA_2_MISO_MO-IL | TVA | MISO_MO-IL | Internal | Summer | B10 | 1262 | 50 | 0 | 65.5 | 57.49 | 9 | 0
2025 | TVA_2_MISO_MO-IL | TVA | MISO_MO-IL | Internal | Winter | B16 | 25 | 50 | 0.13 | 79.2 | 71.18 | 9 | 0.03
2025 | TVA_2_MISO_MO-IL | TVA | MISO_MO-IL | Internal | Winter | B17 | 100 | 50 | 0.03 | 75.03 | 67.27 | 9 | 0.01
2025 | TVA_2_MISO_MO-IL | TVA | MISO_MO-IL | Internal | Winter | B18 | 400 | 50 | 0 | 75.02 | 67.26 | 9 | 0
2025 | TVA_2_MISO_MO-IL | TVA | MISO_MO-IL | Internal | Winter | B19 | 700 | 50 | 0 | 73.88 | 66.12 | 9 | 0
2025 | TVA_2_MISO_MO-IL | TVA | MISO_MO-IL | Internal | Winter | B20 | 935 | 50 | 0 | 68.96 | 61.19 | 9 | 0
2025 | TVA_2_NonRTO_Midwest | TVA | NonRTO_Midwest | Internal | Shoulder | B11 | 25 | 100 | 0.24 | 82.73 | 82.75 | 9 | 0.01
2025 | TVA_2_NonRTO_Midwest | TVA | NonRTO_Midwest | Internal | Shoulder | B12 | 200 | 100 | 0.04 | 75.3 | 76.89 | 9 | 0
2025 | TVA_2_NonRTO_Midwest | TVA | NonRTO_Midwest | Internal | Shoulder | B13 | 600 | 100 | 0.01 | 73.48 | 74.03 | 9 | 0
2025 | TVA_2_NonRTO_Midwest | TVA | NonRTO_Midwest | Internal | Shoulder | B14 | 900 | 100 | 0 | 69.54 | 69.85 | 9 | 0
2025 | TVA_2_NonRTO_Midwest | TVA | NonRTO_Midwest | Internal | Shoulder | B15 | 1203 | 100 | 0 | 66.12 | 66.43 | 9 | 0
2025 | TVA_2_NonRTO_Midwest | TVA | NonRTO_Midwest | Internal | Summer | B1 | 10 | 100 | 0.57 | 115 | 115.3 | 9 | 0.03
2025 | TVA_2_NonRTO_Midwest | TVA | NonRTO_Midwest | Internal | Summer | B2 | 25 | 100 | 0.24 | 115.26 | 115.56 | 9 | 0.01
2025 | TVA_2_NonRTO_Midwest | TVA | NonRTO_Midwest | Internal | Summer | B3 | 75 | 100 | 0.08 | 115.25 | 115.26 | 9 | 0
2025 | TVA_2_NonRTO_Midwest | TVA | NonRTO_Midwest | Internal | Summer | B4 | 100 | 100 | 0.06 | 104.08 | 104.06 | 9 | 0
2025 | TVA_2_NonRTO_Midwest | TVA | NonRTO_Midwest | Internal | Summer | B5 | 200 | 100 | 0.04 | 96.12 | 97.52 | 9 | 0
2025 | TVA_2_NonRTO_Midwest | TVA | NonRTO_Midwest | Internal | Summer | B6 | 300 | 100 | 0.04 | 82.8 | 87.69 | 9 | 0
2025 | TVA_2_NonRTO_Midwest | TVA | NonRTO_Midwest | Internal | Summer | B7 | 400 | 100 | 0.03 | 77.38 | 81.09 | 9 | 0
2025 | TVA_2_NonRTO_Midwest | TVA | NonRTO_Midwest | Internal | Summer | B8 | 500 | 100 | 0.01 | 73.86 | 75.06 | 9 | 0
2025 | TVA_2_NonRTO_Midwest | TVA | NonRTO_Midwest | Internal | Summer | B9 | 800 | 100 | 0 | 72.13 | 72.15 | 9 | 0
2025 | TVA_2_NonRTO_Midwest | TVA | NonRTO_Midwest | Internal | Summer | B10 | 1262 | 100 | 0 | 65.5 | 65.81 | 9 | 0
2025 | TVA_2_NonRTO_Midwest | TVA | NonRTO_Midwest | Internal | Winter | B16 | 25 | 100 | 0.24 | 79.2 | 79.5 | 9 | 0.01
2025 | TVA_2_NonRTO_Midwest | TVA | NonRTO_Midwest | Internal | Winter | B17 | 100 | 100 | 0.06 | 75.03 | 75.59 | 9 | 0
2025 | TVA_2_NonRTO_Midwest | TVA | NonRTO_Midwest | Internal | Winter | B18 | 400 | 100 | 0.02 | 75.02 | 75.58 | 9 | 0
2025 | TVA_2_NonRTO_Midwest | TVA | NonRTO_Midwest | Internal | Winter | B19 | 700 | 100 | 0 | 73.88 | 74.44 | 9 | 0
2025 | TVA_2_NonRTO_Midwest | TVA | NonRTO_Midwest | Internal | Winter | B20 | 935 | 100 | 0 | 68.96 | 69.51 | 9 | 0
2025 | TVA_2_PJM_ROR | TVA | PJM_ROR | Internal | Shoulder | B11 | 25 | 500 | 0.16 | 82.73 | 76.74 | 9 | 0
2025 | TVA_2_PJM_ROR | TVA | PJM_ROR | Internal | Shoulder | B12 | 200 | 500 | 0.02 | 75.3 | 70.59 | 9 | 0
2025 | TVA_2_PJM_ROR | TVA | PJM_ROR | Internal | Shoulder | B13 | 600 | 500 | 0 | 73.48 | 67.73 | 9 | 0
2025 | TVA_2_PJM_ROR | TVA | PJM_ROR | Internal | Shoulder | B14 | 900 | 500 | 0 | 69.54 | 63.55 | 9 | 0
2025 | TVA_2_PJM_ROR | TVA | PJM_ROR | Internal | Shoulder | B15 | 1203 | 500 | 0 | 66.12 | 60.13 | 9 | 0
2025 | TVA_2_PJM_ROR | TVA | PJM_ROR | Internal | Summer | B1 | 10 | 500 | 0.39 | 115 | 109.26 | 9 | 0.01
2025 | TVA_2_PJM_ROR | TVA | PJM_ROR | Internal | Summer | B2 | 25 | 500 | 0.16 | 115.26 | 109.26 | 9 | 0
2025 | TVA_2_PJM_ROR | TVA | PJM_ROR | Internal | Summer | B3 | 75 | 500 | 0.05 | 115.25 | 109.26 | 9 | 0
2025 | TVA_2_PJM_ROR | TVA | PJM_ROR | Internal | Summer | B4 | 100 | 500 | 0.04 | 104.08 | 98.09 | 9 | 0
2025 | TVA_2_PJM_ROR | TVA | PJM_ROR | Internal | Summer | B5 | 200 | 500 | 0.02 | 96.12 | 91.55 | 9 | 0
2025 | TVA_2_PJM_ROR | TVA | PJM_ROR | Internal | Summer | B6 | 300 | 500 | 0.02 | 82.8 | 81.72 | 9 | 0
2025 | TVA_2_PJM_ROR | TVA | PJM_ROR | Internal | Summer | B7 | 400 | 500 | 0.01 | 77.38 | 75.09 | 9 | 0
2025 | TVA_2_PJM_ROR | TVA | PJM_ROR | Internal | Summer | B8 | 500 | 500 | 0 | 73.86 | 69.06 | 9 | 0
2025 | TVA_2_PJM_ROR | TVA | PJM_ROR | Internal | Summer | B9 | 800 | 500 | 0 | 72.13 | 66.13 | 9 | 0
2025 | TVA_2_PJM_ROR | TVA | PJM_ROR | Internal | Summer | B10 | 1262 | 500 | 0 | 65.5 | 59.51 | 9 | 0
2025 | TVA_2_PJM_ROR | TVA | PJM_ROR | Internal | Winter | B16 | 25 | 500 | 0.15 | 79.2 | 73.2 | 9 | 0
2025 | TVA_2_PJM_ROR | TVA | PJM_ROR | Internal | Winter | B17 | 100 | 500 | 0.04 | 75.03 | 69.29 | 9 | 0
2025 | TVA_2_PJM_ROR | TVA | PJM_ROR | Internal | Winter | B18 | 400 | 500 | 0.01 | 75.02 | 69.28 | 9 | 0
2025 | TVA_2_PJM_ROR | TVA | PJM_ROR | Internal | Winter | B19 | 700 | 500 | 0 | 73.88 | 68.14 | 9 | 0
2025 | TVA_2_PJM_ROR | TVA | PJM_ROR | Internal | Winter | B20 | 935 | 500 | 0 | 68.96 | 63.21 | 9 | 0
2025 | TVA_2_SOCO | TVA | SOCO | Internal | Shoulder | B11 | 25 | 500 | 0.38 | 82.73 | 86.22 | 9 | 0
2025 | TVA_2_SOCO | TVA | SOCO | Internal | Shoulder | B12 | 200 | 500 | 0.03 | 75.3 | 75.26 | 9 | 0
2025 | TVA_2_SOCO | TVA | SOCO | Internal | Shoulder | B13 | 600 | 500 | 0.01 | 73.48 | 72.61 | 9 | 0
2025 | TVA_2_SOCO | TVA | SOCO | Internal | Shoulder | B14 | 900 | 500 | 0 | 69.54 | 71.16 | 9 | 0
2025 | TVA_2_SOCO | TVA | SOCO | Internal | Shoulder | B15 | 1203 | 500 | 0 | 66.12 | 67.49 | 9 | 0
2025 | TVA_2_SOCO | TVA | SOCO | Internal | Summer | B1 | 10 | 500 | 0.65 | 115 | 116.37 | 9 | 0.01
2025 | TVA_2_SOCO | TVA | SOCO | Internal | Summer | B2 | 25 | 500 | 0.28 | 115.26 | 116.88 | 9 | 0
2025 | TVA_2_SOCO | TVA | SOCO | Internal | Summer | B3 | 75 | 500 | 0.12 | 115.25 | 118.73 | 9 | 0
2025 | TVA_2_SOCO | TVA | SOCO | Internal | Summer | B4 | 100 | 500 | 0.34 | 104.08 | 112.03 | 9 | 0
2025 | TVA_2_SOCO | TVA | SOCO | Internal | Summer | B5 | 200 | 500 | 89.73 | 96.12 | 105.12 | 9 | 0
2025 | TVA_2_SOCO | TVA | SOCO | Internal | Summer | B6 | 300 | 500 | 500.06 | 82.8 | 93.24 | 9 | 1.44
2025 | TVA_2_SOCO | TVA | SOCO | Internal | Summer | B7 | 400 | 500 | 1382.5 | 77.38 | 88.15 | 9 | 1.76
2025 | TVA_2_SOCO | TVA | SOCO | Internal | Summer | B8 | 500 | 500 | 0.05 | 73.86 | 81.26 | 9 | 0
2025 | TVA_2_SOCO | TVA | SOCO | Internal | Summer | B9 | 800 | 500 | 0.01 | 72.13 | 73.98 | 9 | 0
2025 | TVA_2_SOCO | TVA | SOCO | Internal | Summer | B10 | 1262 | 500 | 0 | 65.5 | 68.15 | 9 | 0
2025 | TVA_2_SOCO | TVA | SOCO | Internal | Winter | B16 | 25 | 500 | 0.29 | 79.2 | 81.15 | 9 | 0
2025 | TVA_2_SOCO | TVA | SOCO | Internal | Winter | B17 | 100 | 500 | 0.07 | 75.03 | 76.65 | 9 | 0
2025 | TVA_2_SOCO | TVA | SOCO | Internal | Winter | B18 | 400 | 500 | 0.02 | 75.02 | 75.5 | 9 | 0
2025 | TVA_2_SOCO | TVA | SOCO | Internal | Winter | B19 | 700 | 500 | 0.01 | 73.88 | 75.5 | 9 | 0
2025 | TVA_2_SOCO | TVA | SOCO | Internal | Winter | B20 | 935 | 500 | 0 | 68.96 | 70.57 | 9 | 0
2025 | TVA_2_VACAR | TVA | VACAR | Internal | Shoulder | B11 | 25 | 150 | 0.25 | 82.73 | 83.31 | 9 | 0.01
2025 | TVA_2_VACAR | TVA | VACAR | Internal | Shoulder | B12 | 200 | 150 | 0.04 | 75.3 | 77.16 | 9 | 0
2025 | TVA_2_VACAR | TVA | VACAR | Internal | Shoulder | B13 | 600 | 150 | 0.01 | 73.48 | 74.3 | 9 | 0
2025 | TVA_2_VACAR | TVA | VACAR | Internal | Shoulder | B14 | 900 | 150 | 0 | 69.54 | 70.12 | 9 | 0
2025 | TVA_2_VACAR | TVA | VACAR | Internal | Shoulder | B15 | 1203 | 150 | 0 | 66.12 | 66.26 | 9 | 0
2025 | TVA_2_VACAR | TVA | VACAR | Internal | Summer | B1 | 10 | 150 | 0.61 | 115 | 115.83 | 9 | 0.02
2025 | TVA_2_VACAR | TVA | VACAR | Internal | Summer | B2 | 25 | 150 | 0.25 | 115.26 | 115.83 | 9 | 0.01
2025 | TVA_2_VACAR | TVA | VACAR | Internal | Summer | B3 | 75 | 150 | 0.09 | 115.25 | 115.83 | 9 | 0
2025 | TVA_2_VACAR | TVA | VACAR | Internal | Summer | B4 | 100 | 150 | 0.06 | 104.08 | 104.66 | 9 | 0
2025 | TVA_2_VACAR | TVA | VACAR | Internal | Summer | B5 | 200 | 150 | 0.04 | 96.12 | 98.12 | 9 | 0
2025 | TVA_2_VACAR | TVA | VACAR | Internal | Summer | B6 | 300 | 150 | 0.04 | 82.8 | 88.29 | 9 | 0
2025 | TVA_2_VACAR | TVA | VACAR | Internal | Summer | B7 | 400 | 150 | 0.03 | 77.38 | 81.66 | 9 | 0
2025 | TVA_2_VACAR | TVA | VACAR | Internal | Summer | B8 | 500 | 150 | 0.02 | 73.86 | 75.64 | 9 | 0
2025 | TVA_2_VACAR | TVA | VACAR | Internal | Summer | B9 | 800 | 150 | 0 | 72.13 | 72.7 | 9 | 0
2025 | TVA_2_VACAR | TVA | VACAR | Internal | Summer | B10 | 1262 | 150 | 0 | 65.5 | 64.45 | 9 | 0
2025 | TVA_2_VACAR | TVA | VACAR | Internal | Winter | B16 | 25 | 150 | 0.25 | 79.2 | 79.77 | 9 | 0.01
2025 | TVA_2_VACAR | TVA | VACAR | Internal | Winter | B17 | 100 | 150 | 0.07 | 75.03 | 75.86 | 9 | 0
2025 | TVA_2_VACAR | TVA | VACAR | Internal | Winter | B18 | 400 | 150 | 0.02 | 75.02 | 75.85 | 9 | 0
2025 | TVA_2_VACAR | TVA | VACAR | Internal | Winter | B19 | 700 | 150 | 0 | 73.88 | 74.71 | 9 | 0
2025 | TVA_2_VACAR | TVA | VACAR | Internal | Winter | B20 | 935 | 150 | 0 | 68.96 | 69.78 | 9 | 0
2025 | TVA_Transmission_2_ENT | TVA_Transmission | ENT | Internal | Shoulder | B11 | 25 | 3000 | 0.16 | 82.72 | 76.59 | 9 | 0
2025 | TVA_Transmission_2_ENT | TVA_Transmission | ENT | Internal | Shoulder | B12 | 200 | 3000 | 0.02 | 75.64 | 68.33 | 9 | 0
2025 | TVA_Transmission_2_ENT | TVA_Transmission | ENT | Internal | Shoulder | B13 | 600 | 3000 | 0 | 73.46 | 65.46 | 9 | 0
2025 | TVA_Transmission_2_ENT | TVA_Transmission | ENT | Internal | Shoulder | B14 | 900 | 3000 | 0 | 69.53 | 61.53 | 9 | 0
2025 | TVA_Transmission_2_ENT | TVA_Transmission | ENT | Internal | Shoulder | B15 | 1203 | 3000 | 0 | 66.11 | 57.86 | 9 | 0
2025 | TVA_Transmission_2_ENT | TVA_Transmission | ENT | Internal | Summer | B1 | 10 | 3000 | 0.34 | 114.98 | 106.74 | 9 | 0
2025 | TVA_Transmission_2_ENT | TVA_Transmission | ENT | Internal | Summer | B2 | 25 | 3000 | 0.14 | 115.24 | 107.25 | 9 | 0
2025 | TVA_Transmission_2_ENT | TVA_Transmission | ENT | Internal | Summer | B3 | 75 | 3000 | 0.05 | 115.24 | 109.1 | 9 | 0
2025 | TVA_Transmission_2_ENT | TVA_Transmission | ENT | Internal | Summer | B4 | 100 | 3000 | 0.05 | 104.07 | 102.4 | 9 | 0
2025 | TVA_Transmission_2_ENT | TVA_Transmission | ENT | Internal | Summer | B5 | 200 | 3000 | 0.03 | 96.83 | 95.49 | 9 | 0
2025 | TVA_Transmission_2_ENT | TVA_Transmission | ENT | Internal | Summer | B6 | 300 | 3000 | 0.02 | 85.79 | 83.61 | 9 | 0
2025 | TVA_Transmission_2_ENT | TVA_Transmission | ENT | Internal | Summer | B7 | 400 | 3000 | 0.01 | 79.92 | 78.52 | 9 | 0
2025 | TVA_Transmission_2_ENT | TVA_Transmission | ENT | Internal | Summer | B8 | 500 | 3000 | 0.01 | 74.31 | 71.63 | 9 | 0
2025 | TVA_Transmission_2_ENT | TVA_Transmission | ENT | Internal | Summer | B9 | 800 | 3000 | 0 | 72.11 | 65.98 | 9 | 0
2025 | TVA_Transmission_2_ENT | TVA_Transmission | ENT | Internal | Summer | B10 | 1262 | 3000 | 0 | 65.49 | 58.52 | 9 | 0
2025 | TVA_Transmission_2_ENT | TVA_Transmission | ENT | Internal | Winter | B16 | 25 | 3000 | 0.14 | 79.18 | 71.53 | 9 | 0
2025 | TVA_Transmission_2_ENT | TVA_Transmission | ENT | Internal | Winter | B17 | 100 | 3000 | 0.04 | 75.02 | 67.02 | 9 | 0
2025 | TVA_Transmission_2_ENT | TVA_Transmission | ENT | Internal | Winter | B18 | 400 | 3000 | 0 | 75.01 | 67.01 | 9 | 0
2025 | TVA_Transmission_2_ENT | TVA_Transmission | ENT | Internal | Winter | B19 | 700 | 3000 | 0 | 73.87 | 65.87 | 9 | 0
2025 | TVA_Transmission_2_ENT | TVA_Transmission | ENT | Internal | Winter | B20 | 935 | 3000 | 0 | 68.95 | 60.95 | 9 | 0
2025 | TVA_Transmission_2_MISO_MO-IL | TVA_Transmission | MISO_MO-IL | Internal | Shoulder | B11 | 25 | 4000 | 0.14 | 82.72 | 74.72 | 9 | 0
2025 | TVA_Transmission_2_MISO_MO-IL | TVA_Transmission | MISO_MO-IL | Internal | Shoulder | B12 | 200 | 4000 | 0.02 | 75.64 | 68.57 | 9 | 0
2025 | TVA_Transmission_2_MISO_MO-IL | TVA_Transmission | MISO_MO-IL | Internal | Shoulder | B13 | 600 | 4000 | 0 | 73.46 | 65.71 | 9 | 0
2025 | TVA_Transmission_2_MISO_MO-IL | TVA_Transmission | MISO_MO-IL | Internal | Shoulder | B14 | 900 | 4000 | 0 | 69.53 | 61.53 | 9 | 0
2025 | TVA_Transmission_2_MISO_MO-IL | TVA_Transmission | MISO_MO-IL | Internal | Shoulder | B15 | 1203 | 4000 | 0 | 66.11 | 58.11 | 9 | 0
2025 | TVA_Transmission_2_MISO_MO-IL | TVA_Transmission | MISO_MO-IL | Internal | Summer | B1 | 10 | 4000 | 0.35 | 114.98 | 106.99 | 9 | 0
2025 | TVA_Transmission_2_MISO_MO-IL | TVA_Transmission | MISO_MO-IL | Internal | Summer | B2 | 25 | 4000 | 0.14 | 115.24 | 107.24 | 9 | 0
2025 | TVA_Transmission_2_MISO_MO-IL | TVA_Transmission | MISO_MO-IL | Internal | Summer | B3 | 75 | 4000 | 0.05 | 115.24 | 107.24 | 9 | 0
2025 | TVA_Transmission_2_MISO_MO-IL | TVA_Transmission | MISO_MO-IL | Internal | Summer | B4 | 100 | 4000 | 0.04 | 104.07 | 96.07 | 9 | 0
2025 | TVA_Transmission_2_MISO_MO-IL | TVA_Transmission | MISO_MO-IL | Internal | Summer | B5 | 200 | 4000 | 0.02 | 96.83 | 89.53 | 9 | 0
2025 | TVA_Transmission_2_MISO_MO-IL | TVA_Transmission | MISO_MO-IL | Internal | Summer | B6 | 300 | 4000 | 0.01 | 85.79 | 79.7 | 9 | 0
2025 | TVA_Transmission_2_MISO_MO-IL | TVA_Transmission | MISO_MO-IL | Internal | Summer | B7 | 400 | 4000 | 0 | 79.92 | 73.07 | 9 | 0
2025 | TVA_Transmission_2_MISO_MO-IL | TVA_Transmission | MISO_MO-IL | Internal | Summer | B8 | 500 | 4000 | 0 | 74.31 | 67.05 | 9 | 0
2025 | TVA_Transmission_2_MISO_MO-IL | TVA_Transmission | MISO_MO-IL | Internal | Summer | B9 | 800 | 4000 | 0 | 72.11 | 64.11 | 9 | 0
2025 | TVA_Transmission_2_MISO_MO-IL | TVA_Transmission | MISO_MO-IL | Internal | Summer | B10 | 1262 | 4000 | 0 | 65.49 | 57.49 | 9 | 0
2025 | TVA_Transmission_2_MISO_MO-IL | TVA_Transmission | MISO_MO-IL | Internal | Winter | B16 | 25 | 4000 | 0.14 | 79.18 | 71.18 | 9 | 0
2025 | TVA_Transmission_2_MISO_MO-IL | TVA_Transmission | MISO_MO-IL | Internal | Winter | B17 | 100 | 4000 | 0.04 | 75.02 | 67.27 | 9 | 0
2025 | TVA_Transmission_2_MISO_MO-IL | TVA_Transmission | MISO_MO-IL | Internal | Winter | B18 | 400 | 4000 | 0 | 75.01 | 67.26 | 9 | 0
2025 | TVA_Transmission_2_MISO_MO-IL | TVA_Transmission | MISO_MO-IL | Internal | Winter | B19 | 700 | 4000 | 0 | 73.87 | 66.12 | 9 | 0
2025 | TVA_Transmission_2_MISO_MO-IL | TVA_Transmission | MISO_MO-IL | Internal | Winter | B20 | 935 | 4000 | 0 | 68.95 | 61.19 | 9 | 0
2025 | TVA_Transmission_2_NonRTO_Midwest | TVA_Transmission | NonRTO_Midwest | Internal | Shoulder | B11 | 25 | 700 | 0.25 | 82.72 | 82.75 | 9 | 0
2025 | TVA_Transmission_2_NonRTO_Midwest | TVA_Transmission | NonRTO_Midwest | Internal | Shoulder | B12 | 200 | 700 | 0.04 | 75.64 | 76.89 | 9 | 0
2025 | TVA_Transmission_2_NonRTO_Midwest | TVA_Transmission | NonRTO_Midwest | Internal | Shoulder | B13 | 600 | 700 | 0.01 | 73.46 | 74.03 | 9 | 0
2025 | TVA_Transmission_2_NonRTO_Midwest | TVA_Transmission | NonRTO_Midwest | Internal | Shoulder | B14 | 900 | 700 | 0 | 69.53 | 69.85 | 9 | 0
2025 | TVA_Transmission_2_NonRTO_Midwest | TVA_Transmission | NonRTO_Midwest | Internal | Shoulder | B15 | 1203 | 700 | 0 | 66.11 | 66.43 | 9 | 0
2025 | TVA_Transmission_2_NonRTO_Midwest | TVA_Transmission | NonRTO_Midwest | Internal | Summer | B1 | 10 | 700 | 0.62 | 114.98 | 115.3 | 9 | 0
2025 | TVA_Transmission_2_NonRTO_Midwest | TVA_Transmission | NonRTO_Midwest | Internal | Summer | B2 | 25 | 700 | 0.25 | 115.24 | 115.56 | 9 | 0
2025 | TVA_Transmission_2_NonRTO_Midwest | TVA_Transmission | NonRTO_Midwest | Internal | Summer | B3 | 75 | 700 | 0.08 | 115.24 | 115.26 | 9 | 0
2025 | TVA_Transmission_2_NonRTO_Midwest | TVA_Transmission | NonRTO_Midwest | Internal | Summer | B4 | 100 | 700 | 0.06 | 104.07 | 104.06 | 9 | 0
2025 | TVA_Transmission_2_NonRTO_Midwest | TVA_Transmission | NonRTO_Midwest | Internal | Summer | B5 | 200 | 700 | 0.03 | 96.83 | 97.52 | 9 | 0
2025 | TVA_Transmission_2_NonRTO_Midwest | TVA_Transmission | NonRTO_Midwest | Internal | Summer | B6 | 300 | 700 | 0.03 | 85.79 | 87.69 | 9 | 0
2025 | TVA_Transmission_2_NonRTO_Midwest | TVA_Transmission | NonRTO_Midwest | Internal | Summer | B7 | 400 | 700 | 0.02 | 79.92 | 81.09 | 9 | 0
2025 | TVA_Transmission_2_NonRTO_Midwest | TVA_Transmission | NonRTO_Midwest | Internal | Summer | B8 | 500 | 700 | 0.01 | 74.31 | 75.06 | 9 | 0
2025 | TVA_Transmission_2_NonRTO_Midwest | TVA_Transmission | NonRTO_Midwest | Internal | Summer | B9 | 800 | 700 | 0 | 72.11 | 72.15 | 9 | 0
2025 | TVA_Transmission_2_NonRTO_Midwest | TVA_Transmission | NonRTO_Midwest | Internal | Summer | B10 | 1262 | 700 | 0 | 65.49 | 65.81 | 9 | 0
2025 | TVA_Transmission_2_NonRTO_Midwest | TVA_Transmission | NonRTO_Midwest | Internal | Winter | B16 | 25 | 700 | 0.26 | 79.18 | 79.5 | 9 | 0
2025 | TVA_Transmission_2_NonRTO_Midwest | TVA_Transmission | NonRTO_Midwest | Internal | Winter | B17 | 100 | 700 | 0.07 | 75.02 | 75.59 | 9 | 0
2025 | TVA_Transmission_2_NonRTO_Midwest | TVA_Transmission | NonRTO_Midwest | Internal | Winter | B18 | 400 | 700 | 0.02 | 75.01 | 75.58 | 9 | 0
2025 | TVA_Transmission_2_NonRTO_Midwest | TVA_Transmission | NonRTO_Midwest | Internal | Winter | B19 | 700 | 700 | 0 | 73.87 | 74.44 | 9 | 0
2025 | TVA_Transmission_2_NonRTO_Midwest | TVA_Transmission | NonRTO_Midwest | Internal | Winter | B20 | 935 | 700 | 0 | 68.95 | 69.51 | 9 | 0
2025 | TVA_Transmission_2_PJM_ROR | TVA_Transmission | PJM_ROR | Internal | Shoulder | B11 | 25 | 2000 | 0.16 | 82.72 | 76.74 | 9 | 0
2025 | TVA_Transmission_2_PJM_ROR | TVA_Transmission | PJM_ROR | Internal | Shoulder | B12 | 200 | 2000 | 0.02 | 75.64 | 70.59 | 9 | 0
2025 | TVA_Transmission_2_PJM_ROR | TVA_Transmission | PJM_ROR | Internal | Shoulder | B13 | 600 | 2000 | 0 | 73.46 | 67.73 | 9 | 0
2025 | TVA_Transmission_2_PJM_ROR | TVA_Transmission | PJM_ROR | Internal | Shoulder | B14 | 900 | 2000 | 0 | 69.53 | 63.55 | 9 | 0
2025 | TVA_Transmission_2_PJM_ROR | TVA_Transmission | PJM_ROR | Internal | Shoulder | B15 | 1203 | 2000 | 0 | 66.11 | 60.13 | 9 | 0
2025 | TVA_Transmission_2_PJM_ROR | TVA_Transmission | PJM_ROR | Internal | Summer | B1 | 10 | 2000 | 0.39 | 114.98 | 109.26 | 9 | 0
2025 | TVA_Transmission_2_PJM_ROR | TVA_Transmission | PJM_ROR | Internal | Summer | B2 | 25 | 2000 | 0.16 | 115.24 | 109.26 | 9 | 0
2025 | TVA_Transmission_2_PJM_ROR | TVA_Transmission | PJM_ROR | Internal | Summer | B3 | 75 | 2000 | 0.05 | 115.24 | 109.26 | 9 | 0
2025 | TVA_Transmission_2_PJM_ROR | TVA_Transmission | PJM_ROR | Internal | Summer | B4 | 100 | 2000 | 0.04 | 104.07 | 98.09 | 9 | 0
2025 | TVA_Transmission_2_PJM_ROR | TVA_Transmission | PJM_ROR | Internal | Summer | B5 | 200 | 2000 | 0.02 | 96.83 | 91.55 | 9 | 0
2025 | TVA_Transmission_2_PJM_ROR | TVA_Transmission | PJM_ROR | Internal | Summer | B6 | 300 | 2000 | 0.02 | 85.79 | 81.72 | 9 | 0
2025 | TVA_Transmission_2_PJM_ROR | TVA_Transmission | PJM_ROR | Internal | Summer | B7 | 400 | 2000 | 0.01 | 79.92 | 75.09 | 9 | 0
2025 | TVA_Transmission_2_PJM_ROR | TVA_Transmission | PJM_ROR | Internal | Summer | B8 | 500 | 2000 | 0 | 74.31 | 69.06 | 9 | 0
2025 | TVA_Transmission_2_PJM_ROR | TVA_Transmission | PJM_ROR | Internal | Summer | B9 | 800 | 2000 | 0 | 72.11 | 66.13 | 9 | 0
2025 | TVA_Transmission_2_PJM_ROR | TVA_Transmission | PJM_ROR | Internal | Summer | B10 | 1262 | 2000 | 0 | 65.49 | 59.51 | 9 | 0
2025 | TVA_Transmission_2_PJM_ROR | TVA_Transmission | PJM_ROR | Internal | Winter | B16 | 25 | 2000 | 0.16 | 79.18 | 73.2 | 9 | 0
2025 | TVA_Transmission_2_PJM_ROR | TVA_Transmission | PJM_ROR | Internal | Winter | B17 | 100 | 2000 | 0.04 | 75.02 | 69.29 | 9 | 0
2025 | TVA_Transmission_2_PJM_ROR | TVA_Transmission | PJM_ROR | Internal | Winter | B18 | 400 | 2000 | 0.01 | 75.01 | 69.28 | 9 | 0
2025 | TVA_Transmission_2_PJM_ROR | TVA_Transmission | PJM_ROR | Internal | Winter | B19 | 700 | 2000 | 0 | 73.87 | 68.14 | 9 | 0
2025 | TVA_Transmission_2_PJM_ROR | TVA_Transmission | PJM_ROR | Internal | Winter | B20 | 935 | 2000 | 0 | 68.95 | 63.21 | 9 | 0
2025 | TVA_Transmission_2_SOCO | TVA_Transmission | SOCO | Internal | Shoulder | B11 | 25 | 3200 | 0.44 | 82.72 | 86.22 | 9 | 0
2025 | TVA_Transmission_2_SOCO | TVA_Transmission | SOCO | Internal | Shoulder | B12 | 200 | 3200 | 0.03 | 75.64 | 75.26 | 9 | 0
2025 | TVA_Transmission_2_SOCO | TVA_Transmission | SOCO | Internal | Shoulder | B13 | 600 | 3200 | 0.01 | 73.46 | 72.61 | 9 | 0
2025 | TVA_Transmission_2_SOCO | TVA_Transmission | SOCO | Internal | Shoulder | B14 | 900 | 3200 | 0 | 69.53 | 71.16 | 9 | 0
2025 | TVA_Transmission_2_SOCO | TVA_Transmission | SOCO | Internal | Shoulder | B15 | 1203 | 3200 | 0 | 66.11 | 67.49 | 9 | 0
2025 | TVA_Transmission_2_SOCO | TVA_Transmission | SOCO | Internal | Summer | B1 | 10 | 3200 | 0.74 | 114.98 | 116.37 | 9 | 0
2025 | TVA_Transmission_2_SOCO | TVA_Transmission | SOCO | Internal | Summer | B2 | 25 | 3200 | 0.32 | 115.24 | 116.88 | 9 | 0
2025 | TVA_Transmission_2_SOCO | TVA_Transmission | SOCO | Internal | Summer | B3 | 75 | 3200 | 0.14 | 115.24 | 118.73 | 9 | 0
2025 | TVA_Transmission_2_SOCO | TVA_Transmission | SOCO | Internal | Summer | B4 | 100 | 3200 | 0.5 | 104.07 | 112.03 | 9 | 0
2025 | TVA_Transmission_2_SOCO | TVA_Transmission | SOCO | Internal | Summer | B5 | 200 | 3200 | 0.34 | 96.83 | 105.12 | 9 | 0
2025 | TVA_Transmission_2_SOCO | TVA_Transmission | SOCO | Internal | Summer | B6 | 300 | 3200 | 0.11 | 85.79 | 93.24 | 9 | 0
2025 | TVA_Transmission_2_SOCO | TVA_Transmission | SOCO | Internal | Summer | B7 | 400 | 3200 | 0.14 | 79.92 | 88.15 | 9 | 0
2025 | TVA_Transmission_2_SOCO | TVA_Transmission | SOCO | Internal | Summer | B8 | 500 | 3200 | 0.05 | 74.31 | 81.26 | 9 | 0
2025 | TVA_Transmission_2_SOCO | TVA_Transmission | SOCO | Internal | Summer | B9 | 800 | 3200 | 0.01 | 72.11 | 73.98 | 9 | 0
2025 | TVA_Transmission_2_SOCO | TVA_Transmission | SOCO | Internal | Summer | B10 | 1262 | 3200 | 0 | 65.49 | 68.15 | 9 | 0
2025 | TVA_Transmission_2_SOCO | TVA_Transmission | SOCO | Internal | Winter | B16 | 25 | 3200 | 0.33 | 79.18 | 81.15 | 9 | 0
2025 | TVA_Transmission_2_SOCO | TVA_Transmission | SOCO | Internal | Winter | B17 | 100 | 3200 | 0.08 | 75.02 | 76.65 | 9 | 0
2025 | TVA_Transmission_2_SOCO | TVA_Transmission | SOCO | Internal | Winter | B18 | 400 | 3200 | 0.02 | 75.01 | 75.5 | 9 | 0
2025 | TVA_Transmission_2_SOCO | TVA_Transmission | SOCO | Internal | Winter | B19 | 700 | 3200 | 0.01 | 73.87 | 75.5 | 9 | 0
2025 | TVA_Transmission_2_SOCO | TVA_Transmission | SOCO | Internal | Winter | B20 | 935 | 3200 | 0 | 68.95 | 70.57 | 9 | 0
2025 | TVA_Transmission_2_TVA | TVA_Transmission | TVA | Internal | Shoulder | B11 | 25 | 99999 | 921.3 | 82.72 | 82.73 | 0.01 | 0
2025 | TVA_Transmission_2_TVA | TVA_Transmission | TVA | Internal | Shoulder | B12 | 200 | 99999 | 0.78 | 75.64 | 75.3 | 0.01 | 0
2025 | TVA_Transmission_2_TVA | TVA_Transmission | TVA | Internal | Shoulder | B13 | 600 | 99999 | 189.3 | 73.46 | 73.48 | 0.01 | 0
2025 | TVA_Transmission_2_TVA | TVA_Transmission | TVA | Internal | Shoulder | B14 | 900 | 99999 | 4472.18 | 69.53 | 69.54 | 0.01 | 0
2025 | TVA_Transmission_2_TVA | TVA_Transmission | TVA | Internal | Shoulder | B15 | 1203 | 99999 | 3865.59 | 66.11 | 66.12 | 0.01 | 0
2025 | TVA_Transmission_2_TVA | TVA_Transmission | TVA | Internal | Summer | B1 | 10 | 99999 | 4012.68 | 114.98 | 115 | 0.01 | 0
2025 | TVA_Transmission_2_TVA | TVA_Transmission | TVA | Internal | Summer | B2 | 25 | 99999 | 3251.76 | 115.24 | 115.26 | 0.01 | 0
2025 | TVA_Transmission_2_TVA | TVA_Transmission | TVA | Internal | Summer | B3 | 75 | 99999 | 1761.72 | 115.24 | 115.25 | 0.01 | 0
2025 | TVA_Transmission_2_TVA | TVA_Transmission | TVA | Internal | Summer | B4 | 100 | 99999 | 1073.96 | 104.07 | 104.08 | 0.01 | 0
2025 | TVA_Transmission_2_TVA | TVA_Transmission | TVA | Internal | Summer | B5 | 200 | 99999 | 0.42 | 96.83 | 96.12 | 0.01 | 0
2025 | TVA_Transmission_2_TVA | TVA_Transmission | TVA | Internal | Summer | B6 | 300 | 99999 | 0.09 | 85.79 | 82.8 | 0.01 | 0
2025 | TVA_Transmission_2_TVA | TVA_Transmission | TVA | Internal | Summer | B7 | 400 | 99999 | 0.06 | 79.92 | 77.38 | 0.01 | 0
2025 | TVA_Transmission_2_TVA | TVA_Transmission | TVA | Internal | Summer | B8 | 500 | 99999 | 0.22 | 74.31 | 73.86 | 0.01 | 0
2025 | TVA_Transmission_2_TVA | TVA_Transmission | TVA | Internal | Summer | B9 | 800 | 99999 | 767.23 | 72.11 | 72.13 | 0.01 | 0
2025 | TVA_Transmission_2_TVA | TVA_Transmission | TVA | Internal | Summer | B10 | 1262 | 99999 | 867.7 | 65.49 | 65.5 | 0.01 | 0
2025 | TVA_Transmission_2_TVA | TVA_Transmission | TVA | Internal | Winter | B16 | 25 | 99999 | 2912.02 | 79.18 | 79.2 | 0.01 | 0
2025 | TVA_Transmission_2_TVA | TVA_Transmission | TVA | Internal | Winter | B17 | 100 | 99999 | 1933.1 | 75.02 | 75.03 | 0.01 | 0
2025 | TVA_Transmission_2_TVA | TVA_Transmission | TVA | Internal | Winter | B18 | 400 | 99999 | 640.62 | 75.01 | 75.02 | 0.01 | 0
2025 | TVA_Transmission_2_TVA | TVA_Transmission | TVA | Internal | Winter | B19 | 700 | 99999 | 1713.69 | 73.87 | 73.88 | 0.01 | 0
2025 | TVA_Transmission_2_TVA | TVA_Transmission | TVA | Internal | Winter | B20 | 935 | 99999 | 1968.46 | 68.95 | 68.96 | 0.01 | 0
2025 | TVA_Transmission_2_VACAR | TVA_Transmission | VACAR | Internal | Shoulder | B11 | 25 | 900 | 0.27 | 82.72 | 83.31 | 9 | 0
2025 | TVA_Transmission_2_VACAR | TVA_Transmission | VACAR | Internal | Shoulder | B12 | 200 | 900 | 0.04 | 75.64 | 77.16 | 9 | 0
2025 | TVA_Transmission_2_VACAR | TVA_Transmission | VACAR | Internal | Shoulder | B13 | 600 | 900 | 0.01 | 73.46 | 74.3 | 9 | 0
2025 | TVA_Transmission_2_VACAR | TVA_Transmission | VACAR | Internal | Shoulder | B14 | 900 | 900 | 0 | 69.53 | 70.12 | 9 | 0
2025 | TVA_Transmission_2_VACAR | TVA_Transmission | VACAR | Internal | Shoulder | B15 | 1203 | 900 | 0 | 66.11 | 66.26 | 9 | 0
2025 | TVA_Transmission_2_VACAR | TVA_Transmission | VACAR | Internal | Summer | B1 | 10 | 900 | 0.67 | 114.98 | 115.83 | 9 | 0
2025 | TVA_Transmission_2_VACAR | TVA_Transmission | VACAR | Internal | Summer | B2 | 25 | 900 | 0.27 | 115.24 | 115.83 | 9 | 0
2025 | TVA_Transmission_2_VACAR | TVA_Transmission | VACAR | Internal | Summer | B3 | 75 | 900 | 0.09 | 115.24 | 115.83 | 9 | 0
2025 | TVA_Transmission_2_VACAR | TVA_Transmission | VACAR | Internal | Summer | B4 | 100 | 900 | 0.07 | 104.07 | 104.66 | 9 | 0
2025 | TVA_Transmission_2_VACAR | TVA_Transmission | VACAR | Internal | Summer | B5 | 200 | 900 | 0.04 | 96.83 | 98.12 | 9 | 0
2025 | TVA_Transmission_2_VACAR | TVA_Transmission | VACAR | Internal | Summer | B6 | 300 | 900 | 0.03 | 85.79 | 88.29 | 9 | 0
2025 | TVA_Transmission_2_VACAR | TVA_Transmission | VACAR | Internal | Summer | B7 | 400 | 900 | 0.02 | 79.92 | 81.66 | 9 | 0
2025 | TVA_Transmission_2_VACAR | TVA_Transmission | VACAR | Internal | Summer | B8 | 500 | 900 | 0.02 | 74.31 | 75.64 | 9 | 0
2025 | TVA_Transmission_2_VACAR | TVA_Transmission | VACAR | Internal | Summer | B9 | 800 | 900 | 0 | 72.11 | 72.7 | 9 | 0
2025 | TVA_Transmission_2_VACAR | TVA_Transmission | VACAR | Internal | Summer | B10 | 1262 | 900 | 0 | 65.49 | 64.45 | 9 | 0
2025 | TVA_Transmission_2_VACAR | TVA_Transmission | VACAR | Internal | Winter | B16 | 25 | 900 | 0.27 | 79.18 | 79.77 | 9 | 0
2025 | TVA_Transmission_2_VACAR | TVA_Transmission | VACAR | Internal | Winter | B17 | 100 | 900 | 0.07 | 75.02 | 75.86 | 9 | 0
2025 | TVA_Transmission_2_VACAR | TVA_Transmission | VACAR | Internal | Winter | B18 | 400 | 900 | 0.02 | 75.01 | 75.85 | 9 | 0
2025 | TVA_Transmission_2_VACAR | TVA_Transmission | VACAR | Internal | Winter | B19 | 700 | 900 | 0.01 | 73.87 | 74.71 | 9 | 0
2025 | TVA_Transmission_2_VACAR | TVA_Transmission | VACAR | Internal | Winter | B20 | 935 | 900 | 0 | 68.95 | 69.78 | 9 | 0
2025 | VACAR_2_PJM_ROR | VACAR | PJM_ROR | Internal | Shoulder | B11 | 25 | 2000 | 0.17 | 83.31 | 76.74 | 7 | 0
2025 | VACAR_2_PJM_ROR | VACAR | PJM_ROR | Internal | Shoulder | B12 | 200 | 2000 | 0.02 | 77.16 | 70.59 | 7 | 0
2025 | VACAR_2_PJM_ROR | VACAR | PJM_ROR | Internal | Shoulder | B13 | 600 | 2000 | 0 | 74.3 | 67.73 | 7 | 0
2025 | VACAR_2_PJM_ROR | VACAR | PJM_ROR | Internal | Shoulder | B14 | 900 | 2000 | 0 | 70.12 | 63.55 | 7 | 0
2025 | VACAR_2_PJM_ROR | VACAR | PJM_ROR | Internal | Shoulder | B15 | 1203 | 2000 | 0 | 66.26 | 60.13 | 7 | 0
2025 | VACAR_2_PJM_ROR | VACAR | PJM_ROR | Internal | Summer | B1 | 10 | 2000 | 0.42 | 115.83 | 109.26 | 7 | 0
2025 | VACAR_2_PJM_ROR | VACAR | PJM_ROR | Internal | Summer | B2 | 25 | 2000 | 0.17 | 115.83 | 109.26 | 7 | 0
2025 | VACAR_2_PJM_ROR | VACAR | PJM_ROR | Internal | Summer | B3 | 75 | 2000 | 0.06 | 115.83 | 109.26 | 7 | 0
2025 | VACAR_2_PJM_ROR | VACAR | PJM_ROR | Internal | Summer | B4 | 100 | 2000 | 0.04 | 104.66 | 98.09 | 7 | 0
2025 | VACAR_2_PJM_ROR | VACAR | PJM_ROR | Internal | Summer | B5 | 200 | 2000 | 0.02 | 98.12 | 91.55 | 7 | 0
2025 | VACAR_2_PJM_ROR | VACAR | PJM_ROR | Internal | Summer | B6 | 300 | 2000 | 0.01 | 88.29 | 81.72 | 7 | 0
2025 | VACAR_2_PJM_ROR | VACAR | PJM_ROR | Internal | Summer | B7 | 400 | 2000 | 0.01 | 81.66 | 75.09 | 7 | 0
2025 | VACAR_2_PJM_ROR | VACAR | PJM_ROR | Internal | Summer | B8 | 500 | 2000 | 0 | 75.64 | 69.06 | 7 | 0
2025 | VACAR_2_PJM_ROR | VACAR | PJM_ROR | Internal | Summer | B9 | 800 | 2000 | 0 | 72.7 | 66.13 | 7 | 0
2025 | VACAR_2_PJM_ROR | VACAR | PJM_ROR | Internal | Summer | B10 | 1262 | 2000 | 0 | 64.45 | 59.51 | 7 | 0
2025 | VACAR_2_PJM_ROR | VACAR | PJM_ROR | Internal | Winter | B16 | 25 | 2000 | 0.17 | 79.77 | 73.2 | 7 | 0
2025 | VACAR_2_PJM_ROR | VACAR | PJM_ROR | Internal | Winter | B17 | 100 | 2000 | 0.04 | 75.86 | 69.29 | 7 | 0
2025 | VACAR_2_PJM_ROR | VACAR | PJM_ROR | Internal | Winter | B18 | 400 | 2000 | 0.01 | 75.85 | 69.28 | 7 | 0
2025 | VACAR_2_PJM_ROR | VACAR | PJM_ROR | Internal | Winter | B19 | 700 | 2000 | 0 | 74.71 | 68.14 | 7 | 0
2025 | VACAR_2_PJM_ROR | VACAR | PJM_ROR | Internal | Winter | B20 | 935 | 2000 | 0 | 69.78 | 63.21 | 7 | 0
2025 | VACAR_2_SOCO | VACAR | SOCO | Internal | Shoulder | B11 | 25 | 3000 | 0.55 | 83.31 | 86.22 | 7 | 0
2025 | VACAR_2_SOCO | VACAR | SOCO | Internal | Shoulder | B12 | 200 | 3000 | 0.03 | 77.16 | 75.26 | 7 | 0
2025 | VACAR_2_SOCO | VACAR | SOCO | Internal | Shoulder | B13 | 600 | 3000 | 0.01 | 74.3 | 72.61 | 7 | 0
2025 | VACAR_2_SOCO | VACAR | SOCO | Internal | Shoulder | B14 | 900 | 3000 | 0.01 | 70.12 | 71.16 | 7 | 0
2025 | VACAR_2_SOCO | VACAR | SOCO | Internal | Shoulder | B15 | 1203 | 3000 | 0 | 66.26 | 67.49 | 7 | 0
2025 | VACAR_2_SOCO | VACAR | SOCO | Internal | Summer | B1 | 10 | 3000 | 0.84 | 115.83 | 116.37 | 7 | 0
2025 | VACAR_2_SOCO | VACAR | SOCO | Internal | Summer | B2 | 25 | 3000 | 0.38 | 115.83 | 116.88 | 7 | 0
2025 | VACAR_2_SOCO | VACAR | SOCO | Internal | Summer | B3 | 75 | 3000 | 0.17 | 115.83 | 118.73 | 7 | 0
2025 | VACAR_2_SOCO | VACAR | SOCO | Internal | Summer | B4 | 100 | 3000 | 4375.73 | 104.66 | 112.03 | 7 | 0.37
2025 | VACAR_2_SOCO | VACAR | SOCO | Internal | Summer | B5 | 200 | 3000 | 669.69 | 98.12 | 105.12 | 7 | 0
2025 | VACAR_2_SOCO | VACAR | SOCO | Internal | Summer | B6 | 300 | 3000 | 0.08 | 88.29 | 93.24 | 7 | 0
2025 | VACAR_2_SOCO | VACAR | SOCO | Internal | Summer | B7 | 400 | 3000 | 0.14 | 81.66 | 88.15 | 7 | 0
2025 | VACAR_2_SOCO | VACAR | SOCO | Internal | Summer | B8 | 500 | 3000 | 0.07 | 75.64 | 81.26 | 7 | 0
2025 | VACAR_2_SOCO | VACAR | SOCO | Internal | Summer | B9 | 800 | 3000 | 0.01 | 72.7 | 73.98 | 7 | 0
2025 | VACAR_2_SOCO | VACAR | SOCO | Internal | Summer | B10 | 1262 | 3000 | 0.01 | 64.45 | 68.15 | 7 | 0
2025 | VACAR_2_SOCO | VACAR | SOCO | Internal | Winter | B16 | 25 | 3000 | 0.39 | 79.77 | 81.15 | 7 | 0
2025 | VACAR_2_SOCO | VACAR | SOCO | Internal | Winter | B17 | 100 | 3000 | 0.09 | 75.86 | 76.65 | 7 | 0
2025 | VACAR_2_SOCO | VACAR | SOCO | Internal | Winter | B18 | 400 | 3000 | 0.02 | 75.85 | 75.5 | 7 | 0
2025 | VACAR_2_SOCO | VACAR | SOCO | Internal | Winter | B19 | 700 | 3000 | 0.01 | 74.71 | 75.5 | 7 | 0
2025 | VACAR_2_SOCO | VACAR | SOCO | Internal | Winter | B20 | 935 | 3000 | 0.01 | 69.78 | 70.57 | 7 | 0
2025 | VACAR_2_TVA_Transmission | VACAR | TVA_Transmission | Internal | Shoulder | B11 | 25 | 900 | 0.29 | 83.31 | 82.72 | 7 | 0
2025 | VACAR_2_TVA_Transmission | VACAR | TVA_Transmission | Internal | Shoulder | B12 | 200 | 900 | 0.03 | 77.16 | 75.64 | 7 | 0
2025 | VACAR_2_TVA_Transmission | VACAR | TVA_Transmission | Internal | Shoulder | B13 | 600 | 900 | 0.01 | 74.3 | 73.46 | 7 | 0
2025 | VACAR_2_TVA_Transmission | VACAR | TVA_Transmission | Internal | Shoulder | B14 | 900 | 900 | 0 | 70.12 | 69.53 | 7 | 0
2025 | VACAR_2_TVA_Transmission | VACAR | TVA_Transmission | Internal | Shoulder | B15 | 1203 | 900 | 0 | 66.26 | 66.11 | 7 | 0
2025 | VACAR_2_TVA_Transmission | VACAR | TVA_Transmission | Internal | Summer | B1 | 10 | 900 | 0.69 | 115.83 | 114.98 | 7 | 0
2025 | VACAR_2_TVA_Transmission | VACAR | TVA_Transmission | Internal | Summer | B2 | 25 | 900 | 0.29 | 115.83 | 115.24 | 7 | 0
2025 | VACAR_2_TVA_Transmission | VACAR | TVA_Transmission | Internal | Summer | B3 | 75 | 900 | 0.1 | 115.83 | 115.24 | 7 | 0
2025 | VACAR_2_TVA_Transmission | VACAR | TVA_Transmission | Internal | Summer | B4 | 100 | 900 | 0.08 | 104.66 | 104.07 | 7 | 0
2025 | VACAR_2_TVA_Transmission | VACAR | TVA_Transmission | Internal | Summer | B5 | 200 | 900 | 0.04 | 98.12 | 96.83 | 7 | 0
2025 | VACAR_2_TVA_Transmission | VACAR | TVA_Transmission | Internal | Summer | B6 | 300 | 900 | 0.02 | 88.29 | 85.79 | 7 | 0
2025 | VACAR_2_TVA_Transmission | VACAR | TVA_Transmission | Internal | Summer | B7 | 400 | 900 | 0.02 | 81.66 | 79.92 | 7 | 0
2025 | VACAR_2_TVA_Transmission | VACAR | TVA_Transmission | Internal | Summer | B8 | 500 | 900 | 0.01 | 75.64 | 74.31 | 7 | 0
2025 | VACAR_2_TVA_Transmission | VACAR | TVA_Transmission | Internal | Summer | B9 | 800 | 900 | 0 | 72.7 | 72.11 | 7 | 0
2025 | VACAR_2_TVA_Transmission | VACAR | TVA_Transmission | Internal | Summer | B10 | 1262 | 900 | 0 | 64.45 | 65.49 | 7 | 0
2025 | VACAR_2_TVA_Transmission | VACAR | TVA_Transmission | Internal | Winter | B16 | 25 | 900 | 0.29 | 79.77 | 79.18 | 7 | 0
2025 | VACAR_2_TVA_Transmission | VACAR | TVA_Transmission | Internal | Winter | B17 | 100 | 900 | 0.07 | 75.86 | 75.02 | 7 | 0
2025 | VACAR_2_TVA_Transmission | VACAR | TVA_Transmission | Internal | Winter | B18 | 400 | 900 | 0.02 | 75.85 | 75.01 | 7 | 0
2025 | VACAR_2_TVA_Transmission | VACAR | TVA_Transmission | Internal | Winter | B19 | 700 | 900 | 0.01 | 74.71 | 73.87 | 7 | 0
2025 | VACAR_2_TVA_Transmission | VACAR | TVA_Transmission | Internal | Winter | B20 | 935 | 900 | 0 | 69.78 | 68.95 | 7 | 0
2030 | ENT_2_MISO_MO-IL | ENT | MISO_MO-IL | Internal | Shoulder | B11 | 25 | 2260 | 0.29 | 93.55 | 90.7 | 8 | 0
2030 | ENT_2_MISO_MO-IL | ENT | MISO_MO-IL | Internal | Shoulder | B12 | 200 | 2260 | 0.06 | 84.4 | 85.91 | 8 | 0
2030 | ENT_2_MISO_MO-IL | ENT | MISO_MO-IL | Internal | Shoulder | B13 | 600 | 2260 | 0.02 | 84.4 | 85.01 | 8 | 0
2030 | ENT_2_MISO_MO-IL | ENT | MISO_MO-IL | Internal | Shoulder | B14 | 900 | 2260 | 0.01 | 75.88 | 76.49 | 8 | 0
2030 | ENT_2_MISO_MO-IL | ENT | MISO_MO-IL | Internal | Shoulder | B15 | 1203 | 2260 | 0.01 | 72.59 | 75.98 | 8 | 0
2030 | ENT_2_MISO_MO-IL | ENT | MISO_MO-IL | Internal | Summer | B1 | 10 | 2260 | 1.53 | 137.13 | 140.9 | 8 | 0
2030 | ENT_2_MISO_MO-IL | ENT | MISO_MO-IL | Internal | Summer | B2 | 25 | 2260 | 0.35 | 141.44 | 140.9 | 8 | 0
2030 | ENT_2_MISO_MO-IL | ENT | MISO_MO-IL | Internal | Summer | B3 | 75 | 2260 | 0.1 | 142.52 | 140.9 | 8 | 0
2030 | ENT_2_MISO_MO-IL | ENT | MISO_MO-IL | Internal | Summer | B4 | 100 | 2260 | 0.05 | 136.97 | 130.23 | 8 | 0
2030 | ENT_2_MISO_MO-IL | ENT | MISO_MO-IL | Internal | Summer | B5 | 200 | 2260 | 0.03 | 114.65 | 107.7 | 8 | 0
2030 | ENT_2_MISO_MO-IL | ENT | MISO_MO-IL | Internal | Summer | B6 | 300 | 2260 | 0.02 | 103.74 | 100.28 | 8 | 0
2030 | ENT_2_MISO_MO-IL | ENT | MISO_MO-IL | Internal | Summer | B7 | 400 | 2260 | 0.02 | 95.33 | 89.51 | 8 | 0
2030 | ENT_2_MISO_MO-IL | ENT | MISO_MO-IL | Internal | Summer | B8 | 500 | 2260 | 0.01 | 88.8 | 85.93 | 8 | 0
2030 | ENT_2_MISO_MO-IL | ENT | MISO_MO-IL | Internal | Summer | B9 | 800 | 2260 | 0 | 82.9 | 76.56 | 8 | 0
2030 | ENT_2_MISO_MO-IL | ENT | MISO_MO-IL | Internal | Summer | B10 | 1262 | 2260 | 0 | 74.02 | 74.61 | 8 | 0
2030 | ENT_2_MISO_MO-IL | ENT | MISO_MO-IL | Internal | Winter | B16 | 25 | 2260 | 0.39 | 90.4 | 91.02 | 8 | 0
2030 | ENT_2_MISO_MO-IL | ENT | MISO_MO-IL | Internal | Winter | B17 | 100 | 2260 | 0.1 | 85.82 | 86.43 | 8 | 0
2030 | ENT_2_MISO_MO-IL | ENT | MISO_MO-IL | Internal | Winter | B18 | 400 | 2260 | 0.03 | 84.84 | 85.45 | 8 | 0
2030 | ENT_2_MISO_MO-IL | ENT | MISO_MO-IL | Internal | Winter | B19 | 700 | 2260 | 0.02 | 81.13 | 81.79 | 8 | 0
2030 | ENT_2_MISO_MO-IL | ENT | MISO_MO-IL | Internal | Winter | B20 | 935 | 2260 | 0.02 | 75.48 | 78.88 | 8 | 0
2030 | ENT_2_SOCO | ENT | SOCO | Internal | Shoulder | B11 | 25 | 2000 | 4136.56 | 93.55 | 101.55 | 8 | 0
2030 | ENT_2_SOCO | ENT | SOCO | Internal | Shoulder | B12 | 200 | 2000 | 3488.67 | 84.4 | 92.4 | 8 | 0
2030 | ENT_2_SOCO | ENT | SOCO | Internal | Shoulder | B13 | 600 | 2000 | 8639.87 | 84.4 | 92.4 | 8 | 0
2030 | ENT_2_SOCO | ENT | SOCO | Internal | Shoulder | B14 | 900 | 2000 | 15206.35 | 75.88 | 83.88 | 8 | 0
2030 | ENT_2_SOCO | ENT | SOCO | Internal | Shoulder | B15 | 1203 | 2000 | 8622.05 | 72.59 | 80.59 | 8 | 0
2030 | ENT_2_SOCO | ENT | SOCO | Internal | Summer | B1 | 10 | 2000 | 15262.12 | 137.13 | 145.13 | 8 | 0
2030 | ENT_2_SOCO | ENT | SOCO | Internal | Summer | B2 | 25 | 2000 | 10443.4 | 141.44 | 149.44 | 8 | 0
2030 | ENT_2_SOCO | ENT | SOCO | Internal | Summer | B3 | 75 | 2000 | 2517.98 | 142.52 | 150.52 | 8 | 0
2030 | ENT_2_SOCO | ENT | SOCO | Internal | Summer | B4 | 100 | 2000 | 3732.48 | 136.97 | 144.97 | 8 | 0
2030 | ENT_2_SOCO | ENT | SOCO | Internal | Summer | B5 | 200 | 2000 | 5711.62 | 114.65 | 122.65 | 8 | 0
2030 | ENT_2_SOCO | ENT | SOCO | Internal | Summer | B6 | 300 | 2000 | 1680.79 | 103.74 | 111.74 | 8 | 0
2030 | ENT_2_SOCO | ENT | SOCO | Internal | Summer | B7 | 400 | 2000 | 2598.51 | 95.33 | 103.33 | 8 | 0
2030 | ENT_2_SOCO | ENT | SOCO | Internal | Summer | B8 | 500 | 2000 | 2742.5 | 88.8 | 96.8 | 8 | 0
2030 | ENT_2_SOCO | ENT | SOCO | Internal | Summer | B9 | 800 | 2000 | 1731.11 | 82.9 | 90.9 | 8 | 0
2030 | ENT_2_SOCO | ENT | SOCO | Internal | Summer | B10 | 1262 | 2000 | 8758.53 | 74.02 | 82.02 | 8 | 0
2030 | ENT_2_SOCO | ENT | SOCO | Internal | Winter | B16 | 25 | 2000 | 8937.16 | 90.4 | 98.4 | 8 | 0
2030 | ENT_2_SOCO | ENT | SOCO | Internal | Winter | B17 | 100 | 2000 | 12407.64 | 85.82 | 93.82 | 8 | 0
2030 | ENT_2_SOCO | ENT | SOCO | Internal | Winter | B18 | 400 | 2000 | 8326.87 | 84.84 | 92.84 | 8 | 0
2030 | ENT_2_SOCO | ENT | SOCO | Internal | Winter | B19 | 700 | 2000 | 8872.82 | 81.13 | 89.13 | 8 | 0
2030 | ENT_2_SOCO | ENT | SOCO | Internal | Winter | B20 | 935 | 2000 | 7723.97 | 75.48 | 83.48 | 8 | 0
2030 | ENT_2_SPP_N | ENT | SPP_N | Internal | Shoulder | B11 | 25 | 1300 | 0.13 | 93.55 | 79.24 | 8 | 0
2030 | ENT_2_SPP_N | ENT | SPP_N | Internal | Shoulder | B12 | 200 | 1300 | 0.02 | 84.4 | 70.09 | 8 | 0
2030 | ENT_2_SPP_N | ENT | SPP_N | Internal | Shoulder | B13 | 600 | 1300 | 0 | 84.4 | 70.09 | 8 | 0
2030 | ENT_2_SPP_N | ENT | SPP_N | Internal | Shoulder | B14 | 900 | 1300 | 0 | 75.88 | 61.57 | 8 | 0
2030 | ENT_2_SPP_N | ENT | SPP_N | Internal | Shoulder | B15 | 1203 | 1300 | 0 | 72.59 | 58.28 | 8 | 0
2030 | ENT_2_SPP_N | ENT | SPP_N | Internal | Summer | B1 | 10 | 1300 | 0.33 | 137.13 | 122.82 | 8 | 0
2030 | ENT_2_SPP_N | ENT | SPP_N | Internal | Summer | B2 | 25 | 1300 | 0.13 | 141.44 | 127.12 | 8 | 0
2030 | ENT_2_SPP_N | ENT | SPP_N | Internal | Summer | B3 | 75 | 1300 | 0.05 | 142.52 | 128.21 | 8 | 0
2030 | ENT_2_SPP_N | ENT | SPP_N | Internal | Summer | B4 | 100 | 1300 | 0.03 | 136.97 | 122.66 | 8 | 0
2030 | ENT_2_SPP_N | ENT | SPP_N | Internal | Summer | B5 | 200 | 1300 | 0.02 | 114.65 | 100.34 | 8 | 0
2030 | ENT_2_SPP_N | ENT | SPP_N | Internal | Summer | B6 | 300 | 1300 | 0.01 | 103.74 | 89.51 | 8 | 0
2030 | ENT_2_SPP_N | ENT | SPP_N | Internal | Summer | B7 | 400 | 1300 | 0 | 95.33 | 83.74 | 8 | 0
2030 | ENT_2_SPP_N | ENT | SPP_N | Internal | Summer | B8 | 500 | 1300 | 0 | 88.8 | 74.49 | 8 | 0
2030 | ENT_2_SPP_N | ENT | SPP_N | Internal | Summer | B9 | 800 | 1300 | 0 | 82.9 | 68.59 | 8 | 0
2030 | ENT_2_SPP_N | ENT | SPP_N | Internal | Summer | B10 | 1262 | 1300 | 0 | 74.02 | 59.71 | 8 | 0
2030 | ENT_2_SPP_N | ENT | SPP_N | Internal | Winter | B16 | 25 | 1300 | 0.13 | 90.4 | 76.09 | 8 | 0
2030 | ENT_2_SPP_N | ENT | SPP_N | Internal | Winter | B17 | 100 | 1300 | 0.03 | 85.82 | 71.51 | 8 | 0
2030 | ENT_2_SPP_N | ENT | SPP_N | Internal | Winter | B18 | 400 | 1300 | 0 | 84.84 | 70.53 | 8 | 0
2030 | ENT_2_SPP_N | ENT | SPP_N | Internal | Winter | B19 | 700 | 1300 | 0 | 81.13 | 66.82 | 8 | 0
2030 | ENT_2_SPP_N | ENT | SPP_N | Internal | Winter | B20 | 935 | 1300 | 0 | 75.48 | 61.17 | 8 | 0
2030 | ENT_2_SPP_S | ENT | SPP_S | Internal | Shoulder | B11 | 25 | 1300 | 0.14 | 93.55 | 80.14 | 8 | 0
2030 | ENT_2_SPP_S | ENT | SPP_S | Internal | Shoulder | B12 | 200 | 1300 | 0.02 | 84.4 | 70.1 | 8 | 0
2030 | ENT_2_SPP_S | ENT | SPP_S | Internal | Shoulder | B13 | 600 | 1300 | 0 | 84.4 | 70.1 | 8 | 0
2030 | ENT_2_SPP_S | ENT | SPP_S | Internal | Shoulder | B14 | 900 | 1300 | 0 | 75.88 | 59.85 | 8 | 0
2030 | ENT_2_SPP_S | ENT | SPP_S | Internal | Shoulder | B15 | 1203 | 1300 | 0 | 72.59 | 56.56 | 8 | 0
2030 | ENT_2_SPP_S | ENT | SPP_S | Internal | Summer | B1 | 10 | 1300 | 0.3 | 137.13 | 121.1 | 8 | 0
2030 | ENT_2_SPP_S | ENT | SPP_S | Internal | Summer | B2 | 25 | 1300 | 0.13 | 141.44 | 127.14 | 8 | 0
2030 | ENT_2_SPP_S | ENT | SPP_S | Internal | Summer | B3 | 75 | 1300 | 0.05 | 142.52 | 128.98 | 8 | 0
2030 | ENT_2_SPP_S | ENT | SPP_S | Internal | Summer | B4 | 100 | 1300 | 0.04 | 136.97 | 123.55 | 8 | 0
2030 | ENT_2_SPP_S | ENT | SPP_S | Internal | Summer | B5 | 200 | 1300 | 0.02 | 114.65 | 100.36 | 8 | 0
2030 | ENT_2_SPP_S | ENT | SPP_S | Internal | Summer | B6 | 300 | 1300 | 0.01 | 103.74 | 90.41 | 8 | 0
2030 | ENT_2_SPP_S | ENT | SPP_S | Internal | Summer | B7 | 400 | 1300 | 0.01 | 95.33 | 84.64 | 8 | 0
2030 | ENT_2_SPP_S | ENT | SPP_S | Internal | Summer | B8 | 500 | 1300 | 0 | 88.8 | 75.38 | 8 | 0
2030 | ENT_2_SPP_S | ENT | SPP_S | Internal | Summer | B9 | 800 | 1300 | 0 | 82.9 | 69.49 | 8 | 0
2030 | ENT_2_SPP_S | ENT | SPP_S | Internal | Summer | B10 | 1262 | 1300 | 0 | 74.02 | 59.72 | 8 | 0
2030 | ENT_2_SPP_S | ENT | SPP_S | Internal | Winter | B16 | 25 | 1300 | 0.13 | 90.4 | 76.1 | 8 | 0
2030 | ENT_2_SPP_S | ENT | SPP_S | Internal | Winter | B17 | 100 | 1300 | 0.03 | 85.82 | 71.52 | 8 | 0
2030 | ENT_2_SPP_S | ENT | SPP_S | Internal | Winter | B18 | 400 | 1300 | 0 | 84.84 | 70.54 | 8 | 0
2030 | ENT_2_SPP_S | ENT | SPP_S | Internal | Winter | B19 | 700 | 1300 | 0 | 81.13 | 66.83 | 8 | 0
2030 | ENT_2_SPP_S | ENT | SPP_S | Internal | Winter | B20 | 935 | 1300 | 0 | 75.48 | 59.45 | 8 | 0
2030 | ENT_2_TVA_Transmission | ENT | TVA_Transmission | Internal | Shoulder | B11 | 25 | 2100 | 0.66 | 93.55 | 96.86 | 8 | 0
2030 | ENT_2_TVA_Transmission | ENT | TVA_Transmission | Internal | Shoulder | B12 | 200 | 2100 | 0.76 | 84.4 | 91.79 | 8 | 0
2030 | ENT_2_TVA_Transmission | ENT | TVA_Transmission | Internal | Shoulder | B13 | 600 | 2100 | 0.12 | 84.4 | 90.89 | 8 | 0
2030 | ENT_2_TVA_Transmission | ENT | TVA_Transmission | Internal | Shoulder | B14 | 900 | 2100 | 0.23 | 75.88 | 82.92 | 8 | 0
2030 | ENT_2_TVA_Transmission | ENT | TVA_Transmission | Internal | Shoulder | B15 | 1203 | 2100 | 1935.98 | 72.59 | 80.59 | 8 | 0
2030 | ENT_2_TVA_Transmission | ENT | TVA_Transmission | Internal | Summer | B1 | 10 | 2100 | 4144.72 | 137.13 | 145.13 | 8 | 0
2030 | ENT_2_TVA_Transmission | ENT | TVA_Transmission | Internal | Summer | B2 | 25 | 2100 | 1.23 | 141.44 | 147.04 | 8 | 0
2030 | ENT_2_TVA_Transmission | ENT | TVA_Transmission | Internal | Summer | B3 | 75 | 2100 | 0.23 | 142.52 | 146.42 | 8 | 0
2030 | ENT_2_TVA_Transmission | ENT | TVA_Transmission | Internal | Summer | B4 | 100 | 2100 | 0.1 | 136.97 | 137.49 | 8 | 0
2030 | ENT_2_TVA_Transmission | ENT | TVA_Transmission | Internal | Summer | B5 | 200 | 2100 | 0.06 | 114.65 | 114.81 | 8 | 0
2030 | ENT_2_TVA_Transmission | ENT | TVA_Transmission | Internal | Summer | B6 | 300 | 2100 | 0.04 | 103.74 | 105.66 | 8 | 0
2030 | ENT_2_TVA_Transmission | ENT | TVA_Transmission | Internal | Summer | B7 | 400 | 2100 | 0.03 | 95.33 | 95.94 | 8 | 0
2030 | ENT_2_TVA_Transmission | ENT | TVA_Transmission | Internal | Summer | B8 | 500 | 2100 | 0.03 | 88.8 | 91.18 | 8 | 0
2030 | ENT_2_TVA_Transmission | ENT | TVA_Transmission | Internal | Summer | B9 | 800 | 2100 | 0.02 | 82.9 | 83.93 | 8 | 0
2030 | ENT_2_TVA_Transmission | ENT | TVA_Transmission | Internal | Summer | B10 | 1262 | 2100 | 0.02 | 74.02 | 79.13 | 8 | 0
2030 | ENT_2_TVA_Transmission | ENT | TVA_Transmission | Internal | Winter | B16 | 25 | 2100 | 2.87 | 90.4 | 97.51 | 8 | 0
2030 | ENT_2_TVA_Transmission | ENT | TVA_Transmission | Internal | Winter | B17 | 100 | 2100 | 0.72 | 85.82 | 92.93 | 8 | 0
2030 | ENT_2_TVA_Transmission | ENT | TVA_Transmission | Internal | Winter | B18 | 400 | 2100 | 0.12 | 84.84 | 91.33 | 8 | 0
2030 | ENT_2_TVA_Transmission | ENT | TVA_Transmission | Internal | Winter | B19 | 700 | 2100 | 0.12 | 81.13 | 87.67 | 8 | 0
2030 | ENT_2_TVA_Transmission | ENT | TVA_Transmission | Internal | Winter | B20 | 935 | 2100 | 1438.13 | 75.48 | 83.48 | 8 | 0
2030 | FRCC_2_SOCO | FRCC | SOCO | Internal | Shoulder | B11 | 25 | 900 | 0.18 | 111.53 | 101.55 | 8 | 0
2030 | FRCC_2_SOCO | FRCC | SOCO | Internal | Shoulder | B12 | 200 | 900 | 0.03 | 97.64 | 92.4 | 8 | 0
2030 | FRCC_2_SOCO | FRCC | SOCO | Internal | Shoulder | B13 | 600 | 900 | 0 | 97.64 | 92.4 | 8 | 0
2030 | FRCC_2_SOCO | FRCC | SOCO | Internal | Shoulder | B14 | 900 | 900 | 0 | 93.88 | 83.88 | 8 | 0
2030 | FRCC_2_SOCO | FRCC | SOCO | Internal | Shoulder | B15 | 1203 | 900 | 0 | 84.45 | 80.59 | 8 | 0
2030 | FRCC_2_SOCO | FRCC | SOCO | Internal | Summer | B1 | 10 | 900 | 0.41 | 155.13 | 145.13 | 8 | 0
2030 | FRCC_2_SOCO | FRCC | SOCO | Internal | Summer | B2 | 25 | 900 | 0.2 | 155.91 | 149.44 | 8 | 0
2030 | FRCC_2_SOCO | FRCC | SOCO | Internal | Summer | B3 | 75 | 900 | 0.11 | 151.62 | 150.52 | 8 | 0
2030 | FRCC_2_SOCO | FRCC | SOCO | Internal | Summer | B4 | 100 | 900 | 0.05 | 151.62 | 144.97 | 8 | 0
2030 | FRCC_2_SOCO | FRCC | SOCO | Internal | Summer | B5 | 200 | 900 | 588.27 | 114.66 | 122.65 | 8 | 0
2030 | FRCC_2_SOCO | FRCC | SOCO | Internal | Summer | B6 | 300 | 900 | 2818.26 | 103.74 | 111.74 | 8 | 0
2030 | FRCC_2_SOCO | FRCC | SOCO | Internal | Summer | B7 | 400 | 900 | 0.12 | 96.73 | 103.33 | 8 | 0
2030 | FRCC_2_SOCO | FRCC | SOCO | Internal | Summer | B8 | 500 | 900 | 0.02 | 96.73 | 96.8 | 8 | 0
2030 | FRCC_2_SOCO | FRCC | SOCO | Internal | Summer | B9 | 800 | 900 | 0 | 96.73 | 90.9 | 8 | 0
2030 | FRCC_2_SOCO | FRCC | SOCO | Internal | Summer | B10 | 1262 | 900 | 0 | 83.68 | 82.02 | 8 | 0
2030 | FRCC_2_SOCO | FRCC | SOCO | Internal | Winter | B16 | 25 | 900 | 0.27 | 100.3 | 98.4 | 8 | 0
2030 | FRCC_2_SOCO | FRCC | SOCO | Internal | Winter | B17 | 100 | 900 | 0.05 | 100.3 | 93.82 | 8 | 0
2030 | FRCC_2_SOCO | FRCC | SOCO | Internal | Winter | B18 | 400 | 900 | 0.01 | 100.3 | 92.84 | 8 | 0
2030 | FRCC_2_SOCO | FRCC | SOCO | Internal | Winter | B19 | 700 | 900 | 0 | 94.27 | 89.13 | 8 | 0
2030 | FRCC_2_SOCO | FRCC | SOCO | Internal | Winter | B20 | 935 | 900 | 0 | 86.71 | 83.48 | 8 | 0
2030 | HQ_NEISO_2_NEISO | HQ_NEISO | NEISO | Internal | Shoulder | B11 | 25 | 99999 | 2930.77 | 81.15 | 81.17 | 0.01 | 0
2030 | HQ_NEISO_2_NEISO | HQ_NEISO | NEISO | Internal | Shoulder | B12 | 200 | 99999 | 2930.71 | 81.85 | 81.86 | 0.01 | 0
2030 | HQ_NEISO_2_NEISO | HQ_NEISO | NEISO | Internal | Shoulder | B13 | 600 | 99999 | 2930.28 | 76.27 | 76.28 | 0.01 | 0
2030 | HQ_NEISO_2_NEISO | HQ_NEISO | NEISO | Internal | Shoulder | B14 | 900 | 99999 | 2929.53 | 76.27 | 76.28 | 0.01 | 0
2030 | HQ_NEISO_2_NEISO | HQ_NEISO | NEISO | Internal | Shoulder | B15 | 1203 | 99999 | 1150.71 | 76.27 | 76.28 | 0.01 | 0
2030 | HQ_NEISO_2_NEISO | HQ_NEISO | NEISO | Internal | Summer | B1 | 10 | 99999 | 2936.79 | 129.3 | 129.31 | 0.01 | 0
2030 | HQ_NEISO_2_NEISO | HQ_NEISO | NEISO | Internal | Summer | B2 | 25 | 99999 | 2936.11 | 127.89 | 127.9 | 0.01 | 0
2030 | HQ_NEISO_2_NEISO | HQ_NEISO | NEISO | Internal | Summer | B3 | 75 | 99999 | 2934.78 | 127.45 | 127.46 | 0.01 | 0
2030 | HQ_NEISO_2_NEISO | HQ_NEISO | NEISO | Internal | Summer | B4 | 100 | 99999 | 2933.55 | 118.52 | 118.53 | 0.01 | 0
2030 | HQ_NEISO_2_NEISO | HQ_NEISO | NEISO | Internal | Summer | B5 | 200 | 99999 | 2932.88 | 96.72 | 96.74 | 0.01 | 0
2030 | HQ_NEISO_2_NEISO | HQ_NEISO | NEISO | Internal | Summer | B6 | 300 | 99999 | 2932.08 | 88.75 | 88.77 | 0.01 | 0
2030 | HQ_NEISO_2_NEISO | HQ_NEISO | NEISO | Internal | Summer | B7 | 400 | 99999 | 2931.2 | 80.91 | 80.92 | 0.01 | 0
2030 | HQ_NEISO_2_NEISO | HQ_NEISO | NEISO | Internal | Summer | B8 | 500 | 99999 | 2930.52 | 80.91 | 80.92 | 0.01 | 0
2030 | HQ_NEISO_2_NEISO | HQ_NEISO | NEISO | Internal | Summer | B9 | 800 | 99999 | 2929.69 | 78.17 | 78.18 | 0.01 | 0
2030 | HQ_NEISO_2_NEISO | HQ_NEISO | NEISO | Internal | Summer | B10 | 1262 | 99999 | 803.65 | 78.17 | 78.18 | 0.01 | 0
2030 | HQ_NEISO_2_NEISO | HQ_NEISO | NEISO | Internal | Winter | B16 | 25 | 99999 | 2932.27 | 89.39 | 89.4 | 0.01 | 0
2030 | HQ_NEISO_2_NEISO | HQ_NEISO | NEISO | Internal | Winter | B17 | 100 | 99999 | 2931.71 | 82.11 | 82.12 | 0.01 | 0
2030 | HQ_NEISO_2_NEISO | HQ_NEISO | NEISO | Internal | Winter | B18 | 400 | 99999 | 2931.25 | 82.11 | 82.12 | 0.01 | 0
2030 | HQ_NEISO_2_NEISO | HQ_NEISO | NEISO | Internal | Winter | B19 | 700 | 99999 | 2930.39 | 82.11 | 82.12 | 0.01 | 0
2030 | HQ_NEISO_2_NEISO | HQ_NEISO | NEISO | Internal | Winter | B20 | 935 | 99999 | 1241.93 | 82.11 | 82.12 | 0.01 | 0
2030 | HQ_NY_2_NYISO_A-F | HQ_NY | NYISO_A-F | Internal | Shoulder | B11 | 25 | 99999 | 2812.24 | 83.65 | 83.66 | 0.01 | 0
2030 | HQ_NY_2_NYISO_A-F | HQ_NY | NYISO_A-F | Internal | Shoulder | B12 | 200 | 99999 | 2847.7 | 82.55 | 82.56 | 0.01 | 0
2030 | HQ_NY_2_NYISO_A-F | HQ_NY | NYISO_A-F | Internal | Shoulder | B13 | 600 | 99999 | 2781.86 | 78.08 | 78.09 | 0.01 | 0
2030 | HQ_NY_2_NYISO_A-F | HQ_NY | NYISO_A-F | Internal | Shoulder | B14 | 900 | 99999 | 2673.14 | 76.91 | 76.92 | 0.01 | 0
2030 | HQ_NY_2_NYISO_A-F | HQ_NY | NYISO_A-F | Internal | Shoulder | B15 | 1203 | 99999 | 1582.7 | 76.91 | 76.92 | 0.01 | 0
2030 | HQ_NY_2_NYISO_A-F | HQ_NY | NYISO_A-F | Internal | Summer | B1 | 10 | 99999 | 3499.95 | 129.99 | 130 | 0.01 | 0
2030 | HQ_NY_2_NYISO_A-F | HQ_NY | NYISO_A-F | Internal | Summer | B2 | 25 | 99999 | 3406.6 | 130.05 | 130.07 | 0.01 | 0
2030 | HQ_NY_2_NYISO_A-F | HQ_NY | NYISO_A-F | Internal | Summer | B3 | 75 | 99999 | 3266.68 | 129.95 | 129.97 | 0.01 | 0
2030 | HQ_NY_2_NYISO_A-F | HQ_NY | NYISO_A-F | Internal | Summer | B4 | 100 | 99999 | 3116.36 | 121.02 | 121.03 | 0.01 | 0
2030 | HQ_NY_2_NYISO_A-F | HQ_NY | NYISO_A-F | Internal | Summer | B5 | 200 | 99999 | 3025.57 | 99.23 | 99.24 | 0.01 | 0
2030 | HQ_NY_2_NYISO_A-F | HQ_NY | NYISO_A-F | Internal | Summer | B6 | 300 | 99999 | 2934.91 | 91.26 | 91.27 | 0.01 | 0
2030 | HQ_NY_2_NYISO_A-F | HQ_NY | NYISO_A-F | Internal | Summer | B7 | 400 | 99999 | 2830.76 | 82.96 | 82.97 | 0.01 | 0
2030 | HQ_NY_2_NYISO_A-F | HQ_NY | NYISO_A-F | Internal | Summer | B8 | 500 | 99999 | 2760.26 | 80.66 | 80.67 | 0.01 | 0
2030 | HQ_NY_2_NYISO_A-F | HQ_NY | NYISO_A-F | Internal | Summer | B9 | 800 | 99999 | 2664.72 | 78.1 | 78.12 | 0.01 | 0
2030 | HQ_NY_2_NYISO_A-F | HQ_NY | NYISO_A-F | Internal | Summer | B10 | 1262 | 99999 | 1436.31 | 78.1 | 78.12 | 0.01 | 0
2030 | HQ_NY_2_NYISO_A-F | HQ_NY | NYISO_A-F | Internal | Winter | B16 | 25 | 99999 | 3058.84 | 90.03 | 90.04 | 0.01 | 0
2030 | HQ_NY_2_NYISO_A-F | HQ_NY | NYISO_A-F | Internal | Winter | B17 | 100 | 99999 | 3001.12 | 82.05 | 82.06 | 0.01 | 0
2030 | HQ_NY_2_NYISO_A-F | HQ_NY | NYISO_A-F | Internal | Winter | B18 | 400 | 99999 | 2934.7 | 81.76 | 81.77 | 0.01 | 0
2030 | HQ_NY_2_NYISO_A-F | HQ_NY | NYISO_A-F | Internal | Winter | B19 | 700 | 99999 | 2819.07 | 79.11 | 79.12 | 0.01 | 0
2030 | HQ_NY_2_NYISO_A-F | HQ_NY | NYISO_A-F | Internal | Winter | B20 | 935 | 99999 | 1762.97 | 79.11 | 79.12 | 0.01 | 0
2030 | HQ_IESO_2_IESO | HQ_IESO | IESO | Internal | Shoulder | B11 | 25 | 99999 | 402.03 | 76.64 | 76.65 | 0.01 | 0
2030 | HQ_IESO_2_IESO | HQ_IESO | IESO | Internal | Shoulder | B12 | 200 | 99999 | 402.12 | 75.55 | 75.56 | 0.01 | 0
2030 | HQ_IESO_2_IESO | HQ_IESO | IESO | Internal | Shoulder | B13 | 600 | 99999 | 402.06 | 69.91 | 69.92 | 0.01 | 0
2030 | HQ_IESO_2_IESO | HQ_IESO | IESO | Internal | Shoulder | B14 | 900 | 99999 | 401.94 | 69.91 | 69.92 | 0.01 | 0
2030 | HQ_IESO_2_IESO | HQ_IESO | IESO | Internal | Shoulder | B15 | 1203 | 99999 | 77.1 | 69.91 | 69.92 | 0.01 | 0
2030 | HQ_IESO_2_IESO | HQ_IESO | IESO | Internal | Summer | B1 | 10 | 99999 | 402.64 | 124.33 | 124.34 | 0.01 | 0
2030 | HQ_IESO_2_IESO | HQ_IESO | IESO | Internal | Summer | B2 | 25 | 99999 | 402.56 | 124.33 | 124.34 | 0.01 | 0
2030 | HQ_IESO_2_IESO | HQ_IESO | IESO | Internal | Summer | B3 | 75 | 99999 | 402.49 | 124.32 | 124.34 | 0.01 | 0
2030 | HQ_IESO_2_IESO | HQ_IESO | IESO | Internal | Summer | B4 | 100 | 99999 | 402.38 | 114.02 | 114.03 | 0.01 | 0
2030 | HQ_IESO_2_IESO | HQ_IESO | IESO | Internal | Summer | B5 | 200 | 99999 | 402.27 | 91.48 | 91.49 | 0.01 | 0
2030 | HQ_IESO_2_IESO | HQ_IESO | IESO | Internal | Summer | B6 | 300 | 99999 | 402.17 | 84.06 | 84.07 | 0.01 | 0
2030 | HQ_IESO_2_IESO | HQ_IESO | IESO | Internal | Summer | B7 | 400 | 99999 | 402.08 | 73.3 | 73.31 | 0.01 | 0
2030 | HQ_IESO_2_IESO | HQ_IESO | IESO | Internal | Summer | B8 | 500 | 99999 | 401.99 | 69.72 | 69.73 | 0.01 | 0
2030 | HQ_IESO_2_IESO | HQ_IESO | IESO | Internal | Summer | B9 | 800 | 99999 | 401.89 | 62.84 | 62.85 | 0.01 | 0
2030 | HQ_IESO_2_IESO | HQ_IESO | IESO | Internal | Summer | B10 | 1262 | 99999 | 13.67 | 62.84 | 62.85 | 0.01 | 0
2030 | HQ_IESO_2_IESO | HQ_IESO | IESO | Internal | Winter | B16 | 25 | 99999 | 402.34 | 74.8 | 74.81 | 0.01 | 0
2030 | HQ_IESO_2_IESO | HQ_IESO | IESO | Internal | Winter | B17 | 100 | 99999 | 402.32 | 71.53 | 71.54 | 0.01 | 0
2030 | HQ_IESO_2_IESO | HQ_IESO | IESO | Internal | Winter | B18 | 400 | 99999 | 402.25 | 71.53 | 71.54 | 0.01 | 0
2030 | HQ_IESO_2_IESO | HQ_IESO | IESO | Internal | Winter | B19 | 700 | 99999 | 402.11 | 71.53 | 71.54 | 0.01 | 0
2030 | HQ_IESO_2_IESO | HQ_IESO | IESO | Internal | Winter | B20 | 935 | 99999 | 93.76 | 71.53 | 71.54 | 0.01 | 0
2030 | IESO_2_MAPP_CA | IESO | MAPP_CA | Internal | Shoulder | B11 | 25 | 262 | 0.35 | 76.65 | 78.68 | 7 | 0.01
2030 | IESO_2_MAPP_CA | IESO | MAPP_CA | Internal | Shoulder | B12 | 200 | 262 | 0.03 | 75.56 | 72.35 | 7 | 0
2030 | IESO_2_MAPP_CA | IESO | MAPP_CA | Internal | Shoulder | B13 | 600 | 262 | 0.02 | 69.92 | 71.44 | 7 | 0
2030 | IESO_2_MAPP_CA | IESO | MAPP_CA | Internal | Shoulder | B14 | 900 | 262 | 0 | 69.92 | 66.99 | 7 | 0
2030 | IESO_2_MAPP_CA | IESO | MAPP_CA | Internal | Shoulder | B15 | 1203 | 262 | 0 | 69.92 | 66.99 | 7 | 0
2030 | IESO_2_MAPP_CA | IESO | MAPP_CA | Internal | Summer | B1 | 10 | 262 | 0.87 | 124.34 | 126.98 | 7 | 0.02
2030 | IESO_2_MAPP_CA | IESO | MAPP_CA | Internal | Summer | B2 | 25 | 262 | 0.38 | 124.34 | 126.97 | 7 | 0.01
2030 | IESO_2_MAPP_CA | IESO | MAPP_CA | Internal | Summer | B3 | 75 | 262 | 0.14 | 124.34 | 126.97 | 7 | 0
2030 | IESO_2_MAPP_CA | IESO | MAPP_CA | Internal | Summer | B4 | 100 | 262 | 0.13 | 114.03 | 118.04 | 7 | 0
2030 | IESO_2_MAPP_CA | IESO | MAPP_CA | Internal | Summer | B5 | 200 | 262 | 0.09 | 91.49 | 96.22 | 7 | 0
2030 | IESO_2_MAPP_CA | IESO | MAPP_CA | Internal | Summer | B6 | 300 | 262 | 0.05 | 84.07 | 88.28 | 7 | 0
2030 | IESO_2_MAPP_CA | IESO | MAPP_CA | Internal | Summer | B7 | 400 | 262 | 0.04 | 73.31 | 77.51 | 7 | 0
2030 | IESO_2_MAPP_CA | IESO | MAPP_CA | Internal | Summer | B8 | 500 | 262 | 0.02 | 69.73 | 72.36 | 7 | 0
2030 | IESO_2_MAPP_CA | IESO | MAPP_CA | Internal | Summer | B9 | 800 | 262 | 0.01 | 62.85 | 65.62 | 7 | 0
2030 | IESO_2_MAPP_CA | IESO | MAPP_CA | Internal | Summer | B10 | 1262 | 262 | 0 | 62.85 | 65.62 | 7 | 0
2030 | IESO_2_MAPP_CA | IESO | MAPP_CA | Internal | Winter | B16 | 25 | 262 | 0.37 | 74.81 | 77.45 | 7 | 0.01
2030 | IESO_2_MAPP_CA | IESO | MAPP_CA | Internal | Winter | B17 | 100 | 262 | 0.09 | 71.54 | 72.86 | 7 | 0
2030 | IESO_2_MAPP_CA | IESO | MAPP_CA | Internal | Winter | B18 | 400 | 262 | 0.02 | 71.54 | 71.88 | 7 | 0
2030 | IESO_2_MAPP_CA | IESO | MAPP_CA | Internal | Winter | B19 | 700 | 262 | 0 | 71.54 | 69.88 | 7 | 0
2030 | IESO_2_MAPP_CA | IESO | MAPP_CA | Internal | Winter | B20 | 935 | 262 | 0 | 71.54 | 69.88 | 7 | 0
2030 | IESO_2_MISO_MI | IESO | MISO_MI | Internal | Shoulder | B11 | 25 | 1840 | 1841.07 | 76.65 | 90.68 | 7 | 7.02
2030 | IESO_2_MISO_MI | IESO | MISO_MI | Internal | Shoulder | B12 | 200 | 1840 | 1840.05 | 75.56 | 85.89 | 7 | 3.33
2030 | IESO_2_MISO_MI | IESO | MISO_MI | Internal | Shoulder | B13 | 600 | 1840 | 1840.24 | 69.92 | 84.99 | 7 | 8.06
2030 | IESO_2_MISO_MI | IESO | MISO_MI | Internal | Shoulder | B14 | 900 | 1840 | 0.88 | 69.92 | 76.47 | 7 | 0
2030 | IESO_2_MISO_MI | IESO | MISO_MI | Internal | Shoulder | B15 | 1203 | 1840 | 0.06 | 69.92 | 75.98 | 7 | 0
2030 | IESO_2_MISO_MI | IESO | MISO_MI | Internal | Summer | B1 | 10 | 1840 | 2982.02 | 124.34 | 140.52 | 7 | 9.18
2030 | IESO_2_MISO_MI | IESO | MISO_MI | Internal | Summer | B2 | 25 | 1840 | 3421.41 | 124.34 | 140.52 | 7 | 9.18
2030 | IESO_2_MISO_MI | IESO | MISO_MI | Internal | Summer | B3 | 75 | 1840 | 4310.56 | 124.34 | 140.52 | 7 | 9.18
2030 | IESO_2_MISO_MI | IESO | MISO_MI | Internal | Summer | B4 | 100 | 1840 | 3431.26 | 114.03 | 130.21 | 7 | 9.18
2030 | IESO_2_MISO_MI | IESO | MISO_MI | Internal | Summer | B5 | 200 | 1840 | 3974.91 | 91.49 | 107.67 | 7 | 9.18
2030 | IESO_2_MISO_MI | IESO | MISO_MI | Internal | Summer | B6 | 300 | 1840 | 4016.69 | 84.07 | 100.25 | 7 | 9.18
2030 | IESO_2_MISO_MI | IESO | MISO_MI | Internal | Summer | B7 | 400 | 1840 | 4679 | 73.31 | 89.49 | 7 | 9.18
2030 | IESO_2_MISO_MI | IESO | MISO_MI | Internal | Summer | B8 | 500 | 1840 | 5243.76 | 69.73 | 85.91 | 7 | 9.18
2030 | IESO_2_MISO_MI | IESO | MISO_MI | Internal | Summer | B9 | 800 | 1840 | 1844.82 | 62.85 | 76.54 | 7 | 6.69
2030 | IESO_2_MISO_MI | IESO | MISO_MI | Internal | Summer | B10 | 1262 | 1840 | 1840 | 62.85 | 74.61 | 7 | 4.76
2030 | IESO_2_MISO_MI | IESO | MISO_MI | Internal | Winter | B16 | 25 | 1840 | 2541.74 | 74.81 | 90.99 | 7 | 9.18
2030 | IESO_2_MISO_MI | IESO | MISO_MI | Internal | Winter | B17 | 100 | 1840 | 1840.8 | 71.54 | 86.41 | 7 | 7.87
2030 | IESO_2_MISO_MI | IESO | MISO_MI | Internal | Winter | B18 | 400 | 1840 | 1840.54 | 71.54 | 85.43 | 7 | 6.89
2030 | IESO_2_MISO_MI | IESO | MISO_MI | Internal | Winter | B19 | 700 | 1840 | 1840.2 | 71.54 | 81.76 | 7 | 3.23
2030 | IESO_2_MISO_MI | IESO | MISO_MI | Internal | Winter | B20 | 935 | 1840 | 1839.93 | 71.54 | 78.88 | 7 | 0.34
2030 | IESO_2_MISO_W | IESO | MISO_W | Internal | Shoulder | B11 | 25 | 140 | 2.47 | 76.65 | 83.24 | 7 | 0.01
2030 | IESO_2_MISO_W | IESO | MISO_W | Internal | Shoulder | B12 | 200 | 140 | 0.05 | 75.56 | 76.91 | 7 | 0
2030 | IESO_2_MISO_W | IESO | MISO_W | Internal | Shoulder | B13 | 600 | 140 | 0.08 | 69.92 | 76.01 | 7 | 0
2030 | IESO_2_MISO_W | IESO | MISO_W | Internal | Shoulder | B14 | 900 | 140 | 0 | 69.92 | 67.49 | 7 | 0
2030 | IESO_2_MISO_W | IESO | MISO_W | Internal | Shoulder | B15 | 1203 | 140 | 0 | 69.92 | 67 | 7 | 0
2030 | IESO_2_MISO_W | IESO | MISO_W | Internal | Summer | B1 | 10 | 140 | 131.24 | 124.34 | 131.54 | 7 | 0.23
2030 | IESO_2_MISO_W | IESO | MISO_W | Internal | Summer | B2 | 25 | 140 | 136.18 | 124.34 | 131.54 | 7 | 0.21
2030 | IESO_2_MISO_W | IESO | MISO_W | Internal | Summer | B3 | 75 | 140 | 138.65 | 124.34 | 131.54 | 7 | 0.21
2030 | IESO_2_MISO_W | IESO | MISO_W | Internal | Summer | B4 | 100 | 140 | 139.86 | 114.03 | 122.6 | 7 | 1.58
2030 | IESO_2_MISO_W | IESO | MISO_W | Internal | Summer | B5 | 200 | 140 | 139.96 | 91.49 | 100.79 | 7 | 2.3
2030 | IESO_2_MISO_W | IESO | MISO_W | Internal | Summer | B6 | 300 | 140 | 139.95 | 84.07 | 92.84 | 7 | 1.77
2030 | IESO_2_MISO_W | IESO | MISO_W | Internal | Summer | B7 | 400 | 140 | 139.97 | 73.31 | 82.07 | 7 | 1.77
2030 | IESO_2_MISO_W | IESO | MISO_W | Internal | Summer | B8 | 500 | 140 | 139.73 | 69.73 | 76.93 | 7 | 0.2
2030 | IESO_2_MISO_W | IESO | MISO_W | Internal | Summer | B9 | 800 | 140 | 0.76 | 62.85 | 69.04 | 7 | 0
2030 | IESO_2_MISO_W | IESO | MISO_W | Internal | Summer | B10 | 1262 | 140 | 0 | 62.85 | 65.63 | 7 | 0
2030 | IESO_2_MISO_W | IESO | MISO_W | Internal | Winter | B16 | 25 | 140 | 136.13 | 74.81 | 82.01 | 7 | 0.21
2030 | IESO_2_MISO_W | IESO | MISO_W | Internal | Winter | B17 | 100 | 140 | 0.42 | 71.54 | 77.42 | 7 | 0
2030 | IESO_2_MISO_W | IESO | MISO_W | Internal | Winter | B18 | 400 | 140 | 0.07 | 71.54 | 76.45 | 7 | 0
2030 | IESO_2_MISO_W | IESO | MISO_W | Internal | Winter | B19 | 700 | 140 | 0.02 | 71.54 | 72.78 | 7 | 0
2030 | IESO_2_MISO_W | IESO | MISO_W | Internal | Winter | B20 | 935 | 140 | 0 | 71.54 | 69.89 | 7 | 0
2030 | IESO_2_NYISO_A-F | IESO | NYISO_A-F | Internal | Shoulder | B11 | 25 | 1725 | 1601.79 | 76.65 | 83.66 | 7 | 0.01
2030 | IESO_2_NYISO_A-F | IESO | NYISO_A-F | Internal | Shoulder | B12 | 200 | 1725 | 1456.17 | 75.56 | 82.56 | 7 | 0
2030 | IESO_2_NYISO_A-F | IESO | NYISO_A-F | Internal | Shoulder | B13 | 600 | 1725 | 1724.96 | 69.92 | 78.09 | 7 | 1.17
2030 | IESO_2_NYISO_A-F | IESO | NYISO_A-F | Internal | Shoulder | B14 | 900 | 1725 | 1359.83 | 69.92 | 76.92 | 7 | 0
2030 | IESO_2_NYISO_A-F | IESO | NYISO_A-F | Internal | Shoulder | B15 | 1203 | 1725 | 934.28 | 69.92 | 76.92 | 7 | 0
2030 | IESO_2_NYISO_A-F | IESO | NYISO_A-F | Internal | Summer | B1 | 10 | 1725 | 3.01 | 124.34 | 130 | 7 | 0
2030 | IESO_2_NYISO_A-F | IESO | NYISO_A-F | Internal | Summer | B2 | 25 | 1725 | 1.47 | 124.34 | 130.07 | 7 | 0
2030 | IESO_2_NYISO_A-F | IESO | NYISO_A-F | Internal | Summer | B3 | 75 | 1725 | 0.44 | 124.34 | 129.97 | 7 | 0
2030 | IESO_2_NYISO_A-F | IESO | NYISO_A-F | Internal | Summer | B4 | 100 | 1725 | 1657.25 | 114.03 | 121.03 | 7 | 0
2030 | IESO_2_NYISO_A-F | IESO | NYISO_A-F | Internal | Summer | B5 | 200 | 1725 | 1724.78 | 91.49 | 99.24 | 7 | 0.75
2030 | IESO_2_NYISO_A-F | IESO | NYISO_A-F | Internal | Summer | B6 | 300 | 1725 | 1724.23 | 84.07 | 91.27 | 7 | 0.2
2030 | IESO_2_NYISO_A-F | IESO | NYISO_A-F | Internal | Summer | B7 | 400 | 1725 | 1724.9 | 73.31 | 82.97 | 7 | 2.66
2030 | IESO_2_NYISO_A-F | IESO | NYISO_A-F | Internal | Summer | B8 | 500 | 1725 | 1724.99 | 69.73 | 80.67 | 7 | 3.95
2030 | IESO_2_NYISO_A-F | IESO | NYISO_A-F | Internal | Summer | B9 | 800 | 1725 | 2896.71 | 62.85 | 78.12 | 7 | 8.27
2030 | IESO_2_NYISO_A-F | IESO | NYISO_A-F | Internal | Summer | B10 | 1262 | 1725 | 3284.88 | 62.85 | 78.12 | 7 | 8.27
2030 | IESO_2_NYISO_A-F | IESO | NYISO_A-F | Internal | Winter | B16 | 25 | 1725 | 1753.08 | 74.81 | 90.04 | 7 | 8.23
2030 | IESO_2_NYISO_A-F | IESO | NYISO_A-F | Internal | Winter | B17 | 100 | 1725 | 1725.01 | 71.54 | 82.06 | 7 | 3.52
2030 | IESO_2_NYISO_A-F | IESO | NYISO_A-F | Internal | Winter | B18 | 400 | 1725 | 1724.99 | 71.54 | 81.77 | 7 | 3.23
2030 | IESO_2_NYISO_A-F | IESO | NYISO_A-F | Internal | Winter | B19 | 700 | 1725 | 1724.95 | 71.54 | 79.12 | 7 | 0.58
2030 | IESO_2_NYISO_A-F | IESO | NYISO_A-F | Internal | Winter | B20 | 935 | 1725 | 1724.96 | 71.54 | 79.12 | 7 | 0.58
2030 | MAPP_CA_2_IESO | MAPP_CA | IESO | Internal | Shoulder | B11 | 25 | 330 | 0.23 | 78.68 | 76.65 | 8 | 0.01
2030 | MAPP_CA_2_IESO | MAPP_CA | IESO | Internal | Shoulder | B12 | 200 | 330 | 0.05 | 72.35 | 75.56 | 8 | 0
2030 | MAPP_CA_2_IESO | MAPP_CA | IESO | Internal | Shoulder | B13 | 600 | 330 | 0.01 | 71.44 | 69.92 | 8 | 0
2030 | MAPP_CA_2_IESO | MAPP_CA | IESO | Internal | Shoulder | B14 | 900 | 330 | 0.01 | 66.99 | 69.92 | 8 | 0
2030 | MAPP_CA_2_IESO | MAPP_CA | IESO | Internal | Shoulder | B15 | 1203 | 330 | 0 | 66.99 | 69.92 | 8 | 0
2030 | MAPP_CA_2_IESO | MAPP_CA | IESO | Internal | Summer | B1 | 10 | 330 | 0.54 | 126.98 | 124.34 | 8 | 0.01
2030 | MAPP_CA_2_IESO | MAPP_CA | IESO | Internal | Summer | B2 | 25 | 330 | 0.22 | 126.97 | 124.34 | 8 | 0.01
2030 | MAPP_CA_2_IESO | MAPP_CA | IESO | Internal | Summer | B3 | 75 | 330 | 0.08 | 126.97 | 124.34 | 8 | 0
2030 | MAPP_CA_2_IESO | MAPP_CA | IESO | Internal | Summer | B4 | 100 | 330 | 0.05 | 118.04 | 114.03 | 8 | 0
2030 | MAPP_CA_2_IESO | MAPP_CA | IESO | Internal | Summer | B5 | 200 | 330 | 0.03 | 96.22 | 91.49 | 8 | 0
2030 | MAPP_CA_2_IESO | MAPP_CA | IESO | Internal | Summer | B6 | 300 | 330 | 0.02 | 88.28 | 84.07 | 8 | 0
2030 | MAPP_CA_2_IESO | MAPP_CA | IESO | Internal | Summer | B7 | 400 | 330 | 0.01 | 77.51 | 73.31 | 8 | 0
2030 | MAPP_CA_2_IESO | MAPP_CA | IESO | Internal | Summer | B8 | 500 | 330 | 0.01 | 72.36 | 69.73 | 8 | 0
2030 | MAPP_CA_2_IESO | MAPP_CA | IESO | Internal | Summer | B9 | 800 | 330 | 0 | 65.62 | 62.85 | 8 | 0
2030 | MAPP_CA_2_IESO | MAPP_CA | IESO | Internal | Summer | B10 | 1262 | 330 | 0 | 65.62 | 62.85 | 8 | 0
2030 | MAPP_CA_2_IESO | MAPP_CA | IESO | Internal | Winter | B16 | 25 | 330 | 0.23 | 77.45 | 74.81 | 8 | 0.01
2030 | MAPP_CA_2_IESO | MAPP_CA | IESO | Internal | Winter | B17 | 100 | 330 | 0.06 | 72.86 | 71.54 | 8 | 0
2030 | MAPP_CA_2_IESO | MAPP_CA | IESO | Internal | Winter | B18 | 400 | 330 | 0.02 | 71.88 | 71.54 | 8 | 0
2030 | MAPP_CA_2_IESO | MAPP_CA | IESO | Internal | Winter | B19 | 700 | 330 | 0.01 | 69.88 | 71.54 | 8 | 0
2030 | MAPP_CA_2_IESO | MAPP_CA | IESO | Internal | Winter | B20 | 935 | 330 | 0 | 69.88 | 71.54 | 8 | 0
2030 | MAPP_CA_2_MAPP_US | MAPP_CA | MAPP_US | Internal | Shoulder | B11 | 25 | 372 | 0.23 | 78.68 | 76.24 | 7 | 0
2030 | MAPP_CA_2_MAPP_US | MAPP_CA | MAPP_US | Internal | Shoulder | B12 | 200 | 372 | 0.03 | 72.35 | 69.91 | 7 | 0
2030 | MAPP_CA_2_MAPP_US | MAPP_CA | MAPP_US | Internal | Shoulder | B13 | 600 | 372 | 0.01 | 71.44 | 69.01 | 7 | 0
2030 | MAPP_CA_2_MAPP_US | MAPP_CA | MAPP_US | Internal | Shoulder | B14 | 900 | 372 | 0 | 66.99 | 60.49 | 7 | 0
2030 | MAPP_CA_2_MAPP_US | MAPP_CA | MAPP_US | Internal | Shoulder | B15 | 1203 | 372 | 0 | 66.99 | 60 | 7 | 0
2030 | MAPP_CA_2_MAPP_US | MAPP_CA | MAPP_US | Internal | Summer | B1 | 10 | 372 | 0.7 | 126.98 | 127.33 | 7 | 0.01
2030 | MAPP_CA_2_MAPP_US | MAPP_CA | MAPP_US | Internal | Summer | B2 | 25 | 372 | 0.23 | 126.97 | 124.54 | 7 | 0
2030 | MAPP_CA_2_MAPP_US | MAPP_CA | MAPP_US | Internal | Summer | B3 | 75 | 372 | 0.08 | 126.97 | 124.54 | 7 | 0
2030 | MAPP_CA_2_MAPP_US | MAPP_CA | MAPP_US | Internal | Summer | B4 | 100 | 372 | 0.06 | 118.04 | 115.6 | 7 | 0
2030 | MAPP_CA_2_MAPP_US | MAPP_CA | MAPP_US | Internal | Summer | B5 | 200 | 372 | 0.03 | 96.22 | 93.79 | 7 | 0
2030 | MAPP_CA_2_MAPP_US | MAPP_CA | MAPP_US | Internal | Summer | B6 | 300 | 372 | 0.02 | 88.28 | 85.84 | 7 | 0
2030 | MAPP_CA_2_MAPP_US | MAPP_CA | MAPP_US | Internal | Summer | B7 | 400 | 372 | 0.02 | 77.51 | 75.07 | 7 | 0
2030 | MAPP_CA_2_MAPP_US | MAPP_CA | MAPP_US | Internal | Summer | B8 | 500 | 372 | 0.01 | 72.36 | 69.93 | 7 | 0
2030 | MAPP_CA_2_MAPP_US | MAPP_CA | MAPP_US | Internal | Summer | B9 | 800 | 372 | 0 | 65.62 | 62.04 | 7 | 0
2030 | MAPP_CA_2_MAPP_US | MAPP_CA | MAPP_US | Internal | Summer | B10 | 1262 | 372 | 0 | 65.62 | 58.63 | 7 | 0
2030 | MAPP_CA_2_MAPP_US | MAPP_CA | MAPP_US | Internal | Winter | B16 | 25 | 372 | 0.23 | 77.45 | 75.01 | 7 | 0
2030 | MAPP_CA_2_MAPP_US | MAPP_CA | MAPP_US | Internal | Winter | B17 | 100 | 372 | 0.06 | 72.86 | 70.42 | 7 | 0
2030 | MAPP_CA_2_MAPP_US | MAPP_CA | MAPP_US | Internal | Winter | B18 | 400 | 372 | 0.02 | 71.88 | 69.45 | 7 | 0
2030 | MAPP_CA_2_MAPP_US | MAPP_CA | MAPP_US | Internal | Winter | B19 | 700 | 372 | 0 | 69.88 | 65.78 | 7 | 0
2030 | MAPP_CA_2_MAPP_US | MAPP_CA | MAPP_US | Internal | Winter | B20 | 935 | 372 | 0 | 69.88 | 62.89 | 7 | 0
2030 | MAPP_CA_2_MISO_W | MAPP_CA | MISO_W | Internal | Shoulder | B11 | 25 | 1970 | 3784.74 | 78.68 | 83.24 | 0.01 | 4.55
2030 | MAPP_CA_2_MISO_W | MAPP_CA | MISO_W | Internal | Shoulder | B12 | 200 | 1970 | 3244.2 | 72.35 | 76.91 | 0.01 | 4.55
2030 | MAPP_CA_2_MISO_W | MAPP_CA | MISO_W | Internal | Shoulder | B13 | 600 | 1970 | 3244.71 | 71.44 | 76.01 | 0.01 | 4.55
2030 | MAPP_CA_2_MISO_W | MAPP_CA | MISO_W | Internal | Shoulder | B14 | 900 | 1970 | 1970.09 | 66.99 | 67.49 | 0.01 | 0.48
2030 | MAPP_CA_2_MISO_W | MAPP_CA | MISO_W | Internal | Shoulder | B15 | 1203 | 1970 | 573.75 | 66.99 | 67 | 0.01 | 0
2030 | MAPP_CA_2_MISO_W | MAPP_CA | MISO_W | Internal | Summer | B1 | 10 | 1970 | 4374.14 | 126.98 | 131.54 | 0.01 | 4.55
2030 | MAPP_CA_2_MISO_W | MAPP_CA | MISO_W | Internal | Summer | B2 | 25 | 1970 | 4344.37 | 126.97 | 131.54 | 0.01 | 4.55
2030 | MAPP_CA_2_MISO_W | MAPP_CA | MISO_W | Internal | Summer | B3 | 75 | 1970 | 4174.01 | 126.97 | 131.54 | 0.01 | 4.55
2030 | MAPP_CA_2_MISO_W | MAPP_CA | MISO_W | Internal | Summer | B4 | 100 | 1970 | 4044.11 | 118.04 | 122.6 | 0.01 | 4.55
2030 | MAPP_CA_2_MISO_W | MAPP_CA | MISO_W | Internal | Summer | B5 | 200 | 1970 | 3923.92 | 96.22 | 100.79 | 0.01 | 4.55
2030 | MAPP_CA_2_MISO_W | MAPP_CA | MISO_W | Internal | Summer | B6 | 300 | 1970 | 3785.42 | 88.28 | 92.84 | 0.01 | 4.55
2030 | MAPP_CA_2_MISO_W | MAPP_CA | MISO_W | Internal | Summer | B7 | 400 | 1970 | 3730.85 | 77.51 | 82.07 | 0.01 | 4.55
2030 | MAPP_CA_2_MISO_W | MAPP_CA | MISO_W | Internal | Summer | B8 | 500 | 1970 | 3608.73 | 72.36 | 76.93 | 0.01 | 4.55
2030 | MAPP_CA_2_MISO_W | MAPP_CA | MISO_W | Internal | Summer | B9 | 800 | 1970 | 1973.61 | 65.62 | 69.04 | 0.01 | 3.41
2030 | MAPP_CA_2_MISO_W | MAPP_CA | MISO_W | Internal | Summer | B10 | 1262 | 1970 | 629.13 | 65.62 | 65.63 | 0.01 | 0
2030 | MAPP_CA_2_MISO_W | MAPP_CA | MISO_W | Internal | Winter | B16 | 25 | 1970 | 3047.82 | 77.45 | 82.01 | 0.01 | 4.55
2030 | MAPP_CA_2_MISO_W | MAPP_CA | MISO_W | Internal | Winter | B17 | 100 | 1970 | 2695.76 | 72.86 | 77.42 | 0.01 | 4.55
2030 | MAPP_CA_2_MISO_W | MAPP_CA | MISO_W | Internal | Winter | B18 | 400 | 1970 | 2712.99 | 71.88 | 76.45 | 0.01 | 4.55
2030 | MAPP_CA_2_MISO_W | MAPP_CA | MISO_W | Internal | Winter | B19 | 700 | 1970 | 1970.28 | 69.88 | 72.78 | 0.01 | 2.89
2030 | MAPP_CA_2_MISO_W | MAPP_CA | MISO_W | Internal | Winter | B20 | 935 | 1970 | 243.71 | 69.88 | 69.89 | 0.01 | 0
2030 | MAPP_US_2_MAPP_CA | MAPP_US | MAPP_CA | Internal | Shoulder | B11 | 25 | 165 | 0.41 | 76.24 | 78.68 | 7 | 0.01
2030 | MAPP_US_2_MAPP_CA | MAPP_US | MAPP_CA | Internal | Shoulder | B12 | 200 | 165 | 0.06 | 69.91 | 72.35 | 7 | 0
2030 | MAPP_US_2_MAPP_CA | MAPP_US | MAPP_CA | Internal | Shoulder | B13 | 600 | 165 | 0.02 | 69.01 | 71.44 | 7 | 0
2030 | MAPP_US_2_MAPP_CA | MAPP_US | MAPP_CA | Internal | Shoulder | B14 | 900 | 165 | 0.06 | 60.49 | 66.99 | 7 | 0
2030 | MAPP_US_2_MAPP_CA | MAPP_US | MAPP_CA | Internal | Shoulder | B15 | 1203 | 165 | 1.64 | 60 | 66.99 | 7 | 0
2030 | MAPP_US_2_MAPP_CA | MAPP_US | MAPP_CA | Internal | Summer | B1 | 10 | 165 | 0.69 | 127.33 | 126.98 | 7 | 0.03
2030 | MAPP_US_2_MAPP_CA | MAPP_US | MAPP_CA | Internal | Summer | B2 | 25 | 165 | 0.41 | 124.54 | 126.97 | 7 | 0.01
2030 | MAPP_US_2_MAPP_CA | MAPP_US | MAPP_CA | Internal | Summer | B3 | 75 | 165 | 0.14 | 124.54 | 126.97 | 7 | 0
2030 | MAPP_US_2_MAPP_CA | MAPP_US | MAPP_CA | Internal | Summer | B4 | 100 | 165 | 0.11 | 115.6 | 118.04 | 7 | 0
2030 | MAPP_US_2_MAPP_CA | MAPP_US | MAPP_CA | Internal | Summer | B5 | 200 | 165 | 0.06 | 93.79 | 96.22 | 7 | 0
2030 | MAPP_US_2_MAPP_CA | MAPP_US | MAPP_CA | Internal | Summer | B6 | 300 | 165 | 0.04 | 85.84 | 88.28 | 7 | 0
2030 | MAPP_US_2_MAPP_CA | MAPP_US | MAPP_CA | Internal | Summer | B7 | 400 | 165 | 0.03 | 75.07 | 77.51 | 7 | 0
2030 | MAPP_US_2_MAPP_CA | MAPP_US | MAPP_CA | Internal | Summer | B8 | 500 | 165 | 0.02 | 69.93 | 72.36 | 7 | 0
2030 | MAPP_US_2_MAPP_CA | MAPP_US | MAPP_CA | Internal | Summer | B9 | 800 | 165 | 0.02 | 62.04 | 65.62 | 7 | 0
2030 | MAPP_US_2_MAPP_CA | MAPP_US | MAPP_CA | Internal | Summer | B10 | 1262 | 165 | 1.62 | 58.63 | 65.62 | 7 | 0
2030 | MAPP_US_2_MAPP_CA | MAPP_US | MAPP_CA | Internal | Winter | B16 | 25 | 165 | 0.42 | 75.01 | 77.45 | 7 | 0.01
2030 | MAPP_US_2_MAPP_CA | MAPP_US | MAPP_CA | Internal | Winter | B17 | 100 | 165 | 0.11 | 70.42 | 72.86 | 7 | 0
2030 | MAPP_US_2_MAPP_CA | MAPP_US | MAPP_CA | Internal | Winter | B18 | 400 | 165 | 0.03 | 69.45 | 71.88 | 7 | 0
2030 | MAPP_US_2_MAPP_CA | MAPP_US | MAPP_CA | Internal | Winter | B19 | 700 | 165 | 0.02 | 65.78 | 69.88 | 7 | 0
2030 | MAPP_US_2_MAPP_CA | MAPP_US | MAPP_CA | Internal | Winter | B20 | 935 | 165 | 2.11 | 62.89 | 69.88 | 7 | 0
2030 | MAPP_US_2_MISO_W | MAPP_US | MISO_W | Internal | Shoulder | B11 | 25 | 2635 | 1341.77 | 76.24 | 83.24 | 7 | 0
2030 | MAPP_US_2_MISO_W | MAPP_US | MISO_W | Internal | Shoulder | B12 | 200 | 2635 | 1718.6 | 69.91 | 76.91 | 7 | 0
2030 | MAPP_US_2_MISO_W | MAPP_US | MISO_W | Internal | Shoulder | B13 | 600 | 2635 | 1955.45 | 69.01 | 76.01 | 7 | 0
2030 | MAPP_US_2_MISO_W | MAPP_US | MISO_W | Internal | Shoulder | B14 | 900 | 2635 | 915.75 | 60.49 | 67.49 | 7 | 0
2030 | MAPP_US_2_MISO_W | MAPP_US | MISO_W | Internal | Shoulder | B15 | 1203 | 2635 | 1216.72 | 60 | 67 | 7 | 0
2030 | MAPP_US_2_MISO_W | MAPP_US | MISO_W | Internal | Summer | B1 | 10 | 2635 | 2.38 | 127.33 | 131.54 | 7 | 0
2030 | MAPP_US_2_MISO_W | MAPP_US | MISO_W | Internal | Summer | B2 | 25 | 2635 | 664.55 | 124.54 | 131.54 | 7 | 0
2030 | MAPP_US_2_MISO_W | MAPP_US | MISO_W | Internal | Summer | B3 | 75 | 2635 | 559.66 | 124.54 | 131.54 | 7 | 0
2030 | MAPP_US_2_MISO_W | MAPP_US | MISO_W | Internal | Summer | B4 | 100 | 2635 | 880.37 | 115.6 | 122.6 | 7 | 0
2030 | MAPP_US_2_MISO_W | MAPP_US | MISO_W | Internal | Summer | B5 | 200 | 2635 | 586.2 | 93.79 | 100.79 | 7 | 0
2030 | MAPP_US_2_MISO_W | MAPP_US | MISO_W | Internal | Summer | B6 | 300 | 2635 | 418.87 | 85.84 | 92.84 | 7 | 0
2030 | MAPP_US_2_MISO_W | MAPP_US | MISO_W | Internal | Summer | B7 | 400 | 2635 | 787.23 | 75.07 | 82.07 | 7 | 0
2030 | MAPP_US_2_MISO_W | MAPP_US | MISO_W | Internal | Summer | B8 | 500 | 2635 | 1748.65 | 69.93 | 76.93 | 7 | 0
2030 | MAPP_US_2_MISO_W | MAPP_US | MISO_W | Internal | Summer | B9 | 800 | 2635 | 1151.05 | 62.04 | 69.04 | 7 | 0
2030 | MAPP_US_2_MISO_W | MAPP_US | MISO_W | Internal | Summer | B10 | 1262 | 2635 | 1247.3 | 58.63 | 65.63 | 7 | 0
2030 | MAPP_US_2_MISO_W | MAPP_US | MISO_W | Internal | Winter | B16 | 25 | 2635 | 3443.14 | 75.01 | 82.01 | 7 | 0
2030 | MAPP_US_2_MISO_W | MAPP_US | MISO_W | Internal | Winter | B17 | 100 | 2635 | 2473.28 | 70.42 | 77.42 | 7 | 0
2030 | MAPP_US_2_MISO_W | MAPP_US | MISO_W | Internal | Winter | B18 | 400 | 2635 | 2207.53 | 69.45 | 76.45 | 7 | 0
2030 | MAPP_US_2_MISO_W | MAPP_US | MISO_W | Internal | Winter | B19 | 700 | 2635 | 621.81 | 65.78 | 72.78 | 7 | 0
2030 | MAPP_US_2_MISO_W | MAPP_US | MISO_W | Internal | Winter | B20 | 935 | 2635 | 1029.25 | 62.89 | 69.89 | 7 | 0
2030 | MAPP_US_2_NE | MAPP_US | NE | Internal | Shoulder | B11 | 25 | 2000 | 0.48 | 76.24 | 77.57 | 7 | 0
2030 | MAPP_US_2_NE | MAPP_US | NE | Internal | Shoulder | B12 | 200 | 2000 | 0.05 | 69.91 | 69.32 | 7 | 0
2030 | MAPP_US_2_NE | MAPP_US | NE | Internal | Shoulder | B13 | 600 | 2000 | 0.02 | 69.01 | 68.42 | 7 | 0
2030 | MAPP_US_2_NE | MAPP_US | NE | Internal | Shoulder | B14 | 900 | 2000 | 0.01 | 60.49 | 59.9 | 7 | 0
2030 | MAPP_US_2_NE | MAPP_US | NE | Internal | Shoulder | B15 | 1203 | 2000 | 0 | 60 | 59.42 | 7 | 0
2030 | MAPP_US_2_NE | MAPP_US | NE | Internal | Summer | B1 | 10 | 2000 | 0.68 | 127.33 | 123.95 | 7 | 0
2030 | MAPP_US_2_NE | MAPP_US | NE | Internal | Summer | B2 | 25 | 2000 | 0.44 | 124.54 | 125.46 | 7 | 0
2030 | MAPP_US_2_NE | MAPP_US | NE | Internal | Summer | B3 | 75 | 2000 | 0.19 | 124.54 | 126.54 | 7 | 0
2030 | MAPP_US_2_NE | MAPP_US | NE | Internal | Summer | B4 | 100 | 2000 | 0.4 | 115.6 | 120.99 | 7 | 0
2030 | MAPP_US_2_NE | MAPP_US | NE | Internal | Summer | B5 | 200 | 2000 | 0.12 | 93.79 | 98.67 | 7 | 0
2030 | MAPP_US_2_NE | MAPP_US | NE | Internal | Summer | B6 | 300 | 2000 | 0.05 | 85.84 | 87.84 | 7 | 0
2030 | MAPP_US_2_NE | MAPP_US | NE | Internal | Summer | B7 | 400 | 2000 | 393.32 | 75.07 | 82.07 | 7 | 0
2030 | MAPP_US_2_NE | MAPP_US | NE | Internal | Summer | B8 | 500 | 2000 | 0.04 | 69.93 | 72.82 | 7 | 0
2030 | MAPP_US_2_NE | MAPP_US | NE | Internal | Summer | B9 | 800 | 2000 | 0.03 | 62.04 | 66.92 | 7 | 0
2030 | MAPP_US_2_NE | MAPP_US | NE | Internal | Summer | B10 | 1262 | 2000 | 0 | 58.63 | 58.04 | 7 | 0
2030 | MAPP_US_2_NE | MAPP_US | NE | Internal | Winter | B16 | 25 | 2000 | 0.37 | 75.01 | 74.43 | 7 | 0
2030 | MAPP_US_2_NE | MAPP_US | NE | Internal | Winter | B17 | 100 | 2000 | 0.1 | 70.42 | 69.84 | 7 | 0
2030 | MAPP_US_2_NE | MAPP_US | NE | Internal | Winter | B18 | 400 | 2000 | 0.03 | 69.45 | 68.86 | 7 | 0
2030 | MAPP_US_2_NE | MAPP_US | NE | Internal | Winter | B19 | 700 | 2000 | 0.01 | 65.78 | 65.2 | 7 | 0
2030 | MAPP_US_2_NE | MAPP_US | NE | Internal | Winter | B20 | 935 | 2000 | 0.01 | 62.89 | 62.31 | 7 | 0
2030 | MARITIMES_2_NEISO | MARITIMES | NEISO | Internal | Shoulder | B11 | 25 | 99999 | 1411.14 | 81.15 | 81.17 | 0.01 | 0
2030 | MARITIMES_2_NEISO | MARITIMES | NEISO | Internal | Shoulder | B12 | 200 | 99999 | 1411.07 | 81.85 | 81.86 | 0.01 | 0
2030 | MARITIMES_2_NEISO | MARITIMES | NEISO | Internal | Shoulder | B13 | 600 | 99999 | 1410.62 | 76.27 | 76.28 | 0.01 | 0
2030 | MARITIMES_2_NEISO | MARITIMES | NEISO | Internal | Shoulder | B14 | 900 | 99999 | 1409.85 | 76.27 | 76.28 | 0.01 | 0
2030 | MARITIMES_2_NEISO | MARITIMES | NEISO | Internal | Shoulder | B15 | 1203 | 99999 | 434.15 | 76.27 | 76.28 | 0.01 | 0
2030 | MARITIMES_2_NEISO | MARITIMES | NEISO | Internal | Summer | B1 | 10 | 99999 | 1417.36 | 129.3 | 129.31 | 0.01 | 0
2030 | MARITIMES_2_NEISO | MARITIMES | NEISO | Internal | Summer | B2 | 25 | 99999 | 1416.66 | 127.89 | 127.9 | 0.01 | 0
2030 | MARITIMES_2_NEISO | MARITIMES | NEISO | Internal | Summer | B3 | 75 | 99999 | 1415.28 | 127.45 | 127.46 | 0.01 | 0
2030 | MARITIMES_2_NEISO | MARITIMES | NEISO | Internal | Summer | B4 | 100 | 99999 | 1414.01 | 118.52 | 118.53 | 0.01 | 0
2030 | MARITIMES_2_NEISO | MARITIMES | NEISO | Internal | Summer | B5 | 200 | 99999 | 1413.32 | 96.72 | 96.74 | 0.01 | 0
2030 | MARITIMES_2_NEISO | MARITIMES | NEISO | Internal | Summer | B6 | 300 | 99999 | 1412.49 | 88.75 | 88.77 | 0.01 | 0
2030 | MARITIMES_2_NEISO | MARITIMES | NEISO | Internal | Summer | B7 | 400 | 99999 | 1411.58 | 80.91 | 80.92 | 0.01 | 0
2030 | MARITIMES_2_NEISO | MARITIMES | NEISO | Internal | Summer | B8 | 500 | 99999 | 1410.88 | 80.91 | 80.92 | 0.01 | 0
2030 | MARITIMES_2_NEISO | MARITIMES | NEISO | Internal | Summer | B9 | 800 | 99999 | 1410.02 | 78.17 | 78.18 | 0.01 | 0
2030 | MARITIMES_2_NEISO | MARITIMES | NEISO | Internal | Summer | B10 | 1262 | 99999 | 244.11 | 78.17 | 78.18 | 0.01 | 0
2030 | MARITIMES_2_NEISO | MARITIMES | NEISO | Internal | Winter | B16 | 25 | 99999 | 1412.69 | 89.39 | 89.4 | 0.01 | 0
2030 | MARITIMES_2_NEISO | MARITIMES | NEISO | Internal | Winter | B17 | 100 | 99999 | 1412.11 | 82.11 | 82.12 | 0.01 | 0
2030 | MARITIMES_2_NEISO | MARITIMES | NEISO | Internal | Winter | B18 | 400 | 99999 | 1411.63 | 82.11 | 82.12 | 0.01 | 0
2030 | MARITIMES_2_NEISO | MARITIMES | NEISO | Internal | Winter | B19 | 700 | 99999 | 1410.74 | 82.11 | 82.12 | 0.01 | 0
2030 | MARITIMES_2_NEISO | MARITIMES | NEISO | Internal | Winter | B20 | 935 | 99999 | 484.57 | 82.11 | 82.12 | 0.01 | 0
2030 | MISO_IN_2_MISO_MI | MISO_IN | MISO_MI | Internal | Shoulder | B11 | 25 | 5000 | 43.22 | 90.69 | 90.68 | 0.01 | 0
2030 | MISO_IN_2_MISO_MI | MISO_IN | MISO_MI | Internal | Shoulder | B12 | 200 | 5000 | 6.6 | 85.9 | 85.89 | 0.01 | 0
2030 | MISO_IN_2_MISO_MI | MISO_IN | MISO_MI | Internal | Shoulder | B13 | 600 | 5000 | 2.35 | 85 | 84.99 | 0.01 | 0
2030 | MISO_IN_2_MISO_MI | MISO_IN | MISO_MI | Internal | Shoulder | B14 | 900 | 5000 | 1.6 | 76.48 | 76.47 | 0.01 | 0
2030 | MISO_IN_2_MISO_MI | MISO_IN | MISO_MI | Internal | Shoulder | B15 | 1203 | 5000 | 1.22 | 76 | 75.98 | 0.01 | 0
2030 | MISO_IN_2_MISO_MI | MISO_IN | MISO_MI | Internal | Summer | B1 | 10 | 5000 | 95.6 | 140.53 | 140.52 | 0.01 | 0
2030 | MISO_IN_2_MISO_MI | MISO_IN | MISO_MI | Internal | Summer | B2 | 25 | 5000 | 42.69 | 140.53 | 140.52 | 0.01 | 0
2030 | MISO_IN_2_MISO_MI | MISO_IN | MISO_MI | Internal | Summer | B3 | 75 | 5000 | 16.01 | 140.53 | 140.52 | 0.01 | 0
2030 | MISO_IN_2_MISO_MI | MISO_IN | MISO_MI | Internal | Summer | B4 | 100 | 5000 | 12.31 | 130.22 | 130.21 | 0.01 | 0
2030 | MISO_IN_2_MISO_MI | MISO_IN | MISO_MI | Internal | Summer | B5 | 200 | 5000 | 6.52 | 107.68 | 107.67 | 0.01 | 0
2030 | MISO_IN_2_MISO_MI | MISO_IN | MISO_MI | Internal | Summer | B6 | 300 | 5000 | 4.48 | 100.27 | 100.25 | 0.01 | 0
2030 | MISO_IN_2_MISO_MI | MISO_IN | MISO_MI | Internal | Summer | B7 | 400 | 5000 | 3.42 | 89.5 | 89.49 | 0.01 | 0
2030 | MISO_IN_2_MISO_MI | MISO_IN | MISO_MI | Internal | Summer | B8 | 500 | 5000 | 2.77 | 85.92 | 85.91 | 0.01 | 0
2030 | MISO_IN_2_MISO_MI | MISO_IN | MISO_MI | Internal | Summer | B9 | 800 | 5000 | 1.79 | 76.55 | 76.54 | 0.01 | 0
2030 | MISO_IN_2_MISO_MI | MISO_IN | MISO_MI | Internal | Summer | B10 | 1262 | 5000 | 1.17 | 74.62 | 74.61 | 0.01 | 0
2030 | MISO_IN_2_MISO_MI | MISO_IN | MISO_MI | Internal | Winter | B16 | 25 | 5000 | 42.76 | 91 | 90.99 | 0.01 | 0
2030 | MISO_IN_2_MISO_MI | MISO_IN | MISO_MI | Internal | Winter | B17 | 100 | 5000 | 12.36 | 86.42 | 86.41 | 0.01 | 0
2030 | MISO_IN_2_MISO_MI | MISO_IN | MISO_MI | Internal | Winter | B18 | 400 | 5000 | 3.43 | 85.44 | 85.43 | 0.01 | 0
2030 | MISO_IN_2_MISO_MI | MISO_IN | MISO_MI | Internal | Winter | B19 | 700 | 5000 | 2.03 | 81.78 | 81.76 | 0.01 | 0
2030 | MISO_IN_2_MISO_MI | MISO_IN | MISO_MI | Internal | Winter | B20 | 935 | 5000 | 1.55 | 78.89 | 78.88 | 0.01 | 0
2030 | MISO_IN_2_MISO_MO-IL | MISO_IN | MISO_MO-IL | Internal | Shoulder | B11 | 25 | 5000 | 2411.87 | 90.69 | 90.7 | 0.01 | 0
2030 | MISO_IN_2_MISO_MO-IL | MISO_IN | MISO_MO-IL | Internal | Shoulder | B12 | 200 | 5000 | 1413.17 | 85.9 | 85.91 | 0.01 | 0
2030 | MISO_IN_2_MISO_MO-IL | MISO_IN | MISO_MO-IL | Internal | Shoulder | B13 | 600 | 5000 | 1205.42 | 85 | 85.01 | 0.01 | 0
2030 | MISO_IN_2_MISO_MO-IL | MISO_IN | MISO_MO-IL | Internal | Shoulder | B14 | 900 | 5000 | 587.66 | 76.48 | 76.49 | 0.01 | 0
2030 | MISO_IN_2_MISO_MO-IL | MISO_IN | MISO_MO-IL | Internal | Shoulder | B15 | 1203 | 5000 | 1.13 | 76 | 75.98 | 0.01 | 0
2030 | MISO_IN_2_MISO_MO-IL | MISO_IN | MISO_MO-IL | Internal | Summer | B1 | 10 | 5000 | 4996.3 | 140.53 | 140.9 | 0.01 | 0.35
2030 | MISO_IN_2_MISO_MO-IL | MISO_IN | MISO_MO-IL | Internal | Summer | B2 | 25 | 5000 | 4998.49 | 140.53 | 140.9 | 0.01 | 0.36
2030 | MISO_IN_2_MISO_MO-IL | MISO_IN | MISO_MO-IL | Internal | Summer | B3 | 75 | 5000 | 4999.53 | 140.53 | 140.9 | 0.01 | 0.36
2030 | MISO_IN_2_MISO_MO-IL | MISO_IN | MISO_MO-IL | Internal | Summer | B4 | 100 | 5000 | 4571.7 | 130.22 | 130.23 | 0.01 | 0
2030 | MISO_IN_2_MISO_MO-IL | MISO_IN | MISO_MO-IL | Internal | Summer | B5 | 200 | 5000 | 4462.98 | 107.68 | 107.7 | 0.01 | 0
2030 | MISO_IN_2_MISO_MO-IL | MISO_IN | MISO_MO-IL | Internal | Summer | B6 | 300 | 5000 | 3734.09 | 100.27 | 100.28 | 0.01 | 0
2030 | MISO_IN_2_MISO_MO-IL | MISO_IN | MISO_MO-IL | Internal | Summer | B7 | 400 | 5000 | 3335.08 | 89.5 | 89.51 | 0.01 | 0
2030 | MISO_IN_2_MISO_MO-IL | MISO_IN | MISO_MO-IL | Internal | Summer | B8 | 500 | 5000 | 2843.85 | 85.92 | 85.93 | 0.01 | 0
2030 | MISO_IN_2_MISO_MO-IL | MISO_IN | MISO_MO-IL | Internal | Summer | B9 | 800 | 5000 | 1583.47 | 76.55 | 76.56 | 0.01 | 0
2030 | MISO_IN_2_MISO_MO-IL | MISO_IN | MISO_MO-IL | Internal | Summer | B10 | 1262 | 5000 | 1.32 | 74.62 | 74.61 | 0.01 | 0
2030 | MISO_IN_2_MISO_MO-IL | MISO_IN | MISO_MO-IL | Internal | Winter | B16 | 25 | 5000 | 1724.23 | 91 | 91.02 | 0.01 | 0
2030 | MISO_IN_2_MISO_MO-IL | MISO_IN | MISO_MO-IL | Internal | Winter | B17 | 100 | 5000 | 1470.26 | 86.42 | 86.43 | 0.01 | 0
2030 | MISO_IN_2_MISO_MO-IL | MISO_IN | MISO_MO-IL | Internal | Winter | B18 | 400 | 5000 | 1275.78 | 85.44 | 85.45 | 0.01 | 0
2030 | MISO_IN_2_MISO_MO-IL | MISO_IN | MISO_MO-IL | Internal | Winter | B19 | 700 | 5000 | 761.13 | 81.78 | 81.79 | 0.01 | 0
2030 | MISO_IN_2_MISO_MO-IL | MISO_IN | MISO_MO-IL | Internal | Winter | B20 | 935 | 5000 | 1.43 | 78.89 | 78.88 | 0.01 | 0
2030 | MISO_IN_2_NonRTO_Midwest | MISO_IN | NonRTO_Midwest | Internal | Shoulder | B11 | 25 | 4800 | 1042.14 | 90.69 | 98.69 | 8 | 0
2030 | MISO_IN_2_NonRTO_Midwest | MISO_IN | NonRTO_Midwest | Internal | Shoulder | B12 | 200 | 4800 | 471.43 | 85.9 | 93.9 | 8 | 0
2030 | MISO_IN_2_NonRTO_Midwest | MISO_IN | NonRTO_Midwest | Internal | Shoulder | B13 | 600 | 4800 | 271.04 | 85 | 93 | 8 | 0
2030 | MISO_IN_2_NonRTO_Midwest | MISO_IN | NonRTO_Midwest | Internal | Shoulder | B14 | 900 | 4800 | 827.21 | 76.48 | 84.48 | 8 | 0
2030 | MISO_IN_2_NonRTO_Midwest | MISO_IN | NonRTO_Midwest | Internal | Shoulder | B15 | 1203 | 4800 | 0.88 | 76 | 83.72 | 8 | 0
2030 | MISO_IN_2_NonRTO_Midwest | MISO_IN | NonRTO_Midwest | Internal | Summer | B1 | 10 | 4800 | 5.85 | 140.53 | 147.33 | 8 | 0
2030 | MISO_IN_2_NonRTO_Midwest | MISO_IN | NonRTO_Midwest | Internal | Summer | B2 | 25 | 4800 | 2.32 | 140.53 | 147.32 | 8 | 0
2030 | MISO_IN_2_NonRTO_Midwest | MISO_IN | NonRTO_Midwest | Internal | Summer | B3 | 75 | 4800 | 0.85 | 140.53 | 147.31 | 8 | 0
2030 | MISO_IN_2_NonRTO_Midwest | MISO_IN | NonRTO_Midwest | Internal | Summer | B4 | 100 | 4800 | 1773.94 | 130.22 | 138.22 | 8 | 0
2030 | MISO_IN_2_NonRTO_Midwest | MISO_IN | NonRTO_Midwest | Internal | Summer | B5 | 200 | 4800 | 1471.65 | 107.68 | 115.68 | 8 | 0
2030 | MISO_IN_2_NonRTO_Midwest | MISO_IN | NonRTO_Midwest | Internal | Summer | B6 | 300 | 4800 | 1012.04 | 100.27 | 108.27 | 8 | 0
2030 | MISO_IN_2_NonRTO_Midwest | MISO_IN | NonRTO_Midwest | Internal | Summer | B7 | 400 | 4800 | 1252.92 | 89.5 | 97.5 | 8 | 0
2030 | MISO_IN_2_NonRTO_Midwest | MISO_IN | NonRTO_Midwest | Internal | Summer | B8 | 500 | 4800 | 1456.64 | 85.92 | 93.92 | 8 | 0
2030 | MISO_IN_2_NonRTO_Midwest | MISO_IN | NonRTO_Midwest | Internal | Summer | B9 | 800 | 4800 | 835.99 | 76.55 | 84.55 | 8 | 0
2030 | MISO_IN_2_NonRTO_Midwest | MISO_IN | NonRTO_Midwest | Internal | Summer | B10 | 1262 | 4800 | 0.45 | 74.62 | 78.06 | 8 | 0
2030 | MISO_IN_2_NonRTO_Midwest | MISO_IN | NonRTO_Midwest | Internal | Winter | B16 | 25 | 4800 | 3559.4 | 91 | 99 | 8 | 0
2030 | MISO_IN_2_NonRTO_Midwest | MISO_IN | NonRTO_Midwest | Internal | Winter | B17 | 100 | 4800 | 2554.19 | 86.42 | 94.42 | 8 | 0
2030 | MISO_IN_2_NonRTO_Midwest | MISO_IN | NonRTO_Midwest | Internal | Winter | B18 | 400 | 4800 | 1799.11 | 85.44 | 93.44 | 8 | 0
2030 | MISO_IN_2_NonRTO_Midwest | MISO_IN | NonRTO_Midwest | Internal | Winter | B19 | 700 | 4800 | 2235.13 | 81.78 | 89.78 | 8 | 0
2030 | MISO_IN_2_NonRTO_Midwest | MISO_IN | NonRTO_Midwest | Internal | Winter | B20 | 935 | 4800 | 1403.86 | 78.89 | 86.89 | 8 | 0
2030 | MISO_IN_2_PJM_ROR | MISO_IN | PJM_ROR | Internal | Shoulder | B11 | 25 | 992 | 2 | 90.69 | 92.13 | 2 | 0
2030 | MISO_IN_2_PJM_ROR | MISO_IN | PJM_ROR | Internal | Shoulder | B12 | 200 | 992 | 0.14 | 85.9 | 85.79 | 2 | 0
2030 | MISO_IN_2_PJM_ROR | MISO_IN | PJM_ROR | Internal | Shoulder | B13 | 600 | 992 | 0.05 | 85 | 84.89 | 2 | 0
2030 | MISO_IN_2_PJM_ROR | MISO_IN | PJM_ROR | Internal | Shoulder | B14 | 900 | 992 | 0.03 | 76.48 | 76.37 | 2 | 0
2030 | MISO_IN_2_PJM_ROR | MISO_IN | PJM_ROR | Internal | Shoulder | B15 | 1203 | 992 | 0.02 | 76 | 75.89 | 2 | 0
2030 | MISO_IN_2_PJM_ROR | MISO_IN | PJM_ROR | Internal | Summer | B1 | 10 | 992 | 2.46 | 140.53 | 140.42 | 2 | 0
2030 | MISO_IN_2_PJM_ROR | MISO_IN | PJM_ROR | Internal | Summer | B2 | 25 | 992 | 1.03 | 140.53 | 140.42 | 2 | 0
2030 | MISO_IN_2_PJM_ROR | MISO_IN | PJM_ROR | Internal | Summer | B3 | 75 | 992 | 0.37 | 140.53 | 140.42 | 2 | 0
2030 | MISO_IN_2_PJM_ROR | MISO_IN | PJM_ROR | Internal | Summer | B4 | 100 | 992 | 0.58 | 130.22 | 131.49 | 2 | 0
2030 | MISO_IN_2_PJM_ROR | MISO_IN | PJM_ROR | Internal | Summer | B5 | 200 | 992 | 9.29 | 107.68 | 109.67 | 2 | 0
2030 | MISO_IN_2_PJM_ROR | MISO_IN | PJM_ROR | Internal | Summer | B6 | 300 | 992 | 0.24 | 100.27 | 101.72 | 2 | 0
2030 | MISO_IN_2_PJM_ROR | MISO_IN | PJM_ROR | Internal | Summer | B7 | 400 | 992 | 0.19 | 89.5 | 90.96 | 2 | 0
2030 | MISO_IN_2_PJM_ROR | MISO_IN | PJM_ROR | Internal | Summer | B8 | 500 | 992 | 0.06 | 85.92 | 85.81 | 2 | 0
2030 | MISO_IN_2_PJM_ROR | MISO_IN | PJM_ROR | Internal | Summer | B9 | 800 | 992 | 0.09 | 76.55 | 77.93 | 2 | 0
2030 | MISO_IN_2_PJM_ROR | MISO_IN | PJM_ROR | Internal | Summer | B10 | 1262 | 992 | 0.02 | 74.62 | 74.51 | 2 | 0
2030 | MISO_IN_2_PJM_ROR | MISO_IN | PJM_ROR | Internal | Winter | B16 | 25 | 992 | 1.02 | 91 | 90.89 | 2 | 0
2030 | MISO_IN_2_PJM_ROR | MISO_IN | PJM_ROR | Internal | Winter | B17 | 100 | 992 | 0.27 | 86.42 | 86.31 | 2 | 0
2030 | MISO_IN_2_PJM_ROR | MISO_IN | PJM_ROR | Internal | Winter | B18 | 400 | 992 | 0.07 | 85.44 | 85.33 | 2 | 0
2030 | MISO_IN_2_PJM_ROR | MISO_IN | PJM_ROR | Internal | Winter | B19 | 700 | 992 | 0.04 | 81.78 | 81.67 | 2 | 0
2030 | MISO_IN_2_PJM_ROR | MISO_IN | PJM_ROR | Internal | Winter | B20 | 935 | 992 | 0.03 | 78.89 | 78.78 | 2 | 0
2030 | MISO_MI_2_IESO | MISO_MI | IESO | Internal | Shoulder | B11 | 25 | 1580 | 0.13 | 90.68 | 76.65 | 8 | 0
2030 | MISO_MI_2_IESO | MISO_MI | IESO | Internal | Shoulder | B12 | 200 | 1580 | 0.02 | 85.89 | 75.56 | 8 | 0
2030 | MISO_MI_2_IESO | MISO_MI | IESO | Internal | Shoulder | B13 | 600 | 1580 | 0 | 84.99 | 69.92 | 8 | 0
2030 | MISO_MI_2_IESO | MISO_MI | IESO | Internal | Shoulder | B14 | 900 | 1580 | 0 | 76.47 | 69.92 | 8 | 0
2030 | MISO_MI_2_IESO | MISO_MI | IESO | Internal | Shoulder | B15 | 1203 | 1580 | 0 | 75.98 | 69.92 | 8 | 0
2030 | MISO_MI_2_IESO | MISO_MI | IESO | Internal | Summer | B1 | 10 | 1580 | 0.31 | 140.52 | 124.34 | 8 | 0
2030 | MISO_MI_2_IESO | MISO_MI | IESO | Internal | Summer | B2 | 25 | 1580 | 0.13 | 140.52 | 124.34 | 8 | 0
2030 | MISO_MI_2_IESO | MISO_MI | IESO | Internal | Summer | B3 | 75 | 1580 | 0.04 | 140.52 | 124.34 | 8 | 0
2030 | MISO_MI_2_IESO | MISO_MI | IESO | Internal | Summer | B4 | 100 | 1580 | 0.03 | 130.21 | 114.03 | 8 | 0
2030 | MISO_MI_2_IESO | MISO_MI | IESO | Internal | Summer | B5 | 200 | 1580 | 0.02 | 107.67 | 91.49 | 8 | 0
2030 | MISO_MI_2_IESO | MISO_MI | IESO | Internal | Summer | B6 | 300 | 1580 | 0.01 | 100.25 | 84.07 | 8 | 0
2030 | MISO_MI_2_IESO | MISO_MI | IESO | Internal | Summer | B7 | 400 | 1580 | 0 | 89.49 | 73.31 | 8 | 0
2030 | MISO_MI_2_IESO | MISO_MI | IESO | Internal | Summer | B8 | 500 | 1580 | 0 | 85.91 | 69.73 | 8 | 0
2030 | MISO_MI_2_IESO | MISO_MI | IESO | Internal | Summer | B9 | 800 | 1580 | 0 | 76.54 | 62.85 | 8 | 0
2030 | MISO_MI_2_IESO | MISO_MI | IESO | Internal | Summer | B10 | 1262 | 1580 | 0 | 74.61 | 62.85 | 8 | 0
2030 | MISO_MI_2_IESO | MISO_MI | IESO | Internal | Winter | B16 | 25 | 1580 | 0.13 | 90.99 | 74.81 | 8 | 0
2030 | MISO_MI_2_IESO | MISO_MI | IESO | Internal | Winter | B17 | 100 | 1580 | 0.03 | 86.41 | 71.54 | 8 | 0
2030 | MISO_MI_2_IESO | MISO_MI | IESO | Internal | Winter | B18 | 400 | 1580 | 0 | 85.43 | 71.54 | 8 | 0
2030 | MISO_MI_2_IESO | MISO_MI | IESO | Internal | Winter | B19 | 700 | 1580 | 0 | 81.76 | 71.54 | 8 | 0
2030 | MISO_MI_2_IESO | MISO_MI | IESO | Internal | Winter | B20 | 935 | 1580 | 0 | 78.88 | 71.54 | 8 | 0
2030 | MISO_MI_2_MISO_IN | MISO_MI | MISO_IN | Internal | Shoulder | B11 | 25 | 2045 | 11686.45 | 90.68 | 90.69 | 0.01 | 0
2030 | MISO_MI_2_MISO_IN | MISO_MI | MISO_IN | Internal | Shoulder | B12 | 200 | 2045 | 10545.29 | 85.89 | 85.9 | 0.01 | 0
2030 | MISO_MI_2_MISO_IN | MISO_MI | MISO_IN | Internal | Shoulder | B13 | 600 | 2045 | 11715.56 | 84.99 | 85 | 0.01 | 0
2030 | MISO_MI_2_MISO_IN | MISO_MI | MISO_IN | Internal | Shoulder | B14 | 900 | 2045 | 11317.21 | 76.47 | 76.48 | 0.01 | 0
2030 | MISO_MI_2_MISO_IN | MISO_MI | MISO_IN | Internal | Shoulder | B15 | 1203 | 2045 | 7574.68 | 75.98 | 76 | 0.01 | 0
2030 | MISO_MI_2_MISO_IN | MISO_MI | MISO_IN | Internal | Summer | B1 | 10 | 2045 | 16620.38 | 140.52 | 140.53 | 0.01 | 0
2030 | MISO_MI_2_MISO_IN | MISO_MI | MISO_IN | Internal | Summer | B2 | 25 | 2045 | 16303.81 | 140.52 | 140.53 | 0.01 | 0
2030 | MISO_MI_2_MISO_IN | MISO_MI | MISO_IN | Internal | Summer | B3 | 75 | 2045 | 15395.08 | 140.52 | 140.53 | 0.01 | 0
2030 | MISO_MI_2_MISO_IN | MISO_MI | MISO_IN | Internal | Summer | B4 | 100 | 2045 | 16167.97 | 130.21 | 130.22 | 0.01 | 0
2030 | MISO_MI_2_MISO_IN | MISO_MI | MISO_IN | Internal | Summer | B5 | 200 | 2045 | 15678.18 | 107.67 | 107.68 | 0.01 | 0
2030 | MISO_MI_2_MISO_IN | MISO_MI | MISO_IN | Internal | Summer | B6 | 300 | 2045 | 15243.72 | 100.25 | 100.27 | 0.01 | 0
2030 | MISO_MI_2_MISO_IN | MISO_MI | MISO_IN | Internal | Summer | B7 | 400 | 2045 | 15375.37 | 89.49 | 89.5 | 0.01 | 0
2030 | MISO_MI_2_MISO_IN | MISO_MI | MISO_IN | Internal | Summer | B8 | 500 | 2045 | 15016.72 | 85.91 | 85.92 | 0.01 | 0
2030 | MISO_MI_2_MISO_IN | MISO_MI | MISO_IN | Internal | Summer | B9 | 800 | 2045 | 12056.65 | 76.54 | 76.55 | 0.01 | 0
2030 | MISO_MI_2_MISO_IN | MISO_MI | MISO_IN | Internal | Summer | B10 | 1262 | 2045 | 9178.37 | 74.61 | 74.62 | 0.01 | 0
2030 | MISO_MI_2_MISO_IN | MISO_MI | MISO_IN | Internal | Winter | B16 | 25 | 2045 | 14463.26 | 90.99 | 91 | 0.01 | 0
2030 | MISO_MI_2_MISO_IN | MISO_MI | MISO_IN | Internal | Winter | B17 | 100 | 2045 | 13083.43 | 86.41 | 86.42 | 0.01 | 0
2030 | MISO_MI_2_MISO_IN | MISO_MI | MISO_IN | Internal | Winter | B18 | 400 | 2045 | 12828.49 | 85.43 | 85.44 | 0.01 | 0
2030 | MISO_MI_2_MISO_IN | MISO_MI | MISO_IN | Internal | Winter | B19 | 700 | 2045 | 13331.37 | 81.76 | 81.78 | 0.01 | 0
2030 | MISO_MI_2_MISO_IN | MISO_MI | MISO_IN | Internal | Winter | B20 | 935 | 2045 | 9295.33 | 78.88 | 78.89 | 0.01 | 0
2030 | MISO_MI_2_MISO_WUMS | MISO_MI | MISO_WUMS | Internal | Shoulder | B11 | 25 | 117 | 3.12 | 90.68 | 90.15 | 0.01 | 0.02
2030 | MISO_MI_2_MISO_WUMS | MISO_MI | MISO_WUMS | Internal | Shoulder | B12 | 200 | 117 | 0.46 | 85.89 | 85.36 | 0.01 | 0
2030 | MISO_MI_2_MISO_WUMS | MISO_MI | MISO_WUMS | Internal | Shoulder | B13 | 600 | 117 | 0.16 | 84.99 | 84.46 | 0.01 | 0
2030 | MISO_MI_2_MISO_WUMS | MISO_MI | MISO_WUMS | Internal | Shoulder | B14 | 900 | 117 | 0.11 | 76.47 | 75.94 | 0.01 | 0
2030 | MISO_MI_2_MISO_WUMS | MISO_MI | MISO_WUMS | Internal | Shoulder | B15 | 1203 | 117 | 0.08 | 75.98 | 75.46 | 0.01 | 0
2030 | MISO_MI_2_MISO_WUMS | MISO_MI | MISO_WUMS | Internal | Summer | B1 | 10 | 117 | 7.23 | 140.52 | 139.99 | 0.01 | 0.04
2030 | MISO_MI_2_MISO_WUMS | MISO_MI | MISO_WUMS | Internal | Summer | B2 | 25 | 117 | 3.11 | 140.52 | 139.99 | 0.01 | 0.02
2030 | MISO_MI_2_MISO_WUMS | MISO_MI | MISO_WUMS | Internal | Summer | B3 | 75 | 117 | 1.14 | 140.52 | 139.99 | 0.01 | 0.01
2030 | MISO_MI_2_MISO_WUMS | MISO_MI | MISO_WUMS | Internal | Summer | B4 | 100 | 117 | 0.87 | 130.21 | 129.68 | 0.01 | 0
2030 | MISO_MI_2_MISO_WUMS | MISO_MI | MISO_WUMS | Internal | Summer | B5 | 200 | 117 | 0.46 | 107.67 | 107.14 | 0.01 | 0
2030 | MISO_MI_2_MISO_WUMS | MISO_MI | MISO_WUMS | Internal | Summer | B6 | 300 | 117 | 0.31 | 100.25 | 99.73 | 0.01 | 0
2030 | MISO_MI_2_MISO_WUMS | MISO_MI | MISO_WUMS | Internal | Summer | B7 | 400 | 117 | 0.24 | 89.49 | 88.96 | 0.01 | 0
2030 | MISO_MI_2_MISO_WUMS | MISO_MI | MISO_WUMS | Internal | Summer | B8 | 500 | 117 | 0.19 | 85.91 | 85.38 | 0.01 | 0
2030 | MISO_MI_2_MISO_WUMS | MISO_MI | MISO_WUMS | Internal | Summer | B9 | 800 | 117 | 0.12 | 76.54 | 76.01 | 0.01 | 0
2030 | MISO_MI_2_MISO_WUMS | MISO_MI | MISO_WUMS | Internal | Summer | B10 | 1262 | 117 | 0.08 | 74.61 | 74.08 | 0.01 | 0
2030 | MISO_MI_2_MISO_WUMS | MISO_MI | MISO_WUMS | Internal | Winter | B16 | 25 | 117 | 3.1 | 90.99 | 90.46 | 0.01 | 0.02
2030 | MISO_MI_2_MISO_WUMS | MISO_MI | MISO_WUMS | Internal | Winter | B17 | 100 | 117 | 0.87 | 86.41 | 85.88 | 0.01 | 0
2030 | MISO_MI_2_MISO_WUMS | MISO_MI | MISO_WUMS | Internal | Winter | B18 | 400 | 117 | 0.24 | 85.43 | 84.9 | 0.01 | 0
2030 | MISO_MI_2_MISO_WUMS | MISO_MI | MISO_WUMS | Internal | Winter | B19 | 700 | 117 | 0.14 | 81.76 | 81.24 | 0.01 | 0
2030 | MISO_MI_2_MISO_WUMS | MISO_MI | MISO_WUMS | Internal | Winter | B20 | 935 | 117 | 0.11 | 78.88 | 78.35 | 0.01 | 0
2030 | MISO_MI_2_PJM_ROR | MISO_MI | PJM_ROR | Internal | Shoulder | B11 | 25 | 1424 | 1.94 | 90.68 | 92.13 | 2 | 0
2030 | MISO_MI_2_PJM_ROR | MISO_MI | PJM_ROR | Internal | Shoulder | B12 | 200 | 1424 | 0.13 | 85.89 | 85.79 | 2 | 0
2030 | MISO_MI_2_PJM_ROR | MISO_MI | PJM_ROR | Internal | Shoulder | B13 | 600 | 1424 | 0.04 | 84.99 | 84.89 | 2 | 0
2030 | MISO_MI_2_PJM_ROR | MISO_MI | PJM_ROR | Internal | Shoulder | B14 | 900 | 1424 | 0.03 | 76.47 | 76.37 | 2 | 0
2030 | MISO_MI_2_PJM_ROR | MISO_MI | PJM_ROR | Internal | Shoulder | B15 | 1203 | 1424 | 0.02 | 75.98 | 75.89 | 2 | 0
2030 | MISO_MI_2_PJM_ROR | MISO_MI | PJM_ROR | Internal | Summer | B1 | 10 | 1424 | 2.36 | 140.52 | 140.42 | 2 | 0
2030 | MISO_MI_2_PJM_ROR | MISO_MI | PJM_ROR | Internal | Summer | B2 | 25 | 1424 | 0.98 | 140.52 | 140.42 | 2 | 0
2030 | MISO_MI_2_PJM_ROR | MISO_MI | PJM_ROR | Internal | Summer | B3 | 75 | 1424 | 0.35 | 140.52 | 140.42 | 2 | 0
2030 | MISO_MI_2_PJM_ROR | MISO_MI | PJM_ROR | Internal | Summer | B4 | 100 | 1424 | 0.56 | 130.21 | 131.49 | 2 | 0
2030 | MISO_MI_2_PJM_ROR | MISO_MI | PJM_ROR | Internal | Summer | B5 | 200 | 1424 | 836.39 | 107.67 | 109.67 | 2 | 0
2030 | MISO_MI_2_PJM_ROR | MISO_MI | PJM_ROR | Internal | Summer | B6 | 300 | 1424 | 0.24 | 100.25 | 101.72 | 2 | 0
2030 | MISO_MI_2_PJM_ROR | MISO_MI | PJM_ROR | Internal | Summer | B7 | 400 | 1424 | 0.18 | 89.49 | 90.96 | 2 | 0
2030 | MISO_MI_2_PJM_ROR | MISO_MI | PJM_ROR | Internal | Summer | B8 | 500 | 1424 | 0.05 | 85.91 | 85.81 | 2 | 0
2030 | MISO_MI_2_PJM_ROR | MISO_MI | PJM_ROR | Internal | Summer | B9 | 800 | 1424 | 0.09 | 76.54 | 77.93 | 2 | 0
2030 | MISO_MI_2_PJM_ROR | MISO_MI | PJM_ROR | Internal | Summer | B10 | 1262 | 1424 | 0.02 | 74.61 | 74.51 | 2 | 0
2030 | MISO_MI_2_PJM_ROR | MISO_MI | PJM_ROR | Internal | Winter | B16 | 25 | 1424 | 0.98 | 90.99 | 90.89 | 2 | 0
2030 | MISO_MI_2_PJM_ROR | MISO_MI | PJM_ROR | Internal | Winter | B17 | 100 | 1424 | 0.26 | 86.41 | 86.31 | 2 | 0
2030 | MISO_MI_2_PJM_ROR | MISO_MI | PJM_ROR | Internal | Winter | B18 | 400 | 1424 | 0.07 | 85.43 | 85.33 | 2 | 0
2030 | MISO_MI_2_PJM_ROR | MISO_MI | PJM_ROR | Internal | Winter | B19 | 700 | 1424 | 0.04 | 81.76 | 81.67 | 2 | 0
2030 | MISO_MI_2_PJM_ROR | MISO_MI | PJM_ROR | Internal | Winter | B20 | 935 | 1424 | 0.03 | 78.88 | 78.78 | 2 | 0
2030 | MISO_MO-IL_2_ENT | MISO_MO-IL | ENT | Internal | Shoulder | B11 | 25 | 2540 | 0.46 | 90.7 | 93.55 | 8 | 0
2030 | MISO_MO-IL_2_ENT | MISO_MO-IL | ENT | Internal | Shoulder | B12 | 200 | 2540 | 0.04 | 85.91 | 84.4 | 8 | 0
2030 | MISO_MO-IL_2_ENT | MISO_MO-IL | ENT | Internal | Shoulder | B13 | 600 | 2540 | 0.01 | 85.01 | 84.4 | 8 | 0
2030 | MISO_MO-IL_2_ENT | MISO_MO-IL | ENT | Internal | Shoulder | B14 | 900 | 2540 | 0 | 76.49 | 75.88 | 8 | 0
2030 | MISO_MO-IL_2_ENT | MISO_MO-IL | ENT | Internal | Shoulder | B15 | 1203 | 2540 | 0 | 75.98 | 72.59 | 8 | 0
2030 | MISO_MO-IL_2_ENT | MISO_MO-IL | ENT | Internal | Summer | B1 | 10 | 2540 | 0.6 | 140.9 | 137.13 | 8 | 0
2030 | MISO_MO-IL_2_ENT | MISO_MO-IL | ENT | Internal | Summer | B2 | 25 | 2540 | 0.36 | 140.9 | 141.44 | 8 | 0
2030 | MISO_MO-IL_2_ENT | MISO_MO-IL | ENT | Internal | Summer | B3 | 75 | 2540 | 0.15 | 140.9 | 142.52 | 8 | 0
2030 | MISO_MO-IL_2_ENT | MISO_MO-IL | ENT | Internal | Summer | B4 | 100 | 2540 | 0.39 | 130.23 | 136.97 | 8 | 0
2030 | MISO_MO-IL_2_ENT | MISO_MO-IL | ENT | Internal | Summer | B5 | 200 | 2540 | 0.17 | 107.7 | 114.65 | 8 | 0
2030 | MISO_MO-IL_2_ENT | MISO_MO-IL | ENT | Internal | Summer | B6 | 300 | 2540 | 0.05 | 100.28 | 103.74 | 8 | 0
2030 | MISO_MO-IL_2_ENT | MISO_MO-IL | ENT | Internal | Summer | B7 | 400 | 2540 | 0.06 | 89.51 | 95.33 | 8 | 0
2030 | MISO_MO-IL_2_ENT | MISO_MO-IL | ENT | Internal | Summer | B8 | 500 | 2540 | 0.03 | 85.93 | 88.8 | 8 | 0
2030 | MISO_MO-IL_2_ENT | MISO_MO-IL | ENT | Internal | Summer | B9 | 800 | 2540 | 0.03 | 76.56 | 82.9 | 8 | 0
2030 | MISO_MO-IL_2_ENT | MISO_MO-IL | ENT | Internal | Summer | B10 | 1262 | 2540 | 0 | 74.61 | 74.02 | 8 | 0
2030 | MISO_MO-IL_2_ENT | MISO_MO-IL | ENT | Internal | Winter | B16 | 25 | 2540 | 0.32 | 91.02 | 90.4 | 8 | 0
2030 | MISO_MO-IL_2_ENT | MISO_MO-IL | ENT | Internal | Winter | B17 | 100 | 2540 | 0.08 | 86.43 | 85.82 | 8 | 0
2030 | MISO_MO-IL_2_ENT | MISO_MO-IL | ENT | Internal | Winter | B18 | 400 | 2540 | 0.02 | 85.45 | 84.84 | 8 | 0
2030 | MISO_MO-IL_2_ENT | MISO_MO-IL | ENT | Internal | Winter | B19 | 700 | 2540 | 0.01 | 81.79 | 81.13 | 8 | 0
2030 | MISO_MO-IL_2_ENT | MISO_MO-IL | ENT | Internal | Winter | B20 | 935 | 2540 | 0 | 78.88 | 75.48 | 8 | 0
2030 | MISO_MO-IL_2_MISO_IN | MISO_MO-IL | MISO_IN | Internal | Shoulder | B11 | 25 | 2100 | 37.7 | 90.7 | 90.69 | 0.01 | 0
2030 | MISO_MO-IL_2_MISO_IN | MISO_MO-IL | MISO_IN | Internal | Shoulder | B12 | 200 | 2100 | 6.45 | 85.91 | 85.9 | 0.01 | 0
2030 | MISO_MO-IL_2_MISO_IN | MISO_MO-IL | MISO_IN | Internal | Shoulder | B13 | 600 | 2100 | 2.37 | 85.01 | 85 | 0.01 | 0
2030 | MISO_MO-IL_2_MISO_IN | MISO_MO-IL | MISO_IN | Internal | Shoulder | B14 | 900 | 2100 | 1.71 | 76.49 | 76.48 | 0.01 | 0
2030 | MISO_MO-IL_2_MISO_IN | MISO_MO-IL | MISO_IN | Internal | Shoulder | B15 | 1203 | 2100 | 992.1 | 75.98 | 76 | 0.01 | 0
2030 | MISO_MO-IL_2_MISO_IN | MISO_MO-IL | MISO_IN | Internal | Summer | B1 | 10 | 2100 | 11.13 | 140.9 | 140.53 | 0.01 | 0
2030 | MISO_MO-IL_2_MISO_IN | MISO_MO-IL | MISO_IN | Internal | Summer | B2 | 25 | 2100 | 4.66 | 140.9 | 140.53 | 0.01 | 0
2030 | MISO_MO-IL_2_MISO_IN | MISO_MO-IL | MISO_IN | Internal | Summer | B3 | 75 | 2100 | 1.58 | 140.9 | 140.53 | 0.01 | 0
2030 | MISO_MO-IL_2_MISO_IN | MISO_MO-IL | MISO_IN | Internal | Summer | B4 | 100 | 2100 | 8.62 | 130.23 | 130.22 | 0.01 | 0
2030 | MISO_MO-IL_2_MISO_IN | MISO_MO-IL | MISO_IN | Internal | Summer | B5 | 200 | 2100 | 5.08 | 107.7 | 107.68 | 0.01 | 0
2030 | MISO_MO-IL_2_MISO_IN | MISO_MO-IL | MISO_IN | Internal | Summer | B6 | 300 | 2100 | 3.92 | 100.28 | 100.27 | 0.01 | 0
2030 | MISO_MO-IL_2_MISO_IN | MISO_MO-IL | MISO_IN | Internal | Summer | B7 | 400 | 2100 | 3.1 | 89.51 | 89.5 | 0.01 | 0
2030 | MISO_MO-IL_2_MISO_IN | MISO_MO-IL | MISO_IN | Internal | Summer | B8 | 500 | 2100 | 2.6 | 85.93 | 85.92 | 0.01 | 0
2030 | MISO_MO-IL_2_MISO_IN | MISO_MO-IL | MISO_IN | Internal | Summer | B9 | 800 | 2100 | 1.77 | 76.56 | 76.55 | 0.01 | 0
2030 | MISO_MO-IL_2_MISO_IN | MISO_MO-IL | MISO_IN | Internal | Summer | B10 | 1262 | 2100 | 142.44 | 74.61 | 74.62 | 0.01 | 0
2030 | MISO_MO-IL_2_MISO_IN | MISO_MO-IL | MISO_IN | Internal | Winter | B16 | 25 | 2100 | 39.54 | 91.02 | 91 | 0.01 | 0
2030 | MISO_MO-IL_2_MISO_IN | MISO_MO-IL | MISO_IN | Internal | Winter | B17 | 100 | 2100 | 11.8 | 86.43 | 86.42 | 0.01 | 0
2030 | MISO_MO-IL_2_MISO_IN | MISO_MO-IL | MISO_IN | Internal | Winter | B18 | 400 | 2100 | 3.42 | 85.45 | 85.44 | 0.01 | 0
2030 | MISO_MO-IL_2_MISO_IN | MISO_MO-IL | MISO_IN | Internal | Winter | B19 | 700 | 2100 | 2.13 | 81.79 | 81.78 | 0.01 | 0
2030 | MISO_MO-IL_2_MISO_IN | MISO_MO-IL | MISO_IN | Internal | Winter | B20 | 935 | 2100 | 976.25 | 78.88 | 78.89 | 0.01 | 0
2030 | MISO_MO-IL_2_MISO_W | MISO_MO-IL | MISO_W | Internal | Shoulder | B11 | 25 | 960 | 0.34 | 90.7 | 83.24 | 0.01 | 0
2030 | MISO_MO-IL_2_MISO_W | MISO_MO-IL | MISO_W | Internal | Shoulder | B12 | 200 | 960 | 0.04 | 85.91 | 76.91 | 0.01 | 0
2030 | MISO_MO-IL_2_MISO_W | MISO_MO-IL | MISO_W | Internal | Shoulder | B13 | 600 | 960 | 0.01 | 85.01 | 76.01 | 0.01 | 0
2030 | MISO_MO-IL_2_MISO_W | MISO_MO-IL | MISO_W | Internal | Shoulder | B14 | 900 | 960 | 0 | 76.49 | 67.49 | 0.01 | 0
2030 | MISO_MO-IL_2_MISO_W | MISO_MO-IL | MISO_W | Internal | Shoulder | B15 | 1203 | 960 | 0 | 75.98 | 67 | 0.01 | 0
2030 | MISO_MO-IL_2_MISO_W | MISO_MO-IL | MISO_W | Internal | Summer | B1 | 10 | 960 | 0.73 | 140.9 | 131.54 | 0.01 | 0
2030 | MISO_MO-IL_2_MISO_W | MISO_MO-IL | MISO_W | Internal | Summer | B2 | 25 | 960 | 0.3 | 140.9 | 131.54 | 0.01 | 0
2030 | MISO_MO-IL_2_MISO_W | MISO_MO-IL | MISO_W | Internal | Summer | B3 | 75 | 960 | 0.1 | 140.9 | 131.54 | 0.01 | 0
2030 | MISO_MO-IL_2_MISO_W | MISO_MO-IL | MISO_W | Internal | Summer | B4 | 100 | 960 | 0.09 | 130.23 | 122.6 | 0.01 | 0
2030 | MISO_MO-IL_2_MISO_W | MISO_MO-IL | MISO_W | Internal | Summer | B5 | 200 | 960 | 0.05 | 107.7 | 100.79 | 0.01 | 0
2030 | MISO_MO-IL_2_MISO_W | MISO_MO-IL | MISO_W | Internal | Summer | B6 | 300 | 960 | 0.03 | 100.28 | 92.84 | 0.01 | 0
2030 | MISO_MO-IL_2_MISO_W | MISO_MO-IL | MISO_W | Internal | Summer | B7 | 400 | 960 | 0.02 | 89.51 | 82.07 | 0.01 | 0
2030 | MISO_MO-IL_2_MISO_W | MISO_MO-IL | MISO_W | Internal | Summer | B8 | 500 | 960 | 0.02 | 85.93 | 76.93 | 0.01 | 0
2030 | MISO_MO-IL_2_MISO_W | MISO_MO-IL | MISO_W | Internal | Summer | B9 | 800 | 960 | 0.01 | 76.56 | 69.04 | 0.01 | 0
2030 | MISO_MO-IL_2_MISO_W | MISO_MO-IL | MISO_W | Internal | Summer | B10 | 1262 | 960 | 0 | 74.61 | 65.63 | 0.01 | 0
2030 | MISO_MO-IL_2_MISO_W | MISO_MO-IL | MISO_W | Internal | Winter | B16 | 25 | 960 | 0.31 | 91.02 | 82.01 | 0.01 | 0
2030 | MISO_MO-IL_2_MISO_W | MISO_MO-IL | MISO_W | Internal | Winter | B17 | 100 | 960 | 0.08 | 86.43 | 77.42 | 0.01 | 0
2030 | MISO_MO-IL_2_MISO_W | MISO_MO-IL | MISO_W | Internal | Winter | B18 | 400 | 960 | 0.02 | 85.45 | 76.45 | 0.01 | 0
2030 | MISO_MO-IL_2_MISO_W | MISO_MO-IL | MISO_W | Internal | Winter | B19 | 700 | 960 | 0.01 | 81.79 | 72.78 | 0.01 | 0
2030 | MISO_MO-IL_2_MISO_W | MISO_MO-IL | MISO_W | Internal | Winter | B20 | 935 | 960 | 0 | 78.88 | 69.89 | 0.01 | 0
2030 | MISO_MO-IL_2_PJM_ROR | MISO_MO-IL | PJM_ROR | Internal | Shoulder | B11 | 25 | 1212 | 1.9 | 90.7 | 92.13 | 2 | 0
2030 | MISO_MO-IL_2_PJM_ROR | MISO_MO-IL | PJM_ROR | Internal | Shoulder | B12 | 200 | 1212 | 0.13 | 85.91 | 85.79 | 2 | 0
2030 | MISO_MO-IL_2_PJM_ROR | MISO_MO-IL | PJM_ROR | Internal | Shoulder | B13 | 600 | 1212 | 0.05 | 85.01 | 84.89 | 2 | 0
2030 | MISO_MO-IL_2_PJM_ROR | MISO_MO-IL | PJM_ROR | Internal | Shoulder | B14 | 900 | 1212 | 0.03 | 76.49 | 76.37 | 2 | 0
2030 | MISO_MO-IL_2_PJM_ROR | MISO_MO-IL | PJM_ROR | Internal | Shoulder | B15 | 1203 | 1212 | 0.02 | 75.98 | 75.89 | 2 | 0
2030 | MISO_MO-IL_2_PJM_ROR | MISO_MO-IL | PJM_ROR | Internal | Summer | B1 | 10 | 1212 | 2.14 | 140.9 | 140.42 | 2 | 0
2030 | MISO_MO-IL_2_PJM_ROR | MISO_MO-IL | PJM_ROR | Internal | Summer | B2 | 25 | 1212 | 0.88 | 140.9 | 140.42 | 2 | 0
2030 | MISO_MO-IL_2_PJM_ROR | MISO_MO-IL | PJM_ROR | Internal | Summer | B3 | 75 | 1212 | 0.31 | 140.9 | 140.42 | 2 | 0
2030 | MISO_MO-IL_2_PJM_ROR | MISO_MO-IL | PJM_ROR | Internal | Summer | B4 | 100 | 1212 | 0.53 | 130.23 | 131.49 | 2 | 0
2030 | MISO_MO-IL_2_PJM_ROR | MISO_MO-IL | PJM_ROR | Internal | Summer | B5 | 200 | 1212 | 4.54 | 107.7 | 109.67 | 2 | 0
2030 | MISO_MO-IL_2_PJM_ROR | MISO_MO-IL | PJM_ROR | Internal | Summer | B6 | 300 | 1212 | 0.23 | 100.28 | 101.72 | 2 | 0
2030 | MISO_MO-IL_2_PJM_ROR | MISO_MO-IL | PJM_ROR | Internal | Summer | B7 | 400 | 1212 | 0.18 | 89.51 | 90.96 | 2 | 0
2030 | MISO_MO-IL_2_PJM_ROR | MISO_MO-IL | PJM_ROR | Internal | Summer | B8 | 500 | 1212 | 0.05 | 85.93 | 85.81 | 2 | 0
2030 | MISO_MO-IL_2_PJM_ROR | MISO_MO-IL | PJM_ROR | Internal | Summer | B9 | 800 | 1212 | 0.09 | 76.56 | 77.93 | 2 | 0
2030 | MISO_MO-IL_2_PJM_ROR | MISO_MO-IL | PJM_ROR | Internal | Summer | B10 | 1262 | 1212 | 0.02 | 74.61 | 74.51 | 2 | 0
2030 | MISO_MO-IL_2_PJM_ROR | MISO_MO-IL | PJM_ROR | Internal | Winter | B16 | 25 | 1212 | 0.98 | 91.02 | 90.89 | 2 | 0
2030 | MISO_MO-IL_2_PJM_ROR | MISO_MO-IL | PJM_ROR | Internal | Winter | B17 | 100 | 1212 | 0.26 | 86.43 | 86.31 | 2 | 0
2030 | MISO_MO-IL_2_PJM_ROR | MISO_MO-IL | PJM_ROR | Internal | Winter | B18 | 400 | 1212 | 0.07 | 85.45 | 85.33 | 2 | 0
2030 | MISO_MO-IL_2_PJM_ROR | MISO_MO-IL | PJM_ROR | Internal | Winter | B19 | 700 | 1212 | 0.04 | 81.79 | 81.67 | 2 | 0
2030 | MISO_MO-IL_2_PJM_ROR | MISO_MO-IL | PJM_ROR | Internal | Winter | B20 | 935 | 1212 | 0.03 | 78.88 | 78.78 | 2 | 0
2030 | MISO_MO-IL_2_SPP_N | MISO_MO-IL | SPP_N | Internal | Shoulder | B11 | 25 | 2000 | 0.15 | 90.7 | 79.24 | 8 | 0
2030 | MISO_MO-IL_2_SPP_N | MISO_MO-IL | SPP_N | Internal | Shoulder | B12 | 200 | 2000 | 0.02 | 85.91 | 70.09 | 8 | 0
2030 | MISO_MO-IL_2_SPP_N | MISO_MO-IL | SPP_N | Internal | Shoulder | B13 | 600 | 2000 | 0 | 85.01 | 70.09 | 8 | 0
2030 | MISO_MO-IL_2_SPP_N | MISO_MO-IL | SPP_N | Internal | Shoulder | B14 | 900 | 2000 | 0 | 76.49 | 61.57 | 8 | 0
2030 | MISO_MO-IL_2_SPP_N | MISO_MO-IL | SPP_N | Internal | Shoulder | B15 | 1203 | 2000 | 0 | 75.98 | 58.28 | 8 | 0
2030 | MISO_MO-IL_2_SPP_N | MISO_MO-IL | SPP_N | Internal | Summer | B1 | 10 | 2000 | 0.29 | 140.9 | 122.82 | 8 | 0
2030 | MISO_MO-IL_2_SPP_N | MISO_MO-IL | SPP_N | Internal | Summer | B2 | 25 | 2000 | 0.14 | 140.9 | 127.12 | 8 | 0
2030 | MISO_MO-IL_2_SPP_N | MISO_MO-IL | SPP_N | Internal | Summer | B3 | 75 | 2000 | 0.05 | 140.9 | 128.21 | 8 | 0
2030 | MISO_MO-IL_2_SPP_N | MISO_MO-IL | SPP_N | Internal | Summer | B4 | 100 | 2000 | 0.05 | 130.23 | 122.66 | 8 | 0
2030 | MISO_MO-IL_2_SPP_N | MISO_MO-IL | SPP_N | Internal | Summer | B5 | 200 | 2000 | 0.02 | 107.7 | 100.34 | 8 | 0
2030 | MISO_MO-IL_2_SPP_N | MISO_MO-IL | SPP_N | Internal | Summer | B6 | 300 | 2000 | 0.01 | 100.28 | 89.51 | 8 | 0
2030 | MISO_MO-IL_2_SPP_N | MISO_MO-IL | SPP_N | Internal | Summer | B7 | 400 | 2000 | 0.01 | 89.51 | 83.74 | 8 | 0
2030 | MISO_MO-IL_2_SPP_N | MISO_MO-IL | SPP_N | Internal | Summer | B8 | 500 | 2000 | 0 | 85.93 | 74.49 | 8 | 0
2030 | MISO_MO-IL_2_SPP_N | MISO_MO-IL | SPP_N | Internal | Summer | B9 | 800 | 2000 | 0 | 76.56 | 68.59 | 8 | 0
2030 | MISO_MO-IL_2_SPP_N | MISO_MO-IL | SPP_N | Internal | Summer | B10 | 1262 | 2000 | 0 | 74.61 | 59.71 | 8 | 0
2030 | MISO_MO-IL_2_SPP_N | MISO_MO-IL | SPP_N | Internal | Winter | B16 | 25 | 2000 | 0.13 | 91.02 | 76.09 | 8 | 0
2030 | MISO_MO-IL_2_SPP_N | MISO_MO-IL | SPP_N | Internal | Winter | B17 | 100 | 2000 | 0.03 | 86.43 | 71.51 | 8 | 0
2030 | MISO_MO-IL_2_SPP_N | MISO_MO-IL | SPP_N | Internal | Winter | B18 | 400 | 2000 | 0 | 85.45 | 70.53 | 8 | 0
2030 | MISO_MO-IL_2_SPP_N | MISO_MO-IL | SPP_N | Internal | Winter | B19 | 700 | 2000 | 0 | 81.79 | 66.82 | 8 | 0
2030 | MISO_MO-IL_2_SPP_N | MISO_MO-IL | SPP_N | Internal | Winter | B20 | 935 | 2000 | 0 | 78.88 | 61.17 | 8 | 0
2030 | MISO_MO-IL_2_TVA_Transmission | MISO_MO-IL | TVA_Transmission | Internal | Shoulder | B11 | 25 | 4000 | 1.1 | 90.7 | 96.86 | 8 | 0
2030 | MISO_MO-IL_2_TVA_Transmission | MISO_MO-IL | TVA_Transmission | Internal | Shoulder | B12 | 200 | 4000 | 0.14 | 85.91 | 91.79 | 8 | 0
2030 | MISO_MO-IL_2_TVA_Transmission | MISO_MO-IL | TVA_Transmission | Internal | Shoulder | B13 | 600 | 4000 | 0.05 | 85.01 | 90.89 | 8 | 0
2030 | MISO_MO-IL_2_TVA_Transmission | MISO_MO-IL | TVA_Transmission | Internal | Shoulder | B14 | 900 | 4000 | 0.04 | 76.49 | 82.92 | 8 | 0
2030 | MISO_MO-IL_2_TVA_Transmission | MISO_MO-IL | TVA_Transmission | Internal | Shoulder | B15 | 1203 | 4000 | 0.02 | 75.98 | 80.59 | 8 | 0
2030 | MISO_MO-IL_2_TVA_Transmission | MISO_MO-IL | TVA_Transmission | Internal | Summer | B1 | 10 | 4000 | 1.71 | 140.9 | 145.13 | 8 | 0
2030 | MISO_MO-IL_2_TVA_Transmission | MISO_MO-IL | TVA_Transmission | Internal | Summer | B2 | 25 | 4000 | 1.23 | 140.9 | 147.04 | 8 | 0
2030 | MISO_MO-IL_2_TVA_Transmission | MISO_MO-IL | TVA_Transmission | Internal | Summer | B3 | 75 | 4000 | 0.36 | 140.9 | 146.42 | 8 | 0
2030 | MISO_MO-IL_2_TVA_Transmission | MISO_MO-IL | TVA_Transmission | Internal | Summer | B4 | 100 | 4000 | 0.62 | 130.23 | 137.49 | 8 | 0
2030 | MISO_MO-IL_2_TVA_Transmission | MISO_MO-IL | TVA_Transmission | Internal | Summer | B5 | 200 | 4000 | 0.23 | 107.7 | 114.81 | 8 | 0
2030 | MISO_MO-IL_2_TVA_Transmission | MISO_MO-IL | TVA_Transmission | Internal | Summer | B6 | 300 | 4000 | 0.08 | 100.28 | 105.66 | 8 | 0
2030 | MISO_MO-IL_2_TVA_Transmission | MISO_MO-IL | TVA_Transmission | Internal | Summer | B7 | 400 | 4000 | 0.09 | 89.51 | 95.94 | 8 | 0
2030 | MISO_MO-IL_2_TVA_Transmission | MISO_MO-IL | TVA_Transmission | Internal | Summer | B8 | 500 | 4000 | 0.05 | 85.93 | 91.18 | 8 | 0
2030 | MISO_MO-IL_2_TVA_Transmission | MISO_MO-IL | TVA_Transmission | Internal | Summer | B9 | 800 | 4000 | 0.1 | 76.56 | 83.93 | 8 | 0
2030 | MISO_MO-IL_2_TVA_Transmission | MISO_MO-IL | TVA_Transmission | Internal | Summer | B10 | 1262 | 4000 | 0.02 | 74.61 | 79.13 | 8 | 0
2030 | MISO_MO-IL_2_TVA_Transmission | MISO_MO-IL | TVA_Transmission | Internal | Winter | B16 | 25 | 4000 | 1.45 | 91.02 | 97.51 | 8 | 0
2030 | MISO_MO-IL_2_TVA_Transmission | MISO_MO-IL | TVA_Transmission | Internal | Winter | B17 | 100 | 4000 | 0.37 | 86.43 | 92.93 | 8 | 0
2030 | MISO_MO-IL_2_TVA_Transmission | MISO_MO-IL | TVA_Transmission | Internal | Winter | B18 | 400 | 4000 | 0.08 | 85.45 | 91.33 | 8 | 0
2030 | MISO_MO-IL_2_TVA_Transmission | MISO_MO-IL | TVA_Transmission | Internal | Winter | B19 | 700 | 4000 | 0.04 | 81.79 | 87.67 | 8 | 0
2030 | MISO_MO-IL_2_TVA_Transmission | MISO_MO-IL | TVA_Transmission | Internal | Winter | B20 | 935 | 4000 | 0.02 | 78.88 | 83.48 | 8 | 0
2030 | MISO_W_2_IESO | MISO_W | IESO | Internal | Shoulder | B11 | 25 | 90 | 0.17 | 83.24 | 76.65 | 8 | 0.02
2030 | MISO_W_2_IESO | MISO_W | IESO | Internal | Shoulder | B12 | 200 | 90 | 0.03 | 76.91 | 75.56 | 8 | 0
2030 | MISO_W_2_IESO | MISO_W | IESO | Internal | Shoulder | B13 | 600 | 90 | 0 | 76.01 | 69.92 | 8 | 0
2030 | MISO_W_2_IESO | MISO_W | IESO | Internal | Shoulder | B14 | 900 | 90 | 0.01 | 67.49 | 69.92 | 8 | 0
2030 | MISO_W_2_IESO | MISO_W | IESO | Internal | Shoulder | B15 | 1203 | 90 | 0 | 67 | 69.92 | 8 | 0
2030 | MISO_W_2_IESO | MISO_W | IESO | Internal | Summer | B1 | 10 | 90 | 0.4 | 131.54 | 124.34 | 8 | 0.05
2030 | MISO_W_2_IESO | MISO_W | IESO | Internal | Summer | B2 | 25 | 90 | 0.17 | 131.54 | 124.34 | 8 | 0.02
2030 | MISO_W_2_IESO | MISO_W | IESO | Internal | Summer | B3 | 75 | 90 | 0.06 | 131.54 | 124.34 | 8 | 0.01
2030 | MISO_W_2_IESO | MISO_W | IESO | Internal | Summer | B4 | 100 | 90 | 0.04 | 122.6 | 114.03 | 8 | 0
2030 | MISO_W_2_IESO | MISO_W | IESO | Internal | Summer | B5 | 200 | 90 | 0.02 | 100.79 | 91.49 | 8 | 0
2030 | MISO_W_2_IESO | MISO_W | IESO | Internal | Summer | B6 | 300 | 90 | 0.01 | 92.84 | 84.07 | 8 | 0
2030 | MISO_W_2_IESO | MISO_W | IESO | Internal | Summer | B7 | 400 | 90 | 0.01 | 82.07 | 73.31 | 8 | 0
2030 | MISO_W_2_IESO | MISO_W | IESO | Internal | Summer | B8 | 500 | 90 | 0 | 76.93 | 69.73 | 8 | 0
2030 | MISO_W_2_IESO | MISO_W | IESO | Internal | Summer | B9 | 800 | 90 | 0 | 69.04 | 62.85 | 8 | 0
2030 | MISO_W_2_IESO | MISO_W | IESO | Internal | Summer | B10 | 1262 | 90 | 0 | 65.63 | 62.85 | 8 | 0
2030 | MISO_W_2_IESO | MISO_W | IESO | Internal | Winter | B16 | 25 | 90 | 0.17 | 82.01 | 74.81 | 8 | 0.02
2030 | MISO_W_2_IESO | MISO_W | IESO | Internal | Winter | B17 | 100 | 90 | 0.05 | 77.42 | 71.54 | 8 | 0
2030 | MISO_W_2_IESO | MISO_W | IESO | Internal | Winter | B18 | 400 | 90 | 0.01 | 76.45 | 71.54 | 8 | 0
2030 | MISO_W_2_IESO | MISO_W | IESO | Internal | Winter | B19 | 700 | 90 | 0 | 72.78 | 71.54 | 8 | 0
2030 | MISO_W_2_IESO | MISO_W | IESO | Internal | Winter | B20 | 935 | 90 | 0 | 69.89 | 71.54 | 8 | 0
2030 | MISO_W_2_MAPP_CA | MISO_W | MAPP_CA | Internal | Shoulder | B11 | 25 | 700 | 0.46 | 83.24 | 78.68 | 0.01 | 0
2030 | MISO_W_2_MAPP_CA | MISO_W | MAPP_CA | Internal | Shoulder | B12 | 200 | 700 | 0.06 | 76.91 | 72.35 | 0.01 | 0
2030 | MISO_W_2_MAPP_CA | MISO_W | MAPP_CA | Internal | Shoulder | B13 | 600 | 700 | 0.02 | 76.01 | 71.44 | 0.01 | 0
2030 | MISO_W_2_MAPP_CA | MISO_W | MAPP_CA | Internal | Shoulder | B14 | 900 | 700 | 0.06 | 67.49 | 66.99 | 0.01 | 0
2030 | MISO_W_2_MAPP_CA | MISO_W | MAPP_CA | Internal | Shoulder | B15 | 1203 | 700 | 1.09 | 67 | 66.99 | 0.01 | 0
2030 | MISO_W_2_MAPP_CA | MISO_W | MAPP_CA | Internal | Summer | B1 | 10 | 700 | 1.09 | 131.54 | 126.98 | 0.01 | 0.01
2030 | MISO_W_2_MAPP_CA | MISO_W | MAPP_CA | Internal | Summer | B2 | 25 | 700 | 0.45 | 131.54 | 126.97 | 0.01 | 0
2030 | MISO_W_2_MAPP_CA | MISO_W | MAPP_CA | Internal | Summer | B3 | 75 | 700 | 0.16 | 131.54 | 126.97 | 0.01 | 0
2030 | MISO_W_2_MAPP_CA | MISO_W | MAPP_CA | Internal | Summer | B4 | 100 | 700 | 0.12 | 122.6 | 118.04 | 0.01 | 0
2030 | MISO_W_2_MAPP_CA | MISO_W | MAPP_CA | Internal | Summer | B5 | 200 | 700 | 0.06 | 100.79 | 96.22 | 0.01 | 0
2030 | MISO_W_2_MAPP_CA | MISO_W | MAPP_CA | Internal | Summer | B6 | 300 | 700 | 0.04 | 92.84 | 88.28 | 0.01 | 0
2030 | MISO_W_2_MAPP_CA | MISO_W | MAPP_CA | Internal | Summer | B7 | 400 | 700 | 0.03 | 82.07 | 77.51 | 0.01 | 0
2030 | MISO_W_2_MAPP_CA | MISO_W | MAPP_CA | Internal | Summer | B8 | 500 | 700 | 0.02 | 76.93 | 72.36 | 0.01 | 0
2030 | MISO_W_2_MAPP_CA | MISO_W | MAPP_CA | Internal | Summer | B9 | 800 | 700 | 0.02 | 69.04 | 65.62 | 0.01 | 0
2030 | MISO_W_2_MAPP_CA | MISO_W | MAPP_CA | Internal | Summer | B10 | 1262 | 700 | 1.33 | 65.63 | 65.62 | 0.01 | 0
2030 | MISO_W_2_MAPP_CA | MISO_W | MAPP_CA | Internal | Winter | B16 | 25 | 700 | 0.46 | 82.01 | 77.45 | 0.01 | 0
2030 | MISO_W_2_MAPP_CA | MISO_W | MAPP_CA | Internal | Winter | B17 | 100 | 700 | 0.12 | 77.42 | 72.86 | 0.01 | 0
2030 | MISO_W_2_MAPP_CA | MISO_W | MAPP_CA | Internal | Winter | B18 | 400 | 700 | 0.03 | 76.45 | 71.88 | 0.01 | 0
2030 | MISO_W_2_MAPP_CA | MISO_W | MAPP_CA | Internal | Winter | B19 | 700 | 700 | 0.02 | 72.78 | 69.88 | 0.01 | 0
2030 | MISO_W_2_MAPP_CA | MISO_W | MAPP_CA | Internal | Winter | B20 | 935 | 700 | 1.49 | 69.89 | 69.88 | 0.01 | 0
2030 | MISO_W_2_MAPP_US | MISO_W | MAPP_US | Internal | Shoulder | B11 | 25 | 2300 | 0.22 | 83.24 | 76.24 | 7 | 0
2030 | MISO_W_2_MAPP_US | MISO_W | MAPP_US | Internal | Shoulder | B12 | 200 | 2300 | 0.03 | 76.91 | 69.91 | 7 | 0
2030 | MISO_W_2_MAPP_US | MISO_W | MAPP_US | Internal | Shoulder | B13 | 600 | 2300 | 0 | 76.01 | 69.01 | 7 | 0
2030 | MISO_W_2_MAPP_US | MISO_W | MAPP_US | Internal | Shoulder | B14 | 900 | 2300 | 0 | 67.49 | 60.49 | 7 | 0
2030 | MISO_W_2_MAPP_US | MISO_W | MAPP_US | Internal | Shoulder | B15 | 1203 | 2300 | 0 | 67 | 60 | 7 | 0
2030 | MISO_W_2_MAPP_US | MISO_W | MAPP_US | Internal | Summer | B1 | 10 | 2300 | 0.65 | 131.54 | 127.33 | 7 | 0
2030 | MISO_W_2_MAPP_US | MISO_W | MAPP_US | Internal | Summer | B2 | 25 | 2300 | 0.22 | 131.54 | 124.54 | 7 | 0
2030 | MISO_W_2_MAPP_US | MISO_W | MAPP_US | Internal | Summer | B3 | 75 | 2300 | 0.07 | 131.54 | 124.54 | 7 | 0
2030 | MISO_W_2_MAPP_US | MISO_W | MAPP_US | Internal | Summer | B4 | 100 | 2300 | 0.06 | 122.6 | 115.6 | 7 | 0
2030 | MISO_W_2_MAPP_US | MISO_W | MAPP_US | Internal | Summer | B5 | 200 | 2300 | 0.03 | 100.79 | 93.79 | 7 | 0
2030 | MISO_W_2_MAPP_US | MISO_W | MAPP_US | Internal | Summer | B6 | 300 | 2300 | 0.02 | 92.84 | 85.84 | 7 | 0
2030 | MISO_W_2_MAPP_US | MISO_W | MAPP_US | Internal | Summer | B7 | 400 | 2300 | 0.01 | 82.07 | 75.07 | 7 | 0
2030 | MISO_W_2_MAPP_US | MISO_W | MAPP_US | Internal | Summer | B8 | 500 | 2300 | 0.01 | 76.93 | 69.93 | 7 | 0
2030 | MISO_W_2_MAPP_US | MISO_W | MAPP_US | Internal | Summer | B9 | 800 | 2300 | 0 | 69.04 | 62.04 | 7 | 0
2030 | MISO_W_2_MAPP_US | MISO_W | MAPP_US | Internal | Summer | B10 | 1262 | 2300 | 0 | 65.63 | 58.63 | 7 | 0
2030 | MISO_W_2_MAPP_US | MISO_W | MAPP_US | Internal | Winter | B16 | 25 | 2300 | 0.22 | 82.01 | 75.01 | 7 | 0
2030 | MISO_W_2_MAPP_US | MISO_W | MAPP_US | Internal | Winter | B17 | 100 | 2300 | 0.06 | 77.42 | 70.42 | 7 | 0
2030 | MISO_W_2_MAPP_US | MISO_W | MAPP_US | Internal | Winter | B18 | 400 | 2300 | 0.01 | 76.45 | 69.45 | 7 | 0
2030 | MISO_W_2_MAPP_US | MISO_W | MAPP_US | Internal | Winter | B19 | 700 | 2300 | 0 | 72.78 | 65.78 | 7 | 0
2030 | MISO_W_2_MAPP_US | MISO_W | MAPP_US | Internal | Winter | B20 | 935 | 2300 | 0 | 69.89 | 62.89 | 7 | 0
2030 | MISO_W_2_MISO_MO-IL | MISO_W | MISO_MO-IL | Internal | Shoulder | B11 | 25 | 3800 | 3800.4 | 83.24 | 90.7 | 0.01 | 7.45
2030 | MISO_W_2_MISO_MO-IL | MISO_W | MISO_MO-IL | Internal | Shoulder | B12 | 200 | 3800 | 3800.08 | 76.91 | 85.91 | 0.01 | 8.99
2030 | MISO_W_2_MISO_MO-IL | MISO_W | MISO_MO-IL | Internal | Shoulder | B13 | 600 | 3800 | 3800.03 | 76.01 | 85.01 | 0.01 | 8.99
2030 | MISO_W_2_MISO_MO-IL | MISO_W | MISO_MO-IL | Internal | Shoulder | B14 | 900 | 3800 | 3800.02 | 67.49 | 76.49 | 0.01 | 8.99
2030 | MISO_W_2_MISO_MO-IL | MISO_W | MISO_MO-IL | Internal | Shoulder | B15 | 1203 | 3800 | 3800.01 | 67 | 75.98 | 0.01 | 8.97
2030 | MISO_W_2_MISO_MO-IL | MISO_W | MISO_MO-IL | Internal | Summer | B1 | 10 | 3800 | 3801.96 | 131.54 | 140.9 | 0.01 | 9.35
2030 | MISO_W_2_MISO_MO-IL | MISO_W | MISO_MO-IL | Internal | Summer | B2 | 25 | 3800 | 3800.83 | 131.54 | 140.9 | 0.01 | 9.35
2030 | MISO_W_2_MISO_MO-IL | MISO_W | MISO_MO-IL | Internal | Summer | B3 | 75 | 3800 | 3800.27 | 131.54 | 140.9 | 0.01 | 9.35
2030 | MISO_W_2_MISO_MO-IL | MISO_W | MISO_MO-IL | Internal | Summer | B4 | 100 | 3800 | 3800.08 | 122.6 | 130.23 | 0.01 | 7.62
2030 | MISO_W_2_MISO_MO-IL | MISO_W | MISO_MO-IL | Internal | Summer | B5 | 200 | 3800 | 3800.03 | 100.79 | 107.7 | 0.01 | 6.9
2030 | MISO_W_2_MISO_MO-IL | MISO_W | MISO_MO-IL | Internal | Summer | B6 | 300 | 3800 | 3800.03 | 92.84 | 100.28 | 0.01 | 7.43
2030 | MISO_W_2_MISO_MO-IL | MISO_W | MISO_MO-IL | Internal | Summer | B7 | 400 | 3800 | 3800.02 | 82.07 | 89.51 | 0.01 | 7.43
2030 | MISO_W_2_MISO_MO-IL | MISO_W | MISO_MO-IL | Internal | Summer | B8 | 500 | 3800 | 3800.03 | 76.93 | 85.93 | 0.01 | 8.99
2030 | MISO_W_2_MISO_MO-IL | MISO_W | MISO_MO-IL | Internal | Summer | B9 | 800 | 3800 | 3800.02 | 69.04 | 76.56 | 0.01 | 7.51
2030 | MISO_W_2_MISO_MO-IL | MISO_W | MISO_MO-IL | Internal | Summer | B10 | 1262 | 3800 | 3800.01 | 65.63 | 74.61 | 0.01 | 8.97
2030 | MISO_W_2_MISO_MO-IL | MISO_W | MISO_MO-IL | Internal | Winter | B16 | 25 | 3800 | 3800.66 | 82.01 | 91.02 | 0.01 | 8.99
2030 | MISO_W_2_MISO_MO-IL | MISO_W | MISO_MO-IL | Internal | Winter | B17 | 100 | 3800 | 3800.17 | 77.42 | 86.43 | 0.01 | 8.99
2030 | MISO_W_2_MISO_MO-IL | MISO_W | MISO_MO-IL | Internal | Winter | B18 | 400 | 3800 | 3800.04 | 76.45 | 85.45 | 0.01 | 8.99
2030 | MISO_W_2_MISO_MO-IL | MISO_W | MISO_MO-IL | Internal | Winter | B19 | 700 | 3800 | 3800.02 | 72.78 | 81.79 | 0.01 | 8.99
2030 | MISO_W_2_MISO_MO-IL | MISO_W | MISO_MO-IL | Internal | Winter | B20 | 935 | 3800 | 3800.02 | 69.89 | 78.88 | 0.01 | 8.97
2030 | MISO_W_2_MISO_WUMS | MISO_W | MISO_WUMS | Internal | Shoulder | B11 | 25 | 1629 | 1631.39 | 83.24 | 90.15 | 0.01 | 6.9
2030 | MISO_W_2_MISO_WUMS | MISO_W | MISO_WUMS | Internal | Shoulder | B12 | 200 | 1629 | 4258.81 | 76.91 | 85.36 | 0.01 | 8.44
2030 | MISO_W_2_MISO_WUMS | MISO_W | MISO_WUMS | Internal | Shoulder | B13 | 600 | 1629 | 5073.63 | 76.01 | 84.46 | 0.01 | 8.44
2030 | MISO_W_2_MISO_WUMS | MISO_W | MISO_WUMS | Internal | Shoulder | B14 | 900 | 1629 | 5260.88 | 67.49 | 75.94 | 0.01 | 8.44
2030 | MISO_W_2_MISO_WUMS | MISO_W | MISO_WUMS | Internal | Shoulder | B15 | 1203 | 1629 | 18859.12 | 67 | 75.46 | 0.01 | 8.44
2030 | MISO_W_2_MISO_WUMS | MISO_W | MISO_WUMS | Internal | Summer | B1 | 10 | 1629 | 7613.9 | 131.54 | 139.99 | 0.01 | 8.44
2030 | MISO_W_2_MISO_WUMS | MISO_W | MISO_WUMS | Internal | Summer | B2 | 25 | 1629 | 5645.21 | 131.54 | 139.99 | 0.01 | 8.44
2030 | MISO_W_2_MISO_WUMS | MISO_W | MISO_WUMS | Internal | Summer | B3 | 75 | 1629 | 1840.51 | 131.54 | 139.99 | 0.01 | 8.44
2030 | MISO_W_2_MISO_WUMS | MISO_W | MISO_WUMS | Internal | Summer | B4 | 100 | 1629 | 1629.29 | 122.6 | 129.68 | 0.01 | 7.07
2030 | MISO_W_2_MISO_WUMS | MISO_W | MISO_WUMS | Internal | Summer | B5 | 200 | 1629 | 1629.11 | 100.79 | 107.14 | 0.01 | 6.35
2030 | MISO_W_2_MISO_WUMS | MISO_W | MISO_WUMS | Internal | Summer | B6 | 300 | 1629 | 1629.12 | 92.84 | 99.73 | 0.01 | 6.87
2030 | MISO_W_2_MISO_WUMS | MISO_W | MISO_WUMS | Internal | Summer | B7 | 400 | 1629 | 1629.12 | 82.07 | 88.96 | 0.01 | 6.87
2030 | MISO_W_2_MISO_WUMS | MISO_W | MISO_WUMS | Internal | Summer | B8 | 500 | 1629 | 2518.19 | 76.93 | 85.38 | 0.01 | 8.44
2030 | MISO_W_2_MISO_WUMS | MISO_W | MISO_WUMS | Internal | Summer | B9 | 800 | 1629 | 1630.96 | 69.04 | 76.01 | 0.01 | 6.96
2030 | MISO_W_2_MISO_WUMS | MISO_W | MISO_WUMS | Internal | Summer | B10 | 1262 | 1629 | 19858.41 | 65.63 | 74.08 | 0.01 | 8.44
2030 | MISO_W_2_MISO_WUMS | MISO_W | MISO_WUMS | Internal | Winter | B16 | 25 | 1629 | 6434.29 | 82.01 | 90.46 | 0.01 | 8.44
2030 | MISO_W_2_MISO_WUMS | MISO_W | MISO_WUMS | Internal | Winter | B17 | 100 | 1629 | 7162.83 | 77.42 | 85.88 | 0.01 | 8.44
2030 | MISO_W_2_MISO_WUMS | MISO_W | MISO_WUMS | Internal | Winter | B18 | 400 | 1629 | 6021.1 | 76.45 | 84.9 | 0.01 | 8.44
2030 | MISO_W_2_MISO_WUMS | MISO_W | MISO_WUMS | Internal | Winter | B19 | 700 | 1629 | 5723.62 | 72.78 | 81.24 | 0.01 | 8.44
2030 | MISO_W_2_MISO_WUMS | MISO_W | MISO_WUMS | Internal | Winter | B20 | 935 | 1629 | 7670.19 | 69.89 | 78.35 | 0.01 | 8.44
2030 | MISO_W_2_NE | MISO_W | NE | Internal | Shoulder | B11 | 25 | 2800 | 0.23 | 83.24 | 77.57 | 7 | 0
2030 | MISO_W_2_NE | MISO_W | NE | Internal | Shoulder | B12 | 200 | 2800 | 0.03 | 76.91 | 69.32 | 7 | 0
2030 | MISO_W_2_NE | MISO_W | NE | Internal | Shoulder | B13 | 600 | 2800 | 0 | 76.01 | 68.42 | 7 | 0
2030 | MISO_W_2_NE | MISO_W | NE | Internal | Shoulder | B14 | 900 | 2800 | 0 | 67.49 | 59.9 | 7 | 0
2030 | MISO_W_2_NE | MISO_W | NE | Internal | Shoulder | B15 | 1203 | 2800 | 0 | 67 | 59.42 | 7 | 0
2030 | MISO_W_2_NE | MISO_W | NE | Internal | Summer | B1 | 10 | 2800 | 0.5 | 131.54 | 123.95 | 7 | 0
2030 | MISO_W_2_NE | MISO_W | NE | Internal | Summer | B2 | 25 | 2800 | 0.22 | 131.54 | 125.46 | 7 | 0
2030 | MISO_W_2_NE | MISO_W | NE | Internal | Summer | B3 | 75 | 2800 | 0.09 | 131.54 | 126.54 | 7 | 0
2030 | MISO_W_2_NE | MISO_W | NE | Internal | Summer | B4 | 100 | 2800 | 0.09 | 122.6 | 120.99 | 7 | 0
2030 | MISO_W_2_NE | MISO_W | NE | Internal | Summer | B5 | 200 | 2800 | 0.04 | 100.79 | 98.67 | 7 | 0
2030 | MISO_W_2_NE | MISO_W | NE | Internal | Summer | B6 | 300 | 2800 | 0.02 | 92.84 | 87.84 | 7 | 0
2030 | MISO_W_2_NE | MISO_W | NE | Internal | Summer | B7 | 400 | 2800 | 0.03 | 82.07 | 82.07 | 7 | 0
2030 | MISO_W_2_NE | MISO_W | NE | Internal | Summer | B8 | 500 | 2800 | 0.01 | 76.93 | 72.82 | 7 | 0
2030 | MISO_W_2_NE | MISO_W | NE | Internal | Summer | B9 | 800 | 2800 | 0 | 69.04 | 66.92 | 7 | 0
2030 | MISO_W_2_NE | MISO_W | NE | Internal | Summer | B10 | 1262 | 2800 | 0 | 65.63 | 58.04 | 7 | 0
2030 | MISO_W_2_NE | MISO_W | NE | Internal | Winter | B16 | 25 | 2800 | 0.2 | 82.01 | 74.43 | 7 | 0
2030 | MISO_W_2_NE | MISO_W | NE | Internal | Winter | B17 | 100 | 2800 | 0.05 | 77.42 | 69.84 | 7 | 0
2030 | MISO_W_2_NE | MISO_W | NE | Internal | Winter | B18 | 400 | 2800 | 0.01 | 76.45 | 68.86 | 7 | 0
2030 | MISO_W_2_NE | MISO_W | NE | Internal | Winter | B19 | 700 | 2800 | 0 | 72.78 | 65.2 | 7 | 0
2030 | MISO_W_2_NE | MISO_W | NE | Internal | Winter | B20 | 935 | 2800 | 0 | 69.89 | 62.31 | 7 | 0
2030 | MISO_W_2_PJM_ROR | MISO_W | PJM_ROR | Internal | Shoulder | B11 | 25 | 773 | 17306.9 | 83.24 | 92.13 | 2 | 6.89
2030 | MISO_W_2_PJM_ROR | MISO_W | PJM_ROR | Internal | Shoulder | B12 | 200 | 773 | 29404.5 | 76.91 | 85.79 | 2 | 6.89
2030 | MISO_W_2_PJM_ROR | MISO_W | PJM_ROR | Internal | Shoulder | B13 | 600 | 773 | 29147.89 | 76.01 | 84.89 | 2 | 6.88
2030 | MISO_W_2_PJM_ROR | MISO_W | PJM_ROR | Internal | Shoulder | B14 | 900 | 773 | 32041.21 | 67.49 | 76.37 | 2 | 6.88
2030 | MISO_W_2_PJM_ROR | MISO_W | PJM_ROR | Internal | Shoulder | B15 | 1203 | 773 | 32781.78 | 67 | 75.89 | 2 | 6.88
2030 | MISO_W_2_PJM_ROR | MISO_W | PJM_ROR | Internal | Summer | B1 | 10 | 773 | 18910.54 | 131.54 | 140.42 | 2 | 6.89
2030 | MISO_W_2_PJM_ROR | MISO_W | PJM_ROR | Internal | Summer | B2 | 25 | 773 | 18740.69 | 131.54 | 140.42 | 2 | 6.89
2030 | MISO_W_2_PJM_ROR | MISO_W | PJM_ROR | Internal | Summer | B3 | 75 | 773 | 12697.77 | 131.54 | 140.42 | 2 | 6.89
2030 | MISO_W_2_PJM_ROR | MISO_W | PJM_ROR | Internal | Summer | B4 | 100 | 773 | 13644.3 | 122.6 | 131.49 | 2 | 6.89
2030 | MISO_W_2_PJM_ROR | MISO_W | PJM_ROR | Internal | Summer | B5 | 200 | 773 | 11931.87 | 100.79 | 109.67 | 2 | 6.89
2030 | MISO_W_2_PJM_ROR | MISO_W | PJM_ROR | Internal | Summer | B6 | 300 | 773 | 12104.74 | 92.84 | 101.72 | 2 | 6.88
2030 | MISO_W_2_PJM_ROR | MISO_W | PJM_ROR | Internal | Summer | B7 | 400 | 773 | 17451.77 | 82.07 | 90.96 | 2 | 6.88
2030 | MISO_W_2_PJM_ROR | MISO_W | PJM_ROR | Internal | Summer | B8 | 500 | 773 | 24946.84 | 76.93 | 85.81 | 2 | 6.88
2030 | MISO_W_2_PJM_ROR | MISO_W | PJM_ROR | Internal | Summer | B9 | 800 | 773 | 24047.74 | 69.04 | 77.93 | 2 | 6.88
2030 | MISO_W_2_PJM_ROR | MISO_W | PJM_ROR | Internal | Summer | B10 | 1262 | 773 | 14464.65 | 65.63 | 74.51 | 2 | 6.88
2030 | MISO_W_2_PJM_ROR | MISO_W | PJM_ROR | Internal | Winter | B16 | 25 | 773 | 54559.88 | 82.01 | 90.89 | 2 | 6.89
2030 | MISO_W_2_PJM_ROR | MISO_W | PJM_ROR | Internal | Winter | B17 | 100 | 773 | 44392.45 | 77.42 | 86.31 | 2 | 6.89
2030 | MISO_W_2_PJM_ROR | MISO_W | PJM_ROR | Internal | Winter | B18 | 400 | 773 | 33531 | 76.45 | 85.33 | 2 | 6.88
2030 | MISO_W_2_PJM_ROR | MISO_W | PJM_ROR | Internal | Winter | B19 | 700 | 773 | 31643.56 | 72.78 | 81.67 | 2 | 6.88
2030 | MISO_W_2_PJM_ROR | MISO_W | PJM_ROR | Internal | Winter | B20 | 935 | 773 | 41721.73 | 69.89 | 78.78 | 2 | 6.88
2030 | MISO_W_2_SPP_N | MISO_W | SPP_N | Internal | Shoulder | B11 | 25 | 3200 | 0.26 | 83.24 | 79.24 | 7 | 0
2030 | MISO_W_2_SPP_N | MISO_W | SPP_N | Internal | Shoulder | B12 | 200 | 3200 | 0.03 | 76.91 | 70.09 | 7 | 0
2030 | MISO_W_2_SPP_N | MISO_W | SPP_N | Internal | Shoulder | B13 | 600 | 3200 | 0 | 76.01 | 70.09 | 7 | 0
2030 | MISO_W_2_SPP_N | MISO_W | SPP_N | Internal | Shoulder | B14 | 900 | 3200 | 0 | 67.49 | 61.57 | 7 | 0
2030 | MISO_W_2_SPP_N | MISO_W | SPP_N | Internal | Shoulder | B15 | 1203 | 3200 | 0 | 67 | 58.28 | 7 | 0
2030 | MISO_W_2_SPP_N | MISO_W | SPP_N | Internal | Summer | B1 | 10 | 3200 | 0.47 | 131.54 | 122.82 | 7 | 0
2030 | MISO_W_2_SPP_N | MISO_W | SPP_N | Internal | Summer | B2 | 25 | 3200 | 0.25 | 131.54 | 127.12 | 7 | 0
2030 | MISO_W_2_SPP_N | MISO_W | SPP_N | Internal | Summer | B3 | 75 | 3200 | 0.1 | 131.54 | 128.21 | 7 | 0
2030 | MISO_W_2_SPP_N | MISO_W | SPP_N | Internal | Summer | B4 | 100 | 3200 | 0.1 | 122.6 | 122.66 | 7 | 0
2030 | MISO_W_2_SPP_N | MISO_W | SPP_N | Internal | Summer | B5 | 200 | 3200 | 0.04 | 100.79 | 100.34 | 7 | 0
2030 | MISO_W_2_SPP_N | MISO_W | SPP_N | Internal | Summer | B6 | 300 | 3200 | 0.02 | 92.84 | 89.51 | 7 | 0
2030 | MISO_W_2_SPP_N | MISO_W | SPP_N | Internal | Summer | B7 | 400 | 3200 | 0.03 | 82.07 | 83.74 | 7 | 0
2030 | MISO_W_2_SPP_N | MISO_W | SPP_N | Internal | Summer | B8 | 500 | 3200 | 0.02 | 76.93 | 74.49 | 7 | 0
2030 | MISO_W_2_SPP_N | MISO_W | SPP_N | Internal | Summer | B9 | 800 | 3200 | 0.01 | 69.04 | 68.59 | 7 | 0
2030 | MISO_W_2_SPP_N | MISO_W | SPP_N | Internal | Summer | B10 | 1262 | 3200 | 0 | 65.63 | 59.71 | 7 | 0
2030 | MISO_W_2_SPP_N | MISO_W | SPP_N | Internal | Winter | B16 | 25 | 3200 | 0.23 | 82.01 | 76.09 | 7 | 0
2030 | MISO_W_2_SPP_N | MISO_W | SPP_N | Internal | Winter | B17 | 100 | 3200 | 0.06 | 77.42 | 71.51 | 7 | 0
2030 | MISO_W_2_SPP_N | MISO_W | SPP_N | Internal | Winter | B18 | 400 | 3200 | 0.02 | 76.45 | 70.53 | 7 | 0
2030 | MISO_W_2_SPP_N | MISO_W | SPP_N | Internal | Winter | B19 | 700 | 3200 | 0 | 72.78 | 66.82 | 7 | 0
2030 | MISO_W_2_SPP_N | MISO_W | SPP_N | Internal | Winter | B20 | 935 | 3200 | 0 | 69.89 | 61.17 | 7 | 0
2030 | MISO_WUMS_2_MISO_MI | MISO_WUMS | MISO_MI | Internal | Shoulder | B11 | 25 | 99 | 18219.26 | 90.15 | 90.68 | 0.01 | 0.54
2030 | MISO_WUMS_2_MISO_MI | MISO_WUMS | MISO_MI | Internal | Shoulder | B12 | 200 | 99 | 18586.05 | 85.36 | 85.89 | 0.01 | 0.52
2030 | MISO_WUMS_2_MISO_MI | MISO_WUMS | MISO_MI | Internal | Shoulder | B13 | 600 | 99 | 19402.69 | 84.46 | 84.99 | 0.01 | 0.52
2030 | MISO_WUMS_2_MISO_MI | MISO_WUMS | MISO_MI | Internal | Shoulder | B14 | 900 | 99 | 19961.62 | 75.94 | 76.47 | 0.01 | 0.52
2030 | MISO_WUMS_2_MISO_MI | MISO_WUMS | MISO_MI | Internal | Shoulder | B15 | 1203 | 99 | 14467.05 | 75.46 | 75.98 | 0.01 | 0.52
2030 | MISO_WUMS_2_MISO_MI | MISO_WUMS | MISO_MI | Internal | Summer | B1 | 10 | 99 | 24366.07 | 139.99 | 140.52 | 0.01 | 0.57
2030 | MISO_WUMS_2_MISO_MI | MISO_WUMS | MISO_MI | Internal | Summer | B2 | 25 | 99 | 22452.24 | 139.99 | 140.52 | 0.01 | 0.54
2030 | MISO_WUMS_2_MISO_MI | MISO_WUMS | MISO_MI | Internal | Summer | B3 | 75 | 99 | 19234.21 | 139.99 | 140.52 | 0.01 | 0.52
2030 | MISO_WUMS_2_MISO_MI | MISO_WUMS | MISO_MI | Internal | Summer | B4 | 100 | 99 | 19772.29 | 129.68 | 130.21 | 0.01 | 0.52
2030 | MISO_WUMS_2_MISO_MI | MISO_WUMS | MISO_MI | Internal | Summer | B5 | 200 | 99 | 18735.55 | 107.14 | 107.67 | 0.01 | 0.52
2030 | MISO_WUMS_2_MISO_MI | MISO_WUMS | MISO_MI | Internal | Summer | B6 | 300 | 99 | 19982.46 | 99.73 | 100.25 | 0.01 | 0.52
2030 | MISO_WUMS_2_MISO_MI | MISO_WUMS | MISO_MI | Internal | Summer | B7 | 400 | 99 | 19647.02 | 88.96 | 89.49 | 0.01 | 0.52
2030 | MISO_WUMS_2_MISO_MI | MISO_WUMS | MISO_MI | Internal | Summer | B8 | 500 | 99 | 19518.85 | 85.38 | 85.91 | 0.01 | 0.52
2030 | MISO_WUMS_2_MISO_MI | MISO_WUMS | MISO_MI | Internal | Summer | B9 | 800 | 99 | 19059.15 | 76.01 | 76.54 | 0.01 | 0.52
2030 | MISO_WUMS_2_MISO_MI | MISO_WUMS | MISO_MI | Internal | Summer | B10 | 1262 | 99 | 15495.38 | 74.08 | 74.61 | 0.01 | 0.52
2030 | MISO_WUMS_2_MISO_MI | MISO_WUMS | MISO_MI | Internal | Winter | B16 | 25 | 99 | 21745.77 | 90.46 | 90.99 | 0.01 | 0.54
2030 | MISO_WUMS_2_MISO_MI | MISO_WUMS | MISO_MI | Internal | Winter | B17 | 100 | 99 | 21322.3 | 85.88 | 86.41 | 0.01 | 0.52
2030 | MISO_WUMS_2_MISO_MI | MISO_WUMS | MISO_MI | Internal | Winter | B18 | 400 | 99 | 20378.69 | 84.9 | 85.43 | 0.01 | 0.52
2030 | MISO_WUMS_2_MISO_MI | MISO_WUMS | MISO_MI | Internal | Winter | B19 | 700 | 99 | 20035.25 | 81.24 | 81.76 | 0.01 | 0.52
2030 | MISO_WUMS_2_MISO_MI | MISO_WUMS | MISO_MI | Internal | Winter | B20 | 935 | 99 | 14002.03 | 78.35 | 78.88 | 0.01 | 0.52
2030 | MISO_WUMS_2_MISO_W | MISO_WUMS | MISO_W | Internal | Shoulder | B11 | 25 | 1137 | 0.33 | 90.15 | 83.24 | 0.01 | 0
2030 | MISO_WUMS_2_MISO_W | MISO_WUMS | MISO_W | Internal | Shoulder | B12 | 200 | 1137 | 0.04 | 85.36 | 76.91 | 0.01 | 0
2030 | MISO_WUMS_2_MISO_W | MISO_WUMS | MISO_W | Internal | Shoulder | B13 | 600 | 1137 | 0.01 | 84.46 | 76.01 | 0.01 | 0
2030 | MISO_WUMS_2_MISO_W | MISO_WUMS | MISO_W | Internal | Shoulder | B14 | 900 | 1137 | 0 | 75.94 | 67.49 | 0.01 | 0
2030 | MISO_WUMS_2_MISO_W | MISO_WUMS | MISO_W | Internal | Shoulder | B15 | 1203 | 1137 | 0 | 75.46 | 67 | 0.01 | 0
2030 | MISO_WUMS_2_MISO_W | MISO_WUMS | MISO_W | Internal | Summer | B1 | 10 | 1137 | 0.73 | 139.99 | 131.54 | 0.01 | 0
2030 | MISO_WUMS_2_MISO_W | MISO_WUMS | MISO_W | Internal | Summer | B2 | 25 | 1137 | 0.3 | 139.99 | 131.54 | 0.01 | 0
2030 | MISO_WUMS_2_MISO_W | MISO_WUMS | MISO_W | Internal | Summer | B3 | 75 | 1137 | 0.1 | 139.99 | 131.54 | 0.01 | 0
2030 | MISO_WUMS_2_MISO_W | MISO_WUMS | MISO_W | Internal | Summer | B4 | 100 | 1137 | 0.09 | 129.68 | 122.6 | 0.01 | 0
2030 | MISO_WUMS_2_MISO_W | MISO_WUMS | MISO_W | Internal | Summer | B5 | 200 | 1137 | 0.05 | 107.14 | 100.79 | 0.01 | 0
2030 | MISO_WUMS_2_MISO_W | MISO_WUMS | MISO_W | Internal | Summer | B6 | 300 | 1137 | 0.03 | 99.73 | 92.84 | 0.01 | 0
2030 | MISO_WUMS_2_MISO_W | MISO_WUMS | MISO_W | Internal | Summer | B7 | 400 | 1137 | 0.02 | 88.96 | 82.07 | 0.01 | 0
2030 | MISO_WUMS_2_MISO_W | MISO_WUMS | MISO_W | Internal | Summer | B8 | 500 | 1137 | 0.02 | 85.38 | 76.93 | 0.01 | 0
2030 | MISO_WUMS_2_MISO_W | MISO_WUMS | MISO_W | Internal | Summer | B9 | 800 | 1137 | 0.01 | 76.01 | 69.04 | 0.01 | 0
2030 | MISO_WUMS_2_MISO_W | MISO_WUMS | MISO_W | Internal | Summer | B10 | 1262 | 1137 | 0 | 74.08 | 65.63 | 0.01 | 0
2030 | MISO_WUMS_2_MISO_W | MISO_WUMS | MISO_W | Internal | Winter | B16 | 25 | 1137 | 0.3 | 90.46 | 82.01 | 0.01 | 0
2030 | MISO_WUMS_2_MISO_W | MISO_WUMS | MISO_W | Internal | Winter | B17 | 100 | 1137 | 0.08 | 85.88 | 77.42 | 0.01 | 0
2030 | MISO_WUMS_2_MISO_W | MISO_WUMS | MISO_W | Internal | Winter | B18 | 400 | 1137 | 0.02 | 84.9 | 76.45 | 0.01 | 0
2030 | MISO_WUMS_2_MISO_W | MISO_WUMS | MISO_W | Internal | Winter | B19 | 700 | 1137 | 0.01 | 81.24 | 72.78 | 0.01 | 0
2030 | MISO_WUMS_2_MISO_W | MISO_WUMS | MISO_W | Internal | Winter | B20 | 935 | 1137 | 0 | 78.35 | 69.89 | 0.01 | 0
2030 | MISO_WUMS_2_PJM_ROR | MISO_WUMS | PJM_ROR | Internal | Shoulder | B11 | 25 | 1600 | 46.12 | 90.15 | 92.13 | 2 | 0
2030 | MISO_WUMS_2_PJM_ROR | MISO_WUMS | PJM_ROR | Internal | Shoulder | B12 | 200 | 1600 | 0.16 | 85.36 | 85.79 | 2 | 0
2030 | MISO_WUMS_2_PJM_ROR | MISO_WUMS | PJM_ROR | Internal | Shoulder | B13 | 600 | 1600 | 0.06 | 84.46 | 84.89 | 2 | 0
2030 | MISO_WUMS_2_PJM_ROR | MISO_WUMS | PJM_ROR | Internal | Shoulder | B14 | 900 | 1600 | 0.04 | 75.94 | 76.37 | 2 | 0
2030 | MISO_WUMS_2_PJM_ROR | MISO_WUMS | PJM_ROR | Internal | Shoulder | B15 | 1203 | 1600 | 0.03 | 75.46 | 75.89 | 2 | 0
2030 | MISO_WUMS_2_PJM_ROR | MISO_WUMS | PJM_ROR | Internal | Summer | B1 | 10 | 1600 | 2.93 | 139.99 | 140.42 | 2 | 0
2030 | MISO_WUMS_2_PJM_ROR | MISO_WUMS | PJM_ROR | Internal | Summer | B2 | 25 | 1600 | 1.23 | 139.99 | 140.42 | 2 | 0
2030 | MISO_WUMS_2_PJM_ROR | MISO_WUMS | PJM_ROR | Internal | Summer | B3 | 75 | 1600 | 0.45 | 139.99 | 140.42 | 2 | 0
2030 | MISO_WUMS_2_PJM_ROR | MISO_WUMS | PJM_ROR | Internal | Summer | B4 | 100 | 1600 | 1.73 | 129.68 | 131.49 | 2 | 0
2030 | MISO_WUMS_2_PJM_ROR | MISO_WUMS | PJM_ROR | Internal | Summer | B5 | 200 | 1600 | 1599.67 | 107.14 | 109.67 | 2 | 0.53
2030 | MISO_WUMS_2_PJM_ROR | MISO_WUMS | PJM_ROR | Internal | Summer | B6 | 300 | 1600 | 872.85 | 99.73 | 101.72 | 2 | 0
2030 | MISO_WUMS_2_PJM_ROR | MISO_WUMS | PJM_ROR | Internal | Summer | B7 | 400 | 1600 | 1082.33 | 88.96 | 90.96 | 2 | 0
2030 | MISO_WUMS_2_PJM_ROR | MISO_WUMS | PJM_ROR | Internal | Summer | B8 | 500 | 1600 | 0.07 | 85.38 | 85.81 | 2 | 0
2030 | MISO_WUMS_2_PJM_ROR | MISO_WUMS | PJM_ROR | Internal | Summer | B9 | 800 | 1600 | 22.06 | 76.01 | 77.93 | 2 | 0
2030 | MISO_WUMS_2_PJM_ROR | MISO_WUMS | PJM_ROR | Internal | Summer | B10 | 1262 | 1600 | 0.03 | 74.08 | 74.51 | 2 | 0
2030 | MISO_WUMS_2_PJM_ROR | MISO_WUMS | PJM_ROR | Internal | Winter | B16 | 25 | 1600 | 1.22 | 90.46 | 90.89 | 2 | 0
2030 | MISO_WUMS_2_PJM_ROR | MISO_WUMS | PJM_ROR | Internal | Winter | B17 | 100 | 1600 | 0.32 | 85.88 | 86.31 | 2 | 0
2030 | MISO_WUMS_2_PJM_ROR | MISO_WUMS | PJM_ROR | Internal | Winter | B18 | 400 | 1600 | 0.08 | 84.9 | 85.33 | 2 | 0
2030 | MISO_WUMS_2_PJM_ROR | MISO_WUMS | PJM_ROR | Internal | Winter | B19 | 700 | 1600 | 0.05 | 81.24 | 81.67 | 2 | 0
2030 | MISO_WUMS_2_PJM_ROR | MISO_WUMS | PJM_ROR | Internal | Winter | B20 | 935 | 1600 | 0.04 | 78.35 | 78.78 | 2 | 0
2030 | NE_2_MAPP_US | NE | MAPP_US | Internal | Shoulder | B11 | 25 | 1600 | 0.38 | 77.57 | 76.24 | 5 | 0
2030 | NE_2_MAPP_US | NE | MAPP_US | Internal | Shoulder | B12 | 200 | 1600 | 0.06 | 69.32 | 69.91 | 5 | 0
2030 | NE_2_MAPP_US | NE | MAPP_US | Internal | Shoulder | B13 | 600 | 1600 | 0.02 | 68.42 | 69.01 | 5 | 0
2030 | NE_2_MAPP_US | NE | MAPP_US | Internal | Shoulder | B14 | 900 | 1600 | 0.01 | 59.9 | 60.49 | 5 | 0
2030 | NE_2_MAPP_US | NE | MAPP_US | Internal | Shoulder | B15 | 1203 | 1600 | 0.01 | 59.42 | 60 | 5 | 0
2030 | NE_2_MAPP_US | NE | MAPP_US | Internal | Summer | B1 | 10 | 1600 | 2.55 | 123.95 | 127.33 | 5 | 0
2030 | NE_2_MAPP_US | NE | MAPP_US | Internal | Summer | B2 | 25 | 1600 | 0.43 | 125.46 | 124.54 | 5 | 0
2030 | NE_2_MAPP_US | NE | MAPP_US | Internal | Summer | B3 | 75 | 1600 | 0.12 | 126.54 | 124.54 | 5 | 0
2030 | NE_2_MAPP_US | NE | MAPP_US | Internal | Summer | B4 | 100 | 1600 | 0.07 | 120.99 | 115.6 | 5 | 0
2030 | NE_2_MAPP_US | NE | MAPP_US | Internal | Summer | B5 | 200 | 1600 | 0.04 | 98.67 | 93.79 | 5 | 0
2030 | NE_2_MAPP_US | NE | MAPP_US | Internal | Summer | B6 | 300 | 1600 | 0.03 | 87.84 | 85.84 | 5 | 0
2030 | NE_2_MAPP_US | NE | MAPP_US | Internal | Summer | B7 | 400 | 1600 | 0.01 | 82.07 | 75.07 | 5 | 0
2030 | NE_2_MAPP_US | NE | MAPP_US | Internal | Summer | B8 | 500 | 1600 | 0.02 | 72.82 | 69.93 | 5 | 0
2030 | NE_2_MAPP_US | NE | MAPP_US | Internal | Summer | B9 | 800 | 1600 | 0 | 66.92 | 62.04 | 5 | 0
2030 | NE_2_MAPP_US | NE | MAPP_US | Internal | Summer | B10 | 1262 | 1600 | 0.01 | 58.04 | 58.63 | 5 | 0
2030 | NE_2_MAPP_US | NE | MAPP_US | Internal | Winter | B16 | 25 | 1600 | 0.5 | 74.43 | 75.01 | 5 | 0
2030 | NE_2_MAPP_US | NE | MAPP_US | Internal | Winter | B17 | 100 | 1600 | 0.13 | 69.84 | 70.42 | 5 | 0
2030 | NE_2_MAPP_US | NE | MAPP_US | Internal | Winter | B18 | 400 | 1600 | 0.03 | 68.86 | 69.45 | 5 | 0
2030 | NE_2_MAPP_US | NE | MAPP_US | Internal | Winter | B19 | 700 | 1600 | 0.02 | 65.2 | 65.78 | 5 | 0
2030 | NE_2_MAPP_US | NE | MAPP_US | Internal | Winter | B20 | 935 | 1600 | 0.02 | 62.31 | 62.89 | 5 | 0
2030 | NE_2_MISO_W | NE | MISO_W | Internal | Shoulder | B11 | 25 | 1600 | 1598.81 | 77.57 | 83.24 | 5 | 0.67
2030 | NE_2_MISO_W | NE | MISO_W | Internal | Shoulder | B12 | 200 | 1600 | 5663.8 | 69.32 | 76.91 | 5 | 2.59
2030 | NE_2_MISO_W | NE | MISO_W | Internal | Shoulder | B13 | 600 | 1600 | 4494.35 | 68.42 | 76.01 | 5 | 2.59
2030 | NE_2_MISO_W | NE | MISO_W | Internal | Shoulder | B14 | 900 | 1600 | 5485.08 | 59.9 | 67.49 | 5 | 2.59
2030 | NE_2_MISO_W | NE | MISO_W | Internal | Shoulder | B15 | 1203 | 1600 | 17769.69 | 59.42 | 67 | 5 | 2.59
2030 | NE_2_MISO_W | NE | MISO_W | Internal | Summer | B1 | 10 | 1600 | 11294.56 | 123.95 | 131.54 | 5 | 2.59
2030 | NE_2_MISO_W | NE | MISO_W | Internal | Summer | B2 | 25 | 1600 | 1600.17 | 125.46 | 131.54 | 5 | 1.08
2030 | NE_2_MISO_W | NE | MISO_W | Internal | Summer | B3 | 75 | 1600 | 688.96 | 126.54 | 131.54 | 5 | 0
2030 | NE_2_MISO_W | NE | MISO_W | Internal | Summer | B4 | 100 | 1600 | 0.18 | 120.99 | 122.6 | 5 | 0
2030 | NE_2_MISO_W | NE | MISO_W | Internal | Summer | B5 | 200 | 1600 | 0.69 | 98.67 | 100.79 | 5 | 0
2030 | NE_2_MISO_W | NE | MISO_W | Internal | Summer | B6 | 300 | 1600 | 272.3 | 87.84 | 92.84 | 5 | 0
2030 | NE_2_MISO_W | NE | MISO_W | Internal | Summer | B7 | 400 | 1600 | 0.04 | 82.07 | 82.07 | 5 | 0
2030 | NE_2_MISO_W | NE | MISO_W | Internal | Summer | B8 | 500 | 1600 | 0.18 | 72.82 | 76.93 | 5 | 0
2030 | NE_2_MISO_W | NE | MISO_W | Internal | Summer | B9 | 800 | 1600 | 0.3 | 66.92 | 69.04 | 5 | 0
2030 | NE_2_MISO_W | NE | MISO_W | Internal | Summer | B10 | 1262 | 1600 | 2231.52 | 58.04 | 65.63 | 5 | 2.59
2030 | NE_2_MISO_W | NE | MISO_W | Internal | Winter | B16 | 25 | 1600 | 9895.08 | 74.43 | 82.01 | 5 | 2.59
2030 | NE_2_MISO_W | NE | MISO_W | Internal | Winter | B17 | 100 | 1600 | 6364.62 | 69.84 | 77.42 | 5 | 2.59
2030 | NE_2_MISO_W | NE | MISO_W | Internal | Winter | B18 | 400 | 1600 | 4831.66 | 68.86 | 76.45 | 5 | 2.59
2030 | NE_2_MISO_W | NE | MISO_W | Internal | Winter | B19 | 700 | 1600 | 7627.56 | 65.2 | 72.78 | 5 | 2.59
2030 | NE_2_MISO_W | NE | MISO_W | Internal | Winter | B20 | 935 | 1600 | 15209.19 | 62.31 | 69.89 | 5 | 2.59
2030 | NE_2_SPP_N | NE | SPP_N | Internal | Shoulder | B11 | 25 | 1800 | 3051.71 | 77.57 | 79.24 | 0.01 | 1.66
2030 | NE_2_SPP_N | NE | SPP_N | Internal | Shoulder | B12 | 200 | 1800 | 1798.65 | 69.32 | 70.09 | 0.01 | 0.76
2030 | NE_2_SPP_N | NE | SPP_N | Internal | Shoulder | B13 | 600 | 1800 | 4173.01 | 68.42 | 70.09 | 0.01 | 1.66
2030 | NE_2_SPP_N | NE | SPP_N | Internal | Shoulder | B14 | 900 | 1800 | 3360.53 | 59.9 | 61.57 | 0.01 | 1.66
2030 | NE_2_SPP_N | NE | SPP_N | Internal | Shoulder | B15 | 1203 | 1800 | 0.04 | 59.42 | 58.28 | 0.01 | 0
2030 | NE_2_SPP_N | NE | SPP_N | Internal | Summer | B1 | 10 | 1800 | 3.93 | 123.95 | 122.82 | 0.01 | 0
2030 | NE_2_SPP_N | NE | SPP_N | Internal | Summer | B2 | 25 | 1800 | 4689.33 | 125.46 | 127.12 | 0.01 | 1.66
2030 | NE_2_SPP_N | NE | SPP_N | Internal | Summer | B3 | 75 | 1800 | 3710.56 | 126.54 | 128.21 | 0.01 | 1.66
2030 | NE_2_SPP_N | NE | SPP_N | Internal | Summer | B4 | 100 | 1800 | 3415.28 | 120.99 | 122.66 | 0.01 | 1.66
2030 | NE_2_SPP_N | NE | SPP_N | Internal | Summer | B5 | 200 | 1800 | 3864.53 | 98.67 | 100.34 | 0.01 | 1.66
2030 | NE_2_SPP_N | NE | SPP_N | Internal | Summer | B6 | 300 | 1800 | 3441.33 | 87.84 | 89.51 | 0.01 | 1.66
2030 | NE_2_SPP_N | NE | SPP_N | Internal | Summer | B7 | 400 | 1800 | 5400.6 | 82.07 | 83.74 | 0.01 | 1.66
2030 | NE_2_SPP_N | NE | SPP_N | Internal | Summer | B8 | 500 | 1800 | 6406.4 | 72.82 | 74.49 | 0.01 | 1.66
2030 | NE_2_SPP_N | NE | SPP_N | Internal | Summer | B9 | 800 | 1800 | 6398.02 | 66.92 | 68.59 | 0.01 | 1.66
2030 | NE_2_SPP_N | NE | SPP_N | Internal | Summer | B10 | 1262 | 1800 | 5837.58 | 58.04 | 59.71 | 0.01 | 1.66
2030 | NE_2_SPP_N | NE | SPP_N | Internal | Winter | B16 | 25 | 1800 | 3505.51 | 74.43 | 76.09 | 0.01 | 1.66
2030 | NE_2_SPP_N | NE | SPP_N | Internal | Winter | B17 | 100 | 1800 | 5416.28 | 69.84 | 71.51 | 0.01 | 1.66
2030 | NE_2_SPP_N | NE | SPP_N | Internal | Winter | B18 | 400 | 1800 | 5706.42 | 68.86 | 70.53 | 0.01 | 1.66
2030 | NE_2_SPP_N | NE | SPP_N | Internal | Winter | B19 | 700 | 1800 | 1800.6 | 65.2 | 66.82 | 0.01 | 1.61
2030 | NE_2_SPP_N | NE | SPP_N | Internal | Winter | B20 | 935 | 1800 | 0.06 | 62.31 | 61.17 | 0.01 | 0
2030 | NEISO_2_NYISO_A-F | NEISO | NYISO_A-F | Internal | Shoulder | B11 | 25 | 600 | 2.83 | 81.17 | 83.66 | 3 | 0
2030 | NEISO_2_NYISO_A-F | NEISO | NYISO_A-F | Internal | Shoulder | B12 | 200 | 600 | 0.24 | 81.86 | 82.56 | 3 | 0
2030 | NEISO_2_NYISO_A-F | NEISO | NYISO_A-F | Internal | Shoulder | B13 | 600 | 600 | 0.09 | 76.28 | 78.09 | 3 | 0
2030 | NEISO_2_NYISO_A-F | NEISO | NYISO_A-F | Internal | Shoulder | B14 | 900 | 600 | 0.04 | 76.28 | 76.92 | 3 | 0
2030 | NEISO_2_NYISO_A-F | NEISO | NYISO_A-F | Internal | Shoulder | B15 | 1203 | 600 | 0.03 | 76.28 | 76.92 | 3 | 0
2030 | NEISO_2_NYISO_A-F | NEISO | NYISO_A-F | Internal | Summer | B1 | 10 | 600 | 2.36 | 129.31 | 130 | 3 | 0.01
2030 | NEISO_2_NYISO_A-F | NEISO | NYISO_A-F | Internal | Summer | B2 | 25 | 600 | 1.79 | 127.9 | 130.07 | 3 | 0
2030 | NEISO_2_NYISO_A-F | NEISO | NYISO_A-F | Internal | Summer | B3 | 75 | 600 | 1.21 | 127.46 | 129.97 | 3 | 0
2030 | NEISO_2_NYISO_A-F | NEISO | NYISO_A-F | Internal | Summer | B4 | 100 | 600 | 0.93 | 118.53 | 121.03 | 3 | 0
2030 | NEISO_2_NYISO_A-F | NEISO | NYISO_A-F | Internal | Summer | B5 | 200 | 600 | 0.47 | 96.74 | 99.24 | 3 | 0
2030 | NEISO_2_NYISO_A-F | NEISO | NYISO_A-F | Internal | Summer | B6 | 300 | 600 | 0.34 | 88.77 | 91.27 | 3 | 0
2030 | NEISO_2_NYISO_A-F | NEISO | NYISO_A-F | Internal | Summer | B7 | 400 | 600 | 0.2 | 80.92 | 82.97 | 3 | 0
2030 | NEISO_2_NYISO_A-F | NEISO | NYISO_A-F | Internal | Summer | B8 | 500 | 600 | 0.05 | 80.92 | 80.67 | 3 | 0
2030 | NEISO_2_NYISO_A-F | NEISO | NYISO_A-F | Internal | Summer | B9 | 800 | 600 | 0.03 | 78.18 | 78.12 | 3 | 0
2030 | NEISO_2_NYISO_A-F | NEISO | NYISO_A-F | Internal | Summer | B10 | 1262 | 600 | 0.02 | 78.18 | 78.12 | 3 | 0
2030 | NEISO_2_NYISO_A-F | NEISO | NYISO_A-F | Internal | Winter | B16 | 25 | 600 | 1.01 | 89.4 | 90.04 | 3 | 0
2030 | NEISO_2_NYISO_A-F | NEISO | NYISO_A-F | Internal | Winter | B17 | 100 | 600 | 0.23 | 82.12 | 82.06 | 3 | 0
2030 | NEISO_2_NYISO_A-F | NEISO | NYISO_A-F | Internal | Winter | B18 | 400 | 600 | 0.05 | 82.12 | 81.77 | 3 | 0
2030 | NEISO_2_NYISO_A-F | NEISO | NYISO_A-F | Internal | Winter | B19 | 700 | 600 | 0.02 | 82.12 | 79.12 | 3 | 0
2030 | NEISO_2_NYISO_A-F | NEISO | NYISO_A-F | Internal | Winter | B20 | 935 | 600 | 0.01 | 82.12 | 79.12 | 3 | 0
2030 | NEISO_2_NYISO_G-I | NEISO | NYISO_G-I | Internal | Shoulder | B11 | 25 | 600 | 600.43 | 81.17 | 86.02 | 3 | 1.86
2030 | NEISO_2_NYISO_G-I | NEISO | NYISO_G-I | Internal | Shoulder | B12 | 200 | 600 | 591.47 | 81.86 | 84.92 | 3 | 0.06
2030 | NEISO_2_NYISO_G-I | NEISO | NYISO_G-I | Internal | Shoulder | B13 | 600 | 600 | 599.99 | 76.28 | 80.45 | 3 | 1.17
2030 | NEISO_2_NYISO_G-I | NEISO | NYISO_G-I | Internal | Shoulder | B14 | 900 | 600 | 158.96 | 76.28 | 79.28 | 3 | 0
2030 | NEISO_2_NYISO_G-I | NEISO | NYISO_G-I | Internal | Shoulder | B15 | 1203 | 600 | 48.42 | 76.28 | 79.28 | 3 | 0
2030 | NEISO_2_NYISO_G-I | NEISO | NYISO_G-I | Internal | Summer | B1 | 10 | 600 | 565.85 | 129.31 | 132.36 | 3 | 0.05
2030 | NEISO_2_NYISO_G-I | NEISO | NYISO_G-I | Internal | Summer | B2 | 25 | 600 | 599.67 | 127.9 | 132.42 | 3 | 1.53
2030 | NEISO_2_NYISO_G-I | NEISO | NYISO_G-I | Internal | Summer | B3 | 75 | 600 | 600.23 | 127.46 | 132.32 | 3 | 1.86
2030 | NEISO_2_NYISO_G-I | NEISO | NYISO_G-I | Internal | Summer | B4 | 100 | 600 | 600.18 | 118.53 | 123.39 | 3 | 1.86
2030 | NEISO_2_NYISO_G-I | NEISO | NYISO_G-I | Internal | Summer | B5 | 200 | 600 | 600.09 | 96.74 | 101.6 | 3 | 1.86
2030 | NEISO_2_NYISO_G-I | NEISO | NYISO_G-I | Internal | Summer | B6 | 300 | 600 | 600.06 | 88.77 | 93.63 | 3 | 1.86
2030 | NEISO_2_NYISO_G-I | NEISO | NYISO_G-I | Internal | Summer | B7 | 400 | 600 | 600.01 | 80.92 | 85.33 | 3 | 1.41
2030 | NEISO_2_NYISO_G-I | NEISO | NYISO_G-I | Internal | Summer | B8 | 500 | 600 | 0.12 | 80.92 | 83.03 | 3 | 0
2030 | NEISO_2_NYISO_G-I | NEISO | NYISO_G-I | Internal | Summer | B9 | 800 | 600 | 0.11 | 78.18 | 80.48 | 3 | 0
2030 | NEISO_2_NYISO_G-I | NEISO | NYISO_G-I | Internal | Summer | B10 | 1262 | 600 | 0.06 | 78.18 | 80.48 | 3 | 0
2030 | NEISO_2_NYISO_G-I | NEISO | NYISO_G-I | Internal | Winter | B16 | 25 | 600 | 369.82 | 89.4 | 92.4 | 3 | 0.01
2030 | NEISO_2_NYISO_G-I | NEISO | NYISO_G-I | Internal | Winter | B17 | 100 | 600 | 0.69 | 82.12 | 84.42 | 3 | 0
2030 | NEISO_2_NYISO_G-I | NEISO | NYISO_G-I | Internal | Winter | B18 | 400 | 600 | 0.12 | 82.12 | 84.13 | 3 | 0
2030 | NEISO_2_NYISO_G-I | NEISO | NYISO_G-I | Internal | Winter | B19 | 700 | 600 | 0.03 | 82.12 | 81.48 | 3 | 0
2030 | NEISO_2_NYISO_G-I | NEISO | NYISO_G-I | Internal | Winter | B20 | 935 | 600 | 0.02 | 82.12 | 81.48 | 3 | 0
2030 | NEISO_2_NYISO_J-K | NEISO | NYISO_J-K | Internal | Shoulder | B11 | 25 | 430 | 633.88 | 81.17 | 86.04 | 3 | 1.87
2030 | NEISO_2_NYISO_J-K | NEISO | NYISO_J-K | Internal | Shoulder | B12 | 200 | 430 | 425.89 | 81.86 | 84.93 | 3 | 0.08
2030 | NEISO_2_NYISO_J-K | NEISO | NYISO_J-K | Internal | Shoulder | B13 | 600 | 430 | 496.2 | 76.28 | 81.16 | 3 | 1.87
2030 | NEISO_2_NYISO_J-K | NEISO | NYISO_J-K | Internal | Shoulder | B14 | 900 | 430 | 430 | 76.28 | 79.99 | 3 | 0.71
2030 | NEISO_2_NYISO_J-K | NEISO | NYISO_J-K | Internal | Shoulder | B15 | 1203 | 430 | 427.67 | 76.28 | 79.29 | 3 | 0.01
2030 | NEISO_2_NYISO_J-K | NEISO | NYISO_J-K | Internal | Summer | B1 | 10 | 430 | 411.11 | 129.31 | 132.39 | 3 | 0.09
2030 | NEISO_2_NYISO_J-K | NEISO | NYISO_J-K | Internal | Summer | B2 | 25 | 430 | 431.47 | 127.9 | 132.44 | 3 | 1.55
2030 | NEISO_2_NYISO_J-K | NEISO | NYISO_J-K | Internal | Summer | B3 | 75 | 430 | 2331.81 | 127.46 | 132.34 | 3 | 1.87
2030 | NEISO_2_NYISO_J-K | NEISO | NYISO_J-K | Internal | Summer | B4 | 100 | 430 | 3280.4 | 118.53 | 123.4 | 3 | 1.87
2030 | NEISO_2_NYISO_J-K | NEISO | NYISO_J-K | Internal | Summer | B5 | 200 | 430 | 2796.2 | 96.74 | 101.61 | 3 | 1.87
2030 | NEISO_2_NYISO_J-K | NEISO | NYISO_J-K | Internal | Summer | B6 | 300 | 430 | 4189.59 | 88.77 | 93.64 | 3 | 1.87
2030 | NEISO_2_NYISO_J-K | NEISO | NYISO_J-K | Internal | Summer | B7 | 400 | 430 | 910.09 | 80.92 | 85.79 | 3 | 1.87
2030 | NEISO_2_NYISO_J-K | NEISO | NYISO_J-K | Internal | Summer | B8 | 500 | 430 | 0.86 | 80.92 | 83.74 | 3 | 0
2030 | NEISO_2_NYISO_J-K | NEISO | NYISO_J-K | Internal | Summer | B9 | 800 | 430 | 105.4 | 78.18 | 81.18 | 3 | 0
2030 | NEISO_2_NYISO_J-K | NEISO | NYISO_J-K | Internal | Summer | B10 | 1262 | 430 | 0.06 | 78.18 | 80.49 | 3 | 0
2030 | NEISO_2_NYISO_J-K | NEISO | NYISO_J-K | Internal | Winter | B16 | 25 | 430 | 429.66 | 89.4 | 93.11 | 3 | 0.71
2030 | NEISO_2_NYISO_J-K | NEISO | NYISO_J-K | Internal | Winter | B17 | 100 | 430 | 349.13 | 82.12 | 85.13 | 3 | 0
2030 | NEISO_2_NYISO_J-K | NEISO | NYISO_J-K | Internal | Winter | B18 | 400 | 430 | 0.64 | 82.12 | 84.83 | 3 | 0
2030 | NEISO_2_NYISO_J-K | NEISO | NYISO_J-K | Internal | Winter | B19 | 700 | 430 | 0.04 | 82.12 | 82.19 | 3 | 0
2030 | NEISO_2_NYISO_J-K | NEISO | NYISO_J-K | Internal | Winter | B20 | 935 | 430 | 0.03 | 82.12 | 82.19 | 3 | 0
2030 | NonRTO_Midwest_2_MISO_IN | NonRTO_Midwest | MISO_IN | Internal | Shoulder | B11 | 25 | 4450 | 0.2 | 98.69 | 90.69 | 8 | 0
2030 | NonRTO_Midwest_2_MISO_IN | NonRTO_Midwest | MISO_IN | Internal | Shoulder | B12 | 200 | 4450 | 0.03 | 93.9 | 85.9 | 8 | 0
2030 | NonRTO_Midwest_2_MISO_IN | NonRTO_Midwest | MISO_IN | Internal | Shoulder | B13 | 600 | 4450 | 0 | 93 | 85 | 8 | 0
2030 | NonRTO_Midwest_2_MISO_IN | NonRTO_Midwest | MISO_IN | Internal | Shoulder | B14 | 900 | 4450 | 0 | 84.48 | 76.48 | 8 | 0
2030 | NonRTO_Midwest_2_MISO_IN | NonRTO_Midwest | MISO_IN | Internal | Shoulder | B15 | 1203 | 4450 | 0 | 83.72 | 76 | 8 | 0
2030 | NonRTO_Midwest_2_MISO_IN | NonRTO_Midwest | MISO_IN | Internal | Summer | B1 | 10 | 4450 | 0.51 | 147.33 | 140.53 | 8 | 0
2030 | NonRTO_Midwest_2_MISO_IN | NonRTO_Midwest | MISO_IN | Internal | Summer | B2 | 25 | 4450 | 0.21 | 147.32 | 140.53 | 8 | 0
2030 | NonRTO_Midwest_2_MISO_IN | NonRTO_Midwest | MISO_IN | Internal | Summer | B3 | 75 | 4450 | 0.07 | 147.31 | 140.53 | 8 | 0
2030 | NonRTO_Midwest_2_MISO_IN | NonRTO_Midwest | MISO_IN | Internal | Summer | B4 | 100 | 4450 | 0.05 | 138.22 | 130.22 | 8 | 0
2030 | NonRTO_Midwest_2_MISO_IN | NonRTO_Midwest | MISO_IN | Internal | Summer | B5 | 200 | 4450 | 0.03 | 115.68 | 107.68 | 8 | 0
2030 | NonRTO_Midwest_2_MISO_IN | NonRTO_Midwest | MISO_IN | Internal | Summer | B6 | 300 | 4450 | 0.02 | 108.27 | 100.27 | 8 | 0
2030 | NonRTO_Midwest_2_MISO_IN | NonRTO_Midwest | MISO_IN | Internal | Summer | B7 | 400 | 4450 | 0.01 | 97.5 | 89.5 | 8 | 0
2030 | NonRTO_Midwest_2_MISO_IN | NonRTO_Midwest | MISO_IN | Internal | Summer | B8 | 500 | 4450 | 0.01 | 93.92 | 85.92 | 8 | 0
2030 | NonRTO_Midwest_2_MISO_IN | NonRTO_Midwest | MISO_IN | Internal | Summer | B9 | 800 | 4450 | 0 | 84.55 | 76.55 | 8 | 0
2030 | NonRTO_Midwest_2_MISO_IN | NonRTO_Midwest | MISO_IN | Internal | Summer | B10 | 1262 | 4450 | 0 | 78.06 | 74.62 | 8 | 0
2030 | NonRTO_Midwest_2_MISO_IN | NonRTO_Midwest | MISO_IN | Internal | Winter | B16 | 25 | 4450 | 0.19 | 99 | 91 | 8 | 0
2030 | NonRTO_Midwest_2_MISO_IN | NonRTO_Midwest | MISO_IN | Internal | Winter | B17 | 100 | 4450 | 0.05 | 94.42 | 86.42 | 8 | 0
2030 | NonRTO_Midwest_2_MISO_IN | NonRTO_Midwest | MISO_IN | Internal | Winter | B18 | 400 | 4450 | 0.01 | 93.44 | 85.44 | 8 | 0
2030 | NonRTO_Midwest_2_MISO_IN | NonRTO_Midwest | MISO_IN | Internal | Winter | B19 | 700 | 4450 | 0 | 89.78 | 81.78 | 8 | 0
2030 | NonRTO_Midwest_2_MISO_IN | NonRTO_Midwest | MISO_IN | Internal | Winter | B20 | 935 | 4450 | 0 | 86.89 | 78.89 | 8 | 0
2030 | NonRTO_Midwest_2_TVA_Transmission | NonRTO_Midwest | TVA_Transmission | Internal | Shoulder | B11 | 25 | 2400 | 0.31 | 98.69 | 96.86 | 8 | 0
2030 | NonRTO_Midwest_2_TVA_Transmission | NonRTO_Midwest | TVA_Transmission | Internal | Shoulder | B12 | 200 | 2400 | 0.04 | 93.9 | 91.79 | 8 | 0
2030 | NonRTO_Midwest_2_TVA_Transmission | NonRTO_Midwest | TVA_Transmission | Internal | Shoulder | B13 | 600 | 2400 | 0.01 | 93 | 90.89 | 8 | 0
2030 | NonRTO_Midwest_2_TVA_Transmission | NonRTO_Midwest | TVA_Transmission | Internal | Shoulder | B14 | 900 | 2400 | 0.01 | 84.48 | 82.92 | 8 | 0
2030 | NonRTO_Midwest_2_TVA_Transmission | NonRTO_Midwest | TVA_Transmission | Internal | Shoulder | B15 | 1203 | 2400 | 0 | 83.72 | 80.59 | 8 | 0
2030 | NonRTO_Midwest_2_TVA_Transmission | NonRTO_Midwest | TVA_Transmission | Internal | Summer | B1 | 10 | 2400 | 0.74 | 147.33 | 145.13 | 8 | 0
2030 | NonRTO_Midwest_2_TVA_Transmission | NonRTO_Midwest | TVA_Transmission | Internal | Summer | B2 | 25 | 2400 | 0.36 | 147.32 | 147.04 | 8 | 0
2030 | NonRTO_Midwest_2_TVA_Transmission | NonRTO_Midwest | TVA_Transmission | Internal | Summer | B3 | 75 | 2400 | 0.12 | 147.31 | 146.42 | 8 | 0
2030 | NonRTO_Midwest_2_TVA_Transmission | NonRTO_Midwest | TVA_Transmission | Internal | Summer | B4 | 100 | 2400 | 0.09 | 138.22 | 137.49 | 8 | 0
2030 | NonRTO_Midwest_2_TVA_Transmission | NonRTO_Midwest | TVA_Transmission | Internal | Summer | B5 | 200 | 2400 | 0.04 | 115.68 | 114.81 | 8 | 0
2030 | NonRTO_Midwest_2_TVA_Transmission | NonRTO_Midwest | TVA_Transmission | Internal | Summer | B6 | 300 | 2400 | 0.03 | 108.27 | 105.66 | 8 | 0
2030 | NonRTO_Midwest_2_TVA_Transmission | NonRTO_Midwest | TVA_Transmission | Internal | Summer | B7 | 400 | 2400 | 0.02 | 97.5 | 95.94 | 8 | 0
2030 | NonRTO_Midwest_2_TVA_Transmission | NonRTO_Midwest | TVA_Transmission | Internal | Summer | B8 | 500 | 2400 | 0.02 | 93.92 | 91.18 | 8 | 0
2030 | NonRTO_Midwest_2_TVA_Transmission | NonRTO_Midwest | TVA_Transmission | Internal | Summer | B9 | 800 | 2400 | 0.01 | 84.55 | 83.93 | 8 | 0
2030 | NonRTO_Midwest_2_TVA_Transmission | NonRTO_Midwest | TVA_Transmission | Internal | Summer | B10 | 1262 | 2400 | 0 | 78.06 | 79.13 | 8 | 0
2030 | NonRTO_Midwest_2_TVA_Transmission | NonRTO_Midwest | TVA_Transmission | Internal | Winter | B16 | 25 | 2400 | 0.32 | 99 | 97.51 | 8 | 0
2030 | NonRTO_Midwest_2_TVA_Transmission | NonRTO_Midwest | TVA_Transmission | Internal | Winter | B17 | 100 | 2400 | 0.08 | 94.42 | 92.93 | 8 | 0
2030 | NonRTO_Midwest_2_TVA_Transmission | NonRTO_Midwest | TVA_Transmission | Internal | Winter | B18 | 400 | 2400 | 0.02 | 93.44 | 91.33 | 8 | 0
2030 | NonRTO_Midwest_2_TVA_Transmission | NonRTO_Midwest | TVA_Transmission | Internal | Winter | B19 | 700 | 2400 | 0.01 | 89.78 | 87.67 | 8 | 0
2030 | NonRTO_Midwest_2_TVA_Transmission | NonRTO_Midwest | TVA_Transmission | Internal | Winter | B20 | 935 | 2400 | 0 | 86.89 | 83.48 | 8 | 0
2030 | NYISO_A-F_2_IESO | NYISO_A-F | IESO | Internal | Shoulder | B11 | 25 | 1600 | 0.21 | 83.66 | 76.65 | 7 | 0
2030 | NYISO_A-F_2_IESO | NYISO_A-F | IESO | Internal | Shoulder | B12 | 200 | 1600 | 0.03 | 82.56 | 75.56 | 7 | 0
2030 | NYISO_A-F_2_IESO | NYISO_A-F | IESO | Internal | Shoulder | B13 | 600 | 1600 | 0 | 78.09 | 69.92 | 7 | 0
2030 | NYISO_A-F_2_IESO | NYISO_A-F | IESO | Internal | Shoulder | B14 | 900 | 1600 | 0 | 76.92 | 69.92 | 7 | 0
2030 | NYISO_A-F_2_IESO | NYISO_A-F | IESO | Internal | Shoulder | B15 | 1203 | 1600 | 0 | 76.92 | 69.92 | 7 | 0
2030 | NYISO_A-F_2_IESO | NYISO_A-F | IESO | Internal | Summer | B1 | 10 | 1600 | 0.54 | 130 | 124.34 | 7 | 0
2030 | NYISO_A-F_2_IESO | NYISO_A-F | IESO | Internal | Summer | B2 | 25 | 1600 | 0.22 | 130.07 | 124.34 | 7 | 0
2030 | NYISO_A-F_2_IESO | NYISO_A-F | IESO | Internal | Summer | B3 | 75 | 1600 | 0.08 | 129.97 | 124.34 | 7 | 0
2030 | NYISO_A-F_2_IESO | NYISO_A-F | IESO | Internal | Summer | B4 | 100 | 1600 | 0.05 | 121.03 | 114.03 | 7 | 0
2030 | NYISO_A-F_2_IESO | NYISO_A-F | IESO | Internal | Summer | B5 | 200 | 1600 | 0.03 | 99.24 | 91.49 | 7 | 0
2030 | NYISO_A-F_2_IESO | NYISO_A-F | IESO | Internal | Summer | B6 | 300 | 1600 | 0.02 | 91.27 | 84.07 | 7 | 0
2030 | NYISO_A-F_2_IESO | NYISO_A-F | IESO | Internal | Summer | B7 | 400 | 1600 | 0.01 | 82.97 | 73.31 | 7 | 0
2030 | NYISO_A-F_2_IESO | NYISO_A-F | IESO | Internal | Summer | B8 | 500 | 1600 | 0 | 80.67 | 69.73 | 7 | 0
2030 | NYISO_A-F_2_IESO | NYISO_A-F | IESO | Internal | Summer | B9 | 800 | 1600 | 0 | 78.12 | 62.85 | 7 | 0
2030 | NYISO_A-F_2_IESO | NYISO_A-F | IESO | Internal | Summer | B10 | 1262 | 1600 | 0 | 78.12 | 62.85 | 7 | 0
2030 | NYISO_A-F_2_IESO | NYISO_A-F | IESO | Internal | Winter | B16 | 25 | 1600 | 0.14 | 90.04 | 74.81 | 7 | 0
2030 | NYISO_A-F_2_IESO | NYISO_A-F | IESO | Internal | Winter | B17 | 100 | 1600 | 0.04 | 82.06 | 71.54 | 7 | 0
2030 | NYISO_A-F_2_IESO | NYISO_A-F | IESO | Internal | Winter | B18 | 400 | 1600 | 0.01 | 81.77 | 71.54 | 7 | 0
2030 | NYISO_A-F_2_IESO | NYISO_A-F | IESO | Internal | Winter | B19 | 700 | 1600 | 0 | 79.12 | 71.54 | 7 | 0
2030 | NYISO_A-F_2_IESO | NYISO_A-F | IESO | Internal | Winter | B20 | 935 | 1600 | 0 | 79.12 | 71.54 | 7 | 0
2030 | NYISO_A-F_2_NEISO | NYISO_A-F | NEISO | Internal | Shoulder | B11 | 25 | 600 | 0.53 | 83.66 | 81.17 | 3 | 0
2030 | NYISO_A-F_2_NEISO | NYISO_A-F | NEISO | Internal | Shoulder | B12 | 200 | 600 | 0.08 | 82.56 | 81.86 | 3 | 0
2030 | NYISO_A-F_2_NEISO | NYISO_A-F | NEISO | Internal | Shoulder | B13 | 600 | 600 | 0.03 | 78.09 | 76.28 | 3 | 0
2030 | NYISO_A-F_2_NEISO | NYISO_A-F | NEISO | Internal | Shoulder | B14 | 900 | 600 | 0.02 | 76.92 | 76.28 | 3 | 0
2030 | NYISO_A-F_2_NEISO | NYISO_A-F | NEISO | Internal | Shoulder | B15 | 1203 | 600 | 0.02 | 76.92 | 76.28 | 3 | 0
2030 | NYISO_A-F_2_NEISO | NYISO_A-F | NEISO | Internal | Summer | B1 | 10 | 600 | 1.88 | 130 | 129.31 | 3 | 0.01
2030 | NYISO_A-F_2_NEISO | NYISO_A-F | NEISO | Internal | Summer | B2 | 25 | 600 | 0.64 | 130.07 | 127.9 | 3 | 0
2030 | NYISO_A-F_2_NEISO | NYISO_A-F | NEISO | Internal | Summer | B3 | 75 | 600 | 0.18 | 129.97 | 127.46 | 3 | 0
2030 | NYISO_A-F_2_NEISO | NYISO_A-F | NEISO | Internal | Summer | B4 | 100 | 600 | 0.13 | 121.03 | 118.53 | 3 | 0
2030 | NYISO_A-F_2_NEISO | NYISO_A-F | NEISO | Internal | Summer | B5 | 200 | 600 | 0.07 | 99.24 | 96.74 | 3 | 0
2030 | NYISO_A-F_2_NEISO | NYISO_A-F | NEISO | Internal | Summer | B6 | 300 | 600 | 0.04 | 91.27 | 88.77 | 3 | 0
2030 | NYISO_A-F_2_NEISO | NYISO_A-F | NEISO | Internal | Summer | B7 | 400 | 600 | 0.04 | 82.97 | 80.92 | 3 | 0
2030 | NYISO_A-F_2_NEISO | NYISO_A-F | NEISO | Internal | Summer | B8 | 500 | 600 | 0.05 | 80.67 | 80.92 | 3 | 0
2030 | NYISO_A-F_2_NEISO | NYISO_A-F | NEISO | Internal | Summer | B9 | 800 | 600 | 0.03 | 78.12 | 78.18 | 3 | 0
2030 | NYISO_A-F_2_NEISO | NYISO_A-F | NEISO | Internal | Summer | B10 | 1262 | 600 | 0.02 | 78.12 | 78.18 | 3 | 0
2030 | NYISO_A-F_2_NEISO | NYISO_A-F | NEISO | Internal | Winter | B16 | 25 | 600 | 0.74 | 90.04 | 89.4 | 3 | 0
2030 | NYISO_A-F_2_NEISO | NYISO_A-F | NEISO | Internal | Winter | B17 | 100 | 600 | 0.22 | 82.06 | 82.12 | 3 | 0
2030 | NYISO_A-F_2_NEISO | NYISO_A-F | NEISO | Internal | Winter | B18 | 400 | 600 | 0.06 | 81.77 | 82.12 | 3 | 0
2030 | NYISO_A-F_2_NEISO | NYISO_A-F | NEISO | Internal | Winter | B19 | 700 | 600 | 87.63 | 79.12 | 82.12 | 3 | 0
2030 | NYISO_A-F_2_NEISO | NYISO_A-F | NEISO | Internal | Winter | B20 | 935 | 600 | 158.03 | 79.12 | 82.12 | 3 | 0
2030 | NYISO_A-F_2_NYISO_G-I | NYISO_A-F | NYISO_G-I | Internal | Shoulder | B11 | 25 | 4250 | 5646.14 | 83.66 | 86.02 | 0.01 | 2.35
2030 | NYISO_A-F_2_NYISO_G-I | NYISO_A-F | NYISO_G-I | Internal | Shoulder | B12 | 200 | 4250 | 5870.44 | 82.56 | 84.92 | 0.01 | 2.35
2030 | NYISO_A-F_2_NYISO_G-I | NYISO_A-F | NYISO_G-I | Internal | Shoulder | B13 | 600 | 4250 | 6763.06 | 78.09 | 80.45 | 0.01 | 2.35
2030 | NYISO_A-F_2_NYISO_G-I | NYISO_A-F | NYISO_G-I | Internal | Shoulder | B14 | 900 | 4250 | 6387.59 | 76.92 | 79.28 | 0.01 | 2.35
2030 | NYISO_A-F_2_NYISO_G-I | NYISO_A-F | NYISO_G-I | Internal | Shoulder | B15 | 1203 | 4250 | 4397.01 | 76.92 | 79.28 | 0.01 | 2.35
2030 | NYISO_A-F_2_NYISO_G-I | NYISO_A-F | NYISO_G-I | Internal | Summer | B1 | 10 | 4250 | 7348.87 | 130 | 132.36 | 0.01 | 2.35
2030 | NYISO_A-F_2_NYISO_G-I | NYISO_A-F | NYISO_G-I | Internal | Summer | B2 | 25 | 4250 | 6153.94 | 130.07 | 132.42 | 0.01 | 2.35
2030 | NYISO_A-F_2_NYISO_G-I | NYISO_A-F | NYISO_G-I | Internal | Summer | B3 | 75 | 4250 | 4475.83 | 129.97 | 132.32 | 0.01 | 2.35
2030 | NYISO_A-F_2_NYISO_G-I | NYISO_A-F | NYISO_G-I | Internal | Summer | B4 | 100 | 4250 | 4438.17 | 121.03 | 123.39 | 0.01 | 2.35
2030 | NYISO_A-F_2_NYISO_G-I | NYISO_A-F | NYISO_G-I | Internal | Summer | B5 | 200 | 4250 | 5299.76 | 99.24 | 101.6 | 0.01 | 2.35
2030 | NYISO_A-F_2_NYISO_G-I | NYISO_A-F | NYISO_G-I | Internal | Summer | B6 | 300 | 4250 | 4330.08 | 91.27 | 93.63 | 0.01 | 2.35
2030 | NYISO_A-F_2_NYISO_G-I | NYISO_A-F | NYISO_G-I | Internal | Summer | B7 | 400 | 4250 | 4801.37 | 82.97 | 85.33 | 0.01 | 2.35
2030 | NYISO_A-F_2_NYISO_G-I | NYISO_A-F | NYISO_G-I | Internal | Summer | B8 | 500 | 4250 | 6269.36 | 80.67 | 83.03 | 0.01 | 2.35
2030 | NYISO_A-F_2_NYISO_G-I | NYISO_A-F | NYISO_G-I | Internal | Summer | B9 | 800 | 4250 | 7447.93 | 78.12 | 80.48 | 0.01 | 2.35
2030 | NYISO_A-F_2_NYISO_G-I | NYISO_A-F | NYISO_G-I | Internal | Summer | B10 | 1262 | 4250 | 5309.11 | 78.12 | 80.48 | 0.01 | 2.35
2030 | NYISO_A-F_2_NYISO_G-I | NYISO_A-F | NYISO_G-I | Internal | Winter | B16 | 25 | 4250 | 7823.94 | 90.04 | 92.4 | 0.01 | 2.35
2030 | NYISO_A-F_2_NYISO_G-I | NYISO_A-F | NYISO_G-I | Internal | Winter | B17 | 100 | 4250 | 7797.58 | 82.06 | 84.42 | 0.01 | 2.35
2030 | NYISO_A-F_2_NYISO_G-I | NYISO_A-F | NYISO_G-I | Internal | Winter | B18 | 400 | 4250 | 8008.1 | 81.77 | 84.13 | 0.01 | 2.35
2030 | NYISO_A-F_2_NYISO_G-I | NYISO_A-F | NYISO_G-I | Internal | Winter | B19 | 700 | 4250 | 8185.72 | 79.12 | 81.48 | 0.01 | 2.35
2030 | NYISO_A-F_2_NYISO_G-I | NYISO_A-F | NYISO_G-I | Internal | Winter | B20 | 935 | 4250 | 6078.55 | 79.12 | 81.48 | 0.01 | 2.35
2030 | NYISO_A-F_2_PJM_ROM | NYISO_A-F | PJM_ROM | Internal | Shoulder | B11 | 25 | 1000 | 998.51 | 83.66 | 92.14 | 8 | 0.48
2030 | NYISO_A-F_2_PJM_ROM | NYISO_A-F | PJM_ROM | Internal | Shoulder | B12 | 200 | 1000 | 0.09 | 82.56 | 86.42 | 8 | 0
2030 | NYISO_A-F_2_PJM_ROM | NYISO_A-F | PJM_ROM | Internal | Shoulder | B13 | 600 | 1000 | 0.24 | 78.09 | 85.52 | 8 | 0
2030 | NYISO_A-F_2_PJM_ROM | NYISO_A-F | PJM_ROM | Internal | Shoulder | B14 | 900 | 1000 | 0.02 | 76.92 | 77 | 8 | 0
2030 | NYISO_A-F_2_PJM_ROM | NYISO_A-F | PJM_ROM | Internal | Shoulder | B15 | 1203 | 1000 | 0 | 76.92 | 76.01 | 8 | 0
2030 | NYISO_A-F_2_PJM_ROM | NYISO_A-F | PJM_ROM | Internal | Summer | B1 | 10 | 1000 | 1394.4 | 130 | 140.44 | 8 | 2.44
2030 | NYISO_A-F_2_PJM_ROM | NYISO_A-F | PJM_ROM | Internal | Summer | B2 | 25 | 1000 | 1011.56 | 130.07 | 140.43 | 8 | 2.37
2030 | NYISO_A-F_2_PJM_ROM | NYISO_A-F | PJM_ROM | Internal | Summer | B3 | 75 | 1000 | 2194.03 | 129.97 | 140.41 | 8 | 2.44
2030 | NYISO_A-F_2_PJM_ROM | NYISO_A-F | PJM_ROM | Internal | Summer | B4 | 100 | 1000 | 3661.85 | 121.03 | 131.48 | 8 | 2.44
2030 | NYISO_A-F_2_PJM_ROM | NYISO_A-F | PJM_ROM | Internal | Summer | B5 | 200 | 1000 | 1749.29 | 99.24 | 109.68 | 8 | 2.44
2030 | NYISO_A-F_2_PJM_ROM | NYISO_A-F | PJM_ROM | Internal | Summer | B6 | 300 | 1000 | 3007.13 | 91.27 | 101.71 | 8 | 2.44
2030 | NYISO_A-F_2_PJM_ROM | NYISO_A-F | PJM_ROM | Internal | Summer | B7 | 400 | 1000 | 939.78 | 82.97 | 90.97 | 8 | 0
2030 | NYISO_A-F_2_PJM_ROM | NYISO_A-F | PJM_ROM | Internal | Summer | B8 | 500 | 1000 | 0.05 | 80.67 | 85.82 | 8 | 0
2030 | NYISO_A-F_2_PJM_ROM | NYISO_A-F | PJM_ROM | Internal | Summer | B9 | 800 | 1000 | 0.02 | 78.12 | 78.55 | 8 | 0
2030 | NYISO_A-F_2_PJM_ROM | NYISO_A-F | PJM_ROM | Internal | Summer | B10 | 1262 | 1000 | 0 | 78.12 | 74.52 | 8 | 0
2030 | NYISO_A-F_2_PJM_ROM | NYISO_A-F | PJM_ROM | Internal | Winter | B16 | 25 | 1000 | 0.41 | 90.04 | 91.52 | 8 | 0
2030 | NYISO_A-F_2_PJM_ROM | NYISO_A-F | PJM_ROM | Internal | Winter | B17 | 100 | 1000 | 0.17 | 82.06 | 86.94 | 8 | 0
2030 | NYISO_A-F_2_PJM_ROM | NYISO_A-F | PJM_ROM | Internal | Winter | B18 | 400 | 1000 | 0.04 | 81.77 | 85.96 | 8 | 0
2030 | NYISO_A-F_2_PJM_ROM | NYISO_A-F | PJM_ROM | Internal | Winter | B19 | 700 | 1000 | 0.03 | 79.12 | 82.29 | 8 | 0
2030 | NYISO_A-F_2_PJM_ROM | NYISO_A-F | PJM_ROM | Internal | Winter | B20 | 935 | 1000 | 0 | 79.12 | 79.4 | 8 | 0
2030 | NYISO_G-I_2_NEISO | NYISO_G-I | NEISO | Internal | Shoulder | B11 | 25 | 600 | 0.39 | 86.02 | 81.17 | 3 | 0
2030 | NYISO_G-I_2_NEISO | NYISO_G-I | NEISO | Internal | Shoulder | B12 | 200 | 600 | 0.06 | 84.92 | 81.86 | 3 | 0
2030 | NYISO_G-I_2_NEISO | NYISO_G-I | NEISO | Internal | Shoulder | B13 | 600 | 600 | 0.02 | 80.45 | 76.28 | 3 | 0
2030 | NYISO_G-I_2_NEISO | NYISO_G-I | NEISO | Internal | Shoulder | B14 | 900 | 600 | 0.01 | 79.28 | 76.28 | 3 | 0
2030 | NYISO_G-I_2_NEISO | NYISO_G-I | NEISO | Internal | Shoulder | B15 | 1203 | 600 | 0.01 | 79.28 | 76.28 | 3 | 0
2030 | NYISO_G-I_2_NEISO | NYISO_G-I | NEISO | Internal | Summer | B1 | 10 | 600 | 1.22 | 132.36 | 129.31 | 3 | 0.01
2030 | NYISO_G-I_2_NEISO | NYISO_G-I | NEISO | Internal | Summer | B2 | 25 | 600 | 0.44 | 132.42 | 127.9 | 3 | 0
2030 | NYISO_G-I_2_NEISO | NYISO_G-I | NEISO | Internal | Summer | B3 | 75 | 600 | 0.13 | 132.32 | 127.46 | 3 | 0
2030 | NYISO_G-I_2_NEISO | NYISO_G-I | NEISO | Internal | Summer | B4 | 100 | 600 | 0.1 | 123.39 | 118.53 | 3 | 0
2030 | NYISO_G-I_2_NEISO | NYISO_G-I | NEISO | Internal | Summer | B5 | 200 | 600 | 0.05 | 101.6 | 96.74 | 3 | 0
2030 | NYISO_G-I_2_NEISO | NYISO_G-I | NEISO | Internal | Summer | B6 | 300 | 600 | 0.03 | 93.63 | 88.77 | 3 | 0
2030 | NYISO_G-I_2_NEISO | NYISO_G-I | NEISO | Internal | Summer | B7 | 400 | 600 | 0.03 | 85.33 | 80.92 | 3 | 0
2030 | NYISO_G-I_2_NEISO | NYISO_G-I | NEISO | Internal | Summer | B8 | 500 | 600 | 0.03 | 83.03 | 80.92 | 3 | 0
2030 | NYISO_G-I_2_NEISO | NYISO_G-I | NEISO | Internal | Summer | B9 | 800 | 600 | 0.02 | 80.48 | 78.18 | 3 | 0
2030 | NYISO_G-I_2_NEISO | NYISO_G-I | NEISO | Internal | Summer | B10 | 1262 | 600 | 0.01 | 80.48 | 78.18 | 3 | 0
2030 | NYISO_G-I_2_NEISO | NYISO_G-I | NEISO | Internal | Winter | B16 | 25 | 600 | 0.48 | 92.4 | 89.4 | 3 | 0
2030 | NYISO_G-I_2_NEISO | NYISO_G-I | NEISO | Internal | Winter | B17 | 100 | 600 | 0.13 | 84.42 | 82.12 | 3 | 0
2030 | NYISO_G-I_2_NEISO | NYISO_G-I | NEISO | Internal | Winter | B18 | 400 | 600 | 0.04 | 84.13 | 82.12 | 3 | 0
2030 | NYISO_G-I_2_NEISO | NYISO_G-I | NEISO | Internal | Winter | B19 | 700 | 600 | 0.04 | 81.48 | 82.12 | 3 | 0
2030 | NYISO_G-I_2_NEISO | NYISO_G-I | NEISO | Internal | Winter | B20 | 935 | 600 | 0.03 | 81.48 | 82.12 | 3 | 0
2030 | NYISO_G-I_2_NYISO_A-F | NYISO_G-I | NYISO_A-F | Internal | Shoulder | B11 | 25 | 1999 | 1.25 | 86.02 | 83.66 | 0.01 | 0
2030 | NYISO_G-I_2_NYISO_A-F | NYISO_G-I | NYISO_A-F | Internal | Shoulder | B12 | 200 | 1999 | 0.16 | 84.92 | 82.56 | 0.01 | 0
2030 | NYISO_G-I_2_NYISO_A-F | NYISO_G-I | NYISO_A-F | Internal | Shoulder | B13 | 600 | 1999 | 0.05 | 80.45 | 78.09 | 0.01 | 0
2030 | NYISO_G-I_2_NYISO_A-F | NYISO_G-I | NYISO_A-F | Internal | Shoulder | B14 | 900 | 1999 | 0.04 | 79.28 | 76.92 | 0.01 | 0
2030 | NYISO_G-I_2_NYISO_A-F | NYISO_G-I | NYISO_A-F | Internal | Shoulder | B15 | 1203 | 1999 | 0.03 | 79.28 | 76.92 | 0.01 | 0
2030 | NYISO_G-I_2_NYISO_A-F | NYISO_G-I | NYISO_A-F | Internal | Summer | B1 | 10 | 1999 | 2.99 | 132.36 | 130 | 0.01 | 0
2030 | NYISO_G-I_2_NYISO_A-F | NYISO_G-I | NYISO_A-F | Internal | Summer | B2 | 25 | 1999 | 1.24 | 132.42 | 130.07 | 0.01 | 0
2030 | NYISO_G-I_2_NYISO_A-F | NYISO_G-I | NYISO_A-F | Internal | Summer | B3 | 75 | 1999 | 0.43 | 132.32 | 129.97 | 0.01 | 0
2030 | NYISO_G-I_2_NYISO_A-F | NYISO_G-I | NYISO_A-F | Internal | Summer | B4 | 100 | 1999 | 0.32 | 123.39 | 121.03 | 0.01 | 0
2030 | NYISO_G-I_2_NYISO_A-F | NYISO_G-I | NYISO_A-F | Internal | Summer | B5 | 200 | 1999 | 0.16 | 101.6 | 99.24 | 0.01 | 0
2030 | NYISO_G-I_2_NYISO_A-F | NYISO_G-I | NYISO_A-F | Internal | Summer | B6 | 300 | 1999 | 0.11 | 93.63 | 91.27 | 0.01 | 0
2030 | NYISO_G-I_2_NYISO_A-F | NYISO_G-I | NYISO_A-F | Internal | Summer | B7 | 400 | 1999 | 0.09 | 85.33 | 82.97 | 0.01 | 0
2030 | NYISO_G-I_2_NYISO_A-F | NYISO_G-I | NYISO_A-F | Internal | Summer | B8 | 500 | 1999 | 0.07 | 83.03 | 80.67 | 0.01 | 0
2030 | NYISO_G-I_2_NYISO_A-F | NYISO_G-I | NYISO_A-F | Internal | Summer | B9 | 800 | 1999 | 0.04 | 80.48 | 78.12 | 0.01 | 0
2030 | NYISO_G-I_2_NYISO_A-F | NYISO_G-I | NYISO_A-F | Internal | Summer | B10 | 1262 | 1999 | 0.03 | 80.48 | 78.12 | 0.01 | 0
2030 | NYISO_G-I_2_NYISO_A-F | NYISO_G-I | NYISO_A-F | Internal | Winter | B16 | 25 | 1999 | 1.23 | 92.4 | 90.04 | 0.01 | 0
2030 | NYISO_G-I_2_NYISO_A-F | NYISO_G-I | NYISO_A-F | Internal | Winter | B17 | 100 | 1999 | 0.32 | 84.42 | 82.06 | 0.01 | 0
2030 | NYISO_G-I_2_NYISO_A-F | NYISO_G-I | NYISO_A-F | Internal | Winter | B18 | 400 | 1999 | 0.08 | 84.13 | 81.77 | 0.01 | 0
2030 | NYISO_G-I_2_NYISO_A-F | NYISO_G-I | NYISO_A-F | Internal | Winter | B19 | 700 | 1999 | 0.05 | 81.48 | 79.12 | 0.01 | 0
2030 | NYISO_G-I_2_NYISO_A-F | NYISO_G-I | NYISO_A-F | Internal | Winter | B20 | 935 | 1999 | 0.04 | 81.48 | 79.12 | 0.01 | 0
2030 | NYISO_G-I_2_NYISO_J-K | NYISO_G-I | NYISO_J-K | Internal | Shoulder | B11 | 25 | 6130 | 5776.28 | 86.02 | 86.04 | 0.01 | 0
2030 | NYISO_G-I_2_NYISO_J-K | NYISO_G-I | NYISO_J-K | Internal | Shoulder | B12 | 200 | 6130 | 5908.72 | 84.92 | 84.93 | 0.01 | 0
2030 | NYISO_G-I_2_NYISO_J-K | NYISO_G-I | NYISO_J-K | Internal | Shoulder | B13 | 600 | 6130 | 6916.37 | 80.45 | 81.16 | 0.01 | 0.69
2030 | NYISO_G-I_2_NYISO_J-K | NYISO_G-I | NYISO_J-K | Internal | Shoulder | B14 | 900 | 6130 | 6250.44 | 79.28 | 79.99 | 0.01 | 0.69
2030 | NYISO_G-I_2_NYISO_J-K | NYISO_G-I | NYISO_J-K | Internal | Shoulder | B15 | 1203 | 6130 | 4564.98 | 79.28 | 79.29 | 0.01 | 0
2030 | NYISO_G-I_2_NYISO_J-K | NYISO_G-I | NYISO_J-K | Internal | Summer | B1 | 10 | 6130 | 6029.15 | 132.36 | 132.39 | 0.01 | 0.02
2030 | NYISO_G-I_2_NYISO_J-K | NYISO_G-I | NYISO_J-K | Internal | Summer | B2 | 25 | 6130 | 5448.14 | 132.42 | 132.44 | 0.01 | 0
2030 | NYISO_G-I_2_NYISO_J-K | NYISO_G-I | NYISO_J-K | Internal | Summer | B3 | 75 | 6130 | 3618.5 | 132.32 | 132.34 | 0.01 | 0
2030 | NYISO_G-I_2_NYISO_J-K | NYISO_G-I | NYISO_J-K | Internal | Summer | B4 | 100 | 6130 | 3811.85 | 123.39 | 123.4 | 0.01 | 0
2030 | NYISO_G-I_2_NYISO_J-K | NYISO_G-I | NYISO_J-K | Internal | Summer | B5 | 200 | 6130 | 4801.57 | 101.6 | 101.61 | 0.01 | 0
2030 | NYISO_G-I_2_NYISO_J-K | NYISO_G-I | NYISO_J-K | Internal | Summer | B6 | 300 | 6130 | 4020.29 | 93.63 | 93.64 | 0.01 | 0
2030 | NYISO_G-I_2_NYISO_J-K | NYISO_G-I | NYISO_J-K | Internal | Summer | B7 | 400 | 6130 | 6130.32 | 85.33 | 85.79 | 0.01 | 0.45
2030 | NYISO_G-I_2_NYISO_J-K | NYISO_G-I | NYISO_J-K | Internal | Summer | B8 | 500 | 6130 | 6369.34 | 83.03 | 83.74 | 0.01 | 0.69
2030 | NYISO_G-I_2_NYISO_J-K | NYISO_G-I | NYISO_J-K | Internal | Summer | B9 | 800 | 6130 | 7469.21 | 80.48 | 81.18 | 0.01 | 0.69
2030 | NYISO_G-I_2_NYISO_J-K | NYISO_G-I | NYISO_J-K | Internal | Summer | B10 | 1262 | 6130 | 5767.38 | 80.48 | 80.49 | 0.01 | 0
2030 | NYISO_G-I_2_NYISO_J-K | NYISO_G-I | NYISO_J-K | Internal | Winter | B16 | 25 | 6130 | 7905.58 | 92.4 | 93.11 | 0.01 | 0.69
2030 | NYISO_G-I_2_NYISO_J-K | NYISO_G-I | NYISO_J-K | Internal | Winter | B17 | 100 | 6130 | 7623 | 84.42 | 85.13 | 0.01 | 0.69
2030 | NYISO_G-I_2_NYISO_J-K | NYISO_G-I | NYISO_J-K | Internal | Winter | B18 | 400 | 6130 | 7886.71 | 84.13 | 84.83 | 0.01 | 0.69
2030 | NYISO_G-I_2_NYISO_J-K | NYISO_G-I | NYISO_J-K | Internal | Winter | B19 | 700 | 6130 | 8226.23 | 81.48 | 82.19 | 0.01 | 0.69
2030 | NYISO_G-I_2_NYISO_J-K | NYISO_G-I | NYISO_J-K | Internal | Winter | B20 | 935 | 6130 | 6527.86 | 81.48 | 82.19 | 0.01 | 0.69
2030 | NYISO_G-I_2_PJM_E | NYISO_G-I | PJM_E | Internal | Shoulder | B11 | 25 | 1500 | 1.16 | 86.02 | 92.13 | 8 | 0
2030 | NYISO_G-I_2_PJM_E | NYISO_G-I | PJM_E | Internal | Shoulder | B12 | 200 | 1500 | 0.06 | 84.92 | 86.43 | 8 | 0
2030 | NYISO_G-I_2_PJM_E | NYISO_G-I | PJM_E | Internal | Shoulder | B13 | 600 | 1500 | 0.04 | 80.45 | 85.53 | 8 | 0
2030 | NYISO_G-I_2_PJM_E | NYISO_G-I | PJM_E | Internal | Shoulder | B14 | 900 | 1500 | 0.01 | 79.28 | 77.01 | 8 | 0
2030 | NYISO_G-I_2_PJM_E | NYISO_G-I | PJM_E | Internal | Shoulder | B15 | 1203 | 1500 | 0 | 79.28 | 76.02 | 8 | 0
2030 | NYISO_G-I_2_PJM_E | NYISO_G-I | PJM_E | Internal | Summer | B1 | 10 | 1500 | 1468.06 | 132.36 | 140.43 | 8 | 0.07
2030 | NYISO_G-I_2_PJM_E | NYISO_G-I | PJM_E | Internal | Summer | B2 | 25 | 1500 | 987.03 | 132.42 | 140.42 | 8 | 0
2030 | NYISO_G-I_2_PJM_E | NYISO_G-I | PJM_E | Internal | Summer | B3 | 75 | 1500 | 1495.64 | 132.32 | 140.4 | 8 | 0.07
2030 | NYISO_G-I_2_PJM_E | NYISO_G-I | PJM_E | Internal | Summer | B4 | 100 | 1500 | 1496.78 | 123.39 | 131.46 | 8 | 0.07
2030 | NYISO_G-I_2_PJM_E | NYISO_G-I | PJM_E | Internal | Summer | B5 | 200 | 1500 | 1497.94 | 101.6 | 109.67 | 8 | 0.07
2030 | NYISO_G-I_2_PJM_E | NYISO_G-I | PJM_E | Internal | Summer | B6 | 300 | 1500 | 1498.75 | 93.63 | 101.7 | 8 | 0.07
2030 | NYISO_G-I_2_PJM_E | NYISO_G-I | PJM_E | Internal | Summer | B7 | 400 | 1500 | 0.21 | 85.33 | 90.96 | 8 | 0
2030 | NYISO_G-I_2_PJM_E | NYISO_G-I | PJM_E | Internal | Summer | B8 | 500 | 1500 | 0.03 | 83.03 | 85.81 | 8 | 0
2030 | NYISO_G-I_2_PJM_E | NYISO_G-I | PJM_E | Internal | Summer | B9 | 800 | 1500 | 0.01 | 80.48 | 78.57 | 8 | 0
2030 | NYISO_G-I_2_PJM_E | NYISO_G-I | PJM_E | Internal | Summer | B10 | 1262 | 1500 | 0 | 80.48 | 74.51 | 8 | 0
2030 | NYISO_G-I_2_PJM_E | NYISO_G-I | PJM_E | Internal | Winter | B16 | 25 | 1500 | 0.33 | 92.4 | 91.53 | 8 | 0
2030 | NYISO_G-I_2_PJM_E | NYISO_G-I | PJM_E | Internal | Winter | B17 | 100 | 1500 | 0.12 | 84.42 | 86.95 | 8 | 0
2030 | NYISO_G-I_2_PJM_E | NYISO_G-I | PJM_E | Internal | Winter | B18 | 400 | 1500 | 0.03 | 84.13 | 85.97 | 8 | 0
2030 | NYISO_G-I_2_PJM_E | NYISO_G-I | PJM_E | Internal | Winter | B19 | 700 | 1500 | 0.02 | 81.48 | 82.31 | 8 | 0
2030 | NYISO_G-I_2_PJM_E | NYISO_G-I | PJM_E | Internal | Winter | B20 | 935 | 1500 | 0 | 81.48 | 79.42 | 8 | 0
2030 | NYISO_J-K_2_NEISO_OL | NYISO_J-K | NEISO | Internal | Shoulder | B11 | 25 | 99999 | 0.21 | 86.04 | 81.17 | 3.01 | 0
2030 | NYISO_J-K_2_NEISO_OL | NYISO_J-K | NEISO | Internal | Shoulder | B12 | 200 | 99999 | 0.03 | 84.93 | 81.86 | 3.01 | 0
2030 | NYISO_J-K_2_NEISO_OL | NYISO_J-K | NEISO | Internal | Shoulder | B13 | 600 | 99999 | 0 | 81.16 | 76.28 | 3.01 | 0
2030 | NYISO_J-K_2_NEISO_OL | NYISO_J-K | NEISO | Internal | Shoulder | B14 | 900 | 99999 | 0 | 79.99 | 76.28 | 3.01 | 0
2030 | NYISO_J-K_2_NEISO_OL | NYISO_J-K | NEISO | Internal | Shoulder | B15 | 1203 | 99999 | 0 | 79.29 | 76.28 | 3.01 | 0
2030 | NYISO_J-K_2_NEISO_OL | NYISO_J-K | NEISO | Internal | Summer | B1 | 10 | 99999 | 0.66 | 132.39 | 129.31 | 3.01 | 0
2030 | NYISO_J-K_2_NEISO_OL | NYISO_J-K | NEISO | Internal | Summer | B2 | 25 | 99999 | 0.24 | 132.44 | 127.9 | 3.01 | 0
2030 | NYISO_J-K_2_NEISO_OL | NYISO_J-K | NEISO | Internal | Summer | B3 | 75 | 99999 | 0.07 | 132.34 | 127.46 | 3.01 | 0
2030 | NYISO_J-K_2_NEISO_OL | NYISO_J-K | NEISO | Internal | Summer | B4 | 100 | 99999 | 0.05 | 123.4 | 118.53 | 3.01 | 0
2030 | NYISO_J-K_2_NEISO_OL | NYISO_J-K | NEISO | Internal | Summer | B5 | 200 | 99999 | 0.03 | 101.61 | 96.74 | 3.01 | 0
2030 | NYISO_J-K_2_NEISO_OL | NYISO_J-K | NEISO | Internal | Summer | B6 | 300 | 99999 | 0.02 | 93.64 | 88.77 | 3.01 | 0
2030 | NYISO_J-K_2_NEISO_OL | NYISO_J-K | NEISO | Internal | Summer | B7 | 400 | 99999 | 0.01 | 85.79 | 80.92 | 3.01 | 0
2030 | NYISO_J-K_2_NEISO_OL | NYISO_J-K | NEISO | Internal | Summer | B8 | 500 | 99999 | 0.01 | 83.74 | 80.92 | 3.01 | 0
2030 | NYISO_J-K_2_NEISO_OL | NYISO_J-K | NEISO | Internal | Summer | B9 | 800 | 99999 | 0 | 81.18 | 78.18 | 3.01 | 0
2030 | NYISO_J-K_2_NEISO_OL | NYISO_J-K | NEISO | Internal | Summer | B10 | 1262 | 99999 | 0 | 80.49 | 78.18 | 3.01 | 0
2030 | NYISO_J-K_2_NEISO_OL | NYISO_J-K | NEISO | Internal | Winter | B16 | 25 | 99999 | 0.24 | 93.11 | 89.4 | 3.01 | 0
2030 | NYISO_J-K_2_NEISO_OL | NYISO_J-K | NEISO | Internal | Winter | B17 | 100 | 99999 | 0.06 | 85.13 | 82.12 | 3.01 | 0
2030 | NYISO_J-K_2_NEISO_OL | NYISO_J-K | NEISO | Internal | Winter | B18 | 400 | 99999 | 0.02 | 84.83 | 82.12 | 3.01 | 0
2030 | NYISO_J-K_2_NEISO_OL | NYISO_J-K | NEISO | Internal | Winter | B19 | 700 | 99999 | 0.02 | 82.19 | 82.12 | 3.01 | 0
2030 | NYISO_J-K_2_NEISO_OL | NYISO_J-K | NEISO | Internal | Winter | B20 | 935 | 99999 | 0.01 | 82.19 | 82.12 | 3.01 | 0
2030 | NYISO_J-K_2_NYISO_G-I | NYISO_J-K | NYISO_G-I | Internal | Shoulder | B11 | 25 | 1999 | 50.45 | 86.04 | 86.02 | 0.01 | 0
2030 | NYISO_J-K_2_NYISO_G-I | NYISO_J-K | NYISO_G-I | Internal | Shoulder | B12 | 200 | 1999 | 8.26 | 84.93 | 84.92 | 0.01 | 0
2030 | NYISO_J-K_2_NYISO_G-I | NYISO_J-K | NYISO_G-I | Internal | Shoulder | B13 | 600 | 1999 | 0.19 | 81.16 | 80.45 | 0.01 | 0
2030 | NYISO_J-K_2_NYISO_G-I | NYISO_J-K | NYISO_G-I | Internal | Shoulder | B14 | 900 | 1999 | 0.13 | 79.99 | 79.28 | 0.01 | 0
2030 | NYISO_J-K_2_NYISO_G-I | NYISO_J-K | NYISO_G-I | Internal | Shoulder | B15 | 1203 | 1999 | 2.08 | 79.29 | 79.28 | 0.01 | 0
2030 | NYISO_J-K_2_NYISO_G-I | NYISO_J-K | NYISO_G-I | Internal | Summer | B1 | 10 | 1999 | 84.58 | 132.39 | 132.36 | 0.01 | 0
2030 | NYISO_J-K_2_NYISO_G-I | NYISO_J-K | NYISO_G-I | Internal | Summer | B2 | 25 | 1999 | 54.9 | 132.44 | 132.42 | 0.01 | 0
2030 | NYISO_J-K_2_NYISO_G-I | NYISO_J-K | NYISO_G-I | Internal | Summer | B3 | 75 | 1999 | 25.42 | 132.34 | 132.32 | 0.01 | 0
2030 | NYISO_J-K_2_NYISO_G-I | NYISO_J-K | NYISO_G-I | Internal | Summer | B4 | 100 | 1999 | 19.21 | 123.4 | 123.39 | 0.01 | 0
2030 | NYISO_J-K_2_NYISO_G-I | NYISO_J-K | NYISO_G-I | Internal | Summer | B5 | 200 | 1999 | 9.93 | 101.61 | 101.6 | 0.01 | 0
2030 | NYISO_J-K_2_NYISO_G-I | NYISO_J-K | NYISO_G-I | Internal | Summer | B6 | 300 | 1999 | 7.22 | 93.64 | 93.63 | 0.01 | 0
2030 | NYISO_J-K_2_NYISO_G-I | NYISO_J-K | NYISO_G-I | Internal | Summer | B7 | 400 | 1999 | 0.41 | 85.79 | 85.33 | 0.01 | 0
2030 | NYISO_J-K_2_NYISO_G-I | NYISO_J-K | NYISO_G-I | Internal | Summer | B8 | 500 | 1999 | 0.23 | 83.74 | 83.03 | 0.01 | 0
2030 | NYISO_J-K_2_NYISO_G-I | NYISO_J-K | NYISO_G-I | Internal | Summer | B9 | 800 | 1999 | 0.16 | 81.18 | 80.48 | 0.01 | 0
2030 | NYISO_J-K_2_NYISO_G-I | NYISO_J-K | NYISO_G-I | Internal | Summer | B10 | 1262 | 1999 | 1.88 | 80.49 | 80.48 | 0.01 | 0
2030 | NYISO_J-K_2_NYISO_G-I | NYISO_J-K | NYISO_G-I | Internal | Winter | B16 | 25 | 1999 | 4 | 93.11 | 92.4 | 0.01 | 0
2030 | NYISO_J-K_2_NYISO_G-I | NYISO_J-K | NYISO_G-I | Internal | Winter | B17 | 100 | 1999 | 1.04 | 85.13 | 84.42 | 0.01 | 0
2030 | NYISO_J-K_2_NYISO_G-I | NYISO_J-K | NYISO_G-I | Internal | Winter | B18 | 400 | 1999 | 0.27 | 84.83 | 84.13 | 0.01 | 0
2030 | NYISO_J-K_2_NYISO_G-I | NYISO_J-K | NYISO_G-I | Internal | Winter | B19 | 700 | 1999 | 0.15 | 82.19 | 81.48 | 0.01 | 0
2030 | NYISO_J-K_2_NYISO_G-I | NYISO_J-K | NYISO_G-I | Internal | Winter | B20 | 935 | 1999 | 0.12 | 82.19 | 81.48 | 0.01 | 0
2030 | NYISO_J-K_2_PJM_E_OL | NYISO_J-K | PJM_E | Internal | Shoulder | B11 | 25 | 99999 | 0.68 | 86.04 | 92.13 | 8.06 | 0
2030 | NYISO_J-K_2_PJM_E_OL | NYISO_J-K | PJM_E | Internal | Shoulder | B12 | 200 | 99999 | 0.03 | 84.93 | 86.43 | 8.06 | 0
2030 | NYISO_J-K_2_PJM_E_OL | NYISO_J-K | PJM_E | Internal | Shoulder | B13 | 600 | 99999 | 0.02 | 81.16 | 85.53 | 8.06 | 0
2030 | NYISO_J-K_2_PJM_E_OL | NYISO_J-K | PJM_E | Internal | Shoulder | B14 | 900 | 99999 | 0 | 79.99 | 77.01 | 8.06 | 0
2030 | NYISO_J-K_2_PJM_E_OL | NYISO_J-K | PJM_E | Internal | Shoulder | B15 | 1203 | 99999 | 0 | 79.29 | 76.02 | 8.06 | 0
2030 | NYISO_J-K_2_PJM_E_OL | NYISO_J-K | PJM_E | Internal | Summer | B1 | 10 | 99999 | 86.77 | 132.39 | 140.43 | 8.06 | 0
2030 | NYISO_J-K_2_PJM_E_OL | NYISO_J-K | PJM_E | Internal | Summer | B2 | 25 | 99999 | 10.26 | 132.44 | 140.42 | 8.06 | 0
2030 | NYISO_J-K_2_PJM_E_OL | NYISO_J-K | PJM_E | Internal | Summer | B3 | 75 | 99999 | 1485.3 | 132.34 | 140.4 | 8.06 | 0
2030 | NYISO_J-K_2_PJM_E_OL | NYISO_J-K | PJM_E | Internal | Summer | B4 | 100 | 99999 | 3760.57 | 123.4 | 131.46 | 8.06 | 0
2030 | NYISO_J-K_2_PJM_E_OL | NYISO_J-K | PJM_E | Internal | Summer | B5 | 200 | 99999 | 97.78 | 101.61 | 109.67 | 8.06 | 0
2030 | NYISO_J-K_2_PJM_E_OL | NYISO_J-K | PJM_E | Internal | Summer | B6 | 300 | 99999 | 1563.55 | 93.64 | 101.7 | 8.06 | 0
2030 | NYISO_J-K_2_PJM_E_OL | NYISO_J-K | PJM_E | Internal | Summer | B7 | 400 | 99999 | 0.12 | 85.79 | 90.96 | 8.06 | 0
2030 | NYISO_J-K_2_PJM_E_OL | NYISO_J-K | PJM_E | Internal | Summer | B8 | 500 | 99999 | 0.02 | 83.74 | 85.81 | 8.06 | 0
2030 | NYISO_J-K_2_PJM_E_OL | NYISO_J-K | PJM_E | Internal | Summer | B9 | 800 | 99999 | 0 | 81.18 | 78.57 | 8.06 | 0
2030 | NYISO_J-K_2_PJM_E_OL | NYISO_J-K | PJM_E | Internal | Summer | B10 | 1262 | 99999 | 0 | 80.49 | 74.51 | 8.06 | 0
2030 | NYISO_J-K_2_PJM_E_OL | NYISO_J-K | PJM_E | Internal | Winter | B16 | 25 | 99999 | 0.17 | 93.11 | 91.53 | 8.06 | 0
2030 | NYISO_J-K_2_PJM_E_OL | NYISO_J-K | PJM_E | Internal | Winter | B17 | 100 | 99999 | 0.06 | 85.13 | 86.95 | 8.06 | 0
2030 | NYISO_J-K_2_PJM_E_OL | NYISO_J-K | PJM_E | Internal | Winter | B18 | 400 | 99999 | 0.02 | 84.83 | 85.97 | 8.06 | 0
2030 | NYISO_J-K_2_PJM_E_OL | NYISO_J-K | PJM_E | Internal | Winter | B19 | 700 | 99999 | 0 | 82.19 | 82.31 | 8.06 | 0
2030 | NYISO_J-K_2_PJM_E_OL | NYISO_J-K | PJM_E | Internal | Winter | B20 | 935 | 99999 | 0 | 82.19 | 79.42 | 8.06 | 0
2030 | PJM_E_2_NYISO_G-I | PJM_E | NYISO_G-I | Internal | Shoulder | B11 | 25 | 500 | 0.24 | 92.13 | 86.02 | 6 | 0
2030 | PJM_E_2_NYISO_G-I | PJM_E | NYISO_G-I | Internal | Shoulder | B12 | 200 | 500 | 0.05 | 86.43 | 84.92 | 6 | 0
2030 | PJM_E_2_NYISO_G-I | PJM_E | NYISO_G-I | Internal | Shoulder | B13 | 600 | 500 | 0.01 | 85.53 | 80.45 | 6 | 0
2030 | PJM_E_2_NYISO_G-I | PJM_E | NYISO_G-I | Internal | Shoulder | B14 | 900 | 500 | 0.02 | 77.01 | 79.28 | 6 | 0
2030 | PJM_E_2_NYISO_G-I | PJM_E | NYISO_G-I | Internal | Shoulder | B15 | 1203 | 500 | 0.02 | 76.02 | 79.28 | 6 | 0
2030 | PJM_E_2_NYISO_G-I | PJM_E | NYISO_G-I | Internal | Summer | B1 | 10 | 500 | 0.55 | 140.43 | 132.36 | 6 | 0.01
2030 | PJM_E_2_NYISO_G-I | PJM_E | NYISO_G-I | Internal | Summer | B2 | 25 | 500 | 0.23 | 140.42 | 132.42 | 6 | 0
2030 | PJM_E_2_NYISO_G-I | PJM_E | NYISO_G-I | Internal | Summer | B3 | 75 | 500 | 0.07 | 140.4 | 132.32 | 6 | 0
2030 | PJM_E_2_NYISO_G-I | PJM_E | NYISO_G-I | Internal | Summer | B4 | 100 | 500 | 0.05 | 131.46 | 123.39 | 6 | 0
2030 | PJM_E_2_NYISO_G-I | PJM_E | NYISO_G-I | Internal | Summer | B5 | 200 | 500 | 0.03 | 109.67 | 101.6 | 6 | 0
2030 | PJM_E_2_NYISO_G-I | PJM_E | NYISO_G-I | Internal | Summer | B6 | 300 | 500 | 0.02 | 101.7 | 93.63 | 6 | 0
2030 | PJM_E_2_NYISO_G-I | PJM_E | NYISO_G-I | Internal | Summer | B7 | 400 | 500 | 0.02 | 90.96 | 85.33 | 6 | 0
2030 | PJM_E_2_NYISO_G-I | PJM_E | NYISO_G-I | Internal | Summer | B8 | 500 | 500 | 0.02 | 85.81 | 83.03 | 6 | 0
2030 | PJM_E_2_NYISO_G-I | PJM_E | NYISO_G-I | Internal | Summer | B9 | 800 | 500 | 0.02 | 78.57 | 80.48 | 6 | 0
2030 | PJM_E_2_NYISO_G-I | PJM_E | NYISO_G-I | Internal | Summer | B10 | 1262 | 500 | 4 | 74.51 | 80.48 | 6 | 0
2030 | PJM_E_2_NYISO_G-I | PJM_E | NYISO_G-I | Internal | Winter | B16 | 25 | 500 | 0.48 | 91.53 | 92.4 | 6 | 0
2030 | PJM_E_2_NYISO_G-I | PJM_E | NYISO_G-I | Internal | Winter | B17 | 100 | 500 | 0.09 | 86.95 | 84.42 | 6 | 0
2030 | PJM_E_2_NYISO_G-I | PJM_E | NYISO_G-I | Internal | Winter | B18 | 400 | 500 | 0.02 | 85.97 | 84.13 | 6 | 0
2030 | PJM_E_2_NYISO_G-I | PJM_E | NYISO_G-I | Internal | Winter | B19 | 700 | 500 | 0.01 | 82.31 | 81.48 | 6 | 0
2030 | PJM_E_2_NYISO_G-I | PJM_E | NYISO_G-I | Internal | Winter | B20 | 935 | 500 | 0.02 | 79.42 | 81.48 | 6 | 0
2030 | PJM_E_2_NYISO_J-K | PJM_E | NYISO_J-K | Internal | Shoulder | B11 | 25 | 330 | 0.24 | 92.13 | 86.04 | 6 | 0.01
2030 | PJM_E_2_NYISO_J-K | PJM_E | NYISO_J-K | Internal | Shoulder | B12 | 200 | 330 | 0.05 | 86.43 | 84.93 | 6 | 0
2030 | PJM_E_2_NYISO_J-K | PJM_E | NYISO_J-K | Internal | Shoulder | B13 | 600 | 330 | 0.01 | 85.53 | 81.16 | 6 | 0
2030 | PJM_E_2_NYISO_J-K | PJM_E | NYISO_J-K | Internal | Shoulder | B14 | 900 | 330 | 0.02 | 77.01 | 79.99 | 6 | 0
2030 | PJM_E_2_NYISO_J-K | PJM_E | NYISO_J-K | Internal | Shoulder | B15 | 1203 | 330 | 0.02 | 76.02 | 79.29 | 6 | 0
2030 | PJM_E_2_NYISO_J-K | PJM_E | NYISO_J-K | Internal | Summer | B1 | 10 | 330 | 0.56 | 140.43 | 132.39 | 6 | 0.01
2030 | PJM_E_2_NYISO_J-K | PJM_E | NYISO_J-K | Internal | Summer | B2 | 25 | 330 | 0.23 | 140.42 | 132.44 | 6 | 0.01
2030 | PJM_E_2_NYISO_J-K | PJM_E | NYISO_J-K | Internal | Summer | B3 | 75 | 330 | 0.07 | 140.4 | 132.34 | 6 | 0
2030 | PJM_E_2_NYISO_J-K | PJM_E | NYISO_J-K | Internal | Summer | B4 | 100 | 330 | 0.05 | 131.46 | 123.4 | 6 | 0
2030 | PJM_E_2_NYISO_J-K | PJM_E | NYISO_J-K | Internal | Summer | B5 | 200 | 330 | 0.03 | 109.67 | 101.61 | 6 | 0
2030 | PJM_E_2_NYISO_J-K | PJM_E | NYISO_J-K | Internal | Summer | B6 | 300 | 330 | 0.02 | 101.7 | 93.64 | 6 | 0
2030 | PJM_E_2_NYISO_J-K | PJM_E | NYISO_J-K | Internal | Summer | B7 | 400 | 330 | 0.02 | 90.96 | 85.79 | 6 | 0
2030 | PJM_E_2_NYISO_J-K | PJM_E | NYISO_J-K | Internal | Summer | B8 | 500 | 330 | 0.02 | 85.81 | 83.74 | 6 | 0
2030 | PJM_E_2_NYISO_J-K | PJM_E | NYISO_J-K | Internal | Summer | B9 | 800 | 330 | 0.02 | 78.57 | 81.18 | 6 | 0
2030 | PJM_E_2_NYISO_J-K | PJM_E | NYISO_J-K | Internal | Summer | B10 | 1262 | 330 | 8.31 | 74.51 | 80.49 | 6 | 0
2030 | PJM_E_2_NYISO_J-K | PJM_E | NYISO_J-K | Internal | Winter | B16 | 25 | 330 | 0.54 | 91.53 | 93.11 | 6 | 0.01
2030 | PJM_E_2_NYISO_J-K | PJM_E | NYISO_J-K | Internal | Winter | B17 | 100 | 330 | 0.1 | 86.95 | 85.13 | 6 | 0
2030 | PJM_E_2_NYISO_J-K | PJM_E | NYISO_J-K | Internal | Winter | B18 | 400 | 330 | 0.03 | 85.97 | 84.83 | 6 | 0
2030 | PJM_E_2_NYISO_J-K | PJM_E | NYISO_J-K | Internal | Winter | B19 | 700 | 330 | 0.02 | 82.31 | 82.19 | 6 | 0
2030 | PJM_E_2_NYISO_J-K | PJM_E | NYISO_J-K | Internal | Winter | B20 | 935 | 330 | 0.03 | 79.42 | 82.19 | 6 | 0
2030 | PJM_E_2_PJM_ROM | PJM_E | PJM_ROM | Internal | Shoulder | B11 | 25 | 8000 | 405.66 | 92.13 | 92.14 | 0.01 | 0
2030 | PJM_E_2_PJM_ROM | PJM_E | PJM_ROM | Internal | Shoulder | B12 | 200 | 8000 | 15.76 | 86.43 | 86.42 | 0.01 | 0
2030 | PJM_E_2_PJM_ROM | PJM_E | PJM_ROM | Internal | Shoulder | B13 | 600 | 8000 | 5.43 | 85.53 | 85.52 | 0.01 | 0
2030 | PJM_E_2_PJM_ROM | PJM_E | PJM_ROM | Internal | Shoulder | B14 | 900 | 8000 | 3.75 | 77.01 | 77 | 0.01 | 0
2030 | PJM_E_2_PJM_ROM | PJM_E | PJM_ROM | Internal | Shoulder | B15 | 1203 | 8000 | 3.07 | 76.02 | 76.01 | 0.01 | 0
2030 | PJM_E_2_PJM_ROM | PJM_E | PJM_ROM | Internal | Summer | B1 | 10 | 8000 | 1223.12 | 140.43 | 140.44 | 0.01 | 0
2030 | PJM_E_2_PJM_ROM | PJM_E | PJM_ROM | Internal | Summer | B2 | 25 | 8000 | 1252.44 | 140.42 | 140.43 | 0.01 | 0
2030 | PJM_E_2_PJM_ROM | PJM_E | PJM_ROM | Internal | Summer | B3 | 75 | 8000 | 5771.88 | 140.4 | 140.41 | 0.01 | 0
2030 | PJM_E_2_PJM_ROM | PJM_E | PJM_ROM | Internal | Summer | B4 | 100 | 8000 | 6087.63 | 131.46 | 131.48 | 0.01 | 0
2030 | PJM_E_2_PJM_ROM | PJM_E | PJM_ROM | Internal | Summer | B5 | 200 | 8000 | 1927.44 | 109.67 | 109.68 | 0.01 | 0
2030 | PJM_E_2_PJM_ROM | PJM_E | PJM_ROM | Internal | Summer | B6 | 300 | 8000 | 4228.47 | 101.7 | 101.71 | 0.01 | 0
2030 | PJM_E_2_PJM_ROM | PJM_E | PJM_ROM | Internal | Summer | B7 | 400 | 8000 | 2172.13 | 90.96 | 90.97 | 0.01 | 0
2030 | PJM_E_2_PJM_ROM | PJM_E | PJM_ROM | Internal | Summer | B8 | 500 | 8000 | 976.65 | 85.81 | 85.82 | 0.01 | 0
2030 | PJM_E_2_PJM_ROM | PJM_E | PJM_ROM | Internal | Summer | B9 | 800 | 8000 | 4.4 | 78.57 | 78.55 | 0.01 | 0
2030 | PJM_E_2_PJM_ROM | PJM_E | PJM_ROM | Internal | Summer | B10 | 1262 | 8000 | 1121.69 | 74.51 | 74.52 | 0.01 | 0
2030 | PJM_E_2_PJM_ROM | PJM_E | PJM_ROM | Internal | Winter | B16 | 25 | 8000 | 110.08 | 91.53 | 91.52 | 0.01 | 0
2030 | PJM_E_2_PJM_ROM | PJM_E | PJM_ROM | Internal | Winter | B17 | 100 | 8000 | 30.09 | 86.95 | 86.94 | 0.01 | 0
2030 | PJM_E_2_PJM_ROM | PJM_E | PJM_ROM | Internal | Winter | B18 | 400 | 8000 | 7.96 | 85.97 | 85.96 | 0.01 | 0
2030 | PJM_E_2_PJM_ROM | PJM_E | PJM_ROM | Internal | Winter | B19 | 700 | 8000 | 4.76 | 82.31 | 82.29 | 0.01 | 0
2030 | PJM_E_2_PJM_ROM | PJM_E | PJM_ROM | Internal | Winter | B20 | 935 | 8000 | 3.52 | 79.42 | 79.4 | 0.01 | 0
2030 | PJM_ROR_2_MISO_IN | PJM_ROR | MISO_IN | Internal | Shoulder | B11 | 25 | 909 | 0.98 | 92.13 | 90.69 | 2 | 0
2030 | PJM_ROR_2_MISO_IN | PJM_ROR | MISO_IN | Internal | Shoulder | B12 | 200 | 909 | 0.19 | 85.79 | 85.9 | 2 | 0
2030 | PJM_ROR_2_MISO_IN | PJM_ROR | MISO_IN | Internal | Shoulder | B13 | 600 | 909 | 0.06 | 84.89 | 85 | 2 | 0
2030 | PJM_ROR_2_MISO_IN | PJM_ROR | MISO_IN | Internal | Shoulder | B14 | 900 | 909 | 0.04 | 76.37 | 76.48 | 2 | 0
2030 | PJM_ROR_2_MISO_IN | PJM_ROR | MISO_IN | Internal | Shoulder | B15 | 1203 | 909 | 0.03 | 75.89 | 76 | 2 | 0
2030 | PJM_ROR_2_MISO_IN | PJM_ROR | MISO_IN | Internal | Summer | B1 | 10 | 909 | 3.27 | 140.42 | 140.53 | 2 | 0
2030 | PJM_ROR_2_MISO_IN | PJM_ROR | MISO_IN | Internal | Summer | B2 | 25 | 909 | 1.38 | 140.42 | 140.53 | 2 | 0
2030 | PJM_ROR_2_MISO_IN | PJM_ROR | MISO_IN | Internal | Summer | B3 | 75 | 909 | 0.46 | 140.42 | 140.53 | 2 | 0
2030 | PJM_ROR_2_MISO_IN | PJM_ROR | MISO_IN | Internal | Summer | B4 | 100 | 909 | 0.23 | 131.49 | 130.22 | 2 | 0
2030 | PJM_ROR_2_MISO_IN | PJM_ROR | MISO_IN | Internal | Summer | B5 | 200 | 909 | 0.1 | 109.67 | 107.68 | 2 | 0
2030 | PJM_ROR_2_MISO_IN | PJM_ROR | MISO_IN | Internal | Summer | B6 | 300 | 909 | 0.08 | 101.72 | 100.27 | 2 | 0
2030 | PJM_ROR_2_MISO_IN | PJM_ROR | MISO_IN | Internal | Summer | B7 | 400 | 909 | 0.06 | 90.96 | 89.5 | 2 | 0
2030 | PJM_ROR_2_MISO_IN | PJM_ROR | MISO_IN | Internal | Summer | B8 | 500 | 909 | 0.08 | 85.81 | 85.92 | 2 | 0
2030 | PJM_ROR_2_MISO_IN | PJM_ROR | MISO_IN | Internal | Summer | B9 | 800 | 909 | 0.04 | 77.93 | 76.55 | 2 | 0
2030 | PJM_ROR_2_MISO_IN | PJM_ROR | MISO_IN | Internal | Summer | B10 | 1262 | 909 | 0.03 | 74.51 | 74.62 | 2 | 0
2030 | PJM_ROR_2_MISO_IN | PJM_ROR | MISO_IN | Internal | Winter | B16 | 25 | 909 | 1.39 | 90.89 | 91 | 2 | 0
2030 | PJM_ROR_2_MISO_IN | PJM_ROR | MISO_IN | Internal | Winter | B17 | 100 | 909 | 0.37 | 86.31 | 86.42 | 2 | 0
2030 | PJM_ROR_2_MISO_IN | PJM_ROR | MISO_IN | Internal | Winter | B18 | 400 | 909 | 0.1 | 85.33 | 85.44 | 2 | 0
2030 | PJM_ROR_2_MISO_IN | PJM_ROR | MISO_IN | Internal | Winter | B19 | 700 | 909 | 0.06 | 81.67 | 81.78 | 2 | 0
2030 | PJM_ROR_2_MISO_IN | PJM_ROR | MISO_IN | Internal | Winter | B20 | 935 | 909 | 0.04 | 78.78 | 78.89 | 2 | 0
2030 | PJM_ROR_2_MISO_MI | PJM_ROR | MISO_MI | Internal | Shoulder | B11 | 25 | 1305 | 1 | 92.13 | 90.68 | 2 | 0
2030 | PJM_ROR_2_MISO_MI | PJM_ROR | MISO_MI | Internal | Shoulder | B12 | 200 | 1305 | 0.19 | 85.79 | 85.89 | 2 | 0
2030 | PJM_ROR_2_MISO_MI | PJM_ROR | MISO_MI | Internal | Shoulder | B13 | 600 | 1305 | 0.06 | 84.89 | 84.99 | 2 | 0
2030 | PJM_ROR_2_MISO_MI | PJM_ROR | MISO_MI | Internal | Shoulder | B14 | 900 | 1305 | 0.04 | 76.37 | 76.47 | 2 | 0
2030 | PJM_ROR_2_MISO_MI | PJM_ROR | MISO_MI | Internal | Shoulder | B15 | 1203 | 1305 | 0.03 | 75.89 | 75.98 | 2 | 0
2030 | PJM_ROR_2_MISO_MI | PJM_ROR | MISO_MI | Internal | Summer | B1 | 10 | 1305 | 3.31 | 140.42 | 140.52 | 2 | 0
2030 | PJM_ROR_2_MISO_MI | PJM_ROR | MISO_MI | Internal | Summer | B2 | 25 | 1305 | 1.39 | 140.42 | 140.52 | 2 | 0
2030 | PJM_ROR_2_MISO_MI | PJM_ROR | MISO_MI | Internal | Summer | B3 | 75 | 1305 | 0.47 | 140.42 | 140.52 | 2 | 0
2030 | PJM_ROR_2_MISO_MI | PJM_ROR | MISO_MI | Internal | Summer | B4 | 100 | 1305 | 0.23 | 131.49 | 130.21 | 2 | 0
2030 | PJM_ROR_2_MISO_MI | PJM_ROR | MISO_MI | Internal | Summer | B5 | 200 | 1305 | 0.1 | 109.67 | 107.67 | 2 | 0
2030 | PJM_ROR_2_MISO_MI | PJM_ROR | MISO_MI | Internal | Summer | B6 | 300 | 1305 | 0.08 | 101.72 | 100.25 | 2 | 0
2030 | PJM_ROR_2_MISO_MI | PJM_ROR | MISO_MI | Internal | Summer | B7 | 400 | 1305 | 0.06 | 90.96 | 89.49 | 2 | 0
2030 | PJM_ROR_2_MISO_MI | PJM_ROR | MISO_MI | Internal | Summer | B8 | 500 | 1305 | 0.08 | 85.81 | 85.91 | 2 | 0
2030 | PJM_ROR_2_MISO_MI | PJM_ROR | MISO_MI | Internal | Summer | B9 | 800 | 1305 | 0.04 | 77.93 | 76.54 | 2 | 0
2030 | PJM_ROR_2_MISO_MI | PJM_ROR | MISO_MI | Internal | Summer | B10 | 1262 | 1305 | 0.03 | 74.51 | 74.61 | 2 | 0
2030 | PJM_ROR_2_MISO_MI | PJM_ROR | MISO_MI | Internal | Winter | B16 | 25 | 1305 | 1.4 | 90.89 | 90.99 | 2 | 0
2030 | PJM_ROR_2_MISO_MI | PJM_ROR | MISO_MI | Internal | Winter | B17 | 100 | 1305 | 0.37 | 86.31 | 86.41 | 2 | 0
2030 | PJM_ROR_2_MISO_MI | PJM_ROR | MISO_MI | Internal | Winter | B18 | 400 | 1305 | 0.1 | 85.33 | 85.43 | 2 | 0
2030 | PJM_ROR_2_MISO_MI | PJM_ROR | MISO_MI | Internal | Winter | B19 | 700 | 1305 | 0.06 | 81.67 | 81.76 | 2 | 0
2030 | PJM_ROR_2_MISO_MI | PJM_ROR | MISO_MI | Internal | Winter | B20 | 935 | 1305 | 0.04 | 78.78 | 78.88 | 2 | 0
2030 | PJM_ROR_2_MISO_MO-IL | PJM_ROR | MISO_MO-IL | Internal | Shoulder | B11 | 25 | 1111 | 1 | 92.13 | 90.7 | 2 | 0
2030 | PJM_ROR_2_MISO_MO-IL | PJM_ROR | MISO_MO-IL | Internal | Shoulder | B12 | 200 | 1111 | 0.19 | 85.79 | 85.91 | 2 | 0
2030 | PJM_ROR_2_MISO_MO-IL | PJM_ROR | MISO_MO-IL | Internal | Shoulder | B13 | 600 | 1111 | 0.06 | 84.89 | 85.01 | 2 | 0
2030 | PJM_ROR_2_MISO_MO-IL | PJM_ROR | MISO_MO-IL | Internal | Shoulder | B14 | 900 | 1111 | 0.04 | 76.37 | 76.49 | 2 | 0
2030 | PJM_ROR_2_MISO_MO-IL | PJM_ROR | MISO_MO-IL | Internal | Shoulder | B15 | 1203 | 1111 | 0.03 | 75.89 | 75.98 | 2 | 0
2030 | PJM_ROR_2_MISO_MO-IL | PJM_ROR | MISO_MO-IL | Internal | Summer | B1 | 10 | 1111 | 3.93 | 140.42 | 140.9 | 2 | 0
2030 | PJM_ROR_2_MISO_MO-IL | PJM_ROR | MISO_MO-IL | Internal | Summer | B2 | 25 | 1111 | 1.68 | 140.42 | 140.9 | 2 | 0
2030 | PJM_ROR_2_MISO_MO-IL | PJM_ROR | MISO_MO-IL | Internal | Summer | B3 | 75 | 1111 | 0.57 | 140.42 | 140.9 | 2 | 0
2030 | PJM_ROR_2_MISO_MO-IL | PJM_ROR | MISO_MO-IL | Internal | Summer | B4 | 100 | 1111 | 0.24 | 131.49 | 130.23 | 2 | 0
2030 | PJM_ROR_2_MISO_MO-IL | PJM_ROR | MISO_MO-IL | Internal | Summer | B5 | 200 | 1111 | 0.1 | 109.67 | 107.7 | 2 | 0
2030 | PJM_ROR_2_MISO_MO-IL | PJM_ROR | MISO_MO-IL | Internal | Summer | B6 | 300 | 1111 | 0.08 | 101.72 | 100.28 | 2 | 0
2030 | PJM_ROR_2_MISO_MO-IL | PJM_ROR | MISO_MO-IL | Internal | Summer | B7 | 400 | 1111 | 0.06 | 90.96 | 89.51 | 2 | 0
2030 | PJM_ROR_2_MISO_MO-IL | PJM_ROR | MISO_MO-IL | Internal | Summer | B8 | 500 | 1111 | 0.08 | 85.81 | 85.93 | 2 | 0
2030 | PJM_ROR_2_MISO_MO-IL | PJM_ROR | MISO_MO-IL | Internal | Summer | B9 | 800 | 1111 | 0.04 | 77.93 | 76.56 | 2 | 0
2030 | PJM_ROR_2_MISO_MO-IL | PJM_ROR | MISO_MO-IL | Internal | Summer | B10 | 1262 | 1111 | 0.03 | 74.51 | 74.61 | 2 | 0
2030 | PJM_ROR_2_MISO_MO-IL | PJM_ROR | MISO_MO-IL | Internal | Winter | B16 | 25 | 1111 | 1.4 | 90.89 | 91.02 | 2 | 0
2030 | PJM_ROR_2_MISO_MO-IL | PJM_ROR | MISO_MO-IL | Internal | Winter | B17 | 100 | 1111 | 0.37 | 86.31 | 86.43 | 2 | 0
2030 | PJM_ROR_2_MISO_MO-IL | PJM_ROR | MISO_MO-IL | Internal | Winter | B18 | 400 | 1111 | 0.1 | 85.33 | 85.45 | 2 | 0
2030 | PJM_ROR_2_MISO_MO-IL | PJM_ROR | MISO_MO-IL | Internal | Winter | B19 | 700 | 1111 | 0.06 | 81.67 | 81.79 | 2 | 0
2030 | PJM_ROR_2_MISO_MO-IL | PJM_ROR | MISO_MO-IL | Internal | Winter | B20 | 935 | 1111 | 0.04 | 78.78 | 78.88 | 2 | 0
2030 | PJM_ROR_2_MISO_W | PJM_ROR | MISO_W | Internal | Shoulder | B11 | 25 | 709 | 0.26 | 92.13 | 83.24 | 2 | 0
2030 | PJM_ROR_2_MISO_W | PJM_ROR | MISO_W | Internal | Shoulder | B12 | 200 | 709 | 0.03 | 85.79 | 76.91 | 2 | 0
2030 | PJM_ROR_2_MISO_W | PJM_ROR | MISO_W | Internal | Shoulder | B13 | 600 | 709 | 0.01 | 84.89 | 76.01 | 2 | 0
2030 | PJM_ROR_2_MISO_W | PJM_ROR | MISO_W | Internal | Shoulder | B14 | 900 | 709 | 0 | 76.37 | 67.49 | 2 | 0
2030 | PJM_ROR_2_MISO_W | PJM_ROR | MISO_W | Internal | Shoulder | B15 | 1203 | 709 | 0 | 75.89 | 67 | 2 | 0
2030 | PJM_ROR_2_MISO_W | PJM_ROR | MISO_W | Internal | Summer | B1 | 10 | 709 | 0.63 | 140.42 | 131.54 | 2 | 0.01
2030 | PJM_ROR_2_MISO_W | PJM_ROR | MISO_W | Internal | Summer | B2 | 25 | 709 | 0.26 | 140.42 | 131.54 | 2 | 0
2030 | PJM_ROR_2_MISO_W | PJM_ROR | MISO_W | Internal | Summer | B3 | 75 | 709 | 0.09 | 140.42 | 131.54 | 2 | 0
2030 | PJM_ROR_2_MISO_W | PJM_ROR | MISO_W | Internal | Summer | B4 | 100 | 709 | 0.07 | 131.49 | 122.6 | 2 | 0
2030 | PJM_ROR_2_MISO_W | PJM_ROR | MISO_W | Internal | Summer | B5 | 200 | 709 | 0.03 | 109.67 | 100.79 | 2 | 0
2030 | PJM_ROR_2_MISO_W | PJM_ROR | MISO_W | Internal | Summer | B6 | 300 | 709 | 0.02 | 101.72 | 92.84 | 2 | 0
2030 | PJM_ROR_2_MISO_W | PJM_ROR | MISO_W | Internal | Summer | B7 | 400 | 709 | 0.02 | 90.96 | 82.07 | 2 | 0
2030 | PJM_ROR_2_MISO_W | PJM_ROR | MISO_W | Internal | Summer | B8 | 500 | 709 | 0.01 | 85.81 | 76.93 | 2 | 0
2030 | PJM_ROR_2_MISO_W | PJM_ROR | MISO_W | Internal | Summer | B9 | 800 | 709 | 0 | 77.93 | 69.04 | 2 | 0
2030 | PJM_ROR_2_MISO_W | PJM_ROR | MISO_W | Internal | Summer | B10 | 1262 | 709 | 0 | 74.51 | 65.63 | 2 | 0
2030 | PJM_ROR_2_MISO_W | PJM_ROR | MISO_W | Internal | Winter | B16 | 25 | 709 | 0.26 | 90.89 | 82.01 | 2 | 0
2030 | PJM_ROR_2_MISO_W | PJM_ROR | MISO_W | Internal | Winter | B17 | 100 | 709 | 0.07 | 86.31 | 77.42 | 2 | 0
2030 | PJM_ROR_2_MISO_W | PJM_ROR | MISO_W | Internal | Winter | B18 | 400 | 709 | 0.02 | 85.33 | 76.45 | 2 | 0
2030 | PJM_ROR_2_MISO_W | PJM_ROR | MISO_W | Internal | Winter | B19 | 700 | 709 | 0.01 | 81.67 | 72.78 | 2 | 0
2030 | PJM_ROR_2_MISO_W | PJM_ROR | MISO_W | Internal | Winter | B20 | 935 | 709 | 0 | 78.78 | 69.89 | 2 | 0
2030 | PJM_ROR_2_MISO_WUMS | PJM_ROR | MISO_WUMS | Internal | Shoulder | B11 | 25 | 1467 | 0.85 | 92.13 | 90.15 | 2 | 0
2030 | PJM_ROR_2_MISO_WUMS | PJM_ROR | MISO_WUMS | Internal | Shoulder | B12 | 200 | 1467 | 0.15 | 85.79 | 85.36 | 2 | 0
2030 | PJM_ROR_2_MISO_WUMS | PJM_ROR | MISO_WUMS | Internal | Shoulder | B13 | 600 | 1467 | 0.05 | 84.89 | 84.46 | 2 | 0
2030 | PJM_ROR_2_MISO_WUMS | PJM_ROR | MISO_WUMS | Internal | Shoulder | B14 | 900 | 1467 | 0.03 | 76.37 | 75.94 | 2 | 0
2030 | PJM_ROR_2_MISO_WUMS | PJM_ROR | MISO_WUMS | Internal | Shoulder | B15 | 1203 | 1467 | 0.03 | 75.89 | 75.46 | 2 | 0
2030 | PJM_ROR_2_MISO_WUMS | PJM_ROR | MISO_WUMS | Internal | Summer | B1 | 10 | 1467 | 2.67 | 140.42 | 139.99 | 2 | 0
2030 | PJM_ROR_2_MISO_WUMS | PJM_ROR | MISO_WUMS | Internal | Summer | B2 | 25 | 1467 | 1.12 | 140.42 | 139.99 | 2 | 0
2030 | PJM_ROR_2_MISO_WUMS | PJM_ROR | MISO_WUMS | Internal | Summer | B3 | 75 | 1467 | 0.38 | 140.42 | 139.99 | 2 | 0
2030 | PJM_ROR_2_MISO_WUMS | PJM_ROR | MISO_WUMS | Internal | Summer | B4 | 100 | 1467 | 0.2 | 131.49 | 129.68 | 2 | 0
2030 | PJM_ROR_2_MISO_WUMS | PJM_ROR | MISO_WUMS | Internal | Summer | B5 | 200 | 1467 | 0.09 | 109.67 | 107.14 | 2 | 0
2030 | PJM_ROR_2_MISO_WUMS | PJM_ROR | MISO_WUMS | Internal | Summer | B6 | 300 | 1467 | 0.07 | 101.72 | 99.73 | 2 | 0
2030 | PJM_ROR_2_MISO_WUMS | PJM_ROR | MISO_WUMS | Internal | Summer | B7 | 400 | 1467 | 0.05 | 90.96 | 88.96 | 2 | 0
2030 | PJM_ROR_2_MISO_WUMS | PJM_ROR | MISO_WUMS | Internal | Summer | B8 | 500 | 1467 | 0.06 | 85.81 | 85.38 | 2 | 0
2030 | PJM_ROR_2_MISO_WUMS | PJM_ROR | MISO_WUMS | Internal | Summer | B9 | 800 | 1467 | 0.03 | 77.93 | 76.01 | 2 | 0
2030 | PJM_ROR_2_MISO_WUMS | PJM_ROR | MISO_WUMS | Internal | Summer | B10 | 1262 | 1467 | 0.02 | 74.51 | 74.08 | 2 | 0
2030 | PJM_ROR_2_MISO_WUMS | PJM_ROR | MISO_WUMS | Internal | Winter | B16 | 25 | 1467 | 1.12 | 90.89 | 90.46 | 2 | 0
2030 | PJM_ROR_2_MISO_WUMS | PJM_ROR | MISO_WUMS | Internal | Winter | B17 | 100 | 1467 | 0.29 | 86.31 | 85.88 | 2 | 0
2030 | PJM_ROR_2_MISO_WUMS | PJM_ROR | MISO_WUMS | Internal | Winter | B18 | 400 | 1467 | 0.08 | 85.33 | 84.9 | 2 | 0
2030 | PJM_ROR_2_MISO_WUMS | PJM_ROR | MISO_WUMS | Internal | Winter | B19 | 700 | 1467 | 0.04 | 81.67 | 81.24 | 2 | 0
2030 | PJM_ROR_2_MISO_WUMS | PJM_ROR | MISO_WUMS | Internal | Winter | B20 | 935 | 1467 | 0.03 | 78.78 | 78.35 | 2 | 0
2030 | PJM_ROR_2_PJM_ROM | PJM_ROR | PJM_ROM | Internal | Shoulder | B11 | 25 | 8000 | 6388.34 | 92.13 | 92.14 | 0.01 | 0
2030 | PJM_ROR_2_PJM_ROM | PJM_ROR | PJM_ROM | Internal | Shoulder | B12 | 200 | 8000 | 12919.1 | 85.79 | 86.42 | 0.01 | 0.61
2030 | PJM_ROR_2_PJM_ROM | PJM_ROR | PJM_ROM | Internal | Shoulder | B13 | 600 | 8000 | 11275.86 | 84.89 | 85.52 | 0.01 | 0.61
2030 | PJM_ROR_2_PJM_ROM | PJM_ROR | PJM_ROM | Internal | Shoulder | B14 | 900 | 8000 | 10054.02 | 76.37 | 77 | 0.01 | 0.61
2030 | PJM_ROR_2_PJM_ROM | PJM_ROR | PJM_ROM | Internal | Shoulder | B15 | 1203 | 8000 | 7999.81 | 75.89 | 76.01 | 0.01 | 0.11
2030 | PJM_ROR_2_PJM_ROM | PJM_ROR | PJM_ROM | Internal | Summer | B1 | 10 | 8000 | 3153.3 | 140.42 | 140.44 | 0.01 | 0
2030 | PJM_ROR_2_PJM_ROM | PJM_ROR | PJM_ROM | Internal | Summer | B2 | 25 | 8000 | 2757.2 | 140.42 | 140.43 | 0.01 | 0
2030 | PJM_ROR_2_PJM_ROM | PJM_ROR | PJM_ROM | Internal | Summer | B3 | 75 | 8000 | 19.05 | 140.42 | 140.41 | 0.01 | 0
2030 | PJM_ROR_2_PJM_ROM | PJM_ROR | PJM_ROM | Internal | Summer | B4 | 100 | 8000 | 14.11 | 131.49 | 131.48 | 0.01 | 0
2030 | PJM_ROR_2_PJM_ROM | PJM_ROR | PJM_ROM | Internal | Summer | B5 | 200 | 8000 | 2499.84 | 109.67 | 109.68 | 0.01 | 0
2030 | PJM_ROR_2_PJM_ROM | PJM_ROR | PJM_ROM | Internal | Summer | B6 | 300 | 8000 | 5.89 | 101.72 | 101.71 | 0.01 | 0
2030 | PJM_ROR_2_PJM_ROM | PJM_ROR | PJM_ROM | Internal | Summer | B7 | 400 | 8000 | 3954.27 | 90.96 | 90.97 | 0.01 | 0
2030 | PJM_ROR_2_PJM_ROM | PJM_ROR | PJM_ROM | Internal | Summer | B8 | 500 | 8000 | 5619.14 | 85.81 | 85.82 | 0.01 | 0
2030 | PJM_ROR_2_PJM_ROM | PJM_ROR | PJM_ROM | Internal | Summer | B9 | 800 | 8000 | 8660.66 | 77.93 | 78.55 | 0.01 | 0.61
2030 | PJM_ROR_2_PJM_ROM | PJM_ROR | PJM_ROM | Internal | Summer | B10 | 1262 | 8000 | 4237.42 | 74.51 | 74.52 | 0.01 | 0
2030 | PJM_ROR_2_PJM_ROM | PJM_ROR | PJM_ROM | Internal | Winter | B16 | 25 | 8000 | 15480.58 | 90.89 | 91.52 | 0.01 | 0.61
2030 | PJM_ROR_2_PJM_ROM | PJM_ROR | PJM_ROM | Internal | Winter | B17 | 100 | 8000 | 13672.71 | 86.31 | 86.94 | 0.01 | 0.61
2030 | PJM_ROR_2_PJM_ROM | PJM_ROR | PJM_ROM | Internal | Winter | B18 | 400 | 8000 | 11858.06 | 85.33 | 85.96 | 0.01 | 0.61
2030 | PJM_ROR_2_PJM_ROM | PJM_ROR | PJM_ROM | Internal | Winter | B19 | 700 | 8000 | 10110.14 | 81.67 | 82.29 | 0.01 | 0.61
2030 | PJM_ROR_2_PJM_ROM | PJM_ROR | PJM_ROM | Internal | Winter | B20 | 935 | 8000 | 9466.15 | 78.78 | 79.4 | 0.01 | 0.61
2030 | PJM_ROR_2_TVA_Transmission | PJM_ROR | TVA_Transmission | Internal | Shoulder | B11 | 25 | 2500 | 2.09 | 92.13 | 96.86 | 6 | 0
2030 | PJM_ROR_2_TVA_Transmission | PJM_ROR | TVA_Transmission | Internal | Shoulder | B12 | 200 | 2500 | 79.39 | 85.79 | 91.79 | 6 | 0
2030 | PJM_ROR_2_TVA_Transmission | PJM_ROR | TVA_Transmission | Internal | Shoulder | B13 | 600 | 2500 | 506.01 | 84.89 | 90.89 | 6 | 0
2030 | PJM_ROR_2_TVA_Transmission | PJM_ROR | TVA_Transmission | Internal | Shoulder | B14 | 900 | 2500 | 2501.32 | 76.37 | 82.92 | 6 | 0.55
2030 | PJM_ROR_2_TVA_Transmission | PJM_ROR | TVA_Transmission | Internal | Shoulder | B15 | 1203 | 2500 | 0.04 | 75.89 | 80.59 | 6 | 0
2030 | PJM_ROR_2_TVA_Transmission | PJM_ROR | TVA_Transmission | Internal | Summer | B1 | 10 | 2500 | 4.08 | 140.42 | 145.13 | 6 | 0
2030 | PJM_ROR_2_TVA_Transmission | PJM_ROR | TVA_Transmission | Internal | Summer | B2 | 25 | 2500 | 3398.72 | 140.42 | 147.04 | 6 | 0.62
2030 | PJM_ROR_2_TVA_Transmission | PJM_ROR | TVA_Transmission | Internal | Summer | B3 | 75 | 2500 | 1936.28 | 140.42 | 146.42 | 6 | 0
2030 | PJM_ROR_2_TVA_Transmission | PJM_ROR | TVA_Transmission | Internal | Summer | B4 | 100 | 2500 | 1260.6 | 131.49 | 137.49 | 6 | 0
2030 | PJM_ROR_2_TVA_Transmission | PJM_ROR | TVA_Transmission | Internal | Summer | B5 | 200 | 2500 | 0.26 | 109.67 | 114.81 | 6 | 0
2030 | PJM_ROR_2_TVA_Transmission | PJM_ROR | TVA_Transmission | Internal | Summer | B6 | 300 | 2500 | 0.11 | 101.72 | 105.66 | 6 | 0
2030 | PJM_ROR_2_TVA_Transmission | PJM_ROR | TVA_Transmission | Internal | Summer | B7 | 400 | 2500 | 0.14 | 90.96 | 95.94 | 6 | 0
2030 | PJM_ROR_2_TVA_Transmission | PJM_ROR | TVA_Transmission | Internal | Summer | B8 | 500 | 2500 | 0.17 | 85.81 | 91.18 | 6 | 0
2030 | PJM_ROR_2_TVA_Transmission | PJM_ROR | TVA_Transmission | Internal | Summer | B9 | 800 | 2500 | 1532.4 | 77.93 | 83.93 | 6 | 0
2030 | PJM_ROR_2_TVA_Transmission | PJM_ROR | TVA_Transmission | Internal | Summer | B10 | 1262 | 2500 | 0.08 | 74.51 | 79.13 | 6 | 0
2030 | PJM_ROR_2_TVA_Transmission | PJM_ROR | TVA_Transmission | Internal | Winter | B16 | 25 | 2500 | 3765.06 | 90.89 | 97.51 | 6 | 0.62
2030 | PJM_ROR_2_TVA_Transmission | PJM_ROR | TVA_Transmission | Internal | Winter | B17 | 100 | 2500 | 2689.64 | 86.31 | 92.93 | 6 | 0.62
2030 | PJM_ROR_2_TVA_Transmission | PJM_ROR | TVA_Transmission | Internal | Winter | B18 | 400 | 2500 | 364.16 | 85.33 | 91.33 | 6 | 0
2030 | PJM_ROR_2_TVA_Transmission | PJM_ROR | TVA_Transmission | Internal | Winter | B19 | 700 | 2500 | 1149.14 | 81.67 | 87.67 | 6 | 0
2030 | PJM_ROR_2_TVA_Transmission | PJM_ROR | TVA_Transmission | Internal | Winter | B20 | 935 | 2500 | 0.06 | 78.78 | 83.48 | 6 | 0
2030 | PJM_ROR_2_VACAR | PJM_ROR | VACAR | Internal | Shoulder | B11 | 25 | 3000 | 1776.6 | 92.13 | 98.13 | 6 | 0
2030 | PJM_ROR_2_VACAR | PJM_ROR | VACAR | Internal | Shoulder | B12 | 200 | 3000 | 1846.35 | 85.79 | 91.79 | 6 | 0
2030 | PJM_ROR_2_VACAR | PJM_ROR | VACAR | Internal | Shoulder | B13 | 600 | 3000 | 0.37 | 84.89 | 85.48 | 6 | 0
2030 | PJM_ROR_2_VACAR | PJM_ROR | VACAR | Internal | Shoulder | B14 | 900 | 3000 | 4107.43 | 76.37 | 82.85 | 6 | 0.48
2030 | PJM_ROR_2_VACAR | PJM_ROR | VACAR | Internal | Shoulder | B15 | 1203 | 3000 | 8998.74 | 75.89 | 82.37 | 6 | 0.48
2030 | PJM_ROR_2_VACAR | PJM_ROR | VACAR | Internal | Summer | B1 | 10 | 3000 | 9589.89 | 140.42 | 146.9 | 6 | 0.48
2030 | PJM_ROR_2_VACAR | PJM_ROR | VACAR | Internal | Summer | B2 | 25 | 3000 | 8478.71 | 140.42 | 146.9 | 6 | 0.48
2030 | PJM_ROR_2_VACAR | PJM_ROR | VACAR | Internal | Summer | B3 | 75 | 3000 | 6298.02 | 140.42 | 146.9 | 6 | 0.48
2030 | PJM_ROR_2_VACAR | PJM_ROR | VACAR | Internal | Summer | B4 | 100 | 3000 | 8801 | 131.49 | 137.97 | 6 | 0.48
2030 | PJM_ROR_2_VACAR | PJM_ROR | VACAR | Internal | Summer | B5 | 200 | 3000 | 2738.92 | 109.67 | 115.67 | 6 | 0
2030 | PJM_ROR_2_VACAR | PJM_ROR | VACAR | Internal | Summer | B6 | 300 | 3000 | 2815.05 | 101.72 | 107.73 | 6 | 0
2030 | PJM_ROR_2_VACAR | PJM_ROR | VACAR | Internal | Summer | B7 | 400 | 3000 | 2213.47 | 90.96 | 96.96 | 6 | 0
2030 | PJM_ROR_2_VACAR | PJM_ROR | VACAR | Internal | Summer | B8 | 500 | 3000 | 1767.48 | 85.81 | 91.81 | 6 | 0
2030 | PJM_ROR_2_VACAR | PJM_ROR | VACAR | Internal | Summer | B9 | 800 | 3000 | 256.17 | 77.93 | 83.9 | 6 | 0
2030 | PJM_ROR_2_VACAR | PJM_ROR | VACAR | Internal | Summer | B10 | 1262 | 3000 | 2999.99 | 74.51 | 80.88 | 6 | 0.37
2030 | PJM_ROR_2_VACAR | PJM_ROR | VACAR | Internal | Winter | B16 | 25 | 3000 | 10759.01 | 90.89 | 97.38 | 6 | 0.48
2030 | PJM_ROR_2_VACAR | PJM_ROR | VACAR | Internal | Winter | B17 | 100 | 3000 | 5994.61 | 86.31 | 92.79 | 6 | 0.48
2030 | PJM_ROR_2_VACAR | PJM_ROR | VACAR | Internal | Winter | B18 | 400 | 3000 | 1353.8 | 85.33 | 91.33 | 6 | 0
2030 | PJM_ROR_2_VACAR | PJM_ROR | VACAR | Internal | Winter | B19 | 700 | 3000 | 569.99 | 81.67 | 87.67 | 6 | 0
2030 | PJM_ROR_2_VACAR | PJM_ROR | VACAR | Internal | Winter | B20 | 935 | 3000 | 6820.09 | 78.78 | 85.26 | 6 | 0.48
2030 | PJM_ROM_2_NYISO_A-F | PJM_ROM | NYISO_A-F | Internal | Shoulder | B11 | 25 | 2000 | 0.21 | 92.14 | 83.66 | 6 | 0
2030 | PJM_ROM_2_NYISO_A-F | PJM_ROM | NYISO_A-F | Internal | Shoulder | B12 | 200 | 2000 | 0.04 | 86.42 | 82.56 | 6 | 0
2030 | PJM_ROM_2_NYISO_A-F | PJM_ROM | NYISO_A-F | Internal | Shoulder | B13 | 600 | 2000 | 0 | 85.52 | 78.09 | 6 | 0
2030 | PJM_ROM_2_NYISO_A-F | PJM_ROM | NYISO_A-F | Internal | Shoulder | B14 | 900 | 2000 | 0.01 | 77 | 76.92 | 6 | 0
2030 | PJM_ROM_2_NYISO_A-F | PJM_ROM | NYISO_A-F | Internal | Shoulder | B15 | 1203 | 2000 | 0.01 | 76.01 | 76.92 | 6 | 0
2030 | PJM_ROM_2_NYISO_A-F | PJM_ROM | NYISO_A-F | Internal | Summer | B1 | 10 | 2000 | 0.49 | 140.44 | 130 | 6 | 0
2030 | PJM_ROM_2_NYISO_A-F | PJM_ROM | NYISO_A-F | Internal | Summer | B2 | 25 | 2000 | 0.2 | 140.43 | 130.07 | 6 | 0
2030 | PJM_ROM_2_NYISO_A-F | PJM_ROM | NYISO_A-F | Internal | Summer | B3 | 75 | 2000 | 0.06 | 140.41 | 129.97 | 6 | 0
2030 | PJM_ROM_2_NYISO_A-F | PJM_ROM | NYISO_A-F | Internal | Summer | B4 | 100 | 2000 | 0.05 | 131.48 | 121.03 | 6 | 0
2030 | PJM_ROM_2_NYISO_A-F | PJM_ROM | NYISO_A-F | Internal | Summer | B5 | 200 | 2000 | 0.02 | 109.68 | 99.24 | 6 | 0
2030 | PJM_ROM_2_NYISO_A-F | PJM_ROM | NYISO_A-F | Internal | Summer | B6 | 300 | 2000 | 0.02 | 101.71 | 91.27 | 6 | 0
2030 | PJM_ROM_2_NYISO_A-F | PJM_ROM | NYISO_A-F | Internal | Summer | B7 | 400 | 2000 | 0.01 | 90.97 | 82.97 | 6 | 0
2030 | PJM_ROM_2_NYISO_A-F | PJM_ROM | NYISO_A-F | Internal | Summer | B8 | 500 | 2000 | 0.01 | 85.82 | 80.67 | 6 | 0
2030 | PJM_ROM_2_NYISO_A-F | PJM_ROM | NYISO_A-F | Internal | Summer | B9 | 800 | 2000 | 0.01 | 78.55 | 78.12 | 6 | 0
2030 | PJM_ROM_2_NYISO_A-F | PJM_ROM | NYISO_A-F | Internal | Summer | B10 | 1262 | 2000 | 0.02 | 74.52 | 78.12 | 6 | 0
2030 | PJM_ROM_2_NYISO_A-F | PJM_ROM | NYISO_A-F | Internal | Winter | B16 | 25 | 2000 | 0.36 | 91.52 | 90.04 | 6 | 0
2030 | PJM_ROM_2_NYISO_A-F | PJM_ROM | NYISO_A-F | Internal | Winter | B17 | 100 | 2000 | 0.07 | 86.94 | 82.06 | 6 | 0
2030 | PJM_ROM_2_NYISO_A-F | PJM_ROM | NYISO_A-F | Internal | Winter | B18 | 400 | 2000 | 0.02 | 85.96 | 81.77 | 6 | 0
2030 | PJM_ROM_2_NYISO_A-F | PJM_ROM | NYISO_A-F | Internal | Winter | B19 | 700 | 2000 | 0.01 | 82.29 | 79.12 | 6 | 0
2030 | PJM_ROM_2_NYISO_A-F | PJM_ROM | NYISO_A-F | Internal | Winter | B20 | 935 | 2000 | 0.01 | 79.4 | 79.12 | 6 | 0
2030 | PJM_ROM_2_PJM_E | PJM_ROM | PJM_E | Internal | Shoulder | B11 | 25 | 8000 | 130.09 | 92.14 | 92.13 | 0.01 | 0
2030 | PJM_ROM_2_PJM_E | PJM_ROM | PJM_E | Internal | Shoulder | B12 | 200 | 8000 | 3286.47 | 86.42 | 86.43 | 0.01 | 0
2030 | PJM_ROM_2_PJM_E | PJM_ROM | PJM_E | Internal | Shoulder | B13 | 600 | 8000 | 2554.36 | 85.52 | 85.53 | 0.01 | 0
2030 | PJM_ROM_2_PJM_E | PJM_ROM | PJM_E | Internal | Shoulder | B14 | 900 | 8000 | 1578.19 | 77 | 77.01 | 0.01 | 0
2030 | PJM_ROM_2_PJM_E | PJM_ROM | PJM_E | Internal | Shoulder | B15 | 1203 | 8000 | 401.35 | 76.01 | 76.02 | 0.01 | 0
2030 | PJM_ROM_2_PJM_E | PJM_ROM | PJM_E | Internal | Summer | B1 | 10 | 8000 | 287.51 | 140.44 | 140.43 | 0.01 | 0
2030 | PJM_ROM_2_PJM_E | PJM_ROM | PJM_E | Internal | Summer | B2 | 25 | 8000 | 123.21 | 140.43 | 140.42 | 0.01 | 0
2030 | PJM_ROM_2_PJM_E | PJM_ROM | PJM_E | Internal | Summer | B3 | 75 | 8000 | 37.89 | 140.41 | 140.4 | 0.01 | 0
2030 | PJM_ROM_2_PJM_E | PJM_ROM | PJM_E | Internal | Summer | B4 | 100 | 8000 | 28.53 | 131.48 | 131.46 | 0.01 | 0
2030 | PJM_ROM_2_PJM_E | PJM_ROM | PJM_E | Internal | Summer | B5 | 200 | 8000 | 16.05 | 109.68 | 109.67 | 0.01 | 0
2030 | PJM_ROM_2_PJM_E | PJM_ROM | PJM_E | Internal | Summer | B6 | 300 | 8000 | 10.19 | 101.71 | 101.7 | 0.01 | 0
2030 | PJM_ROM_2_PJM_E | PJM_ROM | PJM_E | Internal | Summer | B7 | 400 | 8000 | 7.77 | 90.97 | 90.96 | 0.01 | 0
2030 | PJM_ROM_2_PJM_E | PJM_ROM | PJM_E | Internal | Summer | B8 | 500 | 8000 | 6.84 | 85.82 | 85.81 | 0.01 | 0
2030 | PJM_ROM_2_PJM_E | PJM_ROM | PJM_E | Internal | Summer | B9 | 800 | 8000 | 1033.24 | 78.55 | 78.57 | 0.01 | 0
2030 | PJM_ROM_2_PJM_E | PJM_ROM | PJM_E | Internal | Summer | B10 | 1262 | 8000 | 2.85 | 74.52 | 74.51 | 0.01 | 0
2030 | PJM_ROM_2_PJM_E | PJM_ROM | PJM_E | Internal | Winter | B16 | 25 | 8000 | 4593.78 | 91.52 | 91.53 | 0.01 | 0
2030 | PJM_ROM_2_PJM_E | PJM_ROM | PJM_E | Internal | Winter | B17 | 100 | 8000 | 3605.69 | 86.94 | 86.95 | 0.01 | 0
2030 | PJM_ROM_2_PJM_E | PJM_ROM | PJM_E | Internal | Winter | B18 | 400 | 8000 | 2921.69 | 85.96 | 85.97 | 0.01 | 0
2030 | PJM_ROM_2_PJM_E | PJM_ROM | PJM_E | Internal | Winter | B19 | 700 | 8000 | 1728.91 | 82.29 | 82.31 | 0.01 | 0
2030 | PJM_ROM_2_PJM_E | PJM_ROM | PJM_E | Internal | Winter | B20 | 935 | 8000 | 2220.37 | 79.4 | 79.42 | 0.01 | 0
2030 | PJM_ROM_2_PJM_ROR | PJM_ROM | PJM_ROR | Internal | Shoulder | B11 | 25 | 8000 | 64.17 | 92.14 | 92.13 | 0.01 | 0
2030 | PJM_ROM_2_PJM_ROR | PJM_ROM | PJM_ROR | Internal | Shoulder | B12 | 200 | 8000 | 0.62 | 86.42 | 85.79 | 0.01 | 0
2030 | PJM_ROM_2_PJM_ROR | PJM_ROM | PJM_ROR | Internal | Shoulder | B13 | 600 | 8000 | 0.22 | 85.52 | 84.89 | 0.01 | 0
2030 | PJM_ROM_2_PJM_ROR | PJM_ROM | PJM_ROR | Internal | Shoulder | B14 | 900 | 8000 | 0.15 | 77 | 76.37 | 0.01 | 0
2030 | PJM_ROM_2_PJM_ROR | PJM_ROM | PJM_ROR | Internal | Shoulder | B15 | 1203 | 8000 | 0.44 | 76.01 | 75.89 | 0.01 | 0
2030 | PJM_ROM_2_PJM_ROR | PJM_ROM | PJM_ROR | Internal | Summer | B1 | 10 | 8000 | 169.9 | 140.44 | 140.42 | 0.01 | 0
2030 | PJM_ROM_2_PJM_ROR | PJM_ROM | PJM_ROR | Internal | Summer | B2 | 25 | 8000 | 80.09 | 140.43 | 140.42 | 0.01 | 0
2030 | PJM_ROM_2_PJM_ROR | PJM_ROM | PJM_ROR | Internal | Summer | B3 | 75 | 8000 | 4706.38 | 140.41 | 140.42 | 0.01 | 0
2030 | PJM_ROM_2_PJM_ROR | PJM_ROM | PJM_ROR | Internal | Summer | B4 | 100 | 8000 | 6240.22 | 131.48 | 131.49 | 0.01 | 0
2030 | PJM_ROM_2_PJM_ROR | PJM_ROM | PJM_ROR | Internal | Summer | B5 | 200 | 8000 | 12.74 | 109.68 | 109.67 | 0.01 | 0
2030 | PJM_ROM_2_PJM_ROR | PJM_ROM | PJM_ROR | Internal | Summer | B6 | 300 | 8000 | 637.57 | 101.71 | 101.72 | 0.01 | 0
2030 | PJM_ROM_2_PJM_ROR | PJM_ROM | PJM_ROR | Internal | Summer | B7 | 400 | 8000 | 6.86 | 90.97 | 90.96 | 0.01 | 0
2030 | PJM_ROM_2_PJM_ROR | PJM_ROM | PJM_ROR | Internal | Summer | B8 | 500 | 8000 | 4.97 | 85.82 | 85.81 | 0.01 | 0
2030 | PJM_ROM_2_PJM_ROR | PJM_ROM | PJM_ROR | Internal | Summer | B9 | 800 | 8000 | 0.27 | 78.55 | 77.93 | 0.01 | 0
2030 | PJM_ROM_2_PJM_ROR | PJM_ROM | PJM_ROR | Internal | Summer | B10 | 1262 | 8000 | 2.11 | 74.52 | 74.51 | 0.01 | 0
2030 | PJM_ROM_2_PJM_ROR | PJM_ROM | PJM_ROR | Internal | Winter | B16 | 25 | 8000 | 4.53 | 91.52 | 90.89 | 0.01 | 0
2030 | PJM_ROM_2_PJM_ROR | PJM_ROM | PJM_ROR | Internal | Winter | B17 | 100 | 8000 | 1.18 | 86.94 | 86.31 | 0.01 | 0
2030 | PJM_ROM_2_PJM_ROR | PJM_ROM | PJM_ROR | Internal | Winter | B18 | 400 | 8000 | 0.31 | 85.96 | 85.33 | 0.01 | 0
2030 | PJM_ROM_2_PJM_ROR | PJM_ROM | PJM_ROR | Internal | Winter | B19 | 700 | 8000 | 0.18 | 82.29 | 81.67 | 0.01 | 0
2030 | PJM_ROM_2_PJM_ROR | PJM_ROM | PJM_ROR | Internal | Winter | B20 | 935 | 8000 | 0.14 | 79.4 | 78.78 | 0.01 | 0
2030 | SOCO_2_ENT | SOCO | ENT | Internal | Shoulder | B11 | 25 | 2400 | 0.17 | 101.55 | 93.55 | 10 | 0
2030 | SOCO_2_ENT | SOCO | ENT | Internal | Shoulder | B12 | 200 | 2400 | 0.02 | 92.4 | 84.4 | 10 | 0
2030 | SOCO_2_ENT | SOCO | ENT | Internal | Shoulder | B13 | 600 | 2400 | 0 | 92.4 | 84.4 | 10 | 0
2030 | SOCO_2_ENT | SOCO | ENT | Internal | Shoulder | B14 | 900 | 2400 | 0 | 83.88 | 75.88 | 10 | 0
2030 | SOCO_2_ENT | SOCO | ENT | Internal | Shoulder | B15 | 1203 | 2400 | 0 | 80.59 | 72.59 | 10 | 0
2030 | SOCO_2_ENT | SOCO | ENT | Internal | Summer | B1 | 10 | 2400 | 0.41 | 145.13 | 137.13 | 10 | 0
2030 | SOCO_2_ENT | SOCO | ENT | Internal | Summer | B2 | 25 | 2400 | 0.17 | 149.44 | 141.44 | 10 | 0
2030 | SOCO_2_ENT | SOCO | ENT | Internal | Summer | B3 | 75 | 2400 | 0.06 | 150.52 | 142.52 | 10 | 0
2030 | SOCO_2_ENT | SOCO | ENT | Internal | Summer | B4 | 100 | 2400 | 0.04 | 144.97 | 136.97 | 10 | 0
2030 | SOCO_2_ENT | SOCO | ENT | Internal | Summer | B5 | 200 | 2400 | 0.02 | 122.65 | 114.65 | 10 | 0
2030 | SOCO_2_ENT | SOCO | ENT | Internal | Summer | B6 | 300 | 2400 | 0.01 | 111.74 | 103.74 | 10 | 0
2030 | SOCO_2_ENT | SOCO | ENT | Internal | Summer | B7 | 400 | 2400 | 0.01 | 103.33 | 95.33 | 10 | 0
2030 | SOCO_2_ENT | SOCO | ENT | Internal | Summer | B8 | 500 | 2400 | 0 | 96.8 | 88.8 | 10 | 0
2030 | SOCO_2_ENT | SOCO | ENT | Internal | Summer | B9 | 800 | 2400 | 0 | 90.9 | 82.9 | 10 | 0
2030 | SOCO_2_ENT | SOCO | ENT | Internal | Summer | B10 | 1262 | 2400 | 0 | 82.02 | 74.02 | 10 | 0
2030 | SOCO_2_ENT | SOCO | ENT | Internal | Winter | B16 | 25 | 2400 | 0.17 | 98.4 | 90.4 | 10 | 0
2030 | SOCO_2_ENT | SOCO | ENT | Internal | Winter | B17 | 100 | 2400 | 0.04 | 93.82 | 85.82 | 10 | 0
2030 | SOCO_2_ENT | SOCO | ENT | Internal | Winter | B18 | 400 | 2400 | 0.01 | 92.84 | 84.84 | 10 | 0
2030 | SOCO_2_ENT | SOCO | ENT | Internal | Winter | B19 | 700 | 2400 | 0 | 89.13 | 81.13 | 10 | 0
2030 | SOCO_2_ENT | SOCO | ENT | Internal | Winter | B20 | 935 | 2400 | 0 | 83.48 | 75.48 | 10 | 0
2030 | SOCO_2_FRCC | SOCO | FRCC | Internal | Shoulder | B11 | 25 | 3700 | 136.61 | 101.55 | 111.53 | 10 | 0
2030 | SOCO_2_FRCC | SOCO | FRCC | Internal | Shoulder | B12 | 200 | 3700 | 0.09 | 92.4 | 97.64 | 10 | 0
2030 | SOCO_2_FRCC | SOCO | FRCC | Internal | Shoulder | B13 | 600 | 3700 | 0.04 | 92.4 | 97.64 | 10 | 0
2030 | SOCO_2_FRCC | SOCO | FRCC | Internal | Shoulder | B14 | 900 | 3700 | 2778.81 | 83.88 | 93.88 | 10 | 0
2030 | SOCO_2_FRCC | SOCO | FRCC | Internal | Shoulder | B15 | 1203 | 3700 | 0.02 | 80.59 | 84.45 | 10 | 0
2030 | SOCO_2_FRCC | SOCO | FRCC | Internal | Summer | B1 | 10 | 3700 | 3401.87 | 145.13 | 155.13 | 10 | 0
2030 | SOCO_2_FRCC | SOCO | FRCC | Internal | Summer | B2 | 25 | 3700 | 0.79 | 149.44 | 155.91 | 10 | 0
2030 | SOCO_2_FRCC | SOCO | FRCC | Internal | Summer | B3 | 75 | 3700 | 0.12 | 150.52 | 151.62 | 10 | 0
2030 | SOCO_2_FRCC | SOCO | FRCC | Internal | Summer | B4 | 100 | 3700 | 0.22 | 144.97 | 151.62 | 10 | 0
2030 | SOCO_2_FRCC | SOCO | FRCC | Internal | Summer | B5 | 200 | 3700 | 0.03 | 122.65 | 114.66 | 10 | 0
2030 | SOCO_2_FRCC | SOCO | FRCC | Internal | Summer | B6 | 300 | 3700 | 0.02 | 111.74 | 103.74 | 10 | 0
2030 | SOCO_2_FRCC | SOCO | FRCC | Internal | Summer | B7 | 400 | 3700 | 0.02 | 103.33 | 96.73 | 10 | 0
2030 | SOCO_2_FRCC | SOCO | FRCC | Internal | Summer | B8 | 500 | 3700 | 0.02 | 96.8 | 96.73 | 10 | 0
2030 | SOCO_2_FRCC | SOCO | FRCC | Internal | Summer | B9 | 800 | 3700 | 0.03 | 90.9 | 96.73 | 10 | 0
2030 | SOCO_2_FRCC | SOCO | FRCC | Internal | Summer | B10 | 1262 | 3700 | 0.01 | 82.02 | 83.68 | 10 | 0
2030 | SOCO_2_FRCC | SOCO | FRCC | Internal | Winter | B16 | 25 | 3700 | 0.42 | 98.4 | 100.3 | 10 | 0
2030 | SOCO_2_FRCC | SOCO | FRCC | Internal | Winter | B17 | 100 | 3700 | 0.22 | 93.82 | 100.3 | 10 | 0
2030 | SOCO_2_FRCC | SOCO | FRCC | Internal | Winter | B18 | 400 | 3700 | 0.08 | 92.84 | 100.3 | 10 | 0
2030 | SOCO_2_FRCC | SOCO | FRCC | Internal | Winter | B19 | 700 | 3700 | 0.03 | 89.13 | 94.27 | 10 | 0
2030 | SOCO_2_FRCC | SOCO | FRCC | Internal | Winter | B20 | 935 | 3700 | 0.02 | 83.48 | 86.71 | 10 | 0
2030 | SOCO_2_TVA_Transmission | SOCO | TVA_Transmission | Internal | Shoulder | B11 | 25 | 2600 | 0.21 | 101.55 | 96.86 | 10 | 0
2030 | SOCO_2_TVA_Transmission | SOCO | TVA_Transmission | Internal | Shoulder | B12 | 200 | 2600 | 0.04 | 92.4 | 91.79 | 10 | 0
2030 | SOCO_2_TVA_Transmission | SOCO | TVA_Transmission | Internal | Shoulder | B13 | 600 | 2600 | 0.01 | 92.4 | 90.89 | 10 | 0
2030 | SOCO_2_TVA_Transmission | SOCO | TVA_Transmission | Internal | Shoulder | B14 | 900 | 2600 | 0 | 83.88 | 82.92 | 10 | 0
2030 | SOCO_2_TVA_Transmission | SOCO | TVA_Transmission | Internal | Shoulder | B15 | 1203 | 2600 | 0 | 80.59 | 80.59 | 10 | 0
2030 | SOCO_2_TVA_Transmission | SOCO | TVA_Transmission | Internal | Summer | B1 | 10 | 2600 | 0.71 | 145.13 | 145.13 | 10 | 0
2030 | SOCO_2_TVA_Transmission | SOCO | TVA_Transmission | Internal | Summer | B2 | 25 | 2600 | 0.24 | 149.44 | 147.04 | 10 | 0
2030 | SOCO_2_TVA_Transmission | SOCO | TVA_Transmission | Internal | Summer | B3 | 75 | 2600 | 0.07 | 150.52 | 146.42 | 10 | 0
2030 | SOCO_2_TVA_Transmission | SOCO | TVA_Transmission | Internal | Summer | B4 | 100 | 2600 | 0.05 | 144.97 | 137.49 | 10 | 0
2030 | SOCO_2_TVA_Transmission | SOCO | TVA_Transmission | Internal | Summer | B5 | 200 | 2600 | 0.02 | 122.65 | 114.81 | 10 | 0
2030 | SOCO_2_TVA_Transmission | SOCO | TVA_Transmission | Internal | Summer | B6 | 300 | 2600 | 0.02 | 111.74 | 105.66 | 10 | 0
2030 | SOCO_2_TVA_Transmission | SOCO | TVA_Transmission | Internal | Summer | B7 | 400 | 2600 | 0.01 | 103.33 | 95.94 | 10 | 0
2030 | SOCO_2_TVA_Transmission | SOCO | TVA_Transmission | Internal | Summer | B8 | 500 | 2600 | 0.01 | 96.8 | 91.18 | 10 | 0
2030 | SOCO_2_TVA_Transmission | SOCO | TVA_Transmission | Internal | Summer | B9 | 800 | 2600 | 0 | 90.9 | 83.93 | 10 | 0
2030 | SOCO_2_TVA_Transmission | SOCO | TVA_Transmission | Internal | Summer | B10 | 1262 | 2600 | 0 | 82.02 | 79.13 | 10 | 0
2030 | SOCO_2_TVA_Transmission | SOCO | TVA_Transmission | Internal | Winter | B16 | 25 | 2600 | 0.27 | 98.4 | 97.51 | 10 | 0
2030 | SOCO_2_TVA_Transmission | SOCO | TVA_Transmission | Internal | Winter | B17 | 100 | 2600 | 0.07 | 93.82 | 92.93 | 10 | 0
2030 | SOCO_2_TVA_Transmission | SOCO | TVA_Transmission | Internal | Winter | B18 | 400 | 2600 | 0.02 | 92.84 | 91.33 | 10 | 0
2030 | SOCO_2_TVA_Transmission | SOCO | TVA_Transmission | Internal | Winter | B19 | 700 | 2600 | 0 | 89.13 | 87.67 | 10 | 0
2030 | SOCO_2_TVA_Transmission | SOCO | TVA_Transmission | Internal | Winter | B20 | 935 | 2600 | 0 | 83.48 | 83.48 | 10 | 0
2030 | SOCO_2_VACAR | SOCO | VACAR | Internal | Shoulder | B11 | 25 | 2000 | 0.22 | 101.55 | 98.13 | 10 | 0
2030 | SOCO_2_VACAR | SOCO | VACAR | Internal | Shoulder | B12 | 200 | 2000 | 0.04 | 92.4 | 91.79 | 10 | 0
2030 | SOCO_2_VACAR | SOCO | VACAR | Internal | Shoulder | B13 | 600 | 2000 | 0 | 92.4 | 85.48 | 10 | 0
2030 | SOCO_2_VACAR | SOCO | VACAR | Internal | Shoulder | B14 | 900 | 2000 | 0 | 83.88 | 82.85 | 10 | 0
2030 | SOCO_2_VACAR | SOCO | VACAR | Internal | Shoulder | B15 | 1203 | 2000 | 0 | 80.59 | 82.37 | 10 | 0
2030 | SOCO_2_VACAR | SOCO | VACAR | Internal | Summer | B1 | 10 | 2000 | 0.82 | 145.13 | 146.9 | 10 | 0
2030 | SOCO_2_VACAR | SOCO | VACAR | Internal | Summer | B2 | 25 | 2000 | 0.24 | 149.44 | 146.9 | 10 | 0
2030 | SOCO_2_VACAR | SOCO | VACAR | Internal | Summer | B3 | 75 | 2000 | 0.07 | 150.52 | 146.9 | 10 | 0
2030 | SOCO_2_VACAR | SOCO | VACAR | Internal | Summer | B4 | 100 | 2000 | 0.05 | 144.97 | 137.97 | 10 | 0
2030 | SOCO_2_VACAR | SOCO | VACAR | Internal | Summer | B5 | 200 | 2000 | 0.02 | 122.65 | 115.67 | 10 | 0
2030 | SOCO_2_VACAR | SOCO | VACAR | Internal | Summer | B6 | 300 | 2000 | 0.02 | 111.74 | 107.73 | 10 | 0
2030 | SOCO_2_VACAR | SOCO | VACAR | Internal | Summer | B7 | 400 | 2000 | 0.01 | 103.33 | 96.96 | 10 | 0
2030 | SOCO_2_VACAR | SOCO | VACAR | Internal | Summer | B8 | 500 | 2000 | 0.01 | 96.8 | 91.81 | 10 | 0
2030 | SOCO_2_VACAR | SOCO | VACAR | Internal | Summer | B9 | 800 | 2000 | 0 | 90.9 | 83.9 | 10 | 0
2030 | SOCO_2_VACAR | SOCO | VACAR | Internal | Summer | B10 | 1262 | 2000 | 0 | 82.02 | 80.88 | 10 | 0
2030 | SOCO_2_VACAR | SOCO | VACAR | Internal | Winter | B16 | 25 | 2000 | 0.26 | 98.4 | 97.38 | 10 | 0
2030 | SOCO_2_VACAR | SOCO | VACAR | Internal | Winter | B17 | 100 | 2000 | 0.07 | 93.82 | 92.79 | 10 | 0
2030 | SOCO_2_VACAR | SOCO | VACAR | Internal | Winter | B18 | 400 | 2000 | 0.02 | 92.84 | 91.33 | 10 | 0
2030 | SOCO_2_VACAR | SOCO | VACAR | Internal | Winter | B19 | 700 | 2000 | 0 | 89.13 | 87.67 | 10 | 0
2030 | SOCO_2_VACAR | SOCO | VACAR | Internal | Winter | B20 | 935 | 2000 | 0 | 83.48 | 85.26 | 10 | 0
2030 | SPP_N_2_ENT | SPP_N | ENT | Internal | Shoulder | B11 | 25 | 1800 | 8508.15 | 79.24 | 93.55 | 5 | 9.31
2030 | SPP_N_2_ENT | SPP_N | ENT | Internal | Shoulder | B12 | 200 | 1800 | 13028.58 | 70.09 | 84.4 | 5 | 9.31
2030 | SPP_N_2_ENT | SPP_N | ENT | Internal | Shoulder | B13 | 600 | 1800 | 16846.43 | 70.09 | 84.4 | 5 | 9.31
2030 | SPP_N_2_ENT | SPP_N | ENT | Internal | Shoulder | B14 | 900 | 1800 | 23773.3 | 61.57 | 75.88 | 5 | 9.31
2030 | SPP_N_2_ENT | SPP_N | ENT | Internal | Shoulder | B15 | 1203 | 1800 | 15476.35 | 58.28 | 72.59 | 5 | 9.31
2030 | SPP_N_2_ENT | SPP_N | ENT | Internal | Summer | B1 | 10 | 1800 | 15406.07 | 122.82 | 137.13 | 5 | 9.31
2030 | SPP_N_2_ENT | SPP_N | ENT | Internal | Summer | B2 | 25 | 1800 | 12714.4 | 127.12 | 141.44 | 5 | 9.31
2030 | SPP_N_2_ENT | SPP_N | ENT | Internal | Summer | B3 | 75 | 1800 | 3081.03 | 128.21 | 142.52 | 5 | 9.31
2030 | SPP_N_2_ENT | SPP_N | ENT | Internal | Summer | B4 | 100 | 1800 | 4755.88 | 122.66 | 136.97 | 5 | 9.31
2030 | SPP_N_2_ENT | SPP_N | ENT | Internal | Summer | B5 | 200 | 1800 | 6955.63 | 100.34 | 114.65 | 5 | 9.31
2030 | SPP_N_2_ENT | SPP_N | ENT | Internal | Summer | B6 | 300 | 1800 | 1801.01 | 89.51 | 103.74 | 5 | 9.23
2030 | SPP_N_2_ENT | SPP_N | ENT | Internal | Summer | B7 | 400 | 1800 | 1800.04 | 83.74 | 95.33 | 5 | 6.58
2030 | SPP_N_2_ENT | SPP_N | ENT | Internal | Summer | B8 | 500 | 1800 | 7901.87 | 74.49 | 88.8 | 5 | 9.31
2030 | SPP_N_2_ENT | SPP_N | ENT | Internal | Summer | B9 | 800 | 1800 | 10566.15 | 68.59 | 82.9 | 5 | 9.31
2030 | SPP_N_2_ENT | SPP_N | ENT | Internal | Summer | B10 | 1262 | 1800 | 18924.48 | 59.71 | 74.02 | 5 | 9.31
2030 | SPP_N_2_ENT | SPP_N | ENT | Internal | Winter | B16 | 25 | 1800 | 19216.88 | 76.09 | 90.4 | 5 | 9.31
2030 | SPP_N_2_ENT | SPP_N | ENT | Internal | Winter | B17 | 100 | 1800 | 21625.48 | 71.51 | 85.82 | 5 | 9.31
2030 | SPP_N_2_ENT | SPP_N | ENT | Internal | Winter | B18 | 400 | 1800 | 16905.53 | 70.53 | 84.84 | 5 | 9.31
2030 | SPP_N_2_ENT | SPP_N | ENT | Internal | Winter | B19 | 700 | 1800 | 16489.17 | 66.82 | 81.13 | 5 | 9.31
2030 | SPP_N_2_ENT | SPP_N | ENT | Internal | Winter | B20 | 935 | 1800 | 16729.44 | 61.17 | 75.48 | 5 | 9.31
2030 | SPP_N_2_MISO_MO-IL | SPP_N | MISO_MO-IL | Internal | Shoulder | B11 | 25 | 2000 | 2000 | 79.24 | 90.7 | 5 | 6.46
2030 | SPP_N_2_MISO_MO-IL | SPP_N | MISO_MO-IL | Internal | Shoulder | B12 | 200 | 2000 | 2000.03 | 70.09 | 85.91 | 5 | 10.82
2030 | SPP_N_2_MISO_MO-IL | SPP_N | MISO_MO-IL | Internal | Shoulder | B13 | 600 | 2000 | 2000.01 | 70.09 | 85.01 | 5 | 9.92
2030 | SPP_N_2_MISO_MO-IL | SPP_N | MISO_MO-IL | Internal | Shoulder | B14 | 900 | 2000 | 2000 | 61.57 | 76.49 | 5 | 9.92
2030 | SPP_N_2_MISO_MO-IL | SPP_N | MISO_MO-IL | Internal | Shoulder | B15 | 1203 | 2000 | 2000.01 | 58.28 | 75.98 | 5 | 12.71
2030 | SPP_N_2_MISO_MO-IL | SPP_N | MISO_MO-IL | Internal | Summer | B1 | 10 | 2000 | 2001.26 | 122.82 | 140.9 | 5 | 13.08
2030 | SPP_N_2_MISO_MO-IL | SPP_N | MISO_MO-IL | Internal | Summer | B2 | 25 | 2000 | 2000.09 | 127.12 | 140.9 | 5 | 8.77
2030 | SPP_N_2_MISO_MO-IL | SPP_N | MISO_MO-IL | Internal | Summer | B3 | 75 | 2000 | 2000 | 128.21 | 140.9 | 5 | 7.69
2030 | SPP_N_2_MISO_MO-IL | SPP_N | MISO_MO-IL | Internal | Summer | B4 | 100 | 2000 | 1999.91 | 122.66 | 130.23 | 5 | 2.58
2030 | SPP_N_2_MISO_MO-IL | SPP_N | MISO_MO-IL | Internal | Summer | B5 | 200 | 2000 | 1999.96 | 100.34 | 107.7 | 5 | 2.35
2030 | SPP_N_2_MISO_MO-IL | SPP_N | MISO_MO-IL | Internal | Summer | B6 | 300 | 2000 | 1999.99 | 89.51 | 100.28 | 5 | 5.77
2030 | SPP_N_2_MISO_MO-IL | SPP_N | MISO_MO-IL | Internal | Summer | B7 | 400 | 2000 | 1999.91 | 83.74 | 89.51 | 5 | 0.77
2030 | SPP_N_2_MISO_MO-IL | SPP_N | MISO_MO-IL | Internal | Summer | B8 | 500 | 2000 | 2000 | 74.49 | 85.93 | 5 | 6.45
2030 | SPP_N_2_MISO_MO-IL | SPP_N | MISO_MO-IL | Internal | Summer | B9 | 800 | 2000 | 1999.99 | 68.59 | 76.56 | 5 | 2.97
2030 | SPP_N_2_MISO_MO-IL | SPP_N | MISO_MO-IL | Internal | Summer | B10 | 1262 | 2000 | 2000 | 59.71 | 74.61 | 5 | 9.9
2030 | SPP_N_2_MISO_MO-IL | SPP_N | MISO_MO-IL | Internal | Winter | B16 | 25 | 2000 | 2000.14 | 76.09 | 91.02 | 5 | 9.92
2030 | SPP_N_2_MISO_MO-IL | SPP_N | MISO_MO-IL | Internal | Winter | B17 | 100 | 2000 | 2000.04 | 71.51 | 86.43 | 5 | 9.92
2030 | SPP_N_2_MISO_MO-IL | SPP_N | MISO_MO-IL | Internal | Winter | B18 | 400 | 2000 | 2000.01 | 70.53 | 85.45 | 5 | 9.92
2030 | SPP_N_2_MISO_MO-IL | SPP_N | MISO_MO-IL | Internal | Winter | B19 | 700 | 2000 | 2000.01 | 66.82 | 81.79 | 5 | 9.97
2030 | SPP_N_2_MISO_MO-IL | SPP_N | MISO_MO-IL | Internal | Winter | B20 | 935 | 2000 | 2000.01 | 61.17 | 78.88 | 5 | 12.71
2030 | SPP_N_2_MISO_W | SPP_N | MISO_W | Internal | Shoulder | B11 | 25 | 750 | 1.45 | 79.24 | 83.24 | 5 | 0
2030 | SPP_N_2_MISO_W | SPP_N | MISO_W | Internal | Shoulder | B12 | 200 | 750 | 750.02 | 70.09 | 76.91 | 5 | 1.82
2030 | SPP_N_2_MISO_W | SPP_N | MISO_W | Internal | Shoulder | B13 | 600 | 750 | 749.97 | 70.09 | 76.01 | 5 | 0.92
2030 | SPP_N_2_MISO_W | SPP_N | MISO_W | Internal | Shoulder | B14 | 900 | 750 | 749.98 | 61.57 | 67.49 | 5 | 0.92
2030 | SPP_N_2_MISO_W | SPP_N | MISO_W | Internal | Shoulder | B15 | 1203 | 750 | 750.08 | 58.28 | 67 | 5 | 3.72
2030 | SPP_N_2_MISO_W | SPP_N | MISO_W | Internal | Summer | B1 | 10 | 750 | 757.61 | 122.82 | 131.54 | 5 | 3.73
2030 | SPP_N_2_MISO_W | SPP_N | MISO_W | Internal | Summer | B2 | 25 | 750 | 2.54 | 127.12 | 131.54 | 5 | 0
2030 | SPP_N_2_MISO_W | SPP_N | MISO_W | Internal | Summer | B3 | 75 | 750 | 0.33 | 128.21 | 131.54 | 5 | 0
2030 | SPP_N_2_MISO_W | SPP_N | MISO_W | Internal | Summer | B4 | 100 | 750 | 0.11 | 122.66 | 122.6 | 5 | 0
2030 | SPP_N_2_MISO_W | SPP_N | MISO_W | Internal | Summer | B5 | 200 | 750 | 0.1 | 100.34 | 100.79 | 5 | 0
2030 | SPP_N_2_MISO_W | SPP_N | MISO_W | Internal | Summer | B6 | 300 | 750 | 0.09 | 89.51 | 92.84 | 5 | 0
2030 | SPP_N_2_MISO_W | SPP_N | MISO_W | Internal | Summer | B7 | 400 | 750 | 0.03 | 83.74 | 82.07 | 5 | 0
2030 | SPP_N_2_MISO_W | SPP_N | MISO_W | Internal | Summer | B8 | 500 | 750 | 0.05 | 74.49 | 76.93 | 5 | 0
2030 | SPP_N_2_MISO_W | SPP_N | MISO_W | Internal | Summer | B9 | 800 | 750 | 0.03 | 68.59 | 69.04 | 5 | 0
2030 | SPP_N_2_MISO_W | SPP_N | MISO_W | Internal | Summer | B10 | 1262 | 750 | 749.98 | 59.71 | 65.63 | 5 | 0.92
2030 | SPP_N_2_MISO_W | SPP_N | MISO_W | Internal | Winter | B16 | 25 | 750 | 749.25 | 76.09 | 82.01 | 5 | 0.92
2030 | SPP_N_2_MISO_W | SPP_N | MISO_W | Internal | Winter | B17 | 100 | 750 | 749.78 | 71.51 | 77.42 | 5 | 0.92
2030 | SPP_N_2_MISO_W | SPP_N | MISO_W | Internal | Winter | B18 | 400 | 750 | 749.94 | 70.53 | 76.45 | 5 | 0.92
2030 | SPP_N_2_MISO_W | SPP_N | MISO_W | Internal | Winter | B19 | 700 | 750 | 749.98 | 66.82 | 72.78 | 5 | 0.96
2030 | SPP_N_2_MISO_W | SPP_N | MISO_W | Internal | Winter | B20 | 935 | 750 | 750.1 | 61.17 | 69.89 | 5 | 3.72
2030 | SPP_N_2_NE | SPP_N | NE | Internal | Shoulder | B11 | 25 | 330 | 1.26 | 79.24 | 77.57 | 0.01 | 0.01
2030 | SPP_N_2_NE | SPP_N | NE | Internal | Shoulder | B12 | 200 | 330 | 0.58 | 70.09 | 69.32 | 0.01 | 0
2030 | SPP_N_2_NE | SPP_N | NE | Internal | Shoulder | B13 | 600 | 330 | 0.08 | 70.09 | 68.42 | 0.01 | 0
2030 | SPP_N_2_NE | SPP_N | NE | Internal | Shoulder | B14 | 900 | 330 | 0.05 | 61.57 | 59.9 | 0.01 | 0
2030 | SPP_N_2_NE | SPP_N | NE | Internal | Shoulder | B15 | 1203 | 330 | 7722.03 | 58.28 | 59.42 | 0.01 | 1.13
2030 | SPP_N_2_NE | SPP_N | NE | Internal | Summer | B1 | 10 | 330 | 8067.45 | 122.82 | 123.95 | 0.01 | 1.14
2030 | SPP_N_2_NE | SPP_N | NE | Internal | Summer | B2 | 25 | 330 | 1.25 | 127.12 | 125.46 | 0.01 | 0.01
2030 | SPP_N_2_NE | SPP_N | NE | Internal | Summer | B3 | 75 | 330 | 0.43 | 128.21 | 126.54 | 0.01 | 0
2030 | SPP_N_2_NE | SPP_N | NE | Internal | Summer | B4 | 100 | 330 | 0.33 | 122.66 | 120.99 | 0.01 | 0
2030 | SPP_N_2_NE | SPP_N | NE | Internal | Summer | B5 | 200 | 330 | 0.17 | 100.34 | 98.67 | 0.01 | 0
2030 | SPP_N_2_NE | SPP_N | NE | Internal | Summer | B6 | 300 | 330 | 0.11 | 89.51 | 87.84 | 0.01 | 0
2030 | SPP_N_2_NE | SPP_N | NE | Internal | Summer | B7 | 400 | 330 | 0.09 | 83.74 | 82.07 | 0.01 | 0
2030 | SPP_N_2_NE | SPP_N | NE | Internal | Summer | B8 | 500 | 330 | 0.07 | 74.49 | 72.82 | 0.01 | 0
2030 | SPP_N_2_NE | SPP_N | NE | Internal | Summer | B9 | 800 | 330 | 0.04 | 68.59 | 66.92 | 0.01 | 0
2030 | SPP_N_2_NE | SPP_N | NE | Internal | Summer | B10 | 1262 | 330 | 0.03 | 59.71 | 58.04 | 0.01 | 0
2030 | SPP_N_2_NE | SPP_N | NE | Internal | Winter | B16 | 25 | 330 | 1.24 | 76.09 | 74.43 | 0.01 | 0.01
2030 | SPP_N_2_NE | SPP_N | NE | Internal | Winter | B17 | 100 | 330 | 0.33 | 71.51 | 69.84 | 0.01 | 0
2030 | SPP_N_2_NE | SPP_N | NE | Internal | Winter | B18 | 400 | 330 | 0.09 | 70.53 | 68.86 | 0.01 | 0
2030 | SPP_N_2_NE | SPP_N | NE | Internal | Winter | B19 | 700 | 330 | 0.07 | 66.82 | 65.2 | 0.01 | 0
2030 | SPP_N_2_NE | SPP_N | NE | Internal | Winter | B20 | 935 | 330 | 4642.76 | 61.17 | 62.31 | 0.01 | 1.13
2030 | SPP_N_2_SPP_S | SPP_N | SPP_S | Internal | Shoulder | B11 | 25 | 4000 | 7326.92 | 79.24 | 80.14 | 0.01 | 0.88
2030 | SPP_N_2_SPP_S | SPP_N | SPP_S | Internal | Shoulder | B12 | 200 | 4000 | 2606.45 | 70.09 | 70.1 | 0.01 | 0
2030 | SPP_N_2_SPP_S | SPP_N | SPP_S | Internal | Shoulder | B13 | 600 | 4000 | 1740.01 | 70.09 | 70.1 | 0.01 | 0
2030 | SPP_N_2_SPP_S | SPP_N | SPP_S | Internal | Shoulder | B14 | 900 | 4000 | 0.04 | 61.57 | 59.85 | 0.01 | 0
2030 | SPP_N_2_SPP_S | SPP_N | SPP_S | Internal | Shoulder | B15 | 1203 | 4000 | 0.03 | 58.28 | 56.56 | 0.01 | 0
2030 | SPP_N_2_SPP_S | SPP_N | SPP_S | Internal | Summer | B1 | 10 | 4000 | 3.27 | 122.82 | 121.1 | 0.01 | 0
2030 | SPP_N_2_SPP_S | SPP_N | SPP_S | Internal | Summer | B2 | 25 | 4000 | 2758.95 | 127.12 | 127.14 | 0.01 | 0
2030 | SPP_N_2_SPP_S | SPP_N | SPP_S | Internal | Summer | B3 | 75 | 4000 | 4002.79 | 128.21 | 128.98 | 0.01 | 0.76
2030 | SPP_N_2_SPP_S | SPP_N | SPP_S | Internal | Summer | B4 | 100 | 4000 | 4744.33 | 122.66 | 123.55 | 0.01 | 0.88
2030 | SPP_N_2_SPP_S | SPP_N | SPP_S | Internal | Summer | B5 | 200 | 4000 | 3044.9 | 100.34 | 100.36 | 0.01 | 0
2030 | SPP_N_2_SPP_S | SPP_N | SPP_S | Internal | Summer | B6 | 300 | 4000 | 6769.07 | 89.51 | 90.41 | 0.01 | 0.88
2030 | SPP_N_2_SPP_S | SPP_N | SPP_S | Internal | Summer | B7 | 400 | 4000 | 11036.13 | 83.74 | 84.64 | 0.01 | 0.88
2030 | SPP_N_2_SPP_S | SPP_N | SPP_S | Internal | Summer | B8 | 500 | 4000 | 9196.52 | 74.49 | 75.38 | 0.01 | 0.88
2030 | SPP_N_2_SPP_S | SPP_N | SPP_S | Internal | Summer | B9 | 800 | 4000 | 7287.25 | 68.59 | 69.49 | 0.01 | 0.88
2030 | SPP_N_2_SPP_S | SPP_N | SPP_S | Internal | Summer | B10 | 1262 | 4000 | 2833.39 | 59.71 | 59.72 | 0.01 | 0
2030 | SPP_N_2_SPP_S | SPP_N | SPP_S | Internal | Winter | B16 | 25 | 4000 | 1732.36 | 76.09 | 76.1 | 0.01 | 0
2030 | SPP_N_2_SPP_S | SPP_N | SPP_S | Internal | Winter | B17 | 100 | 4000 | 1422.95 | 71.51 | 71.52 | 0.01 | 0
2030 | SPP_N_2_SPP_S | SPP_N | SPP_S | Internal | Winter | B18 | 400 | 4000 | 2188.23 | 70.53 | 70.54 | 0.01 | 0
2030 | SPP_N_2_SPP_S | SPP_N | SPP_S | Internal | Winter | B19 | 700 | 4000 | 651.62 | 66.82 | 66.83 | 0.01 | 0
2030 | SPP_N_2_SPP_S | SPP_N | SPP_S | Internal | Winter | B20 | 935 | 4000 | 0.04 | 61.17 | 59.45 | 0.01 | 0
2030 | SPP_S_2_ENT | SPP_S | ENT | Internal | Shoulder | B11 | 25 | 850 | 850.41 | 80.14 | 93.55 | 5 | 8.42
2030 | SPP_S_2_ENT | SPP_S | ENT | Internal | Shoulder | B12 | 200 | 850 | 850.09 | 70.1 | 84.4 | 5 | 9.3
2030 | SPP_S_2_ENT | SPP_S | ENT | Internal | Shoulder | B13 | 600 | 850 | 850.03 | 70.1 | 84.4 | 5 | 9.3
2030 | SPP_S_2_ENT | SPP_S | ENT | Internal | Shoulder | B14 | 900 | 850 | 3514.84 | 59.85 | 75.88 | 5 | 11.03
2030 | SPP_S_2_ENT | SPP_S | ENT | Internal | Shoulder | B15 | 1203 | 850 | 5438.7 | 56.56 | 72.59 | 5 | 11.03
2030 | SPP_S_2_ENT | SPP_S | ENT | Internal | Summer | B1 | 10 | 850 | 7507.11 | 121.1 | 137.13 | 5 | 11.03
2030 | SPP_S_2_ENT | SPP_S | ENT | Internal | Summer | B2 | 25 | 850 | 850.68 | 127.14 | 141.44 | 5 | 9.3
2030 | SPP_S_2_ENT | SPP_S | ENT | Internal | Summer | B3 | 75 | 850 | 850.14 | 128.98 | 142.52 | 5 | 8.54
2030 | SPP_S_2_ENT | SPP_S | ENT | Internal | Summer | B4 | 100 | 850 | 850.1 | 123.55 | 136.97 | 5 | 8.42
2030 | SPP_S_2_ENT | SPP_S | ENT | Internal | Summer | B5 | 200 | 850 | 850.08 | 100.36 | 114.65 | 5 | 9.3
2030 | SPP_S_2_ENT | SPP_S | ENT | Internal | Summer | B6 | 300 | 850 | 850.03 | 90.41 | 103.74 | 5 | 8.33
2030 | SPP_S_2_ENT | SPP_S | ENT | Internal | Summer | B7 | 400 | 850 | 850 | 84.64 | 95.33 | 5 | 5.69
2030 | SPP_S_2_ENT | SPP_S | ENT | Internal | Summer | B8 | 500 | 850 | 850.02 | 75.38 | 88.8 | 5 | 8.41
2030 | SPP_S_2_ENT | SPP_S | ENT | Internal | Summer | B9 | 800 | 850 | 850.01 | 69.49 | 82.9 | 5 | 8.41
2030 | SPP_S_2_ENT | SPP_S | ENT | Internal | Summer | B10 | 1262 | 850 | 850.01 | 59.72 | 74.02 | 5 | 9.3
2030 | SPP_S_2_ENT | SPP_S | ENT | Internal | Winter | B16 | 25 | 850 | 850.74 | 76.1 | 90.4 | 5 | 9.3
2030 | SPP_S_2_ENT | SPP_S | ENT | Internal | Winter | B17 | 100 | 850 | 850.19 | 71.52 | 85.82 | 5 | 9.3
2030 | SPP_S_2_ENT | SPP_S | ENT | Internal | Winter | B18 | 400 | 850 | 850.05 | 70.54 | 84.84 | 5 | 9.3
2030 | SPP_S_2_ENT | SPP_S | ENT | Internal | Winter | B19 | 700 | 850 | 850.03 | 66.83 | 81.13 | 5 | 9.3
2030 | SPP_S_2_ENT | SPP_S | ENT | Internal | Winter | B20 | 935 | 850 | 2294.7 | 59.45 | 75.48 | 5 | 11.03
2030 | SPP_S_2_SPP_N | SPP_S | SPP_N | Internal | Shoulder | B11 | 25 | 640 | 1.68 | 80.14 | 79.24 | 0.01 | 0
2030 | SPP_S_2_SPP_N | SPP_S | SPP_N | Internal | Shoulder | B12 | 200 | 640 | 5.06 | 70.1 | 70.09 | 0.01 | 0
2030 | SPP_S_2_SPP_N | SPP_S | SPP_N | Internal | Shoulder | B13 | 600 | 640 | 1.97 | 70.1 | 70.09 | 0.01 | 0
2030 | SPP_S_2_SPP_N | SPP_S | SPP_N | Internal | Shoulder | B14 | 900 | 640 | 640.01 | 59.85 | 61.57 | 0.01 | 1.7
2030 | SPP_S_2_SPP_N | SPP_S | SPP_N | Internal | Shoulder | B15 | 1203 | 640 | 640.01 | 56.56 | 58.28 | 0.01 | 1.7
2030 | SPP_S_2_SPP_N | SPP_S | SPP_N | Internal | Summer | B1 | 10 | 640 | 641.5 | 121.1 | 122.82 | 0.01 | 1.71
2030 | SPP_S_2_SPP_N | SPP_S | SPP_N | Internal | Summer | B2 | 25 | 640 | 31.5 | 127.14 | 127.12 | 0.01 | 0
2030 | SPP_S_2_SPP_N | SPP_S | SPP_N | Internal | Summer | B3 | 75 | 640 | 0.67 | 128.98 | 128.21 | 0.01 | 0
2030 | SPP_S_2_SPP_N | SPP_S | SPP_N | Internal | Summer | B4 | 100 | 640 | 0.46 | 123.55 | 122.66 | 0.01 | 0
2030 | SPP_S_2_SPP_N | SPP_S | SPP_N | Internal | Summer | B5 | 200 | 640 | 4.94 | 100.36 | 100.34 | 0.01 | 0
2030 | SPP_S_2_SPP_N | SPP_S | SPP_N | Internal | Summer | B6 | 300 | 640 | 0.16 | 90.41 | 89.51 | 0.01 | 0
2030 | SPP_S_2_SPP_N | SPP_S | SPP_N | Internal | Summer | B7 | 400 | 640 | 0.12 | 84.64 | 83.74 | 0.01 | 0
2030 | SPP_S_2_SPP_N | SPP_S | SPP_N | Internal | Summer | B8 | 500 | 640 | 0.1 | 75.38 | 74.49 | 0.01 | 0
2030 | SPP_S_2_SPP_N | SPP_S | SPP_N | Internal | Summer | B9 | 800 | 640 | 0.06 | 69.49 | 68.59 | 0.01 | 0
2030 | SPP_S_2_SPP_N | SPP_S | SPP_N | Internal | Summer | B10 | 1262 | 640 | 0.97 | 59.72 | 59.71 | 0.01 | 0
2030 | SPP_S_2_SPP_N | SPP_S | SPP_N | Internal | Winter | B16 | 25 | 640 | 33.17 | 76.1 | 76.09 | 0.01 | 0
2030 | SPP_S_2_SPP_N | SPP_S | SPP_N | Internal | Winter | B17 | 100 | 640 | 9.66 | 71.52 | 71.51 | 0.01 | 0
2030 | SPP_S_2_SPP_N | SPP_S | SPP_N | Internal | Winter | B18 | 400 | 640 | 2.79 | 70.54 | 70.53 | 0.01 | 0
2030 | SPP_S_2_SPP_N | SPP_S | SPP_N | Internal | Winter | B19 | 700 | 640 | 1.79 | 66.83 | 66.82 | 0.01 | 0
2030 | SPP_S_2_SPP_N | SPP_S | SPP_N | Internal | Winter | B20 | 935 | 640 | 640.01 | 59.45 | 61.17 | 0.01 | 1.7
2030 | TVA_2_ENT | TVA | ENT | Internal | Shoulder | B11 | 25 | 500 | 0.24 | 95.83 | 93.55 | 9 | 0
2030 | TVA_2_ENT | TVA | ENT | Internal | Shoulder | B12 | 200 | 500 | 0.02 | 91.8 | 84.4 | 9 | 0
2030 | TVA_2_ENT | TVA | ENT | Internal | Shoulder | B13 | 600 | 500 | 0 | 90.9 | 84.4 | 9 | 0
2030 | TVA_2_ENT | TVA | ENT | Internal | Shoulder | B14 | 900 | 500 | 0 | 82.93 | 75.88 | 9 | 0
2030 | TVA_2_ENT | TVA | ENT | Internal | Shoulder | B15 | 1203 | 500 | 0 | 80.6 | 72.59 | 9 | 0
2030 | TVA_2_ENT | TVA | ENT | Internal | Summer | B1 | 10 | 500 | 0.42 | 145.14 | 137.13 | 9 | 0.01
2030 | TVA_2_ENT | TVA | ENT | Internal | Summer | B2 | 25 | 500 | 0.2 | 147.05 | 141.44 | 9 | 0
2030 | TVA_2_ENT | TVA | ENT | Internal | Summer | B3 | 75 | 500 | 0.08 | 146.43 | 142.52 | 9 | 0
2030 | TVA_2_ENT | TVA | ENT | Internal | Summer | B4 | 100 | 500 | 0.08 | 137.5 | 136.97 | 9 | 0
2030 | TVA_2_ENT | TVA | ENT | Internal | Summer | B5 | 200 | 500 | 0.04 | 113.66 | 114.65 | 9 | 0
2030 | TVA_2_ENT | TVA | ENT | Internal | Summer | B6 | 300 | 500 | 0.03 | 102.74 | 103.74 | 9 | 0
2030 | TVA_2_ENT | TVA | ENT | Internal | Summer | B7 | 400 | 500 | 0.02 | 94.33 | 95.33 | 9 | 0
2030 | TVA_2_ENT | TVA | ENT | Internal | Summer | B8 | 500 | 500 | 0.01 | 90.36 | 88.8 | 9 | 0
2030 | TVA_2_ENT | TVA | ENT | Internal | Summer | B9 | 800 | 500 | 0 | 83.94 | 82.9 | 9 | 0
2030 | TVA_2_ENT | TVA | ENT | Internal | Summer | B10 | 1262 | 500 | 0 | 78.26 | 74.02 | 9 | 0
2030 | TVA_2_ENT | TVA | ENT | Internal | Winter | B16 | 25 | 500 | 0.18 | 97.53 | 90.4 | 9 | 0
2030 | TVA_2_ENT | TVA | ENT | Internal | Winter | B17 | 100 | 500 | 0.05 | 92.94 | 85.82 | 9 | 0
2030 | TVA_2_ENT | TVA | ENT | Internal | Winter | B18 | 400 | 500 | 0.01 | 91.34 | 84.84 | 9 | 0
2030 | TVA_2_ENT | TVA | ENT | Internal | Winter | B19 | 700 | 500 | 0 | 87.68 | 81.13 | 9 | 0
2030 | TVA_2_ENT | TVA | ENT | Internal | Winter | B20 | 935 | 500 | 0 | 83.49 | 75.48 | 9 | 0
2030 | TVA_2_MISO_MO-IL | TVA | MISO_MO-IL | Internal | Shoulder | B11 | 25 | 50 | 0.19 | 95.83 | 90.7 | 9 | 0.03
2030 | TVA_2_MISO_MO-IL | TVA | MISO_MO-IL | Internal | Shoulder | B12 | 200 | 50 | 0.02 | 91.8 | 85.91 | 9 | 0
2030 | TVA_2_MISO_MO-IL | TVA | MISO_MO-IL | Internal | Shoulder | B13 | 600 | 50 | 0 | 90.9 | 85.01 | 9 | 0
2030 | TVA_2_MISO_MO-IL | TVA | MISO_MO-IL | Internal | Shoulder | B14 | 900 | 50 | 0 | 82.93 | 76.49 | 9 | 0
2030 | TVA_2_MISO_MO-IL | TVA | MISO_MO-IL | Internal | Shoulder | B15 | 1203 | 50 | 0 | 80.6 | 75.98 | 9 | 0
2030 | TVA_2_MISO_MO-IL | TVA | MISO_MO-IL | Internal | Summer | B1 | 10 | 50 | 0.48 | 145.14 | 140.9 | 9 | 0.08
2030 | TVA_2_MISO_MO-IL | TVA | MISO_MO-IL | Internal | Summer | B2 | 25 | 50 | 0.18 | 147.05 | 140.9 | 9 | 0.03
2030 | TVA_2_MISO_MO-IL | TVA | MISO_MO-IL | Internal | Summer | B3 | 75 | 50 | 0.06 | 146.43 | 140.9 | 9 | 0.01
2030 | TVA_2_MISO_MO-IL | TVA | MISO_MO-IL | Internal | Summer | B4 | 100 | 50 | 0.04 | 137.5 | 130.23 | 9 | 0.01
2030 | TVA_2_MISO_MO-IL | TVA | MISO_MO-IL | Internal | Summer | B5 | 200 | 50 | 0.03 | 113.66 | 107.7 | 9 | 0
2030 | TVA_2_MISO_MO-IL | TVA | MISO_MO-IL | Internal | Summer | B6 | 300 | 50 | 0.02 | 102.74 | 100.28 | 9 | 0
2030 | TVA_2_MISO_MO-IL | TVA | MISO_MO-IL | Internal | Summer | B7 | 400 | 50 | 0.01 | 94.33 | 89.51 | 9 | 0
2030 | TVA_2_MISO_MO-IL | TVA | MISO_MO-IL | Internal | Summer | B8 | 500 | 50 | 0.01 | 90.36 | 85.93 | 9 | 0
2030 | TVA_2_MISO_MO-IL | TVA | MISO_MO-IL | Internal | Summer | B9 | 800 | 50 | 0 | 83.94 | 76.56 | 9 | 0
2030 | TVA_2_MISO_MO-IL | TVA | MISO_MO-IL | Internal | Summer | B10 | 1262 | 50 | 0 | 78.26 | 74.61 | 9 | 0
2030 | TVA_2_MISO_MO-IL | TVA | MISO_MO-IL | Internal | Winter | B16 | 25 | 50 | 0.17 | 97.53 | 91.02 | 9 | 0.03
2030 | TVA_2_MISO_MO-IL | TVA | MISO_MO-IL | Internal | Winter | B17 | 100 | 50 | 0.05 | 92.94 | 86.43 | 9 | 0.01
2030 | TVA_2_MISO_MO-IL | TVA | MISO_MO-IL | Internal | Winter | B18 | 400 | 50 | 0.01 | 91.34 | 85.45 | 9 | 0
2030 | TVA_2_MISO_MO-IL | TVA | MISO_MO-IL | Internal | Winter | B19 | 700 | 50 | 0 | 87.68 | 81.79 | 9 | 0
2030 | TVA_2_MISO_MO-IL | TVA | MISO_MO-IL | Internal | Winter | B20 | 935 | 50 | 0 | 83.49 | 78.88 | 9 | 0
2030 | TVA_2_NonRTO_Midwest | TVA | NonRTO_Midwest | Internal | Shoulder | B11 | 25 | 100 | 0.39 | 95.83 | 98.69 | 9 | 0.02
2030 | TVA_2_NonRTO_Midwest | TVA | NonRTO_Midwest | Internal | Shoulder | B12 | 200 | 100 | 0.05 | 91.8 | 93.9 | 9 | 0
2030 | TVA_2_NonRTO_Midwest | TVA | NonRTO_Midwest | Internal | Shoulder | B13 | 600 | 100 | 0.02 | 90.9 | 93 | 9 | 0
2030 | TVA_2_NonRTO_Midwest | TVA | NonRTO_Midwest | Internal | Shoulder | B14 | 900 | 100 | 0.01 | 82.93 | 84.48 | 9 | 0
2030 | TVA_2_NonRTO_Midwest | TVA | NonRTO_Midwest | Internal | Shoulder | B15 | 1203 | 100 | 0 | 80.6 | 83.72 | 9 | 0
2030 | TVA_2_NonRTO_Midwest | TVA | NonRTO_Midwest | Internal | Summer | B1 | 10 | 100 | 0.83 | 145.14 | 147.33 | 9 | 0.04
2030 | TVA_2_NonRTO_Midwest | TVA | NonRTO_Midwest | Internal | Summer | B2 | 25 | 100 | 0.28 | 147.05 | 147.32 | 9 | 0.02
2030 | TVA_2_NonRTO_Midwest | TVA | NonRTO_Midwest | Internal | Summer | B3 | 75 | 100 | 0.1 | 146.43 | 147.31 | 9 | 0.01
2030 | TVA_2_NonRTO_Midwest | TVA | NonRTO_Midwest | Internal | Summer | B4 | 100 | 100 | 0.08 | 137.5 | 138.22 | 9 | 0
2030 | TVA_2_NonRTO_Midwest | TVA | NonRTO_Midwest | Internal | Summer | B5 | 200 | 100 | 0.05 | 113.66 | 115.68 | 9 | 0
2030 | TVA_2_NonRTO_Midwest | TVA | NonRTO_Midwest | Internal | Summer | B6 | 300 | 100 | 0.06 | 102.74 | 108.27 | 9 | 0
2030 | TVA_2_NonRTO_Midwest | TVA | NonRTO_Midwest | Internal | Summer | B7 | 400 | 100 | 0.03 | 94.33 | 97.5 | 9 | 0
2030 | TVA_2_NonRTO_Midwest | TVA | NonRTO_Midwest | Internal | Summer | B8 | 500 | 100 | 0.02 | 90.36 | 93.92 | 9 | 0
2030 | TVA_2_NonRTO_Midwest | TVA | NonRTO_Midwest | Internal | Summer | B9 | 800 | 100 | 0.01 | 83.94 | 84.55 | 9 | 0
2030 | TVA_2_NonRTO_Midwest | TVA | NonRTO_Midwest | Internal | Summer | B10 | 1262 | 100 | 0 | 78.26 | 78.06 | 9 | 0
2030 | TVA_2_NonRTO_Midwest | TVA | NonRTO_Midwest | Internal | Winter | B16 | 25 | 100 | 0.32 | 97.53 | 99 | 9 | 0.02
2030 | TVA_2_NonRTO_Midwest | TVA | NonRTO_Midwest | Internal | Winter | B17 | 100 | 100 | 0.09 | 92.94 | 94.42 | 9 | 0
2030 | TVA_2_NonRTO_Midwest | TVA | NonRTO_Midwest | Internal | Winter | B18 | 400 | 100 | 0.02 | 91.34 | 93.44 | 9 | 0
2030 | TVA_2_NonRTO_Midwest | TVA | NonRTO_Midwest | Internal | Winter | B19 | 700 | 100 | 0.01 | 87.68 | 89.78 | 9 | 0
2030 | TVA_2_NonRTO_Midwest | TVA | NonRTO_Midwest | Internal | Winter | B20 | 935 | 100 | 0.01 | 83.49 | 86.89 | 9 | 0
2030 | TVA_2_PJM_ROR | TVA | PJM_ROR | Internal | Shoulder | B11 | 25 | 500 | 0.22 | 95.83 | 92.13 | 9 | 0
2030 | TVA_2_PJM_ROR | TVA | PJM_ROR | Internal | Shoulder | B12 | 200 | 500 | 0.03 | 91.8 | 85.79 | 9 | 0
2030 | TVA_2_PJM_ROR | TVA | PJM_ROR | Internal | Shoulder | B13 | 600 | 500 | 0 | 90.9 | 84.89 | 9 | 0
2030 | TVA_2_PJM_ROR | TVA | PJM_ROR | Internal | Shoulder | B14 | 900 | 500 | 0 | 82.93 | 76.37 | 9 | 0
2030 | TVA_2_PJM_ROR | TVA | PJM_ROR | Internal | Shoulder | B15 | 1203 | 500 | 0 | 80.6 | 75.89 | 9 | 0
2030 | TVA_2_PJM_ROR | TVA | PJM_ROR | Internal | Summer | B1 | 10 | 500 | 0.52 | 145.14 | 140.42 | 9 | 0.01
2030 | TVA_2_PJM_ROR | TVA | PJM_ROR | Internal | Summer | B2 | 25 | 500 | 0.19 | 147.05 | 140.42 | 9 | 0
2030 | TVA_2_PJM_ROR | TVA | PJM_ROR | Internal | Summer | B3 | 75 | 500 | 0.07 | 146.43 | 140.42 | 9 | 0
2030 | TVA_2_PJM_ROR | TVA | PJM_ROR | Internal | Summer | B4 | 100 | 500 | 0.05 | 137.5 | 131.49 | 9 | 0
2030 | TVA_2_PJM_ROR | TVA | PJM_ROR | Internal | Summer | B5 | 200 | 500 | 0.03 | 113.66 | 109.67 | 9 | 0
2030 | TVA_2_PJM_ROR | TVA | PJM_ROR | Internal | Summer | B6 | 300 | 500 | 0.02 | 102.74 | 101.72 | 9 | 0
2030 | TVA_2_PJM_ROR | TVA | PJM_ROR | Internal | Summer | B7 | 400 | 500 | 0.02 | 94.33 | 90.96 | 9 | 0
2030 | TVA_2_PJM_ROR | TVA | PJM_ROR | Internal | Summer | B8 | 500 | 500 | 0.01 | 90.36 | 85.81 | 9 | 0
2030 | TVA_2_PJM_ROR | TVA | PJM_ROR | Internal | Summer | B9 | 800 | 500 | 0 | 83.94 | 77.93 | 9 | 0
2030 | TVA_2_PJM_ROR | TVA | PJM_ROR | Internal | Summer | B10 | 1262 | 500 | 0 | 78.26 | 74.51 | 9 | 0
2030 | TVA_2_PJM_ROR | TVA | PJM_ROR | Internal | Winter | B16 | 25 | 500 | 0.19 | 97.53 | 90.89 | 9 | 0
2030 | TVA_2_PJM_ROR | TVA | PJM_ROR | Internal | Winter | B17 | 100 | 500 | 0.05 | 92.94 | 86.31 | 9 | 0
2030 | TVA_2_PJM_ROR | TVA | PJM_ROR | Internal | Winter | B18 | 400 | 500 | 0.01 | 91.34 | 85.33 | 9 | 0
2030 | TVA_2_PJM_ROR | TVA | PJM_ROR | Internal | Winter | B19 | 700 | 500 | 0 | 87.68 | 81.67 | 9 | 0
2030 | TVA_2_PJM_ROR | TVA | PJM_ROR | Internal | Winter | B20 | 935 | 500 | 0 | 83.49 | 78.78 | 9 | 0
2030 | TVA_2_SOCO | TVA | SOCO | Internal | Shoulder | B11 | 25 | 500 | 0.75 | 95.83 | 101.55 | 9 | 0
2030 | TVA_2_SOCO | TVA | SOCO | Internal | Shoulder | B12 | 200 | 500 | 0.05 | 91.8 | 92.4 | 9 | 0
2030 | TVA_2_SOCO | TVA | SOCO | Internal | Shoulder | B13 | 600 | 500 | 0.02 | 90.9 | 92.4 | 9 | 0
2030 | TVA_2_SOCO | TVA | SOCO | Internal | Shoulder | B14 | 900 | 500 | 0.01 | 82.93 | 83.88 | 9 | 0
2030 | TVA_2_SOCO | TVA | SOCO | Internal | Shoulder | B15 | 1203 | 500 | 0 | 80.6 | 80.59 | 9 | 0
2030 | TVA_2_SOCO | TVA | SOCO | Internal | Summer | B1 | 10 | 500 | 0.78 | 145.14 | 145.13 | 9 | 0.01
2030 | TVA_2_SOCO | TVA | SOCO | Internal | Summer | B2 | 25 | 500 | 0.41 | 147.05 | 149.44 | 9 | 0
2030 | TVA_2_SOCO | TVA | SOCO | Internal | Summer | B3 | 75 | 500 | 0.2 | 146.43 | 150.52 | 9 | 0
2030 | TVA_2_SOCO | TVA | SOCO | Internal | Summer | B4 | 100 | 500 | 0.44 | 137.5 | 144.97 | 9 | 0
2030 | TVA_2_SOCO | TVA | SOCO | Internal | Summer | B5 | 200 | 500 | 289.56 | 113.66 | 122.65 | 9 | 0
2030 | TVA_2_SOCO | TVA | SOCO | Internal | Summer | B6 | 300 | 500 | 738.83 | 102.74 | 111.74 | 9 | 0
2030 | TVA_2_SOCO | TVA | SOCO | Internal | Summer | B7 | 400 | 500 | 2783.4 | 94.33 | 103.33 | 9 | 0
2030 | TVA_2_SOCO | TVA | SOCO | Internal | Summer | B8 | 500 | 500 | 0.05 | 90.36 | 96.8 | 9 | 0
2030 | TVA_2_SOCO | TVA | SOCO | Internal | Summer | B9 | 800 | 500 | 0.03 | 83.94 | 90.9 | 9 | 0
2030 | TVA_2_SOCO | TVA | SOCO | Internal | Summer | B10 | 1262 | 500 | 0.01 | 78.26 | 82.02 | 9 | 0
2030 | TVA_2_SOCO | TVA | SOCO | Internal | Winter | B16 | 25 | 500 | 0.35 | 97.53 | 98.4 | 9 | 0
2030 | TVA_2_SOCO | TVA | SOCO | Internal | Winter | B17 | 100 | 500 | 0.09 | 92.94 | 93.82 | 9 | 0
2030 | TVA_2_SOCO | TVA | SOCO | Internal | Winter | B18 | 400 | 500 | 0.03 | 91.34 | 92.84 | 9 | 0
2030 | TVA_2_SOCO | TVA | SOCO | Internal | Winter | B19 | 700 | 500 | 0.01 | 87.68 | 89.13 | 9 | 0
2030 | TVA_2_SOCO | TVA | SOCO | Internal | Winter | B20 | 935 | 500 | 0 | 83.49 | 83.48 | 9 | 0
2030 | TVA_2_VACAR | TVA | VACAR | Internal | Shoulder | B11 | 25 | 150 | 0.36 | 95.83 | 98.13 | 9 | 0.01
2030 | TVA_2_VACAR | TVA | VACAR | Internal | Shoulder | B12 | 200 | 150 | 0.04 | 91.8 | 91.79 | 9 | 0
2030 | TVA_2_VACAR | TVA | VACAR | Internal | Shoulder | B13 | 600 | 150 | 0.01 | 90.9 | 85.48 | 9 | 0
2030 | TVA_2_VACAR | TVA | VACAR | Internal | Shoulder | B14 | 900 | 150 | 0 | 82.93 | 82.85 | 9 | 0
2030 | TVA_2_VACAR | TVA | VACAR | Internal | Shoulder | B15 | 1203 | 150 | 0 | 80.6 | 82.37 | 9 | 0
2030 | TVA_2_VACAR | TVA | VACAR | Internal | Summer | B1 | 10 | 150 | 0.84 | 145.14 | 146.9 | 9 | 0.03
2030 | TVA_2_VACAR | TVA | VACAR | Internal | Summer | B2 | 25 | 150 | 0.29 | 147.05 | 146.9 | 9 | 0.01
2030 | TVA_2_VACAR | TVA | VACAR | Internal | Summer | B3 | 75 | 150 | 0.11 | 146.43 | 146.9 | 9 | 0
2030 | TVA_2_VACAR | TVA | VACAR | Internal | Summer | B4 | 100 | 150 | 0.08 | 137.5 | 137.97 | 9 | 0
2030 | TVA_2_VACAR | TVA | VACAR | Internal | Summer | B5 | 200 | 150 | 0.06 | 113.66 | 115.67 | 9 | 0
2030 | TVA_2_VACAR | TVA | VACAR | Internal | Summer | B6 | 300 | 150 | 0.05 | 102.74 | 107.73 | 9 | 0
2030 | TVA_2_VACAR | TVA | VACAR | Internal | Summer | B7 | 400 | 150 | 0.03 | 94.33 | 96.96 | 9 | 0
2030 | TVA_2_VACAR | TVA | VACAR | Internal | Summer | B8 | 500 | 150 | 0.02 | 90.36 | 91.81 | 9 | 0
2030 | TVA_2_VACAR | TVA | VACAR | Internal | Summer | B9 | 800 | 150 | 0 | 83.94 | 83.9 | 9 | 0
2030 | TVA_2_VACAR | TVA | VACAR | Internal | Summer | B10 | 1262 | 150 | 0 | 78.26 | 80.88 | 9 | 0
2030 | TVA_2_VACAR | TVA | VACAR | Internal | Winter | B16 | 25 | 150 | 0.29 | 97.53 | 97.38 | 9 | 0.01
2030 | TVA_2_VACAR | TVA | VACAR | Internal | Winter | B17 | 100 | 150 | 0.08 | 92.94 | 92.79 | 9 | 0
2030 | TVA_2_VACAR | TVA | VACAR | Internal | Winter | B18 | 400 | 150 | 0.02 | 91.34 | 91.33 | 9 | 0
2030 | TVA_2_VACAR | TVA | VACAR | Internal | Winter | B19 | 700 | 150 | 0.01 | 87.68 | 87.67 | 9 | 0
2030 | TVA_2_VACAR | TVA | VACAR | Internal | Winter | B20 | 935 | 150 | 0.01 | 83.49 | 85.26 | 9 | 0
2030 | TVA_Transmission_2_ENT | TVA_Transmission | ENT | Internal | Shoulder | B11 | 25 | 3000 | 0.23 | 96.86 | 93.55 | 9 | 0
2030 | TVA_Transmission_2_ENT | TVA_Transmission | ENT | Internal | Shoulder | B12 | 200 | 3000 | 0.02 | 91.79 | 84.4 | 9 | 0
2030 | TVA_Transmission_2_ENT | TVA_Transmission | ENT | Internal | Shoulder | B13 | 600 | 3000 | 0 | 90.89 | 84.4 | 9 | 0
2030 | TVA_Transmission_2_ENT | TVA_Transmission | ENT | Internal | Shoulder | B14 | 900 | 3000 | 0 | 82.92 | 75.88 | 9 | 0
2030 | TVA_Transmission_2_ENT | TVA_Transmission | ENT | Internal | Shoulder | B15 | 1203 | 3000 | 0 | 80.59 | 72.59 | 9 | 0
2030 | TVA_Transmission_2_ENT | TVA_Transmission | ENT | Internal | Summer | B1 | 10 | 3000 | 0.43 | 145.13 | 137.13 | 9 | 0
2030 | TVA_Transmission_2_ENT | TVA_Transmission | ENT | Internal | Summer | B2 | 25 | 3000 | 0.2 | 147.04 | 141.44 | 9 | 0
2030 | TVA_Transmission_2_ENT | TVA_Transmission | ENT | Internal | Summer | B3 | 75 | 3000 | 0.08 | 146.42 | 142.52 | 9 | 0
2030 | TVA_Transmission_2_ENT | TVA_Transmission | ENT | Internal | Summer | B4 | 100 | 3000 | 0.08 | 137.49 | 136.97 | 9 | 0
2030 | TVA_Transmission_2_ENT | TVA_Transmission | ENT | Internal | Summer | B5 | 200 | 3000 | 0.04 | 114.81 | 114.65 | 9 | 0
2030 | TVA_Transmission_2_ENT | TVA_Transmission | ENT | Internal | Summer | B6 | 300 | 3000 | 0.02 | 105.66 | 103.74 | 9 | 0
2030 | TVA_Transmission_2_ENT | TVA_Transmission | ENT | Internal | Summer | B7 | 400 | 3000 | 0.02 | 95.94 | 95.33 | 9 | 0
2030 | TVA_Transmission_2_ENT | TVA_Transmission | ENT | Internal | Summer | B8 | 500 | 3000 | 0.01 | 91.18 | 88.8 | 9 | 0
2030 | TVA_Transmission_2_ENT | TVA_Transmission | ENT | Internal | Summer | B9 | 800 | 3000 | 0 | 83.93 | 82.9 | 9 | 0
2030 | TVA_Transmission_2_ENT | TVA_Transmission | ENT | Internal | Summer | B10 | 1262 | 3000 | 0 | 79.13 | 74.02 | 9 | 0
2030 | TVA_Transmission_2_ENT | TVA_Transmission | ENT | Internal | Winter | B16 | 25 | 3000 | 0.18 | 97.51 | 90.4 | 9 | 0
2030 | TVA_Transmission_2_ENT | TVA_Transmission | ENT | Internal | Winter | B17 | 100 | 3000 | 0.05 | 92.93 | 85.82 | 9 | 0
2030 | TVA_Transmission_2_ENT | TVA_Transmission | ENT | Internal | Winter | B18 | 400 | 3000 | 0.01 | 91.33 | 84.84 | 9 | 0
2030 | TVA_Transmission_2_ENT | TVA_Transmission | ENT | Internal | Winter | B19 | 700 | 3000 | 0 | 87.67 | 81.13 | 9 | 0
2030 | TVA_Transmission_2_ENT | TVA_Transmission | ENT | Internal | Winter | B20 | 935 | 3000 | 0 | 83.48 | 75.48 | 9 | 0
2030 | TVA_Transmission_2_MISO_MO-IL | TVA_Transmission | MISO_MO-IL | Internal | Shoulder | B11 | 25 | 4000 | 0.2 | 96.86 | 90.7 | 9 | 0
2030 | TVA_Transmission_2_MISO_MO-IL | TVA_Transmission | MISO_MO-IL | Internal | Shoulder | B12 | 200 | 4000 | 0.03 | 91.79 | 85.91 | 9 | 0
2030 | TVA_Transmission_2_MISO_MO-IL | TVA_Transmission | MISO_MO-IL | Internal | Shoulder | B13 | 600 | 4000 | 0 | 90.89 | 85.01 | 9 | 0
2030 | TVA_Transmission_2_MISO_MO-IL | TVA_Transmission | MISO_MO-IL | Internal | Shoulder | B14 | 900 | 4000 | 0 | 82.92 | 76.49 | 9 | 0
2030 | TVA_Transmission_2_MISO_MO-IL | TVA_Transmission | MISO_MO-IL | Internal | Shoulder | B15 | 1203 | 4000 | 0 | 80.59 | 75.98 | 9 | 0
2030 | TVA_Transmission_2_MISO_MO-IL | TVA_Transmission | MISO_MO-IL | Internal | Summer | B1 | 10 | 4000 | 0.54 | 145.13 | 140.9 | 9 | 0
2030 | TVA_Transmission_2_MISO_MO-IL | TVA_Transmission | MISO_MO-IL | Internal | Summer | B2 | 25 | 4000 | 0.2 | 147.04 | 140.9 | 9 | 0
2030 | TVA_Transmission_2_MISO_MO-IL | TVA_Transmission | MISO_MO-IL | Internal | Summer | B3 | 75 | 4000 | 0.07 | 146.42 | 140.9 | 9 | 0
2030 | TVA_Transmission_2_MISO_MO-IL | TVA_Transmission | MISO_MO-IL | Internal | Summer | B4 | 100 | 4000 | 0.05 | 137.49 | 130.23 | 9 | 0
2030 | TVA_Transmission_2_MISO_MO-IL | TVA_Transmission | MISO_MO-IL | Internal | Summer | B5 | 200 | 4000 | 0.02 | 114.81 | 107.7 | 9 | 0
2030 | TVA_Transmission_2_MISO_MO-IL | TVA_Transmission | MISO_MO-IL | Internal | Summer | B6 | 300 | 4000 | 0.02 | 105.66 | 100.28 | 9 | 0
2030 | TVA_Transmission_2_MISO_MO-IL | TVA_Transmission | MISO_MO-IL | Internal | Summer | B7 | 400 | 4000 | 0.01 | 95.94 | 89.51 | 9 | 0
2030 | TVA_Transmission_2_MISO_MO-IL | TVA_Transmission | MISO_MO-IL | Internal | Summer | B8 | 500 | 4000 | 0.01 | 91.18 | 85.93 | 9 | 0
2030 | TVA_Transmission_2_MISO_MO-IL | TVA_Transmission | MISO_MO-IL | Internal | Summer | B9 | 800 | 4000 | 0 | 83.93 | 76.56 | 9 | 0
2030 | TVA_Transmission_2_MISO_MO-IL | TVA_Transmission | MISO_MO-IL | Internal | Summer | B10 | 1262 | 4000 | 0 | 79.13 | 74.61 | 9 | 0
2030 | TVA_Transmission_2_MISO_MO-IL | TVA_Transmission | MISO_MO-IL | Internal | Winter | B16 | 25 | 4000 | 0.19 | 97.51 | 91.02 | 9 | 0
2030 | TVA_Transmission_2_MISO_MO-IL | TVA_Transmission | MISO_MO-IL | Internal | Winter | B17 | 100 | 4000 | 0.05 | 92.93 | 86.43 | 9 | 0
2030 | TVA_Transmission_2_MISO_MO-IL | TVA_Transmission | MISO_MO-IL | Internal | Winter | B18 | 400 | 4000 | 0.01 | 91.33 | 85.45 | 9 | 0
2030 | TVA_Transmission_2_MISO_MO-IL | TVA_Transmission | MISO_MO-IL | Internal | Winter | B19 | 700 | 4000 | 0 | 87.67 | 81.79 | 9 | 0
2030 | TVA_Transmission_2_MISO_MO-IL | TVA_Transmission | MISO_MO-IL | Internal | Winter | B20 | 935 | 4000 | 0 | 83.48 | 78.88 | 9 | 0
2030 | TVA_Transmission_2_NonRTO_Midwest | TVA_Transmission | NonRTO_Midwest | Internal | Shoulder | B11 | 25 | 700 | 0.39 | 96.86 | 98.69 | 9 | 0
2030 | TVA_Transmission_2_NonRTO_Midwest | TVA_Transmission | NonRTO_Midwest | Internal | Shoulder | B12 | 200 | 700 | 0.05 | 91.79 | 93.9 | 9 | 0
2030 | TVA_Transmission_2_NonRTO_Midwest | TVA_Transmission | NonRTO_Midwest | Internal | Shoulder | B13 | 600 | 700 | 0.02 | 90.89 | 93 | 9 | 0
2030 | TVA_Transmission_2_NonRTO_Midwest | TVA_Transmission | NonRTO_Midwest | Internal | Shoulder | B14 | 900 | 700 | 0.01 | 82.92 | 84.48 | 9 | 0
2030 | TVA_Transmission_2_NonRTO_Midwest | TVA_Transmission | NonRTO_Midwest | Internal | Shoulder | B15 | 1203 | 700 | 0.01 | 80.59 | 83.72 | 9 | 0
2030 | TVA_Transmission_2_NonRTO_Midwest | TVA_Transmission | NonRTO_Midwest | Internal | Summer | B1 | 10 | 700 | 0.98 | 145.13 | 147.33 | 9 | 0.01
2030 | TVA_Transmission_2_NonRTO_Midwest | TVA_Transmission | NonRTO_Midwest | Internal | Summer | B2 | 25 | 700 | 0.32 | 147.04 | 147.32 | 9 | 0
2030 | TVA_Transmission_2_NonRTO_Midwest | TVA_Transmission | NonRTO_Midwest | Internal | Summer | B3 | 75 | 700 | 0.12 | 146.42 | 147.31 | 9 | 0
2030 | TVA_Transmission_2_NonRTO_Midwest | TVA_Transmission | NonRTO_Midwest | Internal | Summer | B4 | 100 | 700 | 0.09 | 137.49 | 138.22 | 9 | 0
2030 | TVA_Transmission_2_NonRTO_Midwest | TVA_Transmission | NonRTO_Midwest | Internal | Summer | B5 | 200 | 700 | 0.05 | 114.81 | 115.68 | 9 | 0
2030 | TVA_Transmission_2_NonRTO_Midwest | TVA_Transmission | NonRTO_Midwest | Internal | Summer | B6 | 300 | 700 | 0.04 | 105.66 | 108.27 | 9 | 0
2030 | TVA_Transmission_2_NonRTO_Midwest | TVA_Transmission | NonRTO_Midwest | Internal | Summer | B7 | 400 | 700 | 0.03 | 95.94 | 97.5 | 9 | 0
2030 | TVA_Transmission_2_NonRTO_Midwest | TVA_Transmission | NonRTO_Midwest | Internal | Summer | B8 | 500 | 700 | 0.02 | 91.18 | 93.92 | 9 | 0
2030 | TVA_Transmission_2_NonRTO_Midwest | TVA_Transmission | NonRTO_Midwest | Internal | Summer | B9 | 800 | 700 | 0.01 | 83.93 | 84.55 | 9 | 0
2030 | TVA_Transmission_2_NonRTO_Midwest | TVA_Transmission | NonRTO_Midwest | Internal | Summer | B10 | 1262 | 700 | 0 | 79.13 | 78.06 | 9 | 0
2030 | TVA_Transmission_2_NonRTO_Midwest | TVA_Transmission | NonRTO_Midwest | Internal | Winter | B16 | 25 | 700 | 0.37 | 97.51 | 99 | 9 | 0
2030 | TVA_Transmission_2_NonRTO_Midwest | TVA_Transmission | NonRTO_Midwest | Internal | Winter | B17 | 100 | 700 | 0.1 | 92.93 | 94.42 | 9 | 0
2030 | TVA_Transmission_2_NonRTO_Midwest | TVA_Transmission | NonRTO_Midwest | Internal | Winter | B18 | 400 | 700 | 0.03 | 91.33 | 93.44 | 9 | 0
2030 | TVA_Transmission_2_NonRTO_Midwest | TVA_Transmission | NonRTO_Midwest | Internal | Winter | B19 | 700 | 700 | 0.02 | 87.67 | 89.78 | 9 | 0
2030 | TVA_Transmission_2_NonRTO_Midwest | TVA_Transmission | NonRTO_Midwest | Internal | Winter | B20 | 935 | 700 | 0.01 | 83.48 | 86.89 | 9 | 0
2030 | TVA_Transmission_2_PJM_ROR | TVA_Transmission | PJM_ROR | Internal | Shoulder | B11 | 25 | 2000 | 0.21 | 96.86 | 92.13 | 9 | 0
2030 | TVA_Transmission_2_PJM_ROR | TVA_Transmission | PJM_ROR | Internal | Shoulder | B12 | 200 | 2000 | 0.03 | 91.79 | 85.79 | 9 | 0
2030 | TVA_Transmission_2_PJM_ROR | TVA_Transmission | PJM_ROR | Internal | Shoulder | B13 | 600 | 2000 | 0 | 90.89 | 84.89 | 9 | 0
2030 | TVA_Transmission_2_PJM_ROR | TVA_Transmission | PJM_ROR | Internal | Shoulder | B14 | 900 | 2000 | 0 | 82.92 | 76.37 | 9 | 0
2030 | TVA_Transmission_2_PJM_ROR | TVA_Transmission | PJM_ROR | Internal | Shoulder | B15 | 1203 | 2000 | 0 | 80.59 | 75.89 | 9 | 0
2030 | TVA_Transmission_2_PJM_ROR | TVA_Transmission | PJM_ROR | Internal | Summer | B1 | 10 | 2000 | 0.53 | 145.13 | 140.42 | 9 | 0
2030 | TVA_Transmission_2_PJM_ROR | TVA_Transmission | PJM_ROR | Internal | Summer | B2 | 25 | 2000 | 0.19 | 147.04 | 140.42 | 9 | 0
2030 | TVA_Transmission_2_PJM_ROR | TVA_Transmission | PJM_ROR | Internal | Summer | B3 | 75 | 2000 | 0.07 | 146.42 | 140.42 | 9 | 0
2030 | TVA_Transmission_2_PJM_ROR | TVA_Transmission | PJM_ROR | Internal | Summer | B4 | 100 | 2000 | 0.05 | 137.49 | 131.49 | 9 | 0
2030 | TVA_Transmission_2_PJM_ROR | TVA_Transmission | PJM_ROR | Internal | Summer | B5 | 200 | 2000 | 0.03 | 114.81 | 109.67 | 9 | 0
2030 | TVA_Transmission_2_PJM_ROR | TVA_Transmission | PJM_ROR | Internal | Summer | B6 | 300 | 2000 | 0.02 | 105.66 | 101.72 | 9 | 0
2030 | TVA_Transmission_2_PJM_ROR | TVA_Transmission | PJM_ROR | Internal | Summer | B7 | 400 | 2000 | 0.01 | 95.94 | 90.96 | 9 | 0
2030 | TVA_Transmission_2_PJM_ROR | TVA_Transmission | PJM_ROR | Internal | Summer | B8 | 500 | 2000 | 0.01 | 91.18 | 85.81 | 9 | 0
2030 | TVA_Transmission_2_PJM_ROR | TVA_Transmission | PJM_ROR | Internal | Summer | B9 | 800 | 2000 | 0 | 83.93 | 77.93 | 9 | 0
2030 | TVA_Transmission_2_PJM_ROR | TVA_Transmission | PJM_ROR | Internal | Summer | B10 | 1262 | 2000 | 0 | 79.13 | 74.51 | 9 | 0
2030 | TVA_Transmission_2_PJM_ROR | TVA_Transmission | PJM_ROR | Internal | Winter | B16 | 25 | 2000 | 0.19 | 97.51 | 90.89 | 9 | 0
2030 | TVA_Transmission_2_PJM_ROR | TVA_Transmission | PJM_ROR | Internal | Winter | B17 | 100 | 2000 | 0.05 | 92.93 | 86.31 | 9 | 0
2030 | TVA_Transmission_2_PJM_ROR | TVA_Transmission | PJM_ROR | Internal | Winter | B18 | 400 | 2000 | 0.01 | 91.33 | 85.33 | 9 | 0
2030 | TVA_Transmission_2_PJM_ROR | TVA_Transmission | PJM_ROR | Internal | Winter | B19 | 700 | 2000 | 0 | 87.67 | 81.67 | 9 | 0
2030 | TVA_Transmission_2_PJM_ROR | TVA_Transmission | PJM_ROR | Internal | Winter | B20 | 935 | 2000 | 0 | 83.48 | 78.78 | 9 | 0
2030 | TVA_Transmission_2_SOCO | TVA_Transmission | SOCO | Internal | Shoulder | B11 | 25 | 3200 | 0.6 | 96.86 | 101.55 | 9 | 0
2030 | TVA_Transmission_2_SOCO | TVA_Transmission | SOCO | Internal | Shoulder | B12 | 200 | 3200 | 0.05 | 91.79 | 92.4 | 9 | 0
2030 | TVA_Transmission_2_SOCO | TVA_Transmission | SOCO | Internal | Shoulder | B13 | 600 | 3200 | 0.02 | 90.89 | 92.4 | 9 | 0
2030 | TVA_Transmission_2_SOCO | TVA_Transmission | SOCO | Internal | Shoulder | B14 | 900 | 3200 | 0.01 | 82.92 | 83.88 | 9 | 0
2030 | TVA_Transmission_2_SOCO | TVA_Transmission | SOCO | Internal | Shoulder | B15 | 1203 | 3200 | 0 | 80.59 | 80.59 | 9 | 0
2030 | TVA_Transmission_2_SOCO | TVA_Transmission | SOCO | Internal | Summer | B1 | 10 | 3200 | 0.79 | 145.13 | 145.13 | 9 | 0
2030 | TVA_Transmission_2_SOCO | TVA_Transmission | SOCO | Internal | Summer | B2 | 25 | 3200 | 0.42 | 147.04 | 149.44 | 9 | 0
2030 | TVA_Transmission_2_SOCO | TVA_Transmission | SOCO | Internal | Summer | B3 | 75 | 3200 | 0.2 | 146.42 | 150.52 | 9 | 0
2030 | TVA_Transmission_2_SOCO | TVA_Transmission | SOCO | Internal | Summer | B4 | 100 | 3200 | 0.44 | 137.49 | 144.97 | 9 | 0
2030 | TVA_Transmission_2_SOCO | TVA_Transmission | SOCO | Internal | Summer | B5 | 200 | 3200 | 0.22 | 114.81 | 122.65 | 9 | 0
2030 | TVA_Transmission_2_SOCO | TVA_Transmission | SOCO | Internal | Summer | B6 | 300 | 3200 | 0.08 | 105.66 | 111.74 | 9 | 0
2030 | TVA_Transmission_2_SOCO | TVA_Transmission | SOCO | Internal | Summer | B7 | 400 | 3200 | 0.1 | 95.94 | 103.33 | 9 | 0
2030 | TVA_Transmission_2_SOCO | TVA_Transmission | SOCO | Internal | Summer | B8 | 500 | 3200 | 0.04 | 91.18 | 96.8 | 9 | 0
2030 | TVA_Transmission_2_SOCO | TVA_Transmission | SOCO | Internal | Summer | B9 | 800 | 3200 | 0.03 | 83.93 | 90.9 | 9 | 0
2030 | TVA_Transmission_2_SOCO | TVA_Transmission | SOCO | Internal | Summer | B10 | 1262 | 3200 | 0 | 79.13 | 82.02 | 9 | 0
2030 | TVA_Transmission_2_SOCO | TVA_Transmission | SOCO | Internal | Winter | B16 | 25 | 3200 | 0.36 | 97.51 | 98.4 | 9 | 0
2030 | TVA_Transmission_2_SOCO | TVA_Transmission | SOCO | Internal | Winter | B17 | 100 | 3200 | 0.09 | 92.93 | 93.82 | 9 | 0
2030 | TVA_Transmission_2_SOCO | TVA_Transmission | SOCO | Internal | Winter | B18 | 400 | 3200 | 0.03 | 91.33 | 92.84 | 9 | 0
2030 | TVA_Transmission_2_SOCO | TVA_Transmission | SOCO | Internal | Winter | B19 | 700 | 3200 | 0.01 | 87.67 | 89.13 | 9 | 0
2030 | TVA_Transmission_2_SOCO | TVA_Transmission | SOCO | Internal | Winter | B20 | 935 | 3200 | 0 | 83.48 | 83.48 | 9 | 0
2030 | TVA_Transmission_2_TVA | TVA_Transmission | TVA | Internal | Shoulder | B11 | 25 | 99999 | 2.77 | 96.86 | 95.83 | 0.01 | 0
2030 | TVA_Transmission_2_TVA | TVA_Transmission | TVA | Internal | Shoulder | B12 | 200 | 99999 | 80.21 | 91.79 | 91.8 | 0.01 | 0
2030 | TVA_Transmission_2_TVA | TVA_Transmission | TVA | Internal | Shoulder | B13 | 600 | 99999 | 506.18 | 90.89 | 90.9 | 0.01 | 0
2030 | TVA_Transmission_2_TVA | TVA_Transmission | TVA | Internal | Shoulder | B14 | 900 | 99999 | 2501.58 | 82.92 | 82.93 | 0.01 | 0
2030 | TVA_Transmission_2_TVA | TVA_Transmission | TVA | Internal | Shoulder | B15 | 1203 | 99999 | 1936.02 | 80.59 | 80.6 | 0.01 | 0
2030 | TVA_Transmission_2_TVA | TVA_Transmission | TVA | Internal | Summer | B1 | 10 | 99999 | 4148.61 | 145.13 | 145.14 | 0.01 | 0
2030 | TVA_Transmission_2_TVA | TVA_Transmission | TVA | Internal | Summer | B2 | 25 | 99999 | 3400.56 | 147.04 | 147.05 | 0.01 | 0
2030 | TVA_Transmission_2_TVA | TVA_Transmission | TVA | Internal | Summer | B3 | 75 | 99999 | 1936.56 | 146.42 | 146.43 | 0.01 | 0
2030 | TVA_Transmission_2_TVA | TVA_Transmission | TVA | Internal | Summer | B4 | 100 | 99999 | 1260.77 | 137.49 | 137.5 | 0.01 | 0
2030 | TVA_Transmission_2_TVA | TVA_Transmission | TVA | Internal | Summer | B5 | 200 | 99999 | 0.26 | 114.81 | 113.66 | 0.01 | 0
2030 | TVA_Transmission_2_TVA | TVA_Transmission | TVA | Internal | Summer | B6 | 300 | 99999 | 0.09 | 105.66 | 102.74 | 0.01 | 0
2030 | TVA_Transmission_2_TVA | TVA_Transmission | TVA | Internal | Summer | B7 | 400 | 99999 | 0.11 | 95.94 | 94.33 | 0.01 | 0
2030 | TVA_Transmission_2_TVA | TVA_Transmission | TVA | Internal | Summer | B8 | 500 | 99999 | 0.18 | 91.18 | 90.36 | 0.01 | 0
2030 | TVA_Transmission_2_TVA | TVA_Transmission | TVA | Internal | Summer | B9 | 800 | 99999 | 1532.48 | 83.93 | 83.94 | 0.01 | 0
2030 | TVA_Transmission_2_TVA | TVA_Transmission | TVA | Internal | Summer | B10 | 1262 | 99999 | 0.1 | 79.13 | 78.26 | 0.01 | 0
2030 | TVA_Transmission_2_TVA | TVA_Transmission | TVA | Internal | Winter | B16 | 25 | 99999 | 3768.8 | 97.51 | 97.53 | 0.01 | 0
2030 | TVA_Transmission_2_TVA | TVA_Transmission | TVA | Internal | Winter | B17 | 100 | 99999 | 2690.58 | 92.93 | 92.94 | 0.01 | 0
2030 | TVA_Transmission_2_TVA | TVA_Transmission | TVA | Internal | Winter | B18 | 400 | 99999 | 364.31 | 91.33 | 91.34 | 0.01 | 0
2030 | TVA_Transmission_2_TVA | TVA_Transmission | TVA | Internal | Winter | B19 | 700 | 99999 | 1149.28 | 87.67 | 87.68 | 0.01 | 0
2030 | TVA_Transmission_2_TVA | TVA_Transmission | TVA | Internal | Winter | B20 | 935 | 99999 | 1438.19 | 83.48 | 83.49 | 0.01 | 0
2030 | TVA_Transmission_2_VACAR | TVA_Transmission | VACAR | Internal | Shoulder | B11 | 25 | 900 | 0.34 | 96.86 | 98.13 | 9 | 0
2030 | TVA_Transmission_2_VACAR | TVA_Transmission | VACAR | Internal | Shoulder | B12 | 200 | 900 | 0.04 | 91.79 | 91.79 | 9 | 0
2030 | TVA_Transmission_2_VACAR | TVA_Transmission | VACAR | Internal | Shoulder | B13 | 600 | 900 | 0.01 | 90.89 | 85.48 | 9 | 0
2030 | TVA_Transmission_2_VACAR | TVA_Transmission | VACAR | Internal | Shoulder | B14 | 900 | 900 | 0 | 82.92 | 82.85 | 9 | 0
2030 | TVA_Transmission_2_VACAR | TVA_Transmission | VACAR | Internal | Shoulder | B15 | 1203 | 900 | 0 | 80.59 | 82.37 | 9 | 0
2030 | TVA_Transmission_2_VACAR | TVA_Transmission | VACAR | Internal | Summer | B1 | 10 | 900 | 0.9 | 145.13 | 146.9 | 9 | 0
2030 | TVA_Transmission_2_VACAR | TVA_Transmission | VACAR | Internal | Summer | B2 | 25 | 900 | 0.3 | 147.04 | 146.9 | 9 | 0
2030 | TVA_Transmission_2_VACAR | TVA_Transmission | VACAR | Internal | Summer | B3 | 75 | 900 | 0.11 | 146.42 | 146.9 | 9 | 0
2030 | TVA_Transmission_2_VACAR | TVA_Transmission | VACAR | Internal | Summer | B4 | 100 | 900 | 0.08 | 137.49 | 137.97 | 9 | 0
2030 | TVA_Transmission_2_VACAR | TVA_Transmission | VACAR | Internal | Summer | B5 | 200 | 900 | 0.05 | 114.81 | 115.67 | 9 | 0
2030 | TVA_Transmission_2_VACAR | TVA_Transmission | VACAR | Internal | Summer | B6 | 300 | 900 | 0.03 | 105.66 | 107.73 | 9 | 0
2030 | TVA_Transmission_2_VACAR | TVA_Transmission | VACAR | Internal | Summer | B7 | 400 | 900 | 0.02 | 95.94 | 96.96 | 9 | 0
2030 | TVA_Transmission_2_VACAR | TVA_Transmission | VACAR | Internal | Summer | B8 | 500 | 900 | 0.02 | 91.18 | 91.81 | 9 | 0
2030 | TVA_Transmission_2_VACAR | TVA_Transmission | VACAR | Internal | Summer | B9 | 800 | 900 | 0 | 83.93 | 83.9 | 9 | 0
2030 | TVA_Transmission_2_VACAR | TVA_Transmission | VACAR | Internal | Summer | B10 | 1262 | 900 | 0 | 79.13 | 80.88 | 9 | 0
2030 | TVA_Transmission_2_VACAR | TVA_Transmission | VACAR | Internal | Winter | B16 | 25 | 900 | 0.3 | 97.51 | 97.38 | 9 | 0
2030 | TVA_Transmission_2_VACAR | TVA_Transmission | VACAR | Internal | Winter | B17 | 100 | 900 | 0.08 | 92.93 | 92.79 | 9 | 0
2030 | TVA_Transmission_2_VACAR | TVA_Transmission | VACAR | Internal | Winter | B18 | 400 | 900 | 0.02 | 91.33 | 91.33 | 9 | 0
2030 | TVA_Transmission_2_VACAR | TVA_Transmission | VACAR | Internal | Winter | B19 | 700 | 900 | 0.01 | 87.67 | 87.67 | 9 | 0
2030 | TVA_Transmission_2_VACAR | TVA_Transmission | VACAR | Internal | Winter | B20 | 935 | 900 | 0.01 | 83.48 | 85.26 | 9 | 0
2030 | VACAR_2_PJM_ROR | VACAR | PJM_ROR | Internal | Shoulder | B11 | 25 | 2000 | 0.23 | 98.13 | 92.13 | 7 | 0
2030 | VACAR_2_PJM_ROR | VACAR | PJM_ROR | Internal | Shoulder | B12 | 200 | 2000 | 0.03 | 91.79 | 85.79 | 7 | 0
2030 | VACAR_2_PJM_ROR | VACAR | PJM_ROR | Internal | Shoulder | B13 | 600 | 2000 | 0.01 | 85.48 | 84.89 | 7 | 0
2030 | VACAR_2_PJM_ROR | VACAR | PJM_ROR | Internal | Shoulder | B14 | 900 | 2000 | 0 | 82.85 | 76.37 | 7 | 0
2030 | VACAR_2_PJM_ROR | VACAR | PJM_ROR | Internal | Shoulder | B15 | 1203 | 2000 | 0 | 82.37 | 75.89 | 7 | 0
2030 | VACAR_2_PJM_ROR | VACAR | PJM_ROR | Internal | Summer | B1 | 10 | 2000 | 0.54 | 146.9 | 140.42 | 7 | 0
2030 | VACAR_2_PJM_ROR | VACAR | PJM_ROR | Internal | Summer | B2 | 25 | 2000 | 0.22 | 146.9 | 140.42 | 7 | 0
2030 | VACAR_2_PJM_ROR | VACAR | PJM_ROR | Internal | Summer | B3 | 75 | 2000 | 0.07 | 146.9 | 140.42 | 7 | 0
2030 | VACAR_2_PJM_ROR | VACAR | PJM_ROR | Internal | Summer | B4 | 100 | 2000 | 0.06 | 137.97 | 131.49 | 7 | 0
2030 | VACAR_2_PJM_ROR | VACAR | PJM_ROR | Internal | Summer | B5 | 200 | 2000 | 0.03 | 115.67 | 109.67 | 7 | 0
2030 | VACAR_2_PJM_ROR | VACAR | PJM_ROR | Internal | Summer | B6 | 300 | 2000 | 0.02 | 107.73 | 101.72 | 7 | 0
2030 | VACAR_2_PJM_ROR | VACAR | PJM_ROR | Internal | Summer | B7 | 400 | 2000 | 0.01 | 96.96 | 90.96 | 7 | 0
2030 | VACAR_2_PJM_ROR | VACAR | PJM_ROR | Internal | Summer | B8 | 500 | 2000 | 0.01 | 91.81 | 85.81 | 7 | 0
2030 | VACAR_2_PJM_ROR | VACAR | PJM_ROR | Internal | Summer | B9 | 800 | 2000 | 0 | 83.9 | 77.93 | 7 | 0
2030 | VACAR_2_PJM_ROR | VACAR | PJM_ROR | Internal | Summer | B10 | 1262 | 2000 | 0 | 80.88 | 74.51 | 7 | 0
2030 | VACAR_2_PJM_ROR | VACAR | PJM_ROR | Internal | Winter | B16 | 25 | 2000 | 0.22 | 97.38 | 90.89 | 7 | 0
2030 | VACAR_2_PJM_ROR | VACAR | PJM_ROR | Internal | Winter | B17 | 100 | 2000 | 0.06 | 92.79 | 86.31 | 7 | 0
2030 | VACAR_2_PJM_ROR | VACAR | PJM_ROR | Internal | Winter | B18 | 400 | 2000 | 0.01 | 91.33 | 85.33 | 7 | 0
2030 | VACAR_2_PJM_ROR | VACAR | PJM_ROR | Internal | Winter | B19 | 700 | 2000 | 0 | 87.67 | 81.67 | 7 | 0
2030 | VACAR_2_PJM_ROR | VACAR | PJM_ROR | Internal | Winter | B20 | 935 | 2000 | 0 | 85.26 | 78.78 | 7 | 0
2030 | VACAR_2_SOCO | VACAR | SOCO | Internal | Shoulder | B11 | 25 | 3000 | 0.76 | 98.13 | 101.55 | 7 | 0
2030 | VACAR_2_SOCO | VACAR | SOCO | Internal | Shoulder | B12 | 200 | 3000 | 0.06 | 91.79 | 92.4 | 7 | 0
2030 | VACAR_2_SOCO | VACAR | SOCO | Internal | Shoulder | B13 | 600 | 3000 | 8.05 | 85.48 | 92.4 | 7 | 0
2030 | VACAR_2_SOCO | VACAR | SOCO | Internal | Shoulder | B14 | 900 | 3000 | 0.01 | 82.85 | 83.88 | 7 | 0
2030 | VACAR_2_SOCO | VACAR | SOCO | Internal | Shoulder | B15 | 1203 | 3000 | 0 | 82.37 | 80.59 | 7 | 0
2030 | VACAR_2_SOCO | VACAR | SOCO | Internal | Summer | B1 | 10 | 3000 | 0.82 | 146.9 | 145.13 | 7 | 0
2030 | VACAR_2_SOCO | VACAR | SOCO | Internal | Summer | B2 | 25 | 3000 | 0.6 | 146.9 | 149.44 | 7 | 0
2030 | VACAR_2_SOCO | VACAR | SOCO | Internal | Summer | B3 | 75 | 3000 | 0.29 | 146.9 | 150.52 | 7 | 0
2030 | VACAR_2_SOCO | VACAR | SOCO | Internal | Summer | B4 | 100 | 3000 | 4757.48 | 137.97 | 144.97 | 7 | 0
2030 | VACAR_2_SOCO | VACAR | SOCO | Internal | Summer | B5 | 200 | 3000 | 161.95 | 115.67 | 122.65 | 7 | 0
2030 | VACAR_2_SOCO | VACAR | SOCO | Internal | Summer | B6 | 300 | 3000 | 0.08 | 107.73 | 111.74 | 7 | 0
2030 | VACAR_2_SOCO | VACAR | SOCO | Internal | Summer | B7 | 400 | 3000 | 0.26 | 96.96 | 103.33 | 7 | 0
2030 | VACAR_2_SOCO | VACAR | SOCO | Internal | Summer | B8 | 500 | 3000 | 0.07 | 91.81 | 96.8 | 7 | 0
2030 | VACAR_2_SOCO | VACAR | SOCO | Internal | Summer | B9 | 800 | 3000 | 2144.63 | 83.9 | 90.9 | 7 | 0
2030 | VACAR_2_SOCO | VACAR | SOCO | Internal | Summer | B10 | 1262 | 3000 | 0.01 | 80.88 | 82.02 | 7 | 0
2030 | VACAR_2_SOCO | VACAR | SOCO | Internal | Winter | B16 | 25 | 3000 | 0.48 | 97.38 | 98.4 | 7 | 0
2030 | VACAR_2_SOCO | VACAR | SOCO | Internal | Winter | B17 | 100 | 3000 | 0.12 | 92.79 | 93.82 | 7 | 0
2030 | VACAR_2_SOCO | VACAR | SOCO | Internal | Winter | B18 | 400 | 3000 | 0.03 | 91.33 | 92.84 | 7 | 0
2030 | VACAR_2_SOCO | VACAR | SOCO | Internal | Winter | B19 | 700 | 3000 | 0.02 | 87.67 | 89.13 | 7 | 0
2030 | VACAR_2_SOCO | VACAR | SOCO | Internal | Winter | B20 | 935 | 3000 | 0 | 85.26 | 83.48 | 7 | 0
2030 | VACAR_2_TVA_Transmission | VACAR | TVA_Transmission | Internal | Shoulder | B11 | 25 | 900 | 0.36 | 98.13 | 96.86 | 7 | 0
2030 | VACAR_2_TVA_Transmission | VACAR | TVA_Transmission | Internal | Shoulder | B12 | 200 | 900 | 0.05 | 91.79 | 91.79 | 7 | 0
2030 | VACAR_2_TVA_Transmission | VACAR | TVA_Transmission | Internal | Shoulder | B13 | 600 | 900 | 0.05 | 85.48 | 90.89 | 7 | 0
2030 | VACAR_2_TVA_Transmission | VACAR | TVA_Transmission | Internal | Shoulder | B14 | 900 | 900 | 0.01 | 82.85 | 82.92 | 7 | 0
2030 | VACAR_2_TVA_Transmission | VACAR | TVA_Transmission | Internal | Shoulder | B15 | 1203 | 900 | 0 | 82.37 | 80.59 | 7 | 0
2030 | VACAR_2_TVA_Transmission | VACAR | TVA_Transmission | Internal | Summer | B1 | 10 | 900 | 0.8 | 146.9 | 145.13 | 7 | 0
2030 | VACAR_2_TVA_Transmission | VACAR | TVA_Transmission | Internal | Summer | B2 | 25 | 900 | 0.41 | 146.9 | 147.04 | 7 | 0
2030 | VACAR_2_TVA_Transmission | VACAR | TVA_Transmission | Internal | Summer | B3 | 75 | 900 | 0.13 | 146.9 | 146.42 | 7 | 0
2030 | VACAR_2_TVA_Transmission | VACAR | TVA_Transmission | Internal | Summer | B4 | 100 | 900 | 0.1 | 137.97 | 137.49 | 7 | 0
2030 | VACAR_2_TVA_Transmission | VACAR | TVA_Transmission | Internal | Summer | B5 | 200 | 900 | 0.05 | 115.67 | 114.81 | 7 | 0
2030 | VACAR_2_TVA_Transmission | VACAR | TVA_Transmission | Internal | Summer | B6 | 300 | 900 | 0.03 | 107.73 | 105.66 | 7 | 0
2030 | VACAR_2_TVA_Transmission | VACAR | TVA_Transmission | Internal | Summer | B7 | 400 | 900 | 0.02 | 96.96 | 95.94 | 7 | 0
2030 | VACAR_2_TVA_Transmission | VACAR | TVA_Transmission | Internal | Summer | B8 | 500 | 900 | 0.02 | 91.81 | 91.18 | 7 | 0
2030 | VACAR_2_TVA_Transmission | VACAR | TVA_Transmission | Internal | Summer | B9 | 800 | 900 | 0.02 | 83.9 | 83.93 | 7 | 0
2030 | VACAR_2_TVA_Transmission | VACAR | TVA_Transmission | Internal | Summer | B10 | 1262 | 900 | 0 | 80.88 | 79.13 | 7 | 0
2030 | VACAR_2_TVA_Transmission | VACAR | TVA_Transmission | Internal | Winter | B16 | 25 | 900 | 0.41 | 97.38 | 97.51 | 7 | 0
2030 | VACAR_2_TVA_Transmission | VACAR | TVA_Transmission | Internal | Winter | B17 | 100 | 900 | 0.11 | 92.79 | 92.93 | 7 | 0
2030 | VACAR_2_TVA_Transmission | VACAR | TVA_Transmission | Internal | Winter | B18 | 400 | 900 | 0.03 | 91.33 | 91.33 | 7 | 0
2030 | VACAR_2_TVA_Transmission | VACAR | TVA_Transmission | Internal | Winter | B19 | 700 | 900 | 0.02 | 87.67 | 87.67 | 7 | 0
2030 | VACAR_2_TVA_Transmission | VACAR | TVA_Transmission | Internal | Winter | B20 | 935 | 900 | 0 | 85.26 | 83.48 | 7 | 0
2035 | ENT_2_MISO_MO-IL | ENT | MISO_MO-IL | Internal | Shoulder | B11 | 25 | 2260 | 0.27 | 136.4 | 128.89 | 8 | 0
2035 | ENT_2_MISO_MO-IL | ENT | MISO_MO-IL | Internal | Shoulder | B12 | 200 | 2260 | 0.06 | 115.33 | 115.92 | 8 | 0
2035 | ENT_2_MISO_MO-IL | ENT | MISO_MO-IL | Internal | Shoulder | B13 | 600 | 2260 | 0.02 | 114.53 | 115.12 | 8 | 0
2035 | ENT_2_MISO_MO-IL | ENT | MISO_MO-IL | Internal | Shoulder | B14 | 900 | 2260 | 0.01 | 112.7 | 113.29 | 8 | 0
2035 | ENT_2_MISO_MO-IL | ENT | MISO_MO-IL | Internal | Shoulder | B15 | 1203 | 2260 | 0.01 | 109.1 | 109.69 | 8 | 0
2035 | ENT_2_MISO_MO-IL | ENT | MISO_MO-IL | Internal | Summer | B1 | 10 | 2260 | 1.21 | 209.16 | 209.75 | 8 | 0
2035 | ENT_2_MISO_MO-IL | ENT | MISO_MO-IL | Internal | Summer | B2 | 25 | 2260 | 0.38 | 214.86 | 212.36 | 8 | 0
2035 | ENT_2_MISO_MO-IL | ENT | MISO_MO-IL | Internal | Summer | B3 | 75 | 2260 | 0.09 | 214.87 | 208.89 | 8 | 0
2035 | ENT_2_MISO_MO-IL | ENT | MISO_MO-IL | Internal | Summer | B4 | 100 | 2260 | 0.06 | 171.44 | 163.44 | 8 | 0
2035 | ENT_2_MISO_MO-IL | ENT | MISO_MO-IL | Internal | Summer | B5 | 200 | 2260 | 0.06 | 150.75 | 151.22 | 8 | 0
2035 | ENT_2_MISO_MO-IL | ENT | MISO_MO-IL | Internal | Summer | B6 | 300 | 2260 | 0.04 | 140.33 | 139.37 | 8 | 0
2035 | ENT_2_MISO_MO-IL | ENT | MISO_MO-IL | Internal | Summer | B7 | 400 | 2260 | 0.02 | 134.55 | 130.54 | 8 | 0
2035 | ENT_2_MISO_MO-IL | ENT | MISO_MO-IL | Internal | Summer | B8 | 500 | 2260 | 0.01 | 126.29 | 118.04 | 8 | 0
2035 | ENT_2_MISO_MO-IL | ENT | MISO_MO-IL | Internal | Summer | B9 | 800 | 2260 | 0 | 122.36 | 114.36 | 8 | 0
2035 | ENT_2_MISO_MO-IL | ENT | MISO_MO-IL | Internal | Summer | B10 | 1262 | 2260 | 0.01 | 111.56 | 112.15 | 8 | 0
2035 | ENT_2_MISO_MO-IL | ENT | MISO_MO-IL | Internal | Winter | B16 | 25 | 2260 | 0.49 | 117.5 | 118.09 | 8 | 0
2035 | ENT_2_MISO_MO-IL | ENT | MISO_MO-IL | Internal | Winter | B17 | 100 | 2260 | 0.13 | 117.46 | 118.06 | 8 | 0
2035 | ENT_2_MISO_MO-IL | ENT | MISO_MO-IL | Internal | Winter | B18 | 400 | 2260 | 0.03 | 117.49 | 118.08 | 8 | 0
2035 | ENT_2_MISO_MO-IL | ENT | MISO_MO-IL | Internal | Winter | B19 | 700 | 2260 | 0.02 | 117.21 | 117.8 | 8 | 0
2035 | ENT_2_MISO_MO-IL | ENT | MISO_MO-IL | Internal | Winter | B20 | 935 | 2260 | 0.01 | 110.99 | 111.58 | 8 | 0
2035 | ENT_2_SOCO | ENT | SOCO | Internal | Shoulder | B11 | 25 | 2000 | 0.41 | 136.4 | 133.74 | 8 | 0
2035 | ENT_2_SOCO | ENT | SOCO | Internal | Shoulder | B12 | 200 | 2000 | 0.12 | 115.33 | 119.22 | 8 | 0
2035 | ENT_2_SOCO | ENT | SOCO | Internal | Shoulder | B13 | 600 | 2000 | 0.06 | 114.53 | 119.22 | 8 | 0
2035 | ENT_2_SOCO | ENT | SOCO | Internal | Shoulder | B14 | 900 | 2000 | 0.1 | 112.7 | 119.22 | 8 | 0
2035 | ENT_2_SOCO | ENT | SOCO | Internal | Shoulder | B15 | 1203 | 2000 | 2669.25 | 109.1 | 117.1 | 8 | 0
2035 | ENT_2_SOCO | ENT | SOCO | Internal | Summer | B1 | 10 | 2000 | 9922.63 | 209.16 | 217.16 | 8 | 0.01
2035 | ENT_2_SOCO | ENT | SOCO | Internal | Summer | B2 | 25 | 2000 | 4420.36 | 214.86 | 222.86 | 8 | 0
2035 | ENT_2_SOCO | ENT | SOCO | Internal | Summer | B3 | 75 | 2000 | 233.02 | 214.87 | 222.86 | 8 | 0
2035 | ENT_2_SOCO | ENT | SOCO | Internal | Summer | B4 | 100 | 2000 | 0.75 | 171.44 | 178.43 | 8 | 0
2035 | ENT_2_SOCO | ENT | SOCO | Internal | Summer | B5 | 200 | 2000 | 444.14 | 150.75 | 158.75 | 8 | 0
2035 | ENT_2_SOCO | ENT | SOCO | Internal | Summer | B6 | 300 | 2000 | 0.04 | 140.33 | 140.56 | 8 | 0
2035 | ENT_2_SOCO | ENT | SOCO | Internal | Summer | B7 | 400 | 2000 | 0.02 | 134.55 | 131.35 | 8 | 0
2035 | ENT_2_SOCO | ENT | SOCO | Internal | Summer | B8 | 500 | 2000 | 0.02 | 126.29 | 117.89 | 8 | 0
2035 | ENT_2_SOCO | ENT | SOCO | Internal | Summer | B9 | 800 | 2000 | 0.01 | 122.36 | 117.89 | 8 | 0
2035 | ENT_2_SOCO | ENT | SOCO | Internal | Summer | B10 | 1262 | 2000 | 0.04 | 111.56 | 117.34 | 8 | 0
2035 | ENT_2_SOCO | ENT | SOCO | Internal | Winter | B16 | 25 | 2000 | 5630.52 | 117.5 | 125.5 | 8 | 0
2035 | ENT_2_SOCO | ENT | SOCO | Internal | Winter | B17 | 100 | 2000 | 0.32 | 117.46 | 122.18 | 8 | 0
2035 | ENT_2_SOCO | ENT | SOCO | Internal | Winter | B18 | 400 | 2000 | 0.08 | 117.49 | 122.18 | 8 | 0
2035 | ENT_2_SOCO | ENT | SOCO | Internal | Winter | B19 | 700 | 2000 | 0.06 | 117.21 | 122.18 | 8 | 0
2035 | ENT_2_SOCO | ENT | SOCO | Internal | Winter | B20 | 935 | 2000 | 0.04 | 110.99 | 113.53 | 8 | 0
2035 | ENT_2_SPP_N | ENT | SPP_N | Internal | Shoulder | B11 | 25 | 1300 | 0.12 | 136.4 | 113.12 | 8 | 0
2035 | ENT_2_SPP_N | ENT | SPP_N | Internal | Shoulder | B12 | 200 | 1300 | 0.02 | 115.33 | 92.04 | 8 | 0
2035 | ENT_2_SPP_N | ENT | SPP_N | Internal | Shoulder | B13 | 600 | 1300 | 0 | 114.53 | 91.25 | 8 | 0
2035 | ENT_2_SPP_N | ENT | SPP_N | Internal | Shoulder | B14 | 900 | 1300 | 0 | 112.7 | 89.41 | 8 | 0
2035 | ENT_2_SPP_N | ENT | SPP_N | Internal | Shoulder | B15 | 1203 | 1300 | 0 | 109.1 | 85.82 | 8 | 0
2035 | ENT_2_SPP_N | ENT | SPP_N | Internal | Summer | B1 | 10 | 1300 | 0.3 | 209.16 | 185.88 | 8 | 0
2035 | ENT_2_SPP_N | ENT | SPP_N | Internal | Summer | B2 | 25 | 1300 | 0.12 | 214.86 | 191.58 | 8 | 0
2035 | ENT_2_SPP_N | ENT | SPP_N | Internal | Summer | B3 | 75 | 1300 | 0.05 | 214.87 | 196.21 | 8 | 0
2035 | ENT_2_SPP_N | ENT | SPP_N | Internal | Summer | B4 | 100 | 1300 | 0.04 | 171.44 | 151.98 | 8 | 0
2035 | ENT_2_SPP_N | ENT | SPP_N | Internal | Summer | B5 | 200 | 1300 | 0.02 | 150.75 | 139.97 | 8 | 0
2035 | ENT_2_SPP_N | ENT | SPP_N | Internal | Summer | B6 | 300 | 1300 | 0.02 | 140.33 | 134.37 | 8 | 0
2035 | ENT_2_SPP_N | ENT | SPP_N | Internal | Summer | B7 | 400 | 1300 | 0.02 | 134.55 | 128.51 | 8 | 0
2035 | ENT_2_SPP_N | ENT | SPP_N | Internal | Summer | B8 | 500 | 1300 | 0 | 126.29 | 103.01 | 8 | 0
2035 | ENT_2_SPP_N | ENT | SPP_N | Internal | Summer | B9 | 800 | 1300 | 0 | 122.36 | 99.07 | 8 | 0
2035 | ENT_2_SPP_N | ENT | SPP_N | Internal | Summer | B10 | 1262 | 1300 | 0 | 111.56 | 88.28 | 8 | 0
2035 | ENT_2_SPP_N | ENT | SPP_N | Internal | Winter | B16 | 25 | 1300 | 0.12 | 117.5 | 94.22 | 8 | 0
2035 | ENT_2_SPP_N | ENT | SPP_N | Internal | Winter | B17 | 100 | 1300 | 0.03 | 117.46 | 94.18 | 8 | 0
2035 | ENT_2_SPP_N | ENT | SPP_N | Internal | Winter | B18 | 400 | 1300 | 0 | 117.49 | 94.2 | 8 | 0
2035 | ENT_2_SPP_N | ENT | SPP_N | Internal | Winter | B19 | 700 | 1300 | 0 | 117.21 | 93.92 | 8 | 0
2035 | ENT_2_SPP_N | ENT | SPP_N | Internal | Winter | B20 | 935 | 1300 | 0 | 110.99 | 87.7 | 8 | 0
2035 | ENT_2_SPP_S | ENT | SPP_S | Internal | Shoulder | B11 | 25 | 1300 | 0.13 | 136.4 | 114.08 | 8 | 0
2035 | ENT_2_SPP_S | ENT | SPP_S | Internal | Shoulder | B12 | 200 | 1300 | 0.02 | 115.33 | 92.05 | 8 | 0
2035 | ENT_2_SPP_S | ENT | SPP_S | Internal | Shoulder | B13 | 600 | 1300 | 0 | 114.53 | 91.26 | 8 | 0
2035 | ENT_2_SPP_S | ENT | SPP_S | Internal | Shoulder | B14 | 900 | 1300 | 0 | 112.7 | 87.36 | 8 | 0
2035 | ENT_2_SPP_S | ENT | SPP_S | Internal | Shoulder | B15 | 1203 | 1300 | 0 | 109.1 | 83.76 | 8 | 0
2035 | ENT_2_SPP_S | ENT | SPP_S | Internal | Summer | B1 | 10 | 1300 | 0.28 | 209.16 | 183.82 | 8 | 0
2035 | ENT_2_SPP_S | ENT | SPP_S | Internal | Summer | B2 | 25 | 1300 | 0.12 | 214.86 | 191.59 | 8 | 0
2035 | ENT_2_SPP_S | ENT | SPP_S | Internal | Summer | B3 | 75 | 1300 | 0.05 | 214.87 | 196.23 | 8 | 0
2035 | ENT_2_SPP_S | ENT | SPP_S | Internal | Summer | B4 | 100 | 1300 | 0.04 | 171.44 | 152 | 8 | 0
2035 | ENT_2_SPP_S | ENT | SPP_S | Internal | Summer | B5 | 200 | 1300 | 0.03 | 150.75 | 140.93 | 8 | 0
2035 | ENT_2_SPP_S | ENT | SPP_S | Internal | Summer | B6 | 300 | 1300 | 0.02 | 140.33 | 135.33 | 8 | 0
2035 | ENT_2_SPP_S | ENT | SPP_S | Internal | Summer | B7 | 400 | 1300 | 0.02 | 134.55 | 129.47 | 8 | 0
2035 | ENT_2_SPP_S | ENT | SPP_S | Internal | Summer | B8 | 500 | 1300 | 0 | 126.29 | 103.97 | 8 | 0
2035 | ENT_2_SPP_S | ENT | SPP_S | Internal | Summer | B9 | 800 | 1300 | 0 | 122.36 | 100.03 | 8 | 0
2035 | ENT_2_SPP_S | ENT | SPP_S | Internal | Summer | B10 | 1262 | 1300 | 0 | 111.56 | 88.29 | 8 | 0
2035 | ENT_2_SPP_S | ENT | SPP_S | Internal | Winter | B16 | 25 | 1300 | 0.12 | 117.5 | 94.23 | 8 | 0
2035 | ENT_2_SPP_S | ENT | SPP_S | Internal | Winter | B17 | 100 | 1300 | 0.03 | 117.46 | 94.19 | 8 | 0
2035 | ENT_2_SPP_S | ENT | SPP_S | Internal | Winter | B18 | 400 | 1300 | 0 | 117.49 | 94.22 | 8 | 0
2035 | ENT_2_SPP_S | ENT | SPP_S | Internal | Winter | B19 | 700 | 1300 | 0 | 117.21 | 93.94 | 8 | 0
2035 | ENT_2_SPP_S | ENT | SPP_S | Internal | Winter | B20 | 935 | 1300 | 0 | 110.99 | 85.65 | 8 | 0
2035 | ENT_2_TVA_Transmission | ENT | TVA_Transmission | Internal | Shoulder | B11 | 25 | 2100 | 0.35 | 136.4 | 131.94 | 8 | 0
2035 | ENT_2_TVA_Transmission | ENT | TVA_Transmission | Internal | Shoulder | B12 | 200 | 2100 | 0.14 | 115.33 | 120.01 | 8 | 0
2035 | ENT_2_TVA_Transmission | ENT | TVA_Transmission | Internal | Shoulder | B13 | 600 | 2100 | 0.06 | 114.53 | 119.7 | 8 | 0
2035 | ENT_2_TVA_Transmission | ENT | TVA_Transmission | Internal | Shoulder | B14 | 900 | 2100 | 0.08 | 112.7 | 119.18 | 8 | 0
2035 | ENT_2_TVA_Transmission | ENT | TVA_Transmission | Internal | Shoulder | B15 | 1203 | 2100 | 4361.75 | 109.1 | 117.1 | 8 | 0
2035 | ENT_2_TVA_Transmission | ENT | TVA_Transmission | Internal | Summer | B1 | 10 | 2100 | 3908.79 | 209.16 | 217.16 | 8 | 0
2035 | ENT_2_TVA_Transmission | ENT | TVA_Transmission | Internal | Summer | B2 | 25 | 2100 | 0.97 | 214.86 | 218.52 | 8 | 0
2035 | ENT_2_TVA_Transmission | ENT | TVA_Transmission | Internal | Summer | B3 | 75 | 2100 | 0.16 | 214.87 | 215.07 | 8 | 0
2035 | ENT_2_TVA_Transmission | ENT | TVA_Transmission | Internal | Summer | B4 | 100 | 2100 | 0.12 | 171.44 | 171.43 | 8 | 0
2035 | ENT_2_TVA_Transmission | ENT | TVA_Transmission | Internal | Summer | B5 | 200 | 2100 | 184.14 | 150.75 | 158.75 | 8 | 0
2035 | ENT_2_TVA_Transmission | ENT | TVA_Transmission | Internal | Summer | B6 | 300 | 2100 | 0.03 | 140.33 | 138.82 | 8 | 0
2035 | ENT_2_TVA_Transmission | ENT | TVA_Transmission | Internal | Summer | B7 | 400 | 2100 | 0.02 | 134.55 | 128.54 | 8 | 0
2035 | ENT_2_TVA_Transmission | ENT | TVA_Transmission | Internal | Summer | B8 | 500 | 2100 | 0.01 | 126.29 | 120.41 | 8 | 0
2035 | ENT_2_TVA_Transmission | ENT | TVA_Transmission | Internal | Summer | B9 | 800 | 2100 | 0.01 | 122.36 | 118.73 | 8 | 0
2035 | ENT_2_TVA_Transmission | ENT | TVA_Transmission | Internal | Summer | B10 | 1262 | 2100 | 0.05 | 111.56 | 117.85 | 8 | 0
2035 | ENT_2_TVA_Transmission | ENT | TVA_Transmission | Internal | Winter | B16 | 25 | 2100 | 6.33 | 117.5 | 125.07 | 8 | 0
2035 | ENT_2_TVA_Transmission | ENT | TVA_Transmission | Internal | Winter | B17 | 100 | 2100 | 0.37 | 117.46 | 122.76 | 8 | 0
2035 | ENT_2_TVA_Transmission | ENT | TVA_Transmission | Internal | Winter | B18 | 400 | 2100 | 0.09 | 117.49 | 122.65 | 8 | 0
2035 | ENT_2_TVA_Transmission | ENT | TVA_Transmission | Internal | Winter | B19 | 700 | 2100 | 0.06 | 117.21 | 122.51 | 8 | 0
2035 | ENT_2_TVA_Transmission | ENT | TVA_Transmission | Internal | Winter | B20 | 935 | 2100 | 2356.52 | 110.99 | 118.99 | 8 | 0
2035 | FRCC_2_SOCO | FRCC | SOCO | Internal | Shoulder | B11 | 25 | 900 | 0.22 | 143.73 | 133.74 | 8 | 0
2035 | FRCC_2_SOCO | FRCC | SOCO | Internal | Shoulder | B12 | 200 | 900 | 0.03 | 125.07 | 119.22 | 8 | 0
2035 | FRCC_2_SOCO | FRCC | SOCO | Internal | Shoulder | B13 | 600 | 900 | 0.01 | 123.65 | 119.22 | 8 | 0
2035 | FRCC_2_SOCO | FRCC | SOCO | Internal | Shoulder | B14 | 900 | 900 | 0 | 123.65 | 119.22 | 8 | 0
2035 | FRCC_2_SOCO | FRCC | SOCO | Internal | Shoulder | B15 | 1203 | 900 | 0.02 | 112.86 | 117.1 | 8 | 0
2035 | FRCC_2_SOCO | FRCC | SOCO | Internal | Summer | B1 | 10 | 900 | 0.52 | 227.16 | 217.16 | 8 | 0.01
2035 | FRCC_2_SOCO | FRCC | SOCO | Internal | Summer | B2 | 25 | 900 | 0.28 | 227.77 | 222.86 | 8 | 0
2035 | FRCC_2_SOCO | FRCC | SOCO | Internal | Summer | B3 | 75 | 900 | 419.98 | 214.86 | 222.86 | 8 | 0
2035 | FRCC_2_SOCO | FRCC | SOCO | Internal | Summer | B4 | 100 | 900 | 1057.51 | 170.43 | 178.43 | 8 | 0
2035 | FRCC_2_SOCO | FRCC | SOCO | Internal | Summer | B5 | 200 | 900 | 2296.46 | 150.74 | 158.75 | 8 | 0
2035 | FRCC_2_SOCO | FRCC | SOCO | Internal | Summer | B6 | 300 | 900 | 0.03 | 142.66 | 140.56 | 8 | 0
2035 | FRCC_2_SOCO | FRCC | SOCO | Internal | Summer | B7 | 400 | 900 | 0.01 | 141.35 | 131.35 | 8 | 0
2035 | FRCC_2_SOCO | FRCC | SOCO | Internal | Summer | B8 | 500 | 900 | 0.02 | 122.74 | 117.89 | 8 | 0
2035 | FRCC_2_SOCO | FRCC | SOCO | Internal | Summer | B9 | 800 | 900 | 0.01 | 122.74 | 117.89 | 8 | 0
2035 | FRCC_2_SOCO | FRCC | SOCO | Internal | Summer | B10 | 1262 | 900 | 217.67 | 109.34 | 117.34 | 8 | 0
2035 | FRCC_2_SOCO | FRCC | SOCO | Internal | Winter | B16 | 25 | 900 | 0.21 | 135.5 | 125.5 | 8 | 0
2035 | FRCC_2_SOCO | FRCC | SOCO | Internal | Winter | B17 | 100 | 900 | 0.06 | 129.59 | 122.18 | 8 | 0
2035 | FRCC_2_SOCO | FRCC | SOCO | Internal | Winter | B18 | 400 | 900 | 0.02 | 126.12 | 122.18 | 8 | 0
2035 | FRCC_2_SOCO | FRCC | SOCO | Internal | Winter | B19 | 700 | 900 | 0.01 | 126.12 | 122.18 | 8 | 0
2035 | FRCC_2_SOCO | FRCC | SOCO | Internal | Winter | B20 | 935 | 900 | 0.02 | 110.16 | 113.53 | 8 | 0
2035 | HQ_NEISO_2_NEISO | HQ_NEISO | NEISO | Internal | Shoulder | B11 | 25 | 99999 | 3112.37 | 110.93 | 110.95 | 0.01 | 0
2035 | HQ_NEISO_2_NEISO | HQ_NEISO | NEISO | Internal | Shoulder | B12 | 200 | 99999 | 3110.55 | 102.32 | 102.34 | 0.01 | 0
2035 | HQ_NEISO_2_NEISO | HQ_NEISO | NEISO | Internal | Shoulder | B13 | 600 | 99999 | 3102.96 | 98.13 | 98.14 | 0.01 | 0
2035 | HQ_NEISO_2_NEISO | HQ_NEISO | NEISO | Internal | Shoulder | B14 | 900 | 99999 | 3089.68 | 98.13 | 98.14 | 0.01 | 0
2035 | HQ_NEISO_2_NEISO | HQ_NEISO | NEISO | Internal | Shoulder | B15 | 1203 | 99999 | 1276.31 | 96.96 | 96.97 | 0.01 | 0
2035 | HQ_NEISO_2_NEISO | HQ_NEISO | NEISO | Internal | Summer | B1 | 10 | 99999 | 3219.96 | 192.6 | 192.62 | 0.01 | 0
2035 | HQ_NEISO_2_NEISO | HQ_NEISO | NEISO | Internal | Summer | B2 | 25 | 99999 | 3207.24 | 192.69 | 192.7 | 0.01 | 0
2035 | HQ_NEISO_2_NEISO | HQ_NEISO | NEISO | Internal | Summer | B3 | 75 | 99999 | 3181.93 | 189.03 | 189.04 | 0.01 | 0
2035 | HQ_NEISO_2_NEISO | HQ_NEISO | NEISO | Internal | Summer | B4 | 100 | 99999 | 3160.08 | 145.51 | 145.52 | 0.01 | 0
2035 | HQ_NEISO_2_NEISO | HQ_NEISO | NEISO | Internal | Summer | B5 | 200 | 99999 | 3148.2 | 134.84 | 134.85 | 0.01 | 0
2035 | HQ_NEISO_2_NEISO | HQ_NEISO | NEISO | Internal | Summer | B6 | 300 | 99999 | 3134.8 | 123.37 | 123.38 | 0.01 | 0
2035 | HQ_NEISO_2_NEISO | HQ_NEISO | NEISO | Internal | Summer | B7 | 400 | 99999 | 3119.44 | 116.92 | 116.94 | 0.01 | 0
2035 | HQ_NEISO_2_NEISO | HQ_NEISO | NEISO | Internal | Summer | B8 | 500 | 99999 | 3107.36 | 112.05 | 112.06 | 0.01 | 0
2035 | HQ_NEISO_2_NEISO | HQ_NEISO | NEISO | Internal | Summer | B9 | 800 | 99999 | 3092.57 | 106.33 | 106.35 | 0.01 | 0
2035 | HQ_NEISO_2_NEISO | HQ_NEISO | NEISO | Internal | Summer | B10 | 1262 | 99999 | 933.39 | 106.33 | 106.34 | 0.01 | 0
2035 | HQ_NEISO_2_NEISO | HQ_NEISO | NEISO | Internal | Winter | B16 | 25 | 99999 | 3139.11 | 100.82 | 100.84 | 0.01 | 0
2035 | HQ_NEISO_2_NEISO | HQ_NEISO | NEISO | Internal | Winter | B17 | 100 | 99999 | 3128.47 | 100.79 | 100.81 | 0.01 | 0
2035 | HQ_NEISO_2_NEISO | HQ_NEISO | NEISO | Internal | Winter | B18 | 400 | 99999 | 3120.27 | 100.79 | 100.8 | 0.01 | 0
2035 | HQ_NEISO_2_NEISO | HQ_NEISO | NEISO | Internal | Winter | B19 | 700 | 99999 | 3104.97 | 100.45 | 100.46 | 0.01 | 0
2035 | HQ_NEISO_2_NEISO | HQ_NEISO | NEISO | Internal | Winter | B20 | 935 | 99999 | 1382.17 | 94.7 | 94.72 | 0.01 | 0
2035 | HQ_NY_2_NYISO_A-F | HQ_NY | NYISO_A-F | Internal | Shoulder | B11 | 25 | 99999 | 2812.25 | 112.47 | 112.48 | 0.01 | 0
2035 | HQ_NY_2_NYISO_A-F | HQ_NY | NYISO_A-F | Internal | Shoulder | B12 | 200 | 99999 | 2847.77 | 103.77 | 103.78 | 0.01 | 0
2035 | HQ_NY_2_NYISO_A-F | HQ_NY | NYISO_A-F | Internal | Shoulder | B13 | 600 | 99999 | 2781.94 | 99.58 | 99.59 | 0.01 | 0
2035 | HQ_NY_2_NYISO_A-F | HQ_NY | NYISO_A-F | Internal | Shoulder | B14 | 900 | 99999 | 2673.23 | 99.58 | 99.59 | 0.01 | 0
2035 | HQ_NY_2_NYISO_A-F | HQ_NY | NYISO_A-F | Internal | Shoulder | B15 | 1203 | 99999 | 1582.79 | 99.58 | 99.59 | 0.01 | 0
2035 | HQ_NY_2_NYISO_A-F | HQ_NY | NYISO_A-F | Internal | Summer | B1 | 10 | 99999 | 3499.96 | 194.14 | 194.15 | 0.01 | 0
2035 | HQ_NY_2_NYISO_A-F | HQ_NY | NYISO_A-F | Internal | Summer | B2 | 25 | 99999 | 3406.61 | 194.14 | 194.15 | 0.01 | 0
2035 | HQ_NY_2_NYISO_A-F | HQ_NY | NYISO_A-F | Internal | Summer | B3 | 75 | 99999 | 3266.7 | 190.66 | 190.67 | 0.01 | 0
2035 | HQ_NY_2_NYISO_A-F | HQ_NY | NYISO_A-F | Internal | Summer | B4 | 100 | 99999 | 3116.37 | 147.04 | 147.05 | 0.01 | 0
2035 | HQ_NY_2_NYISO_A-F | HQ_NY | NYISO_A-F | Internal | Summer | B5 | 200 | 99999 | 3025.59 | 136.38 | 136.39 | 0.01 | 0
2035 | HQ_NY_2_NYISO_A-F | HQ_NY | NYISO_A-F | Internal | Summer | B6 | 300 | 99999 | 2934.96 | 126.37 | 126.38 | 0.01 | 0
2035 | HQ_NY_2_NYISO_A-F | HQ_NY | NYISO_A-F | Internal | Summer | B7 | 400 | 99999 | 2830.85 | 118.37 | 118.38 | 0.01 | 0
2035 | HQ_NY_2_NYISO_A-F | HQ_NY | NYISO_A-F | Internal | Summer | B8 | 500 | 99999 | 2760.35 | 113.04 | 113.05 | 0.01 | 0
2035 | HQ_NY_2_NYISO_A-F | HQ_NY | NYISO_A-F | Internal | Summer | B9 | 800 | 99999 | 2664.81 | 107.78 | 107.79 | 0.01 | 0
2035 | HQ_NY_2_NYISO_A-F | HQ_NY | NYISO_A-F | Internal | Summer | B10 | 1262 | 99999 | 1436.41 | 107.78 | 107.79 | 0.01 | 0
2035 | HQ_NY_2_NYISO_A-F | HQ_NY | NYISO_A-F | Internal | Winter | B16 | 25 | 99999 | 3058.84 | 102.27 | 102.28 | 0.01 | 0
2035 | HQ_NY_2_NYISO_A-F | HQ_NY | NYISO_A-F | Internal | Winter | B17 | 100 | 99999 | 3001.17 | 102.24 | 102.25 | 0.01 | 0
2035 | HQ_NY_2_NYISO_A-F | HQ_NY | NYISO_A-F | Internal | Winter | B18 | 400 | 99999 | 2934.78 | 102.24 | 102.25 | 0.01 | 0
2035 | HQ_NY_2_NYISO_A-F | HQ_NY | NYISO_A-F | Internal | Winter | B19 | 700 | 99999 | 2819.15 | 101.99 | 102 | 0.01 | 0
2035 | HQ_NY_2_NYISO_A-F | HQ_NY | NYISO_A-F | Internal | Winter | B20 | 935 | 99999 | 1763.05 | 97.19 | 97.21 | 0.01 | 0
2035 | HQ_IESO_2_IESO | HQ_IESO | IESO | Internal | Shoulder | B11 | 25 | 99999 | 2312.5 | 109.72 | 109.73 | 0.01 | 0
2035 | HQ_IESO_2_IESO | HQ_IESO | IESO | Internal | Shoulder | B12 | 200 | 99999 | 2364.04 | 96.77 | 96.78 | 0.01 | 0
2035 | HQ_IESO_2_IESO | HQ_IESO | IESO | Internal | Shoulder | B13 | 600 | 99999 | 2302.55 | 96.77 | 96.78 | 0.01 | 0
2035 | HQ_IESO_2_IESO | HQ_IESO | IESO | Internal | Shoulder | B14 | 900 | 99999 | 2190.15 | 95.44 | 95.45 | 0.01 | 0
2035 | HQ_IESO_2_IESO | HQ_IESO | IESO | Internal | Shoulder | B15 | 1203 | 99999 | 1585.34 | 95.44 | 95.45 | 0.01 | 0
2035 | HQ_IESO_2_IESO | HQ_IESO | IESO | Internal | Summer | B1 | 10 | 99999 | 2899.96 | 191.4 | 191.41 | 0.01 | 0
2035 | HQ_IESO_2_IESO | HQ_IESO | IESO | Internal | Summer | B2 | 25 | 99999 | 2791.93 | 193.19 | 193.21 | 0.01 | 0
2035 | HQ_IESO_2_IESO | HQ_IESO | IESO | Internal | Summer | B3 | 75 | 99999 | 2637.49 | 189.72 | 189.73 | 0.01 | 0
2035 | HQ_IESO_2_IESO | HQ_IESO | IESO | Internal | Summer | B4 | 100 | 99999 | 2538.1 | 144.27 | 144.28 | 0.01 | 0
2035 | HQ_IESO_2_IESO | HQ_IESO | IESO | Internal | Summer | B5 | 200 | 99999 | 2463.34 | 132.05 | 132.06 | 0.01 | 0
2035 | HQ_IESO_2_IESO | HQ_IESO | IESO | Internal | Summer | B6 | 300 | 99999 | 2402.36 | 120.21 | 120.22 | 0.01 | 0
2035 | HQ_IESO_2_IESO | HQ_IESO | IESO | Internal | Summer | B7 | 400 | 99999 | 2325.44 | 111.37 | 111.38 | 0.01 | 0
2035 | HQ_IESO_2_IESO | HQ_IESO | IESO | Internal | Summer | B8 | 500 | 99999 | 2241.08 | 97.42 | 97.43 | 0.01 | 0
2035 | HQ_IESO_2_IESO | HQ_IESO | IESO | Internal | Summer | B9 | 800 | 99999 | 2149.25 | 95.2 | 95.22 | 0.01 | 0
2035 | HQ_IESO_2_IESO | HQ_IESO | IESO | Internal | Summer | B10 | 1262 | 99999 | 1522.38 | 93.81 | 93.82 | 0.01 | 0
2035 | HQ_IESO_2_IESO | HQ_IESO | IESO | Internal | Winter | B16 | 25 | 99999 | 2607.41 | 99.74 | 99.75 | 0.01 | 0
2035 | HQ_IESO_2_IESO | HQ_IESO | IESO | Internal | Winter | B17 | 100 | 99999 | 2547 | 99.73 | 99.74 | 0.01 | 0
2035 | HQ_IESO_2_IESO | HQ_IESO | IESO | Internal | Winter | B18 | 400 | 99999 | 2477.33 | 99.73 | 99.74 | 0.01 | 0
2035 | HQ_IESO_2_IESO | HQ_IESO | IESO | Internal | Winter | B19 | 700 | 99999 | 2353.09 | 99.48 | 99.49 | 0.01 | 0
2035 | HQ_IESO_2_IESO | HQ_IESO | IESO | Internal | Winter | B20 | 935 | 99999 | 1735.02 | 93.26 | 93.27 | 0.01 | 0
2035 | IESO_2_MAPP_CA | IESO | MAPP_CA | Internal | Shoulder | B11 | 25 | 262 | 0.44 | 109.73 | 111.61 | 7 | 0.01
2035 | IESO_2_MAPP_CA | IESO | MAPP_CA | Internal | Shoulder | B12 | 200 | 262 | 0.13 | 96.78 | 101.99 | 7 | 0
2035 | IESO_2_MAPP_CA | IESO | MAPP_CA | Internal | Shoulder | B13 | 600 | 262 | 0.05 | 96.78 | 101.99 | 7 | 0
2035 | IESO_2_MAPP_CA | IESO | MAPP_CA | Internal | Shoulder | B14 | 900 | 262 | 0.1 | 95.45 | 101.99 | 7 | 0
2035 | IESO_2_MAPP_CA | IESO | MAPP_CA | Internal | Shoulder | B15 | 1203 | 262 | 0.07 | 95.45 | 101.99 | 7 | 0
2035 | IESO_2_MAPP_CA | IESO | MAPP_CA | Internal | Summer | B1 | 10 | 262 | 1.08 | 191.41 | 193.28 | 7 | 0.02
2035 | IESO_2_MAPP_CA | IESO | MAPP_CA | Internal | Summer | B2 | 25 | 262 | 0.37 | 193.21 | 193.28 | 7 | 0.01
2035 | IESO_2_MAPP_CA | IESO | MAPP_CA | Internal | Summer | B3 | 75 | 262 | 0.13 | 189.73 | 189.82 | 7 | 0
2035 | IESO_2_MAPP_CA | IESO | MAPP_CA | Internal | Summer | B4 | 100 | 262 | 0.12 | 144.28 | 146.18 | 7 | 0
2035 | IESO_2_MAPP_CA | IESO | MAPP_CA | Internal | Summer | B5 | 200 | 262 | 0.06 | 132.06 | 133.96 | 7 | 0
2035 | IESO_2_MAPP_CA | IESO | MAPP_CA | Internal | Summer | B6 | 300 | 262 | 0.04 | 120.22 | 122.13 | 7 | 0
2035 | IESO_2_MAPP_CA | IESO | MAPP_CA | Internal | Summer | B7 | 400 | 262 | 0.03 | 111.38 | 112.1 | 7 | 0
2035 | IESO_2_MAPP_CA | IESO | MAPP_CA | Internal | Summer | B8 | 500 | 262 | 0.03 | 97.43 | 101.38 | 7 | 0
2035 | IESO_2_MAPP_CA | IESO | MAPP_CA | Internal | Summer | B9 | 800 | 262 | 0.08 | 95.22 | 101.38 | 7 | 0
2035 | IESO_2_MAPP_CA | IESO | MAPP_CA | Internal | Summer | B10 | 1262 | 262 | 261.92 | 93.82 | 101.38 | 7 | 0.56
2035 | IESO_2_MAPP_CA | IESO | MAPP_CA | Internal | Winter | B16 | 25 | 262 | 0.84 | 99.75 | 104.57 | 7 | 0.01
2035 | IESO_2_MAPP_CA | IESO | MAPP_CA | Internal | Winter | B17 | 100 | 262 | 0.24 | 99.74 | 104.57 | 7 | 0
2035 | IESO_2_MAPP_CA | IESO | MAPP_CA | Internal | Winter | B18 | 400 | 262 | 0.06 | 99.74 | 104.57 | 7 | 0
2035 | IESO_2_MAPP_CA | IESO | MAPP_CA | Internal | Winter | B19 | 700 | 262 | 0.04 | 99.49 | 104.57 | 7 | 0
2035 | IESO_2_MAPP_CA | IESO | MAPP_CA | Internal | Winter | B20 | 935 | 262 | 262.01 | 93.27 | 104.57 | 7 | 4.3
2035 | IESO_2_MISO_MI | IESO | MISO_MI | Internal | Shoulder | B11 | 25 | 1840 | 5258.75 | 109.73 | 128.86 | 7 | 12.13
2035 | IESO_2_MISO_MI | IESO | MISO_MI | Internal | Shoulder | B12 | 200 | 1840 | 4338.8 | 96.78 | 115.92 | 7 | 12.13
2035 | IESO_2_MISO_MI | IESO | MISO_MI | Internal | Shoulder | B13 | 600 | 1840 | 5565.11 | 96.78 | 115.92 | 7 | 12.13
2035 | IESO_2_MISO_MI | IESO | MISO_MI | Internal | Shoulder | B14 | 900 | 1840 | 3761.41 | 95.45 | 114.58 | 7 | 12.13
2035 | IESO_2_MISO_MI | IESO | MISO_MI | Internal | Shoulder | B15 | 1203 | 1840 | 1840.01 | 95.45 | 110.99 | 7 | 8.54
2035 | IESO_2_MISO_MI | IESO | MISO_MI | Internal | Summer | B1 | 10 | 1840 | 5268.95 | 191.41 | 210.55 | 7 | 12.13
2035 | IESO_2_MISO_MI | IESO | MISO_MI | Internal | Summer | B2 | 25 | 1840 | 5571.21 | 193.21 | 212.34 | 7 | 12.13
2035 | IESO_2_MISO_MI | IESO | MISO_MI | Internal | Summer | B3 | 75 | 1840 | 6258.46 | 189.73 | 208.86 | 7 | 12.13
2035 | IESO_2_MISO_MI | IESO | MISO_MI | Internal | Summer | B4 | 100 | 1840 | 6906.17 | 144.28 | 163.42 | 7 | 12.13
2035 | IESO_2_MISO_MI | IESO | MISO_MI | Internal | Summer | B5 | 200 | 1840 | 7419.18 | 132.06 | 151.19 | 7 | 12.13
2035 | IESO_2_MISO_MI | IESO | MISO_MI | Internal | Summer | B6 | 300 | 1840 | 7680.87 | 120.22 | 139.35 | 7 | 12.13
2035 | IESO_2_MISO_MI | IESO | MISO_MI | Internal | Summer | B7 | 400 | 1840 | 7329.63 | 111.38 | 130.52 | 7 | 12.13
2035 | IESO_2_MISO_MI | IESO | MISO_MI | Internal | Summer | B8 | 500 | 1840 | 7096.34 | 97.43 | 116.56 | 7 | 12.13
2035 | IESO_2_MISO_MI | IESO | MISO_MI | Internal | Summer | B9 | 800 | 1840 | 7827.58 | 95.22 | 114.35 | 7 | 12.13
2035 | IESO_2_MISO_MI | IESO | MISO_MI | Internal | Summer | B10 | 1262 | 1840 | 2375.38 | 93.82 | 112.95 | 7 | 12.13
2035 | IESO_2_MISO_MI | IESO | MISO_MI | Internal | Winter | B16 | 25 | 1840 | 6553.36 | 99.75 | 118.89 | 7 | 12.13
2035 | IESO_2_MISO_MI | IESO | MISO_MI | Internal | Winter | B17 | 100 | 1840 | 6904.56 | 99.74 | 118.87 | 7 | 12.13
2035 | IESO_2_MISO_MI | IESO | MISO_MI | Internal | Winter | B18 | 400 | 1840 | 7417.66 | 99.74 | 118.88 | 7 | 12.13
2035 | IESO_2_MISO_MI | IESO | MISO_MI | Internal | Winter | B19 | 700 | 1840 | 6586.23 | 99.49 | 118.62 | 7 | 12.13
2035 | IESO_2_MISO_MI | IESO | MISO_MI | Internal | Winter | B20 | 935 | 1840 | 2888.81 | 93.27 | 112.4 | 7 | 12.13
2035 | IESO_2_MISO_W | IESO | MISO_W | Internal | Shoulder | B11 | 25 | 140 | 140.32 | 109.73 | 122.4 | 7 | 5.68
2035 | IESO_2_MISO_W | IESO | MISO_W | Internal | Shoulder | B12 | 200 | 140 | 140.01 | 96.78 | 107.63 | 7 | 3.85
2035 | IESO_2_MISO_W | IESO | MISO_W | Internal | Shoulder | B13 | 600 | 140 | 140 | 96.78 | 107.63 | 7 | 3.84
2035 | IESO_2_MISO_W | IESO | MISO_W | Internal | Shoulder | B14 | 900 | 140 | 140 | 95.45 | 106.29 | 7 | 3.84
2035 | IESO_2_MISO_W | IESO | MISO_W | Internal | Shoulder | B15 | 1203 | 140 | 139.88 | 95.45 | 102.7 | 7 | 0.25
2035 | IESO_2_MISO_W | IESO | MISO_W | Internal | Summer | B1 | 10 | 140 | 140.93 | 191.41 | 204.06 | 7 | 5.69
2035 | IESO_2_MISO_W | IESO | MISO_W | Internal | Summer | B2 | 25 | 140 | 140.06 | 193.21 | 204.06 | 7 | 3.87
2035 | IESO_2_MISO_W | IESO | MISO_W | Internal | Summer | B3 | 75 | 140 | 140.02 | 189.73 | 200.61 | 7 | 3.88
2035 | IESO_2_MISO_W | IESO | MISO_W | Internal | Summer | B4 | 100 | 140 | 140.1 | 144.28 | 156.97 | 7 | 5.69
2035 | IESO_2_MISO_W | IESO | MISO_W | Internal | Summer | B5 | 200 | 140 | 140.05 | 132.06 | 144.75 | 7 | 5.69
2035 | IESO_2_MISO_W | IESO | MISO_W | Internal | Summer | B6 | 300 | 140 | 140.03 | 120.22 | 132.92 | 7 | 5.7
2035 | IESO_2_MISO_W | IESO | MISO_W | Internal | Summer | B7 | 400 | 140 | 140.01 | 111.38 | 122.89 | 7 | 4.51
2035 | IESO_2_MISO_W | IESO | MISO_W | Internal | Summer | B8 | 500 | 140 | 140.01 | 97.43 | 109.74 | 7 | 5.31
2035 | IESO_2_MISO_W | IESO | MISO_W | Internal | Summer | B9 | 800 | 140 | 140 | 95.22 | 106.06 | 7 | 3.84
2035 | IESO_2_MISO_W | IESO | MISO_W | Internal | Summer | B10 | 1262 | 140 | 140 | 93.82 | 104.66 | 7 | 3.84
2035 | IESO_2_MISO_W | IESO | MISO_W | Internal | Winter | B16 | 25 | 140 | 140.05 | 99.75 | 110.61 | 7 | 3.88
2035 | IESO_2_MISO_W | IESO | MISO_W | Internal | Winter | B17 | 100 | 140 | 140 | 99.74 | 110.59 | 7 | 3.85
2035 | IESO_2_MISO_W | IESO | MISO_W | Internal | Winter | B18 | 400 | 140 | 140 | 99.74 | 110.59 | 7 | 3.84
2035 | IESO_2_MISO_W | IESO | MISO_W | Internal | Winter | B19 | 700 | 140 | 140 | 99.49 | 110.33 | 7 | 3.84
2035 | IESO_2_MISO_W | IESO | MISO_W | Internal | Winter | B20 | 935 | 140 | 140 | 93.27 | 104.58 | 7 | 4.32
2035 | IESO_2_NYISO_A-F | IESO | NYISO_A-F | Internal | Shoulder | B11 | 25 | 1725 | 0.51 | 109.73 | 112.48 | 7 | 0
2035 | IESO_2_NYISO_A-F | IESO | NYISO_A-F | Internal | Shoulder | B12 | 200 | 1725 | 838.75 | 96.78 | 103.78 | 7 | 0
2035 | IESO_2_NYISO_A-F | IESO | NYISO_A-F | Internal | Shoulder | B13 | 600 | 1725 | 0.02 | 96.78 | 99.59 | 7 | 0
2035 | IESO_2_NYISO_A-F | IESO | NYISO_A-F | Internal | Shoulder | B14 | 900 | 1725 | 0.02 | 95.45 | 99.59 | 7 | 0
2035 | IESO_2_NYISO_A-F | IESO | NYISO_A-F | Internal | Shoulder | B15 | 1203 | 1725 | 0.02 | 95.45 | 99.59 | 7 | 0
2035 | IESO_2_NYISO_A-F | IESO | NYISO_A-F | Internal | Summer | B1 | 10 | 1725 | 1.27 | 191.41 | 194.15 | 7 | 0
2035 | IESO_2_NYISO_A-F | IESO | NYISO_A-F | Internal | Summer | B2 | 25 | 1725 | 0.45 | 193.21 | 194.15 | 7 | 0
2035 | IESO_2_NYISO_A-F | IESO | NYISO_A-F | Internal | Summer | B3 | 75 | 1725 | 0.14 | 189.73 | 190.67 | 7 | 0
2035 | IESO_2_NYISO_A-F | IESO | NYISO_A-F | Internal | Summer | B4 | 100 | 1725 | 0.14 | 144.28 | 147.05 | 7 | 0
2035 | IESO_2_NYISO_A-F | IESO | NYISO_A-F | Internal | Summer | B5 | 200 | 1725 | 0.09 | 132.06 | 136.39 | 7 | 0
2035 | IESO_2_NYISO_A-F | IESO | NYISO_A-F | Internal | Summer | B6 | 300 | 1725 | 0.15 | 120.22 | 126.38 | 7 | 0
2035 | IESO_2_NYISO_A-F | IESO | NYISO_A-F | Internal | Summer | B7 | 400 | 1725 | 913.2 | 111.38 | 118.38 | 7 | 0
2035 | IESO_2_NYISO_A-F | IESO | NYISO_A-F | Internal | Summer | B8 | 500 | 1725 | 1724.97 | 97.43 | 113.05 | 7 | 8.63
2035 | IESO_2_NYISO_A-F | IESO | NYISO_A-F | Internal | Summer | B9 | 800 | 1725 | 1724.95 | 95.22 | 107.79 | 7 | 5.58
2035 | IESO_2_NYISO_A-F | IESO | NYISO_A-F | Internal | Summer | B10 | 1262 | 1725 | 1725 | 93.82 | 107.79 | 7 | 6.98
2035 | IESO_2_NYISO_A-F | IESO | NYISO_A-F | Internal | Winter | B16 | 25 | 1725 | 0.56 | 99.75 | 102.28 | 7 | 0
2035 | IESO_2_NYISO_A-F | IESO | NYISO_A-F | Internal | Winter | B17 | 100 | 1725 | 0.14 | 99.74 | 102.25 | 7 | 0
2035 | IESO_2_NYISO_A-F | IESO | NYISO_A-F | Internal | Winter | B18 | 400 | 1725 | 0.04 | 99.74 | 102.25 | 7 | 0
2035 | IESO_2_NYISO_A-F | IESO | NYISO_A-F | Internal | Winter | B19 | 700 | 1725 | 0.02 | 99.49 | 102 | 7 | 0
2035 | IESO_2_NYISO_A-F | IESO | NYISO_A-F | Internal | Winter | B20 | 935 | 1725 | 0.02 | 93.27 | 97.21 | 7 | 0
2035 | MAPP_CA_2_IESO | MAPP_CA | IESO | Internal | Shoulder | B11 | 25 | 330 | 0.29 | 111.61 | 109.73 | 8 | 0.01
2035 | MAPP_CA_2_IESO | MAPP_CA | IESO | Internal | Shoulder | B12 | 200 | 330 | 0.03 | 101.99 | 96.78 | 8 | 0
2035 | MAPP_CA_2_IESO | MAPP_CA | IESO | Internal | Shoulder | B13 | 600 | 330 | 0.01 | 101.99 | 96.78 | 8 | 0
2035 | MAPP_CA_2_IESO | MAPP_CA | IESO | Internal | Shoulder | B14 | 900 | 330 | 0 | 101.99 | 95.45 | 8 | 0
2035 | MAPP_CA_2_IESO | MAPP_CA | IESO | Internal | Shoulder | B15 | 1203 | 330 | 0 | 101.99 | 95.45 | 8 | 0
2035 | MAPP_CA_2_IESO | MAPP_CA | IESO | Internal | Summer | B1 | 10 | 330 | 0.67 | 193.28 | 191.41 | 8 | 0.02
2035 | MAPP_CA_2_IESO | MAPP_CA | IESO | Internal | Summer | B2 | 25 | 330 | 0.32 | 193.28 | 193.21 | 8 | 0.01
2035 | MAPP_CA_2_IESO | MAPP_CA | IESO | Internal | Summer | B3 | 75 | 330 | 0.11 | 189.82 | 189.73 | 8 | 0
2035 | MAPP_CA_2_IESO | MAPP_CA | IESO | Internal | Summer | B4 | 100 | 330 | 0.07 | 146.18 | 144.28 | 8 | 0
2035 | MAPP_CA_2_IESO | MAPP_CA | IESO | Internal | Summer | B5 | 200 | 330 | 0.04 | 133.96 | 132.06 | 8 | 0
2035 | MAPP_CA_2_IESO | MAPP_CA | IESO | Internal | Summer | B6 | 300 | 330 | 0.03 | 122.13 | 120.22 | 8 | 0
2035 | MAPP_CA_2_IESO | MAPP_CA | IESO | Internal | Summer | B7 | 400 | 330 | 0.02 | 112.1 | 111.38 | 8 | 0
2035 | MAPP_CA_2_IESO | MAPP_CA | IESO | Internal | Summer | B8 | 500 | 330 | 0.01 | 101.38 | 97.43 | 8 | 0
2035 | MAPP_CA_2_IESO | MAPP_CA | IESO | Internal | Summer | B9 | 800 | 330 | 0 | 101.38 | 95.22 | 8 | 0
2035 | MAPP_CA_2_IESO | MAPP_CA | IESO | Internal | Summer | B10 | 1262 | 330 | 0 | 101.38 | 93.82 | 8 | 0
2035 | MAPP_CA_2_IESO | MAPP_CA | IESO | Internal | Winter | B16 | 25 | 330 | 0.24 | 104.57 | 99.75 | 8 | 0.01
2035 | MAPP_CA_2_IESO | MAPP_CA | IESO | Internal | Winter | B17 | 100 | 330 | 0.06 | 104.57 | 99.74 | 8 | 0
2035 | MAPP_CA_2_IESO | MAPP_CA | IESO | Internal | Winter | B18 | 400 | 330 | 0.02 | 104.57 | 99.74 | 8 | 0
2035 | MAPP_CA_2_IESO | MAPP_CA | IESO | Internal | Winter | B19 | 700 | 330 | 0 | 104.57 | 99.49 | 8 | 0
2035 | MAPP_CA_2_IESO | MAPP_CA | IESO | Internal | Winter | B20 | 935 | 330 | 0 | 104.57 | 93.27 | 8 | 0
2035 | MAPP_CA_2_MAPP_US | MAPP_CA | MAPP_US | Internal | Shoulder | B11 | 25 | 372 | 0.63 | 111.61 | 115.39 | 7 | 0.01
2035 | MAPP_CA_2_MAPP_US | MAPP_CA | MAPP_US | Internal | Shoulder | B12 | 200 | 372 | 0.03 | 101.99 | 95.79 | 7 | 0
2035 | MAPP_CA_2_MAPP_US | MAPP_CA | MAPP_US | Internal | Shoulder | B13 | 600 | 372 | 0.01 | 101.99 | 94.99 | 7 | 0
2035 | MAPP_CA_2_MAPP_US | MAPP_CA | MAPP_US | Internal | Shoulder | B14 | 900 | 372 | 0 | 101.99 | 94.99 | 7 | 0
2035 | MAPP_CA_2_MAPP_US | MAPP_CA | MAPP_US | Internal | Shoulder | B15 | 1203 | 372 | 0 | 101.99 | 94.99 | 7 | 0
2035 | MAPP_CA_2_MAPP_US | MAPP_CA | MAPP_US | Internal | Summer | B1 | 10 | 372 | 1.47 | 193.28 | 197.06 | 7 | 0.02
2035 | MAPP_CA_2_MAPP_US | MAPP_CA | MAPP_US | Internal | Summer | B2 | 25 | 372 | 0.55 | 193.28 | 196.59 | 7 | 0.01
2035 | MAPP_CA_2_MAPP_US | MAPP_CA | MAPP_US | Internal | Summer | B3 | 75 | 372 | 0.23 | 189.82 | 193.61 | 7 | 0
2035 | MAPP_CA_2_MAPP_US | MAPP_CA | MAPP_US | Internal | Summer | B4 | 100 | 372 | 0.17 | 146.18 | 149.97 | 7 | 0
2035 | MAPP_CA_2_MAPP_US | MAPP_CA | MAPP_US | Internal | Summer | B5 | 200 | 372 | 0.09 | 133.96 | 137.75 | 7 | 0
2035 | MAPP_CA_2_MAPP_US | MAPP_CA | MAPP_US | Internal | Summer | B6 | 300 | 372 | 0.06 | 122.13 | 126.12 | 7 | 0
2035 | MAPP_CA_2_MAPP_US | MAPP_CA | MAPP_US | Internal | Summer | B7 | 400 | 372 | 371.57 | 112.1 | 120.26 | 7 | 1.16
2035 | MAPP_CA_2_MAPP_US | MAPP_CA | MAPP_US | Internal | Summer | B8 | 500 | 372 | 0.03 | 101.38 | 102.74 | 7 | 0
2035 | MAPP_CA_2_MAPP_US | MAPP_CA | MAPP_US | Internal | Summer | B9 | 800 | 372 | 0.01 | 101.38 | 99.06 | 7 | 0
2035 | MAPP_CA_2_MAPP_US | MAPP_CA | MAPP_US | Internal | Summer | B10 | 1262 | 372 | 0 | 101.38 | 94.38 | 7 | 0
2035 | MAPP_CA_2_MAPP_US | MAPP_CA | MAPP_US | Internal | Winter | B16 | 25 | 372 | 0.22 | 104.57 | 97.95 | 7 | 0.01
2035 | MAPP_CA_2_MAPP_US | MAPP_CA | MAPP_US | Internal | Winter | B17 | 100 | 372 | 0.06 | 104.57 | 97.95 | 7 | 0
2035 | MAPP_CA_2_MAPP_US | MAPP_CA | MAPP_US | Internal | Winter | B18 | 400 | 372 | 0.02 | 104.57 | 97.95 | 7 | 0
2035 | MAPP_CA_2_MAPP_US | MAPP_CA | MAPP_US | Internal | Winter | B19 | 700 | 372 | 0 | 104.57 | 97.95 | 7 | 0
2035 | MAPP_CA_2_MAPP_US | MAPP_CA | MAPP_US | Internal | Winter | B20 | 935 | 372 | 0 | 104.57 | 97.57 | 7 | 0
2035 | MAPP_CA_2_MISO_W | MAPP_CA | MISO_W | Internal | Shoulder | B11 | 25 | 1970 | 3910.37 | 111.61 | 122.4 | 0.01 | 10.78
2035 | MAPP_CA_2_MISO_W | MAPP_CA | MISO_W | Internal | Shoulder | B12 | 200 | 1970 | 1970.06 | 101.99 | 107.63 | 0.01 | 5.63
2035 | MAPP_CA_2_MISO_W | MAPP_CA | MISO_W | Internal | Shoulder | B13 | 600 | 1970 | 1970.02 | 101.99 | 107.63 | 0.01 | 5.62
2035 | MAPP_CA_2_MISO_W | MAPP_CA | MISO_W | Internal | Shoulder | B14 | 900 | 1970 | 1970.01 | 101.99 | 106.29 | 0.01 | 4.29
2035 | MAPP_CA_2_MISO_W | MAPP_CA | MISO_W | Internal | Shoulder | B15 | 1203 | 1970 | 1969.96 | 101.99 | 102.7 | 0.01 | 0.69
2035 | MAPP_CA_2_MISO_W | MAPP_CA | MISO_W | Internal | Summer | B1 | 10 | 1970 | 4458.88 | 193.28 | 204.06 | 0.01 | 10.78
2035 | MAPP_CA_2_MISO_W | MAPP_CA | MISO_W | Internal | Summer | B2 | 25 | 1970 | 4469.78 | 193.28 | 204.06 | 0.01 | 10.78
2035 | MAPP_CA_2_MISO_W | MAPP_CA | MISO_W | Internal | Summer | B3 | 75 | 1970 | 4332.85 | 189.82 | 200.61 | 0.01 | 10.78
2035 | MAPP_CA_2_MISO_W | MAPP_CA | MISO_W | Internal | Summer | B4 | 100 | 1970 | 4202.94 | 146.18 | 156.97 | 0.01 | 10.78
2035 | MAPP_CA_2_MISO_W | MAPP_CA | MISO_W | Internal | Summer | B5 | 200 | 1970 | 4080.58 | 133.96 | 144.75 | 0.01 | 10.78
2035 | MAPP_CA_2_MISO_W | MAPP_CA | MISO_W | Internal | Summer | B6 | 300 | 1970 | 3941.14 | 122.13 | 132.92 | 0.01 | 10.78
2035 | MAPP_CA_2_MISO_W | MAPP_CA | MISO_W | Internal | Summer | B7 | 400 | 1970 | 3508.02 | 112.1 | 122.89 | 0.01 | 10.78
2035 | MAPP_CA_2_MISO_W | MAPP_CA | MISO_W | Internal | Summer | B8 | 500 | 1970 | 1970.26 | 101.38 | 109.74 | 0.01 | 8.35
2035 | MAPP_CA_2_MISO_W | MAPP_CA | MISO_W | Internal | Summer | B9 | 800 | 1970 | 1970.03 | 101.38 | 106.06 | 0.01 | 4.67
2035 | MAPP_CA_2_MISO_W | MAPP_CA | MISO_W | Internal | Summer | B10 | 1262 | 1970 | 1969.98 | 101.38 | 104.66 | 0.01 | 3.27
2035 | MAPP_CA_2_MISO_W | MAPP_CA | MISO_W | Internal | Winter | B16 | 25 | 1970 | 1970.24 | 104.57 | 110.61 | 0.01 | 6.03
2035 | MAPP_CA_2_MISO_W | MAPP_CA | MISO_W | Internal | Winter | B17 | 100 | 1970 | 1970.05 | 104.57 | 110.59 | 0.01 | 6
2035 | MAPP_CA_2_MISO_W | MAPP_CA | MISO_W | Internal | Winter | B18 | 400 | 1970 | 1970.03 | 104.57 | 110.59 | 0.01 | 6
2035 | MAPP_CA_2_MISO_W | MAPP_CA | MISO_W | Internal | Winter | B19 | 700 | 1970 | 1970.02 | 104.57 | 110.33 | 0.01 | 5.75
2035 | MAPP_CA_2_MISO_W | MAPP_CA | MISO_W | Internal | Winter | B20 | 935 | 1970 | 1378.33 | 104.57 | 104.58 | 0.01 | 0
2035 | MAPP_US_2_MAPP_CA | MAPP_US | MAPP_CA | Internal | Shoulder | B11 | 25 | 165 | 0.33 | 115.39 | 111.61 | 7 | 0.01
2035 | MAPP_US_2_MAPP_CA | MAPP_US | MAPP_CA | Internal | Shoulder | B12 | 200 | 165 | 0.45 | 95.79 | 101.99 | 7 | 0
2035 | MAPP_US_2_MAPP_CA | MAPP_US | MAPP_CA | Internal | Shoulder | B13 | 600 | 165 | 102.79 | 94.99 | 101.99 | 7 | 0
2035 | MAPP_US_2_MAPP_CA | MAPP_US | MAPP_CA | Internal | Shoulder | B14 | 900 | 165 | 84.11 | 94.99 | 101.99 | 7 | 0
2035 | MAPP_US_2_MAPP_CA | MAPP_US | MAPP_CA | Internal | Shoulder | B15 | 1203 | 165 | 197.58 | 94.99 | 101.99 | 7 | 0
2035 | MAPP_US_2_MAPP_CA | MAPP_US | MAPP_CA | Internal | Summer | B1 | 10 | 165 | 0.79 | 197.06 | 193.28 | 7 | 0.03
2035 | MAPP_US_2_MAPP_CA | MAPP_US | MAPP_CA | Internal | Summer | B2 | 25 | 165 | 0.35 | 196.59 | 193.28 | 7 | 0.01
2035 | MAPP_US_2_MAPP_CA | MAPP_US | MAPP_CA | Internal | Summer | B3 | 75 | 165 | 0.11 | 193.61 | 189.82 | 7 | 0
2035 | MAPP_US_2_MAPP_CA | MAPP_US | MAPP_CA | Internal | Summer | B4 | 100 | 165 | 0.09 | 149.97 | 146.18 | 7 | 0
2035 | MAPP_US_2_MAPP_CA | MAPP_US | MAPP_CA | Internal | Summer | B5 | 200 | 165 | 0.04 | 137.75 | 133.96 | 7 | 0
2035 | MAPP_US_2_MAPP_CA | MAPP_US | MAPP_CA | Internal | Summer | B6 | 300 | 165 | 0.03 | 126.12 | 122.13 | 7 | 0
2035 | MAPP_US_2_MAPP_CA | MAPP_US | MAPP_CA | Internal | Summer | B7 | 400 | 165 | 0.02 | 120.26 | 112.1 | 7 | 0
2035 | MAPP_US_2_MAPP_CA | MAPP_US | MAPP_CA | Internal | Summer | B8 | 500 | 165 | 0.02 | 102.74 | 101.38 | 7 | 0
2035 | MAPP_US_2_MAPP_CA | MAPP_US | MAPP_CA | Internal | Summer | B9 | 800 | 165 | 0.02 | 99.06 | 101.38 | 7 | 0
2035 | MAPP_US_2_MAPP_CA | MAPP_US | MAPP_CA | Internal | Summer | B10 | 1262 | 165 | 191.57 | 94.38 | 101.38 | 7 | 0
2035 | MAPP_US_2_MAPP_CA | MAPP_US | MAPP_CA | Internal | Winter | B16 | 25 | 165 | 7.83 | 97.95 | 104.57 | 7 | 0.02
2035 | MAPP_US_2_MAPP_CA | MAPP_US | MAPP_CA | Internal | Winter | B17 | 100 | 165 | 2.51 | 97.95 | 104.57 | 7 | 0
2035 | MAPP_US_2_MAPP_CA | MAPP_US | MAPP_CA | Internal | Winter | B18 | 400 | 165 | 0.71 | 97.95 | 104.57 | 7 | 0
2035 | MAPP_US_2_MAPP_CA | MAPP_US | MAPP_CA | Internal | Winter | B19 | 700 | 165 | 0.41 | 97.95 | 104.57 | 7 | 0
2035 | MAPP_US_2_MAPP_CA | MAPP_US | MAPP_CA | Internal | Winter | B20 | 935 | 165 | 171.97 | 97.57 | 104.57 | 7 | 0
2035 | MAPP_US_2_MISO_W | MAPP_US | MISO_W | Internal | Shoulder | B11 | 25 | 2635 | 1513.37 | 115.39 | 122.4 | 7 | 0
2035 | MAPP_US_2_MISO_W | MAPP_US | MISO_W | Internal | Shoulder | B12 | 200 | 2635 | 2635.05 | 95.79 | 107.63 | 7 | 4.84
2035 | MAPP_US_2_MISO_W | MAPP_US | MISO_W | Internal | Shoulder | B13 | 600 | 2635 | 2635.03 | 94.99 | 107.63 | 7 | 5.63
2035 | MAPP_US_2_MISO_W | MAPP_US | MISO_W | Internal | Shoulder | B14 | 900 | 2635 | 2634.98 | 94.99 | 106.29 | 7 | 4.3
2035 | MAPP_US_2_MISO_W | MAPP_US | MISO_W | Internal | Shoulder | B15 | 1203 | 2635 | 2634.92 | 94.99 | 102.7 | 7 | 0.7
2035 | MAPP_US_2_MISO_W | MAPP_US | MISO_W | Internal | Summer | B1 | 10 | 2635 | 1892.84 | 197.06 | 204.06 | 7 | 0.01
2035 | MAPP_US_2_MISO_W | MAPP_US | MISO_W | Internal | Summer | B2 | 25 | 2635 | 2632.66 | 196.59 | 204.06 | 7 | 0.47
2035 | MAPP_US_2_MISO_W | MAPP_US | MISO_W | Internal | Summer | B3 | 75 | 2635 | 951.17 | 193.61 | 200.61 | 7 | 0
2035 | MAPP_US_2_MISO_W | MAPP_US | MISO_W | Internal | Summer | B4 | 100 | 2635 | 847.65 | 149.97 | 156.97 | 7 | 0
2035 | MAPP_US_2_MISO_W | MAPP_US | MISO_W | Internal | Summer | B5 | 200 | 2635 | 608.35 | 137.75 | 144.75 | 7 | 0
2035 | MAPP_US_2_MISO_W | MAPP_US | MISO_W | Internal | Summer | B6 | 300 | 2635 | 0.78 | 126.12 | 132.92 | 7 | 0
2035 | MAPP_US_2_MISO_W | MAPP_US | MISO_W | Internal | Summer | B7 | 400 | 2635 | 0.07 | 120.26 | 122.89 | 7 | 0
2035 | MAPP_US_2_MISO_W | MAPP_US | MISO_W | Internal | Summer | B8 | 500 | 2635 | 1720.88 | 102.74 | 109.74 | 7 | 0
2035 | MAPP_US_2_MISO_W | MAPP_US | MISO_W | Internal | Summer | B9 | 800 | 2635 | 1125.58 | 99.06 | 106.06 | 7 | 0
2035 | MAPP_US_2_MISO_W | MAPP_US | MISO_W | Internal | Summer | B10 | 1262 | 2635 | 2634.94 | 94.38 | 104.66 | 7 | 3.28
2035 | MAPP_US_2_MISO_W | MAPP_US | MISO_W | Internal | Winter | B16 | 25 | 2635 | 2635.77 | 97.95 | 110.61 | 7 | 5.66
2035 | MAPP_US_2_MISO_W | MAPP_US | MISO_W | Internal | Winter | B17 | 100 | 2635 | 2635.14 | 97.95 | 110.59 | 7 | 5.64
2035 | MAPP_US_2_MISO_W | MAPP_US | MISO_W | Internal | Winter | B18 | 400 | 2635 | 2635.03 | 97.95 | 110.59 | 7 | 5.63
2035 | MAPP_US_2_MISO_W | MAPP_US | MISO_W | Internal | Winter | B19 | 700 | 2635 | 2634.99 | 97.95 | 110.33 | 7 | 5.38
2035 | MAPP_US_2_MISO_W | MAPP_US | MISO_W | Internal | Winter | B20 | 935 | 2635 | 2631.73 | 97.57 | 104.58 | 7 | 0.01
2035 | MAPP_US_2_NE | MAPP_US | NE | Internal | Shoulder | B11 | 25 | 2000 | 0.36 | 115.39 | 113.09 | 7 | 0
2035 | MAPP_US_2_NE | MAPP_US | NE | Internal | Shoulder | B12 | 200 | 2000 | 0.04 | 95.79 | 90.79 | 7 | 0
2035 | MAPP_US_2_NE | MAPP_US | NE | Internal | Shoulder | B13 | 600 | 2000 | 0.01 | 94.99 | 89.99 | 7 | 0
2035 | MAPP_US_2_NE | MAPP_US | NE | Internal | Shoulder | B14 | 900 | 2000 | 0 | 94.99 | 88.16 | 7 | 0
2035 | MAPP_US_2_NE | MAPP_US | NE | Internal | Shoulder | B15 | 1203 | 2000 | 0 | 94.99 | 84.56 | 7 | 0
2035 | MAPP_US_2_NE | MAPP_US | NE | Internal | Summer | B1 | 10 | 2000 | 0.57 | 197.06 | 187.94 | 7 | 0
2035 | MAPP_US_2_NE | MAPP_US | NE | Internal | Summer | B2 | 25 | 2000 | 0.29 | 196.59 | 191.55 | 7 | 0
2035 | MAPP_US_2_NE | MAPP_US | NE | Internal | Summer | B3 | 75 | 2000 | 0.24 | 193.61 | 195.61 | 7 | 0
2035 | MAPP_US_2_NE | MAPP_US | NE | Internal | Summer | B4 | 100 | 2000 | 0.18 | 149.97 | 151.97 | 7 | 0
2035 | MAPP_US_2_NE | MAPP_US | NE | Internal | Summer | B5 | 200 | 2000 | 0.09 | 137.75 | 139.75 | 7 | 0
2035 | MAPP_US_2_NE | MAPP_US | NE | Internal | Summer | B6 | 300 | 2000 | 386.31 | 126.12 | 133.12 | 7 | 0
2035 | MAPP_US_2_NE | MAPP_US | NE | Internal | Summer | B7 | 400 | 2000 | 1522.2 | 120.26 | 127.26 | 7 | 0
2035 | MAPP_US_2_NE | MAPP_US | NE | Internal | Summer | B8 | 500 | 2000 | 0.02 | 102.74 | 101.76 | 7 | 0
2035 | MAPP_US_2_NE | MAPP_US | NE | Internal | Summer | B9 | 800 | 2000 | 0.02 | 99.06 | 97.82 | 7 | 0
2035 | MAPP_US_2_NE | MAPP_US | NE | Internal | Summer | B10 | 1262 | 2000 | 0 | 94.38 | 87.03 | 7 | 0
2035 | MAPP_US_2_NE | MAPP_US | NE | Internal | Winter | B16 | 25 | 2000 | 0.31 | 97.95 | 92.96 | 7 | 0
2035 | MAPP_US_2_NE | MAPP_US | NE | Internal | Winter | B17 | 100 | 2000 | 0.08 | 97.95 | 92.93 | 7 | 0
2035 | MAPP_US_2_NE | MAPP_US | NE | Internal | Winter | B18 | 400 | 2000 | 0.02 | 97.95 | 92.95 | 7 | 0
2035 | MAPP_US_2_NE | MAPP_US | NE | Internal | Winter | B19 | 700 | 2000 | 0.01 | 97.95 | 92.67 | 7 | 0
2035 | MAPP_US_2_NE | MAPP_US | NE | Internal | Winter | B20 | 935 | 2000 | 0 | 97.57 | 86.45 | 7 | 0
2035 | MARITIMES_2_NEISO | MARITIMES | NEISO | Internal | Shoulder | B11 | 25 | 99999 | 1720.64 | 110.93 | 110.95 | 0.01 | 0
2035 | MARITIMES_2_NEISO | MARITIMES | NEISO | Internal | Shoulder | B12 | 200 | 99999 | 1717.53 | 102.32 | 102.34 | 0.01 | 0
2035 | MARITIMES_2_NEISO | MARITIMES | NEISO | Internal | Shoulder | B13 | 600 | 99999 | 1704.87 | 98.13 | 98.14 | 0.01 | 0
2035 | MARITIMES_2_NEISO | MARITIMES | NEISO | Internal | Shoulder | B14 | 900 | 99999 | 1682.73 | 98.13 | 98.14 | 0.01 | 0
2035 | MARITIMES_2_NEISO | MARITIMES | NEISO | Internal | Shoulder | B15 | 1203 | 99999 | 648.17 | 96.96 | 96.97 | 0.01 | 0
2035 | MARITIMES_2_NEISO | MARITIMES | NEISO | Internal | Summer | B1 | 10 | 99999 | 1899.96 | 192.6 | 192.62 | 0.01 | 0
2035 | MARITIMES_2_NEISO | MARITIMES | NEISO | Internal | Summer | B2 | 25 | 99999 | 1878.74 | 192.69 | 192.7 | 0.01 | 0
2035 | MARITIMES_2_NEISO | MARITIMES | NEISO | Internal | Summer | B3 | 75 | 99999 | 1836.48 | 189.03 | 189.04 | 0.01 | 0
2035 | MARITIMES_2_NEISO | MARITIMES | NEISO | Internal | Summer | B4 | 100 | 99999 | 1800.06 | 145.51 | 145.52 | 0.01 | 0
2035 | MARITIMES_2_NEISO | MARITIMES | NEISO | Internal | Summer | B5 | 200 | 99999 | 1780.26 | 134.84 | 134.85 | 0.01 | 0
2035 | MARITIMES_2_NEISO | MARITIMES | NEISO | Internal | Summer | B6 | 300 | 99999 | 1757.92 | 123.37 | 123.38 | 0.01 | 0
2035 | MARITIMES_2_NEISO | MARITIMES | NEISO | Internal | Summer | B7 | 400 | 99999 | 1732.33 | 116.92 | 116.94 | 0.01 | 0
2035 | MARITIMES_2_NEISO | MARITIMES | NEISO | Internal | Summer | B8 | 500 | 99999 | 1712.2 | 112.05 | 112.06 | 0.01 | 0
2035 | MARITIMES_2_NEISO | MARITIMES | NEISO | Internal | Summer | B9 | 800 | 99999 | 1687.55 | 106.33 | 106.35 | 0.01 | 0
2035 | MARITIMES_2_NEISO | MARITIMES | NEISO | Internal | Summer | B10 | 1262 | 99999 | 465.15 | 106.33 | 106.34 | 0.01 | 0
2035 | MARITIMES_2_NEISO | MARITIMES | NEISO | Internal | Winter | B16 | 25 | 99999 | 1765.2 | 100.82 | 100.84 | 0.01 | 0
2035 | MARITIMES_2_NEISO | MARITIMES | NEISO | Internal | Winter | B17 | 100 | 99999 | 1747.41 | 100.79 | 100.81 | 0.01 | 0
2035 | MARITIMES_2_NEISO | MARITIMES | NEISO | Internal | Winter | B18 | 400 | 99999 | 1733.74 | 100.79 | 100.8 | 0.01 | 0
2035 | MARITIMES_2_NEISO | MARITIMES | NEISO | Internal | Winter | B19 | 700 | 99999 | 1708.23 | 100.45 | 100.46 | 0.01 | 0
2035 | MARITIMES_2_NEISO | MARITIMES | NEISO | Internal | Winter | B20 | 935 | 99999 | 723.52 | 94.7 | 94.72 | 0.01 | 0
2035 | MISO_IN_2_MISO_MI | MISO_IN | MISO_MI | Internal | Shoulder | B11 | 25 | 5000 | 52.56 | 128.88 | 128.86 | 0.01 | 0
2035 | MISO_IN_2_MISO_MI | MISO_IN | MISO_MI | Internal | Shoulder | B12 | 200 | 5000 | 8.36 | 115.93 | 115.92 | 0.01 | 0
2035 | MISO_IN_2_MISO_MI | MISO_IN | MISO_MI | Internal | Shoulder | B13 | 600 | 5000 | 3.98 | 115.93 | 115.92 | 0.01 | 0
2035 | MISO_IN_2_MISO_MI | MISO_IN | MISO_MI | Internal | Shoulder | B14 | 900 | 5000 | 4999.94 | 114.1 | 114.58 | 0.01 | 0.47
2035 | MISO_IN_2_MISO_MI | MISO_IN | MISO_MI | Internal | Shoulder | B15 | 1203 | 5000 | 4999.99 | 110.5 | 110.99 | 0.01 | 0.47
2035 | MISO_IN_2_MISO_MI | MISO_IN | MISO_MI | Internal | Summer | B1 | 10 | 5000 | 119.28 | 210.56 | 210.55 | 0.01 | 0
2035 | MISO_IN_2_MISO_MI | MISO_IN | MISO_MI | Internal | Summer | B2 | 25 | 5000 | 52.1 | 212.35 | 212.34 | 0.01 | 0
2035 | MISO_IN_2_MISO_MI | MISO_IN | MISO_MI | Internal | Summer | B3 | 75 | 5000 | 19.57 | 208.88 | 208.86 | 0.01 | 0
2035 | MISO_IN_2_MISO_MI | MISO_IN | MISO_MI | Internal | Summer | B4 | 100 | 5000 | 15.11 | 163.43 | 163.42 | 0.01 | 0
2035 | MISO_IN_2_MISO_MI | MISO_IN | MISO_MI | Internal | Summer | B5 | 200 | 5000 | 8.06 | 151.21 | 151.19 | 0.01 | 0
2035 | MISO_IN_2_MISO_MI | MISO_IN | MISO_MI | Internal | Summer | B6 | 300 | 5000 | 5.56 | 139.36 | 139.35 | 0.01 | 0
2035 | MISO_IN_2_MISO_MI | MISO_IN | MISO_MI | Internal | Summer | B7 | 400 | 5000 | 4.27 | 130.53 | 130.52 | 0.01 | 0
2035 | MISO_IN_2_MISO_MI | MISO_IN | MISO_MI | Internal | Summer | B8 | 500 | 5000 | 3.46 | 116.57 | 116.56 | 0.01 | 0
2035 | MISO_IN_2_MISO_MI | MISO_IN | MISO_MI | Internal | Summer | B9 | 800 | 5000 | 2.23 | 114.36 | 114.35 | 0.01 | 0
2035 | MISO_IN_2_MISO_MI | MISO_IN | MISO_MI | Internal | Summer | B10 | 1262 | 5000 | 1.6 | 112.96 | 112.95 | 0.01 | 0
2035 | MISO_IN_2_MISO_MI | MISO_IN | MISO_MI | Internal | Winter | B16 | 25 | 5000 | 54.14 | 118.9 | 118.89 | 0.01 | 0
2035 | MISO_IN_2_MISO_MI | MISO_IN | MISO_MI | Internal | Winter | B17 | 100 | 5000 | 520.12 | 118.86 | 118.87 | 0.01 | 0
2035 | MISO_IN_2_MISO_MI | MISO_IN | MISO_MI | Internal | Winter | B18 | 400 | 5000 | 5.22 | 118.89 | 118.88 | 0.01 | 0
2035 | MISO_IN_2_MISO_MI | MISO_IN | MISO_MI | Internal | Winter | B19 | 700 | 5000 | 2103.82 | 118.61 | 118.62 | 0.01 | 0
2035 | MISO_IN_2_MISO_MI | MISO_IN | MISO_MI | Internal | Winter | B20 | 935 | 5000 | 4273.67 | 112.39 | 112.4 | 0.01 | 0
2035 | MISO_IN_2_MISO_MO-IL | MISO_IN | MISO_MO-IL | Internal | Shoulder | B11 | 25 | 5000 | 2537.55 | 128.88 | 128.89 | 0.01 | 0
2035 | MISO_IN_2_MISO_MO-IL | MISO_IN | MISO_MO-IL | Internal | Shoulder | B12 | 200 | 5000 | 7.57 | 115.93 | 115.92 | 0.01 | 0
2035 | MISO_IN_2_MISO_MO-IL | MISO_IN | MISO_MO-IL | Internal | Shoulder | B13 | 600 | 5000 | 0.13 | 115.93 | 115.12 | 0.01 | 0
2035 | MISO_IN_2_MISO_MO-IL | MISO_IN | MISO_MO-IL | Internal | Shoulder | B14 | 900 | 5000 | 0.09 | 114.1 | 113.29 | 0.01 | 0
2035 | MISO_IN_2_MISO_MO-IL | MISO_IN | MISO_MO-IL | Internal | Shoulder | B15 | 1203 | 5000 | 0.07 | 110.5 | 109.69 | 0.01 | 0
2035 | MISO_IN_2_MISO_MO-IL | MISO_IN | MISO_MO-IL | Internal | Summer | B1 | 10 | 5000 | 7.17 | 210.56 | 209.75 | 0.01 | 0
2035 | MISO_IN_2_MISO_MO-IL | MISO_IN | MISO_MO-IL | Internal | Summer | B2 | 25 | 5000 | 2495.22 | 212.35 | 212.36 | 0.01 | 0
2035 | MISO_IN_2_MISO_MO-IL | MISO_IN | MISO_MO-IL | Internal | Summer | B3 | 75 | 5000 | 4743.71 | 208.88 | 208.89 | 0.01 | 0
2035 | MISO_IN_2_MISO_MO-IL | MISO_IN | MISO_MO-IL | Internal | Summer | B4 | 100 | 5000 | 4239.53 | 163.43 | 163.44 | 0.01 | 0
2035 | MISO_IN_2_MISO_MO-IL | MISO_IN | MISO_MO-IL | Internal | Summer | B5 | 200 | 5000 | 3990.44 | 151.21 | 151.22 | 0.01 | 0
2035 | MISO_IN_2_MISO_MO-IL | MISO_IN | MISO_MO-IL | Internal | Summer | B6 | 300 | 5000 | 4570.43 | 139.36 | 139.37 | 0.01 | 0
2035 | MISO_IN_2_MISO_MO-IL | MISO_IN | MISO_MO-IL | Internal | Summer | B7 | 400 | 5000 | 4952.6 | 130.53 | 130.54 | 0.01 | 0
2035 | MISO_IN_2_MISO_MO-IL | MISO_IN | MISO_MO-IL | Internal | Summer | B8 | 500 | 5000 | 5579.8 | 116.57 | 118.04 | 0.01 | 1.45
2035 | MISO_IN_2_MISO_MO-IL | MISO_IN | MISO_MO-IL | Internal | Summer | B9 | 800 | 5000 | 5.87 | 114.36 | 114.36 | 0.01 | 0
2035 | MISO_IN_2_MISO_MO-IL | MISO_IN | MISO_MO-IL | Internal | Summer | B10 | 1262 | 5000 | 0.06 | 112.96 | 112.15 | 0.01 | 0
2035 | MISO_IN_2_MISO_MO-IL | MISO_IN | MISO_MO-IL | Internal | Winter | B16 | 25 | 5000 | 2.96 | 118.9 | 118.09 | 0.01 | 0
2035 | MISO_IN_2_MISO_MO-IL | MISO_IN | MISO_MO-IL | Internal | Winter | B17 | 100 | 5000 | 0.77 | 118.86 | 118.06 | 0.01 | 0
2035 | MISO_IN_2_MISO_MO-IL | MISO_IN | MISO_MO-IL | Internal | Winter | B18 | 400 | 5000 | 0.2 | 118.89 | 118.08 | 0.01 | 0
2035 | MISO_IN_2_MISO_MO-IL | MISO_IN | MISO_MO-IL | Internal | Winter | B19 | 700 | 5000 | 0.12 | 118.61 | 117.8 | 0.01 | 0
2035 | MISO_IN_2_MISO_MO-IL | MISO_IN | MISO_MO-IL | Internal | Winter | B20 | 935 | 5000 | 0.09 | 112.39 | 111.58 | 0.01 | 0
2035 | MISO_IN_2_NonRTO_Midwest | MISO_IN | NonRTO_Midwest | Internal | Shoulder | B11 | 25 | 4800 | 195.06 | 128.88 | 136.86 | 8 | 0
2035 | MISO_IN_2_NonRTO_Midwest | MISO_IN | NonRTO_Midwest | Internal | Shoulder | B12 | 200 | 4800 | 277.39 | 115.93 | 123.93 | 8 | 0
2035 | MISO_IN_2_NonRTO_Midwest | MISO_IN | NonRTO_Midwest | Internal | Shoulder | B13 | 600 | 4800 | 0.04 | 115.93 | 118.5 | 8 | 0
2035 | MISO_IN_2_NonRTO_Midwest | MISO_IN | NonRTO_Midwest | Internal | Shoulder | B14 | 900 | 4800 | 0.05 | 114.1 | 118.5 | 8 | 0
2035 | MISO_IN_2_NonRTO_Midwest | MISO_IN | NonRTO_Midwest | Internal | Shoulder | B15 | 1203 | 4800 | 1249.35 | 110.5 | 118.5 | 8 | 0
2035 | MISO_IN_2_NonRTO_Midwest | MISO_IN | NonRTO_Midwest | Internal | Summer | B1 | 10 | 4800 | 1876.08 | 210.56 | 218.55 | 8 | 0
2035 | MISO_IN_2_NonRTO_Midwest | MISO_IN | NonRTO_Midwest | Internal | Summer | B2 | 25 | 4800 | 6.85 | 212.35 | 219.86 | 8 | 0
2035 | MISO_IN_2_NonRTO_Midwest | MISO_IN | NonRTO_Midwest | Internal | Summer | B3 | 75 | 4800 | 1192.58 | 208.88 | 216.88 | 8 | 0
2035 | MISO_IN_2_NonRTO_Midwest | MISO_IN | NonRTO_Midwest | Internal | Summer | B4 | 100 | 4800 | 783.25 | 163.43 | 171.43 | 8 | 0
2035 | MISO_IN_2_NonRTO_Midwest | MISO_IN | NonRTO_Midwest | Internal | Summer | B5 | 200 | 4800 | 472.55 | 151.21 | 159.2 | 8 | 0
2035 | MISO_IN_2_NonRTO_Midwest | MISO_IN | NonRTO_Midwest | Internal | Summer | B6 | 300 | 4800 | 0.04 | 139.36 | 139.93 | 8 | 0
2035 | MISO_IN_2_NonRTO_Midwest | MISO_IN | NonRTO_Midwest | Internal | Summer | B7 | 400 | 4800 | 0.02 | 130.53 | 122.53 | 8 | 0
2035 | MISO_IN_2_NonRTO_Midwest | MISO_IN | NonRTO_Midwest | Internal | Summer | B8 | 500 | 4800 | 0.02 | 116.57 | 116.99 | 8 | 0
2035 | MISO_IN_2_NonRTO_Midwest | MISO_IN | NonRTO_Midwest | Internal | Summer | B9 | 800 | 4800 | 0.02 | 114.36 | 116.99 | 8 | 0
2035 | MISO_IN_2_NonRTO_Midwest | MISO_IN | NonRTO_Midwest | Internal | Summer | B10 | 1262 | 4800 | 0.02 | 112.96 | 116.99 | 8 | 0
2035 | MISO_IN_2_NonRTO_Midwest | MISO_IN | NonRTO_Midwest | Internal | Winter | B16 | 25 | 4800 | 1869.4 | 118.9 | 126.9 | 8 | 0
2035 | MISO_IN_2_NonRTO_Midwest | MISO_IN | NonRTO_Midwest | Internal | Winter | B17 | 100 | 4800 | 833.48 | 118.86 | 126.86 | 8 | 0
2035 | MISO_IN_2_NonRTO_Midwest | MISO_IN | NonRTO_Midwest | Internal | Winter | B18 | 400 | 4800 | 0.08 | 118.89 | 123.09 | 8 | 0
2035 | MISO_IN_2_NonRTO_Midwest | MISO_IN | NonRTO_Midwest | Internal | Winter | B19 | 700 | 4800 | 0.04 | 118.61 | 121.82 | 8 | 0
2035 | MISO_IN_2_NonRTO_Midwest | MISO_IN | NonRTO_Midwest | Internal | Winter | B20 | 935 | 4800 | 3314.33 | 112.39 | 120.39 | 8 | 0
2035 | MISO_IN_2_PJM_ROR | MISO_IN | PJM_ROR | Internal | Shoulder | B11 | 25 | 992 | 62.6 | 128.88 | 130.85 | 2 | 0
2035 | MISO_IN_2_PJM_ROR | MISO_IN | PJM_ROR | Internal | Shoulder | B12 | 200 | 992 | 0.23 | 115.93 | 116.09 | 2 | 0
2035 | MISO_IN_2_PJM_ROR | MISO_IN | PJM_ROR | Internal | Shoulder | B13 | 600 | 992 | 0.07 | 115.93 | 116.09 | 2 | 0
2035 | MISO_IN_2_PJM_ROR | MISO_IN | PJM_ROR | Internal | Shoulder | B14 | 900 | 992 | 0.06 | 114.1 | 114.75 | 2 | 0
2035 | MISO_IN_2_PJM_ROR | MISO_IN | PJM_ROR | Internal | Shoulder | B15 | 1203 | 992 | 0.04 | 110.5 | 111.15 | 2 | 0
2035 | MISO_IN_2_PJM_ROR | MISO_IN | PJM_ROR | Internal | Summer | B1 | 10 | 992 | 59.65 | 210.56 | 212.52 | 2 | 0.01
2035 | MISO_IN_2_PJM_ROR | MISO_IN | PJM_ROR | Internal | Summer | B2 | 25 | 992 | 1.5 | 212.35 | 212.52 | 2 | 0
2035 | MISO_IN_2_PJM_ROR | MISO_IN | PJM_ROR | Internal | Summer | B3 | 75 | 992 | 0.55 | 208.88 | 209.07 | 2 | 0
2035 | MISO_IN_2_PJM_ROR | MISO_IN | PJM_ROR | Internal | Summer | B4 | 100 | 992 | 502.65 | 163.43 | 165.43 | 2 | 0
2035 | MISO_IN_2_PJM_ROR | MISO_IN | PJM_ROR | Internal | Summer | B5 | 200 | 992 | 758.87 | 151.21 | 153.21 | 2 | 0
2035 | MISO_IN_2_PJM_ROR | MISO_IN | PJM_ROR | Internal | Summer | B6 | 300 | 992 | 985.32 | 139.36 | 141.37 | 2 | 0.01
2035 | MISO_IN_2_PJM_ROR | MISO_IN | PJM_ROR | Internal | Summer | B7 | 400 | 992 | 0.14 | 130.53 | 131.35 | 2 | 0
2035 | MISO_IN_2_PJM_ROR | MISO_IN | PJM_ROR | Internal | Summer | B8 | 500 | 992 | 0.23 | 116.57 | 118.2 | 2 | 0
2035 | MISO_IN_2_PJM_ROR | MISO_IN | PJM_ROR | Internal | Summer | B9 | 800 | 992 | 0.05 | 114.36 | 114.52 | 2 | 0
2035 | MISO_IN_2_PJM_ROR | MISO_IN | PJM_ROR | Internal | Summer | B10 | 1262 | 992 | 0.03 | 112.96 | 113.12 | 2 | 0
2035 | MISO_IN_2_PJM_ROR | MISO_IN | PJM_ROR | Internal | Winter | B16 | 25 | 992 | 1.49 | 118.9 | 119.07 | 2 | 0
2035 | MISO_IN_2_PJM_ROR | MISO_IN | PJM_ROR | Internal | Winter | B17 | 100 | 992 | 0.4 | 118.86 | 119.04 | 2 | 0
2035 | MISO_IN_2_PJM_ROR | MISO_IN | PJM_ROR | Internal | Winter | B18 | 400 | 992 | 0.1 | 118.89 | 119.04 | 2 | 0
2035 | MISO_IN_2_PJM_ROR | MISO_IN | PJM_ROR | Internal | Winter | B19 | 700 | 992 | 0.06 | 118.61 | 118.79 | 2 | 0
2035 | MISO_IN_2_PJM_ROR | MISO_IN | PJM_ROR | Internal | Winter | B20 | 935 | 992 | 0.06 | 112.39 | 113.04 | 2 | 0
2035 | MISO_MI_2_IESO | MISO_MI | IESO | Internal | Shoulder | B11 | 25 | 1580 | 0.14 | 128.86 | 109.73 | 8 | 0
2035 | MISO_MI_2_IESO | MISO_MI | IESO | Internal | Shoulder | B12 | 200 | 1580 | 0.02 | 115.92 | 96.78 | 8 | 0
2035 | MISO_MI_2_IESO | MISO_MI | IESO | Internal | Shoulder | B13 | 600 | 1580 | 0 | 115.92 | 96.78 | 8 | 0
2035 | MISO_MI_2_IESO | MISO_MI | IESO | Internal | Shoulder | B14 | 900 | 1580 | 0 | 114.58 | 95.45 | 8 | 0
2035 | MISO_MI_2_IESO | MISO_MI | IESO | Internal | Shoulder | B15 | 1203 | 1580 | 0 | 110.99 | 95.45 | 8 | 0
2035 | MISO_MI_2_IESO | MISO_MI | IESO | Internal | Summer | B1 | 10 | 1580 | 0.35 | 210.55 | 191.41 | 8 | 0
2035 | MISO_MI_2_IESO | MISO_MI | IESO | Internal | Summer | B2 | 25 | 1580 | 0.14 | 212.34 | 193.21 | 8 | 0
2035 | MISO_MI_2_IESO | MISO_MI | IESO | Internal | Summer | B3 | 75 | 1580 | 0.05 | 208.86 | 189.73 | 8 | 0
2035 | MISO_MI_2_IESO | MISO_MI | IESO | Internal | Summer | B4 | 100 | 1580 | 0.04 | 163.42 | 144.28 | 8 | 0
2035 | MISO_MI_2_IESO | MISO_MI | IESO | Internal | Summer | B5 | 200 | 1580 | 0.02 | 151.19 | 132.06 | 8 | 0
2035 | MISO_MI_2_IESO | MISO_MI | IESO | Internal | Summer | B6 | 300 | 1580 | 0.01 | 139.35 | 120.22 | 8 | 0
2035 | MISO_MI_2_IESO | MISO_MI | IESO | Internal | Summer | B7 | 400 | 1580 | 0 | 130.52 | 111.38 | 8 | 0
2035 | MISO_MI_2_IESO | MISO_MI | IESO | Internal | Summer | B8 | 500 | 1580 | 0 | 116.56 | 97.43 | 8 | 0
2035 | MISO_MI_2_IESO | MISO_MI | IESO | Internal | Summer | B9 | 800 | 1580 | 0 | 114.35 | 95.22 | 8 | 0
2035 | MISO_MI_2_IESO | MISO_MI | IESO | Internal | Summer | B10 | 1262 | 1580 | 0 | 112.95 | 93.82 | 8 | 0
2035 | MISO_MI_2_IESO | MISO_MI | IESO | Internal | Winter | B16 | 25 | 1580 | 0.14 | 118.89 | 99.75 | 8 | 0
2035 | MISO_MI_2_IESO | MISO_MI | IESO | Internal | Winter | B17 | 100 | 1580 | 0.04 | 118.87 | 99.74 | 8 | 0
2035 | MISO_MI_2_IESO | MISO_MI | IESO | Internal | Winter | B18 | 400 | 1580 | 0 | 118.88 | 99.74 | 8 | 0
2035 | MISO_MI_2_IESO | MISO_MI | IESO | Internal | Winter | B19 | 700 | 1580 | 0 | 118.62 | 99.49 | 8 | 0
2035 | MISO_MI_2_IESO | MISO_MI | IESO | Internal | Winter | B20 | 935 | 1580 | 0 | 112.4 | 93.27 | 8 | 0
2035 | MISO_MI_2_MISO_IN | MISO_MI | MISO_IN | Internal | Shoulder | B11 | 25 | 2045 | 11205.25 | 128.86 | 128.88 | 0.01 | 0
2035 | MISO_MI_2_MISO_IN | MISO_MI | MISO_IN | Internal | Shoulder | B12 | 200 | 2045 | 7278.43 | 115.92 | 115.93 | 0.01 | 0
2035 | MISO_MI_2_MISO_IN | MISO_MI | MISO_IN | Internal | Shoulder | B13 | 600 | 2045 | 2663.7 | 115.92 | 115.93 | 0.01 | 0
2035 | MISO_MI_2_MISO_IN | MISO_MI | MISO_IN | Internal | Shoulder | B14 | 900 | 2045 | 0.28 | 114.58 | 114.1 | 0.01 | 0
2035 | MISO_MI_2_MISO_IN | MISO_MI | MISO_IN | Internal | Shoulder | B15 | 1203 | 2045 | 0.17 | 110.99 | 110.5 | 0.01 | 0
2035 | MISO_MI_2_MISO_IN | MISO_MI | MISO_IN | Internal | Summer | B1 | 10 | 2045 | 9926.19 | 210.55 | 210.56 | 0.01 | 0.01
2035 | MISO_MI_2_MISO_IN | MISO_MI | MISO_IN | Internal | Summer | B2 | 25 | 2045 | 13170.36 | 212.34 | 212.35 | 0.01 | 0
2035 | MISO_MI_2_MISO_IN | MISO_MI | MISO_IN | Internal | Summer | B3 | 75 | 2045 | 15765.22 | 208.86 | 208.88 | 0.01 | 0
2035 | MISO_MI_2_MISO_IN | MISO_MI | MISO_IN | Internal | Summer | B4 | 100 | 2045 | 14573.06 | 163.42 | 163.43 | 0.01 | 0
2035 | MISO_MI_2_MISO_IN | MISO_MI | MISO_IN | Internal | Summer | B5 | 200 | 2045 | 13748.17 | 151.19 | 151.21 | 0.01 | 0
2035 | MISO_MI_2_MISO_IN | MISO_MI | MISO_IN | Internal | Summer | B6 | 300 | 2045 | 13496.33 | 139.35 | 139.36 | 0.01 | 0
2035 | MISO_MI_2_MISO_IN | MISO_MI | MISO_IN | Internal | Summer | B7 | 400 | 2045 | 12246.43 | 130.52 | 130.53 | 0.01 | 0
2035 | MISO_MI_2_MISO_IN | MISO_MI | MISO_IN | Internal | Summer | B8 | 500 | 2045 | 12860.9 | 116.56 | 116.57 | 0.01 | 0
2035 | MISO_MI_2_MISO_IN | MISO_MI | MISO_IN | Internal | Summer | B9 | 800 | 2045 | 8858.05 | 114.35 | 114.36 | 0.01 | 0
2035 | MISO_MI_2_MISO_IN | MISO_MI | MISO_IN | Internal | Summer | B10 | 1262 | 2045 | 1929.72 | 112.95 | 112.96 | 0.01 | 0
2035 | MISO_MI_2_MISO_IN | MISO_MI | MISO_IN | Internal | Winter | B16 | 25 | 2045 | 5631.75 | 118.89 | 118.9 | 0.01 | 0
2035 | MISO_MI_2_MISO_IN | MISO_MI | MISO_IN | Internal | Winter | B17 | 100 | 2045 | 28.77 | 118.87 | 118.86 | 0.01 | 0
2035 | MISO_MI_2_MISO_IN | MISO_MI | MISO_IN | Internal | Winter | B18 | 400 | 2045 | 1795.75 | 118.88 | 118.89 | 0.01 | 0
2035 | MISO_MI_2_MISO_IN | MISO_MI | MISO_IN | Internal | Winter | B19 | 700 | 2045 | 4.62 | 118.62 | 118.61 | 0.01 | 0
2035 | MISO_MI_2_MISO_IN | MISO_MI | MISO_IN | Internal | Winter | B20 | 935 | 2045 | 3.11 | 112.4 | 112.39 | 0.01 | 0
2035 | MISO_MI_2_MISO_WUMS | MISO_MI | MISO_WUMS | Internal | Shoulder | B11 | 25 | 117 | 2.39 | 128.86 | 127.69 | 0.01 | 0.02
2035 | MISO_MI_2_MISO_WUMS | MISO_MI | MISO_WUMS | Internal | Shoulder | B12 | 200 | 117 | 0.34 | 115.92 | 114.75 | 0.01 | 0
2035 | MISO_MI_2_MISO_WUMS | MISO_MI | MISO_WUMS | Internal | Shoulder | B13 | 600 | 117 | 0.12 | 115.92 | 114.75 | 0.01 | 0
2035 | MISO_MI_2_MISO_WUMS | MISO_MI | MISO_WUMS | Internal | Shoulder | B14 | 900 | 117 | 0.08 | 114.58 | 113.41 | 0.01 | 0
2035 | MISO_MI_2_MISO_WUMS | MISO_MI | MISO_WUMS | Internal | Shoulder | B15 | 1203 | 117 | 0.06 | 110.99 | 109.82 | 0.01 | 0
2035 | MISO_MI_2_MISO_WUMS | MISO_MI | MISO_WUMS | Internal | Summer | B1 | 10 | 117 | 5.59 | 210.55 | 209.38 | 0.01 | 0.05
2035 | MISO_MI_2_MISO_WUMS | MISO_MI | MISO_WUMS | Internal | Summer | B2 | 25 | 117 | 2.37 | 212.34 | 211.17 | 0.01 | 0.02
2035 | MISO_MI_2_MISO_WUMS | MISO_MI | MISO_WUMS | Internal | Summer | B3 | 75 | 117 | 0.85 | 208.86 | 207.7 | 0.01 | 0.01
2035 | MISO_MI_2_MISO_WUMS | MISO_MI | MISO_WUMS | Internal | Summer | B4 | 100 | 117 | 0.65 | 163.42 | 162.25 | 0.01 | 0.01
2035 | MISO_MI_2_MISO_WUMS | MISO_MI | MISO_WUMS | Internal | Summer | B5 | 200 | 117 | 0.34 | 151.19 | 150.02 | 0.01 | 0
2035 | MISO_MI_2_MISO_WUMS | MISO_MI | MISO_WUMS | Internal | Summer | B6 | 300 | 117 | 0.23 | 139.35 | 138.18 | 0.01 | 0
2035 | MISO_MI_2_MISO_WUMS | MISO_MI | MISO_WUMS | Internal | Summer | B7 | 400 | 117 | 0.17 | 130.52 | 129.35 | 0.01 | 0
2035 | MISO_MI_2_MISO_WUMS | MISO_MI | MISO_WUMS | Internal | Summer | B8 | 500 | 117 | 0.14 | 116.56 | 115.39 | 0.01 | 0
2035 | MISO_MI_2_MISO_WUMS | MISO_MI | MISO_WUMS | Internal | Summer | B9 | 800 | 117 | 0.09 | 114.35 | 113.18 | 0.01 | 0
2035 | MISO_MI_2_MISO_WUMS | MISO_MI | MISO_WUMS | Internal | Summer | B10 | 1262 | 117 | 0.06 | 112.95 | 111.78 | 0.01 | 0
2035 | MISO_MI_2_MISO_WUMS | MISO_MI | MISO_WUMS | Internal | Winter | B16 | 25 | 117 | 2.37 | 118.89 | 117.72 | 0.01 | 0.02
2035 | MISO_MI_2_MISO_WUMS | MISO_MI | MISO_WUMS | Internal | Winter | B17 | 100 | 117 | 0.65 | 118.87 | 117.71 | 0.01 | 0.01
2035 | MISO_MI_2_MISO_WUMS | MISO_MI | MISO_WUMS | Internal | Winter | B18 | 400 | 117 | 0.17 | 118.88 | 117.71 | 0.01 | 0
2035 | MISO_MI_2_MISO_WUMS | MISO_MI | MISO_WUMS | Internal | Winter | B19 | 700 | 117 | 0.11 | 118.62 | 117.45 | 0.01 | 0
2035 | MISO_MI_2_MISO_WUMS | MISO_MI | MISO_WUMS | Internal | Winter | B20 | 935 | 117 | 0.11 | 112.4 | 111.7 | 0.01 | 0
2035 | MISO_MI_2_PJM_ROR | MISO_MI | PJM_ROR | Internal | Shoulder | B11 | 25 | 1424 | 278.03 | 128.86 | 130.85 | 2 | 0
2035 | MISO_MI_2_PJM_ROR | MISO_MI | PJM_ROR | Internal | Shoulder | B12 | 200 | 1424 | 0.25 | 115.92 | 116.09 | 2 | 0
2035 | MISO_MI_2_PJM_ROR | MISO_MI | PJM_ROR | Internal | Shoulder | B13 | 600 | 1424 | 0.08 | 115.92 | 116.09 | 2 | 0
2035 | MISO_MI_2_PJM_ROR | MISO_MI | PJM_ROR | Internal | Shoulder | B14 | 900 | 1424 | 0.05 | 114.58 | 114.75 | 2 | 0
2035 | MISO_MI_2_PJM_ROR | MISO_MI | PJM_ROR | Internal | Shoulder | B15 | 1203 | 1424 | 0.04 | 110.99 | 111.15 | 2 | 0
2035 | MISO_MI_2_PJM_ROR | MISO_MI | PJM_ROR | Internal | Summer | B1 | 10 | 1424 | 95.75 | 210.55 | 212.52 | 2 | 0
2035 | MISO_MI_2_PJM_ROR | MISO_MI | PJM_ROR | Internal | Summer | B2 | 25 | 1424 | 1.67 | 212.34 | 212.52 | 2 | 0
2035 | MISO_MI_2_PJM_ROR | MISO_MI | PJM_ROR | Internal | Summer | B3 | 75 | 1424 | 0.61 | 208.86 | 209.07 | 2 | 0
2035 | MISO_MI_2_PJM_ROR | MISO_MI | PJM_ROR | Internal | Summer | B4 | 100 | 1424 | 1401.88 | 163.42 | 165.43 | 2 | 0.01
2035 | MISO_MI_2_PJM_ROR | MISO_MI | PJM_ROR | Internal | Summer | B5 | 200 | 1424 | 1413.28 | 151.19 | 153.21 | 2 | 0.01
2035 | MISO_MI_2_PJM_ROR | MISO_MI | PJM_ROR | Internal | Summer | B6 | 300 | 1424 | 1420.44 | 139.35 | 141.37 | 2 | 0.03
2035 | MISO_MI_2_PJM_ROR | MISO_MI | PJM_ROR | Internal | Summer | B7 | 400 | 1424 | 0.16 | 130.52 | 131.35 | 2 | 0
2035 | MISO_MI_2_PJM_ROR | MISO_MI | PJM_ROR | Internal | Summer | B8 | 500 | 1424 | 0.26 | 116.56 | 118.2 | 2 | 0
2035 | MISO_MI_2_PJM_ROR | MISO_MI | PJM_ROR | Internal | Summer | B9 | 800 | 1424 | 0.06 | 114.35 | 114.52 | 2 | 0
2035 | MISO_MI_2_PJM_ROR | MISO_MI | PJM_ROR | Internal | Summer | B10 | 1262 | 1424 | 0.04 | 112.95 | 113.12 | 2 | 0
2035 | MISO_MI_2_PJM_ROR | MISO_MI | PJM_ROR | Internal | Winter | B16 | 25 | 1424 | 1.65 | 118.89 | 119.07 | 2 | 0
2035 | MISO_MI_2_PJM_ROR | MISO_MI | PJM_ROR | Internal | Winter | B17 | 100 | 1424 | 0.44 | 118.87 | 119.04 | 2 | 0
2035 | MISO_MI_2_PJM_ROR | MISO_MI | PJM_ROR | Internal | Winter | B18 | 400 | 1424 | 0.11 | 118.88 | 119.04 | 2 | 0
2035 | MISO_MI_2_PJM_ROR | MISO_MI | PJM_ROR | Internal | Winter | B19 | 700 | 1424 | 0.07 | 118.62 | 118.79 | 2 | 0
2035 | MISO_MI_2_PJM_ROR | MISO_MI | PJM_ROR | Internal | Winter | B20 | 935 | 1424 | 0.06 | 112.4 | 113.04 | 2 | 0
2035 | MISO_MO-IL_2_ENT | MISO_MO-IL | ENT | Internal | Shoulder | B11 | 25 | 2540 | 3.45 | 128.89 | 136.4 | 8 | 0
2035 | MISO_MO-IL_2_ENT | MISO_MO-IL | ENT | Internal | Shoulder | B12 | 200 | 2540 | 0.06 | 115.92 | 115.33 | 8 | 0
2035 | MISO_MO-IL_2_ENT | MISO_MO-IL | ENT | Internal | Shoulder | B13 | 600 | 2540 | 0.02 | 115.12 | 114.53 | 8 | 0
2035 | MISO_MO-IL_2_ENT | MISO_MO-IL | ENT | Internal | Shoulder | B14 | 900 | 2540 | 0.01 | 113.29 | 112.7 | 8 | 0
2035 | MISO_MO-IL_2_ENT | MISO_MO-IL | ENT | Internal | Shoulder | B15 | 1203 | 2540 | 0 | 109.69 | 109.1 | 8 | 0
2035 | MISO_MO-IL_2_ENT | MISO_MO-IL | ENT | Internal | Summer | B1 | 10 | 2540 | 1.03 | 209.75 | 209.16 | 8 | 0
2035 | MISO_MO-IL_2_ENT | MISO_MO-IL | ENT | Internal | Summer | B2 | 25 | 2540 | 0.59 | 212.36 | 214.86 | 8 | 0
2035 | MISO_MO-IL_2_ENT | MISO_MO-IL | ENT | Internal | Summer | B3 | 75 | 2540 | 0.62 | 208.89 | 214.87 | 8 | 0
2035 | MISO_MO-IL_2_ENT | MISO_MO-IL | ENT | Internal | Summer | B4 | 100 | 2540 | 165.34 | 163.44 | 171.44 | 8 | 0
2035 | MISO_MO-IL_2_ENT | MISO_MO-IL | ENT | Internal | Summer | B5 | 200 | 2540 | 0.06 | 151.22 | 150.75 | 8 | 0
2035 | MISO_MO-IL_2_ENT | MISO_MO-IL | ENT | Internal | Summer | B6 | 300 | 2540 | 0.05 | 139.37 | 140.33 | 8 | 0
2035 | MISO_MO-IL_2_ENT | MISO_MO-IL | ENT | Internal | Summer | B7 | 400 | 2540 | 0.06 | 130.54 | 134.55 | 8 | 0
2035 | MISO_MO-IL_2_ENT | MISO_MO-IL | ENT | Internal | Summer | B8 | 500 | 2540 | 6245.95 | 118.04 | 126.29 | 8 | 0.26
2035 | MISO_MO-IL_2_ENT | MISO_MO-IL | ENT | Internal | Summer | B9 | 800 | 2540 | 2106.32 | 114.36 | 122.36 | 8 | 0
2035 | MISO_MO-IL_2_ENT | MISO_MO-IL | ENT | Internal | Summer | B10 | 1262 | 2540 | 0 | 112.15 | 111.56 | 8 | 0
2035 | MISO_MO-IL_2_ENT | MISO_MO-IL | ENT | Internal | Winter | B16 | 25 | 2540 | 0.43 | 118.09 | 117.5 | 8 | 0
2035 | MISO_MO-IL_2_ENT | MISO_MO-IL | ENT | Internal | Winter | B17 | 100 | 2540 | 0.11 | 118.06 | 117.46 | 8 | 0
2035 | MISO_MO-IL_2_ENT | MISO_MO-IL | ENT | Internal | Winter | B18 | 400 | 2540 | 0.03 | 118.08 | 117.49 | 8 | 0
2035 | MISO_MO-IL_2_ENT | MISO_MO-IL | ENT | Internal | Winter | B19 | 700 | 2540 | 0.02 | 117.8 | 117.21 | 8 | 0
2035 | MISO_MO-IL_2_ENT | MISO_MO-IL | ENT | Internal | Winter | B20 | 935 | 2540 | 0.01 | 111.58 | 110.99 | 8 | 0
2035 | MISO_MO-IL_2_MISO_IN | MISO_MO-IL | MISO_IN | Internal | Shoulder | B11 | 25 | 2100 | 45.88 | 128.89 | 128.88 | 0.01 | 0
2035 | MISO_MO-IL_2_MISO_IN | MISO_MO-IL | MISO_IN | Internal | Shoulder | B12 | 200 | 2100 | 853.49 | 115.92 | 115.93 | 0.01 | 0
2035 | MISO_MO-IL_2_MISO_IN | MISO_MO-IL | MISO_IN | Internal | Shoulder | B13 | 600 | 2100 | 4723.7 | 115.12 | 115.93 | 0.01 | 0.8
2035 | MISO_MO-IL_2_MISO_IN | MISO_MO-IL | MISO_IN | Internal | Shoulder | B14 | 900 | 2100 | 14960.46 | 113.29 | 114.1 | 0.01 | 0.8
2035 | MISO_MO-IL_2_MISO_IN | MISO_MO-IL | MISO_IN | Internal | Shoulder | B15 | 1203 | 2100 | 15243.99 | 109.69 | 110.5 | 0.01 | 0.8
2035 | MISO_MO-IL_2_MISO_IN | MISO_MO-IL | MISO_IN | Internal | Summer | B1 | 10 | 2100 | 3050.29 | 209.75 | 210.56 | 0.01 | 0.8
2035 | MISO_MO-IL_2_MISO_IN | MISO_MO-IL | MISO_IN | Internal | Summer | B2 | 25 | 2100 | 45.14 | 212.36 | 212.35 | 0.01 | 0
2035 | MISO_MO-IL_2_MISO_IN | MISO_MO-IL | MISO_IN | Internal | Summer | B3 | 75 | 2100 | 12.59 | 208.89 | 208.88 | 0.01 | 0
2035 | MISO_MO-IL_2_MISO_IN | MISO_MO-IL | MISO_IN | Internal | Summer | B4 | 100 | 2100 | 10.82 | 163.44 | 163.43 | 0.01 | 0
2035 | MISO_MO-IL_2_MISO_IN | MISO_MO-IL | MISO_IN | Internal | Summer | B5 | 200 | 2100 | 6.47 | 151.22 | 151.21 | 0.01 | 0
2035 | MISO_MO-IL_2_MISO_IN | MISO_MO-IL | MISO_IN | Internal | Summer | B6 | 300 | 2100 | 4.4 | 139.37 | 139.36 | 0.01 | 0
2035 | MISO_MO-IL_2_MISO_IN | MISO_MO-IL | MISO_IN | Internal | Summer | B7 | 400 | 2100 | 2.58 | 130.54 | 130.53 | 0.01 | 0
2035 | MISO_MO-IL_2_MISO_IN | MISO_MO-IL | MISO_IN | Internal | Summer | B8 | 500 | 2100 | 0.24 | 118.04 | 116.57 | 0.01 | 0
2035 | MISO_MO-IL_2_MISO_IN | MISO_MO-IL | MISO_IN | Internal | Summer | B9 | 800 | 2100 | 4.36 | 114.36 | 114.36 | 0.01 | 0
2035 | MISO_MO-IL_2_MISO_IN | MISO_MO-IL | MISO_IN | Internal | Summer | B10 | 1262 | 2100 | 6978.45 | 112.15 | 112.96 | 0.01 | 0.8
2035 | MISO_MO-IL_2_MISO_IN | MISO_MO-IL | MISO_IN | Internal | Winter | B16 | 25 | 2100 | 5825.08 | 118.09 | 118.9 | 0.01 | 0.8
2035 | MISO_MO-IL_2_MISO_IN | MISO_MO-IL | MISO_IN | Internal | Winter | B17 | 100 | 2100 | 10056.88 | 118.06 | 118.86 | 0.01 | 0.8
2035 | MISO_MO-IL_2_MISO_IN | MISO_MO-IL | MISO_IN | Internal | Winter | B18 | 400 | 2100 | 6178.59 | 118.08 | 118.89 | 0.01 | 0.8
2035 | MISO_MO-IL_2_MISO_IN | MISO_MO-IL | MISO_IN | Internal | Winter | B19 | 700 | 2100 | 9458.84 | 117.8 | 118.61 | 0.01 | 0.8
2035 | MISO_MO-IL_2_MISO_IN | MISO_MO-IL | MISO_IN | Internal | Winter | B20 | 935 | 2100 | 17100.18 | 111.58 | 112.39 | 0.01 | 0.8
2035 | MISO_MO-IL_2_MISO_W | MISO_MO-IL | MISO_W | Internal | Shoulder | B11 | 25 | 960 | 0.5 | 128.89 | 122.4 | 0.01 | 0
2035 | MISO_MO-IL_2_MISO_W | MISO_MO-IL | MISO_W | Internal | Shoulder | B12 | 200 | 960 | 0.06 | 115.92 | 107.63 | 0.01 | 0
2035 | MISO_MO-IL_2_MISO_W | MISO_MO-IL | MISO_W | Internal | Shoulder | B13 | 600 | 960 | 0.02 | 115.12 | 107.63 | 0.01 | 0
2035 | MISO_MO-IL_2_MISO_W | MISO_MO-IL | MISO_W | Internal | Shoulder | B14 | 900 | 960 | 0.01 | 113.29 | 106.29 | 0.01 | 0
2035 | MISO_MO-IL_2_MISO_W | MISO_MO-IL | MISO_W | Internal | Shoulder | B15 | 1203 | 960 | 0.01 | 109.69 | 102.7 | 0.01 | 0
2035 | MISO_MO-IL_2_MISO_W | MISO_MO-IL | MISO_W | Internal | Summer | B1 | 10 | 960 | 1.38 | 209.75 | 204.06 | 0.01 | 0.01
2035 | MISO_MO-IL_2_MISO_W | MISO_MO-IL | MISO_W | Internal | Summer | B2 | 25 | 960 | 0.42 | 212.36 | 204.06 | 0.01 | 0
2035 | MISO_MO-IL_2_MISO_W | MISO_MO-IL | MISO_W | Internal | Summer | B3 | 75 | 960 | 0.15 | 208.89 | 200.61 | 0.01 | 0
2035 | MISO_MO-IL_2_MISO_W | MISO_MO-IL | MISO_W | Internal | Summer | B4 | 100 | 960 | 0.13 | 163.44 | 156.97 | 0.01 | 0
2035 | MISO_MO-IL_2_MISO_W | MISO_MO-IL | MISO_W | Internal | Summer | B5 | 200 | 960 | 0.07 | 151.22 | 144.75 | 0.01 | 0
2035 | MISO_MO-IL_2_MISO_W | MISO_MO-IL | MISO_W | Internal | Summer | B6 | 300 | 960 | 0.05 | 139.37 | 132.92 | 0.01 | 0
2035 | MISO_MO-IL_2_MISO_W | MISO_MO-IL | MISO_W | Internal | Summer | B7 | 400 | 960 | 0.03 | 130.54 | 122.89 | 0.01 | 0
2035 | MISO_MO-IL_2_MISO_W | MISO_MO-IL | MISO_W | Internal | Summer | B8 | 500 | 960 | 0.02 | 118.04 | 109.74 | 0.01 | 0
2035 | MISO_MO-IL_2_MISO_W | MISO_MO-IL | MISO_W | Internal | Summer | B9 | 800 | 960 | 0.01 | 114.36 | 106.06 | 0.01 | 0
2035 | MISO_MO-IL_2_MISO_W | MISO_MO-IL | MISO_W | Internal | Summer | B10 | 1262 | 960 | 0 | 112.15 | 104.66 | 0.01 | 0
2035 | MISO_MO-IL_2_MISO_W | MISO_MO-IL | MISO_W | Internal | Winter | B16 | 25 | 960 | 0.46 | 118.09 | 110.61 | 0.01 | 0
2035 | MISO_MO-IL_2_MISO_W | MISO_MO-IL | MISO_W | Internal | Winter | B17 | 100 | 960 | 0.12 | 118.06 | 110.59 | 0.01 | 0
2035 | MISO_MO-IL_2_MISO_W | MISO_MO-IL | MISO_W | Internal | Winter | B18 | 400 | 960 | 0.03 | 118.08 | 110.59 | 0.01 | 0
2035 | MISO_MO-IL_2_MISO_W | MISO_MO-IL | MISO_W | Internal | Winter | B19 | 700 | 960 | 0.02 | 117.8 | 110.33 | 0.01 | 0
2035 | MISO_MO-IL_2_MISO_W | MISO_MO-IL | MISO_W | Internal | Winter | B20 | 935 | 960 | 0.01 | 111.58 | 104.58 | 0.01 | 0
2035 | MISO_MO-IL_2_PJM_ROR | MISO_MO-IL | PJM_ROR | Internal | Shoulder | B11 | 25 | 1212 | 33.98 | 128.89 | 130.85 | 2 | 0
2035 | MISO_MO-IL_2_PJM_ROR | MISO_MO-IL | PJM_ROR | Internal | Shoulder | B12 | 200 | 1212 | 0.24 | 115.92 | 116.09 | 2 | 0
2035 | MISO_MO-IL_2_PJM_ROR | MISO_MO-IL | PJM_ROR | Internal | Shoulder | B13 | 600 | 1212 | 0.11 | 115.12 | 116.09 | 2 | 0
2035 | MISO_MO-IL_2_PJM_ROR | MISO_MO-IL | PJM_ROR | Internal | Shoulder | B14 | 900 | 1212 | 0.12 | 113.29 | 114.75 | 2 | 0
2035 | MISO_MO-IL_2_PJM_ROR | MISO_MO-IL | PJM_ROR | Internal | Shoulder | B15 | 1203 | 1212 | 0.09 | 109.69 | 111.15 | 2 | 0
2035 | MISO_MO-IL_2_PJM_ROR | MISO_MO-IL | PJM_ROR | Internal | Summer | B1 | 10 | 1212 | 1211.31 | 209.75 | 212.52 | 2 | 0.78
2035 | MISO_MO-IL_2_PJM_ROR | MISO_MO-IL | PJM_ROR | Internal | Summer | B2 | 25 | 1212 | 1.46 | 212.36 | 212.52 | 2 | 0
2035 | MISO_MO-IL_2_PJM_ROR | MISO_MO-IL | PJM_ROR | Internal | Summer | B3 | 75 | 1212 | 0.52 | 208.89 | 209.07 | 2 | 0
2035 | MISO_MO-IL_2_PJM_ROR | MISO_MO-IL | PJM_ROR | Internal | Summer | B4 | 100 | 1212 | 20.26 | 163.44 | 165.43 | 2 | 0
2035 | MISO_MO-IL_2_PJM_ROR | MISO_MO-IL | PJM_ROR | Internal | Summer | B5 | 200 | 1212 | 13.33 | 151.22 | 153.21 | 2 | 0
2035 | MISO_MO-IL_2_PJM_ROR | MISO_MO-IL | PJM_ROR | Internal | Summer | B6 | 300 | 1212 | 796.57 | 139.37 | 141.37 | 2 | 0
2035 | MISO_MO-IL_2_PJM_ROR | MISO_MO-IL | PJM_ROR | Internal | Summer | B7 | 400 | 1212 | 0.13 | 130.54 | 131.35 | 2 | 0
2035 | MISO_MO-IL_2_PJM_ROR | MISO_MO-IL | PJM_ROR | Internal | Summer | B8 | 500 | 1212 | 0.08 | 118.04 | 118.2 | 2 | 0
2035 | MISO_MO-IL_2_PJM_ROR | MISO_MO-IL | PJM_ROR | Internal | Summer | B9 | 800 | 1212 | 0.05 | 114.36 | 114.52 | 2 | 0
2035 | MISO_MO-IL_2_PJM_ROR | MISO_MO-IL | PJM_ROR | Internal | Summer | B10 | 1262 | 1212 | 0.05 | 112.15 | 113.12 | 2 | 0
2035 | MISO_MO-IL_2_PJM_ROR | MISO_MO-IL | PJM_ROR | Internal | Winter | B16 | 25 | 1212 | 2.23 | 118.09 | 119.07 | 2 | 0
2035 | MISO_MO-IL_2_PJM_ROR | MISO_MO-IL | PJM_ROR | Internal | Winter | B17 | 100 | 1212 | 0.63 | 118.06 | 119.04 | 2 | 0
2035 | MISO_MO-IL_2_PJM_ROR | MISO_MO-IL | PJM_ROR | Internal | Winter | B18 | 400 | 1212 | 0.16 | 118.08 | 119.04 | 2 | 0
2035 | MISO_MO-IL_2_PJM_ROR | MISO_MO-IL | PJM_ROR | Internal | Winter | B19 | 700 | 1212 | 0.1 | 117.8 | 118.79 | 2 | 0
2035 | MISO_MO-IL_2_PJM_ROR | MISO_MO-IL | PJM_ROR | Internal | Winter | B20 | 935 | 1212 | 0.11 | 111.58 | 113.04 | 2 | 0
2035 | MISO_MO-IL_2_SPP_N | MISO_MO-IL | SPP_N | Internal | Shoulder | B11 | 25 | 2000 | 0.15 | 128.89 | 113.12 | 8 | 0
2035 | MISO_MO-IL_2_SPP_N | MISO_MO-IL | SPP_N | Internal | Shoulder | B12 | 200 | 2000 | 0.02 | 115.92 | 92.04 | 8 | 0
2035 | MISO_MO-IL_2_SPP_N | MISO_MO-IL | SPP_N | Internal | Shoulder | B13 | 600 | 2000 | 0 | 115.12 | 91.25 | 8 | 0
2035 | MISO_MO-IL_2_SPP_N | MISO_MO-IL | SPP_N | Internal | Shoulder | B14 | 900 | 2000 | 0 | 113.29 | 89.41 | 8 | 0
2035 | MISO_MO-IL_2_SPP_N | MISO_MO-IL | SPP_N | Internal | Shoulder | B15 | 1203 | 2000 | 0 | 109.69 | 85.82 | 8 | 0
2035 | MISO_MO-IL_2_SPP_N | MISO_MO-IL | SPP_N | Internal | Summer | B1 | 10 | 2000 | 0.29 | 209.75 | 185.88 | 8 | 0
2035 | MISO_MO-IL_2_SPP_N | MISO_MO-IL | SPP_N | Internal | Summer | B2 | 25 | 2000 | 0.13 | 212.36 | 191.58 | 8 | 0
2035 | MISO_MO-IL_2_SPP_N | MISO_MO-IL | SPP_N | Internal | Summer | B3 | 75 | 2000 | 0.06 | 208.89 | 196.21 | 8 | 0
2035 | MISO_MO-IL_2_SPP_N | MISO_MO-IL | SPP_N | Internal | Summer | B4 | 100 | 2000 | 0.05 | 163.44 | 151.98 | 8 | 0
2035 | MISO_MO-IL_2_SPP_N | MISO_MO-IL | SPP_N | Internal | Summer | B5 | 200 | 2000 | 0.02 | 151.22 | 139.97 | 8 | 0
2035 | MISO_MO-IL_2_SPP_N | MISO_MO-IL | SPP_N | Internal | Summer | B6 | 300 | 2000 | 0.02 | 139.37 | 134.37 | 8 | 0
2035 | MISO_MO-IL_2_SPP_N | MISO_MO-IL | SPP_N | Internal | Summer | B7 | 400 | 2000 | 0.02 | 130.54 | 128.51 | 8 | 0
2035 | MISO_MO-IL_2_SPP_N | MISO_MO-IL | SPP_N | Internal | Summer | B8 | 500 | 2000 | 0 | 118.04 | 103.01 | 8 | 0
2035 | MISO_MO-IL_2_SPP_N | MISO_MO-IL | SPP_N | Internal | Summer | B9 | 800 | 2000 | 0 | 114.36 | 99.07 | 8 | 0
2035 | MISO_MO-IL_2_SPP_N | MISO_MO-IL | SPP_N | Internal | Summer | B10 | 1262 | 2000 | 0 | 112.15 | 88.28 | 8 | 0
2035 | MISO_MO-IL_2_SPP_N | MISO_MO-IL | SPP_N | Internal | Winter | B16 | 25 | 2000 | 0.12 | 118.09 | 94.22 | 8 | 0
2035 | MISO_MO-IL_2_SPP_N | MISO_MO-IL | SPP_N | Internal | Winter | B17 | 100 | 2000 | 0.03 | 118.06 | 94.18 | 8 | 0
2035 | MISO_MO-IL_2_SPP_N | MISO_MO-IL | SPP_N | Internal | Winter | B18 | 400 | 2000 | 0 | 118.08 | 94.2 | 8 | 0
2035 | MISO_MO-IL_2_SPP_N | MISO_MO-IL | SPP_N | Internal | Winter | B19 | 700 | 2000 | 0 | 117.8 | 93.92 | 8 | 0
2035 | MISO_MO-IL_2_SPP_N | MISO_MO-IL | SPP_N | Internal | Winter | B20 | 935 | 2000 | 0 | 111.58 | 87.7 | 8 | 0
2035 | MISO_MO-IL_2_TVA_Transmission | MISO_MO-IL | TVA_Transmission | Internal | Shoulder | B11 | 25 | 4000 | 0.7 | 128.89 | 131.94 | 8 | 0
2035 | MISO_MO-IL_2_TVA_Transmission | MISO_MO-IL | TVA_Transmission | Internal | Shoulder | B12 | 200 | 4000 | 0.12 | 115.92 | 120.01 | 8 | 0
2035 | MISO_MO-IL_2_TVA_Transmission | MISO_MO-IL | TVA_Transmission | Internal | Shoulder | B13 | 600 | 4000 | 0.05 | 115.12 | 119.7 | 8 | 0
2035 | MISO_MO-IL_2_TVA_Transmission | MISO_MO-IL | TVA_Transmission | Internal | Shoulder | B14 | 900 | 4000 | 0.05 | 113.29 | 119.18 | 8 | 0
2035 | MISO_MO-IL_2_TVA_Transmission | MISO_MO-IL | TVA_Transmission | Internal | Shoulder | B15 | 1203 | 4000 | 0.1 | 109.69 | 117.1 | 8 | 0
2035 | MISO_MO-IL_2_TVA_Transmission | MISO_MO-IL | TVA_Transmission | Internal | Summer | B1 | 10 | 4000 | 8.87 | 209.75 | 217.16 | 8 | 0
2035 | MISO_MO-IL_2_TVA_Transmission | MISO_MO-IL | TVA_Transmission | Internal | Summer | B2 | 25 | 4000 | 1.61 | 212.36 | 218.52 | 8 | 0
2035 | MISO_MO-IL_2_TVA_Transmission | MISO_MO-IL | TVA_Transmission | Internal | Summer | B3 | 75 | 4000 | 0.56 | 208.89 | 215.07 | 8 | 0
2035 | MISO_MO-IL_2_TVA_Transmission | MISO_MO-IL | TVA_Transmission | Internal | Summer | B4 | 100 | 4000 | 22.85 | 163.44 | 171.43 | 8 | 0
2035 | MISO_MO-IL_2_TVA_Transmission | MISO_MO-IL | TVA_Transmission | Internal | Summer | B5 | 200 | 4000 | 0.55 | 151.22 | 158.75 | 8 | 0
2035 | MISO_MO-IL_2_TVA_Transmission | MISO_MO-IL | TVA_Transmission | Internal | Summer | B6 | 300 | 4000 | 0.04 | 139.37 | 138.82 | 8 | 0
2035 | MISO_MO-IL_2_TVA_Transmission | MISO_MO-IL | TVA_Transmission | Internal | Summer | B7 | 400 | 4000 | 0.03 | 130.54 | 128.54 | 8 | 0
2035 | MISO_MO-IL_2_TVA_Transmission | MISO_MO-IL | TVA_Transmission | Internal | Summer | B8 | 500 | 4000 | 0.03 | 118.04 | 120.41 | 8 | 0
2035 | MISO_MO-IL_2_TVA_Transmission | MISO_MO-IL | TVA_Transmission | Internal | Summer | B9 | 800 | 4000 | 0.03 | 114.36 | 118.73 | 8 | 0
2035 | MISO_MO-IL_2_TVA_Transmission | MISO_MO-IL | TVA_Transmission | Internal | Summer | B10 | 1262 | 4000 | 0.03 | 112.15 | 117.85 | 8 | 0
2035 | MISO_MO-IL_2_TVA_Transmission | MISO_MO-IL | TVA_Transmission | Internal | Winter | B16 | 25 | 4000 | 2.48 | 118.09 | 125.07 | 8 | 0
2035 | MISO_MO-IL_2_TVA_Transmission | MISO_MO-IL | TVA_Transmission | Internal | Winter | B17 | 100 | 4000 | 0.28 | 118.06 | 122.76 | 8 | 0
2035 | MISO_MO-IL_2_TVA_Transmission | MISO_MO-IL | TVA_Transmission | Internal | Winter | B18 | 400 | 4000 | 0.07 | 118.08 | 122.65 | 8 | 0
2035 | MISO_MO-IL_2_TVA_Transmission | MISO_MO-IL | TVA_Transmission | Internal | Winter | B19 | 700 | 4000 | 0.04 | 117.8 | 122.51 | 8 | 0
2035 | MISO_MO-IL_2_TVA_Transmission | MISO_MO-IL | TVA_Transmission | Internal | Winter | B20 | 935 | 4000 | 0.12 | 111.58 | 118.99 | 8 | 0
2035 | MISO_W_2_IESO | MISO_W | IESO | Internal | Shoulder | B11 | 25 | 90 | 0.18 | 122.4 | 109.73 | 8 | 0.02
2035 | MISO_W_2_IESO | MISO_W | IESO | Internal | Shoulder | B12 | 200 | 90 | 0.02 | 107.63 | 96.78 | 8 | 0
2035 | MISO_W_2_IESO | MISO_W | IESO | Internal | Shoulder | B13 | 600 | 90 | 0 | 107.63 | 96.78 | 8 | 0
2035 | MISO_W_2_IESO | MISO_W | IESO | Internal | Shoulder | B14 | 900 | 90 | 0 | 106.29 | 95.45 | 8 | 0
2035 | MISO_W_2_IESO | MISO_W | IESO | Internal | Shoulder | B15 | 1203 | 90 | 0 | 102.7 | 95.45 | 8 | 0
2035 | MISO_W_2_IESO | MISO_W | IESO | Internal | Summer | B1 | 10 | 90 | 0.42 | 204.06 | 191.41 | 8 | 0.06
2035 | MISO_W_2_IESO | MISO_W | IESO | Internal | Summer | B2 | 25 | 90 | 0.19 | 204.06 | 193.21 | 8 | 0.02
2035 | MISO_W_2_IESO | MISO_W | IESO | Internal | Summer | B3 | 75 | 90 | 0.06 | 200.61 | 189.73 | 8 | 0.01
2035 | MISO_W_2_IESO | MISO_W | IESO | Internal | Summer | B4 | 100 | 90 | 0.05 | 156.97 | 144.28 | 8 | 0.01
2035 | MISO_W_2_IESO | MISO_W | IESO | Internal | Summer | B5 | 200 | 90 | 0.02 | 144.75 | 132.06 | 8 | 0
2035 | MISO_W_2_IESO | MISO_W | IESO | Internal | Summer | B6 | 300 | 90 | 0.02 | 132.92 | 120.22 | 8 | 0
2035 | MISO_W_2_IESO | MISO_W | IESO | Internal | Summer | B7 | 400 | 90 | 0.01 | 122.89 | 111.38 | 8 | 0
2035 | MISO_W_2_IESO | MISO_W | IESO | Internal | Summer | B8 | 500 | 90 | 0 | 109.74 | 97.43 | 8 | 0
2035 | MISO_W_2_IESO | MISO_W | IESO | Internal | Summer | B9 | 800 | 90 | 0 | 106.06 | 95.22 | 8 | 0
2035 | MISO_W_2_IESO | MISO_W | IESO | Internal | Summer | B10 | 1262 | 90 | 0 | 104.66 | 93.82 | 8 | 0
2035 | MISO_W_2_IESO | MISO_W | IESO | Internal | Winter | B16 | 25 | 90 | 0.19 | 110.61 | 99.75 | 8 | 0.02
2035 | MISO_W_2_IESO | MISO_W | IESO | Internal | Winter | B17 | 100 | 90 | 0.05 | 110.59 | 99.74 | 8 | 0.01
2035 | MISO_W_2_IESO | MISO_W | IESO | Internal | Winter | B18 | 400 | 90 | 0.01 | 110.59 | 99.74 | 8 | 0
2035 | MISO_W_2_IESO | MISO_W | IESO | Internal | Winter | B19 | 700 | 90 | 0 | 110.33 | 99.49 | 8 | 0
2035 | MISO_W_2_IESO | MISO_W | IESO | Internal | Winter | B20 | 935 | 90 | 0 | 104.58 | 93.27 | 8 | 0
2035 | MISO_W_2_MAPP_CA | MISO_W | MAPP_CA | Internal | Shoulder | B11 | 25 | 700 | 0.35 | 122.4 | 111.61 | 0.01 | 0
2035 | MISO_W_2_MAPP_CA | MISO_W | MAPP_CA | Internal | Shoulder | B12 | 200 | 700 | 0.07 | 107.63 | 101.99 | 0.01 | 0
2035 | MISO_W_2_MAPP_CA | MISO_W | MAPP_CA | Internal | Shoulder | B13 | 600 | 700 | 0.03 | 107.63 | 101.99 | 0.01 | 0
2035 | MISO_W_2_MAPP_CA | MISO_W | MAPP_CA | Internal | Shoulder | B14 | 900 | 700 | 0.02 | 106.29 | 101.99 | 0.01 | 0
2035 | MISO_W_2_MAPP_CA | MISO_W | MAPP_CA | Internal | Shoulder | B15 | 1203 | 700 | 0.09 | 102.7 | 101.99 | 0.01 | 0
2035 | MISO_W_2_MAPP_CA | MISO_W | MAPP_CA | Internal | Summer | B1 | 10 | 700 | 0.84 | 204.06 | 193.28 | 0.01 | 0.01
2035 | MISO_W_2_MAPP_CA | MISO_W | MAPP_CA | Internal | Summer | B2 | 25 | 700 | 0.34 | 204.06 | 193.28 | 0.01 | 0
2035 | MISO_W_2_MAPP_CA | MISO_W | MAPP_CA | Internal | Summer | B3 | 75 | 700 | 0.12 | 200.61 | 189.82 | 0.01 | 0
2035 | MISO_W_2_MAPP_CA | MISO_W | MAPP_CA | Internal | Summer | B4 | 100 | 700 | 0.09 | 156.97 | 146.18 | 0.01 | 0
2035 | MISO_W_2_MAPP_CA | MISO_W | MAPP_CA | Internal | Summer | B5 | 200 | 700 | 0.05 | 144.75 | 133.96 | 0.01 | 0
2035 | MISO_W_2_MAPP_CA | MISO_W | MAPP_CA | Internal | Summer | B6 | 300 | 700 | 0.03 | 132.92 | 122.13 | 0.01 | 0
2035 | MISO_W_2_MAPP_CA | MISO_W | MAPP_CA | Internal | Summer | B7 | 400 | 700 | 0.02 | 122.89 | 112.1 | 0.01 | 0
2035 | MISO_W_2_MAPP_CA | MISO_W | MAPP_CA | Internal | Summer | B8 | 500 | 700 | 0.02 | 109.74 | 101.38 | 0.01 | 0
2035 | MISO_W_2_MAPP_CA | MISO_W | MAPP_CA | Internal | Summer | B9 | 800 | 700 | 0.02 | 106.06 | 101.38 | 0.01 | 0
2035 | MISO_W_2_MAPP_CA | MISO_W | MAPP_CA | Internal | Summer | B10 | 1262 | 700 | 0.06 | 104.66 | 101.38 | 0.01 | 0
2035 | MISO_W_2_MAPP_CA | MISO_W | MAPP_CA | Internal | Winter | B16 | 25 | 700 | 0.56 | 110.61 | 104.57 | 0.01 | 0
2035 | MISO_W_2_MAPP_CA | MISO_W | MAPP_CA | Internal | Winter | B17 | 100 | 700 | 0.15 | 110.59 | 104.57 | 0.01 | 0
2035 | MISO_W_2_MAPP_CA | MISO_W | MAPP_CA | Internal | Winter | B18 | 400 | 700 | 0.04 | 110.59 | 104.57 | 0.01 | 0
2035 | MISO_W_2_MAPP_CA | MISO_W | MAPP_CA | Internal | Winter | B19 | 700 | 700 | 0.02 | 110.33 | 104.57 | 0.01 | 0
2035 | MISO_W_2_MAPP_CA | MISO_W | MAPP_CA | Internal | Winter | B20 | 935 | 700 | 2.77 | 104.58 | 104.57 | 0.01 | 0
2035 | MISO_W_2_MAPP_US | MISO_W | MAPP_US | Internal | Shoulder | B11 | 25 | 2300 | 0.26 | 122.4 | 115.39 | 7 | 0
2035 | MISO_W_2_MAPP_US | MISO_W | MAPP_US | Internal | Shoulder | B12 | 200 | 2300 | 0.03 | 107.63 | 95.79 | 7 | 0
2035 | MISO_W_2_MAPP_US | MISO_W | MAPP_US | Internal | Shoulder | B13 | 600 | 2300 | 0 | 107.63 | 94.99 | 7 | 0
2035 | MISO_W_2_MAPP_US | MISO_W | MAPP_US | Internal | Shoulder | B14 | 900 | 2300 | 0 | 106.29 | 94.99 | 7 | 0
2035 | MISO_W_2_MAPP_US | MISO_W | MAPP_US | Internal | Shoulder | B15 | 1203 | 2300 | 0 | 102.7 | 94.99 | 7 | 0
2035 | MISO_W_2_MAPP_US | MISO_W | MAPP_US | Internal | Summer | B1 | 10 | 2300 | 0.66 | 204.06 | 197.06 | 7 | 0
2035 | MISO_W_2_MAPP_US | MISO_W | MAPP_US | Internal | Summer | B2 | 25 | 2300 | 0.25 | 204.06 | 196.59 | 7 | 0
2035 | MISO_W_2_MAPP_US | MISO_W | MAPP_US | Internal | Summer | B3 | 75 | 2300 | 0.09 | 200.61 | 193.61 | 7 | 0
2035 | MISO_W_2_MAPP_US | MISO_W | MAPP_US | Internal | Summer | B4 | 100 | 2300 | 0.07 | 156.97 | 149.97 | 7 | 0
2035 | MISO_W_2_MAPP_US | MISO_W | MAPP_US | Internal | Summer | B5 | 200 | 2300 | 0.03 | 144.75 | 137.75 | 7 | 0
2035 | MISO_W_2_MAPP_US | MISO_W | MAPP_US | Internal | Summer | B6 | 300 | 2300 | 0.02 | 132.92 | 126.12 | 7 | 0
2035 | MISO_W_2_MAPP_US | MISO_W | MAPP_US | Internal | Summer | B7 | 400 | 2300 | 0.02 | 122.89 | 120.26 | 7 | 0
2035 | MISO_W_2_MAPP_US | MISO_W | MAPP_US | Internal | Summer | B8 | 500 | 2300 | 0.01 | 109.74 | 102.74 | 7 | 0
2035 | MISO_W_2_MAPP_US | MISO_W | MAPP_US | Internal | Summer | B9 | 800 | 2300 | 0 | 106.06 | 99.06 | 7 | 0
2035 | MISO_W_2_MAPP_US | MISO_W | MAPP_US | Internal | Summer | B10 | 1262 | 2300 | 0 | 104.66 | 94.38 | 7 | 0
2035 | MISO_W_2_MAPP_US | MISO_W | MAPP_US | Internal | Winter | B16 | 25 | 2300 | 0.2 | 110.61 | 97.95 | 7 | 0
2035 | MISO_W_2_MAPP_US | MISO_W | MAPP_US | Internal | Winter | B17 | 100 | 2300 | 0.05 | 110.59 | 97.95 | 7 | 0
2035 | MISO_W_2_MAPP_US | MISO_W | MAPP_US | Internal | Winter | B18 | 400 | 2300 | 0.01 | 110.59 | 97.95 | 7 | 0
2035 | MISO_W_2_MAPP_US | MISO_W | MAPP_US | Internal | Winter | B19 | 700 | 2300 | 0 | 110.33 | 97.95 | 7 | 0
2035 | MISO_W_2_MAPP_US | MISO_W | MAPP_US | Internal | Winter | B20 | 935 | 2300 | 0 | 104.58 | 97.57 | 7 | 0
2035 | MISO_W_2_MISO_MO-IL | MISO_W | MISO_MO-IL | Internal | Shoulder | B11 | 25 | 3800 | 3801.21 | 122.4 | 128.89 | 0.01 | 6.48
2035 | MISO_W_2_MISO_MO-IL | MISO_W | MISO_MO-IL | Internal | Shoulder | B12 | 200 | 3800 | 3816.47 | 107.63 | 115.92 | 0.01 | 8.28
2035 | MISO_W_2_MISO_MO-IL | MISO_W | MISO_MO-IL | Internal | Shoulder | B13 | 600 | 3800 | 3800.08 | 107.63 | 115.12 | 0.01 | 7.48
2035 | MISO_W_2_MISO_MO-IL | MISO_W | MISO_MO-IL | Internal | Shoulder | B14 | 900 | 3800 | 3800.03 | 106.29 | 113.29 | 0.01 | 6.98
2035 | MISO_W_2_MISO_MO-IL | MISO_W | MISO_MO-IL | Internal | Shoulder | B15 | 1203 | 3800 | 3800.02 | 102.7 | 109.69 | 0.01 | 6.98
2035 | MISO_W_2_MISO_MO-IL | MISO_W | MISO_MO-IL | Internal | Summer | B1 | 10 | 3800 | 3801.19 | 204.06 | 209.75 | 0.01 | 5.68
2035 | MISO_W_2_MISO_MO-IL | MISO_W | MISO_MO-IL | Internal | Summer | B2 | 25 | 3800 | 6772.41 | 204.06 | 212.36 | 0.01 | 8.29
2035 | MISO_W_2_MISO_MO-IL | MISO_W | MISO_MO-IL | Internal | Summer | B3 | 75 | 3800 | 3816.07 | 200.61 | 208.89 | 0.01 | 8.27
2035 | MISO_W_2_MISO_MO-IL | MISO_W | MISO_MO-IL | Internal | Summer | B4 | 100 | 3800 | 3800.25 | 156.97 | 163.44 | 0.01 | 6.46
2035 | MISO_W_2_MISO_MO-IL | MISO_W | MISO_MO-IL | Internal | Summer | B5 | 200 | 3800 | 3800.12 | 144.75 | 151.22 | 0.01 | 6.46
2035 | MISO_W_2_MISO_MO-IL | MISO_W | MISO_MO-IL | Internal | Summer | B6 | 300 | 3800 | 3800.08 | 132.92 | 139.37 | 0.01 | 6.45
2035 | MISO_W_2_MISO_MO-IL | MISO_W | MISO_MO-IL | Internal | Summer | B7 | 400 | 3800 | 3800.18 | 122.89 | 130.54 | 0.01 | 7.64
2035 | MISO_W_2_MISO_MO-IL | MISO_W | MISO_MO-IL | Internal | Summer | B8 | 500 | 3800 | 6640.91 | 109.74 | 118.04 | 0.01 | 8.29
2035 | MISO_W_2_MISO_MO-IL | MISO_W | MISO_MO-IL | Internal | Summer | B9 | 800 | 3800 | 7074.23 | 106.06 | 114.36 | 0.01 | 8.29
2035 | MISO_W_2_MISO_MO-IL | MISO_W | MISO_MO-IL | Internal | Summer | B10 | 1262 | 3800 | 3800.04 | 104.66 | 112.15 | 0.01 | 7.48
2035 | MISO_W_2_MISO_MO-IL | MISO_W | MISO_MO-IL | Internal | Winter | B16 | 25 | 3800 | 3801.86 | 110.61 | 118.09 | 0.01 | 7.47
2035 | MISO_W_2_MISO_MO-IL | MISO_W | MISO_MO-IL | Internal | Winter | B17 | 100 | 3800 | 3800.45 | 110.59 | 118.06 | 0.01 | 7.46
2035 | MISO_W_2_MISO_MO-IL | MISO_W | MISO_MO-IL | Internal | Winter | B18 | 400 | 3800 | 3800.12 | 110.59 | 118.08 | 0.01 | 7.48
2035 | MISO_W_2_MISO_MO-IL | MISO_W | MISO_MO-IL | Internal | Winter | B19 | 700 | 3800 | 3800.06 | 110.33 | 117.8 | 0.01 | 7.46
2035 | MISO_W_2_MISO_MO-IL | MISO_W | MISO_MO-IL | Internal | Winter | B20 | 935 | 3800 | 3800.03 | 104.58 | 111.58 | 0.01 | 6.98
2035 | MISO_W_2_MISO_WUMS | MISO_W | MISO_WUMS | Internal | Shoulder | B11 | 25 | 1629 | 1630.31 | 122.4 | 127.69 | 0.01 | 5.29
2035 | MISO_W_2_MISO_WUMS | MISO_W | MISO_WUMS | Internal | Shoulder | B12 | 200 | 1629 | 1876.06 | 107.63 | 114.75 | 0.01 | 7.11
2035 | MISO_W_2_MISO_WUMS | MISO_W | MISO_WUMS | Internal | Shoulder | B13 | 600 | 1629 | 7400.69 | 107.63 | 114.75 | 0.01 | 7.11
2035 | MISO_W_2_MISO_WUMS | MISO_W | MISO_WUMS | Internal | Shoulder | B14 | 900 | 1629 | 7060.41 | 106.29 | 113.41 | 0.01 | 7.11
2035 | MISO_W_2_MISO_WUMS | MISO_W | MISO_WUMS | Internal | Shoulder | B15 | 1203 | 1629 | 5900.42 | 102.7 | 109.82 | 0.01 | 7.11
2035 | MISO_W_2_MISO_WUMS | MISO_W | MISO_WUMS | Internal | Summer | B1 | 10 | 1629 | 1631.22 | 204.06 | 209.38 | 0.01 | 5.3
2035 | MISO_W_2_MISO_WUMS | MISO_W | MISO_WUMS | Internal | Summer | B2 | 25 | 1629 | 1689.57 | 204.06 | 211.17 | 0.01 | 7.1
2035 | MISO_W_2_MISO_WUMS | MISO_W | MISO_WUMS | Internal | Summer | B3 | 75 | 1629 | 1637.2 | 200.61 | 207.7 | 0.01 | 7.07
2035 | MISO_W_2_MISO_WUMS | MISO_W | MISO_WUMS | Internal | Summer | B4 | 100 | 1629 | 1629.26 | 156.97 | 162.25 | 0.01 | 5.27
2035 | MISO_W_2_MISO_WUMS | MISO_W | MISO_WUMS | Internal | Summer | B5 | 200 | 1629 | 1629.15 | 144.75 | 150.02 | 0.01 | 5.27
2035 | MISO_W_2_MISO_WUMS | MISO_W | MISO_WUMS | Internal | Summer | B6 | 300 | 1629 | 1629.1 | 132.92 | 138.18 | 0.01 | 5.25
2035 | MISO_W_2_MISO_WUMS | MISO_W | MISO_WUMS | Internal | Summer | B7 | 400 | 1629 | 1629.19 | 122.89 | 129.35 | 0.01 | 6.45
2035 | MISO_W_2_MISO_WUMS | MISO_W | MISO_WUMS | Internal | Summer | B8 | 500 | 1629 | 1629.23 | 109.74 | 115.39 | 0.01 | 5.64
2035 | MISO_W_2_MISO_WUMS | MISO_W | MISO_WUMS | Internal | Summer | B9 | 800 | 1629 | 2360.54 | 106.06 | 113.18 | 0.01 | 7.11
2035 | MISO_W_2_MISO_WUMS | MISO_W | MISO_WUMS | Internal | Summer | B10 | 1262 | 1629 | 13590.09 | 104.66 | 111.78 | 0.01 | 7.11
2035 | MISO_W_2_MISO_WUMS | MISO_W | MISO_WUMS | Internal | Winter | B16 | 25 | 1629 | 1724.06 | 110.61 | 117.72 | 0.01 | 7.09
2035 | MISO_W_2_MISO_WUMS | MISO_W | MISO_WUMS | Internal | Winter | B17 | 100 | 1629 | 2175.68 | 110.59 | 117.71 | 0.01 | 7.11
2035 | MISO_W_2_MISO_WUMS | MISO_W | MISO_WUMS | Internal | Winter | B18 | 400 | 1629 | 3768.49 | 110.59 | 117.71 | 0.01 | 7.11
2035 | MISO_W_2_MISO_WUMS | MISO_W | MISO_WUMS | Internal | Winter | B19 | 700 | 1629 | 7294.77 | 110.33 | 117.45 | 0.01 | 7.11
2035 | MISO_W_2_MISO_WUMS | MISO_W | MISO_WUMS | Internal | Winter | B20 | 935 | 1629 | 5742.76 | 104.58 | 111.7 | 0.01 | 7.11
2035 | MISO_W_2_NE | MISO_W | NE | Internal | Shoulder | B11 | 25 | 2800 | 0.22 | 122.4 | 113.09 | 7 | 0
2035 | MISO_W_2_NE | MISO_W | NE | Internal | Shoulder | B12 | 200 | 2800 | 0.02 | 107.63 | 90.79 | 7 | 0
2035 | MISO_W_2_NE | MISO_W | NE | Internal | Shoulder | B13 | 600 | 2800 | 0 | 107.63 | 89.99 | 7 | 0
2035 | MISO_W_2_NE | MISO_W | NE | Internal | Shoulder | B14 | 900 | 2800 | 0 | 106.29 | 88.16 | 7 | 0
2035 | MISO_W_2_NE | MISO_W | NE | Internal | Shoulder | B15 | 1203 | 2800 | 0 | 102.7 | 84.56 | 7 | 0
2035 | MISO_W_2_NE | MISO_W | NE | Internal | Summer | B1 | 10 | 2800 | 0.4 | 204.06 | 187.94 | 7 | 0
2035 | MISO_W_2_NE | MISO_W | NE | Internal | Summer | B2 | 25 | 2800 | 0.18 | 204.06 | 191.55 | 7 | 0
2035 | MISO_W_2_NE | MISO_W | NE | Internal | Summer | B3 | 75 | 2800 | 0.1 | 200.61 | 195.61 | 7 | 0
2035 | MISO_W_2_NE | MISO_W | NE | Internal | Summer | B4 | 100 | 2800 | 0.08 | 156.97 | 151.97 | 7 | 0
2035 | MISO_W_2_NE | MISO_W | NE | Internal | Summer | B5 | 200 | 2800 | 0.04 | 144.75 | 139.75 | 7 | 0
2035 | MISO_W_2_NE | MISO_W | NE | Internal | Summer | B6 | 300 | 2800 | 0.04 | 132.92 | 133.12 | 7 | 0
2035 | MISO_W_2_NE | MISO_W | NE | Internal | Summer | B7 | 400 | 2800 | 0.07 | 122.89 | 127.26 | 7 | 0
2035 | MISO_W_2_NE | MISO_W | NE | Internal | Summer | B8 | 500 | 2800 | 0.01 | 109.74 | 101.76 | 7 | 0
2035 | MISO_W_2_NE | MISO_W | NE | Internal | Summer | B9 | 800 | 2800 | 0 | 106.06 | 97.82 | 7 | 0
2035 | MISO_W_2_NE | MISO_W | NE | Internal | Summer | B10 | 1262 | 2800 | 0 | 104.66 | 87.03 | 7 | 0
2035 | MISO_W_2_NE | MISO_W | NE | Internal | Winter | B16 | 25 | 2800 | 0.16 | 110.61 | 92.96 | 7 | 0
2035 | MISO_W_2_NE | MISO_W | NE | Internal | Winter | B17 | 100 | 2800 | 0.04 | 110.59 | 92.93 | 7 | 0
2035 | MISO_W_2_NE | MISO_W | NE | Internal | Winter | B18 | 400 | 2800 | 0.01 | 110.59 | 92.95 | 7 | 0
2035 | MISO_W_2_NE | MISO_W | NE | Internal | Winter | B19 | 700 | 2800 | 0 | 110.33 | 92.67 | 7 | 0
2035 | MISO_W_2_NE | MISO_W | NE | Internal | Winter | B20 | 935 | 2800 | 0 | 104.58 | 86.45 | 7 | 0
2035 | MISO_W_2_PJM_ROR | MISO_W | PJM_ROR | Internal | Shoulder | B11 | 25 | 773 | 17807.12 | 122.4 | 130.85 | 2 | 6.46
2035 | MISO_W_2_PJM_ROR | MISO_W | PJM_ROR | Internal | Shoulder | B12 | 200 | 773 | 26762.32 | 107.63 | 116.09 | 2 | 6.46
2035 | MISO_W_2_PJM_ROR | MISO_W | PJM_ROR | Internal | Shoulder | B13 | 600 | 773 | 22904.54 | 107.63 | 116.09 | 2 | 6.46
2035 | MISO_W_2_PJM_ROR | MISO_W | PJM_ROR | Internal | Shoulder | B14 | 900 | 773 | 29124.84 | 106.29 | 114.75 | 2 | 6.46
2035 | MISO_W_2_PJM_ROR | MISO_W | PJM_ROR | Internal | Shoulder | B15 | 1203 | 773 | 34955.13 | 102.7 | 111.15 | 2 | 6.46
2035 | MISO_W_2_PJM_ROR | MISO_W | PJM_ROR | Internal | Summer | B1 | 10 | 773 | 16276.89 | 204.06 | 212.52 | 2 | 6.47
2035 | MISO_W_2_PJM_ROR | MISO_W | PJM_ROR | Internal | Summer | B2 | 25 | 773 | 21686.77 | 204.06 | 212.52 | 2 | 6.46
2035 | MISO_W_2_PJM_ROR | MISO_W | PJM_ROR | Internal | Summer | B3 | 75 | 773 | 13115.24 | 200.61 | 209.07 | 2 | 6.46
2035 | MISO_W_2_PJM_ROR | MISO_W | PJM_ROR | Internal | Summer | B4 | 100 | 773 | 13906.62 | 156.97 | 165.43 | 2 | 6.46
2035 | MISO_W_2_PJM_ROR | MISO_W | PJM_ROR | Internal | Summer | B5 | 200 | 773 | 11014.28 | 144.75 | 153.21 | 2 | 6.46
2035 | MISO_W_2_PJM_ROR | MISO_W | PJM_ROR | Internal | Summer | B6 | 300 | 773 | 7742.01 | 132.92 | 141.37 | 2 | 6.46
2035 | MISO_W_2_PJM_ROR | MISO_W | PJM_ROR | Internal | Summer | B7 | 400 | 773 | 15257.38 | 122.89 | 131.35 | 2 | 6.46
2035 | MISO_W_2_PJM_ROR | MISO_W | PJM_ROR | Internal | Summer | B8 | 500 | 773 | 22400.42 | 109.74 | 118.2 | 2 | 6.46
2035 | MISO_W_2_PJM_ROR | MISO_W | PJM_ROR | Internal | Summer | B9 | 800 | 773 | 21582.78 | 106.06 | 114.52 | 2 | 6.46
2035 | MISO_W_2_PJM_ROR | MISO_W | PJM_ROR | Internal | Summer | B10 | 1262 | 773 | 21754.09 | 104.66 | 113.12 | 2 | 6.46
2035 | MISO_W_2_PJM_ROR | MISO_W | PJM_ROR | Internal | Winter | B16 | 25 | 773 | 47959.33 | 110.61 | 119.07 | 2 | 6.46
2035 | MISO_W_2_PJM_ROR | MISO_W | PJM_ROR | Internal | Winter | B17 | 100 | 773 | 42983.22 | 110.59 | 119.04 | 2 | 6.46
2035 | MISO_W_2_PJM_ROR | MISO_W | PJM_ROR | Internal | Winter | B18 | 400 | 773 | 31421.26 | 110.59 | 119.04 | 2 | 6.46
2035 | MISO_W_2_PJM_ROR | MISO_W | PJM_ROR | Internal | Winter | B19 | 700 | 773 | 25179.74 | 110.33 | 118.79 | 2 | 6.46
2035 | MISO_W_2_PJM_ROR | MISO_W | PJM_ROR | Internal | Winter | B20 | 935 | 773 | 33535.17 | 104.58 | 113.04 | 2 | 6.46
2035 | MISO_W_2_SPP_N | MISO_W | SPP_N | Internal | Shoulder | B11 | 25 | 3200 | 0.22 | 122.4 | 113.12 | 7 | 0
2035 | MISO_W_2_SPP_N | MISO_W | SPP_N | Internal | Shoulder | B12 | 200 | 3200 | 0.02 | 107.63 | 92.04 | 7 | 0
2035 | MISO_W_2_SPP_N | MISO_W | SPP_N | Internal | Shoulder | B13 | 600 | 3200 | 0 | 107.63 | 91.25 | 7 | 0
2035 | MISO_W_2_SPP_N | MISO_W | SPP_N | Internal | Shoulder | B14 | 900 | 3200 | 0 | 106.29 | 89.41 | 7 | 0
2035 | MISO_W_2_SPP_N | MISO_W | SPP_N | Internal | Shoulder | B15 | 1203 | 3200 | 0 | 102.7 | 85.82 | 7 | 0
2035 | MISO_W_2_SPP_N | MISO_W | SPP_N | Internal | Summer | B1 | 10 | 3200 | 0.38 | 204.06 | 185.88 | 7 | 0
2035 | MISO_W_2_SPP_N | MISO_W | SPP_N | Internal | Summer | B2 | 25 | 3200 | 0.19 | 204.06 | 191.58 | 7 | 0
2035 | MISO_W_2_SPP_N | MISO_W | SPP_N | Internal | Summer | B3 | 75 | 3200 | 0.11 | 200.61 | 196.21 | 7 | 0
2035 | MISO_W_2_SPP_N | MISO_W | SPP_N | Internal | Summer | B4 | 100 | 3200 | 0.08 | 156.97 | 151.98 | 7 | 0
2035 | MISO_W_2_SPP_N | MISO_W | SPP_N | Internal | Summer | B5 | 200 | 3200 | 0.04 | 144.75 | 139.97 | 7 | 0
2035 | MISO_W_2_SPP_N | MISO_W | SPP_N | Internal | Summer | B6 | 300 | 3200 | 0.05 | 132.92 | 134.37 | 7 | 0
2035 | MISO_W_2_SPP_N | MISO_W | SPP_N | Internal | Summer | B7 | 400 | 3200 | 0.12 | 122.89 | 128.51 | 7 | 0
2035 | MISO_W_2_SPP_N | MISO_W | SPP_N | Internal | Summer | B8 | 500 | 3200 | 0.01 | 109.74 | 103.01 | 7 | 0
2035 | MISO_W_2_SPP_N | MISO_W | SPP_N | Internal | Summer | B9 | 800 | 3200 | 0 | 106.06 | 99.07 | 7 | 0
2035 | MISO_W_2_SPP_N | MISO_W | SPP_N | Internal | Summer | B10 | 1262 | 3200 | 0 | 104.66 | 88.28 | 7 | 0
2035 | MISO_W_2_SPP_N | MISO_W | SPP_N | Internal | Winter | B16 | 25 | 3200 | 0.16 | 110.61 | 94.22 | 7 | 0
2035 | MISO_W_2_SPP_N | MISO_W | SPP_N | Internal | Winter | B17 | 100 | 3200 | 0.04 | 110.59 | 94.18 | 7 | 0
2035 | MISO_W_2_SPP_N | MISO_W | SPP_N | Internal | Winter | B18 | 400 | 3200 | 0.01 | 110.59 | 94.2 | 7 | 0
2035 | MISO_W_2_SPP_N | MISO_W | SPP_N | Internal | Winter | B19 | 700 | 3200 | 0 | 110.33 | 93.92 | 7 | 0
2035 | MISO_W_2_SPP_N | MISO_W | SPP_N | Internal | Winter | B20 | 935 | 3200 | 0 | 104.58 | 87.7 | 7 | 0
2035 | MISO_WUMS_2_MISO_MI | MISO_WUMS | MISO_MI | Internal | Shoulder | B11 | 25 | 99 | 16599.89 | 127.69 | 128.86 | 0.01 | 1.18
2035 | MISO_WUMS_2_MISO_MI | MISO_WUMS | MISO_MI | Internal | Shoulder | B12 | 200 | 99 | 13335.34 | 114.75 | 115.92 | 0.01 | 1.16
2035 | MISO_WUMS_2_MISO_MI | MISO_WUMS | MISO_MI | Internal | Shoulder | B13 | 600 | 99 | 7141.76 | 114.75 | 115.92 | 0.01 | 1.16
2035 | MISO_WUMS_2_MISO_MI | MISO_WUMS | MISO_MI | Internal | Shoulder | B14 | 900 | 99 | 407.21 | 113.41 | 114.58 | 0.01 | 1.16
2035 | MISO_WUMS_2_MISO_MI | MISO_WUMS | MISO_MI | Internal | Shoulder | B15 | 1203 | 99 | 539.01 | 109.82 | 110.99 | 0.01 | 1.16
2035 | MISO_WUMS_2_MISO_MI | MISO_WUMS | MISO_MI | Internal | Summer | B1 | 10 | 99 | 16120.38 | 209.38 | 210.55 | 0.01 | 1.22
2035 | MISO_WUMS_2_MISO_MI | MISO_WUMS | MISO_MI | Internal | Summer | B2 | 25 | 99 | 17830.44 | 211.17 | 212.34 | 0.01 | 1.18
2035 | MISO_WUMS_2_MISO_MI | MISO_WUMS | MISO_MI | Internal | Summer | B3 | 75 | 99 | 18331.3 | 207.7 | 208.86 | 0.01 | 1.16
2035 | MISO_WUMS_2_MISO_MI | MISO_WUMS | MISO_MI | Internal | Summer | B4 | 100 | 99 | 17439.18 | 162.25 | 163.42 | 0.01 | 1.16
2035 | MISO_WUMS_2_MISO_MI | MISO_WUMS | MISO_MI | Internal | Summer | B5 | 200 | 99 | 17976.01 | 150.02 | 151.19 | 0.01 | 1.16
2035 | MISO_WUMS_2_MISO_MI | MISO_WUMS | MISO_MI | Internal | Summer | B6 | 300 | 99 | 17753.21 | 138.18 | 139.35 | 0.01 | 1.16
2035 | MISO_WUMS_2_MISO_MI | MISO_WUMS | MISO_MI | Internal | Summer | B7 | 400 | 99 | 16058.73 | 129.35 | 130.52 | 0.01 | 1.16
2035 | MISO_WUMS_2_MISO_MI | MISO_WUMS | MISO_MI | Internal | Summer | B8 | 500 | 99 | 16208.01 | 115.39 | 116.56 | 0.01 | 1.16
2035 | MISO_WUMS_2_MISO_MI | MISO_WUMS | MISO_MI | Internal | Summer | B9 | 800 | 99 | 10578.84 | 113.18 | 114.35 | 0.01 | 1.16
2035 | MISO_WUMS_2_MISO_MI | MISO_WUMS | MISO_MI | Internal | Summer | B10 | 1262 | 99 | 7877.46 | 111.78 | 112.95 | 0.01 | 1.16
2035 | MISO_WUMS_2_MISO_MI | MISO_WUMS | MISO_MI | Internal | Winter | B16 | 25 | 99 | 10642.19 | 117.72 | 118.89 | 0.01 | 1.18
2035 | MISO_WUMS_2_MISO_MI | MISO_WUMS | MISO_MI | Internal | Winter | B17 | 100 | 99 | 3390.99 | 117.71 | 118.87 | 0.01 | 1.16
2035 | MISO_WUMS_2_MISO_MI | MISO_WUMS | MISO_MI | Internal | Winter | B18 | 400 | 99 | 4463.67 | 117.71 | 118.88 | 0.01 | 1.16
2035 | MISO_WUMS_2_MISO_MI | MISO_WUMS | MISO_MI | Internal | Winter | B19 | 700 | 99 | 560.95 | 117.45 | 118.62 | 0.01 | 1.16
2035 | MISO_WUMS_2_MISO_MI | MISO_WUMS | MISO_MI | Internal | Winter | B20 | 935 | 99 | 99.07 | 111.7 | 112.4 | 0.01 | 0.68
2035 | MISO_WUMS_2_MISO_W | MISO_WUMS | MISO_W | Internal | Shoulder | B11 | 25 | 1137 | 0.56 | 127.69 | 122.4 | 0.01 | 0
2035 | MISO_WUMS_2_MISO_W | MISO_WUMS | MISO_W | Internal | Shoulder | B12 | 200 | 1137 | 0.06 | 114.75 | 107.63 | 0.01 | 0
2035 | MISO_WUMS_2_MISO_W | MISO_WUMS | MISO_W | Internal | Shoulder | B13 | 600 | 1137 | 0.02 | 114.75 | 107.63 | 0.01 | 0
2035 | MISO_WUMS_2_MISO_W | MISO_WUMS | MISO_W | Internal | Shoulder | B14 | 900 | 1137 | 0.01 | 113.41 | 106.29 | 0.01 | 0
2035 | MISO_WUMS_2_MISO_W | MISO_WUMS | MISO_W | Internal | Shoulder | B15 | 1203 | 1137 | 0.01 | 109.82 | 102.7 | 0.01 | 0
2035 | MISO_WUMS_2_MISO_W | MISO_WUMS | MISO_W | Internal | Summer | B1 | 10 | 1137 | 1.4 | 209.38 | 204.06 | 0.01 | 0
2035 | MISO_WUMS_2_MISO_W | MISO_WUMS | MISO_W | Internal | Summer | B2 | 25 | 1137 | 0.47 | 211.17 | 204.06 | 0.01 | 0
2035 | MISO_WUMS_2_MISO_W | MISO_WUMS | MISO_W | Internal | Summer | B3 | 75 | 1137 | 0.16 | 207.7 | 200.61 | 0.01 | 0
2035 | MISO_WUMS_2_MISO_W | MISO_WUMS | MISO_W | Internal | Summer | B4 | 100 | 1137 | 0.15 | 162.25 | 156.97 | 0.01 | 0
2035 | MISO_WUMS_2_MISO_W | MISO_WUMS | MISO_W | Internal | Summer | B5 | 200 | 1137 | 0.08 | 150.02 | 144.75 | 0.01 | 0
2035 | MISO_WUMS_2_MISO_W | MISO_WUMS | MISO_W | Internal | Summer | B6 | 300 | 1137 | 0.05 | 138.18 | 132.92 | 0.01 | 0
2035 | MISO_WUMS_2_MISO_W | MISO_WUMS | MISO_W | Internal | Summer | B7 | 400 | 1137 | 0.03 | 129.35 | 122.89 | 0.01 | 0
2035 | MISO_WUMS_2_MISO_W | MISO_WUMS | MISO_W | Internal | Summer | B8 | 500 | 1137 | 0.03 | 115.39 | 109.74 | 0.01 | 0
2035 | MISO_WUMS_2_MISO_W | MISO_WUMS | MISO_W | Internal | Summer | B9 | 800 | 1137 | 0.02 | 113.18 | 106.06 | 0.01 | 0
2035 | MISO_WUMS_2_MISO_W | MISO_WUMS | MISO_W | Internal | Summer | B10 | 1262 | 1137 | 0.01 | 111.78 | 104.66 | 0.01 | 0
2035 | MISO_WUMS_2_MISO_W | MISO_WUMS | MISO_W | Internal | Winter | B16 | 25 | 1137 | 0.47 | 117.72 | 110.61 | 0.01 | 0
2035 | MISO_WUMS_2_MISO_W | MISO_WUMS | MISO_W | Internal | Winter | B17 | 100 | 1137 | 0.12 | 117.71 | 110.59 | 0.01 | 0
2035 | MISO_WUMS_2_MISO_W | MISO_WUMS | MISO_W | Internal | Winter | B18 | 400 | 1137 | 0.03 | 117.71 | 110.59 | 0.01 | 0
2035 | MISO_WUMS_2_MISO_W | MISO_WUMS | MISO_W | Internal | Winter | B19 | 700 | 1137 | 0.02 | 117.45 | 110.33 | 0.01 | 0
2035 | MISO_WUMS_2_MISO_W | MISO_WUMS | MISO_W | Internal | Winter | B20 | 935 | 1137 | 0.01 | 111.7 | 104.58 | 0.01 | 0
2035 | MISO_WUMS_2_PJM_ROR | MISO_WUMS | PJM_ROR | Internal | Shoulder | B11 | 25 | 1600 | 1602.21 | 127.69 | 130.85 | 2 | 1.16
2035 | MISO_WUMS_2_PJM_ROR | MISO_WUMS | PJM_ROR | Internal | Shoulder | B12 | 200 | 1600 | 1.33 | 114.75 | 116.09 | 2 | 0
2035 | MISO_WUMS_2_PJM_ROR | MISO_WUMS | PJM_ROR | Internal | Shoulder | B13 | 600 | 1600 | 0.15 | 114.75 | 116.09 | 2 | 0
2035 | MISO_WUMS_2_PJM_ROR | MISO_WUMS | PJM_ROR | Internal | Shoulder | B14 | 900 | 1600 | 0.1 | 113.41 | 114.75 | 2 | 0
2035 | MISO_WUMS_2_PJM_ROR | MISO_WUMS | PJM_ROR | Internal | Shoulder | B15 | 1203 | 1600 | 0.08 | 109.82 | 111.15 | 2 | 0
2035 | MISO_WUMS_2_PJM_ROR | MISO_WUMS | PJM_ROR | Internal | Summer | B1 | 10 | 1600 | 1609.19 | 209.38 | 212.52 | 2 | 1.15
2035 | MISO_WUMS_2_PJM_ROR | MISO_WUMS | PJM_ROR | Internal | Summer | B2 | 25 | 1600 | 3.39 | 211.17 | 212.52 | 2 | 0
2035 | MISO_WUMS_2_PJM_ROR | MISO_WUMS | PJM_ROR | Internal | Summer | B3 | 75 | 1600 | 1.44 | 207.7 | 209.07 | 2 | 0
2035 | MISO_WUMS_2_PJM_ROR | MISO_WUMS | PJM_ROR | Internal | Summer | B4 | 100 | 1600 | 1601.43 | 162.25 | 165.43 | 2 | 1.18
2035 | MISO_WUMS_2_PJM_ROR | MISO_WUMS | PJM_ROR | Internal | Summer | B5 | 200 | 1600 | 1600.78 | 150.02 | 153.21 | 2 | 1.18
2035 | MISO_WUMS_2_PJM_ROR | MISO_WUMS | PJM_ROR | Internal | Summer | B6 | 300 | 1600 | 1600.79 | 138.18 | 141.37 | 2 | 1.19
2035 | MISO_WUMS_2_PJM_ROR | MISO_WUMS | PJM_ROR | Internal | Summer | B7 | 400 | 1600 | 1382.14 | 129.35 | 131.35 | 2 | 0
2035 | MISO_WUMS_2_PJM_ROR | MISO_WUMS | PJM_ROR | Internal | Summer | B8 | 500 | 1600 | 1599.08 | 115.39 | 118.2 | 2 | 0.81
2035 | MISO_WUMS_2_PJM_ROR | MISO_WUMS | PJM_ROR | Internal | Summer | B9 | 800 | 1600 | 0.12 | 113.18 | 114.52 | 2 | 0
2035 | MISO_WUMS_2_PJM_ROR | MISO_WUMS | PJM_ROR | Internal | Summer | B10 | 1262 | 1600 | 0.07 | 111.78 | 113.12 | 2 | 0
2035 | MISO_WUMS_2_PJM_ROR | MISO_WUMS | PJM_ROR | Internal | Winter | B16 | 25 | 1600 | 3.3 | 117.72 | 119.07 | 2 | 0
2035 | MISO_WUMS_2_PJM_ROR | MISO_WUMS | PJM_ROR | Internal | Winter | B17 | 100 | 1600 | 0.88 | 117.71 | 119.04 | 2 | 0
2035 | MISO_WUMS_2_PJM_ROR | MISO_WUMS | PJM_ROR | Internal | Winter | B18 | 400 | 1600 | 0.23 | 117.71 | 119.04 | 2 | 0
2035 | MISO_WUMS_2_PJM_ROR | MISO_WUMS | PJM_ROR | Internal | Winter | B19 | 700 | 1600 | 0.13 | 117.45 | 118.79 | 2 | 0
2035 | MISO_WUMS_2_PJM_ROR | MISO_WUMS | PJM_ROR | Internal | Winter | B20 | 935 | 1600 | 0.1 | 111.7 | 113.04 | 2 | 0
2035 | NE_2_MAPP_US | NE | MAPP_US | Internal | Shoulder | B11 | 25 | 1600 | 1.07 | 113.09 | 115.39 | 5 | 0
2035 | NE_2_MAPP_US | NE | MAPP_US | Internal | Shoulder | B12 | 200 | 1600 | 946.15 | 90.79 | 95.79 | 5 | 0
2035 | NE_2_MAPP_US | NE | MAPP_US | Internal | Shoulder | B13 | 600 | 1600 | 1236.94 | 89.99 | 94.99 | 5 | 0
2035 | NE_2_MAPP_US | NE | MAPP_US | Internal | Shoulder | B14 | 900 | 1600 | 1599.98 | 88.16 | 94.99 | 5 | 1.83
2035 | NE_2_MAPP_US | NE | MAPP_US | Internal | Shoulder | B15 | 1203 | 1600 | 1600 | 84.56 | 94.99 | 5 | 5.43
2035 | NE_2_MAPP_US | NE | MAPP_US | Internal | Summer | B1 | 10 | 1600 | 1599.39 | 187.94 | 197.06 | 5 | 4.12
2035 | NE_2_MAPP_US | NE | MAPP_US | Internal | Summer | B2 | 25 | 1600 | 1576.4 | 191.55 | 196.59 | 5 | 0.04
2035 | NE_2_MAPP_US | NE | MAPP_US | Internal | Summer | B3 | 75 | 1600 | 0.11 | 195.61 | 193.61 | 5 | 0
2035 | NE_2_MAPP_US | NE | MAPP_US | Internal | Summer | B4 | 100 | 1600 | 0.09 | 151.97 | 149.97 | 5 | 0
2035 | NE_2_MAPP_US | NE | MAPP_US | Internal | Summer | B5 | 200 | 1600 | 0.05 | 139.75 | 137.75 | 5 | 0
2035 | NE_2_MAPP_US | NE | MAPP_US | Internal | Summer | B6 | 300 | 1600 | 0.02 | 133.12 | 126.12 | 5 | 0
2035 | NE_2_MAPP_US | NE | MAPP_US | Internal | Summer | B7 | 400 | 1600 | 0.01 | 127.26 | 120.26 | 5 | 0
2035 | NE_2_MAPP_US | NE | MAPP_US | Internal | Summer | B8 | 500 | 1600 | 0.03 | 101.76 | 102.74 | 5 | 0
2035 | NE_2_MAPP_US | NE | MAPP_US | Internal | Summer | B9 | 800 | 1600 | 0.03 | 97.82 | 99.06 | 5 | 0
2035 | NE_2_MAPP_US | NE | MAPP_US | Internal | Summer | B10 | 1262 | 1600 | 1599.99 | 87.03 | 94.38 | 5 | 2.35
2035 | NE_2_MAPP_US | NE | MAPP_US | Internal | Winter | B16 | 25 | 1600 | 73.13 | 92.96 | 97.95 | 5 | 0
2035 | NE_2_MAPP_US | NE | MAPP_US | Internal | Winter | B17 | 100 | 1600 | 1583.19 | 92.93 | 97.95 | 5 | 0.02
2035 | NE_2_MAPP_US | NE | MAPP_US | Internal | Winter | B18 | 400 | 1600 | 852.71 | 92.95 | 97.95 | 5 | 0
2035 | NE_2_MAPP_US | NE | MAPP_US | Internal | Winter | B19 | 700 | 1600 | 1599.86 | 92.67 | 97.95 | 5 | 0.28
2035 | NE_2_MAPP_US | NE | MAPP_US | Internal | Winter | B20 | 935 | 1600 | 1600 | 86.45 | 97.57 | 5 | 6.12
2035 | NE_2_MISO_W | NE | MISO_W | Internal | Shoulder | B11 | 25 | 1600 | 1599.94 | 113.09 | 122.4 | 5 | 4.31
2035 | NE_2_MISO_W | NE | MISO_W | Internal | Shoulder | B12 | 200 | 1600 | 1600.28 | 90.79 | 107.63 | 5 | 11.84
2035 | NE_2_MISO_W | NE | MISO_W | Internal | Shoulder | B13 | 600 | 1600 | 1600.16 | 89.99 | 107.63 | 5 | 12.63
2035 | NE_2_MISO_W | NE | MISO_W | Internal | Shoulder | B14 | 900 | 1600 | 3070.47 | 88.16 | 106.29 | 5 | 13.13
2035 | NE_2_MISO_W | NE | MISO_W | Internal | Shoulder | B15 | 1203 | 1600 | 4789.59 | 84.56 | 102.7 | 5 | 13.13
2035 | NE_2_MISO_W | NE | MISO_W | Internal | Summer | B1 | 10 | 1600 | 1601.87 | 187.94 | 204.06 | 5 | 11.12
2035 | NE_2_MISO_W | NE | MISO_W | Internal | Summer | B2 | 25 | 1600 | 1600.26 | 191.55 | 204.06 | 5 | 7.51
2035 | NE_2_MISO_W | NE | MISO_W | Internal | Summer | B3 | 75 | 1600 | 1292.6 | 195.61 | 200.61 | 5 | 0
2035 | NE_2_MISO_W | NE | MISO_W | Internal | Summer | B4 | 100 | 1600 | 1152.85 | 151.97 | 156.97 | 5 | 0
2035 | NE_2_MISO_W | NE | MISO_W | Internal | Summer | B5 | 200 | 1600 | 35.01 | 139.75 | 144.75 | 5 | 0
2035 | NE_2_MISO_W | NE | MISO_W | Internal | Summer | B6 | 300 | 1600 | 0.05 | 133.12 | 132.92 | 5 | 0
2035 | NE_2_MISO_W | NE | MISO_W | Internal | Summer | B7 | 400 | 1600 | 0.03 | 127.26 | 122.89 | 5 | 0
2035 | NE_2_MISO_W | NE | MISO_W | Internal | Summer | B8 | 500 | 1600 | 1599.98 | 101.76 | 109.74 | 5 | 2.98
2035 | NE_2_MISO_W | NE | MISO_W | Internal | Summer | B9 | 800 | 1600 | 1599.99 | 97.82 | 106.06 | 5 | 3.24
2035 | NE_2_MISO_W | NE | MISO_W | Internal | Summer | B10 | 1262 | 1600 | 1600.07 | 87.03 | 104.66 | 5 | 12.63
2035 | NE_2_MISO_W | NE | MISO_W | Internal | Winter | B16 | 25 | 1600 | 1603.29 | 92.96 | 110.61 | 5 | 12.65
2035 | NE_2_MISO_W | NE | MISO_W | Internal | Winter | B17 | 100 | 1600 | 1601.12 | 92.93 | 110.59 | 5 | 12.66
2035 | NE_2_MISO_W | NE | MISO_W | Internal | Winter | B18 | 400 | 1600 | 1600.24 | 92.95 | 110.59 | 5 | 12.63
2035 | NE_2_MISO_W | NE | MISO_W | Internal | Winter | B19 | 700 | 1600 | 1600.42 | 92.67 | 110.33 | 5 | 12.66
2035 | NE_2_MISO_W | NE | MISO_W | Internal | Winter | B20 | 935 | 1600 | 3314.58 | 86.45 | 104.58 | 5 | 13.13
2035 | NE_2_SPP_N | NE | SPP_N | Internal | Shoulder | B11 | 25 | 1800 | 1701.46 | 113.09 | 113.12 | 0.01 | 0.02
2035 | NE_2_SPP_N | NE | SPP_N | Internal | Shoulder | B12 | 200 | 1800 | 3576.84 | 90.79 | 92.04 | 0.01 | 1.24
2035 | NE_2_SPP_N | NE | SPP_N | Internal | Shoulder | B13 | 600 | 1800 | 4502.74 | 89.99 | 91.25 | 0.01 | 1.24
2035 | NE_2_SPP_N | NE | SPP_N | Internal | Shoulder | B14 | 900 | 1800 | 3068.53 | 88.16 | 89.41 | 0.01 | 1.24
2035 | NE_2_SPP_N | NE | SPP_N | Internal | Shoulder | B15 | 1203 | 1800 | 2473.44 | 84.56 | 85.82 | 0.01 | 1.24
2035 | NE_2_SPP_N | NE | SPP_N | Internal | Summer | B1 | 10 | 1800 | 3.52 | 187.94 | 185.88 | 0.01 | 0
2035 | NE_2_SPP_N | NE | SPP_N | Internal | Summer | B2 | 25 | 1800 | 1524.31 | 191.55 | 191.58 | 0.01 | 0.01
2035 | NE_2_SPP_N | NE | SPP_N | Internal | Summer | B3 | 75 | 1800 | 1801.04 | 195.61 | 196.21 | 0.01 | 0.59
2035 | NE_2_SPP_N | NE | SPP_N | Internal | Summer | B4 | 100 | 1800 | 560.86 | 151.97 | 151.98 | 0.01 | 0
2035 | NE_2_SPP_N | NE | SPP_N | Internal | Summer | B5 | 200 | 1800 | 1799.07 | 139.75 | 139.97 | 0.01 | 0.21
2035 | NE_2_SPP_N | NE | SPP_N | Internal | Summer | B6 | 300 | 1800 | 2423.57 | 133.12 | 134.37 | 0.01 | 1.24
2035 | NE_2_SPP_N | NE | SPP_N | Internal | Summer | B7 | 400 | 1800 | 4872.37 | 127.26 | 128.51 | 0.01 | 1.24
2035 | NE_2_SPP_N | NE | SPP_N | Internal | Summer | B8 | 500 | 1800 | 3770.44 | 101.76 | 103.01 | 0.01 | 1.24
2035 | NE_2_SPP_N | NE | SPP_N | Internal | Summer | B9 | 800 | 1800 | 3232.33 | 97.82 | 99.07 | 0.01 | 1.24
2035 | NE_2_SPP_N | NE | SPP_N | Internal | Summer | B10 | 1262 | 1800 | 3355.58 | 87.03 | 88.28 | 0.01 | 1.24
2035 | NE_2_SPP_N | NE | SPP_N | Internal | Winter | B16 | 25 | 1800 | 10176.54 | 92.96 | 94.22 | 0.01 | 1.24
2035 | NE_2_SPP_N | NE | SPP_N | Internal | Winter | B17 | 100 | 1800 | 7076.43 | 92.93 | 94.18 | 0.01 | 1.24
2035 | NE_2_SPP_N | NE | SPP_N | Internal | Winter | B18 | 400 | 1800 | 6575.55 | 92.95 | 94.2 | 0.01 | 1.24
2035 | NE_2_SPP_N | NE | SPP_N | Internal | Winter | B19 | 700 | 1800 | 5003.82 | 92.67 | 93.92 | 0.01 | 1.24
2035 | NE_2_SPP_N | NE | SPP_N | Internal | Winter | B20 | 935 | 1800 | 4144.85 | 86.45 | 87.7 | 0.01 | 1.24
2035 | NEISO_2_NYISO_A-F | NEISO | NYISO_A-F | Internal | Shoulder | B11 | 25 | 600 | 1.8 | 110.95 | 112.48 | 3 | 0
2035 | NEISO_2_NYISO_A-F | NEISO | NYISO_A-F | Internal | Shoulder | B12 | 200 | 600 | 0.23 | 102.34 | 103.78 | 3 | 0
2035 | NEISO_2_NYISO_A-F | NEISO | NYISO_A-F | Internal | Shoulder | B13 | 600 | 600 | 0.08 | 98.14 | 99.59 | 3 | 0
2035 | NEISO_2_NYISO_A-F | NEISO | NYISO_A-F | Internal | Shoulder | B14 | 900 | 600 | 0.05 | 98.14 | 99.59 | 3 | 0
2035 | NEISO_2_NYISO_A-F | NEISO | NYISO_A-F | Internal | Shoulder | B15 | 1203 | 600 | 0.18 | 96.97 | 99.59 | 3 | 0
2035 | NEISO_2_NYISO_A-F | NEISO | NYISO_A-F | Internal | Summer | B1 | 10 | 600 | 3.91 | 192.62 | 194.15 | 3 | 0.01
2035 | NEISO_2_NYISO_A-F | NEISO | NYISO_A-F | Internal | Summer | B2 | 25 | 600 | 1.55 | 192.7 | 194.15 | 3 | 0
2035 | NEISO_2_NYISO_A-F | NEISO | NYISO_A-F | Internal | Summer | B3 | 75 | 600 | 0.65 | 189.04 | 190.67 | 3 | 0
2035 | NEISO_2_NYISO_A-F | NEISO | NYISO_A-F | Internal | Summer | B4 | 100 | 600 | 0.47 | 145.52 | 147.05 | 3 | 0
2035 | NEISO_2_NYISO_A-F | NEISO | NYISO_A-F | Internal | Summer | B5 | 200 | 600 | 0.26 | 134.85 | 136.39 | 3 | 0
2035 | NEISO_2_NYISO_A-F | NEISO | NYISO_A-F | Internal | Summer | B6 | 300 | 600 | 423.49 | 123.38 | 126.38 | 3 | 0
2035 | NEISO_2_NYISO_A-F | NEISO | NYISO_A-F | Internal | Summer | B7 | 400 | 600 | 0.12 | 116.94 | 118.38 | 3 | 0
2035 | NEISO_2_NYISO_A-F | NEISO | NYISO_A-F | Internal | Summer | B8 | 500 | 600 | 0.08 | 112.06 | 113.05 | 3 | 0
2035 | NEISO_2_NYISO_A-F | NEISO | NYISO_A-F | Internal | Summer | B9 | 800 | 600 | 0.06 | 106.35 | 107.79 | 3 | 0
2035 | NEISO_2_NYISO_A-F | NEISO | NYISO_A-F | Internal | Summer | B10 | 1262 | 600 | 0.04 | 106.34 | 107.79 | 3 | 0
2035 | NEISO_2_NYISO_A-F | NEISO | NYISO_A-F | Internal | Winter | B16 | 25 | 600 | 1.66 | 100.84 | 102.28 | 3 | 0
2035 | NEISO_2_NYISO_A-F | NEISO | NYISO_A-F | Internal | Winter | B17 | 100 | 600 | 0.45 | 100.81 | 102.25 | 3 | 0
2035 | NEISO_2_NYISO_A-F | NEISO | NYISO_A-F | Internal | Winter | B18 | 400 | 600 | 0.12 | 100.8 | 102.25 | 3 | 0
2035 | NEISO_2_NYISO_A-F | NEISO | NYISO_A-F | Internal | Winter | B19 | 700 | 600 | 0.07 | 100.46 | 102 | 3 | 0
2035 | NEISO_2_NYISO_A-F | NEISO | NYISO_A-F | Internal | Winter | B20 | 935 | 600 | 0.15 | 94.72 | 97.21 | 3 | 0
2035 | NEISO_2_NYISO_G-I | NEISO | NYISO_G-I | Internal | Shoulder | B11 | 25 | 600 | 602.69 | 110.95 | 122.88 | 3 | 8.94
2035 | NEISO_2_NYISO_G-I | NEISO | NYISO_G-I | Internal | Shoulder | B12 | 200 | 600 | 600.37 | 102.34 | 114.27 | 3 | 8.93
2035 | NEISO_2_NYISO_G-I | NEISO | NYISO_G-I | Internal | Shoulder | B13 | 600 | 600 | 600.13 | 98.14 | 110.08 | 3 | 8.93
2035 | NEISO_2_NYISO_G-I | NEISO | NYISO_G-I | Internal | Shoulder | B14 | 900 | 600 | 600.09 | 98.14 | 110.08 | 3 | 8.93
2035 | NEISO_2_NYISO_G-I | NEISO | NYISO_G-I | Internal | Shoulder | B15 | 1203 | 600 | 600.07 | 96.97 | 108.91 | 3 | 8.93
2035 | NEISO_2_NYISO_G-I | NEISO | NYISO_G-I | Internal | Summer | B1 | 10 | 600 | 605.72 | 192.62 | 204.55 | 3 | 8.94
2035 | NEISO_2_NYISO_G-I | NEISO | NYISO_G-I | Internal | Summer | B2 | 25 | 600 | 602.27 | 192.7 | 204.63 | 3 | 8.93
2035 | NEISO_2_NYISO_G-I | NEISO | NYISO_G-I | Internal | Summer | B3 | 75 | 600 | 600.95 | 189.04 | 200.98 | 3 | 8.94
2035 | NEISO_2_NYISO_G-I | NEISO | NYISO_G-I | Internal | Summer | B4 | 100 | 600 | 600.73 | 145.52 | 157.45 | 3 | 8.93
2035 | NEISO_2_NYISO_G-I | NEISO | NYISO_G-I | Internal | Summer | B5 | 200 | 600 | 600.38 | 134.85 | 146.79 | 3 | 8.93
2035 | NEISO_2_NYISO_G-I | NEISO | NYISO_G-I | Internal | Summer | B6 | 300 | 600 | 600.26 | 123.38 | 135.32 | 3 | 8.93
2035 | NEISO_2_NYISO_G-I | NEISO | NYISO_G-I | Internal | Summer | B7 | 400 | 600 | 600.19 | 116.94 | 128.87 | 3 | 8.93
2035 | NEISO_2_NYISO_G-I | NEISO | NYISO_G-I | Internal | Summer | B8 | 500 | 600 | 600.08 | 112.06 | 123.54 | 3 | 8.48
2035 | NEISO_2_NYISO_G-I | NEISO | NYISO_G-I | Internal | Summer | B9 | 800 | 600 | 600.1 | 106.35 | 118.28 | 3 | 8.93
2035 | NEISO_2_NYISO_G-I | NEISO | NYISO_G-I | Internal | Summer | B10 | 1262 | 600 | 600.06 | 106.34 | 118.28 | 3 | 8.93
2035 | NEISO_2_NYISO_G-I | NEISO | NYISO_G-I | Internal | Winter | B16 | 25 | 600 | 602.54 | 100.84 | 112.77 | 3 | 8.94
2035 | NEISO_2_NYISO_G-I | NEISO | NYISO_G-I | Internal | Winter | B17 | 100 | 600 | 600.71 | 100.81 | 112.74 | 3 | 8.93
2035 | NEISO_2_NYISO_G-I | NEISO | NYISO_G-I | Internal | Winter | B18 | 400 | 600 | 600.2 | 100.8 | 112.74 | 3 | 8.93
2035 | NEISO_2_NYISO_G-I | NEISO | NYISO_G-I | Internal | Winter | B19 | 700 | 600 | 600.12 | 100.46 | 112.4 | 3 | 8.93
2035 | NEISO_2_NYISO_G-I | NEISO | NYISO_G-I | Internal | Winter | B20 | 935 | 600 | 600.09 | 94.72 | 106.65 | 3 | 8.93
2035 | NEISO_2_NYISO_J-K | NEISO | NYISO_J-K | Internal | Shoulder | B11 | 25 | 430 | 5072.24 | 110.95 | 122.89 | 3 | 8.95
2035 | NEISO_2_NYISO_J-K | NEISO | NYISO_J-K | Internal | Shoulder | B12 | 200 | 430 | 2498.85 | 102.34 | 114.28 | 3 | 8.95
2035 | NEISO_2_NYISO_J-K | NEISO | NYISO_J-K | Internal | Shoulder | B13 | 600 | 430 | 2408.51 | 98.14 | 110.09 | 3 | 8.95
2035 | NEISO_2_NYISO_J-K | NEISO | NYISO_J-K | Internal | Shoulder | B14 | 900 | 430 | 2648.16 | 98.14 | 110.09 | 3 | 8.95
2035 | NEISO_2_NYISO_J-K | NEISO | NYISO_J-K | Internal | Shoulder | B15 | 1203 | 430 | 1241.89 | 96.97 | 108.92 | 3 | 8.95
2035 | NEISO_2_NYISO_J-K | NEISO | NYISO_J-K | Internal | Summer | B1 | 10 | 430 | 2795.54 | 192.62 | 204.56 | 3 | 8.96
2035 | NEISO_2_NYISO_J-K | NEISO | NYISO_J-K | Internal | Summer | B2 | 25 | 430 | 1160.92 | 192.7 | 204.65 | 3 | 8.95
2035 | NEISO_2_NYISO_J-K | NEISO | NYISO_J-K | Internal | Summer | B3 | 75 | 430 | 3308.82 | 189.04 | 200.99 | 3 | 8.95
2035 | NEISO_2_NYISO_J-K | NEISO | NYISO_J-K | Internal | Summer | B4 | 100 | 430 | 4114.1 | 145.52 | 157.47 | 3 | 8.95
2035 | NEISO_2_NYISO_J-K | NEISO | NYISO_J-K | Internal | Summer | B5 | 200 | 430 | 3922.82 | 134.85 | 146.8 | 3 | 8.95
2035 | NEISO_2_NYISO_J-K | NEISO | NYISO_J-K | Internal | Summer | B6 | 300 | 430 | 1531.9 | 123.38 | 135.33 | 3 | 8.95
2035 | NEISO_2_NYISO_J-K | NEISO | NYISO_J-K | Internal | Summer | B7 | 400 | 430 | 1432.51 | 116.94 | 128.88 | 3 | 8.95
2035 | NEISO_2_NYISO_J-K | NEISO | NYISO_J-K | Internal | Summer | B8 | 500 | 430 | 974.02 | 112.06 | 124.01 | 3 | 8.95
2035 | NEISO_2_NYISO_J-K | NEISO | NYISO_J-K | Internal | Summer | B9 | 800 | 430 | 2095.71 | 106.35 | 118.29 | 3 | 8.95
2035 | NEISO_2_NYISO_J-K | NEISO | NYISO_J-K | Internal | Summer | B10 | 1262 | 430 | 757.52 | 106.34 | 118.29 | 3 | 8.95
2035 | NEISO_2_NYISO_J-K | NEISO | NYISO_J-K | Internal | Winter | B16 | 25 | 430 | 4204.33 | 100.84 | 112.78 | 3 | 8.95
2035 | NEISO_2_NYISO_J-K | NEISO | NYISO_J-K | Internal | Winter | B17 | 100 | 430 | 3718.54 | 100.81 | 112.75 | 3 | 8.95
2035 | NEISO_2_NYISO_J-K | NEISO | NYISO_J-K | Internal | Winter | B18 | 400 | 430 | 3997.06 | 100.8 | 112.75 | 3 | 8.95
2035 | NEISO_2_NYISO_J-K | NEISO | NYISO_J-K | Internal | Winter | B19 | 700 | 430 | 3861.88 | 100.46 | 112.41 | 3 | 8.95
2035 | NEISO_2_NYISO_J-K | NEISO | NYISO_J-K | Internal | Winter | B20 | 935 | 430 | 2675.32 | 94.72 | 106.66 | 3 | 8.95
2035 | NonRTO_Midwest_2_MISO_IN | NonRTO_Midwest | MISO_IN | Internal | Shoulder | B11 | 25 | 4450 | 0.26 | 136.86 | 128.88 | 8 | 0
2035 | NonRTO_Midwest_2_MISO_IN | NonRTO_Midwest | MISO_IN | Internal | Shoulder | B12 | 200 | 4450 | 0.03 | 123.93 | 115.93 | 8 | 0
2035 | NonRTO_Midwest_2_MISO_IN | NonRTO_Midwest | MISO_IN | Internal | Shoulder | B13 | 600 | 4450 | 0.01 | 118.5 | 115.93 | 8 | 0
2035 | NonRTO_Midwest_2_MISO_IN | NonRTO_Midwest | MISO_IN | Internal | Shoulder | B14 | 900 | 4450 | 0 | 118.5 | 114.1 | 8 | 0
2035 | NonRTO_Midwest_2_MISO_IN | NonRTO_Midwest | MISO_IN | Internal | Shoulder | B15 | 1203 | 4450 | 0 | 118.5 | 110.5 | 8 | 0
2035 | NonRTO_Midwest_2_MISO_IN | NonRTO_Midwest | MISO_IN | Internal | Summer | B1 | 10 | 4450 | 0.63 | 218.55 | 210.56 | 8 | 0
2035 | NonRTO_Midwest_2_MISO_IN | NonRTO_Midwest | MISO_IN | Internal | Summer | B2 | 25 | 4450 | 0.26 | 219.86 | 212.35 | 8 | 0
2035 | NonRTO_Midwest_2_MISO_IN | NonRTO_Midwest | MISO_IN | Internal | Summer | B3 | 75 | 4450 | 0.09 | 216.88 | 208.88 | 8 | 0
2035 | NonRTO_Midwest_2_MISO_IN | NonRTO_Midwest | MISO_IN | Internal | Summer | B4 | 100 | 4450 | 0.07 | 171.43 | 163.43 | 8 | 0
2035 | NonRTO_Midwest_2_MISO_IN | NonRTO_Midwest | MISO_IN | Internal | Summer | B5 | 200 | 4450 | 0.04 | 159.2 | 151.21 | 8 | 0
2035 | NonRTO_Midwest_2_MISO_IN | NonRTO_Midwest | MISO_IN | Internal | Summer | B6 | 300 | 4450 | 0.18 | 139.93 | 139.36 | 8 | 0
2035 | NonRTO_Midwest_2_MISO_IN | NonRTO_Midwest | MISO_IN | Internal | Summer | B7 | 400 | 4450 | 580.06 | 122.53 | 130.53 | 8 | 0
2035 | NonRTO_Midwest_2_MISO_IN | NonRTO_Midwest | MISO_IN | Internal | Summer | B8 | 500 | 4450 | 0.03 | 116.99 | 116.57 | 8 | 0
2035 | NonRTO_Midwest_2_MISO_IN | NonRTO_Midwest | MISO_IN | Internal | Summer | B9 | 800 | 4450 | 0.01 | 116.99 | 114.36 | 8 | 0
2035 | NonRTO_Midwest_2_MISO_IN | NonRTO_Midwest | MISO_IN | Internal | Summer | B10 | 1262 | 4450 | 0 | 116.99 | 112.96 | 8 | 0
2035 | NonRTO_Midwest_2_MISO_IN | NonRTO_Midwest | MISO_IN | Internal | Winter | B16 | 25 | 4450 | 0.25 | 126.9 | 118.9 | 8 | 0
2035 | NonRTO_Midwest_2_MISO_IN | NonRTO_Midwest | MISO_IN | Internal | Winter | B17 | 100 | 4450 | 0.06 | 126.86 | 118.86 | 8 | 0
2035 | NonRTO_Midwest_2_MISO_IN | NonRTO_Midwest | MISO_IN | Internal | Winter | B18 | 400 | 4450 | 0.02 | 123.09 | 118.89 | 8 | 0
2035 | NonRTO_Midwest_2_MISO_IN | NonRTO_Midwest | MISO_IN | Internal | Winter | B19 | 700 | 4450 | 0.01 | 121.82 | 118.61 | 8 | 0
2035 | NonRTO_Midwest_2_MISO_IN | NonRTO_Midwest | MISO_IN | Internal | Winter | B20 | 935 | 4450 | 0 | 120.39 | 112.39 | 8 | 0
2035 | NonRTO_Midwest_2_TVA_Transmission | NonRTO_Midwest | TVA_Transmission | Internal | Shoulder | B11 | 25 | 2400 | 0.34 | 136.86 | 131.94 | 8 | 0
2035 | NonRTO_Midwest_2_TVA_Transmission | NonRTO_Midwest | TVA_Transmission | Internal | Shoulder | B12 | 200 | 2400 | 0.05 | 123.93 | 120.01 | 8 | 0
2035 | NonRTO_Midwest_2_TVA_Transmission | NonRTO_Midwest | TVA_Transmission | Internal | Shoulder | B13 | 600 | 2400 | 0.02 | 118.5 | 119.7 | 8 | 0
2035 | NonRTO_Midwest_2_TVA_Transmission | NonRTO_Midwest | TVA_Transmission | Internal | Shoulder | B14 | 900 | 2400 | 0.02 | 118.5 | 119.18 | 8 | 0
2035 | NonRTO_Midwest_2_TVA_Transmission | NonRTO_Midwest | TVA_Transmission | Internal | Shoulder | B15 | 1203 | 2400 | 0 | 118.5 | 117.1 | 8 | 0
2035 | NonRTO_Midwest_2_TVA_Transmission | NonRTO_Midwest | TVA_Transmission | Internal | Summer | B1 | 10 | 2400 | 1.04 | 218.55 | 217.16 | 8 | 0
2035 | NonRTO_Midwest_2_TVA_Transmission | NonRTO_Midwest | TVA_Transmission | Internal | Summer | B2 | 25 | 2400 | 0.43 | 219.86 | 218.52 | 8 | 0
2035 | NonRTO_Midwest_2_TVA_Transmission | NonRTO_Midwest | TVA_Transmission | Internal | Summer | B3 | 75 | 2400 | 0.15 | 216.88 | 215.07 | 8 | 0
2035 | NonRTO_Midwest_2_TVA_Transmission | NonRTO_Midwest | TVA_Transmission | Internal | Summer | B4 | 100 | 2400 | 0.13 | 171.43 | 171.43 | 8 | 0
2035 | NonRTO_Midwest_2_TVA_Transmission | NonRTO_Midwest | TVA_Transmission | Internal | Summer | B5 | 200 | 2400 | 0.07 | 159.2 | 158.75 | 8 | 0
2035 | NonRTO_Midwest_2_TVA_Transmission | NonRTO_Midwest | TVA_Transmission | Internal | Summer | B6 | 300 | 2400 | 0.06 | 139.93 | 138.82 | 8 | 0
2035 | NonRTO_Midwest_2_TVA_Transmission | NonRTO_Midwest | TVA_Transmission | Internal | Summer | B7 | 400 | 2400 | 0.11 | 122.53 | 128.54 | 8 | 0
2035 | NonRTO_Midwest_2_TVA_Transmission | NonRTO_Midwest | TVA_Transmission | Internal | Summer | B8 | 500 | 2400 | 0.05 | 116.99 | 120.41 | 8 | 0
2035 | NonRTO_Midwest_2_TVA_Transmission | NonRTO_Midwest | TVA_Transmission | Internal | Summer | B9 | 800 | 2400 | 0.02 | 116.99 | 118.73 | 8 | 0
2035 | NonRTO_Midwest_2_TVA_Transmission | NonRTO_Midwest | TVA_Transmission | Internal | Summer | B10 | 1262 | 2400 | 0.01 | 116.99 | 117.85 | 8 | 0
2035 | NonRTO_Midwest_2_TVA_Transmission | NonRTO_Midwest | TVA_Transmission | Internal | Winter | B16 | 25 | 2400 | 0.4 | 126.9 | 125.07 | 8 | 0
2035 | NonRTO_Midwest_2_TVA_Transmission | NonRTO_Midwest | TVA_Transmission | Internal | Winter | B17 | 100 | 2400 | 0.09 | 126.86 | 122.76 | 8 | 0
2035 | NonRTO_Midwest_2_TVA_Transmission | NonRTO_Midwest | TVA_Transmission | Internal | Winter | B18 | 400 | 2400 | 0.03 | 123.09 | 122.65 | 8 | 0
2035 | NonRTO_Midwest_2_TVA_Transmission | NonRTO_Midwest | TVA_Transmission | Internal | Winter | B19 | 700 | 2400 | 0.02 | 121.82 | 122.51 | 8 | 0
2035 | NonRTO_Midwest_2_TVA_Transmission | NonRTO_Midwest | TVA_Transmission | Internal | Winter | B20 | 935 | 2400 | 0.01 | 120.39 | 118.99 | 8 | 0
2035 | NYISO_A-F_2_IESO | NYISO_A-F | IESO | Internal | Shoulder | B11 | 25 | 1600 | 0.38 | 112.48 | 109.73 | 7 | 0
2035 | NYISO_A-F_2_IESO | NYISO_A-F | IESO | Internal | Shoulder | B12 | 200 | 1600 | 0.04 | 103.78 | 96.78 | 7 | 0
2035 | NYISO_A-F_2_IESO | NYISO_A-F | IESO | Internal | Shoulder | B13 | 600 | 1600 | 0.02 | 99.59 | 96.78 | 7 | 0
2035 | NYISO_A-F_2_IESO | NYISO_A-F | IESO | Internal | Shoulder | B14 | 900 | 1600 | 0 | 99.59 | 95.45 | 7 | 0
2035 | NYISO_A-F_2_IESO | NYISO_A-F | IESO | Internal | Shoulder | B15 | 1203 | 1600 | 0 | 99.59 | 95.45 | 7 | 0
2035 | NYISO_A-F_2_IESO | NYISO_A-F | IESO | Internal | Summer | B1 | 10 | 1600 | 0.89 | 194.15 | 191.41 | 7 | 0
2035 | NYISO_A-F_2_IESO | NYISO_A-F | IESO | Internal | Summer | B2 | 25 | 1600 | 0.43 | 194.15 | 193.21 | 7 | 0
2035 | NYISO_A-F_2_IESO | NYISO_A-F | IESO | Internal | Summer | B3 | 75 | 1600 | 0.15 | 190.67 | 189.73 | 7 | 0
2035 | NYISO_A-F_2_IESO | NYISO_A-F | IESO | Internal | Summer | B4 | 100 | 1600 | 0.09 | 147.05 | 144.28 | 7 | 0
2035 | NYISO_A-F_2_IESO | NYISO_A-F | IESO | Internal | Summer | B5 | 200 | 1600 | 0.04 | 136.39 | 132.06 | 7 | 0
2035 | NYISO_A-F_2_IESO | NYISO_A-F | IESO | Internal | Summer | B6 | 300 | 1600 | 0.03 | 126.38 | 120.22 | 7 | 0
2035 | NYISO_A-F_2_IESO | NYISO_A-F | IESO | Internal | Summer | B7 | 400 | 1600 | 0.02 | 118.38 | 111.38 | 7 | 0
2035 | NYISO_A-F_2_IESO | NYISO_A-F | IESO | Internal | Summer | B8 | 500 | 1600 | 0.01 | 113.05 | 97.43 | 7 | 0
2035 | NYISO_A-F_2_IESO | NYISO_A-F | IESO | Internal | Summer | B9 | 800 | 1600 | 0 | 107.79 | 95.22 | 7 | 0
2035 | NYISO_A-F_2_IESO | NYISO_A-F | IESO | Internal | Summer | B10 | 1262 | 1600 | 0 | 107.79 | 93.82 | 7 | 0
2035 | NYISO_A-F_2_IESO | NYISO_A-F | IESO | Internal | Winter | B16 | 25 | 1600 | 0.36 | 102.28 | 99.75 | 7 | 0
2035 | NYISO_A-F_2_IESO | NYISO_A-F | IESO | Internal | Winter | B17 | 100 | 1600 | 0.1 | 102.25 | 99.74 | 7 | 0
2035 | NYISO_A-F_2_IESO | NYISO_A-F | IESO | Internal | Winter | B18 | 400 | 1600 | 0.02 | 102.25 | 99.74 | 7 | 0
2035 | NYISO_A-F_2_IESO | NYISO_A-F | IESO | Internal | Winter | B19 | 700 | 1600 | 0.01 | 102 | 99.49 | 7 | 0
2035 | NYISO_A-F_2_IESO | NYISO_A-F | IESO | Internal | Winter | B20 | 935 | 1600 | 0 | 97.21 | 93.27 | 7 | 0
2035 | NYISO_A-F_2_NEISO | NYISO_A-F | NEISO | Internal | Shoulder | B11 | 25 | 600 | 0.62 | 112.48 | 110.95 | 3 | 0
2035 | NYISO_A-F_2_NEISO | NYISO_A-F | NEISO | Internal | Shoulder | B12 | 200 | 600 | 0.08 | 103.78 | 102.34 | 3 | 0
2035 | NYISO_A-F_2_NEISO | NYISO_A-F | NEISO | Internal | Shoulder | B13 | 600 | 600 | 0.03 | 99.59 | 98.14 | 3 | 0
2035 | NYISO_A-F_2_NEISO | NYISO_A-F | NEISO | Internal | Shoulder | B14 | 900 | 600 | 0.02 | 99.59 | 98.14 | 3 | 0
2035 | NYISO_A-F_2_NEISO | NYISO_A-F | NEISO | Internal | Shoulder | B15 | 1203 | 600 | 0.01 | 99.59 | 96.97 | 3 | 0
2035 | NYISO_A-F_2_NEISO | NYISO_A-F | NEISO | Internal | Summer | B1 | 10 | 600 | 1.58 | 194.15 | 192.62 | 3 | 0.01
2035 | NYISO_A-F_2_NEISO | NYISO_A-F | NEISO | Internal | Summer | B2 | 25 | 600 | 0.71 | 194.15 | 192.7 | 3 | 0
2035 | NYISO_A-F_2_NEISO | NYISO_A-F | NEISO | Internal | Summer | B3 | 75 | 600 | 0.22 | 190.67 | 189.04 | 3 | 0
2035 | NYISO_A-F_2_NEISO | NYISO_A-F | NEISO | Internal | Summer | B4 | 100 | 600 | 0.16 | 147.05 | 145.52 | 3 | 0
2035 | NYISO_A-F_2_NEISO | NYISO_A-F | NEISO | Internal | Summer | B5 | 200 | 600 | 0.08 | 136.39 | 134.85 | 3 | 0
2035 | NYISO_A-F_2_NEISO | NYISO_A-F | NEISO | Internal | Summer | B6 | 300 | 600 | 0.05 | 126.38 | 123.38 | 3 | 0
2035 | NYISO_A-F_2_NEISO | NYISO_A-F | NEISO | Internal | Summer | B7 | 400 | 600 | 0.04 | 118.38 | 116.94 | 3 | 0
2035 | NYISO_A-F_2_NEISO | NYISO_A-F | NEISO | Internal | Summer | B8 | 500 | 600 | 0.04 | 113.05 | 112.06 | 3 | 0
2035 | NYISO_A-F_2_NEISO | NYISO_A-F | NEISO | Internal | Summer | B9 | 800 | 600 | 0.02 | 107.79 | 106.35 | 3 | 0
2035 | NYISO_A-F_2_NEISO | NYISO_A-F | NEISO | Internal | Summer | B10 | 1262 | 600 | 0.01 | 107.79 | 106.34 | 3 | 0
2035 | NYISO_A-F_2_NEISO | NYISO_A-F | NEISO | Internal | Winter | B16 | 25 | 600 | 0.64 | 102.28 | 100.84 | 3 | 0
2035 | NYISO_A-F_2_NEISO | NYISO_A-F | NEISO | Internal | Winter | B17 | 100 | 600 | 0.17 | 102.25 | 100.81 | 3 | 0
2035 | NYISO_A-F_2_NEISO | NYISO_A-F | NEISO | Internal | Winter | B18 | 400 | 600 | 0.04 | 102.25 | 100.8 | 3 | 0
2035 | NYISO_A-F_2_NEISO | NYISO_A-F | NEISO | Internal | Winter | B19 | 700 | 600 | 0.02 | 102 | 100.46 | 3 | 0
2035 | NYISO_A-F_2_NEISO | NYISO_A-F | NEISO | Internal | Winter | B20 | 935 | 600 | 0.02 | 97.21 | 94.72 | 3 | 0
2035 | NYISO_A-F_2_NYISO_G-I | NYISO_A-F | NYISO_G-I | Internal | Shoulder | B11 | 25 | 4250 | 4262.88 | 112.48 | 122.88 | 0.01 | 10.39
2035 | NYISO_A-F_2_NYISO_G-I | NYISO_A-F | NYISO_G-I | Internal | Shoulder | B12 | 200 | 4250 | 5253.39 | 103.78 | 114.27 | 0.01 | 10.47
2035 | NYISO_A-F_2_NYISO_G-I | NYISO_A-F | NYISO_G-I | Internal | Shoulder | B13 | 600 | 4250 | 5043.85 | 99.59 | 110.08 | 0.01 | 10.47
2035 | NYISO_A-F_2_NYISO_G-I | NYISO_A-F | NYISO_G-I | Internal | Shoulder | B14 | 900 | 4250 | 4394.48 | 99.59 | 110.08 | 0.01 | 10.47
2035 | NYISO_A-F_2_NYISO_G-I | NYISO_A-F | NYISO_G-I | Internal | Shoulder | B15 | 1203 | 4250 | 4250.03 | 99.59 | 108.91 | 0.01 | 9.31
2035 | NYISO_A-F_2_NYISO_G-I | NYISO_A-F | NYISO_G-I | Internal | Summer | B1 | 10 | 4250 | 4284.12 | 194.15 | 204.55 | 0.01 | 10.39
2035 | NYISO_A-F_2_NYISO_G-I | NYISO_A-F | NYISO_G-I | Internal | Summer | B2 | 25 | 4250 | 4717.35 | 194.15 | 204.63 | 0.01 | 10.47
2035 | NYISO_A-F_2_NYISO_G-I | NYISO_A-F | NYISO_G-I | Internal | Summer | B3 | 75 | 4250 | 4252.72 | 190.67 | 200.98 | 0.01 | 10.3
2035 | NYISO_A-F_2_NYISO_G-I | NYISO_A-F | NYISO_G-I | Internal | Summer | B4 | 100 | 4250 | 4253.92 | 147.05 | 157.45 | 0.01 | 10.39
2035 | NYISO_A-F_2_NYISO_G-I | NYISO_A-F | NYISO_G-I | Internal | Summer | B5 | 200 | 4250 | 4251.74 | 136.39 | 146.79 | 0.01 | 10.39
2035 | NYISO_A-F_2_NYISO_G-I | NYISO_A-F | NYISO_G-I | Internal | Summer | B6 | 300 | 4250 | 4250.09 | 126.38 | 135.32 | 0.01 | 8.92
2035 | NYISO_A-F_2_NYISO_G-I | NYISO_A-F | NYISO_G-I | Internal | Summer | B7 | 400 | 4250 | 4604.33 | 118.38 | 128.87 | 0.01 | 10.47
2035 | NYISO_A-F_2_NYISO_G-I | NYISO_A-F | NYISO_G-I | Internal | Summer | B8 | 500 | 4250 | 7067.7 | 113.05 | 123.54 | 0.01 | 10.47
2035 | NYISO_A-F_2_NYISO_G-I | NYISO_A-F | NYISO_G-I | Internal | Summer | B9 | 800 | 4250 | 5197.06 | 107.79 | 118.28 | 0.01 | 10.47
2035 | NYISO_A-F_2_NYISO_G-I | NYISO_A-F | NYISO_G-I | Internal | Summer | B10 | 1262 | 4250 | 4322.99 | 107.79 | 118.28 | 0.01 | 10.47
2035 | NYISO_A-F_2_NYISO_G-I | NYISO_A-F | NYISO_G-I | Internal | Winter | B16 | 25 | 4250 | 5034.14 | 102.28 | 112.77 | 0.01 | 10.47
2035 | NYISO_A-F_2_NYISO_G-I | NYISO_A-F | NYISO_G-I | Internal | Winter | B17 | 100 | 4250 | 5045.15 | 102.25 | 112.74 | 0.01 | 10.47
2035 | NYISO_A-F_2_NYISO_G-I | NYISO_A-F | NYISO_G-I | Internal | Winter | B18 | 400 | 4250 | 4628.48 | 102.25 | 112.74 | 0.01 | 10.47
2035 | NYISO_A-F_2_NYISO_G-I | NYISO_A-F | NYISO_G-I | Internal | Winter | B19 | 700 | 4250 | 4251.04 | 102 | 112.4 | 0.01 | 10.39
2035 | NYISO_A-F_2_NYISO_G-I | NYISO_A-F | NYISO_G-I | Internal | Winter | B20 | 935 | 4250 | 4250.04 | 97.21 | 106.65 | 0.01 | 9.43
2035 | NYISO_A-F_2_PJM_ROM | NYISO_A-F | PJM_ROM | Internal | Shoulder | B11 | 25 | 1000 | 2596.2 | 112.48 | 130.87 | 8 | 10.39
2035 | NYISO_A-F_2_PJM_ROM | NYISO_A-F | PJM_ROM | Internal | Shoulder | B12 | 200 | 1000 | 1000.02 | 103.78 | 117.68 | 8 | 5.9
2035 | NYISO_A-F_2_PJM_ROM | NYISO_A-F | PJM_ROM | Internal | Shoulder | B13 | 600 | 1000 | 1000.22 | 99.59 | 117.68 | 8 | 10.09
2035 | NYISO_A-F_2_PJM_ROM | NYISO_A-F | PJM_ROM | Internal | Shoulder | B14 | 900 | 1000 | 1000.04 | 99.59 | 116.35 | 8 | 8.76
2035 | NYISO_A-F_2_PJM_ROM | NYISO_A-F | PJM_ROM | Internal | Shoulder | B15 | 1203 | 1000 | 1000 | 99.59 | 112.69 | 8 | 5.11
2035 | NYISO_A-F_2_PJM_ROM | NYISO_A-F | PJM_ROM | Internal | Summer | B1 | 10 | 1000 | 6767.69 | 194.15 | 212.54 | 8 | 10.39
2035 | NYISO_A-F_2_PJM_ROM | NYISO_A-F | PJM_ROM | Internal | Summer | B2 | 25 | 1000 | 3889.42 | 194.15 | 212.54 | 8 | 10.39
2035 | NYISO_A-F_2_PJM_ROM | NYISO_A-F | PJM_ROM | Internal | Summer | B3 | 75 | 1000 | 3403.2 | 190.67 | 209.06 | 8 | 10.39
2035 | NYISO_A-F_2_PJM_ROM | NYISO_A-F | PJM_ROM | Internal | Summer | B4 | 100 | 1000 | 2903.93 | 147.05 | 165.44 | 8 | 10.39
2035 | NYISO_A-F_2_PJM_ROM | NYISO_A-F | PJM_ROM | Internal | Summer | B5 | 200 | 1000 | 1766.26 | 136.39 | 154.78 | 8 | 10.39
2035 | NYISO_A-F_2_PJM_ROM | NYISO_A-F | PJM_ROM | Internal | Summer | B6 | 300 | 1000 | 1000.08 | 126.38 | 142.97 | 8 | 8.59
2035 | NYISO_A-F_2_PJM_ROM | NYISO_A-F | PJM_ROM | Internal | Summer | B7 | 400 | 1000 | 1000.01 | 118.38 | 132.94 | 8 | 6.56
2035 | NYISO_A-F_2_PJM_ROM | NYISO_A-F | PJM_ROM | Internal | Summer | B8 | 500 | 1000 | 0.6 | 113.05 | 119.79 | 8 | 0
2035 | NYISO_A-F_2_PJM_ROM | NYISO_A-F | PJM_ROM | Internal | Summer | B9 | 800 | 1000 | 999.78 | 107.79 | 116.11 | 8 | 0.32
2035 | NYISO_A-F_2_PJM_ROM | NYISO_A-F | PJM_ROM | Internal | Summer | B10 | 1262 | 1000 | 0.02 | 107.79 | 114.3 | 8 | 0
2035 | NYISO_A-F_2_PJM_ROM | NYISO_A-F | PJM_ROM | Internal | Winter | B16 | 25 | 1000 | 2068.21 | 102.28 | 120.67 | 8 | 10.39
2035 | NYISO_A-F_2_PJM_ROM | NYISO_A-F | PJM_ROM | Internal | Winter | B17 | 100 | 1000 | 2077.32 | 102.25 | 120.64 | 8 | 10.39
2035 | NYISO_A-F_2_PJM_ROM | NYISO_A-F | PJM_ROM | Internal | Winter | B18 | 400 | 1000 | 2688.59 | 102.25 | 120.64 | 8 | 10.39
2035 | NYISO_A-F_2_PJM_ROM | NYISO_A-F | PJM_ROM | Internal | Winter | B19 | 700 | 1000 | 3439.39 | 102 | 120.39 | 8 | 10.39
2035 | NYISO_A-F_2_PJM_ROM | NYISO_A-F | PJM_ROM | Internal | Winter | B20 | 935 | 1000 | 1000.04 | 97.21 | 114.64 | 8 | 9.43
2035 | NYISO_G-I_2_NEISO | NYISO_G-I | NEISO | Internal | Shoulder | B11 | 25 | 600 | 0.25 | 122.88 | 110.95 | 3 | 0
2035 | NYISO_G-I_2_NEISO | NYISO_G-I | NEISO | Internal | Shoulder | B12 | 200 | 600 | 0.03 | 114.27 | 102.34 | 3 | 0
2035 | NYISO_G-I_2_NEISO | NYISO_G-I | NEISO | Internal | Shoulder | B13 | 600 | 600 | 0.01 | 110.08 | 98.14 | 3 | 0
2035 | NYISO_G-I_2_NEISO | NYISO_G-I | NEISO | Internal | Shoulder | B14 | 900 | 600 | 0 | 110.08 | 98.14 | 3 | 0
2035 | NYISO_G-I_2_NEISO | NYISO_G-I | NEISO | Internal | Shoulder | B15 | 1203 | 600 | 0 | 108.91 | 96.97 | 3 | 0
2035 | NYISO_G-I_2_NEISO | NYISO_G-I | NEISO | Internal | Summer | B1 | 10 | 600 | 0.63 | 204.55 | 192.62 | 3 | 0.01
2035 | NYISO_G-I_2_NEISO | NYISO_G-I | NEISO | Internal | Summer | B2 | 25 | 600 | 0.27 | 204.63 | 192.7 | 3 | 0
2035 | NYISO_G-I_2_NEISO | NYISO_G-I | NEISO | Internal | Summer | B3 | 75 | 600 | 0.09 | 200.98 | 189.04 | 3 | 0
2035 | NYISO_G-I_2_NEISO | NYISO_G-I | NEISO | Internal | Summer | B4 | 100 | 600 | 0.07 | 157.45 | 145.52 | 3 | 0
2035 | NYISO_G-I_2_NEISO | NYISO_G-I | NEISO | Internal | Summer | B5 | 200 | 600 | 0.03 | 146.79 | 134.85 | 3 | 0
2035 | NYISO_G-I_2_NEISO | NYISO_G-I | NEISO | Internal | Summer | B6 | 300 | 600 | 0.02 | 135.32 | 123.38 | 3 | 0
2035 | NYISO_G-I_2_NEISO | NYISO_G-I | NEISO | Internal | Summer | B7 | 400 | 600 | 0.02 | 128.87 | 116.94 | 3 | 0
2035 | NYISO_G-I_2_NEISO | NYISO_G-I | NEISO | Internal | Summer | B8 | 500 | 600 | 0.01 | 123.54 | 112.06 | 3 | 0
2035 | NYISO_G-I_2_NEISO | NYISO_G-I | NEISO | Internal | Summer | B9 | 800 | 600 | 0 | 118.28 | 106.35 | 3 | 0
2035 | NYISO_G-I_2_NEISO | NYISO_G-I | NEISO | Internal | Summer | B10 | 1262 | 600 | 0 | 118.28 | 106.34 | 3 | 0
2035 | NYISO_G-I_2_NEISO | NYISO_G-I | NEISO | Internal | Winter | B16 | 25 | 600 | 0.26 | 112.77 | 100.84 | 3 | 0
2035 | NYISO_G-I_2_NEISO | NYISO_G-I | NEISO | Internal | Winter | B17 | 100 | 600 | 0.07 | 112.74 | 100.81 | 3 | 0
2035 | NYISO_G-I_2_NEISO | NYISO_G-I | NEISO | Internal | Winter | B18 | 400 | 600 | 0.02 | 112.74 | 100.8 | 3 | 0
2035 | NYISO_G-I_2_NEISO | NYISO_G-I | NEISO | Internal | Winter | B19 | 700 | 600 | 0 | 112.4 | 100.46 | 3 | 0
2035 | NYISO_G-I_2_NEISO | NYISO_G-I | NEISO | Internal | Winter | B20 | 935 | 600 | 0 | 106.65 | 94.72 | 3 | 0
2035 | NYISO_G-I_2_NYISO_A-F | NYISO_G-I | NYISO_A-F | Internal | Shoulder | B11 | 25 | 1999 | 0.37 | 122.88 | 112.48 | 0.01 | 0
2035 | NYISO_G-I_2_NYISO_A-F | NYISO_G-I | NYISO_A-F | Internal | Shoulder | B12 | 200 | 1999 | 0.05 | 114.27 | 103.78 | 0.01 | 0
2035 | NYISO_G-I_2_NYISO_A-F | NYISO_G-I | NYISO_A-F | Internal | Shoulder | B13 | 600 | 1999 | 0.02 | 110.08 | 99.59 | 0.01 | 0
2035 | NYISO_G-I_2_NYISO_A-F | NYISO_G-I | NYISO_A-F | Internal | Shoulder | B14 | 900 | 1999 | 0.01 | 110.08 | 99.59 | 0.01 | 0
2035 | NYISO_G-I_2_NYISO_A-F | NYISO_G-I | NYISO_A-F | Internal | Shoulder | B15 | 1203 | 1999 | 0 | 108.91 | 99.59 | 0.01 | 0
2035 | NYISO_G-I_2_NYISO_A-F | NYISO_G-I | NYISO_A-F | Internal | Summer | B1 | 10 | 1999 | 0.89 | 204.55 | 194.15 | 0.01 | 0
2035 | NYISO_G-I_2_NYISO_A-F | NYISO_G-I | NYISO_A-F | Internal | Summer | B2 | 25 | 1999 | 0.36 | 204.63 | 194.15 | 0.01 | 0
2035 | NYISO_G-I_2_NYISO_A-F | NYISO_G-I | NYISO_A-F | Internal | Summer | B3 | 75 | 1999 | 0.13 | 200.98 | 190.67 | 0.01 | 0
2035 | NYISO_G-I_2_NYISO_A-F | NYISO_G-I | NYISO_A-F | Internal | Summer | B4 | 100 | 1999 | 0.09 | 157.45 | 147.05 | 0.01 | 0
2035 | NYISO_G-I_2_NYISO_A-F | NYISO_G-I | NYISO_A-F | Internal | Summer | B5 | 200 | 1999 | 0.05 | 146.79 | 136.39 | 0.01 | 0
2035 | NYISO_G-I_2_NYISO_A-F | NYISO_G-I | NYISO_A-F | Internal | Summer | B6 | 300 | 1999 | 0.04 | 135.32 | 126.38 | 0.01 | 0
2035 | NYISO_G-I_2_NYISO_A-F | NYISO_G-I | NYISO_A-F | Internal | Summer | B7 | 400 | 1999 | 0.02 | 128.87 | 118.38 | 0.01 | 0
2035 | NYISO_G-I_2_NYISO_A-F | NYISO_G-I | NYISO_A-F | Internal | Summer | B8 | 500 | 1999 | 0.02 | 123.54 | 113.05 | 0.01 | 0
2035 | NYISO_G-I_2_NYISO_A-F | NYISO_G-I | NYISO_A-F | Internal | Summer | B9 | 800 | 1999 | 0.01 | 118.28 | 107.79 | 0.01 | 0
2035 | NYISO_G-I_2_NYISO_A-F | NYISO_G-I | NYISO_A-F | Internal | Summer | B10 | 1262 | 1999 | 0 | 118.28 | 107.79 | 0.01 | 0
2035 | NYISO_G-I_2_NYISO_A-F | NYISO_G-I | NYISO_A-F | Internal | Winter | B16 | 25 | 1999 | 0.36 | 112.77 | 102.28 | 0.01 | 0
2035 | NYISO_G-I_2_NYISO_A-F | NYISO_G-I | NYISO_A-F | Internal | Winter | B17 | 100 | 1999 | 0.09 | 112.74 | 102.25 | 0.01 | 0
2035 | NYISO_G-I_2_NYISO_A-F | NYISO_G-I | NYISO_A-F | Internal | Winter | B18 | 400 | 1999 | 0.02 | 112.74 | 102.25 | 0.01 | 0
2035 | NYISO_G-I_2_NYISO_A-F | NYISO_G-I | NYISO_A-F | Internal | Winter | B19 | 700 | 1999 | 0.01 | 112.4 | 102 | 0.01 | 0
2035 | NYISO_G-I_2_NYISO_A-F | NYISO_G-I | NYISO_A-F | Internal | Winter | B20 | 935 | 1999 | 0.01 | 106.65 | 97.21 | 0.01 | 0
2035 | NYISO_G-I_2_NYISO_J-K | NYISO_G-I | NYISO_J-K | Internal | Shoulder | B11 | 25 | 6130 | 3210.61 | 122.88 | 122.89 | 0.01 | 0
2035 | NYISO_G-I_2_NYISO_J-K | NYISO_G-I | NYISO_J-K | Internal | Shoulder | B12 | 200 | 6130 | 5017.12 | 114.27 | 114.28 | 0.01 | 0
2035 | NYISO_G-I_2_NYISO_J-K | NYISO_G-I | NYISO_J-K | Internal | Shoulder | B13 | 600 | 6130 | 4915.17 | 110.08 | 110.09 | 0.01 | 0
2035 | NYISO_G-I_2_NYISO_J-K | NYISO_G-I | NYISO_J-K | Internal | Shoulder | B14 | 900 | 6130 | 4416.42 | 110.08 | 110.09 | 0.01 | 0
2035 | NYISO_G-I_2_NYISO_J-K | NYISO_G-I | NYISO_J-K | Internal | Shoulder | B15 | 1203 | 6130 | 4688.54 | 108.91 | 108.92 | 0.01 | 0
2035 | NYISO_G-I_2_NYISO_J-K | NYISO_G-I | NYISO_J-K | Internal | Summer | B1 | 10 | 6130 | 3420.95 | 204.55 | 204.56 | 0.01 | 0
2035 | NYISO_G-I_2_NYISO_J-K | NYISO_G-I | NYISO_J-K | Internal | Summer | B2 | 25 | 6130 | 4509.85 | 204.63 | 204.65 | 0.01 | 0
2035 | NYISO_G-I_2_NYISO_J-K | NYISO_G-I | NYISO_J-K | Internal | Summer | B3 | 75 | 6130 | 2909.98 | 200.98 | 200.99 | 0.01 | 0
2035 | NYISO_G-I_2_NYISO_J-K | NYISO_G-I | NYISO_J-K | Internal | Summer | B4 | 100 | 6130 | 3743.35 | 157.45 | 157.47 | 0.01 | 0
2035 | NYISO_G-I_2_NYISO_J-K | NYISO_G-I | NYISO_J-K | Internal | Summer | B5 | 200 | 6130 | 3391.88 | 146.79 | 146.8 | 0.01 | 0
2035 | NYISO_G-I_2_NYISO_J-K | NYISO_G-I | NYISO_J-K | Internal | Summer | B6 | 300 | 6130 | 4931.16 | 135.32 | 135.33 | 0.01 | 0
2035 | NYISO_G-I_2_NYISO_J-K | NYISO_G-I | NYISO_J-K | Internal | Summer | B7 | 400 | 6130 | 5449.76 | 128.87 | 128.88 | 0.01 | 0
2035 | NYISO_G-I_2_NYISO_J-K | NYISO_G-I | NYISO_J-K | Internal | Summer | B8 | 500 | 6130 | 6988.45 | 123.54 | 124.01 | 0.01 | 0.46
2035 | NYISO_G-I_2_NYISO_J-K | NYISO_G-I | NYISO_J-K | Internal | Summer | B9 | 800 | 6130 | 5334.87 | 118.28 | 118.29 | 0.01 | 0
2035 | NYISO_G-I_2_NYISO_J-K | NYISO_G-I | NYISO_J-K | Internal | Summer | B10 | 1262 | 6130 | 4894.93 | 118.28 | 118.29 | 0.01 | 0
2035 | NYISO_G-I_2_NYISO_J-K | NYISO_G-I | NYISO_J-K | Internal | Winter | B16 | 25 | 6130 | 4803.09 | 112.77 | 112.78 | 0.01 | 0
2035 | NYISO_G-I_2_NYISO_J-K | NYISO_G-I | NYISO_J-K | Internal | Winter | B17 | 100 | 6130 | 4887.89 | 112.74 | 112.75 | 0.01 | 0
2035 | NYISO_G-I_2_NYISO_J-K | NYISO_G-I | NYISO_J-K | Internal | Winter | B18 | 400 | 6130 | 4514.83 | 112.74 | 112.75 | 0.01 | 0
2035 | NYISO_G-I_2_NYISO_J-K | NYISO_G-I | NYISO_J-K | Internal | Winter | B19 | 700 | 6130 | 4200.43 | 112.4 | 112.41 | 0.01 | 0
2035 | NYISO_G-I_2_NYISO_J-K | NYISO_G-I | NYISO_J-K | Internal | Winter | B20 | 935 | 6130 | 3698.9 | 106.65 | 106.66 | 0.01 | 0
2035 | NYISO_G-I_2_PJM_E | NYISO_G-I | PJM_E | Internal | Shoulder | B11 | 25 | 1500 | 856.24 | 122.88 | 130.88 | 8 | 0
2035 | NYISO_G-I_2_PJM_E | NYISO_G-I | PJM_E | Internal | Shoulder | B12 | 200 | 1500 | 0.09 | 114.27 | 117.7 | 8 | 0
2035 | NYISO_G-I_2_PJM_E | NYISO_G-I | PJM_E | Internal | Shoulder | B13 | 600 | 1500 | 0.2 | 110.08 | 117.69 | 8 | 0
2035 | NYISO_G-I_2_PJM_E | NYISO_G-I | PJM_E | Internal | Shoulder | B14 | 900 | 1500 | 0.05 | 110.08 | 116.36 | 8 | 0
2035 | NYISO_G-I_2_PJM_E | NYISO_G-I | PJM_E | Internal | Shoulder | B15 | 1203 | 1500 | 0.02 | 108.91 | 112.71 | 8 | 0
2035 | NYISO_G-I_2_PJM_E | NYISO_G-I | PJM_E | Internal | Summer | B1 | 10 | 1500 | 658.76 | 204.55 | 212.55 | 8 | 0.01
2035 | NYISO_G-I_2_PJM_E | NYISO_G-I | PJM_E | Internal | Summer | B2 | 25 | 1500 | 14.97 | 204.63 | 212.55 | 8 | 0
2035 | NYISO_G-I_2_PJM_E | NYISO_G-I | PJM_E | Internal | Summer | B3 | 75 | 1500 | 1493.71 | 200.98 | 209.05 | 8 | 0.07
2035 | NYISO_G-I_2_PJM_E | NYISO_G-I | PJM_E | Internal | Summer | B4 | 100 | 1500 | 893.04 | 157.45 | 165.45 | 8 | 0
2035 | NYISO_G-I_2_PJM_E | NYISO_G-I | PJM_E | Internal | Summer | B5 | 200 | 1500 | 1370.61 | 146.79 | 154.79 | 8 | 0
2035 | NYISO_G-I_2_PJM_E | NYISO_G-I | PJM_E | Internal | Summer | B6 | 300 | 1500 | 0.53 | 135.32 | 142.98 | 8 | 0
2035 | NYISO_G-I_2_PJM_E | NYISO_G-I | PJM_E | Internal | Summer | B7 | 400 | 1500 | 0.05 | 128.87 | 132.96 | 8 | 0
2035 | NYISO_G-I_2_PJM_E | NYISO_G-I | PJM_E | Internal | Summer | B8 | 500 | 1500 | 0.02 | 123.54 | 119.8 | 8 | 0
2035 | NYISO_G-I_2_PJM_E | NYISO_G-I | PJM_E | Internal | Summer | B9 | 800 | 1500 | 0.01 | 118.28 | 116.12 | 8 | 0
2035 | NYISO_G-I_2_PJM_E | NYISO_G-I | PJM_E | Internal | Summer | B10 | 1262 | 1500 | 0 | 118.28 | 114.31 | 8 | 0
2035 | NYISO_G-I_2_PJM_E | NYISO_G-I | PJM_E | Internal | Winter | B16 | 25 | 1500 | 13.14 | 112.77 | 120.68 | 8 | 0
2035 | NYISO_G-I_2_PJM_E | NYISO_G-I | PJM_E | Internal | Winter | B17 | 100 | 1500 | 3.88 | 112.74 | 120.65 | 8 | 0
2035 | NYISO_G-I_2_PJM_E | NYISO_G-I | PJM_E | Internal | Winter | B18 | 400 | 1500 | 1.15 | 112.74 | 120.65 | 8 | 0
2035 | NYISO_G-I_2_PJM_E | NYISO_G-I | PJM_E | Internal | Winter | B19 | 700 | 1500 | 101.12 | 112.4 | 120.4 | 8 | 0
2035 | NYISO_G-I_2_PJM_E | NYISO_G-I | PJM_E | Internal | Winter | B20 | 935 | 1500 | 1013.53 | 106.65 | 114.65 | 8 | 0
2035 | NYISO_J-K_2_NEISO_OL | NYISO_J-K | NEISO | Internal | Shoulder | B11 | 25 | 99999 | 0.14 | 122.89 | 110.95 | 3.02 | 0
2035 | NYISO_J-K_2_NEISO_OL | NYISO_J-K | NEISO | Internal | Shoulder | B12 | 200 | 99999 | 0.02 | 114.28 | 102.34 | 3.02 | 0
2035 | NYISO_J-K_2_NEISO_OL | NYISO_J-K | NEISO | Internal | Shoulder | B13 | 600 | 99999 | 0 | 110.09 | 98.14 | 3.02 | 0
2035 | NYISO_J-K_2_NEISO_OL | NYISO_J-K | NEISO | Internal | Shoulder | B14 | 900 | 99999 | 0 | 110.09 | 98.14 | 3.02 | 0
2035 | NYISO_J-K_2_NEISO_OL | NYISO_J-K | NEISO | Internal | Shoulder | B15 | 1203 | 99999 | 0 | 108.92 | 96.97 | 3.02 | 0
2035 | NYISO_J-K_2_NEISO_OL | NYISO_J-K | NEISO | Internal | Summer | B1 | 10 | 99999 | 0.35 | 204.56 | 192.62 | 3.02 | 0
2035 | NYISO_J-K_2_NEISO_OL | NYISO_J-K | NEISO | Internal | Summer | B2 | 25 | 99999 | 0.15 | 204.65 | 192.7 | 3.02 | 0
2035 | NYISO_J-K_2_NEISO_OL | NYISO_J-K | NEISO | Internal | Summer | B3 | 75 | 99999 | 0.05 | 200.99 | 189.04 | 3.02 | 0
2035 | NYISO_J-K_2_NEISO_OL | NYISO_J-K | NEISO | Internal | Summer | B4 | 100 | 99999 | 0.03 | 157.47 | 145.52 | 3.02 | 0
2035 | NYISO_J-K_2_NEISO_OL | NYISO_J-K | NEISO | Internal | Summer | B5 | 200 | 99999 | 0.02 | 146.8 | 134.85 | 3.02 | 0
2035 | NYISO_J-K_2_NEISO_OL | NYISO_J-K | NEISO | Internal | Summer | B6 | 300 | 99999 | 0.01 | 135.33 | 123.38 | 3.02 | 0
2035 | NYISO_J-K_2_NEISO_OL | NYISO_J-K | NEISO | Internal | Summer | B7 | 400 | 99999 | 0 | 128.88 | 116.94 | 3.02 | 0
2035 | NYISO_J-K_2_NEISO_OL | NYISO_J-K | NEISO | Internal | Summer | B8 | 500 | 99999 | 0 | 124.01 | 112.06 | 3.02 | 0
2035 | NYISO_J-K_2_NEISO_OL | NYISO_J-K | NEISO | Internal | Summer | B9 | 800 | 99999 | 0 | 118.29 | 106.35 | 3.02 | 0
2035 | NYISO_J-K_2_NEISO_OL | NYISO_J-K | NEISO | Internal | Summer | B10 | 1262 | 99999 | 0 | 118.29 | 106.34 | 3.02 | 0
2035 | NYISO_J-K_2_NEISO_OL | NYISO_J-K | NEISO | Internal | Winter | B16 | 25 | 99999 | 0.14 | 112.78 | 100.84 | 3.02 | 0
2035 | NYISO_J-K_2_NEISO_OL | NYISO_J-K | NEISO | Internal | Winter | B17 | 100 | 99999 | 0.03 | 112.75 | 100.81 | 3.02 | 0
2035 | NYISO_J-K_2_NEISO_OL | NYISO_J-K | NEISO | Internal | Winter | B18 | 400 | 99999 | 0 | 112.75 | 100.8 | 3.02 | 0
2035 | NYISO_J-K_2_NEISO_OL | NYISO_J-K | NEISO | Internal | Winter | B19 | 700 | 99999 | 0 | 112.41 | 100.46 | 3.02 | 0
2035 | NYISO_J-K_2_NEISO_OL | NYISO_J-K | NEISO | Internal | Winter | B20 | 935 | 99999 | 0 | 106.66 | 94.72 | 3.02 | 0
2035 | NYISO_J-K_2_NYISO_G-I | NYISO_J-K | NYISO_G-I | Internal | Shoulder | B11 | 25 | 1999 | 85.24 | 122.89 | 122.88 | 0.01 | 0
2035 | NYISO_J-K_2_NYISO_G-I | NYISO_J-K | NYISO_G-I | Internal | Shoulder | B12 | 200 | 1999 | 12.48 | 114.28 | 114.27 | 0.01 | 0
2035 | NYISO_J-K_2_NYISO_G-I | NYISO_J-K | NYISO_G-I | Internal | Shoulder | B13 | 600 | 1999 | 4.82 | 110.09 | 110.08 | 0.01 | 0
2035 | NYISO_J-K_2_NYISO_G-I | NYISO_J-K | NYISO_G-I | Internal | Shoulder | B14 | 900 | 1999 | 3.42 | 110.09 | 110.08 | 0.01 | 0
2035 | NYISO_J-K_2_NYISO_G-I | NYISO_J-K | NYISO_G-I | Internal | Shoulder | B15 | 1203 | 1999 | 2.62 | 108.92 | 108.91 | 0.01 | 0
2035 | NYISO_J-K_2_NYISO_G-I | NYISO_J-K | NYISO_G-I | Internal | Summer | B1 | 10 | 1999 | 191.35 | 204.56 | 204.55 | 0.01 | 0
2035 | NYISO_J-K_2_NYISO_G-I | NYISO_J-K | NYISO_G-I | Internal | Summer | B2 | 25 | 1999 | 77.5 | 204.65 | 204.63 | 0.01 | 0
2035 | NYISO_J-K_2_NYISO_G-I | NYISO_J-K | NYISO_G-I | Internal | Summer | B3 | 75 | 1999 | 33.63 | 200.99 | 200.98 | 0.01 | 0
2035 | NYISO_J-K_2_NYISO_G-I | NYISO_J-K | NYISO_G-I | Internal | Summer | B4 | 100 | 1999 | 24.96 | 157.47 | 157.45 | 0.01 | 0
2035 | NYISO_J-K_2_NYISO_G-I | NYISO_J-K | NYISO_G-I | Internal | Summer | B5 | 200 | 1999 | 13.78 | 146.8 | 146.79 | 0.01 | 0
2035 | NYISO_J-K_2_NYISO_G-I | NYISO_J-K | NYISO_G-I | Internal | Summer | B6 | 300 | 1999 | 8.94 | 135.33 | 135.32 | 0.01 | 0
2035 | NYISO_J-K_2_NYISO_G-I | NYISO_J-K | NYISO_G-I | Internal | Summer | B7 | 400 | 1999 | 6.42 | 128.88 | 128.87 | 0.01 | 0
2035 | NYISO_J-K_2_NYISO_G-I | NYISO_J-K | NYISO_G-I | Internal | Summer | B8 | 500 | 1999 | 0.43 | 124.01 | 123.54 | 0.01 | 0
2035 | NYISO_J-K_2_NYISO_G-I | NYISO_J-K | NYISO_G-I | Internal | Summer | B9 | 800 | 1999 | 3.55 | 118.29 | 118.28 | 0.01 | 0
2035 | NYISO_J-K_2_NYISO_G-I | NYISO_J-K | NYISO_G-I | Internal | Summer | B10 | 1262 | 1999 | 2.47 | 118.29 | 118.28 | 0.01 | 0
2035 | NYISO_J-K_2_NYISO_G-I | NYISO_J-K | NYISO_G-I | Internal | Winter | B16 | 25 | 1999 | 74.9 | 112.78 | 112.77 | 0.01 | 0
2035 | NYISO_J-K_2_NYISO_G-I | NYISO_J-K | NYISO_G-I | Internal | Winter | B17 | 100 | 1999 | 22.69 | 112.75 | 112.74 | 0.01 | 0
2035 | NYISO_J-K_2_NYISO_G-I | NYISO_J-K | NYISO_G-I | Internal | Winter | B18 | 400 | 1999 | 7.06 | 112.75 | 112.74 | 0.01 | 0
2035 | NYISO_J-K_2_NYISO_G-I | NYISO_J-K | NYISO_G-I | Internal | Winter | B19 | 700 | 1999 | 4.35 | 112.41 | 112.4 | 0.01 | 0
2035 | NYISO_J-K_2_NYISO_G-I | NYISO_J-K | NYISO_G-I | Internal | Winter | B20 | 935 | 1999 | 3.39 | 106.66 | 106.65 | 0.01 | 0
2035 | NYISO_J-K_2_PJM_E_OL | NYISO_J-K | PJM_E | Internal | Shoulder | B11 | 25 | 99999 | 16.67 | 122.89 | 130.88 | 8.06 | 0
2035 | NYISO_J-K_2_PJM_E_OL | NYISO_J-K | PJM_E | Internal | Shoulder | B12 | 200 | 99999 | 0.06 | 114.28 | 117.7 | 8.06 | 0
2035 | NYISO_J-K_2_PJM_E_OL | NYISO_J-K | PJM_E | Internal | Shoulder | B13 | 600 | 99999 | 0.15 | 110.09 | 117.69 | 8.06 | 0
2035 | NYISO_J-K_2_PJM_E_OL | NYISO_J-K | PJM_E | Internal | Shoulder | B14 | 900 | 99999 | 0.04 | 110.09 | 116.36 | 8.06 | 0
2035 | NYISO_J-K_2_PJM_E_OL | NYISO_J-K | PJM_E | Internal | Shoulder | B15 | 1203 | 99999 | 0 | 108.92 | 112.71 | 8.06 | 0
2035 | NYISO_J-K_2_PJM_E_OL | NYISO_J-K | PJM_E | Internal | Summer | B1 | 10 | 99999 | 35.6 | 204.56 | 212.55 | 8.06 | 0
2035 | NYISO_J-K_2_PJM_E_OL | NYISO_J-K | PJM_E | Internal | Summer | B2 | 25 | 99999 | 7.83 | 204.65 | 212.55 | 8.06 | 0
2035 | NYISO_J-K_2_PJM_E_OL | NYISO_J-K | PJM_E | Internal | Summer | B3 | 75 | 99999 | 1952.86 | 200.99 | 209.05 | 8.06 | 0
2035 | NYISO_J-K_2_PJM_E_OL | NYISO_J-K | PJM_E | Internal | Summer | B4 | 100 | 99999 | 4.92 | 157.47 | 165.45 | 8.06 | 0
2035 | NYISO_J-K_2_PJM_E_OL | NYISO_J-K | PJM_E | Internal | Summer | B5 | 200 | 99999 | 3.57 | 146.8 | 154.79 | 8.06 | 0
2035 | NYISO_J-K_2_PJM_E_OL | NYISO_J-K | PJM_E | Internal | Summer | B6 | 300 | 99999 | 0.43 | 135.33 | 142.98 | 8.06 | 0
2035 | NYISO_J-K_2_PJM_E_OL | NYISO_J-K | PJM_E | Internal | Summer | B7 | 400 | 99999 | 0.03 | 128.88 | 132.96 | 8.06 | 0
2035 | NYISO_J-K_2_PJM_E_OL | NYISO_J-K | PJM_E | Internal | Summer | B8 | 500 | 99999 | 0.01 | 124.01 | 119.8 | 8.06 | 0
2035 | NYISO_J-K_2_PJM_E_OL | NYISO_J-K | PJM_E | Internal | Summer | B9 | 800 | 99999 | 0.01 | 118.29 | 116.12 | 8.06 | 0
2035 | NYISO_J-K_2_PJM_E_OL | NYISO_J-K | PJM_E | Internal | Summer | B10 | 1262 | 99999 | 0 | 118.29 | 114.31 | 8.06 | 0
2035 | NYISO_J-K_2_PJM_E_OL | NYISO_J-K | PJM_E | Internal | Winter | B16 | 25 | 99999 | 6.83 | 112.78 | 120.68 | 8.06 | 0
2035 | NYISO_J-K_2_PJM_E_OL | NYISO_J-K | PJM_E | Internal | Winter | B17 | 100 | 99999 | 2.08 | 112.75 | 120.65 | 8.06 | 0
2035 | NYISO_J-K_2_PJM_E_OL | NYISO_J-K | PJM_E | Internal | Winter | B18 | 400 | 99999 | 0.63 | 112.75 | 120.65 | 8.06 | 0
2035 | NYISO_J-K_2_PJM_E_OL | NYISO_J-K | PJM_E | Internal | Winter | B19 | 700 | 99999 | 0.69 | 112.41 | 120.4 | 8.06 | 0
2035 | NYISO_J-K_2_PJM_E_OL | NYISO_J-K | PJM_E | Internal | Winter | B20 | 935 | 99999 | 0.64 | 106.66 | 114.65 | 8.06 | 0
2035 | PJM_E_2_NYISO_G-I | PJM_E | NYISO_G-I | Internal | Shoulder | B11 | 25 | 500 | 0.26 | 130.88 | 122.88 | 6 | 0
2035 | PJM_E_2_NYISO_G-I | PJM_E | NYISO_G-I | Internal | Shoulder | B12 | 200 | 500 | 0.05 | 117.7 | 114.27 | 6 | 0
2035 | PJM_E_2_NYISO_G-I | PJM_E | NYISO_G-I | Internal | Shoulder | B13 | 600 | 500 | 0.01 | 117.69 | 110.08 | 6 | 0
2035 | PJM_E_2_NYISO_G-I | PJM_E | NYISO_G-I | Internal | Shoulder | B14 | 900 | 500 | 0 | 116.36 | 110.08 | 6 | 0
2035 | PJM_E_2_NYISO_G-I | PJM_E | NYISO_G-I | Internal | Shoulder | B15 | 1203 | 500 | 0 | 112.71 | 108.91 | 6 | 0
2035 | PJM_E_2_NYISO_G-I | PJM_E | NYISO_G-I | Internal | Summer | B1 | 10 | 500 | 0.64 | 212.55 | 204.55 | 6 | 0.01
2035 | PJM_E_2_NYISO_G-I | PJM_E | NYISO_G-I | Internal | Summer | B2 | 25 | 500 | 0.27 | 212.55 | 204.63 | 6 | 0
2035 | PJM_E_2_NYISO_G-I | PJM_E | NYISO_G-I | Internal | Summer | B3 | 75 | 500 | 0.09 | 209.05 | 200.98 | 6 | 0
2035 | PJM_E_2_NYISO_G-I | PJM_E | NYISO_G-I | Internal | Summer | B4 | 100 | 500 | 0.07 | 165.45 | 157.45 | 6 | 0
2035 | PJM_E_2_NYISO_G-I | PJM_E | NYISO_G-I | Internal | Summer | B5 | 200 | 500 | 0.03 | 154.79 | 146.79 | 6 | 0
2035 | PJM_E_2_NYISO_G-I | PJM_E | NYISO_G-I | Internal | Summer | B6 | 300 | 500 | 0.02 | 142.98 | 135.32 | 6 | 0
2035 | PJM_E_2_NYISO_G-I | PJM_E | NYISO_G-I | Internal | Summer | B7 | 400 | 500 | 0.02 | 132.96 | 128.87 | 6 | 0
2035 | PJM_E_2_NYISO_G-I | PJM_E | NYISO_G-I | Internal | Summer | B8 | 500 | 500 | 0.06 | 119.8 | 123.54 | 6 | 0
2035 | PJM_E_2_NYISO_G-I | PJM_E | NYISO_G-I | Internal | Summer | B9 | 800 | 500 | 0.03 | 116.12 | 118.28 | 6 | 0
2035 | PJM_E_2_NYISO_G-I | PJM_E | NYISO_G-I | Internal | Summer | B10 | 1262 | 500 | 0.04 | 114.31 | 118.28 | 6 | 0
2035 | PJM_E_2_NYISO_G-I | PJM_E | NYISO_G-I | Internal | Winter | B16 | 25 | 500 | 0.27 | 120.68 | 112.77 | 6 | 0
2035 | PJM_E_2_NYISO_G-I | PJM_E | NYISO_G-I | Internal | Winter | B17 | 100 | 500 | 0.07 | 120.65 | 112.74 | 6 | 0
2035 | PJM_E_2_NYISO_G-I | PJM_E | NYISO_G-I | Internal | Winter | B18 | 400 | 500 | 0.02 | 120.65 | 112.74 | 6 | 0
2035 | PJM_E_2_NYISO_G-I | PJM_E | NYISO_G-I | Internal | Winter | B19 | 700 | 500 | 0 | 120.4 | 112.4 | 6 | 0
2035 | PJM_E_2_NYISO_G-I | PJM_E | NYISO_G-I | Internal | Winter | B20 | 935 | 500 | 0 | 114.65 | 106.65 | 6 | 0
2035 | PJM_E_2_NYISO_J-K | PJM_E | NYISO_J-K | Internal | Shoulder | B11 | 25 | 330 | 0.26 | 130.88 | 122.89 | 6 | 0.01
2035 | PJM_E_2_NYISO_J-K | PJM_E | NYISO_J-K | Internal | Shoulder | B12 | 200 | 330 | 0.05 | 117.7 | 114.28 | 6 | 0
2035 | PJM_E_2_NYISO_J-K | PJM_E | NYISO_J-K | Internal | Shoulder | B13 | 600 | 330 | 0.01 | 117.69 | 110.09 | 6 | 0
2035 | PJM_E_2_NYISO_J-K | PJM_E | NYISO_J-K | Internal | Shoulder | B14 | 900 | 330 | 0 | 116.36 | 110.09 | 6 | 0
2035 | PJM_E_2_NYISO_J-K | PJM_E | NYISO_J-K | Internal | Shoulder | B15 | 1203 | 330 | 0 | 112.71 | 108.92 | 6 | 0
2035 | PJM_E_2_NYISO_J-K | PJM_E | NYISO_J-K | Internal | Summer | B1 | 10 | 330 | 0.64 | 212.55 | 204.56 | 6 | 0.02
2035 | PJM_E_2_NYISO_J-K | PJM_E | NYISO_J-K | Internal | Summer | B2 | 25 | 330 | 0.27 | 212.55 | 204.65 | 6 | 0.01
2035 | PJM_E_2_NYISO_J-K | PJM_E | NYISO_J-K | Internal | Summer | B3 | 75 | 330 | 0.09 | 209.05 | 200.99 | 6 | 0
2035 | PJM_E_2_NYISO_J-K | PJM_E | NYISO_J-K | Internal | Summer | B4 | 100 | 330 | 0.07 | 165.45 | 157.47 | 6 | 0
2035 | PJM_E_2_NYISO_J-K | PJM_E | NYISO_J-K | Internal | Summer | B5 | 200 | 330 | 0.03 | 154.79 | 146.8 | 6 | 0
2035 | PJM_E_2_NYISO_J-K | PJM_E | NYISO_J-K | Internal | Summer | B6 | 300 | 330 | 0.02 | 142.98 | 135.33 | 6 | 0
2035 | PJM_E_2_NYISO_J-K | PJM_E | NYISO_J-K | Internal | Summer | B7 | 400 | 330 | 0.02 | 132.96 | 128.88 | 6 | 0
2035 | PJM_E_2_NYISO_J-K | PJM_E | NYISO_J-K | Internal | Summer | B8 | 500 | 330 | 0.07 | 119.8 | 124.01 | 6 | 0
2035 | PJM_E_2_NYISO_J-K | PJM_E | NYISO_J-K | Internal | Summer | B9 | 800 | 330 | 0.03 | 116.12 | 118.29 | 6 | 0
2035 | PJM_E_2_NYISO_J-K | PJM_E | NYISO_J-K | Internal | Summer | B10 | 1262 | 330 | 0.04 | 114.31 | 118.29 | 6 | 0
2035 | PJM_E_2_NYISO_J-K | PJM_E | NYISO_J-K | Internal | Winter | B16 | 25 | 330 | 0.27 | 120.68 | 112.78 | 6 | 0.01
2035 | PJM_E_2_NYISO_J-K | PJM_E | NYISO_J-K | Internal | Winter | B17 | 100 | 330 | 0.07 | 120.65 | 112.75 | 6 | 0
2035 | PJM_E_2_NYISO_J-K | PJM_E | NYISO_J-K | Internal | Winter | B18 | 400 | 330 | 0.02 | 120.65 | 112.75 | 6 | 0
2035 | PJM_E_2_NYISO_J-K | PJM_E | NYISO_J-K | Internal | Winter | B19 | 700 | 330 | 0 | 120.4 | 112.41 | 6 | 0
2035 | PJM_E_2_NYISO_J-K | PJM_E | NYISO_J-K | Internal | Winter | B20 | 935 | 330 | 0 | 114.65 | 106.66 | 6 | 0
2035 | PJM_E_2_PJM_ROM | PJM_E | PJM_ROM | Internal | Shoulder | B11 | 25 | 8000 | 156.64 | 130.88 | 130.87 | 0.01 | 0
2035 | PJM_E_2_PJM_ROM | PJM_E | PJM_ROM | Internal | Shoulder | B12 | 200 | 8000 | 19.07 | 117.7 | 117.68 | 0.01 | 0
2035 | PJM_E_2_PJM_ROM | PJM_E | PJM_ROM | Internal | Shoulder | B13 | 600 | 8000 | 6.66 | 117.69 | 117.68 | 0.01 | 0
2035 | PJM_E_2_PJM_ROM | PJM_E | PJM_ROM | Internal | Shoulder | B14 | 900 | 8000 | 4.55 | 116.36 | 116.35 | 0.01 | 0
2035 | PJM_E_2_PJM_ROM | PJM_E | PJM_ROM | Internal | Shoulder | B15 | 1203 | 8000 | 3.57 | 112.71 | 112.69 | 0.01 | 0
2035 | PJM_E_2_PJM_ROM | PJM_E | PJM_ROM | Internal | Summer | B1 | 10 | 8000 | 343.9 | 212.55 | 212.54 | 0.01 | 0
2035 | PJM_E_2_PJM_ROM | PJM_E | PJM_ROM | Internal | Summer | B2 | 25 | 8000 | 151.27 | 212.55 | 212.54 | 0.01 | 0
2035 | PJM_E_2_PJM_ROM | PJM_E | PJM_ROM | Internal | Summer | B3 | 75 | 8000 | 4226.12 | 209.05 | 209.06 | 0.01 | 0
2035 | PJM_E_2_PJM_ROM | PJM_E | PJM_ROM | Internal | Summer | B4 | 100 | 8000 | 40.68 | 165.45 | 165.44 | 0.01 | 0
2035 | PJM_E_2_PJM_ROM | PJM_E | PJM_ROM | Internal | Summer | B5 | 200 | 8000 | 21.57 | 154.79 | 154.78 | 0.01 | 0
2035 | PJM_E_2_PJM_ROM | PJM_E | PJM_ROM | Internal | Summer | B6 | 300 | 8000 | 14.45 | 142.98 | 142.97 | 0.01 | 0
2035 | PJM_E_2_PJM_ROM | PJM_E | PJM_ROM | Internal | Summer | B7 | 400 | 8000 | 10.36 | 132.96 | 132.94 | 0.01 | 0
2035 | PJM_E_2_PJM_ROM | PJM_E | PJM_ROM | Internal | Summer | B8 | 500 | 8000 | 7.93 | 119.8 | 119.79 | 0.01 | 0
2035 | PJM_E_2_PJM_ROM | PJM_E | PJM_ROM | Internal | Summer | B9 | 800 | 8000 | 5.11 | 116.12 | 116.11 | 0.01 | 0
2035 | PJM_E_2_PJM_ROM | PJM_E | PJM_ROM | Internal | Summer | B10 | 1262 | 8000 | 3.48 | 114.31 | 114.3 | 0.01 | 0
2035 | PJM_E_2_PJM_ROM | PJM_E | PJM_ROM | Internal | Winter | B16 | 25 | 8000 | 132.62 | 120.68 | 120.67 | 0.01 | 0
2035 | PJM_E_2_PJM_ROM | PJM_E | PJM_ROM | Internal | Winter | B17 | 100 | 8000 | 36.64 | 120.65 | 120.64 | 0.01 | 0
2035 | PJM_E_2_PJM_ROM | PJM_E | PJM_ROM | Internal | Winter | B18 | 400 | 8000 | 9.76 | 120.65 | 120.64 | 0.01 | 0
2035 | PJM_E_2_PJM_ROM | PJM_E | PJM_ROM | Internal | Winter | B19 | 700 | 8000 | 5.77 | 120.4 | 120.39 | 0.01 | 0
2035 | PJM_E_2_PJM_ROM | PJM_E | PJM_ROM | Internal | Winter | B20 | 935 | 8000 | 4.33 | 114.65 | 114.64 | 0.01 | 0
2035 | PJM_ROR_2_MISO_IN | PJM_ROR | MISO_IN | Internal | Shoulder | B11 | 25 | 909 | 1 | 130.85 | 128.88 | 2 | 0
2035 | PJM_ROR_2_MISO_IN | PJM_ROR | MISO_IN | Internal | Shoulder | B12 | 200 | 909 | 0.19 | 116.09 | 115.93 | 2 | 0
2035 | PJM_ROR_2_MISO_IN | PJM_ROR | MISO_IN | Internal | Shoulder | B13 | 600 | 909 | 0.07 | 116.09 | 115.93 | 2 | 0
2035 | PJM_ROR_2_MISO_IN | PJM_ROR | MISO_IN | Internal | Shoulder | B14 | 900 | 909 | 0.04 | 114.75 | 114.1 | 2 | 0
2035 | PJM_ROR_2_MISO_IN | PJM_ROR | MISO_IN | Internal | Shoulder | B15 | 1203 | 909 | 0.03 | 111.15 | 110.5 | 2 | 0
2035 | PJM_ROR_2_MISO_IN | PJM_ROR | MISO_IN | Internal | Summer | B1 | 10 | 909 | 2.21 | 212.52 | 210.56 | 2 | 0.01
2035 | PJM_ROR_2_MISO_IN | PJM_ROR | MISO_IN | Internal | Summer | B2 | 25 | 909 | 1.51 | 212.52 | 212.35 | 2 | 0
2035 | PJM_ROR_2_MISO_IN | PJM_ROR | MISO_IN | Internal | Summer | B3 | 75 | 909 | 0.51 | 209.07 | 208.88 | 2 | 0
2035 | PJM_ROR_2_MISO_IN | PJM_ROR | MISO_IN | Internal | Summer | B4 | 100 | 909 | 0.24 | 165.43 | 163.43 | 2 | 0
2035 | PJM_ROR_2_MISO_IN | PJM_ROR | MISO_IN | Internal | Summer | B5 | 200 | 909 | 0.12 | 153.21 | 151.21 | 2 | 0
2035 | PJM_ROR_2_MISO_IN | PJM_ROR | MISO_IN | Internal | Summer | B6 | 300 | 909 | 0.08 | 141.37 | 139.36 | 2 | 0
2035 | PJM_ROR_2_MISO_IN | PJM_ROR | MISO_IN | Internal | Summer | B7 | 400 | 909 | 0.08 | 131.35 | 130.53 | 2 | 0
2035 | PJM_ROR_2_MISO_IN | PJM_ROR | MISO_IN | Internal | Summer | B8 | 500 | 909 | 0.06 | 118.2 | 116.57 | 2 | 0
2035 | PJM_ROR_2_MISO_IN | PJM_ROR | MISO_IN | Internal | Summer | B9 | 800 | 909 | 0.05 | 114.52 | 114.36 | 2 | 0
2035 | PJM_ROR_2_MISO_IN | PJM_ROR | MISO_IN | Internal | Summer | B10 | 1262 | 909 | 0.03 | 113.12 | 112.96 | 2 | 0
2035 | PJM_ROR_2_MISO_IN | PJM_ROR | MISO_IN | Internal | Winter | B16 | 25 | 909 | 1.52 | 119.07 | 118.9 | 2 | 0
2035 | PJM_ROR_2_MISO_IN | PJM_ROR | MISO_IN | Internal | Winter | B17 | 100 | 909 | 0.4 | 119.04 | 118.86 | 2 | 0
2035 | PJM_ROR_2_MISO_IN | PJM_ROR | MISO_IN | Internal | Winter | B18 | 400 | 909 | 0.11 | 119.04 | 118.89 | 2 | 0
2035 | PJM_ROR_2_MISO_IN | PJM_ROR | MISO_IN | Internal | Winter | B19 | 700 | 909 | 0.06 | 118.79 | 118.61 | 2 | 0
2035 | PJM_ROR_2_MISO_IN | PJM_ROR | MISO_IN | Internal | Winter | B20 | 935 | 909 | 0.04 | 113.04 | 112.39 | 2 | 0
2035 | PJM_ROR_2_MISO_MI | PJM_ROR | MISO_MI | Internal | Shoulder | B11 | 25 | 1305 | 1.02 | 130.85 | 128.86 | 2 | 0
2035 | PJM_ROR_2_MISO_MI | PJM_ROR | MISO_MI | Internal | Shoulder | B12 | 200 | 1305 | 0.19 | 116.09 | 115.92 | 2 | 0
2035 | PJM_ROR_2_MISO_MI | PJM_ROR | MISO_MI | Internal | Shoulder | B13 | 600 | 1305 | 0.07 | 116.09 | 115.92 | 2 | 0
2035 | PJM_ROR_2_MISO_MI | PJM_ROR | MISO_MI | Internal | Shoulder | B14 | 900 | 1305 | 0.05 | 114.75 | 114.58 | 2 | 0
2035 | PJM_ROR_2_MISO_MI | PJM_ROR | MISO_MI | Internal | Shoulder | B15 | 1203 | 1305 | 0.04 | 111.15 | 110.99 | 2 | 0
2035 | PJM_ROR_2_MISO_MI | PJM_ROR | MISO_MI | Internal | Summer | B1 | 10 | 1305 | 2.27 | 212.52 | 210.55 | 2 | 0
2035 | PJM_ROR_2_MISO_MI | PJM_ROR | MISO_MI | Internal | Summer | B2 | 25 | 1305 | 1.53 | 212.52 | 212.34 | 2 | 0
2035 | PJM_ROR_2_MISO_MI | PJM_ROR | MISO_MI | Internal | Summer | B3 | 75 | 1305 | 0.51 | 209.07 | 208.86 | 2 | 0
2035 | PJM_ROR_2_MISO_MI | PJM_ROR | MISO_MI | Internal | Summer | B4 | 100 | 1305 | 0.24 | 165.43 | 163.42 | 2 | 0
2035 | PJM_ROR_2_MISO_MI | PJM_ROR | MISO_MI | Internal | Summer | B5 | 200 | 1305 | 0.12 | 153.21 | 151.19 | 2 | 0
2035 | PJM_ROR_2_MISO_MI | PJM_ROR | MISO_MI | Internal | Summer | B6 | 300 | 1305 | 0.08 | 141.37 | 139.35 | 2 | 0
2035 | PJM_ROR_2_MISO_MI | PJM_ROR | MISO_MI | Internal | Summer | B7 | 400 | 1305 | 0.08 | 131.35 | 130.52 | 2 | 0
2035 | PJM_ROR_2_MISO_MI | PJM_ROR | MISO_MI | Internal | Summer | B8 | 500 | 1305 | 0.06 | 118.2 | 116.56 | 2 | 0
2035 | PJM_ROR_2_MISO_MI | PJM_ROR | MISO_MI | Internal | Summer | B9 | 800 | 1305 | 0.05 | 114.52 | 114.35 | 2 | 0
2035 | PJM_ROR_2_MISO_MI | PJM_ROR | MISO_MI | Internal | Summer | B10 | 1262 | 1305 | 0.03 | 113.12 | 112.95 | 2 | 0
2035 | PJM_ROR_2_MISO_MI | PJM_ROR | MISO_MI | Internal | Winter | B16 | 25 | 1305 | 1.55 | 119.07 | 118.89 | 2 | 0
2035 | PJM_ROR_2_MISO_MI | PJM_ROR | MISO_MI | Internal | Winter | B17 | 100 | 1305 | 0.41 | 119.04 | 118.87 | 2 | 0
2035 | PJM_ROR_2_MISO_MI | PJM_ROR | MISO_MI | Internal | Winter | B18 | 400 | 1305 | 0.11 | 119.04 | 118.88 | 2 | 0
2035 | PJM_ROR_2_MISO_MI | PJM_ROR | MISO_MI | Internal | Winter | B19 | 700 | 1305 | 0.06 | 118.79 | 118.62 | 2 | 0
2035 | PJM_ROR_2_MISO_MI | PJM_ROR | MISO_MI | Internal | Winter | B20 | 935 | 1305 | 0.04 | 113.04 | 112.4 | 2 | 0
2035 | PJM_ROR_2_MISO_MO-IL | PJM_ROR | MISO_MO-IL | Internal | Shoulder | B11 | 25 | 1111 | 1.01 | 130.85 | 128.89 | 2 | 0
2035 | PJM_ROR_2_MISO_MO-IL | PJM_ROR | MISO_MO-IL | Internal | Shoulder | B12 | 200 | 1111 | 0.19 | 116.09 | 115.92 | 2 | 0
2035 | PJM_ROR_2_MISO_MO-IL | PJM_ROR | MISO_MO-IL | Internal | Shoulder | B13 | 600 | 1111 | 0.05 | 116.09 | 115.12 | 2 | 0
2035 | PJM_ROR_2_MISO_MO-IL | PJM_ROR | MISO_MO-IL | Internal | Shoulder | B14 | 900 | 1111 | 0.03 | 114.75 | 113.29 | 2 | 0
2035 | PJM_ROR_2_MISO_MO-IL | PJM_ROR | MISO_MO-IL | Internal | Shoulder | B15 | 1203 | 1111 | 0.02 | 111.15 | 109.69 | 2 | 0
2035 | PJM_ROR_2_MISO_MO-IL | PJM_ROR | MISO_MO-IL | Internal | Summer | B1 | 10 | 1111 | 1.9 | 212.52 | 209.75 | 2 | 0.01
2035 | PJM_ROR_2_MISO_MO-IL | PJM_ROR | MISO_MO-IL | Internal | Summer | B2 | 25 | 1111 | 1.54 | 212.52 | 212.36 | 2 | 0
2035 | PJM_ROR_2_MISO_MO-IL | PJM_ROR | MISO_MO-IL | Internal | Summer | B3 | 75 | 1111 | 0.53 | 209.07 | 208.89 | 2 | 0
2035 | PJM_ROR_2_MISO_MO-IL | PJM_ROR | MISO_MO-IL | Internal | Summer | B4 | 100 | 1111 | 0.25 | 165.43 | 163.44 | 2 | 0
2035 | PJM_ROR_2_MISO_MO-IL | PJM_ROR | MISO_MO-IL | Internal | Summer | B5 | 200 | 1111 | 0.12 | 153.21 | 151.22 | 2 | 0
2035 | PJM_ROR_2_MISO_MO-IL | PJM_ROR | MISO_MO-IL | Internal | Summer | B6 | 300 | 1111 | 0.08 | 141.37 | 139.37 | 2 | 0
2035 | PJM_ROR_2_MISO_MO-IL | PJM_ROR | MISO_MO-IL | Internal | Summer | B7 | 400 | 1111 | 0.09 | 131.35 | 130.54 | 2 | 0
2035 | PJM_ROR_2_MISO_MO-IL | PJM_ROR | MISO_MO-IL | Internal | Summer | B8 | 500 | 1111 | 0.09 | 118.2 | 118.04 | 2 | 0
2035 | PJM_ROR_2_MISO_MO-IL | PJM_ROR | MISO_MO-IL | Internal | Summer | B9 | 800 | 1111 | 0.05 | 114.52 | 114.36 | 2 | 0
2035 | PJM_ROR_2_MISO_MO-IL | PJM_ROR | MISO_MO-IL | Internal | Summer | B10 | 1262 | 1111 | 0.03 | 113.12 | 112.15 | 2 | 0
2035 | PJM_ROR_2_MISO_MO-IL | PJM_ROR | MISO_MO-IL | Internal | Winter | B16 | 25 | 1111 | 1.16 | 119.07 | 118.09 | 2 | 0
2035 | PJM_ROR_2_MISO_MO-IL | PJM_ROR | MISO_MO-IL | Internal | Winter | B17 | 100 | 1111 | 0.3 | 119.04 | 118.06 | 2 | 0
2035 | PJM_ROR_2_MISO_MO-IL | PJM_ROR | MISO_MO-IL | Internal | Winter | B18 | 400 | 1111 | 0.08 | 119.04 | 118.08 | 2 | 0
2035 | PJM_ROR_2_MISO_MO-IL | PJM_ROR | MISO_MO-IL | Internal | Winter | B19 | 700 | 1111 | 0.04 | 118.79 | 117.8 | 2 | 0
2035 | PJM_ROR_2_MISO_MO-IL | PJM_ROR | MISO_MO-IL | Internal | Winter | B20 | 935 | 1111 | 0.03 | 113.04 | 111.58 | 2 | 0
2035 | PJM_ROR_2_MISO_W | PJM_ROR | MISO_W | Internal | Shoulder | B11 | 25 | 709 | 0.34 | 130.85 | 122.4 | 2 | 0
2035 | PJM_ROR_2_MISO_W | PJM_ROR | MISO_W | Internal | Shoulder | B12 | 200 | 709 | 0.04 | 116.09 | 107.63 | 2 | 0
2035 | PJM_ROR_2_MISO_W | PJM_ROR | MISO_W | Internal | Shoulder | B13 | 600 | 709 | 0.02 | 116.09 | 107.63 | 2 | 0
2035 | PJM_ROR_2_MISO_W | PJM_ROR | MISO_W | Internal | Shoulder | B14 | 900 | 709 | 0.01 | 114.75 | 106.29 | 2 | 0
2035 | PJM_ROR_2_MISO_W | PJM_ROR | MISO_W | Internal | Shoulder | B15 | 1203 | 709 | 0 | 111.15 | 102.7 | 2 | 0
2035 | PJM_ROR_2_MISO_W | PJM_ROR | MISO_W | Internal | Summer | B1 | 10 | 709 | 0.82 | 212.52 | 204.06 | 2 | 0.01
2035 | PJM_ROR_2_MISO_W | PJM_ROR | MISO_W | Internal | Summer | B2 | 25 | 709 | 0.34 | 212.52 | 204.06 | 2 | 0
2035 | PJM_ROR_2_MISO_W | PJM_ROR | MISO_W | Internal | Summer | B3 | 75 | 709 | 0.12 | 209.07 | 200.61 | 2 | 0
2035 | PJM_ROR_2_MISO_W | PJM_ROR | MISO_W | Internal | Summer | B4 | 100 | 709 | 0.09 | 165.43 | 156.97 | 2 | 0
2035 | PJM_ROR_2_MISO_W | PJM_ROR | MISO_W | Internal | Summer | B5 | 200 | 709 | 0.04 | 153.21 | 144.75 | 2 | 0
2035 | PJM_ROR_2_MISO_W | PJM_ROR | MISO_W | Internal | Summer | B6 | 300 | 709 | 0.03 | 141.37 | 132.92 | 2 | 0
2035 | PJM_ROR_2_MISO_W | PJM_ROR | MISO_W | Internal | Summer | B7 | 400 | 709 | 0.02 | 131.35 | 122.89 | 2 | 0
2035 | PJM_ROR_2_MISO_W | PJM_ROR | MISO_W | Internal | Summer | B8 | 500 | 709 | 0.02 | 118.2 | 109.74 | 2 | 0
2035 | PJM_ROR_2_MISO_W | PJM_ROR | MISO_W | Internal | Summer | B9 | 800 | 709 | 0.01 | 114.52 | 106.06 | 2 | 0
2035 | PJM_ROR_2_MISO_W | PJM_ROR | MISO_W | Internal | Summer | B10 | 1262 | 709 | 0 | 113.12 | 104.66 | 2 | 0
2035 | PJM_ROR_2_MISO_W | PJM_ROR | MISO_W | Internal | Winter | B16 | 25 | 709 | 0.34 | 119.07 | 110.61 | 2 | 0
2035 | PJM_ROR_2_MISO_W | PJM_ROR | MISO_W | Internal | Winter | B17 | 100 | 709 | 0.09 | 119.04 | 110.59 | 2 | 0
2035 | PJM_ROR_2_MISO_W | PJM_ROR | MISO_W | Internal | Winter | B18 | 400 | 709 | 0.02 | 119.04 | 110.59 | 2 | 0
2035 | PJM_ROR_2_MISO_W | PJM_ROR | MISO_W | Internal | Winter | B19 | 700 | 709 | 0.01 | 118.79 | 110.33 | 2 | 0
2035 | PJM_ROR_2_MISO_W | PJM_ROR | MISO_W | Internal | Winter | B20 | 935 | 709 | 0 | 113.04 | 104.58 | 2 | 0
2035 | PJM_ROR_2_MISO_WUMS | PJM_ROR | MISO_WUMS | Internal | Shoulder | B11 | 25 | 1467 | 0.78 | 130.85 | 127.69 | 2 | 0
2035 | PJM_ROR_2_MISO_WUMS | PJM_ROR | MISO_WUMS | Internal | Shoulder | B12 | 200 | 1467 | 0.13 | 116.09 | 114.75 | 2 | 0
2035 | PJM_ROR_2_MISO_WUMS | PJM_ROR | MISO_WUMS | Internal | Shoulder | B13 | 600 | 1467 | 0.05 | 116.09 | 114.75 | 2 | 0
2035 | PJM_ROR_2_MISO_WUMS | PJM_ROR | MISO_WUMS | Internal | Shoulder | B14 | 900 | 1467 | 0.03 | 114.75 | 113.41 | 2 | 0
2035 | PJM_ROR_2_MISO_WUMS | PJM_ROR | MISO_WUMS | Internal | Shoulder | B15 | 1203 | 1467 | 0.02 | 111.15 | 109.82 | 2 | 0
2035 | PJM_ROR_2_MISO_WUMS | PJM_ROR | MISO_WUMS | Internal | Summer | B1 | 10 | 1467 | 1.79 | 212.52 | 209.38 | 2 | 0
2035 | PJM_ROR_2_MISO_WUMS | PJM_ROR | MISO_WUMS | Internal | Summer | B2 | 25 | 1467 | 1.04 | 212.52 | 211.17 | 2 | 0
2035 | PJM_ROR_2_MISO_WUMS | PJM_ROR | MISO_WUMS | Internal | Summer | B3 | 75 | 1467 | 0.35 | 209.07 | 207.7 | 2 | 0
2035 | PJM_ROR_2_MISO_WUMS | PJM_ROR | MISO_WUMS | Internal | Summer | B4 | 100 | 1467 | 0.19 | 165.43 | 162.25 | 2 | 0
2035 | PJM_ROR_2_MISO_WUMS | PJM_ROR | MISO_WUMS | Internal | Summer | B5 | 200 | 1467 | 0.1 | 153.21 | 150.02 | 2 | 0
2035 | PJM_ROR_2_MISO_WUMS | PJM_ROR | MISO_WUMS | Internal | Summer | B6 | 300 | 1467 | 0.06 | 141.37 | 138.18 | 2 | 0
2035 | PJM_ROR_2_MISO_WUMS | PJM_ROR | MISO_WUMS | Internal | Summer | B7 | 400 | 1467 | 0.06 | 131.35 | 129.35 | 2 | 0
2035 | PJM_ROR_2_MISO_WUMS | PJM_ROR | MISO_WUMS | Internal | Summer | B8 | 500 | 1467 | 0.04 | 118.2 | 115.39 | 2 | 0
2035 | PJM_ROR_2_MISO_WUMS | PJM_ROR | MISO_WUMS | Internal | Summer | B9 | 800 | 1467 | 0.04 | 114.52 | 113.18 | 2 | 0
2035 | PJM_ROR_2_MISO_WUMS | PJM_ROR | MISO_WUMS | Internal | Summer | B10 | 1262 | 1467 | 0.02 | 113.12 | 111.78 | 2 | 0
2035 | PJM_ROR_2_MISO_WUMS | PJM_ROR | MISO_WUMS | Internal | Winter | B16 | 25 | 1467 | 1.05 | 119.07 | 117.72 | 2 | 0
2035 | PJM_ROR_2_MISO_WUMS | PJM_ROR | MISO_WUMS | Internal | Winter | B17 | 100 | 1467 | 0.27 | 119.04 | 117.71 | 2 | 0
2035 | PJM_ROR_2_MISO_WUMS | PJM_ROR | MISO_WUMS | Internal | Winter | B18 | 400 | 1467 | 0.07 | 119.04 | 117.71 | 2 | 0
2035 | PJM_ROR_2_MISO_WUMS | PJM_ROR | MISO_WUMS | Internal | Winter | B19 | 700 | 1467 | 0.04 | 118.79 | 117.45 | 2 | 0
2035 | PJM_ROR_2_MISO_WUMS | PJM_ROR | MISO_WUMS | Internal | Winter | B20 | 935 | 1467 | 0.03 | 113.04 | 111.7 | 2 | 0
2035 | PJM_ROR_2_PJM_ROM | PJM_ROR | PJM_ROM | Internal | Shoulder | B11 | 25 | 8000 | 7227.89 | 130.85 | 130.87 | 0.01 | 0
2035 | PJM_ROR_2_PJM_ROM | PJM_ROR | PJM_ROM | Internal | Shoulder | B12 | 200 | 8000 | 14612.55 | 116.09 | 117.68 | 0.01 | 1.58
2035 | PJM_ROR_2_PJM_ROM | PJM_ROR | PJM_ROM | Internal | Shoulder | B13 | 600 | 8000 | 13395.05 | 116.09 | 117.68 | 0.01 | 1.58
2035 | PJM_ROR_2_PJM_ROM | PJM_ROR | PJM_ROM | Internal | Shoulder | B14 | 900 | 8000 | 12383 | 114.75 | 116.35 | 0.01 | 1.58
2035 | PJM_ROR_2_PJM_ROM | PJM_ROR | PJM_ROM | Internal | Shoulder | B15 | 1203 | 8000 | 8000.74 | 111.15 | 112.69 | 0.01 | 1.53
2035 | PJM_ROR_2_PJM_ROM | PJM_ROR | PJM_ROM | Internal | Summer | B1 | 10 | 8000 | 1974.76 | 212.52 | 212.54 | 0.01 | 0
2035 | PJM_ROR_2_PJM_ROM | PJM_ROR | PJM_ROM | Internal | Summer | B2 | 25 | 8000 | 4100.81 | 212.52 | 212.54 | 0.01 | 0
2035 | PJM_ROR_2_PJM_ROM | PJM_ROR | PJM_ROM | Internal | Summer | B3 | 75 | 8000 | 25 | 209.07 | 209.06 | 0.01 | 0
2035 | PJM_ROR_2_PJM_ROM | PJM_ROR | PJM_ROM | Internal | Summer | B4 | 100 | 8000 | 6889.37 | 165.43 | 165.44 | 0.01 | 0
2035 | PJM_ROR_2_PJM_ROM | PJM_ROR | PJM_ROM | Internal | Summer | B5 | 200 | 8000 | 8039.75 | 153.21 | 154.78 | 0.01 | 1.56
2035 | PJM_ROR_2_PJM_ROM | PJM_ROR | PJM_ROM | Internal | Summer | B6 | 300 | 8000 | 8309.2 | 141.37 | 142.97 | 0.01 | 1.58
2035 | PJM_ROR_2_PJM_ROM | PJM_ROR | PJM_ROM | Internal | Summer | B7 | 400 | 8000 | 10058.83 | 131.35 | 132.94 | 0.01 | 1.58
2035 | PJM_ROR_2_PJM_ROM | PJM_ROR | PJM_ROM | Internal | Summer | B8 | 500 | 8000 | 15641.44 | 118.2 | 119.79 | 0.01 | 1.58
2035 | PJM_ROR_2_PJM_ROM | PJM_ROR | PJM_ROM | Internal | Summer | B9 | 800 | 8000 | 11852.21 | 114.52 | 116.11 | 0.01 | 1.58
2035 | PJM_ROR_2_PJM_ROM | PJM_ROR | PJM_ROM | Internal | Summer | B10 | 1262 | 8000 | 7999.98 | 113.12 | 114.3 | 0.01 | 1.17
2035 | PJM_ROR_2_PJM_ROM | PJM_ROR | PJM_ROM | Internal | Winter | B16 | 25 | 8000 | 17233.36 | 119.07 | 120.67 | 0.01 | 1.58
2035 | PJM_ROR_2_PJM_ROM | PJM_ROR | PJM_ROM | Internal | Winter | B17 | 100 | 8000 | 15392.61 | 119.04 | 120.64 | 0.01 | 1.58
2035 | PJM_ROR_2_PJM_ROM | PJM_ROR | PJM_ROM | Internal | Winter | B18 | 400 | 8000 | 12923.36 | 119.04 | 120.64 | 0.01 | 1.58
2035 | PJM_ROR_2_PJM_ROM | PJM_ROR | PJM_ROM | Internal | Winter | B19 | 700 | 8000 | 10856.13 | 118.79 | 120.39 | 0.01 | 1.58
2035 | PJM_ROR_2_PJM_ROM | PJM_ROR | PJM_ROM | Internal | Winter | B20 | 935 | 8000 | 11757.54 | 113.04 | 114.64 | 0.01 | 1.58
2035 | PJM_ROR_2_TVA_Transmission | PJM_ROR | TVA_Transmission | Internal | Shoulder | B11 | 25 | 2500 | 0.83 | 130.85 | 131.94 | 6 | 0
2035 | PJM_ROR_2_TVA_Transmission | PJM_ROR | TVA_Transmission | Internal | Shoulder | B12 | 200 | 2500 | 0.2 | 116.09 | 120.01 | 6 | 0
2035 | PJM_ROR_2_TVA_Transmission | PJM_ROR | TVA_Transmission | Internal | Shoulder | B13 | 600 | 2500 | 0.07 | 116.09 | 119.7 | 6 | 0
2035 | PJM_ROR_2_TVA_Transmission | PJM_ROR | TVA_Transmission | Internal | Shoulder | B14 | 900 | 2500 | 0.07 | 114.75 | 119.18 | 6 | 0
2035 | PJM_ROR_2_TVA_Transmission | PJM_ROR | TVA_Transmission | Internal | Shoulder | B15 | 1203 | 2500 | 1.23 | 111.15 | 117.1 | 6 | 0
2035 | PJM_ROR_2_TVA_Transmission | PJM_ROR | TVA_Transmission | Internal | Summer | B1 | 10 | 2500 | 6.03 | 212.52 | 217.16 | 6 | 0
2035 | PJM_ROR_2_TVA_Transmission | PJM_ROR | TVA_Transmission | Internal | Summer | B2 | 25 | 2500 | 3125.35 | 212.52 | 218.52 | 6 | 0
2035 | PJM_ROR_2_TVA_Transmission | PJM_ROR | TVA_Transmission | Internal | Summer | B3 | 75 | 2500 | 1572.18 | 209.07 | 215.07 | 6 | 0
2035 | PJM_ROR_2_TVA_Transmission | PJM_ROR | TVA_Transmission | Internal | Summer | B4 | 100 | 2500 | 830.74 | 165.43 | 171.43 | 6 | 0
2035 | PJM_ROR_2_TVA_Transmission | PJM_ROR | TVA_Transmission | Internal | Summer | B5 | 200 | 2500 | 0.8 | 153.21 | 158.75 | 6 | 0
2035 | PJM_ROR_2_TVA_Transmission | PJM_ROR | TVA_Transmission | Internal | Summer | B6 | 300 | 2500 | 0.04 | 141.37 | 138.82 | 6 | 0
2035 | PJM_ROR_2_TVA_Transmission | PJM_ROR | TVA_Transmission | Internal | Summer | B7 | 400 | 2500 | 0.03 | 131.35 | 128.54 | 6 | 0
2035 | PJM_ROR_2_TVA_Transmission | PJM_ROR | TVA_Transmission | Internal | Summer | B8 | 500 | 2500 | 0.05 | 118.2 | 120.41 | 6 | 0
2035 | PJM_ROR_2_TVA_Transmission | PJM_ROR | TVA_Transmission | Internal | Summer | B9 | 800 | 2500 | 0.07 | 114.52 | 118.73 | 6 | 0
2035 | PJM_ROR_2_TVA_Transmission | PJM_ROR | TVA_Transmission | Internal | Summer | B10 | 1262 | 2500 | 0.06 | 113.12 | 117.85 | 6 | 0
2035 | PJM_ROR_2_TVA_Transmission | PJM_ROR | TVA_Transmission | Internal | Winter | B16 | 25 | 2500 | 1618.9 | 119.07 | 125.07 | 6 | 0
2035 | PJM_ROR_2_TVA_Transmission | PJM_ROR | TVA_Transmission | Internal | Winter | B17 | 100 | 2500 | 0.42 | 119.04 | 122.76 | 6 | 0
2035 | PJM_ROR_2_TVA_Transmission | PJM_ROR | TVA_Transmission | Internal | Winter | B18 | 400 | 2500 | 0.1 | 119.04 | 122.65 | 6 | 0
2035 | PJM_ROR_2_TVA_Transmission | PJM_ROR | TVA_Transmission | Internal | Winter | B19 | 700 | 2500 | 0.06 | 118.79 | 122.51 | 6 | 0
2035 | PJM_ROR_2_TVA_Transmission | PJM_ROR | TVA_Transmission | Internal | Winter | B20 | 935 | 2500 | 1.59 | 113.04 | 118.99 | 6 | 0
2035 | PJM_ROR_2_VACAR | PJM_ROR | VACAR | Internal | Shoulder | B11 | 25 | 3000 | 0.4 | 130.85 | 126.75 | 6 | 0
2035 | PJM_ROR_2_VACAR | PJM_ROR | VACAR | Internal | Shoulder | B12 | 200 | 3000 | 0.29 | 116.09 | 121.03 | 6 | 0
2035 | PJM_ROR_2_VACAR | PJM_ROR | VACAR | Internal | Shoulder | B13 | 600 | 3000 | 0.12 | 116.09 | 121.03 | 6 | 0
2035 | PJM_ROR_2_VACAR | PJM_ROR | VACAR | Internal | Shoulder | B14 | 900 | 3000 | 2999.93 | 114.75 | 121.03 | 6 | 0.28
2035 | PJM_ROR_2_VACAR | PJM_ROR | VACAR | Internal | Shoulder | B15 | 1203 | 3000 | 3829.42 | 111.15 | 117.95 | 6 | 0.79
2035 | PJM_ROR_2_VACAR | PJM_ROR | VACAR | Internal | Summer | B1 | 10 | 3000 | 5205.32 | 212.52 | 219.31 | 6 | 0.79
2035 | PJM_ROR_2_VACAR | PJM_ROR | VACAR | Internal | Summer | B2 | 25 | 3000 | 4110.89 | 212.52 | 219.31 | 6 | 0.79
2035 | PJM_ROR_2_VACAR | PJM_ROR | VACAR | Internal | Summer | B3 | 75 | 3000 | 5034.78 | 209.07 | 215.86 | 6 | 0.79
2035 | PJM_ROR_2_VACAR | PJM_ROR | VACAR | Internal | Summer | B4 | 100 | 3000 | 1459.52 | 165.43 | 171.43 | 6 | 0
2035 | PJM_ROR_2_VACAR | PJM_ROR | VACAR | Internal | Summer | B5 | 200 | 3000 | 0.15 | 153.21 | 156.67 | 6 | 0
2035 | PJM_ROR_2_VACAR | PJM_ROR | VACAR | Internal | Summer | B6 | 300 | 3000 | 0.03 | 141.37 | 134.38 | 6 | 0
2035 | PJM_ROR_2_VACAR | PJM_ROR | VACAR | Internal | Summer | B7 | 400 | 3000 | 0.03 | 131.35 | 124.35 | 6 | 0
2035 | PJM_ROR_2_VACAR | PJM_ROR | VACAR | Internal | Summer | B8 | 500 | 3000 | 0.04 | 118.2 | 118.91 | 6 | 0
2035 | PJM_ROR_2_VACAR | PJM_ROR | VACAR | Internal | Summer | B9 | 800 | 3000 | 0.07 | 114.52 | 118.91 | 6 | 0
2035 | PJM_ROR_2_VACAR | PJM_ROR | VACAR | Internal | Summer | B10 | 1262 | 3000 | 0.03 | 113.12 | 115.72 | 6 | 0
2035 | PJM_ROR_2_VACAR | PJM_ROR | VACAR | Internal | Winter | B16 | 25 | 3000 | 8334.37 | 119.07 | 125.86 | 6 | 0.79
2035 | PJM_ROR_2_VACAR | PJM_ROR | VACAR | Internal | Winter | B17 | 100 | 3000 | 9258.26 | 119.04 | 125.84 | 6 | 0.79
2035 | PJM_ROR_2_VACAR | PJM_ROR | VACAR | Internal | Winter | B18 | 400 | 3000 | 4299.57 | 119.04 | 125.84 | 6 | 0.79
2035 | PJM_ROR_2_VACAR | PJM_ROR | VACAR | Internal | Winter | B19 | 700 | 3000 | 3213.1 | 118.79 | 125.58 | 6 | 0.79
2035 | PJM_ROR_2_VACAR | PJM_ROR | VACAR | Internal | Winter | B20 | 935 | 3000 | 190.4 | 113.04 | 119.04 | 6 | 0
2035 | PJM_ROM_2_NYISO_A-F | PJM_ROM | NYISO_A-F | Internal | Shoulder | B11 | 25 | 2000 | 0.16 | 130.87 | 112.48 | 6 | 0
2035 | PJM_ROM_2_NYISO_A-F | PJM_ROM | NYISO_A-F | Internal | Shoulder | B12 | 200 | 2000 | 0.02 | 117.68 | 103.78 | 6 | 0
2035 | PJM_ROM_2_NYISO_A-F | PJM_ROM | NYISO_A-F | Internal | Shoulder | B13 | 600 | 2000 | 0 | 117.68 | 99.59 | 6 | 0
2035 | PJM_ROM_2_NYISO_A-F | PJM_ROM | NYISO_A-F | Internal | Shoulder | B14 | 900 | 2000 | 0 | 116.35 | 99.59 | 6 | 0
2035 | PJM_ROM_2_NYISO_A-F | PJM_ROM | NYISO_A-F | Internal | Shoulder | B15 | 1203 | 2000 | 0 | 112.69 | 99.59 | 6 | 0
2035 | PJM_ROM_2_NYISO_A-F | PJM_ROM | NYISO_A-F | Internal | Summer | B1 | 10 | 2000 | 0.4 | 212.54 | 194.15 | 6 | 0
2035 | PJM_ROM_2_NYISO_A-F | PJM_ROM | NYISO_A-F | Internal | Summer | B2 | 25 | 2000 | 0.17 | 212.54 | 194.15 | 6 | 0
2035 | PJM_ROM_2_NYISO_A-F | PJM_ROM | NYISO_A-F | Internal | Summer | B3 | 75 | 2000 | 0.05 | 209.06 | 190.67 | 6 | 0
2035 | PJM_ROM_2_NYISO_A-F | PJM_ROM | NYISO_A-F | Internal | Summer | B4 | 100 | 2000 | 0.04 | 165.44 | 147.05 | 6 | 0
2035 | PJM_ROM_2_NYISO_A-F | PJM_ROM | NYISO_A-F | Internal | Summer | B5 | 200 | 2000 | 0.02 | 154.78 | 136.39 | 6 | 0
2035 | PJM_ROM_2_NYISO_A-F | PJM_ROM | NYISO_A-F | Internal | Summer | B6 | 300 | 2000 | 0.01 | 142.97 | 126.38 | 6 | 0
2035 | PJM_ROM_2_NYISO_A-F | PJM_ROM | NYISO_A-F | Internal | Summer | B7 | 400 | 2000 | 0.01 | 132.94 | 118.38 | 6 | 0
2035 | PJM_ROM_2_NYISO_A-F | PJM_ROM | NYISO_A-F | Internal | Summer | B8 | 500 | 2000 | 0.01 | 119.79 | 113.05 | 6 | 0
2035 | PJM_ROM_2_NYISO_A-F | PJM_ROM | NYISO_A-F | Internal | Summer | B9 | 800 | 2000 | 0 | 116.11 | 107.79 | 6 | 0
2035 | PJM_ROM_2_NYISO_A-F | PJM_ROM | NYISO_A-F | Internal | Summer | B10 | 1262 | 2000 | 0 | 114.3 | 107.79 | 6 | 0
2035 | PJM_ROM_2_NYISO_A-F | PJM_ROM | NYISO_A-F | Internal | Winter | B16 | 25 | 2000 | 0.16 | 120.67 | 102.28 | 6 | 0
2035 | PJM_ROM_2_NYISO_A-F | PJM_ROM | NYISO_A-F | Internal | Winter | B17 | 100 | 2000 | 0.04 | 120.64 | 102.25 | 6 | 0
2035 | PJM_ROM_2_NYISO_A-F | PJM_ROM | NYISO_A-F | Internal | Winter | B18 | 400 | 2000 | 0.01 | 120.64 | 102.25 | 6 | 0
2035 | PJM_ROM_2_NYISO_A-F | PJM_ROM | NYISO_A-F | Internal | Winter | B19 | 700 | 2000 | 0 | 120.39 | 102 | 6 | 0
2035 | PJM_ROM_2_NYISO_A-F | PJM_ROM | NYISO_A-F | Internal | Winter | B20 | 935 | 2000 | 0 | 114.64 | 97.21 | 6 | 0
2035 | PJM_ROM_2_PJM_E | PJM_ROM | PJM_E | Internal | Shoulder | B11 | 25 | 8000 | 1157.48 | 130.87 | 130.88 | 0.01 | 0
2035 | PJM_ROM_2_PJM_E | PJM_ROM | PJM_E | Internal | Shoulder | B12 | 200 | 8000 | 5049.35 | 117.68 | 117.7 | 0.01 | 0
2035 | PJM_ROM_2_PJM_E | PJM_ROM | PJM_E | Internal | Shoulder | B13 | 600 | 8000 | 4483.9 | 117.68 | 117.69 | 0.01 | 0
2035 | PJM_ROM_2_PJM_E | PJM_ROM | PJM_E | Internal | Shoulder | B14 | 900 | 8000 | 3556.7 | 116.35 | 116.36 | 0.01 | 0
2035 | PJM_ROM_2_PJM_E | PJM_ROM | PJM_E | Internal | Shoulder | B15 | 1203 | 8000 | 1272.63 | 112.69 | 112.71 | 0.01 | 0
2035 | PJM_ROM_2_PJM_E | PJM_ROM | PJM_E | Internal | Summer | B1 | 10 | 8000 | 2304.43 | 212.54 | 212.55 | 0.01 | 0
2035 | PJM_ROM_2_PJM_E | PJM_ROM | PJM_E | Internal | Summer | B2 | 25 | 8000 | 1999.58 | 212.54 | 212.55 | 0.01 | 0
2035 | PJM_ROM_2_PJM_E | PJM_ROM | PJM_E | Internal | Summer | B3 | 75 | 8000 | 49.42 | 209.06 | 209.05 | 0.01 | 0
2035 | PJM_ROM_2_PJM_E | PJM_ROM | PJM_E | Internal | Summer | B4 | 100 | 8000 | 1805.92 | 165.44 | 165.45 | 0.01 | 0
2035 | PJM_ROM_2_PJM_E | PJM_ROM | PJM_E | Internal | Summer | B5 | 200 | 8000 | 1157.59 | 154.78 | 154.79 | 0.01 | 0
2035 | PJM_ROM_2_PJM_E | PJM_ROM | PJM_E | Internal | Summer | B6 | 300 | 8000 | 1303.75 | 142.97 | 142.98 | 0.01 | 0
2035 | PJM_ROM_2_PJM_E | PJM_ROM | PJM_E | Internal | Summer | B7 | 400 | 8000 | 2250.51 | 132.94 | 132.96 | 0.01 | 0
2035 | PJM_ROM_2_PJM_E | PJM_ROM | PJM_E | Internal | Summer | B8 | 500 | 8000 | 4873.65 | 119.79 | 119.8 | 0.01 | 0
2035 | PJM_ROM_2_PJM_E | PJM_ROM | PJM_E | Internal | Summer | B9 | 800 | 8000 | 3467.91 | 116.11 | 116.12 | 0.01 | 0
2035 | PJM_ROM_2_PJM_E | PJM_ROM | PJM_E | Internal | Summer | B10 | 1262 | 8000 | 1185.51 | 114.3 | 114.31 | 0.01 | 0
2035 | PJM_ROM_2_PJM_E | PJM_ROM | PJM_E | Internal | Winter | B16 | 25 | 8000 | 7027.16 | 120.67 | 120.68 | 0.01 | 0
2035 | PJM_ROM_2_PJM_E | PJM_ROM | PJM_E | Internal | Winter | B17 | 100 | 8000 | 6014.51 | 120.64 | 120.65 | 0.01 | 0
2035 | PJM_ROM_2_PJM_E | PJM_ROM | PJM_E | Internal | Winter | B18 | 400 | 8000 | 5292.23 | 120.64 | 120.65 | 0.01 | 0
2035 | PJM_ROM_2_PJM_E | PJM_ROM | PJM_E | Internal | Winter | B19 | 700 | 8000 | 4203.58 | 120.39 | 120.4 | 0.01 | 0
2035 | PJM_ROM_2_PJM_E | PJM_ROM | PJM_E | Internal | Winter | B20 | 935 | 8000 | 3761.61 | 114.64 | 114.65 | 0.01 | 0
2035 | PJM_ROM_2_PJM_ROR | PJM_ROM | PJM_ROR | Internal | Shoulder | B11 | 25 | 8000 | 69.6 | 130.87 | 130.85 | 0.01 | 0
2035 | PJM_ROM_2_PJM_ROR | PJM_ROM | PJM_ROR | Internal | Shoulder | B12 | 200 | 8000 | 0.31 | 117.68 | 116.09 | 0.01 | 0
2035 | PJM_ROM_2_PJM_ROR | PJM_ROM | PJM_ROR | Internal | Shoulder | B13 | 600 | 8000 | 0.11 | 117.68 | 116.09 | 0.01 | 0
2035 | PJM_ROM_2_PJM_ROR | PJM_ROM | PJM_ROR | Internal | Shoulder | B14 | 900 | 8000 | 0.07 | 116.35 | 114.75 | 0.01 | 0
2035 | PJM_ROM_2_PJM_ROR | PJM_ROM | PJM_ROR | Internal | Shoulder | B15 | 1203 | 8000 | 0.05 | 112.69 | 111.15 | 0.01 | 0
2035 | PJM_ROM_2_PJM_ROR | PJM_ROM | PJM_ROR | Internal | Summer | B1 | 10 | 8000 | 232.76 | 212.54 | 212.52 | 0.01 | 0
2035 | PJM_ROM_2_PJM_ROR | PJM_ROM | PJM_ROR | Internal | Summer | B2 | 25 | 8000 | 92.55 | 212.54 | 212.52 | 0.01 | 0
2035 | PJM_ROM_2_PJM_ROR | PJM_ROM | PJM_ROR | Internal | Summer | B3 | 75 | 8000 | 3141.79 | 209.06 | 209.07 | 0.01 | 0
2035 | PJM_ROM_2_PJM_ROR | PJM_ROM | PJM_ROR | Internal | Summer | B4 | 100 | 8000 | 22.78 | 165.44 | 165.43 | 0.01 | 0
2035 | PJM_ROM_2_PJM_ROR | PJM_ROM | PJM_ROR | Internal | Summer | B5 | 200 | 8000 | 1.01 | 154.78 | 153.21 | 0.01 | 0
2035 | PJM_ROM_2_PJM_ROR | PJM_ROM | PJM_ROR | Internal | Summer | B6 | 300 | 8000 | 0.54 | 142.97 | 141.37 | 0.01 | 0
2035 | PJM_ROM_2_PJM_ROR | PJM_ROM | PJM_ROR | Internal | Summer | B7 | 400 | 8000 | 0.2 | 132.94 | 131.35 | 0.01 | 0
2035 | PJM_ROM_2_PJM_ROR | PJM_ROM | PJM_ROR | Internal | Summer | B8 | 500 | 8000 | 0.15 | 119.79 | 118.2 | 0.01 | 0
2035 | PJM_ROM_2_PJM_ROR | PJM_ROM | PJM_ROR | Internal | Summer | B9 | 800 | 8000 | 0.09 | 116.11 | 114.52 | 0.01 | 0
2035 | PJM_ROM_2_PJM_ROR | PJM_ROM | PJM_ROR | Internal | Summer | B10 | 1262 | 8000 | 0.16 | 114.3 | 113.12 | 0.01 | 0
2035 | PJM_ROM_2_PJM_ROR | PJM_ROM | PJM_ROR | Internal | Winter | B16 | 25 | 8000 | 2.31 | 120.67 | 119.07 | 0.01 | 0
2035 | PJM_ROM_2_PJM_ROR | PJM_ROM | PJM_ROR | Internal | Winter | B17 | 100 | 8000 | 0.6 | 120.64 | 119.04 | 0.01 | 0
2035 | PJM_ROM_2_PJM_ROR | PJM_ROM | PJM_ROR | Internal | Winter | B18 | 400 | 8000 | 0.16 | 120.64 | 119.04 | 0.01 | 0
2035 | PJM_ROM_2_PJM_ROR | PJM_ROM | PJM_ROR | Internal | Winter | B19 | 700 | 8000 | 0.09 | 120.39 | 118.79 | 0.01 | 0
2035 | PJM_ROM_2_PJM_ROR | PJM_ROM | PJM_ROR | Internal | Winter | B20 | 935 | 8000 | 0.07 | 114.64 | 113.04 | 0.01 | 0
2035 | SOCO_2_ENT | SOCO | ENT | Internal | Shoulder | B11 | 25 | 2400 | 0.44 | 133.74 | 136.4 | 10 | 0
2035 | SOCO_2_ENT | SOCO | ENT | Internal | Shoulder | B12 | 200 | 2400 | 0.04 | 119.22 | 115.33 | 10 | 0
2035 | SOCO_2_ENT | SOCO | ENT | Internal | Shoulder | B13 | 600 | 2400 | 0.01 | 119.22 | 114.53 | 10 | 0
2035 | SOCO_2_ENT | SOCO | ENT | Internal | Shoulder | B14 | 900 | 2400 | 0 | 119.22 | 112.7 | 10 | 0
2035 | SOCO_2_ENT | SOCO | ENT | Internal | Shoulder | B15 | 1203 | 2400 | 0 | 117.1 | 109.1 | 10 | 0
2035 | SOCO_2_ENT | SOCO | ENT | Internal | Summer | B1 | 10 | 2400 | 0.52 | 217.16 | 209.16 | 10 | 0
2035 | SOCO_2_ENT | SOCO | ENT | Internal | Summer | B2 | 25 | 2400 | 0.21 | 222.86 | 214.86 | 10 | 0
2035 | SOCO_2_ENT | SOCO | ENT | Internal | Summer | B3 | 75 | 2400 | 0.08 | 222.86 | 214.87 | 10 | 0
2035 | SOCO_2_ENT | SOCO | ENT | Internal | Summer | B4 | 100 | 2400 | 0.07 | 178.43 | 171.44 | 10 | 0
2035 | SOCO_2_ENT | SOCO | ENT | Internal | Summer | B5 | 200 | 2400 | 0.03 | 158.75 | 150.75 | 10 | 0
2035 | SOCO_2_ENT | SOCO | ENT | Internal | Summer | B6 | 300 | 2400 | 0.03 | 140.56 | 140.33 | 10 | 0
2035 | SOCO_2_ENT | SOCO | ENT | Internal | Summer | B7 | 400 | 2400 | 0.03 | 131.35 | 134.55 | 10 | 0
2035 | SOCO_2_ENT | SOCO | ENT | Internal | Summer | B8 | 500 | 2400 | 0.23 | 117.89 | 126.29 | 10 | 0
2035 | SOCO_2_ENT | SOCO | ENT | Internal | Summer | B9 | 800 | 2400 | 0.03 | 117.89 | 122.36 | 10 | 0
2035 | SOCO_2_ENT | SOCO | ENT | Internal | Summer | B10 | 1262 | 2400 | 0 | 117.34 | 111.56 | 10 | 0
2035 | SOCO_2_ENT | SOCO | ENT | Internal | Winter | B16 | 25 | 2400 | 0.21 | 125.5 | 117.5 | 10 | 0
2035 | SOCO_2_ENT | SOCO | ENT | Internal | Winter | B17 | 100 | 2400 | 0.06 | 122.18 | 117.46 | 10 | 0
2035 | SOCO_2_ENT | SOCO | ENT | Internal | Winter | B18 | 400 | 2400 | 0.02 | 122.18 | 117.49 | 10 | 0
2035 | SOCO_2_ENT | SOCO | ENT | Internal | Winter | B19 | 700 | 2400 | 0 | 122.18 | 117.21 | 10 | 0
2035 | SOCO_2_ENT | SOCO | ENT | Internal | Winter | B20 | 935 | 2400 | 0 | 113.53 | 110.99 | 10 | 0
2035 | SOCO_2_FRCC | SOCO | FRCC | Internal | Shoulder | B11 | 25 | 3700 | 251.6 | 133.74 | 143.73 | 10 | 0
2035 | SOCO_2_FRCC | SOCO | FRCC | Internal | Shoulder | B12 | 200 | 3700 | 0.14 | 119.22 | 125.07 | 10 | 0
2035 | SOCO_2_FRCC | SOCO | FRCC | Internal | Shoulder | B13 | 600 | 3700 | 0.04 | 119.22 | 123.65 | 10 | 0
2035 | SOCO_2_FRCC | SOCO | FRCC | Internal | Shoulder | B14 | 900 | 3700 | 0.03 | 119.22 | 123.65 | 10 | 0
2035 | SOCO_2_FRCC | SOCO | FRCC | Internal | Shoulder | B15 | 1203 | 3700 | 0 | 117.1 | 112.86 | 10 | 0
2035 | SOCO_2_FRCC | SOCO | FRCC | Internal | Summer | B1 | 10 | 3700 | 3797.11 | 217.16 | 227.16 | 10 | 0
2035 | SOCO_2_FRCC | SOCO | FRCC | Internal | Summer | B2 | 25 | 3700 | 0.8 | 222.86 | 227.77 | 10 | 0
2035 | SOCO_2_FRCC | SOCO | FRCC | Internal | Summer | B3 | 75 | 3700 | 0.08 | 222.86 | 214.86 | 10 | 0
2035 | SOCO_2_FRCC | SOCO | FRCC | Internal | Summer | B4 | 100 | 3700 | 0.07 | 178.43 | 170.43 | 10 | 0
2035 | SOCO_2_FRCC | SOCO | FRCC | Internal | Summer | B5 | 200 | 3700 | 0.04 | 158.75 | 150.74 | 10 | 0
2035 | SOCO_2_FRCC | SOCO | FRCC | Internal | Summer | B6 | 300 | 3700 | 0.05 | 140.56 | 142.66 | 10 | 0
2035 | SOCO_2_FRCC | SOCO | FRCC | Internal | Summer | B7 | 400 | 3700 | 1568.42 | 131.35 | 141.35 | 10 | 0
2035 | SOCO_2_FRCC | SOCO | FRCC | Internal | Summer | B8 | 500 | 3700 | 0.05 | 117.89 | 122.74 | 10 | 0
2035 | SOCO_2_FRCC | SOCO | FRCC | Internal | Summer | B9 | 800 | 3700 | 0.03 | 117.89 | 122.74 | 10 | 0
2035 | SOCO_2_FRCC | SOCO | FRCC | Internal | Summer | B10 | 1262 | 3700 | 0 | 117.34 | 109.34 | 10 | 0
2035 | SOCO_2_FRCC | SOCO | FRCC | Internal | Winter | B16 | 25 | 3700 | 3488.97 | 125.5 | 135.5 | 10 | 0
2035 | SOCO_2_FRCC | SOCO | FRCC | Internal | Winter | B17 | 100 | 3700 | 0.33 | 122.18 | 129.59 | 10 | 0
2035 | SOCO_2_FRCC | SOCO | FRCC | Internal | Winter | B18 | 400 | 3700 | 0.04 | 122.18 | 126.12 | 10 | 0
2035 | SOCO_2_FRCC | SOCO | FRCC | Internal | Winter | B19 | 700 | 3700 | 0.03 | 122.18 | 126.12 | 10 | 0
2035 | SOCO_2_FRCC | SOCO | FRCC | Internal | Winter | B20 | 935 | 3700 | 0 | 113.53 | 110.16 | 10 | 0
2035 | SOCO_2_TVA_Transmission | SOCO | TVA_Transmission | Internal | Shoulder | B11 | 25 | 2600 | 0.32 | 133.74 | 131.94 | 10 | 0
2035 | SOCO_2_TVA_Transmission | SOCO | TVA_Transmission | Internal | Shoulder | B12 | 200 | 2600 | 0.05 | 119.22 | 120.01 | 10 | 0
2035 | SOCO_2_TVA_Transmission | SOCO | TVA_Transmission | Internal | Shoulder | B13 | 600 | 2600 | 0.02 | 119.22 | 119.7 | 10 | 0
2035 | SOCO_2_TVA_Transmission | SOCO | TVA_Transmission | Internal | Shoulder | B14 | 900 | 2600 | 0.01 | 119.22 | 119.18 | 10 | 0
2035 | SOCO_2_TVA_Transmission | SOCO | TVA_Transmission | Internal | Shoulder | B15 | 1203 | 2600 | 0 | 117.1 | 117.1 | 10 | 0
2035 | SOCO_2_TVA_Transmission | SOCO | TVA_Transmission | Internal | Summer | B1 | 10 | 2600 | 0.9 | 217.16 | 217.16 | 10 | 0
2035 | SOCO_2_TVA_Transmission | SOCO | TVA_Transmission | Internal | Summer | B2 | 25 | 2600 | 0.28 | 222.86 | 218.52 | 10 | 0
2035 | SOCO_2_TVA_Transmission | SOCO | TVA_Transmission | Internal | Summer | B3 | 75 | 2600 | 0.08 | 222.86 | 215.07 | 10 | 0
2035 | SOCO_2_TVA_Transmission | SOCO | TVA_Transmission | Internal | Summer | B4 | 100 | 2600 | 0.06 | 178.43 | 171.43 | 10 | 0
2035 | SOCO_2_TVA_Transmission | SOCO | TVA_Transmission | Internal | Summer | B5 | 200 | 2600 | 0.05 | 158.75 | 158.75 | 10 | 0
2035 | SOCO_2_TVA_Transmission | SOCO | TVA_Transmission | Internal | Summer | B6 | 300 | 2600 | 0.03 | 140.56 | 138.82 | 10 | 0
2035 | SOCO_2_TVA_Transmission | SOCO | TVA_Transmission | Internal | Summer | B7 | 400 | 2600 | 0.02 | 131.35 | 128.54 | 10 | 0
2035 | SOCO_2_TVA_Transmission | SOCO | TVA_Transmission | Internal | Summer | B8 | 500 | 2600 | 0.03 | 117.89 | 120.41 | 10 | 0
2035 | SOCO_2_TVA_Transmission | SOCO | TVA_Transmission | Internal | Summer | B9 | 800 | 2600 | 0.01 | 117.89 | 118.73 | 10 | 0
2035 | SOCO_2_TVA_Transmission | SOCO | TVA_Transmission | Internal | Summer | B10 | 1262 | 2600 | 0 | 117.34 | 117.85 | 10 | 0
2035 | SOCO_2_TVA_Transmission | SOCO | TVA_Transmission | Internal | Winter | B16 | 25 | 2600 | 0.35 | 125.5 | 125.07 | 10 | 0
2035 | SOCO_2_TVA_Transmission | SOCO | TVA_Transmission | Internal | Winter | B17 | 100 | 2600 | 0.1 | 122.18 | 122.76 | 10 | 0
2035 | SOCO_2_TVA_Transmission | SOCO | TVA_Transmission | Internal | Winter | B18 | 400 | 2600 | 0.03 | 122.18 | 122.65 | 10 | 0
2035 | SOCO_2_TVA_Transmission | SOCO | TVA_Transmission | Internal | Winter | B19 | 700 | 2600 | 0.01 | 122.18 | 122.51 | 10 | 0
2035 | SOCO_2_TVA_Transmission | SOCO | TVA_Transmission | Internal | Winter | B20 | 935 | 2600 | 0.02 | 113.53 | 118.99 | 10 | 0
2035 | SOCO_2_VACAR | SOCO | VACAR | Internal | Shoulder | B11 | 25 | 2000 | 0.23 | 133.74 | 126.75 | 10 | 0
2035 | SOCO_2_VACAR | SOCO | VACAR | Internal | Shoulder | B12 | 200 | 2000 | 0.06 | 119.22 | 121.03 | 10 | 0
2035 | SOCO_2_VACAR | SOCO | VACAR | Internal | Shoulder | B13 | 600 | 2000 | 0.02 | 119.22 | 121.03 | 10 | 0
2035 | SOCO_2_VACAR | SOCO | VACAR | Internal | Shoulder | B14 | 900 | 2000 | 0.01 | 119.22 | 121.03 | 10 | 0
2035 | SOCO_2_VACAR | SOCO | VACAR | Internal | Shoulder | B15 | 1203 | 2000 | 0 | 117.1 | 117.95 | 10 | 0
2035 | SOCO_2_VACAR | SOCO | VACAR | Internal | Summer | B1 | 10 | 2000 | 1.09 | 217.16 | 219.31 | 10 | 0
2035 | SOCO_2_VACAR | SOCO | VACAR | Internal | Summer | B2 | 25 | 2000 | 0.29 | 222.86 | 219.31 | 10 | 0
2035 | SOCO_2_VACAR | SOCO | VACAR | Internal | Summer | B3 | 75 | 2000 | 0.08 | 222.86 | 215.86 | 10 | 0
2035 | SOCO_2_VACAR | SOCO | VACAR | Internal | Summer | B4 | 100 | 2000 | 0.06 | 178.43 | 171.43 | 10 | 0
2035 | SOCO_2_VACAR | SOCO | VACAR | Internal | Summer | B5 | 200 | 2000 | 0.04 | 158.75 | 156.67 | 10 | 0
2035 | SOCO_2_VACAR | SOCO | VACAR | Internal | Summer | B6 | 300 | 2000 | 0.02 | 140.56 | 134.38 | 10 | 0
2035 | SOCO_2_VACAR | SOCO | VACAR | Internal | Summer | B7 | 400 | 2000 | 0.01 | 131.35 | 124.35 | 10 | 0
2035 | SOCO_2_VACAR | SOCO | VACAR | Internal | Summer | B8 | 500 | 2000 | 0.02 | 117.89 | 118.91 | 10 | 0
2035 | SOCO_2_VACAR | SOCO | VACAR | Internal | Summer | B9 | 800 | 2000 | 0.01 | 117.89 | 118.91 | 10 | 0
2035 | SOCO_2_VACAR | SOCO | VACAR | Internal | Summer | B10 | 1262 | 2000 | 0 | 117.34 | 115.72 | 10 | 0
2035 | SOCO_2_VACAR | SOCO | VACAR | Internal | Winter | B16 | 25 | 2000 | 0.38 | 125.5 | 125.86 | 10 | 0
2035 | SOCO_2_VACAR | SOCO | VACAR | Internal | Winter | B17 | 100 | 2000 | 0.14 | 122.18 | 125.84 | 10 | 0
2035 | SOCO_2_VACAR | SOCO | VACAR | Internal | Winter | B18 | 400 | 2000 | 0.04 | 122.18 | 125.84 | 10 | 0
2035 | SOCO_2_VACAR | SOCO | VACAR | Internal | Winter | B19 | 700 | 2000 | 0.02 | 122.18 | 125.58 | 10 | 0
2035 | SOCO_2_VACAR | SOCO | VACAR | Internal | Winter | B20 | 935 | 2000 | 0.02 | 113.53 | 119.04 | 10 | 0
2035 | SPP_N_2_ENT | SPP_N | ENT | Internal | Shoulder | B11 | 25 | 1800 | 5550.58 | 113.12 | 136.4 | 5 | 18.28
2035 | SPP_N_2_ENT | SPP_N | ENT | Internal | Shoulder | B12 | 200 | 1800 | 12552.26 | 92.04 | 115.33 | 5 | 18.28
2035 | SPP_N_2_ENT | SPP_N | ENT | Internal | Shoulder | B13 | 600 | 1800 | 11399.64 | 91.25 | 114.53 | 5 | 18.28
2035 | SPP_N_2_ENT | SPP_N | ENT | Internal | Shoulder | B14 | 900 | 1800 | 7745.02 | 89.41 | 112.7 | 5 | 18.28
2035 | SPP_N_2_ENT | SPP_N | ENT | Internal | Shoulder | B15 | 1203 | 1800 | 11242.08 | 85.82 | 109.1 | 5 | 18.28
2035 | SPP_N_2_ENT | SPP_N | ENT | Internal | Summer | B1 | 10 | 1800 | 10792.95 | 185.88 | 209.16 | 5 | 18.29
2035 | SPP_N_2_ENT | SPP_N | ENT | Internal | Summer | B2 | 25 | 1800 | 7417.17 | 191.58 | 214.86 | 5 | 18.28
2035 | SPP_N_2_ENT | SPP_N | ENT | Internal | Summer | B3 | 75 | 1800 | 1800.09 | 196.21 | 214.87 | 5 | 13.65
2035 | SPP_N_2_ENT | SPP_N | ENT | Internal | Summer | B4 | 100 | 1800 | 1800.1 | 151.98 | 171.44 | 5 | 14.46
2035 | SPP_N_2_ENT | SPP_N | ENT | Internal | Summer | B5 | 200 | 1800 | 1799.99 | 139.97 | 150.75 | 5 | 5.78
2035 | SPP_N_2_ENT | SPP_N | ENT | Internal | Summer | B6 | 300 | 1800 | 1799.82 | 134.37 | 140.33 | 5 | 0.96
2035 | SPP_N_2_ENT | SPP_N | ENT | Internal | Summer | B7 | 400 | 1800 | 1799.93 | 128.51 | 134.55 | 5 | 1.04
2035 | SPP_N_2_ENT | SPP_N | ENT | Internal | Summer | B8 | 500 | 1800 | 3857.19 | 103.01 | 126.29 | 5 | 18.28
2035 | SPP_N_2_ENT | SPP_N | ENT | Internal | Summer | B9 | 800 | 1800 | 6094.63 | 99.07 | 122.36 | 5 | 18.28
2035 | SPP_N_2_ENT | SPP_N | ENT | Internal | Summer | B10 | 1262 | 1800 | 9616.5 | 88.28 | 111.56 | 5 | 18.28
2035 | SPP_N_2_ENT | SPP_N | ENT | Internal | Winter | B16 | 25 | 1800 | 17985.13 | 94.22 | 117.5 | 5 | 18.28
2035 | SPP_N_2_ENT | SPP_N | ENT | Internal | Winter | B17 | 100 | 1800 | 11465.43 | 94.18 | 117.46 | 5 | 18.28
2035 | SPP_N_2_ENT | SPP_N | ENT | Internal | Winter | B18 | 400 | 1800 | 10444.43 | 94.2 | 117.49 | 5 | 18.28
2035 | SPP_N_2_ENT | SPP_N | ENT | Internal | Winter | B19 | 700 | 1800 | 9629.11 | 93.92 | 117.21 | 5 | 18.28
2035 | SPP_N_2_ENT | SPP_N | ENT | Internal | Winter | B20 | 935 | 1800 | 9200.23 | 87.7 | 110.99 | 5 | 18.28
2035 | SPP_N_2_MISO_MO-IL | SPP_N | MISO_MO-IL | Internal | Shoulder | B11 | 25 | 2000 | 2000.15 | 113.12 | 128.89 | 5 | 10.77
2035 | SPP_N_2_MISO_MO-IL | SPP_N | MISO_MO-IL | Internal | Shoulder | B12 | 200 | 2000 | 3648.33 | 92.04 | 115.92 | 5 | 18.88
2035 | SPP_N_2_MISO_MO-IL | SPP_N | MISO_MO-IL | Internal | Shoulder | B13 | 600 | 2000 | 7210.63 | 91.25 | 115.12 | 5 | 18.88
2035 | SPP_N_2_MISO_MO-IL | SPP_N | MISO_MO-IL | Internal | Shoulder | B14 | 900 | 2000 | 17131.32 | 89.41 | 113.29 | 5 | 18.88
2035 | SPP_N_2_MISO_MO-IL | SPP_N | MISO_MO-IL | Internal | Shoulder | B15 | 1203 | 2000 | 15922.39 | 85.82 | 109.69 | 5 | 18.88
2035 | SPP_N_2_MISO_MO-IL | SPP_N | MISO_MO-IL | Internal | Summer | B1 | 10 | 2000 | 11842.83 | 185.88 | 209.75 | 5 | 18.88
2035 | SPP_N_2_MISO_MO-IL | SPP_N | MISO_MO-IL | Internal | Summer | B2 | 25 | 2000 | 2000.78 | 191.58 | 212.36 | 5 | 15.79
2035 | SPP_N_2_MISO_MO-IL | SPP_N | MISO_MO-IL | Internal | Summer | B3 | 75 | 2000 | 1999.98 | 196.21 | 208.89 | 5 | 7.68
2035 | SPP_N_2_MISO_MO-IL | SPP_N | MISO_MO-IL | Internal | Summer | B4 | 100 | 2000 | 1999.98 | 151.98 | 163.44 | 5 | 6.46
2035 | SPP_N_2_MISO_MO-IL | SPP_N | MISO_MO-IL | Internal | Summer | B5 | 200 | 2000 | 1999.99 | 139.97 | 151.22 | 5 | 6.24
2035 | SPP_N_2_MISO_MO-IL | SPP_N | MISO_MO-IL | Internal | Summer | B6 | 300 | 2000 | 1411.61 | 134.37 | 139.37 | 5 | 0
2035 | SPP_N_2_MISO_MO-IL | SPP_N | MISO_MO-IL | Internal | Summer | B7 | 400 | 2000 | 0.2 | 128.51 | 130.54 | 5 | 0
2035 | SPP_N_2_MISO_MO-IL | SPP_N | MISO_MO-IL | Internal | Summer | B8 | 500 | 2000 | 2000 | 103.01 | 118.04 | 5 | 10.03
2035 | SPP_N_2_MISO_MO-IL | SPP_N | MISO_MO-IL | Internal | Summer | B9 | 800 | 2000 | 2000 | 99.07 | 114.36 | 5 | 10.28
2035 | SPP_N_2_MISO_MO-IL | SPP_N | MISO_MO-IL | Internal | Summer | B10 | 1262 | 2000 | 8395.46 | 88.28 | 112.15 | 5 | 18.88
2035 | SPP_N_2_MISO_MO-IL | SPP_N | MISO_MO-IL | Internal | Winter | B16 | 25 | 2000 | 9158.63 | 94.22 | 118.09 | 5 | 18.88
2035 | SPP_N_2_MISO_MO-IL | SPP_N | MISO_MO-IL | Internal | Winter | B17 | 100 | 2000 | 13192.62 | 94.18 | 118.06 | 5 | 18.88
2035 | SPP_N_2_MISO_MO-IL | SPP_N | MISO_MO-IL | Internal | Winter | B18 | 400 | 2000 | 8739.35 | 94.2 | 118.08 | 5 | 18.88
2035 | SPP_N_2_MISO_MO-IL | SPP_N | MISO_MO-IL | Internal | Winter | B19 | 700 | 2000 | 11513.77 | 93.92 | 117.8 | 5 | 18.88
2035 | SPP_N_2_MISO_MO-IL | SPP_N | MISO_MO-IL | Internal | Winter | B20 | 935 | 2000 | 17758.26 | 87.7 | 111.58 | 5 | 18.88
2035 | SPP_N_2_MISO_W | SPP_N | MISO_W | Internal | Shoulder | B11 | 25 | 750 | 749.89 | 113.12 | 122.4 | 5 | 4.28
2035 | SPP_N_2_MISO_W | SPP_N | MISO_W | Internal | Shoulder | B12 | 200 | 750 | 750.07 | 92.04 | 107.63 | 5 | 10.59
2035 | SPP_N_2_MISO_W | SPP_N | MISO_W | Internal | Shoulder | B13 | 600 | 750 | 750.03 | 91.25 | 107.63 | 5 | 11.38
2035 | SPP_N_2_MISO_W | SPP_N | MISO_W | Internal | Shoulder | B14 | 900 | 750 | 750.03 | 89.41 | 106.29 | 5 | 11.88
2035 | SPP_N_2_MISO_W | SPP_N | MISO_W | Internal | Shoulder | B15 | 1203 | 750 | 750.02 | 85.82 | 102.7 | 5 | 11.88
2035 | SPP_N_2_MISO_W | SPP_N | MISO_W | Internal | Summer | B1 | 10 | 750 | 756.19 | 185.88 | 204.06 | 5 | 13.19
2035 | SPP_N_2_MISO_W | SPP_N | MISO_W | Internal | Summer | B2 | 25 | 750 | 750.16 | 191.58 | 204.06 | 5 | 7.49
2035 | SPP_N_2_MISO_W | SPP_N | MISO_W | Internal | Summer | B3 | 75 | 750 | 0.81 | 196.21 | 200.61 | 5 | 0
2035 | SPP_N_2_MISO_W | SPP_N | MISO_W | Internal | Summer | B4 | 100 | 750 | 23.75 | 151.98 | 156.97 | 5 | 0
2035 | SPP_N_2_MISO_W | SPP_N | MISO_W | Internal | Summer | B5 | 200 | 750 | 1.05 | 139.97 | 144.75 | 5 | 0
2035 | SPP_N_2_MISO_W | SPP_N | MISO_W | Internal | Summer | B6 | 300 | 750 | 0.04 | 134.37 | 132.92 | 5 | 0
2035 | SPP_N_2_MISO_W | SPP_N | MISO_W | Internal | Summer | B7 | 400 | 750 | 0.02 | 128.51 | 122.89 | 5 | 0
2035 | SPP_N_2_MISO_W | SPP_N | MISO_W | Internal | Summer | B8 | 500 | 750 | 749.96 | 103.01 | 109.74 | 5 | 1.73
2035 | SPP_N_2_MISO_W | SPP_N | MISO_W | Internal | Summer | B9 | 800 | 750 | 749.98 | 99.07 | 106.06 | 5 | 1.98
2035 | SPP_N_2_MISO_W | SPP_N | MISO_W | Internal | Summer | B10 | 1262 | 750 | 750.01 | 88.28 | 104.66 | 5 | 11.38
2035 | SPP_N_2_MISO_W | SPP_N | MISO_W | Internal | Winter | B16 | 25 | 750 | 750.64 | 94.22 | 110.61 | 5 | 11.4
2035 | SPP_N_2_MISO_W | SPP_N | MISO_W | Internal | Winter | B17 | 100 | 750 | 750.17 | 94.18 | 110.59 | 5 | 11.41
2035 | SPP_N_2_MISO_W | SPP_N | MISO_W | Internal | Winter | B18 | 400 | 750 | 750.04 | 94.2 | 110.59 | 5 | 11.38
2035 | SPP_N_2_MISO_W | SPP_N | MISO_W | Internal | Winter | B19 | 700 | 750 | 750.03 | 93.92 | 110.33 | 5 | 11.41
2035 | SPP_N_2_MISO_W | SPP_N | MISO_W | Internal | Winter | B20 | 935 | 750 | 750.02 | 87.7 | 104.58 | 5 | 11.88
2035 | SPP_N_2_NE | SPP_N | NE | Internal | Shoulder | B11 | 25 | 330 | 25.66 | 113.12 | 113.09 | 0.01 | 0.01
2035 | SPP_N_2_NE | SPP_N | NE | Internal | Shoulder | B12 | 200 | 330 | 0.24 | 92.04 | 90.79 | 0.01 | 0
2035 | SPP_N_2_NE | SPP_N | NE | Internal | Shoulder | B13 | 600 | 330 | 0.08 | 91.25 | 89.99 | 0.01 | 0
2035 | SPP_N_2_NE | SPP_N | NE | Internal | Shoulder | B14 | 900 | 330 | 0.06 | 89.41 | 88.16 | 0.01 | 0
2035 | SPP_N_2_NE | SPP_N | NE | Internal | Shoulder | B15 | 1203 | 330 | 0.04 | 85.82 | 84.56 | 0.01 | 0
2035 | SPP_N_2_NE | SPP_N | NE | Internal | Summer | B1 | 10 | 330 | 1696.42 | 185.88 | 187.94 | 0.01 | 2.07
2035 | SPP_N_2_NE | SPP_N | NE | Internal | Summer | B2 | 25 | 330 | 33.5 | 191.58 | 191.55 | 0.01 | 0.01
2035 | SPP_N_2_NE | SPP_N | NE | Internal | Summer | B3 | 75 | 330 | 0.91 | 196.21 | 195.61 | 0.01 | 0
2035 | SPP_N_2_NE | SPP_N | NE | Internal | Summer | B4 | 100 | 330 | 11.19 | 151.98 | 151.97 | 0.01 | 0
2035 | SPP_N_2_NE | SPP_N | NE | Internal | Summer | B5 | 200 | 330 | 1 | 139.97 | 139.75 | 0.01 | 0
2035 | SPP_N_2_NE | SPP_N | NE | Internal | Summer | B6 | 300 | 330 | 0.16 | 134.37 | 133.12 | 0.01 | 0
2035 | SPP_N_2_NE | SPP_N | NE | Internal | Summer | B7 | 400 | 330 | 0.12 | 128.51 | 127.26 | 0.01 | 0
2035 | SPP_N_2_NE | SPP_N | NE | Internal | Summer | B8 | 500 | 330 | 0.1 | 103.01 | 101.76 | 0.01 | 0
2035 | SPP_N_2_NE | SPP_N | NE | Internal | Summer | B9 | 800 | 330 | 0.06 | 99.07 | 97.82 | 0.01 | 0
2035 | SPP_N_2_NE | SPP_N | NE | Internal | Summer | B10 | 1262 | 330 | 0.04 | 88.28 | 87.03 | 0.01 | 0
2035 | SPP_N_2_NE | SPP_N | NE | Internal | Winter | B16 | 25 | 330 | 1.67 | 94.22 | 92.96 | 0.01 | 0.01
2035 | SPP_N_2_NE | SPP_N | NE | Internal | Winter | B17 | 100 | 330 | 0.46 | 94.18 | 92.93 | 0.01 | 0
2035 | SPP_N_2_NE | SPP_N | NE | Internal | Winter | B18 | 400 | 330 | 0.12 | 94.2 | 92.95 | 0.01 | 0
2035 | SPP_N_2_NE | SPP_N | NE | Internal | Winter | B19 | 700 | 330 | 0.07 | 93.92 | 92.67 | 0.01 | 0
2035 | SPP_N_2_NE | SPP_N | NE | Internal | Winter | B20 | 935 | 330 | 0.05 | 87.7 | 86.45 | 0.01 | 0
2035 | SPP_N_2_SPP_S | SPP_N | SPP_S | Internal | Shoulder | B11 | 25 | 4000 | 7303.97 | 113.12 | 114.08 | 0.01 | 0.95
2035 | SPP_N_2_SPP_S | SPP_N | SPP_S | Internal | Shoulder | B12 | 200 | 4000 | 2527.35 | 92.04 | 92.05 | 0.01 | 0
2035 | SPP_N_2_SPP_S | SPP_N | SPP_S | Internal | Shoulder | B13 | 600 | 4000 | 1659.23 | 91.25 | 91.26 | 0.01 | 0
2035 | SPP_N_2_SPP_S | SPP_N | SPP_S | Internal | Shoulder | B14 | 900 | 4000 | 0.05 | 89.41 | 87.36 | 0.01 | 0
2035 | SPP_N_2_SPP_S | SPP_N | SPP_S | Internal | Shoulder | B15 | 1203 | 4000 | 0.03 | 85.82 | 83.76 | 0.01 | 0
2035 | SPP_N_2_SPP_S | SPP_N | SPP_S | Internal | Summer | B1 | 10 | 4000 | 3.65 | 185.88 | 183.82 | 0.01 | 0
2035 | SPP_N_2_SPP_S | SPP_N | SPP_S | Internal | Summer | B2 | 25 | 4000 | 2925.16 | 191.58 | 191.59 | 0.01 | 0
2035 | SPP_N_2_SPP_S | SPP_N | SPP_S | Internal | Summer | B3 | 75 | 4000 | 2486.89 | 196.21 | 196.23 | 0.01 | 0
2035 | SPP_N_2_SPP_S | SPP_N | SPP_S | Internal | Summer | B4 | 100 | 4000 | 3755.27 | 151.98 | 152 | 0.01 | 0
2035 | SPP_N_2_SPP_S | SPP_N | SPP_S | Internal | Summer | B5 | 200 | 4000 | 5113.43 | 139.97 | 140.93 | 0.01 | 0.95
2035 | SPP_N_2_SPP_S | SPP_N | SPP_S | Internal | Summer | B6 | 300 | 4000 | 5407.75 | 134.37 | 135.33 | 0.01 | 0.95
2035 | SPP_N_2_SPP_S | SPP_N | SPP_S | Internal | Summer | B7 | 400 | 4000 | 11639.29 | 128.51 | 129.47 | 0.01 | 0.95
2035 | SPP_N_2_SPP_S | SPP_N | SPP_S | Internal | Summer | B8 | 500 | 4000 | 9070.28 | 103.01 | 103.97 | 0.01 | 0.95
2035 | SPP_N_2_SPP_S | SPP_N | SPP_S | Internal | Summer | B9 | 800 | 4000 | 7157.15 | 99.07 | 100.03 | 0.01 | 0.95
2035 | SPP_N_2_SPP_S | SPP_N | SPP_S | Internal | Summer | B10 | 1262 | 4000 | 2701.7 | 88.28 | 88.29 | 0.01 | 0
2035 | SPP_N_2_SPP_S | SPP_N | SPP_S | Internal | Winter | B16 | 25 | 4000 | 1646.42 | 94.22 | 94.23 | 0.01 | 0
2035 | SPP_N_2_SPP_S | SPP_N | SPP_S | Internal | Winter | B17 | 100 | 4000 | 1324.79 | 94.18 | 94.19 | 0.01 | 0
2035 | SPP_N_2_SPP_S | SPP_N | SPP_S | Internal | Winter | B18 | 400 | 4000 | 2089.12 | 94.2 | 94.22 | 0.01 | 0
2035 | SPP_N_2_SPP_S | SPP_N | SPP_S | Internal | Winter | B19 | 700 | 4000 | 553.17 | 93.92 | 93.94 | 0.01 | 0
2035 | SPP_N_2_SPP_S | SPP_N | SPP_S | Internal | Winter | B20 | 935 | 4000 | 0.05 | 87.7 | 85.65 | 0.01 | 0
2035 | SPP_S_2_ENT | SPP_S | ENT | Internal | Shoulder | B11 | 25 | 850 | 850.51 | 114.08 | 136.4 | 5 | 17.33
2035 | SPP_S_2_ENT | SPP_S | ENT | Internal | Shoulder | B12 | 200 | 850 | 850.1 | 92.05 | 115.33 | 5 | 18.27
2035 | SPP_S_2_ENT | SPP_S | ENT | Internal | Shoulder | B13 | 600 | 850 | 850.03 | 91.26 | 114.53 | 5 | 18.27
2035 | SPP_S_2_ENT | SPP_S | ENT | Internal | Shoulder | B14 | 900 | 850 | 3548.39 | 87.36 | 112.7 | 5 | 20.34
2035 | SPP_S_2_ENT | SPP_S | ENT | Internal | Shoulder | B15 | 1203 | 850 | 5470.4 | 83.76 | 109.1 | 5 | 20.34
2035 | SPP_S_2_ENT | SPP_S | ENT | Internal | Summer | B1 | 10 | 850 | 7482.47 | 183.82 | 209.16 | 5 | 20.34
2035 | SPP_S_2_ENT | SPP_S | ENT | Internal | Summer | B2 | 25 | 850 | 850.76 | 191.59 | 214.86 | 5 | 18.27
2035 | SPP_S_2_ENT | SPP_S | ENT | Internal | Summer | B3 | 75 | 850 | 850.05 | 196.23 | 214.87 | 5 | 13.64
2035 | SPP_S_2_ENT | SPP_S | ENT | Internal | Summer | B4 | 100 | 850 | 850.05 | 152 | 171.44 | 5 | 14.45
2035 | SPP_S_2_ENT | SPP_S | ENT | Internal | Summer | B5 | 200 | 850 | 849.98 | 140.93 | 150.75 | 5 | 4.82
2035 | SPP_S_2_ENT | SPP_S | ENT | Internal | Summer | B6 | 300 | 850 | 221.06 | 135.33 | 140.33 | 5 | 0
2035 | SPP_S_2_ENT | SPP_S | ENT | Internal | Summer | B7 | 400 | 850 | 849.12 | 129.47 | 134.55 | 5 | 0.08
2035 | SPP_S_2_ENT | SPP_S | ENT | Internal | Summer | B8 | 500 | 850 | 850.03 | 103.97 | 126.29 | 5 | 17.33
2035 | SPP_S_2_ENT | SPP_S | ENT | Internal | Summer | B9 | 800 | 850 | 850.02 | 100.03 | 122.36 | 5 | 17.33
2035 | SPP_S_2_ENT | SPP_S | ENT | Internal | Summer | B10 | 1262 | 850 | 850.02 | 88.29 | 111.56 | 5 | 18.27
2035 | SPP_S_2_ENT | SPP_S | ENT | Internal | Winter | B16 | 25 | 850 | 850.81 | 94.23 | 117.5 | 5 | 18.27
2035 | SPP_S_2_ENT | SPP_S | ENT | Internal | Winter | B17 | 100 | 850 | 850.21 | 94.19 | 117.46 | 5 | 18.27
2035 | SPP_S_2_ENT | SPP_S | ENT | Internal | Winter | B18 | 400 | 850 | 850.05 | 94.22 | 117.49 | 5 | 18.27
2035 | SPP_S_2_ENT | SPP_S | ENT | Internal | Winter | B19 | 700 | 850 | 850.03 | 93.94 | 117.21 | 5 | 18.27
2035 | SPP_S_2_ENT | SPP_S | ENT | Internal | Winter | B20 | 935 | 850 | 2315.48 | 85.65 | 110.99 | 5 | 20.34
2035 | SPP_S_2_SPP_N | SPP_S | SPP_N | Internal | Shoulder | B11 | 25 | 640 | 2.14 | 114.08 | 113.12 | 0.01 | 0
2035 | SPP_S_2_SPP_N | SPP_S | SPP_N | Internal | Shoulder | B12 | 200 | 640 | 6.33 | 92.05 | 92.04 | 0.01 | 0
2035 | SPP_S_2_SPP_N | SPP_S | SPP_N | Internal | Shoulder | B13 | 600 | 640 | 2.47 | 91.26 | 91.25 | 0.01 | 0
2035 | SPP_S_2_SPP_N | SPP_S | SPP_N | Internal | Shoulder | B14 | 900 | 640 | 640.95 | 87.36 | 89.41 | 0.01 | 2.04
2035 | SPP_S_2_SPP_N | SPP_S | SPP_N | Internal | Shoulder | B15 | 1203 | 640 | 640.75 | 83.76 | 85.82 | 0.01 | 2.04
2035 | SPP_S_2_SPP_N | SPP_S | SPP_N | Internal | Summer | B1 | 10 | 640 | 702.92 | 183.82 | 185.88 | 0.01 | 2.05
2035 | SPP_S_2_SPP_N | SPP_S | SPP_N | Internal | Summer | B2 | 25 | 640 | 39.35 | 191.59 | 191.58 | 0.01 | 0
2035 | SPP_S_2_SPP_N | SPP_S | SPP_N | Internal | Summer | B3 | 75 | 640 | 15.07 | 196.23 | 196.21 | 0.01 | 0
2035 | SPP_S_2_SPP_N | SPP_S | SPP_N | Internal | Summer | B4 | 100 | 640 | 9.49 | 152 | 151.98 | 0.01 | 0
2035 | SPP_S_2_SPP_N | SPP_S | SPP_N | Internal | Summer | B5 | 200 | 640 | 0.32 | 140.93 | 139.97 | 0.01 | 0
2035 | SPP_S_2_SPP_N | SPP_S | SPP_N | Internal | Summer | B6 | 300 | 640 | 0.2 | 135.33 | 134.37 | 0.01 | 0
2035 | SPP_S_2_SPP_N | SPP_S | SPP_N | Internal | Summer | B7 | 400 | 640 | 0.15 | 129.47 | 128.51 | 0.01 | 0
2035 | SPP_S_2_SPP_N | SPP_S | SPP_N | Internal | Summer | B8 | 500 | 640 | 0.12 | 103.97 | 103.01 | 0.01 | 0
2035 | SPP_S_2_SPP_N | SPP_S | SPP_N | Internal | Summer | B9 | 800 | 640 | 0.08 | 100.03 | 99.07 | 0.01 | 0
2035 | SPP_S_2_SPP_N | SPP_S | SPP_N | Internal | Summer | B10 | 1262 | 640 | 1.23 | 88.29 | 88.28 | 0.01 | 0
2035 | SPP_S_2_SPP_N | SPP_S | SPP_N | Internal | Winter | B16 | 25 | 640 | 42.3 | 94.23 | 94.22 | 0.01 | 0
2035 | SPP_S_2_SPP_N | SPP_S | SPP_N | Internal | Winter | B17 | 100 | 640 | 12.12 | 94.19 | 94.18 | 0.01 | 0
2035 | SPP_S_2_SPP_N | SPP_S | SPP_N | Internal | Winter | B18 | 400 | 640 | 3.5 | 94.22 | 94.2 | 0.01 | 0
2035 | SPP_S_2_SPP_N | SPP_S | SPP_N | Internal | Winter | B19 | 700 | 640 | 2.28 | 93.94 | 93.92 | 0.01 | 0
2035 | SPP_S_2_SPP_N | SPP_S | SPP_N | Internal | Winter | B20 | 935 | 640 | 640.88 | 85.65 | 87.7 | 0.01 | 2.04
2035 | TVA_2_ENT | TVA | ENT | Internal | Shoulder | B11 | 25 | 500 | 10.18 | 127.53 | 136.4 | 9 | 0
2035 | TVA_2_ENT | TVA | ENT | Internal | Shoulder | B12 | 200 | 500 | 0.04 | 118.56 | 115.33 | 9 | 0
2035 | TVA_2_ENT | TVA | ENT | Internal | Shoulder | B13 | 600 | 500 | 0.01 | 118.56 | 114.53 | 9 | 0
2035 | TVA_2_ENT | TVA | ENT | Internal | Shoulder | B14 | 900 | 500 | 0 | 118.56 | 112.7 | 9 | 0
2035 | TVA_2_ENT | TVA | ENT | Internal | Shoulder | B15 | 1203 | 500 | 0 | 117.11 | 109.1 | 9 | 0
2035 | TVA_2_ENT | TVA | ENT | Internal | Summer | B1 | 10 | 500 | 0.52 | 217.17 | 209.16 | 9 | 0.01
2035 | TVA_2_ENT | TVA | ENT | Internal | Summer | B2 | 25 | 500 | 0.27 | 218.53 | 214.86 | 9 | 0
2035 | TVA_2_ENT | TVA | ENT | Internal | Summer | B3 | 75 | 500 | 0.13 | 215.08 | 214.87 | 9 | 0
2035 | TVA_2_ENT | TVA | ENT | Internal | Summer | B4 | 100 | 500 | 0.12 | 171.44 | 171.44 | 9 | 0
2035 | TVA_2_ENT | TVA | ENT | Internal | Summer | B5 | 200 | 500 | 0.04 | 158.76 | 150.75 | 9 | 0
2035 | TVA_2_ENT | TVA | ENT | Internal | Summer | B6 | 300 | 500 | 0.5 | 131.57 | 140.33 | 9 | 0
2035 | TVA_2_ENT | TVA | ENT | Internal | Summer | B7 | 400 | 500 | 3653.43 | 124.4 | 134.55 | 9 | 1.14
2035 | TVA_2_ENT | TVA | ENT | Internal | Summer | B8 | 500 | 500 | 70.06 | 117.29 | 126.29 | 9 | 0.01
2035 | TVA_2_ENT | TVA | ENT | Internal | Summer | B9 | 800 | 500 | 0.06 | 117.29 | 122.36 | 9 | 0
2035 | TVA_2_ENT | TVA | ENT | Internal | Summer | B10 | 1262 | 500 | 0 | 117.29 | 111.56 | 9 | 0
2035 | TVA_2_ENT | TVA | ENT | Internal | Winter | B16 | 25 | 500 | 0.22 | 125.08 | 117.5 | 9 | 0
2035 | TVA_2_ENT | TVA | ENT | Internal | Winter | B17 | 100 | 500 | 0.07 | 121.34 | 117.46 | 9 | 0
2035 | TVA_2_ENT | TVA | ENT | Internal | Winter | B18 | 400 | 500 | 0.02 | 121.34 | 117.49 | 9 | 0
2035 | TVA_2_ENT | TVA | ENT | Internal | Winter | B19 | 700 | 500 | 0.01 | 121.34 | 117.21 | 9 | 0
2035 | TVA_2_ENT | TVA | ENT | Internal | Winter | B20 | 935 | 500 | 0 | 119 | 110.99 | 9 | 0
2035 | TVA_2_MISO_MO-IL | TVA | MISO_MO-IL | Internal | Shoulder | B11 | 25 | 50 | 0.39 | 127.53 | 128.89 | 9 | 0.04
2035 | TVA_2_MISO_MO-IL | TVA | MISO_MO-IL | Internal | Shoulder | B12 | 200 | 50 | 0.04 | 118.56 | 115.92 | 9 | 0.01
2035 | TVA_2_MISO_MO-IL | TVA | MISO_MO-IL | Internal | Shoulder | B13 | 600 | 50 | 0.01 | 118.56 | 115.12 | 9 | 0
2035 | TVA_2_MISO_MO-IL | TVA | MISO_MO-IL | Internal | Shoulder | B14 | 900 | 50 | 0 | 118.56 | 113.29 | 9 | 0
2035 | TVA_2_MISO_MO-IL | TVA | MISO_MO-IL | Internal | Shoulder | B15 | 1203 | 50 | 0 | 117.11 | 109.69 | 9 | 0
2035 | TVA_2_MISO_MO-IL | TVA | MISO_MO-IL | Internal | Summer | B1 | 10 | 50 | 0.5 | 217.17 | 209.75 | 9 | 0.11
2035 | TVA_2_MISO_MO-IL | TVA | MISO_MO-IL | Internal | Summer | B2 | 25 | 50 | 0.22 | 218.53 | 212.36 | 9 | 0.04
2035 | TVA_2_MISO_MO-IL | TVA | MISO_MO-IL | Internal | Summer | B3 | 75 | 50 | 0.08 | 215.08 | 208.89 | 9 | 0.01
2035 | TVA_2_MISO_MO-IL | TVA | MISO_MO-IL | Internal | Summer | B4 | 100 | 50 | 0.06 | 171.44 | 163.44 | 9 | 0.01
2035 | TVA_2_MISO_MO-IL | TVA | MISO_MO-IL | Internal | Summer | B5 | 200 | 50 | 0.03 | 158.76 | 151.22 | 9 | 0.01
2035 | TVA_2_MISO_MO-IL | TVA | MISO_MO-IL | Internal | Summer | B6 | 300 | 50 | 0.18 | 131.57 | 139.37 | 9 | 0
2035 | TVA_2_MISO_MO-IL | TVA | MISO_MO-IL | Internal | Summer | B7 | 400 | 50 | 0.07 | 124.4 | 130.54 | 9 | 0
2035 | TVA_2_MISO_MO-IL | TVA | MISO_MO-IL | Internal | Summer | B8 | 500 | 50 | 0.02 | 117.29 | 118.04 | 9 | 0
2035 | TVA_2_MISO_MO-IL | TVA | MISO_MO-IL | Internal | Summer | B9 | 800 | 50 | 0.01 | 117.29 | 114.36 | 9 | 0
2035 | TVA_2_MISO_MO-IL | TVA | MISO_MO-IL | Internal | Summer | B10 | 1262 | 50 | 0 | 117.29 | 112.15 | 9 | 0
2035 | TVA_2_MISO_MO-IL | TVA | MISO_MO-IL | Internal | Winter | B16 | 25 | 50 | 0.21 | 125.08 | 118.09 | 9 | 0.04
2035 | TVA_2_MISO_MO-IL | TVA | MISO_MO-IL | Internal | Winter | B17 | 100 | 50 | 0.07 | 121.34 | 118.06 | 9 | 0.01
2035 | TVA_2_MISO_MO-IL | TVA | MISO_MO-IL | Internal | Winter | B18 | 400 | 50 | 0.02 | 121.34 | 118.08 | 9 | 0
2035 | TVA_2_MISO_MO-IL | TVA | MISO_MO-IL | Internal | Winter | B19 | 700 | 50 | 0.01 | 121.34 | 117.8 | 9 | 0
2035 | TVA_2_MISO_MO-IL | TVA | MISO_MO-IL | Internal | Winter | B20 | 935 | 50 | 0 | 119 | 111.58 | 9 | 0
2035 | TVA_2_NonRTO_Midwest | TVA | NonRTO_Midwest | Internal | Shoulder | B11 | 25 | 100 | 664.38 | 127.53 | 136.86 | 9 | 0.37
2035 | TVA_2_NonRTO_Midwest | TVA | NonRTO_Midwest | Internal | Shoulder | B12 | 200 | 100 | 0.11 | 118.56 | 123.93 | 9 | 0
2035 | TVA_2_NonRTO_Midwest | TVA | NonRTO_Midwest | Internal | Shoulder | B13 | 600 | 100 | 0.02 | 118.56 | 118.5 | 9 | 0
2035 | TVA_2_NonRTO_Midwest | TVA | NonRTO_Midwest | Internal | Shoulder | B14 | 900 | 100 | 0.01 | 118.56 | 118.5 | 9 | 0
2035 | TVA_2_NonRTO_Midwest | TVA | NonRTO_Midwest | Internal | Shoulder | B15 | 1203 | 100 | 0 | 117.11 | 118.5 | 9 | 0
2035 | TVA_2_NonRTO_Midwest | TVA | NonRTO_Midwest | Internal | Summer | B1 | 10 | 100 | 0.99 | 217.17 | 218.55 | 9 | 0.06
2035 | TVA_2_NonRTO_Midwest | TVA | NonRTO_Midwest | Internal | Summer | B2 | 25 | 100 | 0.42 | 218.53 | 219.86 | 9 | 0.02
2035 | TVA_2_NonRTO_Midwest | TVA | NonRTO_Midwest | Internal | Summer | B3 | 75 | 100 | 0.15 | 215.08 | 216.88 | 9 | 0.01
2035 | TVA_2_NonRTO_Midwest | TVA | NonRTO_Midwest | Internal | Summer | B4 | 100 | 100 | 0.1 | 171.44 | 171.43 | 9 | 0.01
2035 | TVA_2_NonRTO_Midwest | TVA | NonRTO_Midwest | Internal | Summer | B5 | 200 | 100 | 0.05 | 158.76 | 159.2 | 9 | 0
2035 | TVA_2_NonRTO_Midwest | TVA | NonRTO_Midwest | Internal | Summer | B6 | 300 | 100 | 0.22 | 131.57 | 139.93 | 9 | 0
2035 | TVA_2_NonRTO_Midwest | TVA | NonRTO_Midwest | Internal | Summer | B7 | 400 | 100 | 0.02 | 124.4 | 122.53 | 9 | 0
2035 | TVA_2_NonRTO_Midwest | TVA | NonRTO_Midwest | Internal | Summer | B8 | 500 | 100 | 0.02 | 117.29 | 116.99 | 9 | 0
2035 | TVA_2_NonRTO_Midwest | TVA | NonRTO_Midwest | Internal | Summer | B9 | 800 | 100 | 0.02 | 117.29 | 116.99 | 9 | 0
2035 | TVA_2_NonRTO_Midwest | TVA | NonRTO_Midwest | Internal | Summer | B10 | 1262 | 100 | 0 | 117.29 | 116.99 | 9 | 0
2035 | TVA_2_NonRTO_Midwest | TVA | NonRTO_Midwest | Internal | Winter | B16 | 25 | 100 | 0.45 | 125.08 | 126.9 | 9 | 0.02
2035 | TVA_2_NonRTO_Midwest | TVA | NonRTO_Midwest | Internal | Winter | B17 | 100 | 100 | 0.22 | 121.34 | 126.86 | 9 | 0.01
2035 | TVA_2_NonRTO_Midwest | TVA | NonRTO_Midwest | Internal | Winter | B18 | 400 | 100 | 0.03 | 121.34 | 123.09 | 9 | 0
2035 | TVA_2_NonRTO_Midwest | TVA | NonRTO_Midwest | Internal | Winter | B19 | 700 | 100 | 0.02 | 121.34 | 121.82 | 9 | 0
2035 | TVA_2_NonRTO_Midwest | TVA | NonRTO_Midwest | Internal | Winter | B20 | 935 | 100 | 0.01 | 119 | 120.39 | 9 | 0
2035 | TVA_2_PJM_ROR | TVA | PJM_ROR | Internal | Shoulder | B11 | 25 | 500 | 0.52 | 127.53 | 130.85 | 9 | 0
2035 | TVA_2_PJM_ROR | TVA | PJM_ROR | Internal | Shoulder | B12 | 200 | 500 | 0.04 | 118.56 | 116.09 | 9 | 0
2035 | TVA_2_PJM_ROR | TVA | PJM_ROR | Internal | Shoulder | B13 | 600 | 500 | 0.01 | 118.56 | 116.09 | 9 | 0
2035 | TVA_2_PJM_ROR | TVA | PJM_ROR | Internal | Shoulder | B14 | 900 | 500 | 0 | 118.56 | 114.75 | 9 | 0
2035 | TVA_2_PJM_ROR | TVA | PJM_ROR | Internal | Shoulder | B15 | 1203 | 500 | 0 | 117.11 | 111.15 | 9 | 0
2035 | TVA_2_PJM_ROR | TVA | PJM_ROR | Internal | Summer | B1 | 10 | 500 | 0.64 | 217.17 | 212.52 | 9 | 0.01
2035 | TVA_2_PJM_ROR | TVA | PJM_ROR | Internal | Summer | B2 | 25 | 500 | 0.24 | 218.53 | 212.52 | 9 | 0
2035 | TVA_2_PJM_ROR | TVA | PJM_ROR | Internal | Summer | B3 | 75 | 500 | 0.08 | 215.08 | 209.07 | 9 | 0
2035 | TVA_2_PJM_ROR | TVA | PJM_ROR | Internal | Summer | B4 | 100 | 500 | 0.07 | 171.44 | 165.43 | 9 | 0
2035 | TVA_2_PJM_ROR | TVA | PJM_ROR | Internal | Summer | B5 | 200 | 500 | 0.04 | 158.76 | 153.21 | 9 | 0
2035 | TVA_2_PJM_ROR | TVA | PJM_ROR | Internal | Summer | B6 | 300 | 500 | 1043.3 | 131.57 | 141.37 | 9 | 0.8
2035 | TVA_2_PJM_ROR | TVA | PJM_ROR | Internal | Summer | B7 | 400 | 500 | 0.1 | 124.4 | 131.35 | 9 | 0
2035 | TVA_2_PJM_ROR | TVA | PJM_ROR | Internal | Summer | B8 | 500 | 500 | 0.02 | 117.29 | 118.2 | 9 | 0
2035 | TVA_2_PJM_ROR | TVA | PJM_ROR | Internal | Summer | B9 | 800 | 500 | 0.01 | 117.29 | 114.52 | 9 | 0
2035 | TVA_2_PJM_ROR | TVA | PJM_ROR | Internal | Summer | B10 | 1262 | 500 | 0 | 117.29 | 113.12 | 9 | 0
2035 | TVA_2_PJM_ROR | TVA | PJM_ROR | Internal | Winter | B16 | 25 | 500 | 0.24 | 125.08 | 119.07 | 9 | 0
2035 | TVA_2_PJM_ROR | TVA | PJM_ROR | Internal | Winter | B17 | 100 | 500 | 0.08 | 121.34 | 119.04 | 9 | 0
2035 | TVA_2_PJM_ROR | TVA | PJM_ROR | Internal | Winter | B18 | 400 | 500 | 0.02 | 121.34 | 119.04 | 9 | 0
2035 | TVA_2_PJM_ROR | TVA | PJM_ROR | Internal | Winter | B19 | 700 | 500 | 0.01 | 121.34 | 118.79 | 9 | 0
2035 | TVA_2_PJM_ROR | TVA | PJM_ROR | Internal | Winter | B20 | 935 | 500 | 0 | 119 | 113.04 | 9 | 0
2035 | TVA_2_SOCO | TVA | SOCO | Internal | Shoulder | B11 | 25 | 500 | 1.08 | 127.53 | 133.74 | 9 | 0
2035 | TVA_2_SOCO | TVA | SOCO | Internal | Shoulder | B12 | 200 | 500 | 0.06 | 118.56 | 119.22 | 9 | 0
2035 | TVA_2_SOCO | TVA | SOCO | Internal | Shoulder | B13 | 600 | 500 | 0.02 | 118.56 | 119.22 | 9 | 0
2035 | TVA_2_SOCO | TVA | SOCO | Internal | Shoulder | B14 | 900 | 500 | 0.01 | 118.56 | 119.22 | 9 | 0
2035 | TVA_2_SOCO | TVA | SOCO | Internal | Shoulder | B15 | 1203 | 500 | 0 | 117.11 | 117.1 | 9 | 0
2035 | TVA_2_SOCO | TVA | SOCO | Internal | Summer | B1 | 10 | 500 | 0.99 | 217.17 | 217.16 | 9 | 0.01
2035 | TVA_2_SOCO | TVA | SOCO | Internal | Summer | B2 | 25 | 500 | 0.69 | 218.53 | 222.86 | 9 | 0
2035 | TVA_2_SOCO | TVA | SOCO | Internal | Summer | B3 | 75 | 500 | 0.91 | 215.08 | 222.86 | 9 | 0
2035 | TVA_2_SOCO | TVA | SOCO | Internal | Summer | B4 | 100 | 500 | 0.41 | 171.44 | 178.43 | 9 | 0
2035 | TVA_2_SOCO | TVA | SOCO | Internal | Summer | B5 | 200 | 500 | 0.06 | 158.76 | 158.75 | 9 | 0
2035 | TVA_2_SOCO | TVA | SOCO | Internal | Summer | B6 | 300 | 500 | 199.44 | 131.57 | 140.56 | 9 | 0
2035 | TVA_2_SOCO | TVA | SOCO | Internal | Summer | B7 | 400 | 500 | 0.15 | 124.4 | 131.35 | 9 | 0
2035 | TVA_2_SOCO | TVA | SOCO | Internal | Summer | B8 | 500 | 500 | 0.03 | 117.29 | 117.89 | 9 | 0
2035 | TVA_2_SOCO | TVA | SOCO | Internal | Summer | B9 | 800 | 500 | 0.02 | 117.29 | 117.89 | 9 | 0
2035 | TVA_2_SOCO | TVA | SOCO | Internal | Summer | B10 | 1262 | 500 | 0 | 117.29 | 117.34 | 9 | 0
2035 | TVA_2_SOCO | TVA | SOCO | Internal | Winter | B16 | 25 | 500 | 0.43 | 125.08 | 125.5 | 9 | 0
2035 | TVA_2_SOCO | TVA | SOCO | Internal | Winter | B17 | 100 | 500 | 0.11 | 121.34 | 122.18 | 9 | 0
2035 | TVA_2_SOCO | TVA | SOCO | Internal | Winter | B18 | 400 | 500 | 0.03 | 121.34 | 122.18 | 9 | 0
2035 | TVA_2_SOCO | TVA | SOCO | Internal | Winter | B19 | 700 | 500 | 0.02 | 121.34 | 122.18 | 9 | 0
2035 | TVA_2_SOCO | TVA | SOCO | Internal | Winter | B20 | 935 | 500 | 0 | 119 | 113.53 | 9 | 0
2035 | TVA_2_VACAR | TVA | VACAR | Internal | Shoulder | B11 | 25 | 150 | 0.35 | 127.53 | 126.75 | 9 | 0.01
2035 | TVA_2_VACAR | TVA | VACAR | Internal | Shoulder | B12 | 200 | 150 | 0.07 | 118.56 | 121.03 | 9 | 0
2035 | TVA_2_VACAR | TVA | VACAR | Internal | Shoulder | B13 | 600 | 150 | 0.02 | 118.56 | 121.03 | 9 | 0
2035 | TVA_2_VACAR | TVA | VACAR | Internal | Shoulder | B14 | 900 | 150 | 0.02 | 118.56 | 121.03 | 9 | 0
2035 | TVA_2_VACAR | TVA | VACAR | Internal | Shoulder | B15 | 1203 | 150 | 0 | 117.11 | 117.95 | 9 | 0
2035 | TVA_2_VACAR | TVA | VACAR | Internal | Summer | B1 | 10 | 150 | 1.17 | 217.17 | 219.31 | 9 | 0.04
2035 | TVA_2_VACAR | TVA | VACAR | Internal | Summer | B2 | 25 | 150 | 0.42 | 218.53 | 219.31 | 9 | 0.01
2035 | TVA_2_VACAR | TVA | VACAR | Internal | Summer | B3 | 75 | 150 | 0.15 | 215.08 | 215.86 | 9 | 0
2035 | TVA_2_VACAR | TVA | VACAR | Internal | Summer | B4 | 100 | 150 | 0.1 | 171.44 | 171.43 | 9 | 0
2035 | TVA_2_VACAR | TVA | VACAR | Internal | Summer | B5 | 200 | 150 | 0.05 | 158.76 | 156.67 | 9 | 0
2035 | TVA_2_VACAR | TVA | VACAR | Internal | Summer | B6 | 300 | 150 | 0.05 | 131.57 | 134.38 | 9 | 0
2035 | TVA_2_VACAR | TVA | VACAR | Internal | Summer | B7 | 400 | 150 | 0.03 | 124.4 | 124.35 | 9 | 0
2035 | TVA_2_VACAR | TVA | VACAR | Internal | Summer | B8 | 500 | 150 | 0.02 | 117.29 | 118.91 | 9 | 0
2035 | TVA_2_VACAR | TVA | VACAR | Internal | Summer | B9 | 800 | 150 | 0.02 | 117.29 | 118.91 | 9 | 0
2035 | TVA_2_VACAR | TVA | VACAR | Internal | Summer | B10 | 1262 | 150 | 0 | 117.29 | 115.72 | 9 | 0
2035 | TVA_2_VACAR | TVA | VACAR | Internal | Winter | B16 | 25 | 150 | 0.43 | 125.08 | 125.86 | 9 | 0.01
2035 | TVA_2_VACAR | TVA | VACAR | Internal | Winter | B17 | 100 | 150 | 0.19 | 121.34 | 125.84 | 9 | 0
2035 | TVA_2_VACAR | TVA | VACAR | Internal | Winter | B18 | 400 | 150 | 0.05 | 121.34 | 125.84 | 9 | 0
2035 | TVA_2_VACAR | TVA | VACAR | Internal | Winter | B19 | 700 | 150 | 0.03 | 121.34 | 125.58 | 9 | 0
2035 | TVA_2_VACAR | TVA | VACAR | Internal | Winter | B20 | 935 | 150 | 0.01 | 119 | 119.04 | 9 | 0
2035 | TVA_Transmission_2_ENT | TVA_Transmission | ENT | Internal | Shoulder | B11 | 25 | 3000 | 0.67 | 131.94 | 136.4 | 9 | 0
2035 | TVA_Transmission_2_ENT | TVA_Transmission | ENT | Internal | Shoulder | B12 | 200 | 3000 | 0.04 | 120.01 | 115.33 | 9 | 0
2035 | TVA_Transmission_2_ENT | TVA_Transmission | ENT | Internal | Shoulder | B13 | 600 | 3000 | 0.01 | 119.7 | 114.53 | 9 | 0
2035 | TVA_Transmission_2_ENT | TVA_Transmission | ENT | Internal | Shoulder | B14 | 900 | 3000 | 0 | 119.18 | 112.7 | 9 | 0
2035 | TVA_Transmission_2_ENT | TVA_Transmission | ENT | Internal | Shoulder | B15 | 1203 | 3000 | 0 | 117.1 | 109.1 | 9 | 0
2035 | TVA_Transmission_2_ENT | TVA_Transmission | ENT | Internal | Summer | B1 | 10 | 3000 | 0.55 | 217.16 | 209.16 | 9 | 0
2035 | TVA_Transmission_2_ENT | TVA_Transmission | ENT | Internal | Summer | B2 | 25 | 3000 | 0.28 | 218.52 | 214.86 | 9 | 0
2035 | TVA_Transmission_2_ENT | TVA_Transmission | ENT | Internal | Summer | B3 | 75 | 3000 | 0.14 | 215.07 | 214.87 | 9 | 0
2035 | TVA_Transmission_2_ENT | TVA_Transmission | ENT | Internal | Summer | B4 | 100 | 3000 | 0.11 | 171.43 | 171.44 | 9 | 0
2035 | TVA_Transmission_2_ENT | TVA_Transmission | ENT | Internal | Summer | B5 | 200 | 3000 | 0.03 | 158.75 | 150.75 | 9 | 0
2035 | TVA_Transmission_2_ENT | TVA_Transmission | ENT | Internal | Summer | B6 | 300 | 3000 | 0.04 | 138.82 | 140.33 | 9 | 0
2035 | TVA_Transmission_2_ENT | TVA_Transmission | ENT | Internal | Summer | B7 | 400 | 3000 | 0.07 | 128.54 | 134.55 | 9 | 0
2035 | TVA_Transmission_2_ENT | TVA_Transmission | ENT | Internal | Summer | B8 | 500 | 3000 | 0.07 | 120.41 | 126.29 | 9 | 0
2035 | TVA_Transmission_2_ENT | TVA_Transmission | ENT | Internal | Summer | B9 | 800 | 3000 | 0.02 | 118.73 | 122.36 | 9 | 0
2035 | TVA_Transmission_2_ENT | TVA_Transmission | ENT | Internal | Summer | B10 | 1262 | 3000 | 0 | 117.85 | 111.56 | 9 | 0
2035 | TVA_Transmission_2_ENT | TVA_Transmission | ENT | Internal | Winter | B16 | 25 | 3000 | 0.23 | 125.07 | 117.5 | 9 | 0
2035 | TVA_Transmission_2_ENT | TVA_Transmission | ENT | Internal | Winter | B17 | 100 | 3000 | 0.07 | 122.76 | 117.46 | 9 | 0
2035 | TVA_Transmission_2_ENT | TVA_Transmission | ENT | Internal | Winter | B18 | 400 | 3000 | 0.02 | 122.65 | 117.49 | 9 | 0
2035 | TVA_Transmission_2_ENT | TVA_Transmission | ENT | Internal | Winter | B19 | 700 | 3000 | 0 | 122.51 | 117.21 | 9 | 0
2035 | TVA_Transmission_2_ENT | TVA_Transmission | ENT | Internal | Winter | B20 | 935 | 3000 | 0 | 118.99 | 110.99 | 9 | 0
2035 | TVA_Transmission_2_MISO_MO-IL | TVA_Transmission | MISO_MO-IL | Internal | Shoulder | B11 | 25 | 4000 | 0.31 | 131.94 | 128.89 | 9 | 0
2035 | TVA_Transmission_2_MISO_MO-IL | TVA_Transmission | MISO_MO-IL | Internal | Shoulder | B12 | 200 | 4000 | 0.04 | 120.01 | 115.92 | 9 | 0
2035 | TVA_Transmission_2_MISO_MO-IL | TVA_Transmission | MISO_MO-IL | Internal | Shoulder | B13 | 600 | 4000 | 0.01 | 119.7 | 115.12 | 9 | 0
2035 | TVA_Transmission_2_MISO_MO-IL | TVA_Transmission | MISO_MO-IL | Internal | Shoulder | B14 | 900 | 4000 | 0 | 119.18 | 113.29 | 9 | 0
2035 | TVA_Transmission_2_MISO_MO-IL | TVA_Transmission | MISO_MO-IL | Internal | Shoulder | B15 | 1203 | 4000 | 0 | 117.1 | 109.69 | 9 | 0
2035 | TVA_Transmission_2_MISO_MO-IL | TVA_Transmission | MISO_MO-IL | Internal | Summer | B1 | 10 | 4000 | 0.58 | 217.16 | 209.75 | 9 | 0
2035 | TVA_Transmission_2_MISO_MO-IL | TVA_Transmission | MISO_MO-IL | Internal | Summer | B2 | 25 | 4000 | 0.25 | 218.52 | 212.36 | 9 | 0
2035 | TVA_Transmission_2_MISO_MO-IL | TVA_Transmission | MISO_MO-IL | Internal | Summer | B3 | 75 | 4000 | 0.09 | 215.07 | 208.89 | 9 | 0
2035 | TVA_Transmission_2_MISO_MO-IL | TVA_Transmission | MISO_MO-IL | Internal | Summer | B4 | 100 | 4000 | 0.06 | 171.43 | 163.44 | 9 | 0
2035 | TVA_Transmission_2_MISO_MO-IL | TVA_Transmission | MISO_MO-IL | Internal | Summer | B5 | 200 | 4000 | 0.03 | 158.75 | 151.22 | 9 | 0
2035 | TVA_Transmission_2_MISO_MO-IL | TVA_Transmission | MISO_MO-IL | Internal | Summer | B6 | 300 | 4000 | 0.04 | 138.82 | 139.37 | 9 | 0
2035 | TVA_Transmission_2_MISO_MO-IL | TVA_Transmission | MISO_MO-IL | Internal | Summer | B7 | 400 | 4000 | 0.03 | 128.54 | 130.54 | 9 | 0
2035 | TVA_Transmission_2_MISO_MO-IL | TVA_Transmission | MISO_MO-IL | Internal | Summer | B8 | 500 | 4000 | 0.02 | 120.41 | 118.04 | 9 | 0
2035 | TVA_Transmission_2_MISO_MO-IL | TVA_Transmission | MISO_MO-IL | Internal | Summer | B9 | 800 | 4000 | 0 | 118.73 | 114.36 | 9 | 0
2035 | TVA_Transmission_2_MISO_MO-IL | TVA_Transmission | MISO_MO-IL | Internal | Summer | B10 | 1262 | 4000 | 0 | 117.85 | 112.15 | 9 | 0
2035 | TVA_Transmission_2_MISO_MO-IL | TVA_Transmission | MISO_MO-IL | Internal | Winter | B16 | 25 | 4000 | 0.24 | 125.07 | 118.09 | 9 | 0
2035 | TVA_Transmission_2_MISO_MO-IL | TVA_Transmission | MISO_MO-IL | Internal | Winter | B17 | 100 | 4000 | 0.07 | 122.76 | 118.06 | 9 | 0
2035 | TVA_Transmission_2_MISO_MO-IL | TVA_Transmission | MISO_MO-IL | Internal | Winter | B18 | 400 | 4000 | 0.02 | 122.65 | 118.08 | 9 | 0
2035 | TVA_Transmission_2_MISO_MO-IL | TVA_Transmission | MISO_MO-IL | Internal | Winter | B19 | 700 | 4000 | 0.01 | 122.51 | 117.8 | 9 | 0
2035 | TVA_Transmission_2_MISO_MO-IL | TVA_Transmission | MISO_MO-IL | Internal | Winter | B20 | 935 | 4000 | 0 | 118.99 | 111.58 | 9 | 0
2035 | TVA_Transmission_2_NonRTO_Midwest | TVA_Transmission | NonRTO_Midwest | Internal | Shoulder | B11 | 25 | 700 | 0.77 | 131.94 | 136.86 | 9 | 0
2035 | TVA_Transmission_2_NonRTO_Midwest | TVA_Transmission | NonRTO_Midwest | Internal | Shoulder | B12 | 200 | 700 | 0.08 | 120.01 | 123.93 | 9 | 0
2035 | TVA_Transmission_2_NonRTO_Midwest | TVA_Transmission | NonRTO_Midwest | Internal | Shoulder | B13 | 600 | 700 | 0.02 | 119.7 | 118.5 | 9 | 0
2035 | TVA_Transmission_2_NonRTO_Midwest | TVA_Transmission | NonRTO_Midwest | Internal | Shoulder | B14 | 900 | 700 | 0.01 | 119.18 | 118.5 | 9 | 0
2035 | TVA_Transmission_2_NonRTO_Midwest | TVA_Transmission | NonRTO_Midwest | Internal | Shoulder | B15 | 1203 | 700 | 0.01 | 117.1 | 118.5 | 9 | 0
2035 | TVA_Transmission_2_NonRTO_Midwest | TVA_Transmission | NonRTO_Midwest | Internal | Summer | B1 | 10 | 700 | 1.08 | 217.16 | 218.55 | 9 | 0.01
2035 | TVA_Transmission_2_NonRTO_Midwest | TVA_Transmission | NonRTO_Midwest | Internal | Summer | B2 | 25 | 700 | 0.45 | 218.52 | 219.86 | 9 | 0
2035 | TVA_Transmission_2_NonRTO_Midwest | TVA_Transmission | NonRTO_Midwest | Internal | Summer | B3 | 75 | 700 | 0.16 | 215.07 | 216.88 | 9 | 0
2035 | TVA_Transmission_2_NonRTO_Midwest | TVA_Transmission | NonRTO_Midwest | Internal | Summer | B4 | 100 | 700 | 0.1 | 171.43 | 171.43 | 9 | 0
2035 | TVA_Transmission_2_NonRTO_Midwest | TVA_Transmission | NonRTO_Midwest | Internal | Summer | B5 | 200 | 700 | 0.05 | 158.75 | 159.2 | 9 | 0
2035 | TVA_Transmission_2_NonRTO_Midwest | TVA_Transmission | NonRTO_Midwest | Internal | Summer | B6 | 300 | 700 | 0.03 | 138.82 | 139.93 | 9 | 0
2035 | TVA_Transmission_2_NonRTO_Midwest | TVA_Transmission | NonRTO_Midwest | Internal | Summer | B7 | 400 | 700 | 0.02 | 128.54 | 122.53 | 9 | 0
2035 | TVA_Transmission_2_NonRTO_Midwest | TVA_Transmission | NonRTO_Midwest | Internal | Summer | B8 | 500 | 700 | 0.02 | 120.41 | 116.99 | 9 | 0
2035 | TVA_Transmission_2_NonRTO_Midwest | TVA_Transmission | NonRTO_Midwest | Internal | Summer | B9 | 800 | 700 | 0.01 | 118.73 | 116.99 | 9 | 0
2035 | TVA_Transmission_2_NonRTO_Midwest | TVA_Transmission | NonRTO_Midwest | Internal | Summer | B10 | 1262 | 700 | 0 | 117.85 | 116.99 | 9 | 0
2035 | TVA_Transmission_2_NonRTO_Midwest | TVA_Transmission | NonRTO_Midwest | Internal | Winter | B16 | 25 | 700 | 0.48 | 125.07 | 126.9 | 9 | 0
2035 | TVA_Transmission_2_NonRTO_Midwest | TVA_Transmission | NonRTO_Midwest | Internal | Winter | B17 | 100 | 700 | 0.17 | 122.76 | 126.86 | 9 | 0
2035 | TVA_Transmission_2_NonRTO_Midwest | TVA_Transmission | NonRTO_Midwest | Internal | Winter | B18 | 400 | 700 | 0.03 | 122.65 | 123.09 | 9 | 0
2035 | TVA_Transmission_2_NonRTO_Midwest | TVA_Transmission | NonRTO_Midwest | Internal | Winter | B19 | 700 | 700 | 0.02 | 122.51 | 121.82 | 9 | 0
2035 | TVA_Transmission_2_NonRTO_Midwest | TVA_Transmission | NonRTO_Midwest | Internal | Winter | B20 | 935 | 700 | 0.01 | 118.99 | 120.39 | 9 | 0
2035 | TVA_Transmission_2_PJM_ROR | TVA_Transmission | PJM_ROR | Internal | Shoulder | B11 | 25 | 2000 | 0.34 | 131.94 | 130.85 | 9 | 0
2035 | TVA_Transmission_2_PJM_ROR | TVA_Transmission | PJM_ROR | Internal | Shoulder | B12 | 200 | 2000 | 0.04 | 120.01 | 116.09 | 9 | 0
2035 | TVA_Transmission_2_PJM_ROR | TVA_Transmission | PJM_ROR | Internal | Shoulder | B13 | 600 | 2000 | 0.01 | 119.7 | 116.09 | 9 | 0
2035 | TVA_Transmission_2_PJM_ROR | TVA_Transmission | PJM_ROR | Internal | Shoulder | B14 | 900 | 2000 | 0 | 119.18 | 114.75 | 9 | 0
2035 | TVA_Transmission_2_PJM_ROR | TVA_Transmission | PJM_ROR | Internal | Shoulder | B15 | 1203 | 2000 | 0 | 117.1 | 111.15 | 9 | 0
2035 | TVA_Transmission_2_PJM_ROR | TVA_Transmission | PJM_ROR | Internal | Summer | B1 | 10 | 2000 | 0.65 | 217.16 | 212.52 | 9 | 0
2035 | TVA_Transmission_2_PJM_ROR | TVA_Transmission | PJM_ROR | Internal | Summer | B2 | 25 | 2000 | 0.25 | 218.52 | 212.52 | 9 | 0
2035 | TVA_Transmission_2_PJM_ROR | TVA_Transmission | PJM_ROR | Internal | Summer | B3 | 75 | 2000 | 0.08 | 215.07 | 209.07 | 9 | 0
2035 | TVA_Transmission_2_PJM_ROR | TVA_Transmission | PJM_ROR | Internal | Summer | B4 | 100 | 2000 | 0.07 | 171.43 | 165.43 | 9 | 0
2035 | TVA_Transmission_2_PJM_ROR | TVA_Transmission | PJM_ROR | Internal | Summer | B5 | 200 | 2000 | 0.04 | 158.75 | 153.21 | 9 | 0
2035 | TVA_Transmission_2_PJM_ROR | TVA_Transmission | PJM_ROR | Internal | Summer | B6 | 300 | 2000 | 0.05 | 138.82 | 141.37 | 9 | 0
2035 | TVA_Transmission_2_PJM_ROR | TVA_Transmission | PJM_ROR | Internal | Summer | B7 | 400 | 2000 | 0.03 | 128.54 | 131.35 | 9 | 0
2035 | TVA_Transmission_2_PJM_ROR | TVA_Transmission | PJM_ROR | Internal | Summer | B8 | 500 | 2000 | 0.02 | 120.41 | 118.2 | 9 | 0
2035 | TVA_Transmission_2_PJM_ROR | TVA_Transmission | PJM_ROR | Internal | Summer | B9 | 800 | 2000 | 0 | 118.73 | 114.52 | 9 | 0
2035 | TVA_Transmission_2_PJM_ROR | TVA_Transmission | PJM_ROR | Internal | Summer | B10 | 1262 | 2000 | 0 | 117.85 | 113.12 | 9 | 0
2035 | TVA_Transmission_2_PJM_ROR | TVA_Transmission | PJM_ROR | Internal | Winter | B16 | 25 | 2000 | 0.25 | 125.07 | 119.07 | 9 | 0
2035 | TVA_Transmission_2_PJM_ROR | TVA_Transmission | PJM_ROR | Internal | Winter | B17 | 100 | 2000 | 0.07 | 122.76 | 119.04 | 9 | 0
2035 | TVA_Transmission_2_PJM_ROR | TVA_Transmission | PJM_ROR | Internal | Winter | B18 | 400 | 2000 | 0.02 | 122.65 | 119.04 | 9 | 0
2035 | TVA_Transmission_2_PJM_ROR | TVA_Transmission | PJM_ROR | Internal | Winter | B19 | 700 | 2000 | 0.01 | 122.51 | 118.79 | 9 | 0
2035 | TVA_Transmission_2_PJM_ROR | TVA_Transmission | PJM_ROR | Internal | Winter | B20 | 935 | 2000 | 0 | 118.99 | 113.04 | 9 | 0
2035 | TVA_Transmission_2_SOCO | TVA_Transmission | SOCO | Internal | Shoulder | B11 | 25 | 3200 | 0.5 | 131.94 | 133.74 | 9 | 0
2035 | TVA_Transmission_2_SOCO | TVA_Transmission | SOCO | Internal | Shoulder | B12 | 200 | 3200 | 0.05 | 120.01 | 119.22 | 9 | 0
2035 | TVA_Transmission_2_SOCO | TVA_Transmission | SOCO | Internal | Shoulder | B13 | 600 | 3200 | 0.02 | 119.7 | 119.22 | 9 | 0
2035 | TVA_Transmission_2_SOCO | TVA_Transmission | SOCO | Internal | Shoulder | B14 | 900 | 3200 | 0.01 | 119.18 | 119.22 | 9 | 0
2035 | TVA_Transmission_2_SOCO | TVA_Transmission | SOCO | Internal | Shoulder | B15 | 1203 | 3200 | 0 | 117.1 | 117.1 | 9 | 0
2035 | TVA_Transmission_2_SOCO | TVA_Transmission | SOCO | Internal | Summer | B1 | 10 | 3200 | 1.02 | 217.16 | 217.16 | 9 | 0
2035 | TVA_Transmission_2_SOCO | TVA_Transmission | SOCO | Internal | Summer | B2 | 25 | 3200 | 0.69 | 218.52 | 222.86 | 9 | 0
2035 | TVA_Transmission_2_SOCO | TVA_Transmission | SOCO | Internal | Summer | B3 | 75 | 3200 | 0.88 | 215.07 | 222.86 | 9 | 0
2035 | TVA_Transmission_2_SOCO | TVA_Transmission | SOCO | Internal | Summer | B4 | 100 | 3200 | 0.4 | 171.43 | 178.43 | 9 | 0
2035 | TVA_Transmission_2_SOCO | TVA_Transmission | SOCO | Internal | Summer | B5 | 200 | 3200 | 0.05 | 158.75 | 158.75 | 9 | 0
2035 | TVA_Transmission_2_SOCO | TVA_Transmission | SOCO | Internal | Summer | B6 | 300 | 3200 | 0.04 | 138.82 | 140.56 | 9 | 0
2035 | TVA_Transmission_2_SOCO | TVA_Transmission | SOCO | Internal | Summer | B7 | 400 | 3200 | 0.04 | 128.54 | 131.35 | 9 | 0
2035 | TVA_Transmission_2_SOCO | TVA_Transmission | SOCO | Internal | Summer | B8 | 500 | 3200 | 0.02 | 120.41 | 117.89 | 9 | 0
2035 | TVA_Transmission_2_SOCO | TVA_Transmission | SOCO | Internal | Summer | B9 | 800 | 3200 | 0.01 | 118.73 | 117.89 | 9 | 0
2035 | TVA_Transmission_2_SOCO | TVA_Transmission | SOCO | Internal | Summer | B10 | 1262 | 3200 | 0 | 117.85 | 117.34 | 9 | 0
2035 | TVA_Transmission_2_SOCO | TVA_Transmission | SOCO | Internal | Winter | B16 | 25 | 3200 | 0.44 | 125.07 | 125.5 | 9 | 0
2035 | TVA_Transmission_2_SOCO | TVA_Transmission | SOCO | Internal | Winter | B17 | 100 | 3200 | 0.1 | 122.76 | 122.18 | 9 | 0
2035 | TVA_Transmission_2_SOCO | TVA_Transmission | SOCO | Internal | Winter | B18 | 400 | 3200 | 0.03 | 122.65 | 122.18 | 9 | 0
2035 | TVA_Transmission_2_SOCO | TVA_Transmission | SOCO | Internal | Winter | B19 | 700 | 3200 | 0.02 | 122.51 | 122.18 | 9 | 0
2035 | TVA_Transmission_2_SOCO | TVA_Transmission | SOCO | Internal | Winter | B20 | 935 | 3200 | 0 | 118.99 | 113.53 | 9 | 0
2035 | TVA_Transmission_2_TVA | TVA_Transmission | TVA | Internal | Shoulder | B11 | 25 | 99999 | 1.03 | 131.94 | 127.53 | 0.01 | 0
2035 | TVA_Transmission_2_TVA | TVA_Transmission | TVA | Internal | Shoulder | B12 | 200 | 99999 | 0.31 | 120.01 | 118.56 | 0.01 | 0
2035 | TVA_Transmission_2_TVA | TVA_Transmission | TVA | Internal | Shoulder | B13 | 600 | 99999 | 0.14 | 119.7 | 118.56 | 0.01 | 0
2035 | TVA_Transmission_2_TVA | TVA_Transmission | TVA | Internal | Shoulder | B14 | 900 | 99999 | 0.17 | 119.18 | 118.56 | 0.01 | 0
2035 | TVA_Transmission_2_TVA | TVA_Transmission | TVA | Internal | Shoulder | B15 | 1203 | 99999 | 4363.06 | 117.1 | 117.11 | 0.01 | 0
2035 | TVA_Transmission_2_TVA | TVA_Transmission | TVA | Internal | Summer | B1 | 10 | 99999 | 3921.45 | 217.16 | 217.17 | 0.01 | 0
2035 | TVA_Transmission_2_TVA | TVA_Transmission | TVA | Internal | Summer | B2 | 25 | 99999 | 3126.71 | 218.52 | 218.53 | 0.01 | 0
2035 | TVA_Transmission_2_TVA | TVA_Transmission | TVA | Internal | Summer | B3 | 75 | 99999 | 1571.77 | 215.07 | 215.08 | 0.01 | 0
2035 | TVA_Transmission_2_TVA | TVA_Transmission | TVA | Internal | Summer | B4 | 100 | 99999 | 853.2 | 171.43 | 171.44 | 0.01 | 0
2035 | TVA_Transmission_2_TVA | TVA_Transmission | TVA | Internal | Summer | B5 | 200 | 99999 | 185.44 | 158.75 | 158.76 | 0.01 | 0
2035 | TVA_Transmission_2_TVA | TVA_Transmission | TVA | Internal | Summer | B6 | 300 | 99999 | 0.06 | 138.82 | 131.57 | 0.01 | 0
2035 | TVA_Transmission_2_TVA | TVA_Transmission | TVA | Internal | Summer | B7 | 400 | 99999 | 0.06 | 128.54 | 124.4 | 0.01 | 0
2035 | TVA_Transmission_2_TVA | TVA_Transmission | TVA | Internal | Summer | B8 | 500 | 99999 | 0.07 | 120.41 | 117.29 | 0.01 | 0
2035 | TVA_Transmission_2_TVA | TVA_Transmission | TVA | Internal | Summer | B9 | 800 | 99999 | 0.08 | 118.73 | 117.29 | 0.01 | 0
2035 | TVA_Transmission_2_TVA | TVA_Transmission | TVA | Internal | Summer | B10 | 1262 | 99999 | 0.13 | 117.85 | 117.29 | 0.01 | 0
2035 | TVA_Transmission_2_TVA | TVA_Transmission | TVA | Internal | Winter | B16 | 25 | 99999 | 1626.8 | 125.07 | 125.08 | 0.01 | 0
2035 | TVA_Transmission_2_TVA | TVA_Transmission | TVA | Internal | Winter | B17 | 100 | 99999 | 0.72 | 122.76 | 121.34 | 0.01 | 0
2035 | TVA_Transmission_2_TVA | TVA_Transmission | TVA | Internal | Winter | B18 | 400 | 99999 | 0.18 | 122.65 | 121.34 | 0.01 | 0
2035 | TVA_Transmission_2_TVA | TVA_Transmission | TVA | Internal | Winter | B19 | 700 | 99999 | 0.13 | 122.51 | 121.34 | 0.01 | 0
2035 | TVA_Transmission_2_TVA | TVA_Transmission | TVA | Internal | Winter | B20 | 935 | 99999 | 2358.23 | 118.99 | 119 | 0.01 | 0
2035 | TVA_Transmission_2_VACAR | TVA_Transmission | VACAR | Internal | Shoulder | B11 | 25 | 900 | 0.27 | 131.94 | 126.75 | 9 | 0
2035 | TVA_Transmission_2_VACAR | TVA_Transmission | VACAR | Internal | Shoulder | B12 | 200 | 900 | 0.06 | 120.01 | 121.03 | 9 | 0
2035 | TVA_Transmission_2_VACAR | TVA_Transmission | VACAR | Internal | Shoulder | B13 | 600 | 900 | 0.02 | 119.7 | 121.03 | 9 | 0
2035 | TVA_Transmission_2_VACAR | TVA_Transmission | VACAR | Internal | Shoulder | B14 | 900 | 900 | 0.01 | 119.18 | 121.03 | 9 | 0
2035 | TVA_Transmission_2_VACAR | TVA_Transmission | VACAR | Internal | Shoulder | B15 | 1203 | 900 | 0 | 117.1 | 117.95 | 9 | 0
2035 | TVA_Transmission_2_VACAR | TVA_Transmission | VACAR | Internal | Summer | B1 | 10 | 900 | 1.23 | 217.16 | 219.31 | 9 | 0.01
2035 | TVA_Transmission_2_VACAR | TVA_Transmission | VACAR | Internal | Summer | B2 | 25 | 900 | 0.44 | 218.52 | 219.31 | 9 | 0
2035 | TVA_Transmission_2_VACAR | TVA_Transmission | VACAR | Internal | Summer | B3 | 75 | 900 | 0.15 | 215.07 | 215.86 | 9 | 0
2035 | TVA_Transmission_2_VACAR | TVA_Transmission | VACAR | Internal | Summer | B4 | 100 | 900 | 0.1 | 171.43 | 171.43 | 9 | 0
2035 | TVA_Transmission_2_VACAR | TVA_Transmission | VACAR | Internal | Summer | B5 | 200 | 900 | 0.04 | 158.75 | 156.67 | 9 | 0
2035 | TVA_Transmission_2_VACAR | TVA_Transmission | VACAR | Internal | Summer | B6 | 300 | 900 | 0.03 | 138.82 | 134.38 | 9 | 0
2035 | TVA_Transmission_2_VACAR | TVA_Transmission | VACAR | Internal | Summer | B7 | 400 | 900 | 0.02 | 128.54 | 124.35 | 9 | 0
2035 | TVA_Transmission_2_VACAR | TVA_Transmission | VACAR | Internal | Summer | B8 | 500 | 900 | 0.02 | 120.41 | 118.91 | 9 | 0
2035 | TVA_Transmission_2_VACAR | TVA_Transmission | VACAR | Internal | Summer | B9 | 800 | 900 | 0.01 | 118.73 | 118.91 | 9 | 0
2035 | TVA_Transmission_2_VACAR | TVA_Transmission | VACAR | Internal | Summer | B10 | 1262 | 900 | 0 | 117.85 | 115.72 | 9 | 0
2035 | TVA_Transmission_2_VACAR | TVA_Transmission | VACAR | Internal | Winter | B16 | 25 | 900 | 0.44 | 125.07 | 125.86 | 9 | 0
2035 | TVA_Transmission_2_VACAR | TVA_Transmission | VACAR | Internal | Winter | B17 | 100 | 900 | 0.15 | 122.76 | 125.84 | 9 | 0
2035 | TVA_Transmission_2_VACAR | TVA_Transmission | VACAR | Internal | Winter | B18 | 400 | 900 | 0.04 | 122.65 | 125.84 | 9 | 0
2035 | TVA_Transmission_2_VACAR | TVA_Transmission | VACAR | Internal | Winter | B19 | 700 | 900 | 0.02 | 122.51 | 125.58 | 9 | 0
2035 | TVA_Transmission_2_VACAR | TVA_Transmission | VACAR | Internal | Winter | B20 | 935 | 900 | 0.01 | 118.99 | 119.04 | 9 | 0
2035 | VACAR_2_PJM_ROR | VACAR | PJM_ROR | Internal | Shoulder | B11 | 25 | 2000 | 0.95 | 126.75 | 130.85 | 7 | 0
2035 | VACAR_2_PJM_ROR | VACAR | PJM_ROR | Internal | Shoulder | B12 | 200 | 2000 | 0.04 | 121.03 | 116.09 | 7 | 0
2035 | VACAR_2_PJM_ROR | VACAR | PJM_ROR | Internal | Shoulder | B13 | 600 | 2000 | 0.01 | 121.03 | 116.09 | 7 | 0
2035 | VACAR_2_PJM_ROR | VACAR | PJM_ROR | Internal | Shoulder | B14 | 900 | 2000 | 0 | 121.03 | 114.75 | 7 | 0
2035 | VACAR_2_PJM_ROR | VACAR | PJM_ROR | Internal | Shoulder | B15 | 1203 | 2000 | 0 | 117.95 | 111.15 | 7 | 0
2035 | VACAR_2_PJM_ROR | VACAR | PJM_ROR | Internal | Summer | B1 | 10 | 2000 | 0.66 | 219.31 | 212.52 | 7 | 0
2035 | VACAR_2_PJM_ROR | VACAR | PJM_ROR | Internal | Summer | B2 | 25 | 2000 | 0.27 | 219.31 | 212.52 | 7 | 0
2035 | VACAR_2_PJM_ROR | VACAR | PJM_ROR | Internal | Summer | B3 | 75 | 2000 | 0.09 | 215.86 | 209.07 | 7 | 0
2035 | VACAR_2_PJM_ROR | VACAR | PJM_ROR | Internal | Summer | B4 | 100 | 2000 | 0.09 | 171.43 | 165.43 | 7 | 0
2035 | VACAR_2_PJM_ROR | VACAR | PJM_ROR | Internal | Summer | B5 | 200 | 2000 | 0.05 | 156.67 | 153.21 | 7 | 0
2035 | VACAR_2_PJM_ROR | VACAR | PJM_ROR | Internal | Summer | B6 | 300 | 2000 | 835.45 | 134.38 | 141.37 | 7 | 0
2035 | VACAR_2_PJM_ROR | VACAR | PJM_ROR | Internal | Summer | B7 | 400 | 2000 | 709.76 | 124.35 | 131.35 | 7 | 0
2035 | VACAR_2_PJM_ROR | VACAR | PJM_ROR | Internal | Summer | B8 | 500 | 2000 | 0.04 | 118.91 | 118.2 | 7 | 0
2035 | VACAR_2_PJM_ROR | VACAR | PJM_ROR | Internal | Summer | B9 | 800 | 2000 | 0.02 | 118.91 | 114.52 | 7 | 0
2035 | VACAR_2_PJM_ROR | VACAR | PJM_ROR | Internal | Summer | B10 | 1262 | 2000 | 0 | 115.72 | 113.12 | 7 | 0
2035 | VACAR_2_PJM_ROR | VACAR | PJM_ROR | Internal | Winter | B16 | 25 | 2000 | 0.27 | 125.86 | 119.07 | 7 | 0
2035 | VACAR_2_PJM_ROR | VACAR | PJM_ROR | Internal | Winter | B17 | 100 | 2000 | 0.07 | 125.84 | 119.04 | 7 | 0
2035 | VACAR_2_PJM_ROR | VACAR | PJM_ROR | Internal | Winter | B18 | 400 | 2000 | 0.02 | 125.84 | 119.04 | 7 | 0
2035 | VACAR_2_PJM_ROR | VACAR | PJM_ROR | Internal | Winter | B19 | 700 | 2000 | 0.01 | 125.58 | 118.79 | 7 | 0
2035 | VACAR_2_PJM_ROR | VACAR | PJM_ROR | Internal | Winter | B20 | 935 | 2000 | 0 | 119.04 | 113.04 | 7 | 0
2035 | VACAR_2_SOCO | VACAR | SOCO | Internal | Shoulder | B11 | 25 | 3000 | 1314.57 | 126.75 | 133.74 | 7 | 0
2035 | VACAR_2_SOCO | VACAR | SOCO | Internal | Shoulder | B12 | 200 | 3000 | 0.06 | 121.03 | 119.22 | 7 | 0
2035 | VACAR_2_SOCO | VACAR | SOCO | Internal | Shoulder | B13 | 600 | 3000 | 0.02 | 121.03 | 119.22 | 7 | 0
2035 | VACAR_2_SOCO | VACAR | SOCO | Internal | Shoulder | B14 | 900 | 3000 | 0.01 | 121.03 | 119.22 | 7 | 0
2035 | VACAR_2_SOCO | VACAR | SOCO | Internal | Shoulder | B15 | 1203 | 3000 | 0.01 | 117.95 | 117.1 | 7 | 0
2035 | VACAR_2_SOCO | VACAR | SOCO | Internal | Summer | B1 | 10 | 3000 | 1.03 | 219.31 | 217.16 | 7 | 0
2035 | VACAR_2_SOCO | VACAR | SOCO | Internal | Summer | B2 | 25 | 3000 | 0.91 | 219.31 | 222.86 | 7 | 0
2035 | VACAR_2_SOCO | VACAR | SOCO | Internal | Summer | B3 | 75 | 3000 | 3081.03 | 215.86 | 222.86 | 7 | 0
2035 | VACAR_2_SOCO | VACAR | SOCO | Internal | Summer | B4 | 100 | 3000 | 1730.78 | 171.43 | 178.43 | 7 | 0
2035 | VACAR_2_SOCO | VACAR | SOCO | Internal | Summer | B5 | 200 | 3000 | 0.09 | 156.67 | 158.75 | 7 | 0
2035 | VACAR_2_SOCO | VACAR | SOCO | Internal | Summer | B6 | 300 | 3000 | 0.24 | 134.38 | 140.56 | 7 | 0
2035 | VACAR_2_SOCO | VACAR | SOCO | Internal | Summer | B7 | 400 | 3000 | 2230.05 | 124.35 | 131.35 | 7 | 0
2035 | VACAR_2_SOCO | VACAR | SOCO | Internal | Summer | B8 | 500 | 3000 | 0.06 | 118.91 | 117.89 | 7 | 0
2035 | VACAR_2_SOCO | VACAR | SOCO | Internal | Summer | B9 | 800 | 3000 | 0.02 | 118.91 | 117.89 | 7 | 0
2035 | VACAR_2_SOCO | VACAR | SOCO | Internal | Summer | B10 | 1262 | 3000 | 0.01 | 115.72 | 117.34 | 7 | 0
2035 | VACAR_2_SOCO | VACAR | SOCO | Internal | Winter | B16 | 25 | 3000 | 0.5 | 125.86 | 125.5 | 7 | 0
2035 | VACAR_2_SOCO | VACAR | SOCO | Internal | Winter | B17 | 100 | 3000 | 0.09 | 125.84 | 122.18 | 7 | 0
2035 | VACAR_2_SOCO | VACAR | SOCO | Internal | Winter | B18 | 400 | 3000 | 0.02 | 125.84 | 122.18 | 7 | 0
2035 | VACAR_2_SOCO | VACAR | SOCO | Internal | Winter | B19 | 700 | 3000 | 0.01 | 125.58 | 122.18 | 7 | 0
2035 | VACAR_2_SOCO | VACAR | SOCO | Internal | Winter | B20 | 935 | 3000 | 0 | 119.04 | 113.53 | 7 | 0
2035 | VACAR_2_TVA_Transmission | VACAR | TVA_Transmission | Internal | Shoulder | B11 | 25 | 900 | 1.34 | 126.75 | 131.94 | 7 | 0
2035 | VACAR_2_TVA_Transmission | VACAR | TVA_Transmission | Internal | Shoulder | B12 | 200 | 900 | 0.06 | 121.03 | 120.01 | 7 | 0
2035 | VACAR_2_TVA_Transmission | VACAR | TVA_Transmission | Internal | Shoulder | B13 | 600 | 900 | 0.02 | 121.03 | 119.7 | 7 | 0
2035 | VACAR_2_TVA_Transmission | VACAR | TVA_Transmission | Internal | Shoulder | B14 | 900 | 900 | 0.01 | 121.03 | 119.18 | 7 | 0
2035 | VACAR_2_TVA_Transmission | VACAR | TVA_Transmission | Internal | Shoulder | B15 | 1203 | 900 | 0 | 117.95 | 117.1 | 7 | 0
2035 | VACAR_2_TVA_Transmission | VACAR | TVA_Transmission | Internal | Summer | B1 | 10 | 900 | 0.91 | 219.31 | 217.16 | 7 | 0.01
2035 | VACAR_2_TVA_Transmission | VACAR | TVA_Transmission | Internal | Summer | B2 | 25 | 900 | 0.43 | 219.31 | 218.52 | 7 | 0
2035 | VACAR_2_TVA_Transmission | VACAR | TVA_Transmission | Internal | Summer | B3 | 75 | 900 | 0.15 | 215.86 | 215.07 | 7 | 0
2035 | VACAR_2_TVA_Transmission | VACAR | TVA_Transmission | Internal | Summer | B4 | 100 | 900 | 0.14 | 171.43 | 171.43 | 7 | 0
2035 | VACAR_2_TVA_Transmission | VACAR | TVA_Transmission | Internal | Summer | B5 | 200 | 900 | 0.08 | 156.67 | 158.75 | 7 | 0
2035 | VACAR_2_TVA_Transmission | VACAR | TVA_Transmission | Internal | Summer | B6 | 300 | 900 | 0.09 | 134.38 | 138.82 | 7 | 0
2035 | VACAR_2_TVA_Transmission | VACAR | TVA_Transmission | Internal | Summer | B7 | 400 | 900 | 0.07 | 124.35 | 128.54 | 7 | 0
2035 | VACAR_2_TVA_Transmission | VACAR | TVA_Transmission | Internal | Summer | B8 | 500 | 900 | 0.05 | 118.91 | 120.41 | 7 | 0
2035 | VACAR_2_TVA_Transmission | VACAR | TVA_Transmission | Internal | Summer | B9 | 800 | 900 | 0.02 | 118.91 | 118.73 | 7 | 0
2035 | VACAR_2_TVA_Transmission | VACAR | TVA_Transmission | Internal | Summer | B10 | 1262 | 900 | 0.01 | 115.72 | 117.85 | 7 | 0
2035 | VACAR_2_TVA_Transmission | VACAR | TVA_Transmission | Internal | Winter | B16 | 25 | 900 | 0.42 | 125.86 | 125.07 | 7 | 0
2035 | VACAR_2_TVA_Transmission | VACAR | TVA_Transmission | Internal | Winter | B17 | 100 | 900 | 0.09 | 125.84 | 122.76 | 7 | 0
2035 | VACAR_2_TVA_Transmission | VACAR | TVA_Transmission | Internal | Winter | B18 | 400 | 900 | 0.02 | 125.84 | 122.65 | 7 | 0
2035 | VACAR_2_TVA_Transmission | VACAR | TVA_Transmission | Internal | Winter | B19 | 700 | 900 | 0.01 | 125.58 | 122.51 | 7 | 0
2035 | VACAR_2_TVA_Transmission | VACAR | TVA_Transmission | Internal | Winter | B20 | 935 | 900 | 0.01 | 119.04 | 118.99 | 7 | 0
2040 | ENT_2_MISO_MO-IL | ENT | MISO_MO-IL | Internal | Shoulder | B11 | 25 | 2260 | 0.31 | 163.11 | 155.12 | 8 | 0
2040 | ENT_2_MISO_MO-IL | ENT | MISO_MO-IL | Internal | Shoulder | B12 | 200 | 2260 | 0.06 | 150.97 | 149.42 | 8 | 0
2040 | ENT_2_MISO_MO-IL | ENT | MISO_MO-IL | Internal | Shoulder | B13 | 600 | 2260 | 0.02 | 146.16 | 144.61 | 8 | 0
2040 | ENT_2_MISO_MO-IL | ENT | MISO_MO-IL | Internal | Shoulder | B14 | 900 | 2260 | 0.01 | 142.85 | 141.31 | 8 | 0
2040 | ENT_2_MISO_MO-IL | ENT | MISO_MO-IL | Internal | Shoulder | B15 | 1203 | 2260 | 0.01 | 73.5 | 72.02 | 8 | 0
2040 | ENT_2_MISO_MO-IL | ENT | MISO_MO-IL | Internal | Summer | B1 | 10 | 2260 | 1.23 | 281.34 | 279.86 | 8 | 0
2040 | ENT_2_MISO_MO-IL | ENT | MISO_MO-IL | Internal | Summer | B2 | 25 | 2260 | 0.49 | 285.13 | 283.58 | 8 | 0
2040 | ENT_2_MISO_MO-IL | ENT | MISO_MO-IL | Internal | Summer | B3 | 75 | 2260 | 0.11 | 283.17 | 276.39 | 8 | 0
2040 | ENT_2_MISO_MO-IL | ENT | MISO_MO-IL | Internal | Summer | B4 | 100 | 2260 | 0.08 | 198.08 | 190.08 | 8 | 0
2040 | ENT_2_MISO_MO-IL | ENT | MISO_MO-IL | Internal | Summer | B5 | 200 | 2260 | 0.06 | 186.92 | 185.05 | 8 | 0
2040 | ENT_2_MISO_MO-IL | ENT | MISO_MO-IL | Internal | Summer | B6 | 300 | 2260 | 0.04 | 180.53 | 176.77 | 8 | 0
2040 | ENT_2_MISO_MO-IL | ENT | MISO_MO-IL | Internal | Summer | B7 | 400 | 2260 | 0.02 | 167.67 | 159.56 | 8 | 0
2040 | ENT_2_MISO_MO-IL | ENT | MISO_MO-IL | Internal | Summer | B8 | 500 | 2260 | 0.02 | 161.31 | 153.31 | 8 | 0
2040 | ENT_2_MISO_MO-IL | ENT | MISO_MO-IL | Internal | Summer | B9 | 800 | 2260 | 0.01 | 154.95 | 151.43 | 8 | 0
2040 | ENT_2_MISO_MO-IL | ENT | MISO_MO-IL | Internal | Summer | B10 | 1262 | 2260 | 0.02 | 87.58 | 90.33 | 8 | 0
2040 | ENT_2_MISO_MO-IL | ENT | MISO_MO-IL | Internal | Winter | B16 | 25 | 2260 | 0.49 | 154.92 | 153.38 | 8 | 0
2040 | ENT_2_MISO_MO-IL | ENT | MISO_MO-IL | Internal | Winter | B17 | 100 | 2260 | 0.13 | 147.23 | 145.68 | 8 | 0
2040 | ENT_2_MISO_MO-IL | ENT | MISO_MO-IL | Internal | Winter | B18 | 400 | 2260 | 0.03 | 146.97 | 145.42 | 8 | 0
2040 | ENT_2_MISO_MO-IL | ENT | MISO_MO-IL | Internal | Winter | B19 | 700 | 2260 | 0.02 | 146.96 | 145.42 | 8 | 0
2040 | ENT_2_MISO_MO-IL | ENT | MISO_MO-IL | Internal | Winter | B20 | 935 | 2260 | 0.01 | 74.64 | 73.16 | 8 | 0
2040 | ENT_2_SOCO | ENT | SOCO | Internal | Shoulder | B11 | 25 | 2000 | 0.9 | 163.11 | 166.33 | 8 | 0
2040 | ENT_2_SOCO | ENT | SOCO | Internal | Shoulder | B12 | 200 | 2000 | 0.11 | 150.97 | 152.94 | 8 | 0
2040 | ENT_2_SOCO | ENT | SOCO | Internal | Shoulder | B13 | 600 | 2000 | 0.29 | 146.16 | 152.61 | 8 | 0
2040 | ENT_2_SOCO | ENT | SOCO | Internal | Shoulder | B14 | 900 | 2000 | 4434.24 | 142.85 | 151.25 | 8 | 0.4
2040 | ENT_2_SOCO | ENT | SOCO | Internal | Shoulder | B15 | 1203 | 2000 | 0.02 | 73.5 | 73.5 | 8 | 0
2040 | ENT_2_SOCO | ENT | SOCO | Internal | Summer | B1 | 10 | 2000 | 8814.48 | 281.34 | 289.74 | 8 | 0.4
2040 | ENT_2_SOCO | ENT | SOCO | Internal | Summer | B2 | 25 | 2000 | 5224.93 | 285.13 | 293.53 | 8 | 0.4
2040 | ENT_2_SOCO | ENT | SOCO | Internal | Summer | B3 | 75 | 2000 | 48.36 | 283.17 | 291.16 | 8 | 0
2040 | ENT_2_SOCO | ENT | SOCO | Internal | Summer | B4 | 100 | 2000 | 0.54 | 198.08 | 204.46 | 8 | 0
2040 | ENT_2_SOCO | ENT | SOCO | Internal | Summer | B5 | 200 | 2000 | 0.07 | 186.92 | 186.44 | 8 | 0
2040 | ENT_2_SOCO | ENT | SOCO | Internal | Summer | B6 | 300 | 2000 | 0.04 | 180.53 | 178.15 | 8 | 0
2040 | ENT_2_SOCO | ENT | SOCO | Internal | Summer | B7 | 400 | 2000 | 0.03 | 167.67 | 163.93 | 8 | 0
2040 | ENT_2_SOCO | ENT | SOCO | Internal | Summer | B8 | 500 | 2000 | 0.02 | 161.31 | 157.31 | 8 | 0
2040 | ENT_2_SOCO | ENT | SOCO | Internal | Summer | B9 | 800 | 2000 | 0.02 | 154.95 | 152.81 | 8 | 0
2040 | ENT_2_SOCO | ENT | SOCO | Internal | Summer | B10 | 1262 | 2000 | 0 | 87.58 | 77.58 | 8 | 0
2040 | ENT_2_SOCO | ENT | SOCO | Internal | Winter | B16 | 25 | 2000 | 4881.63 | 154.92 | 163.32 | 8 | 0.4
2040 | ENT_2_SOCO | ENT | SOCO | Internal | Winter | B17 | 100 | 2000 | 2111.35 | 147.23 | 155.62 | 8 | 0.39
2040 | ENT_2_SOCO | ENT | SOCO | Internal | Winter | B18 | 400 | 2000 | 589.73 | 146.97 | 154.97 | 8 | 0
2040 | ENT_2_SOCO | ENT | SOCO | Internal | Winter | B19 | 700 | 2000 | 1128.89 | 146.96 | 154.96 | 8 | 0
2040 | ENT_2_SOCO | ENT | SOCO | Internal | Winter | B20 | 935 | 2000 | 0.02 | 74.64 | 73.5 | 8 | 0
2040 | ENT_2_SPP_N | ENT | SPP_N | Internal | Shoulder | B11 | 25 | 1300 | 0.14 | 163.11 | 135.83 | 8 | 0
2040 | ENT_2_SPP_N | ENT | SPP_N | Internal | Shoulder | B12 | 200 | 1300 | 0.02 | 150.97 | 123.69 | 8 | 0
2040 | ENT_2_SPP_N | ENT | SPP_N | Internal | Shoulder | B13 | 600 | 1300 | 0 | 146.16 | 118.88 | 8 | 0
2040 | ENT_2_SPP_N | ENT | SPP_N | Internal | Shoulder | B14 | 900 | 1300 | 0 | 142.85 | 115.57 | 8 | 0
2040 | ENT_2_SPP_N | ENT | SPP_N | Internal | Shoulder | B15 | 1203 | 1300 | 0 | 73.5 | 46.29 | 8 | 0
2040 | ENT_2_SPP_N | ENT | SPP_N | Internal | Summer | B1 | 10 | 1300 | 0.34 | 281.34 | 254.13 | 8 | 0.01
2040 | ENT_2_SPP_N | ENT | SPP_N | Internal | Summer | B2 | 25 | 1300 | 0.14 | 285.13 | 257.85 | 8 | 0
2040 | ENT_2_SPP_N | ENT | SPP_N | Internal | Summer | B3 | 75 | 1300 | 0.06 | 283.17 | 263.82 | 8 | 0
2040 | ENT_2_SPP_N | ENT | SPP_N | Internal | Summer | B4 | 100 | 1300 | 0.06 | 198.08 | 187.17 | 8 | 0
2040 | ENT_2_SPP_N | ENT | SPP_N | Internal | Summer | B5 | 200 | 1300 | 0.04 | 186.92 | 180.06 | 8 | 0
2040 | ENT_2_SPP_N | ENT | SPP_N | Internal | Summer | B6 | 300 | 1300 | 0.03 | 180.53 | 175.53 | 8 | 0
2040 | ENT_2_SPP_N | ENT | SPP_N | Internal | Summer | B7 | 400 | 1300 | 0.01 | 167.67 | 154.56 | 8 | 0
2040 | ENT_2_SPP_N | ENT | SPP_N | Internal | Summer | B8 | 500 | 1300 | 0 | 161.31 | 134.03 | 8 | 0
2040 | ENT_2_SPP_N | ENT | SPP_N | Internal | Summer | B9 | 800 | 1300 | 0 | 154.95 | 127.67 | 8 | 0
2040 | ENT_2_SPP_N | ENT | SPP_N | Internal | Summer | B10 | 1262 | 1300 | 0 | 87.58 | 64.59 | 8 | 0
2040 | ENT_2_SPP_N | ENT | SPP_N | Internal | Winter | B16 | 25 | 1300 | 0.14 | 154.92 | 127.64 | 8 | 0
2040 | ENT_2_SPP_N | ENT | SPP_N | Internal | Winter | B17 | 100 | 1300 | 0.04 | 147.23 | 119.95 | 8 | 0
2040 | ENT_2_SPP_N | ENT | SPP_N | Internal | Winter | B18 | 400 | 1300 | 0 | 146.97 | 119.69 | 8 | 0
2040 | ENT_2_SPP_N | ENT | SPP_N | Internal | Winter | B19 | 700 | 1300 | 0 | 146.96 | 119.68 | 8 | 0
2040 | ENT_2_SPP_N | ENT | SPP_N | Internal | Winter | B20 | 935 | 1300 | 0 | 74.64 | 47.43 | 8 | 0
2040 | ENT_2_SPP_S | ENT | SPP_S | Internal | Shoulder | B11 | 25 | 1300 | 0.14 | 163.11 | 136.98 | 8 | 0
2040 | ENT_2_SPP_S | ENT | SPP_S | Internal | Shoulder | B12 | 200 | 1300 | 0.02 | 150.97 | 123.77 | 8 | 0
2040 | ENT_2_SPP_S | ENT | SPP_S | Internal | Shoulder | B13 | 600 | 1300 | 0 | 146.16 | 118.96 | 8 | 0
2040 | ENT_2_SPP_S | ENT | SPP_S | Internal | Shoulder | B14 | 900 | 1300 | 0 | 142.85 | 115.65 | 8 | 0
2040 | ENT_2_SPP_S | ENT | SPP_S | Internal | Shoulder | B15 | 1203 | 1300 | 0 | 73.5 | 46.3 | 8 | 0
2040 | ENT_2_SPP_S | ENT | SPP_S | Internal | Summer | B1 | 10 | 1300 | 0.34 | 281.34 | 254.14 | 8 | 0.01
2040 | ENT_2_SPP_S | ENT | SPP_S | Internal | Summer | B2 | 25 | 1300 | 0.14 | 285.13 | 257.93 | 8 | 0
2040 | ENT_2_SPP_S | ENT | SPP_S | Internal | Summer | B3 | 75 | 1300 | 0.06 | 283.17 | 263.83 | 8 | 0
2040 | ENT_2_SPP_S | ENT | SPP_S | Internal | Summer | B4 | 100 | 1300 | 0.06 | 198.08 | 188.31 | 8 | 0
2040 | ENT_2_SPP_S | ENT | SPP_S | Internal | Summer | B5 | 200 | 1300 | 0.04 | 186.92 | 181.2 | 8 | 0
2040 | ENT_2_SPP_S | ENT | SPP_S | Internal | Summer | B6 | 300 | 1300 | 0.03 | 180.53 | 176.68 | 8 | 0
2040 | ENT_2_SPP_S | ENT | SPP_S | Internal | Summer | B7 | 400 | 1300 | 0.02 | 167.67 | 155.71 | 8 | 0
2040 | ENT_2_SPP_S | ENT | SPP_S | Internal | Summer | B8 | 500 | 1300 | 0 | 161.31 | 135.18 | 8 | 0
2040 | ENT_2_SPP_S | ENT | SPP_S | Internal | Summer | B9 | 800 | 1300 | 0 | 154.95 | 128.82 | 8 | 0
2040 | ENT_2_SPP_S | ENT | SPP_S | Internal | Summer | B10 | 1262 | 1300 | 0 | 87.58 | 64.61 | 8 | 0
2040 | ENT_2_SPP_S | ENT | SPP_S | Internal | Winter | B16 | 25 | 1300 | 0.14 | 154.92 | 127.72 | 8 | 0
2040 | ENT_2_SPP_S | ENT | SPP_S | Internal | Winter | B17 | 100 | 1300 | 0.04 | 147.23 | 120.03 | 8 | 0
2040 | ENT_2_SPP_S | ENT | SPP_S | Internal | Winter | B18 | 400 | 1300 | 0 | 146.97 | 119.77 | 8 | 0
2040 | ENT_2_SPP_S | ENT | SPP_S | Internal | Winter | B19 | 700 | 1300 | 0 | 146.96 | 119.76 | 8 | 0
2040 | ENT_2_SPP_S | ENT | SPP_S | Internal | Winter | B20 | 935 | 1300 | 0 | 74.64 | 47.44 | 8 | 0
2040 | ENT_2_TVA_Transmission | ENT | TVA_Transmission | Internal | Shoulder | B11 | 25 | 2100 | 0.48 | 163.11 | 160.5 | 8 | 0
2040 | ENT_2_TVA_Transmission | ENT | TVA_Transmission | Internal | Shoulder | B12 | 200 | 2100 | 0.11 | 150.97 | 153.57 | 8 | 0
2040 | ENT_2_TVA_Transmission | ENT | TVA_Transmission | Internal | Shoulder | B13 | 600 | 2100 | 0.06 | 146.16 | 150.66 | 8 | 0
2040 | ENT_2_TVA_Transmission | ENT | TVA_Transmission | Internal | Shoulder | B14 | 900 | 2100 | 0.08 | 142.85 | 149.31 | 8 | 0
2040 | ENT_2_TVA_Transmission | ENT | TVA_Transmission | Internal | Shoulder | B15 | 1203 | 2100 | 0.07 | 73.5 | 80.02 | 8 | 0
2040 | ENT_2_TVA_Transmission | ENT | TVA_Transmission | Internal | Summer | B1 | 10 | 2100 | 26.03 | 281.34 | 289.08 | 8 | 0
2040 | ENT_2_TVA_Transmission | ENT | TVA_Transmission | Internal | Summer | B2 | 25 | 2100 | 1.94 | 285.13 | 290.96 | 8 | 0
2040 | ENT_2_TVA_Transmission | ENT | TVA_Transmission | Internal | Summer | B3 | 75 | 2100 | 0.21 | 283.17 | 283.77 | 8 | 0
2040 | ENT_2_TVA_Transmission | ENT | TVA_Transmission | Internal | Summer | B4 | 100 | 2100 | 0.14 | 198.08 | 197.46 | 8 | 0
2040 | ENT_2_TVA_Transmission | ENT | TVA_Transmission | Internal | Summer | B5 | 200 | 2100 | 0.05 | 186.92 | 182.96 | 8 | 0
2040 | ENT_2_TVA_Transmission | ENT | TVA_Transmission | Internal | Summer | B6 | 300 | 2100 | 0.03 | 180.53 | 174.95 | 8 | 0
2040 | ENT_2_TVA_Transmission | ENT | TVA_Transmission | Internal | Summer | B7 | 400 | 2100 | 0.02 | 167.67 | 161.36 | 8 | 0
2040 | ENT_2_TVA_Transmission | ENT | TVA_Transmission | Internal | Summer | B8 | 500 | 2100 | 0.02 | 161.31 | 158.25 | 8 | 0
2040 | ENT_2_TVA_Transmission | ENT | TVA_Transmission | Internal | Summer | B9 | 800 | 2100 | 0.02 | 154.95 | 153.96 | 8 | 0
2040 | ENT_2_TVA_Transmission | ENT | TVA_Transmission | Internal | Summer | B10 | 1262 | 2100 | 0.01 | 87.58 | 87.02 | 8 | 0
2040 | ENT_2_TVA_Transmission | ENT | TVA_Transmission | Internal | Winter | B16 | 25 | 2100 | 2.46 | 154.92 | 161.1 | 8 | 0
2040 | ENT_2_TVA_Transmission | ENT | TVA_Transmission | Internal | Winter | B17 | 100 | 2100 | 0.71 | 147.23 | 153.68 | 8 | 0
2040 | ENT_2_TVA_Transmission | ENT | TVA_Transmission | Internal | Winter | B18 | 400 | 2100 | 0.1 | 146.97 | 152.01 | 8 | 0
2040 | ENT_2_TVA_Transmission | ENT | TVA_Transmission | Internal | Winter | B19 | 700 | 2100 | 0.06 | 146.96 | 152 | 8 | 0
2040 | ENT_2_TVA_Transmission | ENT | TVA_Transmission | Internal | Winter | B20 | 935 | 2100 | 0.09 | 74.64 | 81.16 | 8 | 0
2040 | FRCC_2_SOCO | FRCC | SOCO | Internal | Shoulder | B11 | 25 | 900 | 0.26 | 176.64 | 166.33 | 8 | 0
2040 | FRCC_2_SOCO | FRCC | SOCO | Internal | Shoulder | B12 | 200 | 900 | 0.03 | 162.93 | 152.94 | 8 | 0
2040 | FRCC_2_SOCO | FRCC | SOCO | Internal | Shoulder | B13 | 600 | 900 | 0.01 | 162.93 | 152.61 | 8 | 0
2040 | FRCC_2_SOCO | FRCC | SOCO | Internal | Shoulder | B14 | 900 | 900 | 0 | 161.57 | 151.25 | 8 | 0
2040 | FRCC_2_SOCO | FRCC | SOCO | Internal | Shoulder | B15 | 1203 | 900 | 783.36 | 65.5 | 73.5 | 8 | 0
2040 | FRCC_2_SOCO | FRCC | SOCO | Internal | Summer | B1 | 10 | 900 | 0.65 | 299.74 | 289.74 | 8 | 0.01
2040 | FRCC_2_SOCO | FRCC | SOCO | Internal | Summer | B2 | 25 | 900 | 0.34 | 299.75 | 293.53 | 8 | 0
2040 | FRCC_2_SOCO | FRCC | SOCO | Internal | Summer | B3 | 75 | 900 | 887.53 | 283.16 | 291.16 | 8 | 0
2040 | FRCC_2_SOCO | FRCC | SOCO | Internal | Summer | B4 | 100 | 900 | 1573.78 | 196.46 | 204.46 | 8 | 0
2040 | FRCC_2_SOCO | FRCC | SOCO | Internal | Summer | B5 | 200 | 900 | 0.06 | 188.68 | 186.44 | 8 | 0
2040 | FRCC_2_SOCO | FRCC | SOCO | Internal | Summer | B6 | 300 | 900 | 0.02 | 188.15 | 178.15 | 8 | 0
2040 | FRCC_2_SOCO | FRCC | SOCO | Internal | Summer | B7 | 400 | 900 | 0.03 | 163.95 | 163.93 | 8 | 0
2040 | FRCC_2_SOCO | FRCC | SOCO | Internal | Summer | B8 | 500 | 900 | 0.02 | 161.88 | 157.31 | 8 | 0
2040 | FRCC_2_SOCO | FRCC | SOCO | Internal | Summer | B9 | 800 | 900 | 0 | 161.88 | 152.81 | 8 | 0
2040 | FRCC_2_SOCO | FRCC | SOCO | Internal | Summer | B10 | 1262 | 900 | 745.5 | 69.58 | 77.58 | 8 | 0
2040 | FRCC_2_SOCO | FRCC | SOCO | Internal | Winter | B16 | 25 | 900 | 0.26 | 173.33 | 163.32 | 8 | 0
2040 | FRCC_2_SOCO | FRCC | SOCO | Internal | Winter | B17 | 100 | 900 | 0.07 | 165.62 | 155.62 | 8 | 0
2040 | FRCC_2_SOCO | FRCC | SOCO | Internal | Winter | B18 | 400 | 900 | 0.02 | 165.29 | 154.97 | 8 | 0
2040 | FRCC_2_SOCO | FRCC | SOCO | Internal | Winter | B19 | 700 | 900 | 0 | 165.28 | 154.96 | 8 | 0
2040 | FRCC_2_SOCO | FRCC | SOCO | Internal | Winter | B20 | 935 | 900 | 0.13 | 66.42 | 73.5 | 8 | 0
2040 | HQ_NEISO_2_NEISO | HQ_NEISO | NEISO | Internal | Shoulder | B11 | 25 | 99999 | 3112.37 | 135.03 | 135.04 | 0.01 | 0
2040 | HQ_NEISO_2_NEISO | HQ_NEISO | NEISO | Internal | Shoulder | B12 | 200 | 99999 | 3110.55 | 132.65 | 132.67 | 0.01 | 0
2040 | HQ_NEISO_2_NEISO | HQ_NEISO | NEISO | Internal | Shoulder | B13 | 600 | 99999 | 3102.96 | 127.93 | 127.94 | 0.01 | 0
2040 | HQ_NEISO_2_NEISO | HQ_NEISO | NEISO | Internal | Shoulder | B14 | 900 | 99999 | 3089.68 | 127.93 | 127.94 | 0.01 | 0
2040 | HQ_NEISO_2_NEISO | HQ_NEISO | NEISO | Internal | Shoulder | B15 | 1203 | 99999 | 1276.24 | 87.08 | 87.1 | 0.01 | 0
2040 | HQ_NEISO_2_NEISO | HQ_NEISO | NEISO | Internal | Summer | B1 | 10 | 99999 | 3219.97 | 263.42 | 263.43 | 0.01 | 0
2040 | HQ_NEISO_2_NEISO | HQ_NEISO | NEISO | Internal | Summer | B2 | 25 | 99999 | 3207.24 | 263.83 | 263.84 | 0.01 | 0
2040 | HQ_NEISO_2_NEISO | HQ_NEISO | NEISO | Internal | Summer | B3 | 75 | 99999 | 3181.93 | 256.24 | 256.25 | 0.01 | 0
2040 | HQ_NEISO_2_NEISO | HQ_NEISO | NEISO | Internal | Summer | B4 | 100 | 99999 | 3160.08 | 170.32 | 170.33 | 0.01 | 0
2040 | HQ_NEISO_2_NEISO | HQ_NEISO | NEISO | Internal | Summer | B5 | 200 | 99999 | 3148.2 | 165.9 | 165.91 | 0.01 | 0
2040 | HQ_NEISO_2_NEISO | HQ_NEISO | NEISO | Internal | Summer | B6 | 300 | 99999 | 3134.8 | 158.51 | 158.52 | 0.01 | 0
2040 | HQ_NEISO_2_NEISO | HQ_NEISO | NEISO | Internal | Summer | B7 | 400 | 99999 | 3119.44 | 153.31 | 153.33 | 0.01 | 0
2040 | HQ_NEISO_2_NEISO | HQ_NEISO | NEISO | Internal | Summer | B8 | 500 | 99999 | 3107.37 | 153.31 | 153.32 | 0.01 | 0
2040 | HQ_NEISO_2_NEISO | HQ_NEISO | NEISO | Internal | Summer | B9 | 800 | 99999 | 3092.57 | 142.5 | 142.51 | 0.01 | 0
2040 | HQ_NEISO_2_NEISO | HQ_NEISO | NEISO | Internal | Summer | B10 | 1262 | 99999 | 933.39 | 111.38 | 111.39 | 0.01 | 0
2040 | HQ_NEISO_2_NEISO | HQ_NEISO | NEISO | Internal | Winter | B16 | 25 | 99999 | 3139.11 | 136.63 | 136.64 | 0.01 | 0
2040 | HQ_NEISO_2_NEISO | HQ_NEISO | NEISO | Internal | Winter | B17 | 100 | 99999 | 3128.48 | 132 | 132.01 | 0.01 | 0
2040 | HQ_NEISO_2_NEISO | HQ_NEISO | NEISO | Internal | Winter | B18 | 400 | 99999 | 3120.28 | 130.15 | 130.16 | 0.01 | 0
2040 | HQ_NEISO_2_NEISO | HQ_NEISO | NEISO | Internal | Winter | B19 | 700 | 99999 | 3104.98 | 130.14 | 130.16 | 0.01 | 0
2040 | HQ_NEISO_2_NEISO | HQ_NEISO | NEISO | Internal | Winter | B20 | 935 | 99999 | 1382.1 | 86.77 | 86.79 | 0.01 | 0
2040 | HQ_NY_2_NYISO_A-F | HQ_NY | NYISO_A-F | Internal | Shoulder | B11 | 25 | 99999 | 2812.25 | 134.82 | 134.83 | 0.01 | 0
2040 | HQ_NY_2_NYISO_A-F | HQ_NY | NYISO_A-F | Internal | Shoulder | B12 | 200 | 99999 | 2847.78 | 132.11 | 132.13 | 0.01 | 0
2040 | HQ_NY_2_NYISO_A-F | HQ_NY | NYISO_A-F | Internal | Shoulder | B13 | 600 | 99999 | 2781.94 | 127.39 | 127.4 | 0.01 | 0
2040 | HQ_NY_2_NYISO_A-F | HQ_NY | NYISO_A-F | Internal | Shoulder | B14 | 900 | 99999 | 2673.23 | 127.39 | 127.4 | 0.01 | 0
2040 | HQ_NY_2_NYISO_A-F | HQ_NY | NYISO_A-F | Internal | Shoulder | B15 | 1203 | 99999 | 1582.71 | 85.79 | 85.81 | 0.01 | 0
2040 | HQ_NY_2_NYISO_A-F | HQ_NY | NYISO_A-F | Internal | Summer | B1 | 10 | 99999 | 3499.96 | 262.95 | 262.96 | 0.01 | 0
2040 | HQ_NY_2_NYISO_A-F | HQ_NY | NYISO_A-F | Internal | Summer | B2 | 25 | 99999 | 3406.61 | 263.28 | 263.29 | 0.01 | 0
2040 | HQ_NY_2_NYISO_A-F | HQ_NY | NYISO_A-F | Internal | Summer | B3 | 75 | 99999 | 3266.7 | 256.06 | 256.08 | 0.01 | 0
2040 | HQ_NY_2_NYISO_A-F | HQ_NY | NYISO_A-F | Internal | Summer | B4 | 100 | 99999 | 3116.37 | 173.01 | 173.02 | 0.01 | 0
2040 | HQ_NY_2_NYISO_A-F | HQ_NY | NYISO_A-F | Internal | Summer | B5 | 200 | 99999 | 3025.59 | 169.7 | 169.71 | 0.01 | 0
2040 | HQ_NY_2_NYISO_A-F | HQ_NY | NYISO_A-F | Internal | Summer | B6 | 300 | 99999 | 2934.96 | 161.51 | 161.52 | 0.01 | 0
2040 | HQ_NY_2_NYISO_A-F | HQ_NY | NYISO_A-F | Internal | Summer | B7 | 400 | 99999 | 2830.85 | 152.15 | 152.16 | 0.01 | 0
2040 | HQ_NY_2_NYISO_A-F | HQ_NY | NYISO_A-F | Internal | Summer | B8 | 500 | 99999 | 2760.35 | 150.31 | 150.32 | 0.01 | 0
2040 | HQ_NY_2_NYISO_A-F | HQ_NY | NYISO_A-F | Internal | Summer | B9 | 800 | 99999 | 2664.81 | 139.5 | 139.51 | 0.01 | 0
2040 | HQ_NY_2_NYISO_A-F | HQ_NY | NYISO_A-F | Internal | Summer | B10 | 1262 | 99999 | 1436.41 | 108.37 | 108.38 | 0.01 | 0
2040 | HQ_NY_2_NYISO_A-F | HQ_NY | NYISO_A-F | Internal | Winter | B16 | 25 | 99999 | 3058.84 | 136.08 | 136.1 | 0.01 | 0
2040 | HQ_NY_2_NYISO_A-F | HQ_NY | NYISO_A-F | Internal | Winter | B17 | 100 | 99999 | 3001.18 | 131.46 | 131.47 | 0.01 | 0
2040 | HQ_NY_2_NYISO_A-F | HQ_NY | NYISO_A-F | Internal | Winter | B18 | 400 | 99999 | 2934.78 | 129.61 | 129.62 | 0.01 | 0
2040 | HQ_NY_2_NYISO_A-F | HQ_NY | NYISO_A-F | Internal | Winter | B19 | 700 | 99999 | 2819.15 | 129.6 | 129.62 | 0.01 | 0
2040 | HQ_NY_2_NYISO_A-F | HQ_NY | NYISO_A-F | Internal | Winter | B20 | 935 | 99999 | 1762.98 | 83.77 | 83.79 | 0.01 | 0
2040 | HQ_IESO_2_IESO | HQ_IESO | IESO | Internal | Shoulder | B11 | 25 | 99999 | 2312.5 | 133.91 | 133.92 | 0.01 | 0
2040 | HQ_IESO_2_IESO | HQ_IESO | IESO | Internal | Shoulder | B12 | 200 | 99999 | 2364.05 | 131.21 | 131.22 | 0.01 | 0
2040 | HQ_IESO_2_IESO | HQ_IESO | IESO | Internal | Shoulder | B13 | 600 | 99999 | 2302.56 | 126.42 | 126.43 | 0.01 | 0
2040 | HQ_IESO_2_IESO | HQ_IESO | IESO | Internal | Shoulder | B14 | 900 | 99999 | 2190.15 | 123.11 | 123.13 | 0.01 | 0
2040 | HQ_IESO_2_IESO | HQ_IESO | IESO | Internal | Shoulder | B15 | 1203 | 99999 | 1585.26 | 68.83 | 68.84 | 0.01 | 0
2040 | HQ_IESO_2_IESO | HQ_IESO | IESO | Internal | Summer | B1 | 10 | 99999 | 2899.96 | 260.91 | 260.92 | 0.01 | 0
2040 | HQ_IESO_2_IESO | HQ_IESO | IESO | Internal | Summer | B2 | 25 | 99999 | 2791.93 | 261.92 | 261.93 | 0.01 | 0
2040 | HQ_IESO_2_IESO | HQ_IESO | IESO | Internal | Summer | B3 | 75 | 99999 | 2637.49 | 254.14 | 254.15 | 0.01 | 0
2040 | HQ_IESO_2_IESO | HQ_IESO | IESO | Internal | Summer | B4 | 100 | 99999 | 2538.1 | 167.83 | 167.84 | 0.01 | 0
2040 | HQ_IESO_2_IESO | HQ_IESO | IESO | Internal | Summer | B5 | 200 | 99999 | 2463.34 | 162.71 | 162.72 | 0.01 | 0
2040 | HQ_IESO_2_IESO | HQ_IESO | IESO | Internal | Summer | B6 | 300 | 99999 | 2402.36 | 154.51 | 154.52 | 0.01 | 0
2040 | HQ_IESO_2_IESO | HQ_IESO | IESO | Internal | Summer | B7 | 400 | 99999 | 2325.44 | 137.3 | 137.31 | 0.01 | 0
2040 | HQ_IESO_2_IESO | HQ_IESO | IESO | Internal | Summer | B8 | 500 | 99999 | 2241.09 | 132.11 | 132.12 | 0.01 | 0
2040 | HQ_IESO_2_IESO | HQ_IESO | IESO | Internal | Summer | B9 | 800 | 99999 | 2149.25 | 130.22 | 130.23 | 0.01 | 0
2040 | HQ_IESO_2_IESO | HQ_IESO | IESO | Internal | Summer | B10 | 1262 | 99999 | 1522.29 | 84.15 | 84.16 | 0.01 | 0
2040 | HQ_IESO_2_IESO | HQ_IESO | IESO | Internal | Winter | B16 | 25 | 99999 | 2607.41 | 135.16 | 135.17 | 0.01 | 0
2040 | HQ_IESO_2_IESO | HQ_IESO | IESO | Internal | Winter | B17 | 100 | 99999 | 2547.01 | 127.49 | 127.5 | 0.01 | 0
2040 | HQ_IESO_2_IESO | HQ_IESO | IESO | Internal | Winter | B18 | 400 | 99999 | 2477.33 | 127.23 | 127.24 | 0.01 | 0
2040 | HQ_IESO_2_IESO | HQ_IESO | IESO | Internal | Winter | B19 | 700 | 99999 | 2353.09 | 127.22 | 127.24 | 0.01 | 0
2040 | HQ_IESO_2_IESO | HQ_IESO | IESO | Internal | Winter | B20 | 935 | 99999 | 1734.94 | 69.02 | 69.03 | 0.01 | 0
2040 | IESO_2_MAPP_CA | IESO | MAPP_CA | Internal | Shoulder | B11 | 25 | 262 | 0.38 | 133.92 | 128.78 | 7 | 0.01
2040 | IESO_2_MAPP_CA | IESO | MAPP_CA | Internal | Shoulder | B12 | 200 | 262 | 0.05 | 131.22 | 126.08 | 7 | 0
2040 | IESO_2_MAPP_CA | IESO | MAPP_CA | Internal | Shoulder | B13 | 600 | 262 | 0.02 | 126.43 | 121.36 | 7 | 0
2040 | IESO_2_MAPP_CA | IESO | MAPP_CA | Internal | Shoulder | B14 | 900 | 262 | 0.01 | 123.13 | 118.36 | 7 | 0
2040 | IESO_2_MAPP_CA | IESO | MAPP_CA | Internal | Shoulder | B15 | 1203 | 262 | 0.01 | 68.84 | 67.18 | 7 | 0
2040 | IESO_2_MAPP_CA | IESO | MAPP_CA | Internal | Summer | B1 | 10 | 262 | 0.98 | 260.92 | 256.92 | 7 | 0.03
2040 | IESO_2_MAPP_CA | IESO | MAPP_CA | Internal | Summer | B2 | 25 | 262 | 0.38 | 261.93 | 257.24 | 7 | 0.01
2040 | IESO_2_MAPP_CA | IESO | MAPP_CA | Internal | Summer | B3 | 75 | 262 | 0.14 | 254.15 | 250.05 | 7 | 0
2040 | IESO_2_MAPP_CA | IESO | MAPP_CA | Internal | Summer | B4 | 100 | 262 | 0.11 | 167.84 | 163.75 | 7 | 0
2040 | IESO_2_MAPP_CA | IESO | MAPP_CA | Internal | Summer | B5 | 200 | 262 | 0.05 | 162.72 | 158.72 | 7 | 0
2040 | IESO_2_MAPP_CA | IESO | MAPP_CA | Internal | Summer | B6 | 300 | 262 | 0.04 | 154.52 | 150.44 | 7 | 0
2040 | IESO_2_MAPP_CA | IESO | MAPP_CA | Internal | Summer | B7 | 400 | 262 | 0.03 | 137.31 | 133.23 | 7 | 0
2040 | IESO_2_MAPP_CA | IESO | MAPP_CA | Internal | Summer | B8 | 500 | 262 | 0.02 | 132.12 | 126.98 | 7 | 0
2040 | IESO_2_MAPP_CA | IESO | MAPP_CA | Internal | Summer | B9 | 800 | 262 | 0.01 | 130.23 | 125.09 | 7 | 0
2040 | IESO_2_MAPP_CA | IESO | MAPP_CA | Internal | Summer | B10 | 1262 | 262 | 0.02 | 84.16 | 85.49 | 7 | 0
2040 | IESO_2_MAPP_CA | IESO | MAPP_CA | Internal | Winter | B16 | 25 | 262 | 0.38 | 135.17 | 130.04 | 7 | 0.01
2040 | IESO_2_MAPP_CA | IESO | MAPP_CA | Internal | Winter | B17 | 100 | 262 | 0.1 | 127.5 | 122.42 | 7 | 0
2040 | IESO_2_MAPP_CA | IESO | MAPP_CA | Internal | Winter | B18 | 400 | 262 | 0.03 | 127.24 | 122.17 | 7 | 0
2040 | IESO_2_MAPP_CA | IESO | MAPP_CA | Internal | Winter | B19 | 700 | 262 | 0.01 | 127.24 | 122.16 | 7 | 0
2040 | IESO_2_MAPP_CA | IESO | MAPP_CA | Internal | Winter | B20 | 935 | 262 | 0.02 | 69.03 | 68.33 | 7 | 0
2040 | IESO_2_MISO_MI | IESO | MISO_MI | Internal | Shoulder | B11 | 25 | 1840 | 6147.02 | 133.92 | 155.54 | 7 | 14.63
2040 | IESO_2_MISO_MI | IESO | MISO_MI | Internal | Shoulder | B12 | 200 | 1840 | 6640.01 | 131.22 | 152.84 | 7 | 14.62
2040 | IESO_2_MISO_MI | IESO | MISO_MI | Internal | Shoulder | B13 | 600 | 1840 | 6955.16 | 126.43 | 148.06 | 7 | 14.62
2040 | IESO_2_MISO_MI | IESO | MISO_MI | Internal | Shoulder | B14 | 900 | 1840 | 5968.8 | 123.13 | 144.75 | 7 | 14.62
2040 | IESO_2_MISO_MI | IESO | MISO_MI | Internal | Shoulder | B15 | 1203 | 1840 | 469.42 | 68.84 | 75.84 | 7 | 0
2040 | IESO_2_MISO_MI | IESO | MISO_MI | Internal | Summer | B1 | 10 | 1840 | 7025.19 | 260.92 | 282.54 | 7 | 14.63
2040 | IESO_2_MISO_MI | IESO | MISO_MI | Internal | Summer | B2 | 25 | 1840 | 6391.47 | 261.93 | 283.55 | 7 | 14.63
2040 | IESO_2_MISO_MI | IESO | MISO_MI | Internal | Summer | B3 | 75 | 1840 | 6287.5 | 254.15 | 275.77 | 7 | 14.62
2040 | IESO_2_MISO_MI | IESO | MISO_MI | Internal | Summer | B4 | 100 | 1840 | 6862.84 | 167.84 | 189.47 | 7 | 14.62
2040 | IESO_2_MISO_MI | IESO | MISO_MI | Internal | Summer | B5 | 200 | 1840 | 7327.77 | 162.72 | 184.34 | 7 | 14.62
2040 | IESO_2_MISO_MI | IESO | MISO_MI | Internal | Summer | B6 | 300 | 1840 | 7339.53 | 154.52 | 176.14 | 7 | 14.62
2040 | IESO_2_MISO_MI | IESO | MISO_MI | Internal | Summer | B7 | 400 | 1840 | 6546.13 | 137.31 | 158.93 | 7 | 14.62
2040 | IESO_2_MISO_MI | IESO | MISO_MI | Internal | Summer | B8 | 500 | 1840 | 7051.58 | 132.12 | 153.74 | 7 | 14.62
2040 | IESO_2_MISO_MI | IESO | MISO_MI | Internal | Summer | B9 | 800 | 1840 | 7997.92 | 130.23 | 151.85 | 7 | 14.62
2040 | IESO_2_MISO_MI | IESO | MISO_MI | Internal | Summer | B10 | 1262 | 1840 | 1839.99 | 84.16 | 94.15 | 7 | 2.99
2040 | IESO_2_MISO_MI | IESO | MISO_MI | Internal | Winter | B16 | 25 | 1840 | 7882.94 | 135.17 | 156.8 | 7 | 14.63
2040 | IESO_2_MISO_MI | IESO | MISO_MI | Internal | Winter | B17 | 100 | 1840 | 8084.01 | 127.5 | 149.13 | 7 | 14.62
2040 | IESO_2_MISO_MI | IESO | MISO_MI | Internal | Winter | B18 | 400 | 1840 | 8618.6 | 127.24 | 148.86 | 7 | 14.62
2040 | IESO_2_MISO_MI | IESO | MISO_MI | Internal | Winter | B19 | 700 | 1840 | 7631.43 | 127.24 | 148.86 | 7 | 14.62
2040 | IESO_2_MISO_MI | IESO | MISO_MI | Internal | Winter | B20 | 935 | 1840 | 1839.93 | 69.03 | 76.98 | 7 | 0.95
2040 | IESO_2_MISO_W | IESO | MISO_W | Internal | Shoulder | B11 | 25 | 140 | 139.94 | 133.92 | 146.88 | 7 | 5.98
2040 | IESO_2_MISO_W | IESO | MISO_W | Internal | Shoulder | B12 | 200 | 140 | 139.99 | 131.22 | 144.18 | 7 | 5.96
2040 | IESO_2_MISO_W | IESO | MISO_W | Internal | Shoulder | B13 | 600 | 140 | 140 | 126.43 | 139.45 | 7 | 6.02
2040 | IESO_2_MISO_W | IESO | MISO_W | Internal | Shoulder | B14 | 900 | 140 | 140 | 123.13 | 136.45 | 7 | 6.33
2040 | IESO_2_MISO_W | IESO | MISO_W | Internal | Shoulder | B15 | 1203 | 140 | 0 | 68.84 | 67.17 | 7 | 0
2040 | IESO_2_MISO_W | IESO | MISO_W | Internal | Summer | B1 | 10 | 140 | 140.06 | 260.92 | 275.01 | 7 | 7.14
2040 | IESO_2_MISO_W | IESO | MISO_W | Internal | Summer | B2 | 25 | 140 | 139.97 | 261.93 | 275.34 | 7 | 6.43
2040 | IESO_2_MISO_W | IESO | MISO_W | Internal | Summer | B3 | 75 | 140 | 139.99 | 254.15 | 268.15 | 7 | 7.01
2040 | IESO_2_MISO_W | IESO | MISO_W | Internal | Summer | B4 | 100 | 140 | 139.99 | 167.84 | 181.84 | 7 | 7.01
2040 | IESO_2_MISO_W | IESO | MISO_W | Internal | Summer | B5 | 200 | 140 | 140 | 162.72 | 176.82 | 7 | 7.1
2040 | IESO_2_MISO_W | IESO | MISO_W | Internal | Summer | B6 | 300 | 140 | 140 | 154.52 | 168.53 | 7 | 7.02
2040 | IESO_2_MISO_W | IESO | MISO_W | Internal | Summer | B7 | 400 | 140 | 140 | 137.31 | 151.32 | 7 | 7.02
2040 | IESO_2_MISO_W | IESO | MISO_W | Internal | Summer | B8 | 500 | 140 | 139.99 | 132.12 | 145.07 | 7 | 5.96
2040 | IESO_2_MISO_W | IESO | MISO_W | Internal | Summer | B9 | 800 | 140 | 140 | 130.23 | 143.19 | 7 | 5.96
2040 | IESO_2_MISO_W | IESO | MISO_W | Internal | Summer | B10 | 1262 | 140 | 0.01 | 84.16 | 85.48 | 7 | 0
2040 | IESO_2_MISO_W | IESO | MISO_W | Internal | Winter | B16 | 25 | 140 | 139.94 | 135.17 | 148.13 | 7 | 5.98
2040 | IESO_2_MISO_W | IESO | MISO_W | Internal | Winter | B17 | 100 | 140 | 139.98 | 127.5 | 140.52 | 7 | 6.02
2040 | IESO_2_MISO_W | IESO | MISO_W | Internal | Winter | B18 | 400 | 140 | 139.99 | 127.24 | 140.26 | 7 | 6.02
2040 | IESO_2_MISO_W | IESO | MISO_W | Internal | Winter | B19 | 700 | 140 | 140 | 127.24 | 140.25 | 7 | 6.02
2040 | IESO_2_MISO_W | IESO | MISO_W | Internal | Winter | B20 | 935 | 140 | 0.01 | 69.03 | 68.32 | 7 | 0
2040 | IESO_2_NYISO_A-F | IESO | NYISO_A-F | Internal | Shoulder | B11 | 25 | 1725 | 0.49 | 133.92 | 134.83 | 7 | 0
2040 | IESO_2_NYISO_A-F | IESO | NYISO_A-F | Internal | Shoulder | B12 | 200 | 1725 | 0.07 | 131.22 | 132.13 | 7 | 0
2040 | IESO_2_NYISO_A-F | IESO | NYISO_A-F | Internal | Shoulder | B13 | 600 | 1725 | 0.03 | 126.43 | 127.4 | 7 | 0
2040 | IESO_2_NYISO_A-F | IESO | NYISO_A-F | Internal | Shoulder | B14 | 900 | 1725 | 0.03 | 123.13 | 127.4 | 7 | 0
2040 | IESO_2_NYISO_A-F | IESO | NYISO_A-F | Internal | Shoulder | B15 | 1203 | 1725 | 1724.99 | 68.84 | 85.81 | 7 | 9.97
2040 | IESO_2_NYISO_A-F | IESO | NYISO_A-F | Internal | Summer | B1 | 10 | 1725 | 1.37 | 260.92 | 262.96 | 7 | 0
2040 | IESO_2_NYISO_A-F | IESO | NYISO_A-F | Internal | Summer | B2 | 25 | 1725 | 0.58 | 261.93 | 263.29 | 7 | 0
2040 | IESO_2_NYISO_A-F | IESO | NYISO_A-F | Internal | Summer | B3 | 75 | 1725 | 0.19 | 254.15 | 256.08 | 7 | 0
2040 | IESO_2_NYISO_A-F | IESO | NYISO_A-F | Internal | Summer | B4 | 100 | 1725 | 0.31 | 167.84 | 173.02 | 7 | 0
2040 | IESO_2_NYISO_A-F | IESO | NYISO_A-F | Internal | Summer | B5 | 200 | 1725 | 47.87 | 162.72 | 169.71 | 7 | 0
2040 | IESO_2_NYISO_A-F | IESO | NYISO_A-F | Internal | Summer | B6 | 300 | 1725 | 348.64 | 154.52 | 161.52 | 7 | 0
2040 | IESO_2_NYISO_A-F | IESO | NYISO_A-F | Internal | Summer | B7 | 400 | 1725 | 1724.99 | 137.31 | 152.16 | 7 | 7.85
2040 | IESO_2_NYISO_A-F | IESO | NYISO_A-F | Internal | Summer | B8 | 500 | 1725 | 1725.01 | 132.12 | 150.32 | 7 | 11.2
2040 | IESO_2_NYISO_A-F | IESO | NYISO_A-F | Internal | Summer | B9 | 800 | 1725 | 1724.97 | 130.23 | 139.51 | 7 | 2.28
2040 | IESO_2_NYISO_A-F | IESO | NYISO_A-F | Internal | Summer | B10 | 1262 | 1725 | 2388.7 | 84.16 | 108.38 | 7 | 17.23
2040 | IESO_2_NYISO_A-F | IESO | NYISO_A-F | Internal | Winter | B16 | 25 | 1725 | 0.55 | 135.17 | 136.1 | 7 | 0
2040 | IESO_2_NYISO_A-F | IESO | NYISO_A-F | Internal | Winter | B17 | 100 | 1725 | 0.23 | 127.5 | 131.47 | 7 | 0
2040 | IESO_2_NYISO_A-F | IESO | NYISO_A-F | Internal | Winter | B18 | 400 | 1725 | 0.04 | 127.24 | 129.62 | 7 | 0
2040 | IESO_2_NYISO_A-F | IESO | NYISO_A-F | Internal | Winter | B19 | 700 | 1725 | 0.02 | 127.24 | 129.62 | 7 | 0
2040 | IESO_2_NYISO_A-F | IESO | NYISO_A-F | Internal | Winter | B20 | 935 | 1725 | 1724.95 | 69.03 | 83.79 | 7 | 7.76
2040 | MAPP_CA_2_IESO | MAPP_CA | IESO | Internal | Shoulder | B11 | 25 | 330 | 0.98 | 128.78 | 133.92 | 8 | 0.01
2040 | MAPP_CA_2_IESO | MAPP_CA | IESO | Internal | Shoulder | B12 | 200 | 330 | 0.14 | 126.08 | 131.22 | 8 | 0
2040 | MAPP_CA_2_IESO | MAPP_CA | IESO | Internal | Shoulder | B13 | 600 | 330 | 0.05 | 121.36 | 126.43 | 8 | 0
2040 | MAPP_CA_2_IESO | MAPP_CA | IESO | Internal | Shoulder | B14 | 900 | 330 | 0.03 | 118.36 | 123.13 | 8 | 0
2040 | MAPP_CA_2_IESO | MAPP_CA | IESO | Internal | Shoulder | B15 | 1203 | 330 | 0.01 | 67.18 | 68.84 | 8 | 0
2040 | MAPP_CA_2_IESO | MAPP_CA | IESO | Internal | Summer | B1 | 10 | 330 | 1.85 | 256.92 | 260.92 | 8 | 0.02
2040 | MAPP_CA_2_IESO | MAPP_CA | IESO | Internal | Summer | B2 | 25 | 330 | 0.9 | 257.24 | 261.93 | 8 | 0.01
2040 | MAPP_CA_2_IESO | MAPP_CA | IESO | Internal | Summer | B3 | 75 | 330 | 0.29 | 250.05 | 254.15 | 8 | 0
2040 | MAPP_CA_2_IESO | MAPP_CA | IESO | Internal | Summer | B4 | 100 | 330 | 0.22 | 163.75 | 167.84 | 8 | 0
2040 | MAPP_CA_2_IESO | MAPP_CA | IESO | Internal | Summer | B5 | 200 | 330 | 0.11 | 158.72 | 162.72 | 8 | 0
2040 | MAPP_CA_2_IESO | MAPP_CA | IESO | Internal | Summer | B6 | 300 | 330 | 0.07 | 150.44 | 154.52 | 8 | 0
2040 | MAPP_CA_2_IESO | MAPP_CA | IESO | Internal | Summer | B7 | 400 | 330 | 0.06 | 133.23 | 137.31 | 8 | 0
2040 | MAPP_CA_2_IESO | MAPP_CA | IESO | Internal | Summer | B8 | 500 | 330 | 0.06 | 126.98 | 132.12 | 8 | 0
2040 | MAPP_CA_2_IESO | MAPP_CA | IESO | Internal | Summer | B9 | 800 | 330 | 0.04 | 125.09 | 130.23 | 8 | 0
2040 | MAPP_CA_2_IESO | MAPP_CA | IESO | Internal | Summer | B10 | 1262 | 330 | 0 | 85.49 | 84.16 | 8 | 0
2040 | MAPP_CA_2_IESO | MAPP_CA | IESO | Internal | Winter | B16 | 25 | 330 | 0.98 | 130.04 | 135.17 | 8 | 0.01
2040 | MAPP_CA_2_IESO | MAPP_CA | IESO | Internal | Winter | B17 | 100 | 330 | 0.27 | 122.42 | 127.5 | 8 | 0
2040 | MAPP_CA_2_IESO | MAPP_CA | IESO | Internal | Winter | B18 | 400 | 330 | 0.07 | 122.17 | 127.24 | 8 | 0
2040 | MAPP_CA_2_IESO | MAPP_CA | IESO | Internal | Winter | B19 | 700 | 330 | 0.04 | 122.16 | 127.24 | 8 | 0
2040 | MAPP_CA_2_IESO | MAPP_CA | IESO | Internal | Winter | B20 | 935 | 330 | 0.02 | 68.33 | 69.03 | 8 | 0
2040 | MAPP_CA_2_MAPP_US | MAPP_CA | MAPP_US | Internal | Shoulder | B11 | 25 | 372 | 371.67 | 128.78 | 139.87 | 7 | 4.1
2040 | MAPP_CA_2_MAPP_US | MAPP_CA | MAPP_US | Internal | Shoulder | B12 | 200 | 372 | 0.07 | 126.08 | 128.02 | 7 | 0
2040 | MAPP_CA_2_MAPP_US | MAPP_CA | MAPP_US | Internal | Shoulder | B13 | 600 | 372 | 0.02 | 121.36 | 123.21 | 7 | 0
2040 | MAPP_CA_2_MAPP_US | MAPP_CA | MAPP_US | Internal | Shoulder | B14 | 900 | 372 | 0.03 | 118.36 | 120.21 | 7 | 0
2040 | MAPP_CA_2_MAPP_US | MAPP_CA | MAPP_US | Internal | Shoulder | B15 | 1203 | 372 | 0 | 67.18 | 59.44 | 7 | 0
2040 | MAPP_CA_2_MAPP_US | MAPP_CA | MAPP_US | Internal | Summer | B1 | 10 | 372 | 371.33 | 256.92 | 268 | 7 | 4.11
2040 | MAPP_CA_2_MAPP_US | MAPP_CA | MAPP_US | Internal | Summer | B2 | 25 | 372 | 1.47 | 257.24 | 262.86 | 7 | 0.01
2040 | MAPP_CA_2_MAPP_US | MAPP_CA | MAPP_US | Internal | Summer | B3 | 75 | 372 | 371.89 | 250.05 | 261.15 | 7 | 4.1
2040 | MAPP_CA_2_MAPP_US | MAPP_CA | MAPP_US | Internal | Summer | B4 | 100 | 372 | 372 | 163.75 | 180.12 | 7 | 9.38
2040 | MAPP_CA_2_MAPP_US | MAPP_CA | MAPP_US | Internal | Summer | B5 | 200 | 372 | 371.99 | 158.72 | 172.39 | 7 | 6.67
2040 | MAPP_CA_2_MAPP_US | MAPP_CA | MAPP_US | Internal | Summer | B6 | 300 | 372 | 372.01 | 150.44 | 167.87 | 7 | 10.43
2040 | MAPP_CA_2_MAPP_US | MAPP_CA | MAPP_US | Internal | Summer | B7 | 400 | 372 | 371.99 | 133.23 | 146.89 | 7 | 6.67
2040 | MAPP_CA_2_MAPP_US | MAPP_CA | MAPP_US | Internal | Summer | B8 | 500 | 372 | 371.98 | 126.98 | 138.07 | 7 | 4.1
2040 | MAPP_CA_2_MAPP_US | MAPP_CA | MAPP_US | Internal | Summer | B9 | 800 | 372 | 107.17 | 125.09 | 132.09 | 7 | 0
2040 | MAPP_CA_2_MAPP_US | MAPP_CA | MAPP_US | Internal | Summer | B10 | 1262 | 372 | 0 | 85.49 | 77.7 | 7 | 0
2040 | MAPP_CA_2_MAPP_US | MAPP_CA | MAPP_US | Internal | Winter | B16 | 25 | 372 | 0.32 | 130.04 | 127.91 | 7 | 0.01
2040 | MAPP_CA_2_MAPP_US | MAPP_CA | MAPP_US | Internal | Winter | B17 | 100 | 372 | 0.12 | 122.42 | 124.02 | 7 | 0
2040 | MAPP_CA_2_MAPP_US | MAPP_CA | MAPP_US | Internal | Winter | B18 | 400 | 372 | 0.04 | 122.17 | 124.02 | 7 | 0
2040 | MAPP_CA_2_MAPP_US | MAPP_CA | MAPP_US | Internal | Winter | B19 | 700 | 372 | 0.03 | 122.16 | 124.02 | 7 | 0
2040 | MAPP_CA_2_MAPP_US | MAPP_CA | MAPP_US | Internal | Winter | B20 | 935 | 372 | 0 | 68.33 | 61.32 | 7 | 0
2040 | MAPP_CA_2_MISO_W | MAPP_CA | MISO_W | Internal | Shoulder | B11 | 25 | 1970 | 3509.98 | 128.78 | 146.88 | 0.01 | 18.09
2040 | MAPP_CA_2_MISO_W | MAPP_CA | MISO_W | Internal | Shoulder | B12 | 200 | 1970 | 3330.26 | 126.08 | 144.18 | 0.01 | 18.09
2040 | MAPP_CA_2_MISO_W | MAPP_CA | MISO_W | Internal | Shoulder | B13 | 600 | 1970 | 3331.04 | 121.36 | 139.45 | 0.01 | 18.09
2040 | MAPP_CA_2_MISO_W | MAPP_CA | MISO_W | Internal | Shoulder | B14 | 900 | 1970 | 3335.16 | 118.36 | 136.45 | 0.01 | 18.09
2040 | MAPP_CA_2_MISO_W | MAPP_CA | MISO_W | Internal | Shoulder | B15 | 1203 | 1970 | 1.75 | 67.18 | 67.17 | 0.01 | 0
2040 | MAPP_CA_2_MISO_W | MAPP_CA | MISO_W | Internal | Summer | B1 | 10 | 1970 | 4055.91 | 256.92 | 275.01 | 0.01 | 18.09
2040 | MAPP_CA_2_MISO_W | MAPP_CA | MISO_W | Internal | Summer | B2 | 25 | 1970 | 4436.57 | 257.24 | 275.34 | 0.01 | 18.09
2040 | MAPP_CA_2_MISO_W | MAPP_CA | MISO_W | Internal | Summer | B3 | 75 | 1970 | 3929.36 | 250.05 | 268.15 | 0.01 | 18.09
2040 | MAPP_CA_2_MISO_W | MAPP_CA | MISO_W | Internal | Summer | B4 | 100 | 1970 | 3799.73 | 163.75 | 181.84 | 0.01 | 18.09
2040 | MAPP_CA_2_MISO_W | MAPP_CA | MISO_W | Internal | Summer | B5 | 200 | 1970 | 3677.73 | 158.72 | 176.82 | 0.01 | 18.09
2040 | MAPP_CA_2_MISO_W | MAPP_CA | MISO_W | Internal | Summer | B6 | 300 | 1970 | 3538.86 | 150.44 | 168.53 | 0.01 | 18.09
2040 | MAPP_CA_2_MISO_W | MAPP_CA | MISO_W | Internal | Summer | B7 | 400 | 1970 | 3477.87 | 133.23 | 151.32 | 0.01 | 18.09
2040 | MAPP_CA_2_MISO_W | MAPP_CA | MISO_W | Internal | Summer | B8 | 500 | 1970 | 3350.5 | 126.98 | 145.07 | 0.01 | 18.09
2040 | MAPP_CA_2_MISO_W | MAPP_CA | MISO_W | Internal | Summer | B9 | 800 | 1970 | 3635.91 | 125.09 | 143.19 | 0.01 | 18.09
2040 | MAPP_CA_2_MISO_W | MAPP_CA | MISO_W | Internal | Summer | B10 | 1262 | 1970 | 1.74 | 85.49 | 85.48 | 0.01 | 0
2040 | MAPP_CA_2_MISO_W | MAPP_CA | MISO_W | Internal | Winter | B16 | 25 | 1970 | 3135.01 | 130.04 | 148.13 | 0.01 | 18.08
2040 | MAPP_CA_2_MISO_W | MAPP_CA | MISO_W | Internal | Winter | B17 | 100 | 1970 | 2792.32 | 122.42 | 140.52 | 0.01 | 18.08
2040 | MAPP_CA_2_MISO_W | MAPP_CA | MISO_W | Internal | Winter | B18 | 400 | 1970 | 2803.78 | 122.17 | 140.26 | 0.01 | 18.09
2040 | MAPP_CA_2_MISO_W | MAPP_CA | MISO_W | Internal | Winter | B19 | 700 | 1970 | 2781.78 | 122.16 | 140.25 | 0.01 | 18.09
2040 | MAPP_CA_2_MISO_W | MAPP_CA | MISO_W | Internal | Winter | B20 | 935 | 1970 | 2.37 | 68.33 | 68.32 | 0.01 | 0
2040 | MAPP_US_2_MAPP_CA | MAPP_US | MAPP_CA | Internal | Shoulder | B11 | 25 | 165 | 0.26 | 139.87 | 128.78 | 7 | 0.02
2040 | MAPP_US_2_MAPP_CA | MAPP_US | MAPP_CA | Internal | Shoulder | B12 | 200 | 165 | 0.06 | 128.02 | 126.08 | 7 | 0
2040 | MAPP_US_2_MAPP_CA | MAPP_US | MAPP_CA | Internal | Shoulder | B13 | 600 | 165 | 0.02 | 123.21 | 121.36 | 7 | 0
2040 | MAPP_US_2_MAPP_CA | MAPP_US | MAPP_CA | Internal | Shoulder | B14 | 900 | 165 | 0.01 | 120.21 | 118.36 | 7 | 0
2040 | MAPP_US_2_MAPP_CA | MAPP_US | MAPP_CA | Internal | Shoulder | B15 | 1203 | 165 | 166.12 | 59.44 | 67.18 | 7 | 0.75
2040 | MAPP_US_2_MAPP_CA | MAPP_US | MAPP_CA | Internal | Summer | B1 | 10 | 165 | 0.61 | 268 | 256.92 | 7 | 0.04
2040 | MAPP_US_2_MAPP_CA | MAPP_US | MAPP_CA | Internal | Summer | B2 | 25 | 165 | 0.34 | 262.86 | 257.24 | 7 | 0.02
2040 | MAPP_US_2_MAPP_CA | MAPP_US | MAPP_CA | Internal | Summer | B3 | 75 | 165 | 0.09 | 261.15 | 250.05 | 7 | 0.01
2040 | MAPP_US_2_MAPP_CA | MAPP_US | MAPP_CA | Internal | Summer | B4 | 100 | 165 | 0.06 | 180.12 | 163.75 | 7 | 0
2040 | MAPP_US_2_MAPP_CA | MAPP_US | MAPP_CA | Internal | Summer | B5 | 200 | 165 | 0.03 | 172.39 | 158.72 | 7 | 0
2040 | MAPP_US_2_MAPP_CA | MAPP_US | MAPP_CA | Internal | Summer | B6 | 300 | 165 | 0.02 | 167.87 | 150.44 | 7 | 0
2040 | MAPP_US_2_MAPP_CA | MAPP_US | MAPP_CA | Internal | Summer | B7 | 400 | 165 | 0.02 | 146.89 | 133.23 | 7 | 0
2040 | MAPP_US_2_MAPP_CA | MAPP_US | MAPP_CA | Internal | Summer | B8 | 500 | 165 | 0.01 | 138.07 | 126.98 | 7 | 0
2040 | MAPP_US_2_MAPP_CA | MAPP_US | MAPP_CA | Internal | Summer | B9 | 800 | 165 | 0.01 | 132.09 | 125.09 | 7 | 0
2040 | MAPP_US_2_MAPP_CA | MAPP_US | MAPP_CA | Internal | Summer | B10 | 1262 | 165 | 217.37 | 77.7 | 85.49 | 7 | 0.79
2040 | MAPP_US_2_MAPP_CA | MAPP_US | MAPP_CA | Internal | Winter | B16 | 25 | 165 | 0.77 | 127.91 | 130.04 | 7 | 0.02
2040 | MAPP_US_2_MAPP_CA | MAPP_US | MAPP_CA | Internal | Winter | B17 | 100 | 165 | 0.13 | 124.02 | 122.42 | 7 | 0
2040 | MAPP_US_2_MAPP_CA | MAPP_US | MAPP_CA | Internal | Winter | B18 | 400 | 165 | 0.03 | 124.02 | 122.17 | 7 | 0
2040 | MAPP_US_2_MAPP_CA | MAPP_US | MAPP_CA | Internal | Winter | B19 | 700 | 165 | 0.02 | 124.02 | 122.16 | 7 | 0
2040 | MAPP_US_2_MAPP_CA | MAPP_US | MAPP_CA | Internal | Winter | B20 | 935 | 165 | 161.89 | 61.32 | 68.33 | 7 | 0.01
2040 | MAPP_US_2_MISO_W | MAPP_US | MISO_W | Internal | Shoulder | B11 | 25 | 2635 | 2253.06 | 139.87 | 146.88 | 7 | 0.01
2040 | MAPP_US_2_MISO_W | MAPP_US | MISO_W | Internal | Shoulder | B12 | 200 | 2635 | 2635.04 | 128.02 | 144.18 | 7 | 9.15
2040 | MAPP_US_2_MISO_W | MAPP_US | MISO_W | Internal | Shoulder | B13 | 600 | 2635 | 2635.01 | 123.21 | 139.45 | 7 | 9.24
2040 | MAPP_US_2_MISO_W | MAPP_US | MISO_W | Internal | Shoulder | B14 | 900 | 2635 | 2635 | 120.21 | 136.45 | 7 | 9.24
2040 | MAPP_US_2_MISO_W | MAPP_US | MISO_W | Internal | Shoulder | B15 | 1203 | 2635 | 2634.82 | 59.44 | 67.17 | 7 | 0.74
2040 | MAPP_US_2_MISO_W | MAPP_US | MISO_W | Internal | Summer | B1 | 10 | 2635 | 2257.51 | 268 | 275.01 | 7 | 0.01
2040 | MAPP_US_2_MISO_W | MAPP_US | MISO_W | Internal | Summer | B2 | 25 | 2635 | 2634.86 | 262.86 | 275.34 | 7 | 5.48
2040 | MAPP_US_2_MISO_W | MAPP_US | MISO_W | Internal | Summer | B3 | 75 | 2635 | 1328.22 | 261.15 | 268.15 | 7 | 0
2040 | MAPP_US_2_MISO_W | MAPP_US | MISO_W | Internal | Summer | B4 | 100 | 2635 | 0.22 | 180.12 | 181.84 | 7 | 0
2040 | MAPP_US_2_MISO_W | MAPP_US | MISO_W | Internal | Summer | B5 | 200 | 2635 | 0.15 | 172.39 | 176.82 | 7 | 0
2040 | MAPP_US_2_MISO_W | MAPP_US | MISO_W | Internal | Summer | B6 | 300 | 2635 | 0.05 | 167.87 | 168.53 | 7 | 0
2040 | MAPP_US_2_MISO_W | MAPP_US | MISO_W | Internal | Summer | B7 | 400 | 2635 | 0.09 | 146.89 | 151.32 | 7 | 0
2040 | MAPP_US_2_MISO_W | MAPP_US | MISO_W | Internal | Summer | B8 | 500 | 2635 | 2110.9 | 138.07 | 145.07 | 7 | 0
2040 | MAPP_US_2_MISO_W | MAPP_US | MISO_W | Internal | Summer | B9 | 800 | 2635 | 2634.99 | 132.09 | 143.19 | 7 | 4.1
2040 | MAPP_US_2_MISO_W | MAPP_US | MISO_W | Internal | Summer | B10 | 1262 | 2635 | 2634.9 | 77.7 | 85.48 | 7 | 0.78
2040 | MAPP_US_2_MISO_W | MAPP_US | MISO_W | Internal | Winter | B16 | 25 | 2635 | 3583.19 | 127.91 | 148.13 | 7 | 13.22
2040 | MAPP_US_2_MISO_W | MAPP_US | MISO_W | Internal | Winter | B17 | 100 | 2635 | 2635.12 | 124.02 | 140.52 | 7 | 9.5
2040 | MAPP_US_2_MISO_W | MAPP_US | MISO_W | Internal | Winter | B18 | 400 | 2635 | 2635.02 | 124.02 | 140.26 | 7 | 9.24
2040 | MAPP_US_2_MISO_W | MAPP_US | MISO_W | Internal | Winter | B19 | 700 | 2635 | 2635 | 124.02 | 140.25 | 7 | 9.24
2040 | MAPP_US_2_MISO_W | MAPP_US | MISO_W | Internal | Winter | B20 | 935 | 2635 | 2448.14 | 61.32 | 68.32 | 7 | 0
2040 | MAPP_US_2_NE | MAPP_US | NE | Internal | Shoulder | B11 | 25 | 2000 | 0.41 | 139.87 | 135.17 | 7 | 0
2040 | MAPP_US_2_NE | MAPP_US | NE | Internal | Shoulder | B12 | 200 | 2000 | 0.05 | 128.02 | 123.02 | 7 | 0
2040 | MAPP_US_2_NE | MAPP_US | NE | Internal | Shoulder | B13 | 600 | 2000 | 0.02 | 123.21 | 118.21 | 7 | 0
2040 | MAPP_US_2_NE | MAPP_US | NE | Internal | Shoulder | B14 | 900 | 2000 | 0.01 | 120.21 | 115.21 | 7 | 0
2040 | MAPP_US_2_NE | MAPP_US | NE | Internal | Shoulder | B15 | 1203 | 2000 | 0 | 59.44 | 45.93 | 7 | 0
2040 | MAPP_US_2_NE | MAPP_US | NE | Internal | Summer | B1 | 10 | 2000 | 0.85 | 268 | 261.58 | 7 | 0
2040 | MAPP_US_2_NE | MAPP_US | NE | Internal | Summer | B2 | 25 | 2000 | 0.38 | 262.86 | 257.83 | 7 | 0
2040 | MAPP_US_2_NE | MAPP_US | NE | Internal | Summer | B3 | 75 | 2000 | 0.31 | 261.15 | 263.15 | 7 | 0
2040 | MAPP_US_2_NE | MAPP_US | NE | Internal | Summer | B4 | 100 | 2000 | 606.1 | 180.12 | 187.12 | 7 | 0
2040 | MAPP_US_2_NE | MAPP_US | NE | Internal | Summer | B5 | 200 | 2000 | 521.05 | 172.39 | 179.39 | 7 | 0
2040 | MAPP_US_2_NE | MAPP_US | NE | Internal | Summer | B6 | 300 | 2000 | 767.02 | 167.87 | 174.86 | 7 | 0
2040 | MAPP_US_2_NE | MAPP_US | NE | Internal | Summer | B7 | 400 | 2000 | 1535.92 | 146.89 | 153.89 | 7 | 0
2040 | MAPP_US_2_NE | MAPP_US | NE | Internal | Summer | B8 | 500 | 2000 | 0.02 | 138.07 | 133.37 | 7 | 0
2040 | MAPP_US_2_NE | MAPP_US | NE | Internal | Summer | B9 | 800 | 2000 | 0.01 | 132.09 | 127.09 | 7 | 0
2040 | MAPP_US_2_NE | MAPP_US | NE | Internal | Summer | B10 | 1262 | 2000 | 0 | 77.7 | 64.24 | 7 | 0
2040 | MAPP_US_2_NE | MAPP_US | NE | Internal | Winter | B16 | 25 | 2000 | 0.56 | 127.91 | 126.98 | 7 | 0
2040 | MAPP_US_2_NE | MAPP_US | NE | Internal | Winter | B17 | 100 | 2000 | 0.11 | 124.02 | 119.28 | 7 | 0
2040 | MAPP_US_2_NE | MAPP_US | NE | Internal | Winter | B18 | 400 | 2000 | 0.03 | 124.02 | 119.02 | 7 | 0
2040 | MAPP_US_2_NE | MAPP_US | NE | Internal | Winter | B19 | 700 | 2000 | 0.01 | 124.02 | 119.02 | 7 | 0
2040 | MAPP_US_2_NE | MAPP_US | NE | Internal | Winter | B20 | 935 | 2000 | 0 | 61.32 | 47.08 | 7 | 0
2040 | MARITIMES_2_NEISO | MARITIMES | NEISO | Internal | Shoulder | B11 | 25 | 99999 | 1720.63 | 135.03 | 135.04 | 0.01 | 0
2040 | MARITIMES_2_NEISO | MARITIMES | NEISO | Internal | Shoulder | B12 | 200 | 99999 | 1717.53 | 132.65 | 132.67 | 0.01 | 0
2040 | MARITIMES_2_NEISO | MARITIMES | NEISO | Internal | Shoulder | B13 | 600 | 99999 | 1704.88 | 127.93 | 127.94 | 0.01 | 0
2040 | MARITIMES_2_NEISO | MARITIMES | NEISO | Internal | Shoulder | B14 | 900 | 99999 | 1682.73 | 127.93 | 127.94 | 0.01 | 0
2040 | MARITIMES_2_NEISO | MARITIMES | NEISO | Internal | Shoulder | B15 | 1203 | 99999 | 648.09 | 87.08 | 87.1 | 0.01 | 0
2040 | MARITIMES_2_NEISO | MARITIMES | NEISO | Internal | Summer | B1 | 10 | 99999 | 1899.97 | 263.42 | 263.43 | 0.01 | 0
2040 | MARITIMES_2_NEISO | MARITIMES | NEISO | Internal | Summer | B2 | 25 | 99999 | 1878.74 | 263.83 | 263.84 | 0.01 | 0
2040 | MARITIMES_2_NEISO | MARITIMES | NEISO | Internal | Summer | B3 | 75 | 99999 | 1836.48 | 256.24 | 256.25 | 0.01 | 0
2040 | MARITIMES_2_NEISO | MARITIMES | NEISO | Internal | Summer | B4 | 100 | 99999 | 1800.06 | 170.32 | 170.33 | 0.01 | 0
2040 | MARITIMES_2_NEISO | MARITIMES | NEISO | Internal | Summer | B5 | 200 | 99999 | 1780.26 | 165.9 | 165.91 | 0.01 | 0
2040 | MARITIMES_2_NEISO | MARITIMES | NEISO | Internal | Summer | B6 | 300 | 99999 | 1757.93 | 158.51 | 158.52 | 0.01 | 0
2040 | MARITIMES_2_NEISO | MARITIMES | NEISO | Internal | Summer | B7 | 400 | 99999 | 1732.33 | 153.31 | 153.33 | 0.01 | 0
2040 | MARITIMES_2_NEISO | MARITIMES | NEISO | Internal | Summer | B8 | 500 | 99999 | 1712.21 | 153.31 | 153.32 | 0.01 | 0
2040 | MARITIMES_2_NEISO | MARITIMES | NEISO | Internal | Summer | B9 | 800 | 99999 | 1687.55 | 142.5 | 142.51 | 0.01 | 0
2040 | MARITIMES_2_NEISO | MARITIMES | NEISO | Internal | Summer | B10 | 1262 | 99999 | 465.15 | 111.38 | 111.39 | 0.01 | 0
2040 | MARITIMES_2_NEISO | MARITIMES | NEISO | Internal | Winter | B16 | 25 | 99999 | 1765.2 | 136.63 | 136.64 | 0.01 | 0
2040 | MARITIMES_2_NEISO | MARITIMES | NEISO | Internal | Winter | B17 | 100 | 99999 | 1747.42 | 132 | 132.01 | 0.01 | 0
2040 | MARITIMES_2_NEISO | MARITIMES | NEISO | Internal | Winter | B18 | 400 | 99999 | 1733.74 | 130.15 | 130.16 | 0.01 | 0
2040 | MARITIMES_2_NEISO | MARITIMES | NEISO | Internal | Winter | B19 | 700 | 99999 | 1708.23 | 130.14 | 130.16 | 0.01 | 0
2040 | MARITIMES_2_NEISO | MARITIMES | NEISO | Internal | Winter | B20 | 935 | 99999 | 723.45 | 86.77 | 86.79 | 0.01 | 0
2040 | MISO_IN_2_MISO_MI | MISO_IN | MISO_MI | Internal | Shoulder | B11 | 25 | 5000 | 67.51 | 155.56 | 155.54 | 0.01 | 0
2040 | MISO_IN_2_MISO_MI | MISO_IN | MISO_MI | Internal | Shoulder | B12 | 200 | 5000 | 13.16 | 152.85 | 152.84 | 0.01 | 0
2040 | MISO_IN_2_MISO_MI | MISO_IN | MISO_MI | Internal | Shoulder | B13 | 600 | 5000 | 1462.16 | 148.05 | 148.06 | 0.01 | 0
2040 | MISO_IN_2_MISO_MI | MISO_IN | MISO_MI | Internal | Shoulder | B14 | 900 | 5000 | 3249.01 | 144.74 | 144.75 | 0.01 | 0
2040 | MISO_IN_2_MISO_MI | MISO_IN | MISO_MI | Internal | Shoulder | B15 | 1203 | 5000 | 4999.89 | 75.45 | 75.84 | 0.01 | 0.38
2040 | MISO_IN_2_MISO_MI | MISO_IN | MISO_MI | Internal | Summer | B1 | 10 | 5000 | 146.02 | 282.56 | 282.54 | 0.01 | 0
2040 | MISO_IN_2_MISO_MI | MISO_IN | MISO_MI | Internal | Summer | B2 | 25 | 5000 | 63.83 | 283.57 | 283.55 | 0.01 | 0
2040 | MISO_IN_2_MISO_MI | MISO_IN | MISO_MI | Internal | Summer | B3 | 75 | 5000 | 24.08 | 275.79 | 275.77 | 0.01 | 0
2040 | MISO_IN_2_MISO_MI | MISO_IN | MISO_MI | Internal | Summer | B4 | 100 | 5000 | 18.64 | 189.48 | 189.47 | 0.01 | 0
2040 | MISO_IN_2_MISO_MI | MISO_IN | MISO_MI | Internal | Summer | B5 | 200 | 5000 | 9.96 | 184.36 | 184.34 | 0.01 | 0
2040 | MISO_IN_2_MISO_MI | MISO_IN | MISO_MI | Internal | Summer | B6 | 300 | 5000 | 6.89 | 176.15 | 176.14 | 0.01 | 0
2040 | MISO_IN_2_MISO_MI | MISO_IN | MISO_MI | Internal | Summer | B7 | 400 | 5000 | 5.3 | 158.95 | 158.93 | 0.01 | 0
2040 | MISO_IN_2_MISO_MI | MISO_IN | MISO_MI | Internal | Summer | B8 | 500 | 5000 | 4.89 | 153.75 | 153.74 | 0.01 | 0
2040 | MISO_IN_2_MISO_MI | MISO_IN | MISO_MI | Internal | Summer | B9 | 800 | 5000 | 2.81 | 151.87 | 151.85 | 0.01 | 0
2040 | MISO_IN_2_MISO_MI | MISO_IN | MISO_MI | Internal | Summer | B10 | 1262 | 5000 | 4999.85 | 93.76 | 94.15 | 0.01 | 0.38
2040 | MISO_IN_2_MISO_MI | MISO_IN | MISO_MI | Internal | Winter | B16 | 25 | 5000 | 82.45 | 156.81 | 156.8 | 0.01 | 0
2040 | MISO_IN_2_MISO_MI | MISO_IN | MISO_MI | Internal | Winter | B17 | 100 | 5000 | 1256.92 | 149.11 | 149.13 | 0.01 | 0
2040 | MISO_IN_2_MISO_MI | MISO_IN | MISO_MI | Internal | Winter | B18 | 400 | 5000 | 38.56 | 148.85 | 148.86 | 0.01 | 0
2040 | MISO_IN_2_MISO_MI | MISO_IN | MISO_MI | Internal | Winter | B19 | 700 | 5000 | 1462.64 | 148.85 | 148.86 | 0.01 | 0
2040 | MISO_IN_2_MISO_MI | MISO_IN | MISO_MI | Internal | Winter | B20 | 935 | 5000 | 4999.83 | 76.59 | 76.98 | 0.01 | 0.38
2040 | MISO_IN_2_MISO_MO-IL | MISO_IN | MISO_MO-IL | Internal | Shoulder | B11 | 25 | 5000 | 5.34 | 155.56 | 155.12 | 0.01 | 0
2040 | MISO_IN_2_MISO_MO-IL | MISO_IN | MISO_MO-IL | Internal | Shoulder | B12 | 200 | 5000 | 0.13 | 152.85 | 149.42 | 0.01 | 0
2040 | MISO_IN_2_MISO_MO-IL | MISO_IN | MISO_MO-IL | Internal | Shoulder | B13 | 600 | 5000 | 0.05 | 148.05 | 144.61 | 0.01 | 0
2040 | MISO_IN_2_MISO_MO-IL | MISO_IN | MISO_MO-IL | Internal | Shoulder | B14 | 900 | 5000 | 0.03 | 144.74 | 141.31 | 0.01 | 0
2040 | MISO_IN_2_MISO_MO-IL | MISO_IN | MISO_MO-IL | Internal | Shoulder | B15 | 1203 | 5000 | 0.02 | 75.45 | 72.02 | 0.01 | 0
2040 | MISO_IN_2_MISO_MO-IL | MISO_IN | MISO_MO-IL | Internal | Summer | B1 | 10 | 5000 | 2.93 | 282.56 | 279.86 | 0.01 | 0
2040 | MISO_IN_2_MISO_MO-IL | MISO_IN | MISO_MO-IL | Internal | Summer | B2 | 25 | 5000 | 1926.13 | 283.57 | 283.58 | 0.01 | 0
2040 | MISO_IN_2_MISO_MO-IL | MISO_IN | MISO_MO-IL | Internal | Summer | B3 | 75 | 5000 | 4998.33 | 275.79 | 276.39 | 0.01 | 0.59
2040 | MISO_IN_2_MISO_MO-IL | MISO_IN | MISO_MO-IL | Internal | Summer | B4 | 100 | 5000 | 4999.03 | 189.48 | 190.08 | 0.01 | 0.59
2040 | MISO_IN_2_MISO_MO-IL | MISO_IN | MISO_MO-IL | Internal | Summer | B5 | 200 | 5000 | 4999.55 | 184.36 | 185.05 | 0.01 | 0.69
2040 | MISO_IN_2_MISO_MO-IL | MISO_IN | MISO_MO-IL | Internal | Summer | B6 | 300 | 5000 | 4999.62 | 176.15 | 176.77 | 0.01 | 0.6
2040 | MISO_IN_2_MISO_MO-IL | MISO_IN | MISO_MO-IL | Internal | Summer | B7 | 400 | 5000 | 4999.48 | 158.95 | 159.56 | 0.01 | 0.6
2040 | MISO_IN_2_MISO_MO-IL | MISO_IN | MISO_MO-IL | Internal | Summer | B8 | 500 | 5000 | 0.29 | 153.75 | 153.31 | 0.01 | 0
2040 | MISO_IN_2_MISO_MO-IL | MISO_IN | MISO_MO-IL | Internal | Summer | B9 | 800 | 5000 | 0.18 | 151.87 | 151.43 | 0.01 | 0
2040 | MISO_IN_2_MISO_MO-IL | MISO_IN | MISO_MO-IL | Internal | Summer | B10 | 1262 | 5000 | 0.02 | 93.76 | 90.33 | 0.01 | 0
2040 | MISO_IN_2_MISO_MO-IL | MISO_IN | MISO_MO-IL | Internal | Winter | B16 | 25 | 5000 | 1.03 | 156.81 | 153.38 | 0.01 | 0
2040 | MISO_IN_2_MISO_MO-IL | MISO_IN | MISO_MO-IL | Internal | Winter | B17 | 100 | 5000 | 0.26 | 149.11 | 145.68 | 0.01 | 0
2040 | MISO_IN_2_MISO_MO-IL | MISO_IN | MISO_MO-IL | Internal | Winter | B18 | 400 | 5000 | 0.07 | 148.85 | 145.42 | 0.01 | 0
2040 | MISO_IN_2_MISO_MO-IL | MISO_IN | MISO_MO-IL | Internal | Winter | B19 | 700 | 5000 | 0.04 | 148.85 | 145.42 | 0.01 | 0
2040 | MISO_IN_2_MISO_MO-IL | MISO_IN | MISO_MO-IL | Internal | Winter | B20 | 935 | 5000 | 0.03 | 76.59 | 73.16 | 0.01 | 0
2040 | MISO_IN_2_NonRTO_Midwest | MISO_IN | NonRTO_Midwest | Internal | Shoulder | B11 | 25 | 4800 | 2.8 | 155.56 | 162.15 | 8 | 0
2040 | MISO_IN_2_NonRTO_Midwest | MISO_IN | NonRTO_Midwest | Internal | Shoulder | B12 | 200 | 4800 | 0.17 | 152.85 | 157.64 | 8 | 0
2040 | MISO_IN_2_NonRTO_Midwest | MISO_IN | NonRTO_Midwest | Internal | Shoulder | B13 | 600 | 4800 | 1024.15 | 148.05 | 156.05 | 8 | 0
2040 | MISO_IN_2_NonRTO_Midwest | MISO_IN | NonRTO_Midwest | Internal | Shoulder | B14 | 900 | 4800 | 1592.36 | 144.74 | 152.74 | 8 | 0
2040 | MISO_IN_2_NonRTO_Midwest | MISO_IN | NonRTO_Midwest | Internal | Shoulder | B15 | 1203 | 4800 | 855.45 | 75.45 | 83.45 | 8 | 0
2040 | MISO_IN_2_NonRTO_Midwest | MISO_IN | NonRTO_Midwest | Internal | Summer | B1 | 10 | 4800 | 883.51 | 282.56 | 290.54 | 8 | 0
2040 | MISO_IN_2_NonRTO_Midwest | MISO_IN | NonRTO_Midwest | Internal | Summer | B2 | 25 | 4800 | 681.67 | 283.57 | 291.56 | 8 | 0
2040 | MISO_IN_2_NonRTO_Midwest | MISO_IN | NonRTO_Midwest | Internal | Summer | B3 | 75 | 4800 | 167.94 | 275.79 | 283.78 | 8 | 0
2040 | MISO_IN_2_NonRTO_Midwest | MISO_IN | NonRTO_Midwest | Internal | Summer | B4 | 100 | 4800 | 0.14 | 189.48 | 189.47 | 8 | 0
2040 | MISO_IN_2_NonRTO_Midwest | MISO_IN | NonRTO_Midwest | Internal | Summer | B5 | 200 | 4800 | 0.04 | 184.36 | 176.36 | 8 | 0
2040 | MISO_IN_2_NonRTO_Midwest | MISO_IN | NonRTO_Midwest | Internal | Summer | B6 | 300 | 4800 | 0.03 | 176.15 | 168.15 | 8 | 0
2040 | MISO_IN_2_NonRTO_Midwest | MISO_IN | NonRTO_Midwest | Internal | Summer | B7 | 400 | 4800 | 0.03 | 158.95 | 156.07 | 8 | 0
2040 | MISO_IN_2_NonRTO_Midwest | MISO_IN | NonRTO_Midwest | Internal | Summer | B8 | 500 | 4800 | 0.04 | 153.75 | 156.07 | 8 | 0
2040 | MISO_IN_2_NonRTO_Midwest | MISO_IN | NonRTO_Midwest | Internal | Summer | B9 | 800 | 4800 | 0.03 | 151.87 | 156.07 | 8 | 0
2040 | MISO_IN_2_NonRTO_Midwest | MISO_IN | NonRTO_Midwest | Internal | Summer | B10 | 1262 | 4800 | 0 | 93.76 | 85.76 | 8 | 0
2040 | MISO_IN_2_NonRTO_Midwest | MISO_IN | NonRTO_Midwest | Internal | Winter | B16 | 25 | 4800 | 999.41 | 156.81 | 164.8 | 8 | 0
2040 | MISO_IN_2_NonRTO_Midwest | MISO_IN | NonRTO_Midwest | Internal | Winter | B17 | 100 | 4800 | 1554.43 | 149.11 | 157.11 | 8 | 0
2040 | MISO_IN_2_NonRTO_Midwest | MISO_IN | NonRTO_Midwest | Internal | Winter | B18 | 400 | 4800 | 681.77 | 148.85 | 156.85 | 8 | 0
2040 | MISO_IN_2_NonRTO_Midwest | MISO_IN | NonRTO_Midwest | Internal | Winter | B19 | 700 | 4800 | 2.69 | 148.85 | 156.82 | 8 | 0
2040 | MISO_IN_2_NonRTO_Midwest | MISO_IN | NonRTO_Midwest | Internal | Winter | B20 | 935 | 4800 | 197.54 | 76.59 | 84.59 | 8 | 0
2040 | MISO_IN_2_PJM_ROR | MISO_IN | PJM_ROR | Internal | Shoulder | B11 | 25 | 992 | 2.78 | 155.56 | 156.5 | 2 | 0
2040 | MISO_IN_2_PJM_ROR | MISO_IN | PJM_ROR | Internal | Shoulder | B12 | 200 | 992 | 0.38 | 152.85 | 153.8 | 2 | 0
2040 | MISO_IN_2_PJM_ROR | MISO_IN | PJM_ROR | Internal | Shoulder | B13 | 600 | 992 | 0.14 | 148.05 | 149.07 | 2 | 0
2040 | MISO_IN_2_PJM_ROR | MISO_IN | PJM_ROR | Internal | Shoulder | B14 | 900 | 992 | 0.12 | 144.74 | 146.07 | 2 | 0
2040 | MISO_IN_2_PJM_ROR | MISO_IN | PJM_ROR | Internal | Shoulder | B15 | 1203 | 992 | 0.1 | 75.45 | 76.8 | 2 | 0
2040 | MISO_IN_2_PJM_ROR | MISO_IN | PJM_ROR | Internal | Summer | B1 | 10 | 992 | 953.54 | 282.56 | 284.63 | 2 | 0.09
2040 | MISO_IN_2_PJM_ROR | MISO_IN | PJM_ROR | Internal | Summer | B2 | 25 | 992 | 4.09 | 283.57 | 284.96 | 2 | 0
2040 | MISO_IN_2_PJM_ROR | MISO_IN | PJM_ROR | Internal | Summer | B3 | 75 | 992 | 25.67 | 275.79 | 277.77 | 2 | 0
2040 | MISO_IN_2_PJM_ROR | MISO_IN | PJM_ROR | Internal | Summer | B4 | 100 | 992 | 27.39 | 189.48 | 191.47 | 2 | 0
2040 | MISO_IN_2_PJM_ROR | MISO_IN | PJM_ROR | Internal | Summer | B5 | 200 | 992 | 989.32 | 184.36 | 186.44 | 2 | 0.08
2040 | MISO_IN_2_PJM_ROR | MISO_IN | PJM_ROR | Internal | Summer | B6 | 300 | 992 | 195.05 | 176.15 | 178.15 | 2 | 0
2040 | MISO_IN_2_PJM_ROR | MISO_IN | PJM_ROR | Internal | Summer | B7 | 400 | 992 | 93.33 | 158.95 | 160.94 | 2 | 0
2040 | MISO_IN_2_PJM_ROR | MISO_IN | PJM_ROR | Internal | Summer | B8 | 500 | 992 | 0.16 | 153.75 | 154.7 | 2 | 0
2040 | MISO_IN_2_PJM_ROR | MISO_IN | PJM_ROR | Internal | Summer | B9 | 800 | 992 | 0.1 | 151.87 | 152.81 | 2 | 0
2040 | MISO_IN_2_PJM_ROR | MISO_IN | PJM_ROR | Internal | Summer | B10 | 1262 | 992 | 0.09 | 93.76 | 95.1 | 2 | 0
2040 | MISO_IN_2_PJM_ROR | MISO_IN | PJM_ROR | Internal | Winter | B16 | 25 | 992 | 2.76 | 156.81 | 157.75 | 2 | 0
2040 | MISO_IN_2_PJM_ROR | MISO_IN | PJM_ROR | Internal | Winter | B17 | 100 | 992 | 0.78 | 149.11 | 150.14 | 2 | 0
2040 | MISO_IN_2_PJM_ROR | MISO_IN | PJM_ROR | Internal | Winter | B18 | 400 | 992 | 0.21 | 148.85 | 149.88 | 2 | 0
2040 | MISO_IN_2_PJM_ROR | MISO_IN | PJM_ROR | Internal | Winter | B19 | 700 | 992 | 0.12 | 148.85 | 149.88 | 2 | 0
2040 | MISO_IN_2_PJM_ROR | MISO_IN | PJM_ROR | Internal | Winter | B20 | 935 | 992 | 0.12 | 76.59 | 77.94 | 2 | 0
2040 | MISO_MI_2_IESO | MISO_MI | IESO | Internal | Shoulder | B11 | 25 | 1580 | 0.17 | 155.54 | 133.92 | 8 | 0
2040 | MISO_MI_2_IESO | MISO_MI | IESO | Internal | Shoulder | B12 | 200 | 1580 | 0.02 | 152.84 | 131.22 | 8 | 0
2040 | MISO_MI_2_IESO | MISO_MI | IESO | Internal | Shoulder | B13 | 600 | 1580 | 0 | 148.06 | 126.43 | 8 | 0
2040 | MISO_MI_2_IESO | MISO_MI | IESO | Internal | Shoulder | B14 | 900 | 1580 | 0 | 144.75 | 123.13 | 8 | 0
2040 | MISO_MI_2_IESO | MISO_MI | IESO | Internal | Shoulder | B15 | 1203 | 1580 | 0 | 75.84 | 68.84 | 8 | 0
2040 | MISO_MI_2_IESO | MISO_MI | IESO | Internal | Summer | B1 | 10 | 1580 | 0.4 | 282.54 | 260.92 | 8 | 0
2040 | MISO_MI_2_IESO | MISO_MI | IESO | Internal | Summer | B2 | 25 | 1580 | 0.17 | 283.55 | 261.93 | 8 | 0
2040 | MISO_MI_2_IESO | MISO_MI | IESO | Internal | Summer | B3 | 75 | 1580 | 0.06 | 275.77 | 254.15 | 8 | 0
2040 | MISO_MI_2_IESO | MISO_MI | IESO | Internal | Summer | B4 | 100 | 1580 | 0.04 | 189.47 | 167.84 | 8 | 0
2040 | MISO_MI_2_IESO | MISO_MI | IESO | Internal | Summer | B5 | 200 | 1580 | 0.02 | 184.34 | 162.72 | 8 | 0
2040 | MISO_MI_2_IESO | MISO_MI | IESO | Internal | Summer | B6 | 300 | 1580 | 0.01 | 176.14 | 154.52 | 8 | 0
2040 | MISO_MI_2_IESO | MISO_MI | IESO | Internal | Summer | B7 | 400 | 1580 | 0.01 | 158.93 | 137.31 | 8 | 0
2040 | MISO_MI_2_IESO | MISO_MI | IESO | Internal | Summer | B8 | 500 | 1580 | 0 | 153.74 | 132.12 | 8 | 0
2040 | MISO_MI_2_IESO | MISO_MI | IESO | Internal | Summer | B9 | 800 | 1580 | 0 | 151.85 | 130.23 | 8 | 0
2040 | MISO_MI_2_IESO | MISO_MI | IESO | Internal | Summer | B10 | 1262 | 1580 | 0 | 94.15 | 84.16 | 8 | 0
2040 | MISO_MI_2_IESO | MISO_MI | IESO | Internal | Winter | B16 | 25 | 1580 | 0.17 | 156.8 | 135.17 | 8 | 0
2040 | MISO_MI_2_IESO | MISO_MI | IESO | Internal | Winter | B17 | 100 | 1580 | 0.04 | 149.13 | 127.5 | 8 | 0
2040 | MISO_MI_2_IESO | MISO_MI | IESO | Internal | Winter | B18 | 400 | 1580 | 0.01 | 148.86 | 127.24 | 8 | 0
2040 | MISO_MI_2_IESO | MISO_MI | IESO | Internal | Winter | B19 | 700 | 1580 | 0 | 148.86 | 127.24 | 8 | 0
2040 | MISO_MI_2_IESO | MISO_MI | IESO | Internal | Winter | B20 | 935 | 1580 | 0 | 76.98 | 69.03 | 8 | 0
2040 | MISO_MI_2_MISO_IN | MISO_MI | MISO_IN | Internal | Shoulder | B11 | 25 | 2045 | 4559.21 | 155.54 | 155.56 | 0.01 | 0
2040 | MISO_MI_2_MISO_IN | MISO_MI | MISO_IN | Internal | Shoulder | B12 | 200 | 2045 | 481.58 | 152.84 | 152.85 | 0.01 | 0
2040 | MISO_MI_2_MISO_IN | MISO_MI | MISO_IN | Internal | Shoulder | B13 | 600 | 2045 | 7.15 | 148.06 | 148.05 | 0.01 | 0
2040 | MISO_MI_2_MISO_IN | MISO_MI | MISO_IN | Internal | Shoulder | B14 | 900 | 2045 | 4.46 | 144.75 | 144.74 | 0.01 | 0
2040 | MISO_MI_2_MISO_IN | MISO_MI | MISO_IN | Internal | Shoulder | B15 | 1203 | 2045 | 0.26 | 75.84 | 75.45 | 0.01 | 0
2040 | MISO_MI_2_MISO_IN | MISO_MI | MISO_IN | Internal | Summer | B1 | 10 | 2045 | 8888.92 | 282.54 | 282.56 | 0.01 | 0.01
2040 | MISO_MI_2_MISO_IN | MISO_MI | MISO_IN | Internal | Summer | B2 | 25 | 2045 | 11351.79 | 283.55 | 283.57 | 0.01 | 0
2040 | MISO_MI_2_MISO_IN | MISO_MI | MISO_IN | Internal | Summer | B3 | 75 | 2045 | 13053.92 | 275.77 | 275.79 | 0.01 | 0
2040 | MISO_MI_2_MISO_IN | MISO_MI | MISO_IN | Internal | Summer | B4 | 100 | 2045 | 12053.31 | 189.47 | 189.48 | 0.01 | 0
2040 | MISO_MI_2_MISO_IN | MISO_MI | MISO_IN | Internal | Summer | B5 | 200 | 2045 | 12178.07 | 184.34 | 184.36 | 0.01 | 0
2040 | MISO_MI_2_MISO_IN | MISO_MI | MISO_IN | Internal | Summer | B6 | 300 | 2045 | 10938.2 | 176.14 | 176.15 | 0.01 | 0
2040 | MISO_MI_2_MISO_IN | MISO_MI | MISO_IN | Internal | Summer | B7 | 400 | 2045 | 10776.64 | 158.93 | 158.95 | 0.01 | 0
2040 | MISO_MI_2_MISO_IN | MISO_MI | MISO_IN | Internal | Summer | B8 | 500 | 2045 | 2924.55 | 153.74 | 153.75 | 0.01 | 0
2040 | MISO_MI_2_MISO_IN | MISO_MI | MISO_IN | Internal | Summer | B9 | 800 | 2045 | 5825.88 | 151.85 | 151.87 | 0.01 | 0
2040 | MISO_MI_2_MISO_IN | MISO_MI | MISO_IN | Internal | Summer | B10 | 1262 | 2045 | 0.32 | 94.15 | 93.76 | 0.01 | 0
2040 | MISO_MI_2_MISO_IN | MISO_MI | MISO_IN | Internal | Winter | B16 | 25 | 2045 | 643.77 | 156.8 | 156.81 | 0.01 | 0
2040 | MISO_MI_2_MISO_IN | MISO_MI | MISO_IN | Internal | Winter | B17 | 100 | 2045 | 37.46 | 149.13 | 149.11 | 0.01 | 0
2040 | MISO_MI_2_MISO_IN | MISO_MI | MISO_IN | Internal | Winter | B18 | 400 | 2045 | 12.94 | 148.86 | 148.85 | 0.01 | 0
2040 | MISO_MI_2_MISO_IN | MISO_MI | MISO_IN | Internal | Winter | B19 | 700 | 2045 | 6.12 | 148.86 | 148.85 | 0.01 | 0
2040 | MISO_MI_2_MISO_IN | MISO_MI | MISO_IN | Internal | Winter | B20 | 935 | 2045 | 0.37 | 76.98 | 76.59 | 0.01 | 0
2040 | MISO_MI_2_MISO_WUMS | MISO_MI | MISO_WUMS | Internal | Shoulder | B11 | 25 | 117 | 1.86 | 155.54 | 153.98 | 0.01 | 0.03
2040 | MISO_MI_2_MISO_WUMS | MISO_MI | MISO_WUMS | Internal | Shoulder | B12 | 200 | 117 | 0.27 | 152.84 | 151.28 | 0.01 | 0
2040 | MISO_MI_2_MISO_WUMS | MISO_MI | MISO_WUMS | Internal | Shoulder | B13 | 600 | 117 | 0.1 | 148.06 | 146.56 | 0.01 | 0
2040 | MISO_MI_2_MISO_WUMS | MISO_MI | MISO_WUMS | Internal | Shoulder | B14 | 900 | 117 | 0.08 | 144.75 | 143.56 | 0.01 | 0
2040 | MISO_MI_2_MISO_WUMS | MISO_MI | MISO_WUMS | Internal | Shoulder | B15 | 1203 | 117 | 0.05 | 75.84 | 74.28 | 0.01 | 0
2040 | MISO_MI_2_MISO_WUMS | MISO_MI | MISO_WUMS | Internal | Summer | B1 | 10 | 117 | 4.31 | 282.54 | 280.98 | 0.01 | 0.07
2040 | MISO_MI_2_MISO_WUMS | MISO_MI | MISO_WUMS | Internal | Summer | B2 | 25 | 117 | 1.85 | 283.55 | 281.99 | 0.01 | 0.03
2040 | MISO_MI_2_MISO_WUMS | MISO_MI | MISO_WUMS | Internal | Summer | B3 | 75 | 117 | 0.67 | 275.77 | 274.21 | 0.01 | 0.01
2040 | MISO_MI_2_MISO_WUMS | MISO_MI | MISO_WUMS | Internal | Summer | B4 | 100 | 117 | 0.51 | 189.47 | 187.9 | 0.01 | 0.01
2040 | MISO_MI_2_MISO_WUMS | MISO_MI | MISO_WUMS | Internal | Summer | B5 | 200 | 117 | 0.27 | 184.34 | 182.78 | 0.01 | 0
2040 | MISO_MI_2_MISO_WUMS | MISO_MI | MISO_WUMS | Internal | Summer | B6 | 300 | 117 | 0.18 | 176.14 | 174.58 | 0.01 | 0
2040 | MISO_MI_2_MISO_WUMS | MISO_MI | MISO_WUMS | Internal | Summer | B7 | 400 | 117 | 0.14 | 158.93 | 157.37 | 0.01 | 0
2040 | MISO_MI_2_MISO_WUMS | MISO_MI | MISO_WUMS | Internal | Summer | B8 | 500 | 117 | 0.11 | 153.74 | 152.18 | 0.01 | 0
2040 | MISO_MI_2_MISO_WUMS | MISO_MI | MISO_WUMS | Internal | Summer | B9 | 800 | 117 | 0.07 | 151.85 | 150.29 | 0.01 | 0
2040 | MISO_MI_2_MISO_WUMS | MISO_MI | MISO_WUMS | Internal | Summer | B10 | 1262 | 117 | 0.05 | 94.15 | 92.59 | 0.01 | 0
2040 | MISO_MI_2_MISO_WUMS | MISO_MI | MISO_WUMS | Internal | Winter | B16 | 25 | 117 | 1.85 | 156.8 | 155.24 | 0.01 | 0.03
2040 | MISO_MI_2_MISO_WUMS | MISO_MI | MISO_WUMS | Internal | Winter | B17 | 100 | 117 | 0.52 | 149.13 | 147.62 | 0.01 | 0.01
2040 | MISO_MI_2_MISO_WUMS | MISO_MI | MISO_WUMS | Internal | Winter | B18 | 400 | 117 | 0.14 | 148.86 | 147.37 | 0.01 | 0
2040 | MISO_MI_2_MISO_WUMS | MISO_MI | MISO_WUMS | Internal | Winter | B19 | 700 | 117 | 0.08 | 148.86 | 147.36 | 0.01 | 0
2040 | MISO_MI_2_MISO_WUMS | MISO_MI | MISO_WUMS | Internal | Winter | B20 | 935 | 117 | 0.06 | 76.98 | 75.42 | 0.01 | 0
2040 | MISO_MI_2_PJM_ROR | MISO_MI | PJM_ROR | Internal | Shoulder | B11 | 25 | 1424 | 2.94 | 155.54 | 156.5 | 2 | 0
2040 | MISO_MI_2_PJM_ROR | MISO_MI | PJM_ROR | Internal | Shoulder | B12 | 200 | 1424 | 0.4 | 152.84 | 153.8 | 2 | 0
2040 | MISO_MI_2_PJM_ROR | MISO_MI | PJM_ROR | Internal | Shoulder | B13 | 600 | 1424 | 0.14 | 148.06 | 149.07 | 2 | 0
2040 | MISO_MI_2_PJM_ROR | MISO_MI | PJM_ROR | Internal | Shoulder | B14 | 900 | 1424 | 0.13 | 144.75 | 146.07 | 2 | 0
2040 | MISO_MI_2_PJM_ROR | MISO_MI | PJM_ROR | Internal | Shoulder | B15 | 1203 | 1424 | 0.07 | 75.84 | 76.8 | 2 | 0
2040 | MISO_MI_2_PJM_ROR | MISO_MI | PJM_ROR | Internal | Summer | B1 | 10 | 1424 | 1389.08 | 282.54 | 284.63 | 2 | 0.1
2040 | MISO_MI_2_PJM_ROR | MISO_MI | PJM_ROR | Internal | Summer | B2 | 25 | 1424 | 4.39 | 283.55 | 284.96 | 2 | 0
2040 | MISO_MI_2_PJM_ROR | MISO_MI | PJM_ROR | Internal | Summer | B3 | 75 | 1424 | 227.34 | 275.77 | 277.77 | 2 | 0
2040 | MISO_MI_2_PJM_ROR | MISO_MI | PJM_ROR | Internal | Summer | B4 | 100 | 1424 | 953.05 | 189.47 | 191.47 | 2 | 0
2040 | MISO_MI_2_PJM_ROR | MISO_MI | PJM_ROR | Internal | Summer | B5 | 200 | 1424 | 1421.56 | 184.34 | 186.44 | 2 | 0.1
2040 | MISO_MI_2_PJM_ROR | MISO_MI | PJM_ROR | Internal | Summer | B6 | 300 | 1424 | 1411.46 | 176.14 | 178.15 | 2 | 0.01
2040 | MISO_MI_2_PJM_ROR | MISO_MI | PJM_ROR | Internal | Summer | B7 | 400 | 1424 | 1412.42 | 158.93 | 160.94 | 2 | 0.01
2040 | MISO_MI_2_PJM_ROR | MISO_MI | PJM_ROR | Internal | Summer | B8 | 500 | 1424 | 0.17 | 153.74 | 154.7 | 2 | 0
2040 | MISO_MI_2_PJM_ROR | MISO_MI | PJM_ROR | Internal | Summer | B9 | 800 | 1424 | 0.1 | 151.85 | 152.81 | 2 | 0
2040 | MISO_MI_2_PJM_ROR | MISO_MI | PJM_ROR | Internal | Summer | B10 | 1262 | 1424 | 0.07 | 94.15 | 95.1 | 2 | 0
2040 | MISO_MI_2_PJM_ROR | MISO_MI | PJM_ROR | Internal | Winter | B16 | 25 | 1424 | 2.92 | 156.8 | 157.75 | 2 | 0
2040 | MISO_MI_2_PJM_ROR | MISO_MI | PJM_ROR | Internal | Winter | B17 | 100 | 1424 | 0.81 | 149.13 | 150.14 | 2 | 0
2040 | MISO_MI_2_PJM_ROR | MISO_MI | PJM_ROR | Internal | Winter | B18 | 400 | 1424 | 0.21 | 148.86 | 149.88 | 2 | 0
2040 | MISO_MI_2_PJM_ROR | MISO_MI | PJM_ROR | Internal | Winter | B19 | 700 | 1424 | 0.12 | 148.86 | 149.88 | 2 | 0
2040 | MISO_MI_2_PJM_ROR | MISO_MI | PJM_ROR | Internal | Winter | B20 | 935 | 1424 | 0.09 | 76.98 | 77.94 | 2 | 0
2040 | MISO_MO-IL_2_ENT | MISO_MO-IL | ENT | Internal | Shoulder | B11 | 25 | 2540 | 243.59 | 155.12 | 163.11 | 8 | 0
2040 | MISO_MO-IL_2_ENT | MISO_MO-IL | ENT | Internal | Shoulder | B12 | 200 | 2540 | 0.09 | 149.42 | 150.97 | 8 | 0
2040 | MISO_MO-IL_2_ENT | MISO_MO-IL | ENT | Internal | Shoulder | B13 | 600 | 2540 | 0.03 | 144.61 | 146.16 | 8 | 0
2040 | MISO_MO-IL_2_ENT | MISO_MO-IL | ENT | Internal | Shoulder | B14 | 900 | 2540 | 0.02 | 141.31 | 142.85 | 8 | 0
2040 | MISO_MO-IL_2_ENT | MISO_MO-IL | ENT | Internal | Shoulder | B15 | 1203 | 2540 | 0.02 | 72.02 | 73.5 | 8 | 0
2040 | MISO_MO-IL_2_ENT | MISO_MO-IL | ENT | Internal | Summer | B1 | 10 | 2540 | 1.66 | 279.86 | 281.34 | 8 | 0
2040 | MISO_MO-IL_2_ENT | MISO_MO-IL | ENT | Internal | Summer | B2 | 25 | 2540 | 0.71 | 283.58 | 285.13 | 8 | 0
2040 | MISO_MO-IL_2_ENT | MISO_MO-IL | ENT | Internal | Summer | B3 | 75 | 2540 | 1.41 | 276.39 | 283.17 | 8 | 0
2040 | MISO_MO-IL_2_ENT | MISO_MO-IL | ENT | Internal | Summer | B4 | 100 | 2540 | 172.71 | 190.08 | 198.08 | 8 | 0
2040 | MISO_MO-IL_2_ENT | MISO_MO-IL | ENT | Internal | Summer | B5 | 200 | 2540 | 0.11 | 185.05 | 186.92 | 8 | 0
2040 | MISO_MO-IL_2_ENT | MISO_MO-IL | ENT | Internal | Summer | B6 | 300 | 2540 | 0.1 | 176.77 | 180.53 | 8 | 0
2040 | MISO_MO-IL_2_ENT | MISO_MO-IL | ENT | Internal | Summer | B7 | 400 | 2540 | 3770.48 | 159.56 | 167.67 | 8 | 0.11
2040 | MISO_MO-IL_2_ENT | MISO_MO-IL | ENT | Internal | Summer | B8 | 500 | 2540 | 2018.02 | 153.31 | 161.31 | 8 | 0
2040 | MISO_MO-IL_2_ENT | MISO_MO-IL | ENT | Internal | Summer | B9 | 800 | 2540 | 0.03 | 151.43 | 154.95 | 8 | 0
2040 | MISO_MO-IL_2_ENT | MISO_MO-IL | ENT | Internal | Summer | B10 | 1262 | 2540 | 0.01 | 90.33 | 87.58 | 8 | 0
2040 | MISO_MO-IL_2_ENT | MISO_MO-IL | ENT | Internal | Winter | B16 | 25 | 2540 | 0.71 | 153.38 | 154.92 | 8 | 0
2040 | MISO_MO-IL_2_ENT | MISO_MO-IL | ENT | Internal | Winter | B17 | 100 | 2540 | 0.18 | 145.68 | 147.23 | 8 | 0
2040 | MISO_MO-IL_2_ENT | MISO_MO-IL | ENT | Internal | Winter | B18 | 400 | 2540 | 0.05 | 145.42 | 146.97 | 8 | 0
2040 | MISO_MO-IL_2_ENT | MISO_MO-IL | ENT | Internal | Winter | B19 | 700 | 2540 | 0.03 | 145.42 | 146.96 | 8 | 0
2040 | MISO_MO-IL_2_ENT | MISO_MO-IL | ENT | Internal | Winter | B20 | 935 | 2540 | 0.02 | 73.16 | 74.64 | 8 | 0
2040 | MISO_MO-IL_2_MISO_IN | MISO_MO-IL | MISO_IN | Internal | Shoulder | B11 | 25 | 2100 | 2096.28 | 155.12 | 155.56 | 0.01 | 0.43
2040 | MISO_MO-IL_2_MISO_IN | MISO_MO-IL | MISO_IN | Internal | Shoulder | B12 | 200 | 2100 | 6800.33 | 149.42 | 152.85 | 0.01 | 3.42
2040 | MISO_MO-IL_2_MISO_IN | MISO_MO-IL | MISO_IN | Internal | Shoulder | B13 | 600 | 2100 | 9386.56 | 144.61 | 148.05 | 0.01 | 3.42
2040 | MISO_MO-IL_2_MISO_IN | MISO_MO-IL | MISO_IN | Internal | Shoulder | B14 | 900 | 2100 | 13150.25 | 141.31 | 144.74 | 0.01 | 3.42
2040 | MISO_MO-IL_2_MISO_IN | MISO_MO-IL | MISO_IN | Internal | Shoulder | B15 | 1203 | 2100 | 13118.59 | 72.02 | 75.45 | 0.01 | 3.42
2040 | MISO_MO-IL_2_MISO_IN | MISO_MO-IL | MISO_IN | Internal | Summer | B1 | 10 | 2100 | 2104.99 | 279.86 | 282.56 | 0.01 | 2.69
2040 | MISO_MO-IL_2_MISO_IN | MISO_MO-IL | MISO_IN | Internal | Summer | B2 | 25 | 2100 | 57.9 | 283.58 | 283.57 | 0.01 | 0
2040 | MISO_MO-IL_2_MISO_IN | MISO_MO-IL | MISO_IN | Internal | Summer | B3 | 75 | 2100 | 1.78 | 276.39 | 275.79 | 0.01 | 0
2040 | MISO_MO-IL_2_MISO_IN | MISO_MO-IL | MISO_IN | Internal | Summer | B4 | 100 | 2100 | 1.12 | 190.08 | 189.48 | 0.01 | 0
2040 | MISO_MO-IL_2_MISO_IN | MISO_MO-IL | MISO_IN | Internal | Summer | B5 | 200 | 2100 | 0.52 | 185.05 | 184.36 | 0.01 | 0
2040 | MISO_MO-IL_2_MISO_IN | MISO_MO-IL | MISO_IN | Internal | Summer | B6 | 300 | 2100 | 0.4 | 176.77 | 176.15 | 0.01 | 0
2040 | MISO_MO-IL_2_MISO_IN | MISO_MO-IL | MISO_IN | Internal | Summer | B7 | 400 | 2100 | 0.39 | 159.56 | 158.95 | 0.01 | 0
2040 | MISO_MO-IL_2_MISO_IN | MISO_MO-IL | MISO_IN | Internal | Summer | B8 | 500 | 2100 | 2099.77 | 153.31 | 153.75 | 0.01 | 0.43
2040 | MISO_MO-IL_2_MISO_IN | MISO_MO-IL | MISO_IN | Internal | Summer | B9 | 800 | 2100 | 2099.86 | 151.43 | 151.87 | 0.01 | 0.43
2040 | MISO_MO-IL_2_MISO_IN | MISO_MO-IL | MISO_IN | Internal | Summer | B10 | 1262 | 2100 | 11129.06 | 90.33 | 93.76 | 0.01 | 3.42
2040 | MISO_MO-IL_2_MISO_IN | MISO_MO-IL | MISO_IN | Internal | Winter | B16 | 25 | 2100 | 9218.37 | 153.38 | 156.81 | 0.01 | 3.42
2040 | MISO_MO-IL_2_MISO_IN | MISO_MO-IL | MISO_IN | Internal | Winter | B17 | 100 | 2100 | 10721.37 | 145.68 | 149.11 | 0.01 | 3.42
2040 | MISO_MO-IL_2_MISO_IN | MISO_MO-IL | MISO_IN | Internal | Winter | B18 | 400 | 2100 | 7874.48 | 145.42 | 148.85 | 0.01 | 3.42
2040 | MISO_MO-IL_2_MISO_IN | MISO_MO-IL | MISO_IN | Internal | Winter | B19 | 700 | 2100 | 7915.58 | 145.42 | 148.85 | 0.01 | 3.42
2040 | MISO_MO-IL_2_MISO_IN | MISO_MO-IL | MISO_IN | Internal | Winter | B20 | 935 | 2100 | 12345.51 | 73.16 | 76.59 | 0.01 | 3.42
2040 | MISO_MO-IL_2_MISO_W | MISO_MO-IL | MISO_W | Internal | Shoulder | B11 | 25 | 960 | 0.48 | 155.12 | 146.88 | 0.01 | 0
2040 | MISO_MO-IL_2_MISO_W | MISO_MO-IL | MISO_W | Internal | Shoulder | B12 | 200 | 960 | 0.09 | 149.42 | 144.18 | 0.01 | 0
2040 | MISO_MO-IL_2_MISO_W | MISO_MO-IL | MISO_W | Internal | Shoulder | B13 | 600 | 960 | 0.03 | 144.61 | 139.45 | 0.01 | 0
2040 | MISO_MO-IL_2_MISO_W | MISO_MO-IL | MISO_W | Internal | Shoulder | B14 | 900 | 960 | 0.02 | 141.31 | 136.45 | 0.01 | 0
2040 | MISO_MO-IL_2_MISO_W | MISO_MO-IL | MISO_W | Internal | Shoulder | B15 | 1203 | 960 | 0.02 | 72.02 | 67.17 | 0.01 | 0
2040 | MISO_MO-IL_2_MISO_W | MISO_MO-IL | MISO_W | Internal | Summer | B1 | 10 | 960 | 1.69 | 279.86 | 275.01 | 0.01 | 0.01
2040 | MISO_MO-IL_2_MISO_W | MISO_MO-IL | MISO_W | Internal | Summer | B2 | 25 | 960 | 0.48 | 283.58 | 275.34 | 0.01 | 0
2040 | MISO_MO-IL_2_MISO_W | MISO_MO-IL | MISO_W | Internal | Summer | B3 | 75 | 960 | 0.16 | 276.39 | 268.15 | 0.01 | 0
2040 | MISO_MO-IL_2_MISO_W | MISO_MO-IL | MISO_W | Internal | Summer | B4 | 100 | 960 | 0.12 | 190.08 | 181.84 | 0.01 | 0
2040 | MISO_MO-IL_2_MISO_W | MISO_MO-IL | MISO_W | Internal | Summer | B5 | 200 | 960 | 0.06 | 185.05 | 176.82 | 0.01 | 0
2040 | MISO_MO-IL_2_MISO_W | MISO_MO-IL | MISO_W | Internal | Summer | B6 | 300 | 960 | 0.04 | 176.77 | 168.53 | 0.01 | 0
2040 | MISO_MO-IL_2_MISO_W | MISO_MO-IL | MISO_W | Internal | Summer | B7 | 400 | 960 | 0.03 | 159.56 | 151.32 | 0.01 | 0
2040 | MISO_MO-IL_2_MISO_W | MISO_MO-IL | MISO_W | Internal | Summer | B8 | 500 | 960 | 0.03 | 153.31 | 145.07 | 0.01 | 0
2040 | MISO_MO-IL_2_MISO_W | MISO_MO-IL | MISO_W | Internal | Summer | B9 | 800 | 960 | 0.02 | 151.43 | 143.19 | 0.01 | 0
2040 | MISO_MO-IL_2_MISO_W | MISO_MO-IL | MISO_W | Internal | Summer | B10 | 1262 | 960 | 0.02 | 90.33 | 85.48 | 0.01 | 0
2040 | MISO_MO-IL_2_MISO_W | MISO_MO-IL | MISO_W | Internal | Winter | B16 | 25 | 960 | 0.66 | 153.38 | 148.13 | 0.01 | 0
2040 | MISO_MO-IL_2_MISO_W | MISO_MO-IL | MISO_W | Internal | Winter | B17 | 100 | 960 | 0.18 | 145.68 | 140.52 | 0.01 | 0
2040 | MISO_MO-IL_2_MISO_W | MISO_MO-IL | MISO_W | Internal | Winter | B18 | 400 | 960 | 0.05 | 145.42 | 140.26 | 0.01 | 0
2040 | MISO_MO-IL_2_MISO_W | MISO_MO-IL | MISO_W | Internal | Winter | B19 | 700 | 960 | 0.03 | 145.42 | 140.25 | 0.01 | 0
2040 | MISO_MO-IL_2_MISO_W | MISO_MO-IL | MISO_W | Internal | Winter | B20 | 935 | 960 | 0.02 | 73.16 | 68.32 | 0.01 | 0
2040 | MISO_MO-IL_2_PJM_ROR | MISO_MO-IL | PJM_ROR | Internal | Shoulder | B11 | 25 | 1212 | 3.63 | 155.12 | 156.5 | 2 | 0
2040 | MISO_MO-IL_2_PJM_ROR | MISO_MO-IL | PJM_ROR | Internal | Shoulder | B12 | 200 | 1212 | 1212.24 | 149.42 | 153.8 | 2 | 2.38
2040 | MISO_MO-IL_2_PJM_ROR | MISO_MO-IL | PJM_ROR | Internal | Shoulder | B13 | 600 | 1212 | 1212.1 | 144.61 | 149.07 | 2 | 2.46
2040 | MISO_MO-IL_2_PJM_ROR | MISO_MO-IL | PJM_ROR | Internal | Shoulder | B14 | 900 | 1212 | 1212.12 | 141.31 | 146.07 | 2 | 2.77
2040 | MISO_MO-IL_2_PJM_ROR | MISO_MO-IL | PJM_ROR | Internal | Shoulder | B15 | 1203 | 1212 | 1212.1 | 72.02 | 76.8 | 2 | 2.78
2040 | MISO_MO-IL_2_PJM_ROR | MISO_MO-IL | PJM_ROR | Internal | Summer | B1 | 10 | 1212 | 1220.81 | 279.86 | 284.63 | 2 | 2.78
2040 | MISO_MO-IL_2_PJM_ROR | MISO_MO-IL | PJM_ROR | Internal | Summer | B2 | 25 | 1212 | 3.68 | 283.58 | 284.96 | 2 | 0
2040 | MISO_MO-IL_2_PJM_ROR | MISO_MO-IL | PJM_ROR | Internal | Summer | B3 | 75 | 1212 | 1.33 | 276.39 | 277.77 | 2 | 0
2040 | MISO_MO-IL_2_PJM_ROR | MISO_MO-IL | PJM_ROR | Internal | Summer | B4 | 100 | 1212 | 1 | 190.08 | 191.47 | 2 | 0
2040 | MISO_MO-IL_2_PJM_ROR | MISO_MO-IL | PJM_ROR | Internal | Summer | B5 | 200 | 1212 | 0.52 | 185.05 | 186.44 | 2 | 0
2040 | MISO_MO-IL_2_PJM_ROR | MISO_MO-IL | PJM_ROR | Internal | Summer | B6 | 300 | 1212 | 0.35 | 176.77 | 178.15 | 2 | 0
2040 | MISO_MO-IL_2_PJM_ROR | MISO_MO-IL | PJM_ROR | Internal | Summer | B7 | 400 | 1212 | 0.27 | 159.56 | 160.94 | 2 | 0
2040 | MISO_MO-IL_2_PJM_ROR | MISO_MO-IL | PJM_ROR | Internal | Summer | B8 | 500 | 1212 | 0.22 | 153.31 | 154.7 | 2 | 0
2040 | MISO_MO-IL_2_PJM_ROR | MISO_MO-IL | PJM_ROR | Internal | Summer | B9 | 800 | 1212 | 0.14 | 151.43 | 152.81 | 2 | 0
2040 | MISO_MO-IL_2_PJM_ROR | MISO_MO-IL | PJM_ROR | Internal | Summer | B10 | 1262 | 1212 | 1212.09 | 90.33 | 95.1 | 2 | 2.78
2040 | MISO_MO-IL_2_PJM_ROR | MISO_MO-IL | PJM_ROR | Internal | Winter | B16 | 25 | 1212 | 1213.77 | 153.38 | 157.75 | 2 | 2.38
2040 | MISO_MO-IL_2_PJM_ROR | MISO_MO-IL | PJM_ROR | Internal | Winter | B17 | 100 | 1212 | 1212.53 | 145.68 | 150.14 | 2 | 2.46
2040 | MISO_MO-IL_2_PJM_ROR | MISO_MO-IL | PJM_ROR | Internal | Winter | B18 | 400 | 1212 | 1212.14 | 145.42 | 149.88 | 2 | 2.46
2040 | MISO_MO-IL_2_PJM_ROR | MISO_MO-IL | PJM_ROR | Internal | Winter | B19 | 700 | 1212 | 1212.08 | 145.42 | 149.88 | 2 | 2.46
2040 | MISO_MO-IL_2_PJM_ROR | MISO_MO-IL | PJM_ROR | Internal | Winter | B20 | 935 | 1212 | 1212.12 | 73.16 | 77.94 | 2 | 2.78
2040 | MISO_MO-IL_2_SPP_N | MISO_MO-IL | SPP_N | Internal | Shoulder | B11 | 25 | 2000 | 0.17 | 155.12 | 135.83 | 8 | 0
2040 | MISO_MO-IL_2_SPP_N | MISO_MO-IL | SPP_N | Internal | Shoulder | B12 | 200 | 2000 | 0.02 | 149.42 | 123.69 | 8 | 0
2040 | MISO_MO-IL_2_SPP_N | MISO_MO-IL | SPP_N | Internal | Shoulder | B13 | 600 | 2000 | 0 | 144.61 | 118.88 | 8 | 0
2040 | MISO_MO-IL_2_SPP_N | MISO_MO-IL | SPP_N | Internal | Shoulder | B14 | 900 | 2000 | 0 | 141.31 | 115.57 | 8 | 0
2040 | MISO_MO-IL_2_SPP_N | MISO_MO-IL | SPP_N | Internal | Shoulder | B15 | 1203 | 2000 | 0 | 72.02 | 46.29 | 8 | 0
2040 | MISO_MO-IL_2_SPP_N | MISO_MO-IL | SPP_N | Internal | Summer | B1 | 10 | 2000 | 0.35 | 279.86 | 254.13 | 8 | 0
2040 | MISO_MO-IL_2_SPP_N | MISO_MO-IL | SPP_N | Internal | Summer | B2 | 25 | 2000 | 0.15 | 283.58 | 257.85 | 8 | 0
2040 | MISO_MO-IL_2_SPP_N | MISO_MO-IL | SPP_N | Internal | Summer | B3 | 75 | 2000 | 0.08 | 276.39 | 263.82 | 8 | 0
2040 | MISO_MO-IL_2_SPP_N | MISO_MO-IL | SPP_N | Internal | Summer | B4 | 100 | 2000 | 0.1 | 190.08 | 187.17 | 8 | 0
2040 | MISO_MO-IL_2_SPP_N | MISO_MO-IL | SPP_N | Internal | Summer | B5 | 200 | 2000 | 0.04 | 185.05 | 180.06 | 8 | 0
2040 | MISO_MO-IL_2_SPP_N | MISO_MO-IL | SPP_N | Internal | Summer | B6 | 300 | 2000 | 0.04 | 176.77 | 175.53 | 8 | 0
2040 | MISO_MO-IL_2_SPP_N | MISO_MO-IL | SPP_N | Internal | Summer | B7 | 400 | 2000 | 0.02 | 159.56 | 154.56 | 8 | 0
2040 | MISO_MO-IL_2_SPP_N | MISO_MO-IL | SPP_N | Internal | Summer | B8 | 500 | 2000 | 0 | 153.31 | 134.03 | 8 | 0
2040 | MISO_MO-IL_2_SPP_N | MISO_MO-IL | SPP_N | Internal | Summer | B9 | 800 | 2000 | 0 | 151.43 | 127.67 | 8 | 0
2040 | MISO_MO-IL_2_SPP_N | MISO_MO-IL | SPP_N | Internal | Summer | B10 | 1262 | 2000 | 0 | 90.33 | 64.59 | 8 | 0
2040 | MISO_MO-IL_2_SPP_N | MISO_MO-IL | SPP_N | Internal | Winter | B16 | 25 | 2000 | 0.14 | 153.38 | 127.64 | 8 | 0
2040 | MISO_MO-IL_2_SPP_N | MISO_MO-IL | SPP_N | Internal | Winter | B17 | 100 | 2000 | 0.04 | 145.68 | 119.95 | 8 | 0
2040 | MISO_MO-IL_2_SPP_N | MISO_MO-IL | SPP_N | Internal | Winter | B18 | 400 | 2000 | 0 | 145.42 | 119.69 | 8 | 0
2040 | MISO_MO-IL_2_SPP_N | MISO_MO-IL | SPP_N | Internal | Winter | B19 | 700 | 2000 | 0 | 145.42 | 119.68 | 8 | 0
2040 | MISO_MO-IL_2_SPP_N | MISO_MO-IL | SPP_N | Internal | Winter | B20 | 935 | 2000 | 0 | 73.16 | 47.43 | 8 | 0
2040 | MISO_MO-IL_2_TVA_Transmission | MISO_MO-IL | TVA_Transmission | Internal | Shoulder | B11 | 25 | 4000 | 1.35 | 155.12 | 160.5 | 8 | 0
2040 | MISO_MO-IL_2_TVA_Transmission | MISO_MO-IL | TVA_Transmission | Internal | Shoulder | B12 | 200 | 4000 | 0.13 | 149.42 | 153.57 | 8 | 0
2040 | MISO_MO-IL_2_TVA_Transmission | MISO_MO-IL | TVA_Transmission | Internal | Shoulder | B13 | 600 | 4000 | 0.08 | 144.61 | 150.66 | 8 | 0
2040 | MISO_MO-IL_2_TVA_Transmission | MISO_MO-IL | TVA_Transmission | Internal | Shoulder | B14 | 900 | 4000 | 356.85 | 141.31 | 149.31 | 8 | 0
2040 | MISO_MO-IL_2_TVA_Transmission | MISO_MO-IL | TVA_Transmission | Internal | Shoulder | B15 | 1203 | 4000 | 2923.25 | 72.02 | 80.02 | 8 | 0
2040 | MISO_MO-IL_2_TVA_Transmission | MISO_MO-IL | TVA_Transmission | Internal | Summer | B1 | 10 | 4000 | 4001.48 | 279.86 | 289.08 | 8 | 1.23
2040 | MISO_MO-IL_2_TVA_Transmission | MISO_MO-IL | TVA_Transmission | Internal | Summer | B2 | 25 | 4000 | 4.01 | 283.58 | 290.96 | 8 | 0
2040 | MISO_MO-IL_2_TVA_Transmission | MISO_MO-IL | TVA_Transmission | Internal | Summer | B3 | 75 | 4000 | 1.38 | 276.39 | 283.77 | 8 | 0
2040 | MISO_MO-IL_2_TVA_Transmission | MISO_MO-IL | TVA_Transmission | Internal | Summer | B4 | 100 | 4000 | 0.95 | 190.08 | 197.46 | 8 | 0
2040 | MISO_MO-IL_2_TVA_Transmission | MISO_MO-IL | TVA_Transmission | Internal | Summer | B5 | 200 | 4000 | 0.06 | 185.05 | 182.96 | 8 | 0
2040 | MISO_MO-IL_2_TVA_Transmission | MISO_MO-IL | TVA_Transmission | Internal | Summer | B6 | 300 | 4000 | 0.04 | 176.77 | 174.95 | 8 | 0
2040 | MISO_MO-IL_2_TVA_Transmission | MISO_MO-IL | TVA_Transmission | Internal | Summer | B7 | 400 | 4000 | 0.05 | 159.56 | 161.36 | 8 | 0
2040 | MISO_MO-IL_2_TVA_Transmission | MISO_MO-IL | TVA_Transmission | Internal | Summer | B8 | 500 | 4000 | 0.06 | 153.31 | 158.25 | 8 | 0
2040 | MISO_MO-IL_2_TVA_Transmission | MISO_MO-IL | TVA_Transmission | Internal | Summer | B9 | 800 | 4000 | 0.03 | 151.43 | 153.96 | 8 | 0
2040 | MISO_MO-IL_2_TVA_Transmission | MISO_MO-IL | TVA_Transmission | Internal | Summer | B10 | 1262 | 4000 | 0.01 | 90.33 | 87.02 | 8 | 0
2040 | MISO_MO-IL_2_TVA_Transmission | MISO_MO-IL | TVA_Transmission | Internal | Winter | B16 | 25 | 4000 | 10.02 | 153.38 | 161.1 | 8 | 0
2040 | MISO_MO-IL_2_TVA_Transmission | MISO_MO-IL | TVA_Transmission | Internal | Winter | B17 | 100 | 4000 | 1135.95 | 145.68 | 153.68 | 8 | 0
2040 | MISO_MO-IL_2_TVA_Transmission | MISO_MO-IL | TVA_Transmission | Internal | Winter | B18 | 400 | 4000 | 0.14 | 145.42 | 152.01 | 8 | 0
2040 | MISO_MO-IL_2_TVA_Transmission | MISO_MO-IL | TVA_Transmission | Internal | Winter | B19 | 700 | 4000 | 0.08 | 145.42 | 152 | 8 | 0
2040 | MISO_MO-IL_2_TVA_Transmission | MISO_MO-IL | TVA_Transmission | Internal | Winter | B20 | 935 | 4000 | 2778.27 | 73.16 | 81.16 | 8 | 0
2040 | MISO_W_2_IESO | MISO_W | IESO | Internal | Shoulder | B11 | 25 | 90 | 0.21 | 146.88 | 133.92 | 8 | 0.03
2040 | MISO_W_2_IESO | MISO_W | IESO | Internal | Shoulder | B12 | 200 | 90 | 0.03 | 144.18 | 131.22 | 8 | 0
2040 | MISO_W_2_IESO | MISO_W | IESO | Internal | Shoulder | B13 | 600 | 90 | 0 | 139.45 | 126.43 | 8 | 0
2040 | MISO_W_2_IESO | MISO_W | IESO | Internal | Shoulder | B14 | 900 | 90 | 0 | 136.45 | 123.13 | 8 | 0
2040 | MISO_W_2_IESO | MISO_W | IESO | Internal | Shoulder | B15 | 1203 | 90 | 0.01 | 67.17 | 68.84 | 8 | 0
2040 | MISO_W_2_IESO | MISO_W | IESO | Internal | Summer | B1 | 10 | 90 | 0.47 | 275.01 | 260.92 | 8 | 0.08
2040 | MISO_W_2_IESO | MISO_W | IESO | Internal | Summer | B2 | 25 | 90 | 0.2 | 275.34 | 261.93 | 8 | 0.03
2040 | MISO_W_2_IESO | MISO_W | IESO | Internal | Summer | B3 | 75 | 90 | 0.07 | 268.15 | 254.15 | 8 | 0.01
2040 | MISO_W_2_IESO | MISO_W | IESO | Internal | Summer | B4 | 100 | 90 | 0.05 | 181.84 | 167.84 | 8 | 0.01
2040 | MISO_W_2_IESO | MISO_W | IESO | Internal | Summer | B5 | 200 | 90 | 0.03 | 176.82 | 162.72 | 8 | 0
2040 | MISO_W_2_IESO | MISO_W | IESO | Internal | Summer | B6 | 300 | 90 | 0.02 | 168.53 | 154.52 | 8 | 0
2040 | MISO_W_2_IESO | MISO_W | IESO | Internal | Summer | B7 | 400 | 90 | 0.01 | 151.32 | 137.31 | 8 | 0
2040 | MISO_W_2_IESO | MISO_W | IESO | Internal | Summer | B8 | 500 | 90 | 0.01 | 145.07 | 132.12 | 8 | 0
2040 | MISO_W_2_IESO | MISO_W | IESO | Internal | Summer | B9 | 800 | 90 | 0 | 143.19 | 130.23 | 8 | 0
2040 | MISO_W_2_IESO | MISO_W | IESO | Internal | Summer | B10 | 1262 | 90 | 0 | 85.48 | 84.16 | 8 | 0
2040 | MISO_W_2_IESO | MISO_W | IESO | Internal | Winter | B16 | 25 | 90 | 0.21 | 148.13 | 135.17 | 8 | 0.03
2040 | MISO_W_2_IESO | MISO_W | IESO | Internal | Winter | B17 | 100 | 90 | 0.05 | 140.52 | 127.5 | 8 | 0.01
2040 | MISO_W_2_IESO | MISO_W | IESO | Internal | Winter | B18 | 400 | 90 | 0.01 | 140.26 | 127.24 | 8 | 0
2040 | MISO_W_2_IESO | MISO_W | IESO | Internal | Winter | B19 | 700 | 90 | 0 | 140.25 | 127.24 | 8 | 0
2040 | MISO_W_2_IESO | MISO_W | IESO | Internal | Winter | B20 | 935 | 90 | 0.02 | 68.32 | 69.03 | 8 | 0
2040 | MISO_W_2_MAPP_CA | MISO_W | MAPP_CA | Internal | Shoulder | B11 | 25 | 700 | 0.25 | 146.88 | 128.78 | 0.01 | 0
2040 | MISO_W_2_MAPP_CA | MISO_W | MAPP_CA | Internal | Shoulder | B12 | 200 | 700 | 0.03 | 144.18 | 126.08 | 0.01 | 0
2040 | MISO_W_2_MAPP_CA | MISO_W | MAPP_CA | Internal | Shoulder | B13 | 600 | 700 | 0.01 | 139.45 | 121.36 | 0.01 | 0
2040 | MISO_W_2_MAPP_CA | MISO_W | MAPP_CA | Internal | Shoulder | B14 | 900 | 700 | 0 | 136.45 | 118.36 | 0.01 | 0
2040 | MISO_W_2_MAPP_CA | MISO_W | MAPP_CA | Internal | Shoulder | B15 | 1203 | 700 | 172.11 | 67.17 | 67.18 | 0.01 | 0
2040 | MISO_W_2_MAPP_CA | MISO_W | MAPP_CA | Internal | Summer | B1 | 10 | 700 | 0.61 | 275.01 | 256.92 | 0.01 | 0.01
2040 | MISO_W_2_MAPP_CA | MISO_W | MAPP_CA | Internal | Summer | B2 | 25 | 700 | 0.25 | 275.34 | 257.24 | 0.01 | 0
2040 | MISO_W_2_MAPP_CA | MISO_W | MAPP_CA | Internal | Summer | B3 | 75 | 700 | 0.09 | 268.15 | 250.05 | 0.01 | 0
2040 | MISO_W_2_MAPP_CA | MISO_W | MAPP_CA | Internal | Summer | B4 | 100 | 700 | 0.06 | 181.84 | 163.75 | 0.01 | 0
2040 | MISO_W_2_MAPP_CA | MISO_W | MAPP_CA | Internal | Summer | B5 | 200 | 700 | 0.03 | 176.82 | 158.72 | 0.01 | 0
2040 | MISO_W_2_MAPP_CA | MISO_W | MAPP_CA | Internal | Summer | B6 | 300 | 700 | 0.02 | 168.53 | 150.44 | 0.01 | 0
2040 | MISO_W_2_MAPP_CA | MISO_W | MAPP_CA | Internal | Summer | B7 | 400 | 700 | 0.02 | 151.32 | 133.23 | 0.01 | 0
2040 | MISO_W_2_MAPP_CA | MISO_W | MAPP_CA | Internal | Summer | B8 | 500 | 700 | 0.01 | 145.07 | 126.98 | 0.01 | 0
2040 | MISO_W_2_MAPP_CA | MISO_W | MAPP_CA | Internal | Summer | B9 | 800 | 700 | 0 | 143.19 | 125.09 | 0.01 | 0
2040 | MISO_W_2_MAPP_CA | MISO_W | MAPP_CA | Internal | Summer | B10 | 1262 | 700 | 139.27 | 85.48 | 85.49 | 0.01 | 0
2040 | MISO_W_2_MAPP_CA | MISO_W | MAPP_CA | Internal | Winter | B16 | 25 | 700 | 0.26 | 148.13 | 130.04 | 0.01 | 0
2040 | MISO_W_2_MAPP_CA | MISO_W | MAPP_CA | Internal | Winter | B17 | 100 | 700 | 0.07 | 140.52 | 122.42 | 0.01 | 0
2040 | MISO_W_2_MAPP_CA | MISO_W | MAPP_CA | Internal | Winter | B18 | 400 | 700 | 0.02 | 140.26 | 122.17 | 0.01 | 0
2040 | MISO_W_2_MAPP_CA | MISO_W | MAPP_CA | Internal | Winter | B19 | 700 | 700 | 0 | 140.25 | 122.16 | 0.01 | 0
2040 | MISO_W_2_MAPP_CA | MISO_W | MAPP_CA | Internal | Winter | B20 | 935 | 700 | 57.76 | 68.32 | 68.33 | 0.01 | 0
2040 | MISO_W_2_MAPP_US | MISO_W | MAPP_US | Internal | Shoulder | B11 | 25 | 2300 | 0.32 | 146.88 | 139.87 | 7 | 0
2040 | MISO_W_2_MAPP_US | MISO_W | MAPP_US | Internal | Shoulder | B12 | 200 | 2300 | 0.03 | 144.18 | 128.02 | 7 | 0
2040 | MISO_W_2_MAPP_US | MISO_W | MAPP_US | Internal | Shoulder | B13 | 600 | 2300 | 0 | 139.45 | 123.21 | 7 | 0
2040 | MISO_W_2_MAPP_US | MISO_W | MAPP_US | Internal | Shoulder | B14 | 900 | 2300 | 0 | 136.45 | 120.21 | 7 | 0
2040 | MISO_W_2_MAPP_US | MISO_W | MAPP_US | Internal | Shoulder | B15 | 1203 | 2300 | 0 | 67.17 | 59.44 | 7 | 0
2040 | MISO_W_2_MAPP_US | MISO_W | MAPP_US | Internal | Summer | B1 | 10 | 2300 | 0.81 | 275.01 | 268 | 7 | 0
2040 | MISO_W_2_MAPP_US | MISO_W | MAPP_US | Internal | Summer | B2 | 25 | 2300 | 0.25 | 275.34 | 262.86 | 7 | 0
2040 | MISO_W_2_MAPP_US | MISO_W | MAPP_US | Internal | Summer | B3 | 75 | 2300 | 0.11 | 268.15 | 261.15 | 7 | 0
2040 | MISO_W_2_MAPP_US | MISO_W | MAPP_US | Internal | Summer | B4 | 100 | 2300 | 0.12 | 181.84 | 180.12 | 7 | 0
2040 | MISO_W_2_MAPP_US | MISO_W | MAPP_US | Internal | Summer | B5 | 200 | 2300 | 0.05 | 176.82 | 172.39 | 7 | 0
2040 | MISO_W_2_MAPP_US | MISO_W | MAPP_US | Internal | Summer | B6 | 300 | 2300 | 0.05 | 168.53 | 167.87 | 7 | 0
2040 | MISO_W_2_MAPP_US | MISO_W | MAPP_US | Internal | Summer | B7 | 400 | 2300 | 0.03 | 151.32 | 146.89 | 7 | 0
2040 | MISO_W_2_MAPP_US | MISO_W | MAPP_US | Internal | Summer | B8 | 500 | 2300 | 0.02 | 145.07 | 138.07 | 7 | 0
2040 | MISO_W_2_MAPP_US | MISO_W | MAPP_US | Internal | Summer | B9 | 800 | 2300 | 0 | 143.19 | 132.09 | 7 | 0
2040 | MISO_W_2_MAPP_US | MISO_W | MAPP_US | Internal | Summer | B10 | 1262 | 2300 | 0 | 85.48 | 77.7 | 7 | 0
2040 | MISO_W_2_MAPP_US | MISO_W | MAPP_US | Internal | Winter | B16 | 25 | 2300 | 0.19 | 148.13 | 127.91 | 7 | 0
2040 | MISO_W_2_MAPP_US | MISO_W | MAPP_US | Internal | Winter | B17 | 100 | 2300 | 0.05 | 140.52 | 124.02 | 7 | 0
2040 | MISO_W_2_MAPP_US | MISO_W | MAPP_US | Internal | Winter | B18 | 400 | 2300 | 0.01 | 140.26 | 124.02 | 7 | 0
2040 | MISO_W_2_MAPP_US | MISO_W | MAPP_US | Internal | Winter | B19 | 700 | 2300 | 0 | 140.25 | 124.02 | 7 | 0
2040 | MISO_W_2_MAPP_US | MISO_W | MAPP_US | Internal | Winter | B20 | 935 | 2300 | 0 | 68.32 | 61.32 | 7 | 0
2040 | MISO_W_2_MISO_MO-IL | MISO_W | MISO_MO-IL | Internal | Shoulder | B11 | 25 | 3800 | 8897.97 | 146.88 | 155.12 | 0.01 | 8.23
2040 | MISO_W_2_MISO_MO-IL | MISO_W | MISO_MO-IL | Internal | Shoulder | B12 | 200 | 3800 | 3800.05 | 144.18 | 149.42 | 0.01 | 5.23
2040 | MISO_W_2_MISO_MO-IL | MISO_W | MISO_MO-IL | Internal | Shoulder | B13 | 600 | 3800 | 3800.01 | 139.45 | 144.61 | 0.01 | 5.15
2040 | MISO_W_2_MISO_MO-IL | MISO_W | MISO_MO-IL | Internal | Shoulder | B14 | 900 | 3800 | 3800.01 | 136.45 | 141.31 | 0.01 | 4.84
2040 | MISO_W_2_MISO_MO-IL | MISO_W | MISO_MO-IL | Internal | Shoulder | B15 | 1203 | 3800 | 3800 | 67.17 | 72.02 | 0.01 | 4.83
2040 | MISO_W_2_MISO_MO-IL | MISO_W | MISO_MO-IL | Internal | Summer | B1 | 10 | 3800 | 3800.74 | 275.01 | 279.86 | 0.01 | 4.84
2040 | MISO_W_2_MISO_MO-IL | MISO_W | MISO_MO-IL | Internal | Summer | B2 | 25 | 3800 | 7357.71 | 275.34 | 283.58 | 0.01 | 8.23
2040 | MISO_W_2_MISO_MO-IL | MISO_W | MISO_MO-IL | Internal | Summer | B3 | 75 | 3800 | 4429.05 | 268.15 | 276.39 | 0.01 | 8.23
2040 | MISO_W_2_MISO_MO-IL | MISO_W | MISO_MO-IL | Internal | Summer | B4 | 100 | 3800 | 6160.63 | 181.84 | 190.08 | 0.01 | 8.23
2040 | MISO_W_2_MISO_MO-IL | MISO_W | MISO_MO-IL | Internal | Summer | B5 | 200 | 3800 | 5276.59 | 176.82 | 185.05 | 0.01 | 8.23
2040 | MISO_W_2_MISO_MO-IL | MISO_W | MISO_MO-IL | Internal | Summer | B6 | 300 | 3800 | 4948.04 | 168.53 | 176.77 | 0.01 | 8.23
2040 | MISO_W_2_MISO_MO-IL | MISO_W | MISO_MO-IL | Internal | Summer | B7 | 400 | 3800 | 7396.14 | 151.32 | 159.56 | 0.01 | 8.23
2040 | MISO_W_2_MISO_MO-IL | MISO_W | MISO_MO-IL | Internal | Summer | B8 | 500 | 3800 | 10749.69 | 145.07 | 153.31 | 0.01 | 8.23
2040 | MISO_W_2_MISO_MO-IL | MISO_W | MISO_MO-IL | Internal | Summer | B9 | 800 | 3800 | 7654.01 | 143.19 | 151.43 | 0.01 | 8.23
2040 | MISO_W_2_MISO_MO-IL | MISO_W | MISO_MO-IL | Internal | Summer | B10 | 1262 | 3800 | 3800 | 85.48 | 90.33 | 0.01 | 4.83
2040 | MISO_W_2_MISO_MO-IL | MISO_W | MISO_MO-IL | Internal | Winter | B16 | 25 | 3800 | 3800.43 | 148.13 | 153.38 | 0.01 | 5.23
2040 | MISO_W_2_MISO_MO-IL | MISO_W | MISO_MO-IL | Internal | Winter | B17 | 100 | 3800 | 3800.09 | 140.52 | 145.68 | 0.01 | 5.15
2040 | MISO_W_2_MISO_MO-IL | MISO_W | MISO_MO-IL | Internal | Winter | B18 | 400 | 3800 | 3800.02 | 140.26 | 145.42 | 0.01 | 5.15
2040 | MISO_W_2_MISO_MO-IL | MISO_W | MISO_MO-IL | Internal | Winter | B19 | 700 | 3800 | 3800.01 | 140.25 | 145.42 | 0.01 | 5.15
2040 | MISO_W_2_MISO_MO-IL | MISO_W | MISO_MO-IL | Internal | Winter | B20 | 935 | 3800 | 3800.01 | 68.32 | 73.16 | 0.01 | 4.83
2040 | MISO_W_2_MISO_WUMS | MISO_W | MISO_WUMS | Internal | Shoulder | B11 | 25 | 1629 | 5905.51 | 146.88 | 153.98 | 0.01 | 7.09
2040 | MISO_W_2_MISO_WUMS | MISO_W | MISO_WUMS | Internal | Shoulder | B12 | 200 | 1629 | 11072.84 | 144.18 | 151.28 | 0.01 | 7.09
2040 | MISO_W_2_MISO_WUMS | MISO_W | MISO_WUMS | Internal | Shoulder | B13 | 600 | 1629 | 8404.21 | 139.45 | 146.56 | 0.01 | 7.09
2040 | MISO_W_2_MISO_WUMS | MISO_W | MISO_WUMS | Internal | Shoulder | B14 | 900 | 1629 | 8528.53 | 136.45 | 143.56 | 0.01 | 7.09
2040 | MISO_W_2_MISO_WUMS | MISO_W | MISO_WUMS | Internal | Shoulder | B15 | 1203 | 1629 | 11364.99 | 67.17 | 74.28 | 0.01 | 7.09
2040 | MISO_W_2_MISO_WUMS | MISO_W | MISO_WUMS | Internal | Summer | B1 | 10 | 1629 | 1634.07 | 275.01 | 280.98 | 0.01 | 5.96
2040 | MISO_W_2_MISO_WUMS | MISO_W | MISO_WUMS | Internal | Summer | B2 | 25 | 1629 | 1633.73 | 275.34 | 281.99 | 0.01 | 6.64
2040 | MISO_W_2_MISO_WUMS | MISO_W | MISO_WUMS | Internal | Summer | B3 | 75 | 1629 | 1629.9 | 268.15 | 274.21 | 0.01 | 6.05
2040 | MISO_W_2_MISO_WUMS | MISO_W | MISO_WUMS | Internal | Summer | B4 | 100 | 1629 | 1629.64 | 181.84 | 187.9 | 0.01 | 6.05
2040 | MISO_W_2_MISO_WUMS | MISO_W | MISO_WUMS | Internal | Summer | B5 | 200 | 1629 | 1629.31 | 176.82 | 182.78 | 0.01 | 5.95
2040 | MISO_W_2_MISO_WUMS | MISO_W | MISO_WUMS | Internal | Summer | B6 | 300 | 1629 | 1629.23 | 168.53 | 174.58 | 0.01 | 6.04
2040 | MISO_W_2_MISO_WUMS | MISO_W | MISO_WUMS | Internal | Summer | B7 | 400 | 1629 | 1629.26 | 151.32 | 157.37 | 0.01 | 6.04
2040 | MISO_W_2_MISO_WUMS | MISO_W | MISO_WUMS | Internal | Summer | B8 | 500 | 1629 | 7582.2 | 145.07 | 152.18 | 0.01 | 7.09
2040 | MISO_W_2_MISO_WUMS | MISO_W | MISO_WUMS | Internal | Summer | B9 | 800 | 1629 | 16636.65 | 143.19 | 150.29 | 0.01 | 7.09
2040 | MISO_W_2_MISO_WUMS | MISO_W | MISO_WUMS | Internal | Summer | B10 | 1262 | 1629 | 10767.56 | 85.48 | 92.59 | 0.01 | 7.09
2040 | MISO_W_2_MISO_WUMS | MISO_W | MISO_WUMS | Internal | Winter | B16 | 25 | 1629 | 12058.33 | 148.13 | 155.24 | 0.01 | 7.09
2040 | MISO_W_2_MISO_WUMS | MISO_W | MISO_WUMS | Internal | Winter | B17 | 100 | 1629 | 8926.36 | 140.52 | 147.62 | 0.01 | 7.09
2040 | MISO_W_2_MISO_WUMS | MISO_W | MISO_WUMS | Internal | Winter | B18 | 400 | 1629 | 8698.73 | 140.26 | 147.37 | 0.01 | 7.09
2040 | MISO_W_2_MISO_WUMS | MISO_W | MISO_WUMS | Internal | Winter | B19 | 700 | 1629 | 8525.42 | 140.25 | 147.36 | 0.01 | 7.09
2040 | MISO_W_2_MISO_WUMS | MISO_W | MISO_WUMS | Internal | Winter | B20 | 935 | 1629 | 10312.6 | 68.32 | 75.42 | 0.01 | 7.09
2040 | MISO_W_2_NE | MISO_W | NE | Internal | Shoulder | B11 | 25 | 2800 | 0.25 | 146.88 | 135.17 | 7 | 0
2040 | MISO_W_2_NE | MISO_W | NE | Internal | Shoulder | B12 | 200 | 2800 | 0.02 | 144.18 | 123.02 | 7 | 0
2040 | MISO_W_2_NE | MISO_W | NE | Internal | Shoulder | B13 | 600 | 2800 | 0 | 139.45 | 118.21 | 7 | 0
2040 | MISO_W_2_NE | MISO_W | NE | Internal | Shoulder | B14 | 900 | 2800 | 0 | 136.45 | 115.21 | 7 | 0
2040 | MISO_W_2_NE | MISO_W | NE | Internal | Shoulder | B15 | 1203 | 2800 | 0 | 67.17 | 45.93 | 7 | 0
2040 | MISO_W_2_NE | MISO_W | NE | Internal | Summer | B1 | 10 | 2800 | 0.56 | 275.01 | 261.58 | 7 | 0
2040 | MISO_W_2_NE | MISO_W | NE | Internal | Summer | B2 | 25 | 2800 | 0.2 | 275.34 | 257.83 | 7 | 0
2040 | MISO_W_2_NE | MISO_W | NE | Internal | Summer | B3 | 75 | 2800 | 0.13 | 268.15 | 263.15 | 7 | 0
2040 | MISO_W_2_NE | MISO_W | NE | Internal | Summer | B4 | 100 | 2800 | 0.45 | 181.84 | 187.12 | 7 | 0
2040 | MISO_W_2_NE | MISO_W | NE | Internal | Summer | B5 | 200 | 2800 | 0.13 | 176.82 | 179.39 | 7 | 0
2040 | MISO_W_2_NE | MISO_W | NE | Internal | Summer | B6 | 300 | 2800 | 0.53 | 168.53 | 174.86 | 7 | 0
2040 | MISO_W_2_NE | MISO_W | NE | Internal | Summer | B7 | 400 | 2800 | 0.06 | 151.32 | 153.89 | 7 | 0
2040 | MISO_W_2_NE | MISO_W | NE | Internal | Summer | B8 | 500 | 2800 | 0.01 | 145.07 | 133.37 | 7 | 0
2040 | MISO_W_2_NE | MISO_W | NE | Internal | Summer | B9 | 800 | 2800 | 0 | 143.19 | 127.09 | 7 | 0
2040 | MISO_W_2_NE | MISO_W | NE | Internal | Summer | B10 | 1262 | 2800 | 0 | 85.48 | 64.24 | 7 | 0
2040 | MISO_W_2_NE | MISO_W | NE | Internal | Winter | B16 | 25 | 2800 | 0.18 | 148.13 | 126.98 | 7 | 0
2040 | MISO_W_2_NE | MISO_W | NE | Internal | Winter | B17 | 100 | 2800 | 0.04 | 140.52 | 119.28 | 7 | 0
2040 | MISO_W_2_NE | MISO_W | NE | Internal | Winter | B18 | 400 | 2800 | 0.01 | 140.26 | 119.02 | 7 | 0
2040 | MISO_W_2_NE | MISO_W | NE | Internal | Winter | B19 | 700 | 2800 | 0 | 140.25 | 119.02 | 7 | 0
2040 | MISO_W_2_NE | MISO_W | NE | Internal | Winter | B20 | 935 | 2800 | 0 | 68.32 | 47.08 | 7 | 0
2040 | MISO_W_2_PJM_ROR | MISO_W | PJM_ROR | Internal | Shoulder | B11 | 25 | 773 | 9690.72 | 146.88 | 156.5 | 2 | 7.63
2040 | MISO_W_2_PJM_ROR | MISO_W | PJM_ROR | Internal | Shoulder | B12 | 200 | 773 | 20140.2 | 144.18 | 153.8 | 2 | 7.62
2040 | MISO_W_2_PJM_ROR | MISO_W | PJM_ROR | Internal | Shoulder | B13 | 600 | 773 | 26451.22 | 139.45 | 149.07 | 2 | 7.62
2040 | MISO_W_2_PJM_ROR | MISO_W | PJM_ROR | Internal | Shoulder | B14 | 900 | 773 | 32348.55 | 136.45 | 146.07 | 2 | 7.62
2040 | MISO_W_2_PJM_ROR | MISO_W | PJM_ROR | Internal | Shoulder | B15 | 1203 | 773 | 32001.93 | 67.17 | 76.8 | 2 | 7.62
2040 | MISO_W_2_PJM_ROR | MISO_W | PJM_ROR | Internal | Summer | B1 | 10 | 773 | 19229.37 | 275.01 | 284.63 | 2 | 7.63
2040 | MISO_W_2_PJM_ROR | MISO_W | PJM_ROR | Internal | Summer | B2 | 25 | 773 | 21949.33 | 275.34 | 284.96 | 2 | 7.63
2040 | MISO_W_2_PJM_ROR | MISO_W | PJM_ROR | Internal | Summer | B3 | 75 | 773 | 12472.38 | 268.15 | 277.77 | 2 | 7.62
2040 | MISO_W_2_PJM_ROR | MISO_W | PJM_ROR | Internal | Summer | B4 | 100 | 773 | 9612.29 | 181.84 | 191.47 | 2 | 7.62
2040 | MISO_W_2_PJM_ROR | MISO_W | PJM_ROR | Internal | Summer | B5 | 200 | 773 | 6312.88 | 176.82 | 186.44 | 2 | 7.62
2040 | MISO_W_2_PJM_ROR | MISO_W | PJM_ROR | Internal | Summer | B6 | 300 | 773 | 3242.36 | 168.53 | 178.15 | 2 | 7.62
2040 | MISO_W_2_PJM_ROR | MISO_W | PJM_ROR | Internal | Summer | B7 | 400 | 773 | 12351.52 | 151.32 | 160.94 | 2 | 7.62
2040 | MISO_W_2_PJM_ROR | MISO_W | PJM_ROR | Internal | Summer | B8 | 500 | 773 | 15017.93 | 145.07 | 154.7 | 2 | 7.62
2040 | MISO_W_2_PJM_ROR | MISO_W | PJM_ROR | Internal | Summer | B9 | 800 | 773 | 10936.9 | 143.19 | 152.81 | 2 | 7.62
2040 | MISO_W_2_PJM_ROR | MISO_W | PJM_ROR | Internal | Summer | B10 | 1262 | 773 | 26033.76 | 85.48 | 95.1 | 2 | 7.62
2040 | MISO_W_2_PJM_ROR | MISO_W | PJM_ROR | Internal | Winter | B16 | 25 | 773 | 41148.03 | 148.13 | 157.75 | 2 | 7.63
2040 | MISO_W_2_PJM_ROR | MISO_W | PJM_ROR | Internal | Winter | B17 | 100 | 773 | 39425.56 | 140.52 | 150.14 | 2 | 7.62
2040 | MISO_W_2_PJM_ROR | MISO_W | PJM_ROR | Internal | Winter | B18 | 400 | 773 | 30095.58 | 140.26 | 149.88 | 2 | 7.62
2040 | MISO_W_2_PJM_ROR | MISO_W | PJM_ROR | Internal | Winter | B19 | 700 | 773 | 29283.09 | 140.25 | 149.88 | 2 | 7.62
2040 | MISO_W_2_PJM_ROR | MISO_W | PJM_ROR | Internal | Winter | B20 | 935 | 773 | 32993.59 | 68.32 | 77.94 | 2 | 7.62
2040 | MISO_W_2_SPP_N | MISO_W | SPP_N | Internal | Shoulder | B11 | 25 | 3200 | 0.26 | 146.88 | 135.83 | 7 | 0
2040 | MISO_W_2_SPP_N | MISO_W | SPP_N | Internal | Shoulder | B12 | 200 | 3200 | 0.02 | 144.18 | 123.69 | 7 | 0
2040 | MISO_W_2_SPP_N | MISO_W | SPP_N | Internal | Shoulder | B13 | 600 | 3200 | 0 | 139.45 | 118.88 | 7 | 0
2040 | MISO_W_2_SPP_N | MISO_W | SPP_N | Internal | Shoulder | B14 | 900 | 3200 | 0 | 136.45 | 115.57 | 7 | 0
2040 | MISO_W_2_SPP_N | MISO_W | SPP_N | Internal | Shoulder | B15 | 1203 | 3200 | 0 | 67.17 | 46.29 | 7 | 0
2040 | MISO_W_2_SPP_N | MISO_W | SPP_N | Internal | Summer | B1 | 10 | 3200 | 0.43 | 275.01 | 254.13 | 7 | 0
2040 | MISO_W_2_SPP_N | MISO_W | SPP_N | Internal | Summer | B2 | 25 | 3200 | 0.2 | 275.34 | 257.85 | 7 | 0
2040 | MISO_W_2_SPP_N | MISO_W | SPP_N | Internal | Summer | B3 | 75 | 3200 | 0.14 | 268.15 | 263.82 | 7 | 0
2040 | MISO_W_2_SPP_N | MISO_W | SPP_N | Internal | Summer | B4 | 100 | 3200 | 0.49 | 181.84 | 187.17 | 7 | 0
2040 | MISO_W_2_SPP_N | MISO_W | SPP_N | Internal | Summer | B5 | 200 | 3200 | 0.15 | 176.82 | 180.06 | 7 | 0
2040 | MISO_W_2_SPP_N | MISO_W | SPP_N | Internal | Summer | B6 | 300 | 3200 | 3454.36 | 168.53 | 175.53 | 7 | 0
2040 | MISO_W_2_SPP_N | MISO_W | SPP_N | Internal | Summer | B7 | 400 | 3200 | 0.07 | 151.32 | 154.56 | 7 | 0
2040 | MISO_W_2_SPP_N | MISO_W | SPP_N | Internal | Summer | B8 | 500 | 3200 | 0.01 | 145.07 | 134.03 | 7 | 0
2040 | MISO_W_2_SPP_N | MISO_W | SPP_N | Internal | Summer | B9 | 800 | 3200 | 0 | 143.19 | 127.67 | 7 | 0
2040 | MISO_W_2_SPP_N | MISO_W | SPP_N | Internal | Summer | B10 | 1262 | 3200 | 0 | 85.48 | 64.59 | 7 | 0
2040 | MISO_W_2_SPP_N | MISO_W | SPP_N | Internal | Winter | B16 | 25 | 3200 | 0.18 | 148.13 | 127.64 | 7 | 0
2040 | MISO_W_2_SPP_N | MISO_W | SPP_N | Internal | Winter | B17 | 100 | 3200 | 0.05 | 140.52 | 119.95 | 7 | 0
2040 | MISO_W_2_SPP_N | MISO_W | SPP_N | Internal | Winter | B18 | 400 | 3200 | 0.01 | 140.26 | 119.69 | 7 | 0
2040 | MISO_W_2_SPP_N | MISO_W | SPP_N | Internal | Winter | B19 | 700 | 3200 | 0 | 140.25 | 119.68 | 7 | 0
2040 | MISO_W_2_SPP_N | MISO_W | SPP_N | Internal | Winter | B20 | 935 | 3200 | 0 | 68.32 | 47.43 | 7 | 0
2040 | MISO_WUMS_2_MISO_MI | MISO_WUMS | MISO_MI | Internal | Shoulder | B11 | 25 | 99 | 7252.12 | 153.98 | 155.54 | 0.01 | 1.58
2040 | MISO_WUMS_2_MISO_MI | MISO_WUMS | MISO_MI | Internal | Shoulder | B12 | 200 | 99 | 2706.67 | 151.28 | 152.84 | 0.01 | 1.55
2040 | MISO_WUMS_2_MISO_MI | MISO_WUMS | MISO_MI | Internal | Shoulder | B13 | 600 | 99 | 100.46 | 146.56 | 148.06 | 0.01 | 1.49
2040 | MISO_WUMS_2_MISO_MI | MISO_WUMS | MISO_MI | Internal | Shoulder | B14 | 900 | 99 | 99.21 | 143.56 | 144.75 | 0.01 | 1.18
2040 | MISO_WUMS_2_MISO_MI | MISO_WUMS | MISO_MI | Internal | Shoulder | B15 | 1203 | 99 | 4174.15 | 74.28 | 75.84 | 0.01 | 1.55
2040 | MISO_WUMS_2_MISO_MI | MISO_WUMS | MISO_MI | Internal | Summer | B1 | 10 | 99 | 15249.73 | 280.98 | 282.54 | 0.01 | 1.63
2040 | MISO_WUMS_2_MISO_MI | MISO_WUMS | MISO_MI | Internal | Summer | B2 | 25 | 99 | 15789.15 | 281.99 | 283.55 | 0.01 | 1.58
2040 | MISO_WUMS_2_MISO_MI | MISO_WUMS | MISO_MI | Internal | Summer | B3 | 75 | 99 | 16358.64 | 274.21 | 275.77 | 0.01 | 1.56
2040 | MISO_WUMS_2_MISO_MI | MISO_WUMS | MISO_MI | Internal | Summer | B4 | 100 | 99 | 16934.75 | 187.9 | 189.47 | 0.01 | 1.56
2040 | MISO_WUMS_2_MISO_MI | MISO_WUMS | MISO_MI | Internal | Summer | B5 | 200 | 99 | 16184.11 | 182.78 | 184.34 | 0.01 | 1.55
2040 | MISO_WUMS_2_MISO_MI | MISO_WUMS | MISO_MI | Internal | Summer | B6 | 300 | 99 | 15605.69 | 174.58 | 176.14 | 0.01 | 1.55
2040 | MISO_WUMS_2_MISO_MI | MISO_WUMS | MISO_MI | Internal | Summer | B7 | 400 | 99 | 16101.72 | 157.37 | 158.93 | 0.01 | 1.55
2040 | MISO_WUMS_2_MISO_MI | MISO_WUMS | MISO_MI | Internal | Summer | B8 | 500 | 99 | 6712.64 | 152.18 | 153.74 | 0.01 | 1.55
2040 | MISO_WUMS_2_MISO_MI | MISO_WUMS | MISO_MI | Internal | Summer | B9 | 800 | 99 | 7745.68 | 150.29 | 151.85 | 0.01 | 1.55
2040 | MISO_WUMS_2_MISO_MI | MISO_WUMS | MISO_MI | Internal | Summer | B10 | 1262 | 99 | 3259.18 | 92.59 | 94.15 | 0.01 | 1.55
2040 | MISO_WUMS_2_MISO_MI | MISO_WUMS | MISO_MI | Internal | Winter | B16 | 25 | 99 | 2957.83 | 155.24 | 156.8 | 0.01 | 1.58
2040 | MISO_WUMS_2_MISO_MI | MISO_WUMS | MISO_MI | Internal | Winter | B17 | 100 | 99 | 109.1 | 147.62 | 149.13 | 0.01 | 1.5
2040 | MISO_WUMS_2_MISO_MI | MISO_WUMS | MISO_MI | Internal | Winter | B18 | 400 | 99 | 101.18 | 147.37 | 148.86 | 0.01 | 1.49
2040 | MISO_WUMS_2_MISO_MI | MISO_WUMS | MISO_MI | Internal | Winter | B19 | 700 | 99 | 100.2 | 147.36 | 148.86 | 0.01 | 1.49
2040 | MISO_WUMS_2_MISO_MI | MISO_WUMS | MISO_MI | Internal | Winter | B20 | 935 | 99 | 2747.39 | 75.42 | 76.98 | 0.01 | 1.55
2040 | MISO_WUMS_2_MISO_W | MISO_WUMS | MISO_W | Internal | Shoulder | B11 | 25 | 1137 | 0.53 | 153.98 | 146.88 | 0.01 | 0
2040 | MISO_WUMS_2_MISO_W | MISO_WUMS | MISO_W | Internal | Shoulder | B12 | 200 | 1137 | 0.07 | 151.28 | 144.18 | 0.01 | 0
2040 | MISO_WUMS_2_MISO_W | MISO_WUMS | MISO_W | Internal | Shoulder | B13 | 600 | 1137 | 0.02 | 146.56 | 139.45 | 0.01 | 0
2040 | MISO_WUMS_2_MISO_W | MISO_WUMS | MISO_W | Internal | Shoulder | B14 | 900 | 1137 | 0.02 | 143.56 | 136.45 | 0.01 | 0
2040 | MISO_WUMS_2_MISO_W | MISO_WUMS | MISO_W | Internal | Shoulder | B15 | 1203 | 1137 | 0.01 | 74.28 | 67.17 | 0.01 | 0
2040 | MISO_WUMS_2_MISO_W | MISO_WUMS | MISO_W | Internal | Summer | B1 | 10 | 1137 | 1.43 | 280.98 | 275.01 | 0.01 | 0.01
2040 | MISO_WUMS_2_MISO_W | MISO_WUMS | MISO_W | Internal | Summer | B2 | 25 | 1137 | 0.55 | 281.99 | 275.34 | 0.01 | 0
2040 | MISO_WUMS_2_MISO_W | MISO_WUMS | MISO_W | Internal | Summer | B3 | 75 | 1137 | 0.2 | 274.21 | 268.15 | 0.01 | 0
2040 | MISO_WUMS_2_MISO_W | MISO_WUMS | MISO_W | Internal | Summer | B4 | 100 | 1137 | 0.15 | 187.9 | 181.84 | 0.01 | 0
2040 | MISO_WUMS_2_MISO_W | MISO_WUMS | MISO_W | Internal | Summer | B5 | 200 | 1137 | 0.08 | 182.78 | 176.82 | 0.01 | 0
2040 | MISO_WUMS_2_MISO_W | MISO_WUMS | MISO_W | Internal | Summer | B6 | 300 | 1137 | 0.05 | 174.58 | 168.53 | 0.01 | 0
2040 | MISO_WUMS_2_MISO_W | MISO_WUMS | MISO_W | Internal | Summer | B7 | 400 | 1137 | 0.04 | 157.37 | 151.32 | 0.01 | 0
2040 | MISO_WUMS_2_MISO_W | MISO_WUMS | MISO_W | Internal | Summer | B8 | 500 | 1137 | 0.03 | 152.18 | 145.07 | 0.01 | 0
2040 | MISO_WUMS_2_MISO_W | MISO_WUMS | MISO_W | Internal | Summer | B9 | 800 | 1137 | 0.02 | 150.29 | 143.19 | 0.01 | 0
2040 | MISO_WUMS_2_MISO_W | MISO_WUMS | MISO_W | Internal | Summer | B10 | 1262 | 1137 | 0.01 | 92.59 | 85.48 | 0.01 | 0
2040 | MISO_WUMS_2_MISO_W | MISO_WUMS | MISO_W | Internal | Winter | B16 | 25 | 1137 | 0.53 | 155.24 | 148.13 | 0.01 | 0
2040 | MISO_WUMS_2_MISO_W | MISO_WUMS | MISO_W | Internal | Winter | B17 | 100 | 1137 | 0.14 | 147.62 | 140.52 | 0.01 | 0
2040 | MISO_WUMS_2_MISO_W | MISO_WUMS | MISO_W | Internal | Winter | B18 | 400 | 1137 | 0.04 | 147.37 | 140.26 | 0.01 | 0
2040 | MISO_WUMS_2_MISO_W | MISO_WUMS | MISO_W | Internal | Winter | B19 | 700 | 1137 | 0.02 | 147.36 | 140.25 | 0.01 | 0
2040 | MISO_WUMS_2_MISO_W | MISO_WUMS | MISO_W | Internal | Winter | B20 | 935 | 1137 | 0.02 | 75.42 | 68.32 | 0.01 | 0
2040 | MISO_WUMS_2_PJM_ROR | MISO_WUMS | PJM_ROR | Internal | Shoulder | B11 | 25 | 1600 | 1598.64 | 153.98 | 156.5 | 2 | 0.52
2040 | MISO_WUMS_2_PJM_ROR | MISO_WUMS | PJM_ROR | Internal | Shoulder | B12 | 200 | 1600 | 1599.76 | 151.28 | 153.8 | 2 | 0.52
2040 | MISO_WUMS_2_PJM_ROR | MISO_WUMS | PJM_ROR | Internal | Shoulder | B13 | 600 | 1600 | 1599.91 | 146.56 | 149.07 | 2 | 0.52
2040 | MISO_WUMS_2_PJM_ROR | MISO_WUMS | PJM_ROR | Internal | Shoulder | B14 | 900 | 1600 | 1599.94 | 143.56 | 146.07 | 2 | 0.52
2040 | MISO_WUMS_2_PJM_ROR | MISO_WUMS | PJM_ROR | Internal | Shoulder | B15 | 1203 | 1600 | 1599.95 | 74.28 | 76.8 | 2 | 0.52
2040 | MISO_WUMS_2_PJM_ROR | MISO_WUMS | PJM_ROR | Internal | Summer | B1 | 10 | 1600 | 2085.06 | 280.98 | 284.63 | 2 | 1.66
2040 | MISO_WUMS_2_PJM_ROR | MISO_WUMS | PJM_ROR | Internal | Summer | B2 | 25 | 1600 | 1601.27 | 281.99 | 284.96 | 2 | 0.97
2040 | MISO_WUMS_2_PJM_ROR | MISO_WUMS | PJM_ROR | Internal | Summer | B3 | 75 | 1600 | 1603.84 | 274.21 | 277.77 | 2 | 1.56
2040 | MISO_WUMS_2_PJM_ROR | MISO_WUMS | PJM_ROR | Internal | Summer | B4 | 100 | 1600 | 1604.03 | 187.9 | 191.47 | 2 | 1.56
2040 | MISO_WUMS_2_PJM_ROR | MISO_WUMS | PJM_ROR | Internal | Summer | B5 | 200 | 1600 | 2906.81 | 182.78 | 186.44 | 2 | 1.66
2040 | MISO_WUMS_2_PJM_ROR | MISO_WUMS | PJM_ROR | Internal | Summer | B6 | 300 | 1600 | 1601.66 | 174.58 | 178.15 | 2 | 1.58
2040 | MISO_WUMS_2_PJM_ROR | MISO_WUMS | PJM_ROR | Internal | Summer | B7 | 400 | 1600 | 1601.21 | 157.37 | 160.94 | 2 | 1.57
2040 | MISO_WUMS_2_PJM_ROR | MISO_WUMS | PJM_ROR | Internal | Summer | B8 | 500 | 1600 | 1599.9 | 152.18 | 154.7 | 2 | 0.52
2040 | MISO_WUMS_2_PJM_ROR | MISO_WUMS | PJM_ROR | Internal | Summer | B9 | 800 | 1600 | 1599.93 | 150.29 | 152.81 | 2 | 0.52
2040 | MISO_WUMS_2_PJM_ROR | MISO_WUMS | PJM_ROR | Internal | Summer | B10 | 1262 | 1600 | 1599.96 | 92.59 | 95.1 | 2 | 0.52
2040 | MISO_WUMS_2_PJM_ROR | MISO_WUMS | PJM_ROR | Internal | Winter | B16 | 25 | 1600 | 1598.59 | 155.24 | 157.75 | 2 | 0.52
2040 | MISO_WUMS_2_PJM_ROR | MISO_WUMS | PJM_ROR | Internal | Winter | B17 | 100 | 1600 | 1599.56 | 147.62 | 150.14 | 2 | 0.52
2040 | MISO_WUMS_2_PJM_ROR | MISO_WUMS | PJM_ROR | Internal | Winter | B18 | 400 | 1600 | 1599.87 | 147.37 | 149.88 | 2 | 0.52
2040 | MISO_WUMS_2_PJM_ROR | MISO_WUMS | PJM_ROR | Internal | Winter | B19 | 700 | 1600 | 1599.92 | 147.36 | 149.88 | 2 | 0.52
2040 | MISO_WUMS_2_PJM_ROR | MISO_WUMS | PJM_ROR | Internal | Winter | B20 | 935 | 1600 | 1599.94 | 75.42 | 77.94 | 2 | 0.52
2040 | NE_2_MAPP_US | NE | MAPP_US | Internal | Shoulder | B11 | 25 | 1600 | 5.26 | 135.17 | 139.87 | 5 | 0
2040 | NE_2_MAPP_US | NE | MAPP_US | Internal | Shoulder | B12 | 200 | 1600 | 377.65 | 123.02 | 128.02 | 5 | 0
2040 | NE_2_MAPP_US | NE | MAPP_US | Internal | Shoulder | B13 | 600 | 1600 | 138.27 | 118.21 | 123.21 | 5 | 0
2040 | NE_2_MAPP_US | NE | MAPP_US | Internal | Shoulder | B14 | 900 | 1600 | 1176.64 | 115.21 | 120.21 | 5 | 0
2040 | NE_2_MAPP_US | NE | MAPP_US | Internal | Shoulder | B15 | 1203 | 1600 | 1600.01 | 45.93 | 59.44 | 5 | 8.5
2040 | NE_2_MAPP_US | NE | MAPP_US | Internal | Summer | B1 | 10 | 1600 | 1597.3 | 261.58 | 268 | 5 | 1.43
2040 | NE_2_MAPP_US | NE | MAPP_US | Internal | Summer | B2 | 25 | 1600 | 1553.94 | 257.83 | 262.86 | 5 | 0.03
2040 | NE_2_MAPP_US | NE | MAPP_US | Internal | Summer | B3 | 75 | 1600 | 0.15 | 263.15 | 261.15 | 5 | 0
2040 | NE_2_MAPP_US | NE | MAPP_US | Internal | Summer | B4 | 100 | 1600 | 0.08 | 187.12 | 180.12 | 5 | 0
2040 | NE_2_MAPP_US | NE | MAPP_US | Internal | Summer | B5 | 200 | 1600 | 0.04 | 179.39 | 172.39 | 5 | 0
2040 | NE_2_MAPP_US | NE | MAPP_US | Internal | Summer | B6 | 300 | 1600 | 0.03 | 174.86 | 167.87 | 5 | 0
2040 | NE_2_MAPP_US | NE | MAPP_US | Internal | Summer | B7 | 400 | 1600 | 0.02 | 153.89 | 146.89 | 5 | 0
2040 | NE_2_MAPP_US | NE | MAPP_US | Internal | Summer | B8 | 500 | 1600 | 0.36 | 133.37 | 138.07 | 5 | 0
2040 | NE_2_MAPP_US | NE | MAPP_US | Internal | Summer | B9 | 800 | 1600 | 1381.27 | 127.09 | 132.09 | 5 | 0
2040 | NE_2_MAPP_US | NE | MAPP_US | Internal | Summer | B10 | 1262 | 1600 | 1600 | 64.24 | 77.7 | 5 | 8.46
2040 | NE_2_MAPP_US | NE | MAPP_US | Internal | Winter | B16 | 25 | 1600 | 0.7 | 126.98 | 127.91 | 5 | 0
2040 | NE_2_MAPP_US | NE | MAPP_US | Internal | Winter | B17 | 100 | 1600 | 1.52 | 119.28 | 124.02 | 5 | 0
2040 | NE_2_MAPP_US | NE | MAPP_US | Internal | Winter | B18 | 400 | 1600 | 18.58 | 119.02 | 124.02 | 5 | 0
2040 | NE_2_MAPP_US | NE | MAPP_US | Internal | Winter | B19 | 700 | 1600 | 1365.27 | 119.02 | 124.02 | 5 | 0
2040 | NE_2_MAPP_US | NE | MAPP_US | Internal | Winter | B20 | 935 | 1600 | 1600.01 | 47.08 | 61.32 | 5 | 9.24
2040 | NE_2_MISO_W | NE | MISO_W | Internal | Shoulder | B11 | 25 | 1600 | 1599.96 | 135.17 | 146.88 | 5 | 6.71
2040 | NE_2_MISO_W | NE | MISO_W | Internal | Shoulder | B12 | 200 | 1600 | 1603.15 | 123.02 | 144.18 | 5 | 16.15
2040 | NE_2_MISO_W | NE | MISO_W | Internal | Shoulder | B13 | 600 | 1600 | 3554.86 | 118.21 | 139.45 | 5 | 16.24
2040 | NE_2_MISO_W | NE | MISO_W | Internal | Shoulder | B14 | 900 | 1600 | 5041.4 | 115.21 | 136.45 | 5 | 16.24
2040 | NE_2_MISO_W | NE | MISO_W | Internal | Shoulder | B15 | 1203 | 1600 | 3613.86 | 45.93 | 67.17 | 5 | 16.24
2040 | NE_2_MISO_W | NE | MISO_W | Internal | Summer | B1 | 10 | 1600 | 1600.24 | 261.58 | 275.01 | 5 | 8.44
2040 | NE_2_MISO_W | NE | MISO_W | Internal | Summer | B2 | 25 | 1600 | 1600.48 | 257.83 | 275.34 | 5 | 12.51
2040 | NE_2_MISO_W | NE | MISO_W | Internal | Summer | B3 | 75 | 1600 | 720.1 | 263.15 | 268.15 | 5 | 0
2040 | NE_2_MISO_W | NE | MISO_W | Internal | Summer | B4 | 100 | 1600 | 0.13 | 187.12 | 181.84 | 5 | 0
2040 | NE_2_MISO_W | NE | MISO_W | Internal | Summer | B5 | 200 | 1600 | 0.06 | 179.39 | 176.82 | 5 | 0
2040 | NE_2_MISO_W | NE | MISO_W | Internal | Summer | B6 | 300 | 1600 | 0.03 | 174.86 | 168.53 | 5 | 0
2040 | NE_2_MISO_W | NE | MISO_W | Internal | Summer | B7 | 400 | 1600 | 0.04 | 153.89 | 151.32 | 5 | 0
2040 | NE_2_MISO_W | NE | MISO_W | Internal | Summer | B8 | 500 | 1600 | 1600 | 133.37 | 145.07 | 5 | 6.71
2040 | NE_2_MISO_W | NE | MISO_W | Internal | Summer | B9 | 800 | 1600 | 1600.01 | 127.09 | 143.19 | 5 | 11.1
2040 | NE_2_MISO_W | NE | MISO_W | Internal | Summer | B10 | 1262 | 1600 | 3114.69 | 64.24 | 85.48 | 5 | 16.24
2040 | NE_2_MISO_W | NE | MISO_W | Internal | Winter | B16 | 25 | 1600 | 1622.05 | 126.98 | 148.13 | 5 | 16.16
2040 | NE_2_MISO_W | NE | MISO_W | Internal | Winter | B17 | 100 | 1600 | 2738.62 | 119.28 | 140.52 | 5 | 16.24
2040 | NE_2_MISO_W | NE | MISO_W | Internal | Winter | B18 | 400 | 1600 | 3448.44 | 119.02 | 140.26 | 5 | 16.24
2040 | NE_2_MISO_W | NE | MISO_W | Internal | Winter | B19 | 700 | 1600 | 5264.49 | 119.02 | 140.25 | 5 | 16.24
2040 | NE_2_MISO_W | NE | MISO_W | Internal | Winter | B20 | 935 | 1600 | 5603.93 | 47.08 | 68.32 | 5 | 16.24
2040 | NE_2_SPP_N | NE | SPP_N | Internal | Shoulder | B11 | 25 | 1800 | 2253.1 | 135.17 | 135.83 | 0.01 | 0.65
2040 | NE_2_SPP_N | NE | SPP_N | Internal | Shoulder | B12 | 200 | 1800 | 4727.23 | 123.02 | 123.69 | 0.01 | 0.66
2040 | NE_2_SPP_N | NE | SPP_N | Internal | Shoulder | B13 | 600 | 1800 | 4232.76 | 118.21 | 118.88 | 0.01 | 0.66
2040 | NE_2_SPP_N | NE | SPP_N | Internal | Shoulder | B14 | 900 | 1800 | 1800.12 | 115.21 | 115.57 | 0.01 | 0.35
2040 | NE_2_SPP_N | NE | SPP_N | Internal | Shoulder | B15 | 1203 | 1800 | 1800.02 | 45.93 | 46.29 | 0.01 | 0.34
2040 | NE_2_SPP_N | NE | SPP_N | Internal | Summer | B1 | 10 | 1800 | 1.62 | 261.58 | 254.13 | 0.01 | 0
2040 | NE_2_SPP_N | NE | SPP_N | Internal | Summer | B2 | 25 | 1800 | 1549.11 | 257.83 | 257.85 | 0.01 | 0.01
2040 | NE_2_SPP_N | NE | SPP_N | Internal | Summer | B3 | 75 | 1800 | 2262.17 | 263.15 | 263.82 | 0.01 | 0.66
2040 | NE_2_SPP_N | NE | SPP_N | Internal | Summer | B4 | 100 | 1800 | 1787.57 | 187.12 | 187.17 | 0.01 | 0.03
2040 | NE_2_SPP_N | NE | SPP_N | Internal | Summer | B5 | 200 | 1800 | 1982.01 | 179.39 | 180.06 | 0.01 | 0.66
2040 | NE_2_SPP_N | NE | SPP_N | Internal | Summer | B6 | 300 | 1800 | 2744.83 | 174.86 | 175.53 | 0.01 | 0.66
2040 | NE_2_SPP_N | NE | SPP_N | Internal | Summer | B7 | 400 | 1800 | 4828.59 | 153.89 | 154.56 | 0.01 | 0.66
2040 | NE_2_SPP_N | NE | SPP_N | Internal | Summer | B8 | 500 | 1800 | 3717.15 | 133.37 | 134.03 | 0.01 | 0.66
2040 | NE_2_SPP_N | NE | SPP_N | Internal | Summer | B9 | 800 | 1800 | 1803.12 | 127.09 | 127.67 | 0.01 | 0.57
2040 | NE_2_SPP_N | NE | SPP_N | Internal | Summer | B10 | 1262 | 1800 | 1800.1 | 64.24 | 64.59 | 0.01 | 0.34
2040 | NE_2_SPP_N | NE | SPP_N | Internal | Winter | B16 | 25 | 1800 | 10170.29 | 126.98 | 127.64 | 0.01 | 0.66
2040 | NE_2_SPP_N | NE | SPP_N | Internal | Winter | B17 | 100 | 1800 | 7766.56 | 119.28 | 119.95 | 0.01 | 0.66
2040 | NE_2_SPP_N | NE | SPP_N | Internal | Winter | B18 | 400 | 1800 | 6090.92 | 119.02 | 119.69 | 0.01 | 0.66
2040 | NE_2_SPP_N | NE | SPP_N | Internal | Winter | B19 | 700 | 1800 | 2149.13 | 119.02 | 119.68 | 0.01 | 0.66
2040 | NE_2_SPP_N | NE | SPP_N | Internal | Winter | B20 | 935 | 1800 | 1800.07 | 47.08 | 47.43 | 0.01 | 0.34
2040 | NEISO_2_NYISO_A-F | NEISO | NYISO_A-F | Internal | Shoulder | B11 | 25 | 600 | 1.01 | 135.04 | 134.83 | 3 | 0
2040 | NEISO_2_NYISO_A-F | NEISO | NYISO_A-F | Internal | Shoulder | B12 | 200 | 600 | 0.13 | 132.67 | 132.13 | 3 | 0
2040 | NEISO_2_NYISO_A-F | NEISO | NYISO_A-F | Internal | Shoulder | B13 | 600 | 600 | 0.04 | 127.94 | 127.4 | 3 | 0
2040 | NEISO_2_NYISO_A-F | NEISO | NYISO_A-F | Internal | Shoulder | B14 | 900 | 600 | 0.03 | 127.94 | 127.4 | 3 | 0
2040 | NEISO_2_NYISO_A-F | NEISO | NYISO_A-F | Internal | Shoulder | B15 | 1203 | 600 | 0.02 | 87.1 | 85.81 | 3 | 0
2040 | NEISO_2_NYISO_A-F | NEISO | NYISO_A-F | Internal | Summer | B1 | 10 | 600 | 2.25 | 263.43 | 262.96 | 3 | 0.01
2040 | NEISO_2_NYISO_A-F | NEISO | NYISO_A-F | Internal | Summer | B2 | 25 | 600 | 0.91 | 263.84 | 263.29 | 3 | 0
2040 | NEISO_2_NYISO_A-F | NEISO | NYISO_A-F | Internal | Summer | B3 | 75 | 600 | 0.37 | 256.25 | 256.08 | 3 | 0
2040 | NEISO_2_NYISO_A-F | NEISO | NYISO_A-F | Internal | Summer | B4 | 100 | 600 | 1.17 | 170.33 | 173.02 | 3 | 0
2040 | NEISO_2_NYISO_A-F | NEISO | NYISO_A-F | Internal | Summer | B5 | 200 | 600 | 599.56 | 165.91 | 169.71 | 3 | 0.8
2040 | NEISO_2_NYISO_A-F | NEISO | NYISO_A-F | Internal | Summer | B6 | 300 | 600 | 33.68 | 158.52 | 161.52 | 3 | 0
2040 | NEISO_2_NYISO_A-F | NEISO | NYISO_A-F | Internal | Summer | B7 | 400 | 600 | 0.06 | 153.33 | 152.16 | 3 | 0
2040 | NEISO_2_NYISO_A-F | NEISO | NYISO_A-F | Internal | Summer | B8 | 500 | 600 | 0.04 | 153.32 | 150.32 | 3 | 0
2040 | NEISO_2_NYISO_A-F | NEISO | NYISO_A-F | Internal | Summer | B9 | 800 | 600 | 0.02 | 142.51 | 139.51 | 3 | 0
2040 | NEISO_2_NYISO_A-F | NEISO | NYISO_A-F | Internal | Summer | B10 | 1262 | 600 | 0.02 | 111.39 | 108.38 | 3 | 0
2040 | NEISO_2_NYISO_A-F | NEISO | NYISO_A-F | Internal | Winter | B16 | 25 | 600 | 0.94 | 136.64 | 136.1 | 3 | 0
2040 | NEISO_2_NYISO_A-F | NEISO | NYISO_A-F | Internal | Winter | B17 | 100 | 600 | 0.25 | 132.01 | 131.47 | 3 | 0
2040 | NEISO_2_NYISO_A-F | NEISO | NYISO_A-F | Internal | Winter | B18 | 400 | 600 | 0.06 | 130.16 | 129.62 | 3 | 0
2040 | NEISO_2_NYISO_A-F | NEISO | NYISO_A-F | Internal | Winter | B19 | 700 | 600 | 0.04 | 130.16 | 129.62 | 3 | 0
2040 | NEISO_2_NYISO_A-F | NEISO | NYISO_A-F | Internal | Winter | B20 | 935 | 600 | 0.02 | 86.79 | 83.79 | 3 | 0
2040 | NEISO_2_NYISO_G-I | NEISO | NYISO_G-I | Internal | Shoulder | B11 | 25 | 600 | 3478.38 | 135.04 | 148.2 | 3 | 10.16
2040 | NEISO_2_NYISO_G-I | NEISO | NYISO_G-I | Internal | Shoulder | B12 | 200 | 600 | 2511.37 | 132.67 | 145.82 | 3 | 10.16
2040 | NEISO_2_NYISO_G-I | NEISO | NYISO_G-I | Internal | Shoulder | B13 | 600 | 600 | 2229.67 | 127.94 | 141.1 | 3 | 10.16
2040 | NEISO_2_NYISO_G-I | NEISO | NYISO_G-I | Internal | Shoulder | B14 | 900 | 600 | 2385.97 | 127.94 | 141.1 | 3 | 10.16
2040 | NEISO_2_NYISO_G-I | NEISO | NYISO_G-I | Internal | Shoulder | B15 | 1203 | 600 | 2.71 | 87.1 | 90.09 | 3 | 0
2040 | NEISO_2_NYISO_G-I | NEISO | NYISO_G-I | Internal | Summer | B1 | 10 | 600 | 3174.58 | 263.43 | 276.58 | 3 | 10.16
2040 | NEISO_2_NYISO_G-I | NEISO | NYISO_G-I | Internal | Summer | B2 | 25 | 600 | 1518.24 | 263.84 | 276.99 | 3 | 10.16
2040 | NEISO_2_NYISO_G-I | NEISO | NYISO_G-I | Internal | Summer | B3 | 75 | 600 | 3120.16 | 256.25 | 269.41 | 3 | 10.16
2040 | NEISO_2_NYISO_G-I | NEISO | NYISO_G-I | Internal | Summer | B4 | 100 | 600 | 2706.53 | 170.33 | 183.49 | 3 | 10.16
2040 | NEISO_2_NYISO_G-I | NEISO | NYISO_G-I | Internal | Summer | B5 | 200 | 600 | 1263.28 | 165.91 | 179.07 | 3 | 10.16
2040 | NEISO_2_NYISO_G-I | NEISO | NYISO_G-I | Internal | Summer | B6 | 300 | 600 | 1069.13 | 158.52 | 171.68 | 3 | 10.16
2040 | NEISO_2_NYISO_G-I | NEISO | NYISO_G-I | Internal | Summer | B7 | 400 | 600 | 1342.71 | 153.33 | 166.48 | 3 | 10.16
2040 | NEISO_2_NYISO_G-I | NEISO | NYISO_G-I | Internal | Summer | B8 | 500 | 600 | 600.05 | 153.32 | 164.64 | 3 | 8.32
2040 | NEISO_2_NYISO_G-I | NEISO | NYISO_G-I | Internal | Summer | B9 | 800 | 600 | 600.04 | 142.51 | 153.84 | 3 | 8.32
2040 | NEISO_2_NYISO_G-I | NEISO | NYISO_G-I | Internal | Summer | B10 | 1262 | 600 | 0.02 | 111.39 | 108.4 | 3 | 0
2040 | NEISO_2_NYISO_G-I | NEISO | NYISO_G-I | Internal | Winter | B16 | 25 | 600 | 2845.73 | 136.64 | 149.79 | 3 | 10.16
2040 | NEISO_2_NYISO_G-I | NEISO | NYISO_G-I | Internal | Winter | B17 | 100 | 600 | 2682.01 | 132.01 | 145.17 | 3 | 10.16
2040 | NEISO_2_NYISO_G-I | NEISO | NYISO_G-I | Internal | Winter | B18 | 400 | 600 | 2823.5 | 130.16 | 143.31 | 3 | 10.16
2040 | NEISO_2_NYISO_G-I | NEISO | NYISO_G-I | Internal | Winter | B19 | 700 | 600 | 2142.65 | 130.16 | 143.31 | 3 | 10.16
2040 | NEISO_2_NYISO_G-I | NEISO | NYISO_G-I | Internal | Winter | B20 | 935 | 600 | 599.91 | 86.79 | 90.29 | 3 | 0.51
2040 | NEISO_2_NYISO_J-K | NEISO | NYISO_J-K | Internal | Shoulder | B11 | 25 | 430 | 2227.91 | 135.04 | 148.43 | 3 | 10.39
2040 | NEISO_2_NYISO_J-K | NEISO | NYISO_J-K | Internal | Shoulder | B12 | 200 | 430 | 2535.59 | 132.67 | 146.05 | 3 | 10.39
2040 | NEISO_2_NYISO_J-K | NEISO | NYISO_J-K | Internal | Shoulder | B13 | 600 | 430 | 2251.58 | 127.94 | 141.33 | 3 | 10.39
2040 | NEISO_2_NYISO_J-K | NEISO | NYISO_J-K | Internal | Shoulder | B14 | 900 | 430 | 1523.08 | 127.94 | 141.33 | 3 | 10.39
2040 | NEISO_2_NYISO_J-K | NEISO | NYISO_J-K | Internal | Shoulder | B15 | 1203 | 430 | 232.12 | 87.1 | 90.1 | 3 | 0
2040 | NEISO_2_NYISO_J-K | NEISO | NYISO_J-K | Internal | Summer | B1 | 10 | 430 | 462.52 | 263.43 | 276.61 | 3 | 10.19
2040 | NEISO_2_NYISO_J-K | NEISO | NYISO_J-K | Internal | Summer | B2 | 25 | 430 | 438.38 | 263.84 | 277.01 | 3 | 10.17
2040 | NEISO_2_NYISO_J-K | NEISO | NYISO_J-K | Internal | Summer | B3 | 75 | 430 | 653.53 | 256.25 | 269.64 | 3 | 10.39
2040 | NEISO_2_NYISO_J-K | NEISO | NYISO_J-K | Internal | Summer | B4 | 100 | 430 | 1802.03 | 170.33 | 183.72 | 3 | 10.39
2040 | NEISO_2_NYISO_J-K | NEISO | NYISO_J-K | Internal | Summer | B5 | 200 | 430 | 1263.71 | 165.91 | 179.3 | 3 | 10.39
2040 | NEISO_2_NYISO_J-K | NEISO | NYISO_J-K | Internal | Summer | B6 | 300 | 430 | 1768.94 | 158.52 | 171.91 | 3 | 10.39
2040 | NEISO_2_NYISO_J-K | NEISO | NYISO_J-K | Internal | Summer | B7 | 400 | 430 | 1059.88 | 153.33 | 166.71 | 3 | 10.39
2040 | NEISO_2_NYISO_J-K | NEISO | NYISO_J-K | Internal | Summer | B8 | 500 | 430 | 1537.42 | 153.32 | 166.71 | 3 | 10.39
2040 | NEISO_2_NYISO_J-K | NEISO | NYISO_J-K | Internal | Summer | B9 | 800 | 430 | 1364.61 | 142.51 | 155.9 | 3 | 10.39
2040 | NEISO_2_NYISO_J-K | NEISO | NYISO_J-K | Internal | Summer | B10 | 1262 | 430 | 0.02 | 111.39 | 108.41 | 3 | 0
2040 | NEISO_2_NYISO_J-K | NEISO | NYISO_J-K | Internal | Winter | B16 | 25 | 430 | 2908.76 | 136.64 | 150.02 | 3 | 10.39
2040 | NEISO_2_NYISO_J-K | NEISO | NYISO_J-K | Internal | Winter | B17 | 100 | 430 | 2544.49 | 132.01 | 145.4 | 3 | 10.39
2040 | NEISO_2_NYISO_J-K | NEISO | NYISO_J-K | Internal | Winter | B18 | 400 | 430 | 2461.04 | 130.16 | 143.55 | 3 | 10.39
2040 | NEISO_2_NYISO_J-K | NEISO | NYISO_J-K | Internal | Winter | B19 | 700 | 430 | 2009.9 | 130.16 | 143.54 | 3 | 10.39
2040 | NEISO_2_NYISO_J-K | NEISO | NYISO_J-K | Internal | Winter | B20 | 935 | 430 | 429.92 | 86.79 | 90.3 | 3 | 0.52
2040 | NonRTO_Midwest_2_MISO_IN | NonRTO_Midwest | MISO_IN | Internal | Shoulder | B11 | 25 | 4450 | 0.39 | 162.15 | 155.56 | 8 | 0
2040 | NonRTO_Midwest_2_MISO_IN | NonRTO_Midwest | MISO_IN | Internal | Shoulder | B12 | 200 | 4450 | 0.06 | 157.64 | 152.85 | 8 | 0
2040 | NonRTO_Midwest_2_MISO_IN | NonRTO_Midwest | MISO_IN | Internal | Shoulder | B13 | 600 | 4450 | 0.02 | 156.05 | 148.05 | 8 | 0
2040 | NonRTO_Midwest_2_MISO_IN | NonRTO_Midwest | MISO_IN | Internal | Shoulder | B14 | 900 | 4450 | 0 | 152.74 | 144.74 | 8 | 0
2040 | NonRTO_Midwest_2_MISO_IN | NonRTO_Midwest | MISO_IN | Internal | Shoulder | B15 | 1203 | 4450 | 0 | 83.45 | 75.45 | 8 | 0
2040 | NonRTO_Midwest_2_MISO_IN | NonRTO_Midwest | MISO_IN | Internal | Summer | B1 | 10 | 4450 | 0.87 | 290.54 | 282.56 | 8 | 0
2040 | NonRTO_Midwest_2_MISO_IN | NonRTO_Midwest | MISO_IN | Internal | Summer | B2 | 25 | 4450 | 0.35 | 291.56 | 283.57 | 8 | 0
2040 | NonRTO_Midwest_2_MISO_IN | NonRTO_Midwest | MISO_IN | Internal | Summer | B3 | 75 | 4450 | 0.14 | 283.78 | 275.79 | 8 | 0
2040 | NonRTO_Midwest_2_MISO_IN | NonRTO_Midwest | MISO_IN | Internal | Summer | B4 | 100 | 4450 | 0.18 | 189.47 | 189.48 | 8 | 0
2040 | NonRTO_Midwest_2_MISO_IN | NonRTO_Midwest | MISO_IN | Internal | Summer | B5 | 200 | 4450 | 585.83 | 176.36 | 184.36 | 8 | 0
2040 | NonRTO_Midwest_2_MISO_IN | NonRTO_Midwest | MISO_IN | Internal | Summer | B6 | 300 | 4450 | 1080.96 | 168.15 | 176.15 | 8 | 0
2040 | NonRTO_Midwest_2_MISO_IN | NonRTO_Midwest | MISO_IN | Internal | Summer | B7 | 400 | 4450 | 0.14 | 156.07 | 158.95 | 8 | 0
2040 | NonRTO_Midwest_2_MISO_IN | NonRTO_Midwest | MISO_IN | Internal | Summer | B8 | 500 | 4450 | 0.03 | 156.07 | 153.75 | 8 | 0
2040 | NonRTO_Midwest_2_MISO_IN | NonRTO_Midwest | MISO_IN | Internal | Summer | B9 | 800 | 4450 | 0.02 | 156.07 | 151.87 | 8 | 0
2040 | NonRTO_Midwest_2_MISO_IN | NonRTO_Midwest | MISO_IN | Internal | Summer | B10 | 1262 | 4450 | 363.1 | 85.76 | 93.76 | 8 | 0
2040 | NonRTO_Midwest_2_MISO_IN | NonRTO_Midwest | MISO_IN | Internal | Winter | B16 | 25 | 4450 | 0.33 | 164.8 | 156.81 | 8 | 0
2040 | NonRTO_Midwest_2_MISO_IN | NonRTO_Midwest | MISO_IN | Internal | Winter | B17 | 100 | 4450 | 0.08 | 157.11 | 149.11 | 8 | 0
2040 | NonRTO_Midwest_2_MISO_IN | NonRTO_Midwest | MISO_IN | Internal | Winter | B18 | 400 | 4450 | 0.02 | 156.85 | 148.85 | 8 | 0
2040 | NonRTO_Midwest_2_MISO_IN | NonRTO_Midwest | MISO_IN | Internal | Winter | B19 | 700 | 4450 | 0.01 | 156.82 | 148.85 | 8 | 0
2040 | NonRTO_Midwest_2_MISO_IN | NonRTO_Midwest | MISO_IN | Internal | Winter | B20 | 935 | 4450 | 0 | 84.59 | 76.59 | 8 | 0
2040 | NonRTO_Midwest_2_TVA_Transmission | NonRTO_Midwest | TVA_Transmission | Internal | Shoulder | B11 | 25 | 2400 | 0.39 | 162.15 | 160.5 | 8 | 0
2040 | NonRTO_Midwest_2_TVA_Transmission | NonRTO_Midwest | TVA_Transmission | Internal | Shoulder | B12 | 200 | 2400 | 0.04 | 157.64 | 153.57 | 8 | 0
2040 | NonRTO_Midwest_2_TVA_Transmission | NonRTO_Midwest | TVA_Transmission | Internal | Shoulder | B13 | 600 | 2400 | 0.01 | 156.05 | 150.66 | 8 | 0
2040 | NonRTO_Midwest_2_TVA_Transmission | NonRTO_Midwest | TVA_Transmission | Internal | Shoulder | B14 | 900 | 2400 | 0 | 152.74 | 149.31 | 8 | 0
2040 | NonRTO_Midwest_2_TVA_Transmission | NonRTO_Midwest | TVA_Transmission | Internal | Shoulder | B15 | 1203 | 2400 | 0 | 83.45 | 80.02 | 8 | 0
2040 | NonRTO_Midwest_2_TVA_Transmission | NonRTO_Midwest | TVA_Transmission | Internal | Summer | B1 | 10 | 2400 | 0.91 | 290.54 | 289.08 | 8 | 0
2040 | NonRTO_Midwest_2_TVA_Transmission | NonRTO_Midwest | TVA_Transmission | Internal | Summer | B2 | 25 | 2400 | 0.42 | 291.56 | 290.96 | 8 | 0
2040 | NonRTO_Midwest_2_TVA_Transmission | NonRTO_Midwest | TVA_Transmission | Internal | Summer | B3 | 75 | 2400 | 0.21 | 283.78 | 283.77 | 8 | 0
2040 | NonRTO_Midwest_2_TVA_Transmission | NonRTO_Midwest | TVA_Transmission | Internal | Summer | B4 | 100 | 2400 | 260.83 | 189.47 | 197.46 | 8 | 0
2040 | NonRTO_Midwest_2_TVA_Transmission | NonRTO_Midwest | TVA_Transmission | Internal | Summer | B5 | 200 | 2400 | 0.22 | 176.36 | 182.96 | 8 | 0
2040 | NonRTO_Midwest_2_TVA_Transmission | NonRTO_Midwest | TVA_Transmission | Internal | Summer | B6 | 300 | 2400 | 0.16 | 168.15 | 174.95 | 8 | 0
2040 | NonRTO_Midwest_2_TVA_Transmission | NonRTO_Midwest | TVA_Transmission | Internal | Summer | B7 | 400 | 2400 | 0.08 | 156.07 | 161.36 | 8 | 0
2040 | NonRTO_Midwest_2_TVA_Transmission | NonRTO_Midwest | TVA_Transmission | Internal | Summer | B8 | 500 | 2400 | 0.03 | 156.07 | 158.25 | 8 | 0
2040 | NonRTO_Midwest_2_TVA_Transmission | NonRTO_Midwest | TVA_Transmission | Internal | Summer | B9 | 800 | 2400 | 0.01 | 156.07 | 153.96 | 8 | 0
2040 | NonRTO_Midwest_2_TVA_Transmission | NonRTO_Midwest | TVA_Transmission | Internal | Summer | B10 | 1262 | 2400 | 0.01 | 85.76 | 87.02 | 8 | 0
2040 | NonRTO_Midwest_2_TVA_Transmission | NonRTO_Midwest | TVA_Transmission | Internal | Winter | B16 | 25 | 2400 | 0.32 | 164.8 | 161.1 | 8 | 0
2040 | NonRTO_Midwest_2_TVA_Transmission | NonRTO_Midwest | TVA_Transmission | Internal | Winter | B17 | 100 | 2400 | 0.08 | 157.11 | 153.68 | 8 | 0
2040 | NonRTO_Midwest_2_TVA_Transmission | NonRTO_Midwest | TVA_Transmission | Internal | Winter | B18 | 400 | 2400 | 0.02 | 156.85 | 152.01 | 8 | 0
2040 | NonRTO_Midwest_2_TVA_Transmission | NonRTO_Midwest | TVA_Transmission | Internal | Winter | B19 | 700 | 2400 | 0.01 | 156.82 | 152 | 8 | 0
2040 | NonRTO_Midwest_2_TVA_Transmission | NonRTO_Midwest | TVA_Transmission | Internal | Winter | B20 | 935 | 2400 | 0 | 84.59 | 81.16 | 8 | 0
2040 | NYISO_A-F_2_IESO | NYISO_A-F | IESO | Internal | Shoulder | B11 | 25 | 1600 | 0.55 | 134.83 | 133.92 | 7 | 0
2040 | NYISO_A-F_2_IESO | NYISO_A-F | IESO | Internal | Shoulder | B12 | 200 | 1600 | 0.07 | 132.13 | 131.22 | 7 | 0
2040 | NYISO_A-F_2_IESO | NYISO_A-F | IESO | Internal | Shoulder | B13 | 600 | 1600 | 0.02 | 127.4 | 126.43 | 7 | 0
2040 | NYISO_A-F_2_IESO | NYISO_A-F | IESO | Internal | Shoulder | B14 | 900 | 1600 | 0.01 | 127.4 | 123.13 | 7 | 0
2040 | NYISO_A-F_2_IESO | NYISO_A-F | IESO | Internal | Shoulder | B15 | 1203 | 1600 | 0 | 85.81 | 68.84 | 7 | 0
2040 | NYISO_A-F_2_IESO | NYISO_A-F | IESO | Internal | Summer | B1 | 10 | 1600 | 1.18 | 262.96 | 260.92 | 7 | 0
2040 | NYISO_A-F_2_IESO | NYISO_A-F | IESO | Internal | Summer | B2 | 25 | 1600 | 0.51 | 263.29 | 261.93 | 7 | 0
2040 | NYISO_A-F_2_IESO | NYISO_A-F | IESO | Internal | Summer | B3 | 75 | 1600 | 0.17 | 256.08 | 254.15 | 7 | 0
2040 | NYISO_A-F_2_IESO | NYISO_A-F | IESO | Internal | Summer | B4 | 100 | 1600 | 0.1 | 173.02 | 167.84 | 7 | 0
2040 | NYISO_A-F_2_IESO | NYISO_A-F | IESO | Internal | Summer | B5 | 200 | 1600 | 0.04 | 169.71 | 162.72 | 7 | 0
2040 | NYISO_A-F_2_IESO | NYISO_A-F | IESO | Internal | Summer | B6 | 300 | 1600 | 0.03 | 161.52 | 154.52 | 7 | 0
2040 | NYISO_A-F_2_IESO | NYISO_A-F | IESO | Internal | Summer | B7 | 400 | 1600 | 0.02 | 152.16 | 137.31 | 7 | 0
2040 | NYISO_A-F_2_IESO | NYISO_A-F | IESO | Internal | Summer | B8 | 500 | 1600 | 0.01 | 150.32 | 132.12 | 7 | 0
2040 | NYISO_A-F_2_IESO | NYISO_A-F | IESO | Internal | Summer | B9 | 800 | 1600 | 0 | 139.51 | 130.23 | 7 | 0
2040 | NYISO_A-F_2_IESO | NYISO_A-F | IESO | Internal | Summer | B10 | 1262 | 1600 | 0 | 108.38 | 84.16 | 7 | 0
2040 | NYISO_A-F_2_IESO | NYISO_A-F | IESO | Internal | Winter | B16 | 25 | 1600 | 0.52 | 136.1 | 135.17 | 7 | 0
2040 | NYISO_A-F_2_IESO | NYISO_A-F | IESO | Internal | Winter | B17 | 100 | 1600 | 0.11 | 131.47 | 127.5 | 7 | 0
2040 | NYISO_A-F_2_IESO | NYISO_A-F | IESO | Internal | Winter | B18 | 400 | 1600 | 0.03 | 129.62 | 127.24 | 7 | 0
2040 | NYISO_A-F_2_IESO | NYISO_A-F | IESO | Internal | Winter | B19 | 700 | 1600 | 0.02 | 129.62 | 127.24 | 7 | 0
2040 | NYISO_A-F_2_IESO | NYISO_A-F | IESO | Internal | Winter | B20 | 935 | 1600 | 0 | 83.79 | 69.03 | 7 | 0
2040 | NYISO_A-F_2_NEISO | NYISO_A-F | NEISO | Internal | Shoulder | B11 | 25 | 600 | 1.61 | 134.83 | 135.04 | 3 | 0
2040 | NYISO_A-F_2_NEISO | NYISO_A-F | NEISO | Internal | Shoulder | B12 | 200 | 600 | 0.24 | 132.13 | 132.67 | 3 | 0
2040 | NYISO_A-F_2_NEISO | NYISO_A-F | NEISO | Internal | Shoulder | B13 | 600 | 600 | 0.08 | 127.4 | 127.94 | 3 | 0
2040 | NYISO_A-F_2_NEISO | NYISO_A-F | NEISO | Internal | Shoulder | B14 | 900 | 600 | 0.06 | 127.4 | 127.94 | 3 | 0
2040 | NYISO_A-F_2_NEISO | NYISO_A-F | NEISO | Internal | Shoulder | B15 | 1203 | 600 | 0.06 | 85.81 | 87.1 | 3 | 0
2040 | NYISO_A-F_2_NEISO | NYISO_A-F | NEISO | Internal | Summer | B1 | 10 | 600 | 4.51 | 262.96 | 263.43 | 3 | 0.01
2040 | NYISO_A-F_2_NEISO | NYISO_A-F | NEISO | Internal | Summer | B2 | 25 | 600 | 2.1 | 263.29 | 263.84 | 3 | 0.01
2040 | NYISO_A-F_2_NEISO | NYISO_A-F | NEISO | Internal | Summer | B3 | 75 | 600 | 0.54 | 256.08 | 256.25 | 3 | 0
2040 | NYISO_A-F_2_NEISO | NYISO_A-F | NEISO | Internal | Summer | B4 | 100 | 600 | 0.26 | 173.02 | 170.33 | 3 | 0
2040 | NYISO_A-F_2_NEISO | NYISO_A-F | NEISO | Internal | Summer | B5 | 200 | 600 | 0.11 | 169.71 | 165.91 | 3 | 0
2040 | NYISO_A-F_2_NEISO | NYISO_A-F | NEISO | Internal | Summer | B6 | 300 | 600 | 0.08 | 161.52 | 158.52 | 3 | 0
2040 | NYISO_A-F_2_NEISO | NYISO_A-F | NEISO | Internal | Summer | B7 | 400 | 600 | 0.16 | 152.16 | 153.33 | 3 | 0
2040 | NYISO_A-F_2_NEISO | NYISO_A-F | NEISO | Internal | Summer | B8 | 500 | 600 | 722.13 | 150.32 | 153.32 | 3 | 0
2040 | NYISO_A-F_2_NEISO | NYISO_A-F | NEISO | Internal | Summer | B9 | 800 | 600 | 334.4 | 139.51 | 142.51 | 3 | 0
2040 | NYISO_A-F_2_NEISO | NYISO_A-F | NEISO | Internal | Summer | B10 | 1262 | 600 | 1304.83 | 108.38 | 111.39 | 3 | 0
2040 | NYISO_A-F_2_NEISO | NYISO_A-F | NEISO | Internal | Winter | B16 | 25 | 600 | 1.87 | 136.1 | 136.64 | 3 | 0
2040 | NYISO_A-F_2_NEISO | NYISO_A-F | NEISO | Internal | Winter | B17 | 100 | 600 | 0.51 | 131.47 | 132.01 | 3 | 0
2040 | NYISO_A-F_2_NEISO | NYISO_A-F | NEISO | Internal | Winter | B18 | 400 | 600 | 0.13 | 129.62 | 130.16 | 3 | 0
2040 | NYISO_A-F_2_NEISO | NYISO_A-F | NEISO | Internal | Winter | B19 | 700 | 600 | 0.08 | 129.62 | 130.16 | 3 | 0
2040 | NYISO_A-F_2_NEISO | NYISO_A-F | NEISO | Internal | Winter | B20 | 935 | 600 | 439.17 | 83.79 | 86.79 | 3 | 0
2040 | NYISO_A-F_2_NYISO_G-I | NYISO_A-F | NYISO_G-I | Internal | Shoulder | B11 | 25 | 4250 | 4252.02 | 134.83 | 148.2 | 0.01 | 13.35
2040 | NYISO_A-F_2_NYISO_G-I | NYISO_A-F | NYISO_G-I | Internal | Shoulder | B12 | 200 | 4250 | 4250.4 | 132.13 | 145.82 | 0.01 | 13.68
2040 | NYISO_A-F_2_NYISO_G-I | NYISO_A-F | NYISO_G-I | Internal | Shoulder | B13 | 600 | 4250 | 4250.15 | 127.4 | 141.1 | 0.01 | 13.68
2040 | NYISO_A-F_2_NYISO_G-I | NYISO_A-F | NYISO_G-I | Internal | Shoulder | B14 | 900 | 4250 | 4250.11 | 127.4 | 141.1 | 0.01 | 13.68
2040 | NYISO_A-F_2_NYISO_G-I | NYISO_A-F | NYISO_G-I | Internal | Shoulder | B15 | 1203 | 4250 | 4249.99 | 85.81 | 90.09 | 0.01 | 4.27
2040 | NYISO_A-F_2_NYISO_G-I | NYISO_A-F | NYISO_G-I | Internal | Summer | B1 | 10 | 4250 | 4255.83 | 262.96 | 276.58 | 0.01 | 13.61
2040 | NYISO_A-F_2_NYISO_G-I | NYISO_A-F | NYISO_G-I | Internal | Summer | B2 | 25 | 4250 | 4253.29 | 263.29 | 276.99 | 0.01 | 13.69
2040 | NYISO_A-F_2_NYISO_G-I | NYISO_A-F | NYISO_G-I | Internal | Summer | B3 | 75 | 4250 | 4250.63 | 256.08 | 269.41 | 0.01 | 13.32
2040 | NYISO_A-F_2_NYISO_G-I | NYISO_A-F | NYISO_G-I | Internal | Summer | B4 | 100 | 4250 | 4250.13 | 173.02 | 183.49 | 0.01 | 10.46
2040 | NYISO_A-F_2_NYISO_G-I | NYISO_A-F | NYISO_G-I | Internal | Summer | B5 | 200 | 4250 | 4250.04 | 169.71 | 179.07 | 0.01 | 9.34
2040 | NYISO_A-F_2_NYISO_G-I | NYISO_A-F | NYISO_G-I | Internal | Summer | B6 | 300 | 4250 | 4250.04 | 161.52 | 171.68 | 0.01 | 10.15
2040 | NYISO_A-F_2_NYISO_G-I | NYISO_A-F | NYISO_G-I | Internal | Summer | B7 | 400 | 4250 | 4877.24 | 152.16 | 166.48 | 0.01 | 14.31
2040 | NYISO_A-F_2_NYISO_G-I | NYISO_A-F | NYISO_G-I | Internal | Summer | B8 | 500 | 4250 | 4970.82 | 150.32 | 164.64 | 0.01 | 14.31
2040 | NYISO_A-F_2_NYISO_G-I | NYISO_A-F | NYISO_G-I | Internal | Summer | B9 | 800 | 4250 | 5255.5 | 139.51 | 153.84 | 0.01 | 14.31
2040 | NYISO_A-F_2_NYISO_G-I | NYISO_A-F | NYISO_G-I | Internal | Summer | B10 | 1262 | 4250 | 3066.5 | 108.38 | 108.4 | 0.01 | 0
2040 | NYISO_A-F_2_NYISO_G-I | NYISO_A-F | NYISO_G-I | Internal | Winter | B16 | 25 | 4250 | 4253.08 | 136.1 | 149.79 | 0.01 | 13.69
2040 | NYISO_A-F_2_NYISO_G-I | NYISO_A-F | NYISO_G-I | Internal | Winter | B17 | 100 | 4250 | 4250.87 | 131.47 | 145.17 | 0.01 | 13.69
2040 | NYISO_A-F_2_NYISO_G-I | NYISO_A-F | NYISO_G-I | Internal | Winter | B18 | 400 | 4250 | 4250.26 | 129.62 | 143.31 | 0.01 | 13.68
2040 | NYISO_A-F_2_NYISO_G-I | NYISO_A-F | NYISO_G-I | Internal | Winter | B19 | 700 | 4250 | 4250.18 | 129.62 | 143.31 | 0.01 | 13.68
2040 | NYISO_A-F_2_NYISO_G-I | NYISO_A-F | NYISO_G-I | Internal | Winter | B20 | 935 | 4250 | 4250.01 | 83.79 | 90.29 | 0.01 | 6.49
2040 | NYISO_A-F_2_PJM_ROM | NYISO_A-F | PJM_ROM | Internal | Shoulder | B11 | 25 | 1000 | 2884.32 | 134.83 | 156.51 | 8 | 13.68
2040 | NYISO_A-F_2_PJM_ROM | NYISO_A-F | PJM_ROM | Internal | Shoulder | B12 | 200 | 1000 | 2038.59 | 132.13 | 153.81 | 8 | 13.68
2040 | NYISO_A-F_2_PJM_ROM | NYISO_A-F | PJM_ROM | Internal | Shoulder | B13 | 600 | 1000 | 2284.73 | 127.4 | 149.09 | 8 | 13.68
2040 | NYISO_A-F_2_PJM_ROM | NYISO_A-F | PJM_ROM | Internal | Shoulder | B14 | 900 | 1000 | 2242.4 | 127.4 | 149.09 | 8 | 13.68
2040 | NYISO_A-F_2_PJM_ROM | NYISO_A-F | PJM_ROM | Internal | Shoulder | B15 | 1203 | 1000 | 0 | 85.81 | 79.81 | 8 | 0
2040 | NYISO_A-F_2_PJM_ROM | NYISO_A-F | PJM_ROM | Internal | Summer | B1 | 10 | 1000 | 5435.98 | 262.96 | 284.65 | 8 | 13.69
2040 | NYISO_A-F_2_PJM_ROM | NYISO_A-F | PJM_ROM | Internal | Summer | B2 | 25 | 1000 | 2993.63 | 263.29 | 284.97 | 8 | 13.68
2040 | NYISO_A-F_2_PJM_ROM | NYISO_A-F | PJM_ROM | Internal | Summer | B3 | 75 | 1000 | 2043.01 | 256.08 | 277.76 | 8 | 13.68
2040 | NYISO_A-F_2_PJM_ROM | NYISO_A-F | PJM_ROM | Internal | Summer | B4 | 100 | 1000 | 1000.14 | 173.02 | 191.48 | 8 | 10.46
2040 | NYISO_A-F_2_PJM_ROM | NYISO_A-F | PJM_ROM | Internal | Summer | B5 | 200 | 1000 | 1000.03 | 169.71 | 186.45 | 8 | 8.74
2040 | NYISO_A-F_2_PJM_ROM | NYISO_A-F | PJM_ROM | Internal | Summer | B6 | 300 | 1000 | 1000.02 | 161.52 | 178.17 | 8 | 8.65
2040 | NYISO_A-F_2_PJM_ROM | NYISO_A-F | PJM_ROM | Internal | Summer | B7 | 400 | 1000 | 999.93 | 152.16 | 162.17 | 8 | 2.01
2040 | NYISO_A-F_2_PJM_ROM | NYISO_A-F | PJM_ROM | Internal | Summer | B8 | 500 | 1000 | 0.21 | 150.32 | 157.71 | 8 | 0
2040 | NYISO_A-F_2_PJM_ROM | NYISO_A-F | PJM_ROM | Internal | Summer | B9 | 800 | 1000 | 1000 | 139.51 | 152.82 | 8 | 5.31
2040 | NYISO_A-F_2_PJM_ROM | NYISO_A-F | PJM_ROM | Internal | Summer | B10 | 1262 | 1000 | 0 | 108.38 | 98.12 | 8 | 0
2040 | NYISO_A-F_2_PJM_ROM | NYISO_A-F | PJM_ROM | Internal | Winter | B16 | 25 | 1000 | 3442.16 | 136.1 | 157.78 | 8 | 13.69
2040 | NYISO_A-F_2_PJM_ROM | NYISO_A-F | PJM_ROM | Internal | Winter | B17 | 100 | 1000 | 3464.36 | 131.47 | 153.15 | 8 | 13.68
2040 | NYISO_A-F_2_PJM_ROM | NYISO_A-F | PJM_ROM | Internal | Winter | B18 | 400 | 1000 | 3459.71 | 129.62 | 151.3 | 8 | 13.68
2040 | NYISO_A-F_2_PJM_ROM | NYISO_A-F | PJM_ROM | Internal | Winter | B19 | 700 | 1000 | 3085.7 | 129.62 | 151.3 | 8 | 13.68
2040 | NYISO_A-F_2_PJM_ROM | NYISO_A-F | PJM_ROM | Internal | Winter | B20 | 935 | 1000 | 0.01 | 83.79 | 80.95 | 8 | 0
2040 | NYISO_G-I_2_NEISO | NYISO_G-I | NEISO | Internal | Shoulder | B11 | 25 | 600 | 0.3 | 148.2 | 135.04 | 3 | 0
2040 | NYISO_G-I_2_NEISO | NYISO_G-I | NEISO | Internal | Shoulder | B12 | 200 | 600 | 0.04 | 145.82 | 132.67 | 3 | 0
2040 | NYISO_G-I_2_NEISO | NYISO_G-I | NEISO | Internal | Shoulder | B13 | 600 | 600 | 0.01 | 141.1 | 127.94 | 3 | 0
2040 | NYISO_G-I_2_NEISO | NYISO_G-I | NEISO | Internal | Shoulder | B14 | 900 | 600 | 0 | 141.1 | 127.94 | 3 | 0
2040 | NYISO_G-I_2_NEISO | NYISO_G-I | NEISO | Internal | Shoulder | B15 | 1203 | 600 | 0.02 | 90.09 | 87.1 | 3 | 0
2040 | NYISO_G-I_2_NEISO | NYISO_G-I | NEISO | Internal | Summer | B1 | 10 | 600 | 0.74 | 276.58 | 263.43 | 3 | 0.01
2040 | NYISO_G-I_2_NEISO | NYISO_G-I | NEISO | Internal | Summer | B2 | 25 | 600 | 0.31 | 276.99 | 263.84 | 3 | 0
2040 | NYISO_G-I_2_NEISO | NYISO_G-I | NEISO | Internal | Summer | B3 | 75 | 600 | 0.1 | 269.41 | 256.25 | 3 | 0
2040 | NYISO_G-I_2_NEISO | NYISO_G-I | NEISO | Internal | Summer | B4 | 100 | 600 | 0.08 | 183.49 | 170.33 | 3 | 0
2040 | NYISO_G-I_2_NEISO | NYISO_G-I | NEISO | Internal | Summer | B5 | 200 | 600 | 0.04 | 179.07 | 165.91 | 3 | 0
2040 | NYISO_G-I_2_NEISO | NYISO_G-I | NEISO | Internal | Summer | B6 | 300 | 600 | 0.03 | 171.68 | 158.52 | 3 | 0
2040 | NYISO_G-I_2_NEISO | NYISO_G-I | NEISO | Internal | Summer | B7 | 400 | 600 | 0.02 | 166.48 | 153.33 | 3 | 0
2040 | NYISO_G-I_2_NEISO | NYISO_G-I | NEISO | Internal | Summer | B8 | 500 | 600 | 0.02 | 164.64 | 153.32 | 3 | 0
2040 | NYISO_G-I_2_NEISO | NYISO_G-I | NEISO | Internal | Summer | B9 | 800 | 600 | 0.01 | 153.84 | 142.51 | 3 | 0
2040 | NYISO_G-I_2_NEISO | NYISO_G-I | NEISO | Internal | Summer | B10 | 1262 | 600 | 14.63 | 108.4 | 111.39 | 3 | 0
2040 | NYISO_G-I_2_NEISO | NYISO_G-I | NEISO | Internal | Winter | B16 | 25 | 600 | 0.3 | 149.79 | 136.64 | 3 | 0
2040 | NYISO_G-I_2_NEISO | NYISO_G-I | NEISO | Internal | Winter | B17 | 100 | 600 | 0.08 | 145.17 | 132.01 | 3 | 0
2040 | NYISO_G-I_2_NEISO | NYISO_G-I | NEISO | Internal | Winter | B18 | 400 | 600 | 0.02 | 143.31 | 130.16 | 3 | 0
2040 | NYISO_G-I_2_NEISO | NYISO_G-I | NEISO | Internal | Winter | B19 | 700 | 600 | 0.01 | 143.31 | 130.16 | 3 | 0
2040 | NYISO_G-I_2_NEISO | NYISO_G-I | NEISO | Internal | Winter | B20 | 935 | 600 | 0.02 | 90.29 | 86.79 | 3 | 0
2040 | NYISO_G-I_2_NYISO_A-F | NYISO_G-I | NYISO_A-F | Internal | Shoulder | B11 | 25 | 1999 | 0.37 | 148.2 | 134.83 | 0.01 | 0
2040 | NYISO_G-I_2_NYISO_A-F | NYISO_G-I | NYISO_A-F | Internal | Shoulder | B12 | 200 | 1999 | 0.05 | 145.82 | 132.13 | 0.01 | 0
2040 | NYISO_G-I_2_NYISO_A-F | NYISO_G-I | NYISO_A-F | Internal | Shoulder | B13 | 600 | 1999 | 0.02 | 141.1 | 127.4 | 0.01 | 0
2040 | NYISO_G-I_2_NYISO_A-F | NYISO_G-I | NYISO_A-F | Internal | Shoulder | B14 | 900 | 1999 | 0.01 | 141.1 | 127.4 | 0.01 | 0
2040 | NYISO_G-I_2_NYISO_A-F | NYISO_G-I | NYISO_A-F | Internal | Shoulder | B15 | 1203 | 1999 | 0.02 | 90.09 | 85.81 | 0.01 | 0
2040 | NYISO_G-I_2_NYISO_A-F | NYISO_G-I | NYISO_A-F | Internal | Summer | B1 | 10 | 1999 | 0.9 | 276.58 | 262.96 | 0.01 | 0
2040 | NYISO_G-I_2_NYISO_A-F | NYISO_G-I | NYISO_A-F | Internal | Summer | B2 | 25 | 1999 | 0.37 | 276.99 | 263.29 | 0.01 | 0
2040 | NYISO_G-I_2_NYISO_A-F | NYISO_G-I | NYISO_A-F | Internal | Summer | B3 | 75 | 1999 | 0.13 | 269.41 | 256.08 | 0.01 | 0
2040 | NYISO_G-I_2_NYISO_A-F | NYISO_G-I | NYISO_A-F | Internal | Summer | B4 | 100 | 1999 | 0.11 | 183.49 | 173.02 | 0.01 | 0
2040 | NYISO_G-I_2_NYISO_A-F | NYISO_G-I | NYISO_A-F | Internal | Summer | B5 | 200 | 1999 | 0.06 | 179.07 | 169.71 | 0.01 | 0
2040 | NYISO_G-I_2_NYISO_A-F | NYISO_G-I | NYISO_A-F | Internal | Summer | B6 | 300 | 1999 | 0.04 | 171.68 | 161.52 | 0.01 | 0
2040 | NYISO_G-I_2_NYISO_A-F | NYISO_G-I | NYISO_A-F | Internal | Summer | B7 | 400 | 1999 | 0.02 | 166.48 | 152.16 | 0.01 | 0
2040 | NYISO_G-I_2_NYISO_A-F | NYISO_G-I | NYISO_A-F | Internal | Summer | B8 | 500 | 1999 | 0.02 | 164.64 | 150.32 | 0.01 | 0
2040 | NYISO_G-I_2_NYISO_A-F | NYISO_G-I | NYISO_A-F | Internal | Summer | B9 | 800 | 1999 | 0.01 | 153.84 | 139.51 | 0.01 | 0
2040 | NYISO_G-I_2_NYISO_A-F | NYISO_G-I | NYISO_A-F | Internal | Summer | B10 | 1262 | 1999 | 5.75 | 108.4 | 108.38 | 0.01 | 0
2040 | NYISO_G-I_2_NYISO_A-F | NYISO_G-I | NYISO_A-F | Internal | Winter | B16 | 25 | 1999 | 0.36 | 149.79 | 136.1 | 0.01 | 0
2040 | NYISO_G-I_2_NYISO_A-F | NYISO_G-I | NYISO_A-F | Internal | Winter | B17 | 100 | 1999 | 0.09 | 145.17 | 131.47 | 0.01 | 0
2040 | NYISO_G-I_2_NYISO_A-F | NYISO_G-I | NYISO_A-F | Internal | Winter | B18 | 400 | 1999 | 0.02 | 143.31 | 129.62 | 0.01 | 0
2040 | NYISO_G-I_2_NYISO_A-F | NYISO_G-I | NYISO_A-F | Internal | Winter | B19 | 700 | 1999 | 0.01 | 143.31 | 129.62 | 0.01 | 0
2040 | NYISO_G-I_2_NYISO_A-F | NYISO_G-I | NYISO_A-F | Internal | Winter | B20 | 935 | 1999 | 0.02 | 90.29 | 83.79 | 0.01 | 0
2040 | NYISO_G-I_2_NYISO_J-K | NYISO_G-I | NYISO_J-K | Internal | Shoulder | B11 | 25 | 6130 | 6122.96 | 148.2 | 148.43 | 0.01 | 0.22
2040 | NYISO_G-I_2_NYISO_J-K | NYISO_G-I | NYISO_J-K | Internal | Shoulder | B12 | 200 | 6130 | 6128.92 | 145.82 | 146.05 | 0.01 | 0.22
2040 | NYISO_G-I_2_NYISO_J-K | NYISO_G-I | NYISO_J-K | Internal | Shoulder | B13 | 600 | 6130 | 6129.62 | 141.1 | 141.33 | 0.01 | 0.22
2040 | NYISO_G-I_2_NYISO_J-K | NYISO_G-I | NYISO_J-K | Internal | Shoulder | B14 | 900 | 6130 | 6129.74 | 141.1 | 141.33 | 0.01 | 0.22
2040 | NYISO_G-I_2_NYISO_J-K | NYISO_G-I | NYISO_J-K | Internal | Shoulder | B15 | 1203 | 6130 | 5353.93 | 90.09 | 90.1 | 0.01 | 0
2040 | NYISO_G-I_2_NYISO_J-K | NYISO_G-I | NYISO_J-K | Internal | Summer | B1 | 10 | 6130 | 5842.92 | 276.58 | 276.61 | 0.01 | 0.01
2040 | NYISO_G-I_2_NYISO_J-K | NYISO_G-I | NYISO_J-K | Internal | Summer | B2 | 25 | 6130 | 5359.29 | 276.99 | 277.01 | 0.01 | 0
2040 | NYISO_G-I_2_NYISO_J-K | NYISO_G-I | NYISO_J-K | Internal | Summer | B3 | 75 | 6130 | 6127.17 | 269.41 | 269.64 | 0.01 | 0.22
2040 | NYISO_G-I_2_NYISO_J-K | NYISO_G-I | NYISO_J-K | Internal | Summer | B4 | 100 | 6130 | 6128.03 | 183.49 | 183.72 | 0.01 | 0.22
2040 | NYISO_G-I_2_NYISO_J-K | NYISO_G-I | NYISO_J-K | Internal | Summer | B5 | 200 | 6130 | 6129 | 179.07 | 179.3 | 0.01 | 0.22
2040 | NYISO_G-I_2_NYISO_J-K | NYISO_G-I | NYISO_J-K | Internal | Summer | B6 | 300 | 6130 | 6129.34 | 171.68 | 171.91 | 0.01 | 0.22
2040 | NYISO_G-I_2_NYISO_J-K | NYISO_G-I | NYISO_J-K | Internal | Summer | B7 | 400 | 6130 | 6129.48 | 166.48 | 166.71 | 0.01 | 0.22
2040 | NYISO_G-I_2_NYISO_J-K | NYISO_G-I | NYISO_J-K | Internal | Summer | B8 | 500 | 6130 | 6129.98 | 164.64 | 166.71 | 0.01 | 2.06
2040 | NYISO_G-I_2_NYISO_J-K | NYISO_G-I | NYISO_J-K | Internal | Summer | B9 | 800 | 6130 | 6129.99 | 153.84 | 155.9 | 0.01 | 2.05
2040 | NYISO_G-I_2_NYISO_J-K | NYISO_G-I | NYISO_J-K | Internal | Summer | B10 | 1262 | 6130 | 4261.7 | 108.4 | 108.41 | 0.01 | 0
2040 | NYISO_G-I_2_NYISO_J-K | NYISO_G-I | NYISO_J-K | Internal | Winter | B16 | 25 | 6130 | 6123.18 | 149.79 | 150.02 | 0.01 | 0.22
2040 | NYISO_G-I_2_NYISO_J-K | NYISO_G-I | NYISO_J-K | Internal | Winter | B17 | 100 | 6130 | 6128.01 | 145.17 | 145.4 | 0.01 | 0.22
2040 | NYISO_G-I_2_NYISO_J-K | NYISO_G-I | NYISO_J-K | Internal | Winter | B18 | 400 | 6130 | 6129.45 | 143.31 | 143.55 | 0.01 | 0.22
2040 | NYISO_G-I_2_NYISO_J-K | NYISO_G-I | NYISO_J-K | Internal | Winter | B19 | 700 | 6130 | 6129.68 | 143.31 | 143.54 | 0.01 | 0.22
2040 | NYISO_G-I_2_NYISO_J-K | NYISO_G-I | NYISO_J-K | Internal | Winter | B20 | 935 | 6130 | 5682.45 | 90.29 | 90.3 | 0.01 | 0
2040 | NYISO_G-I_2_PJM_E | NYISO_G-I | PJM_E | Internal | Shoulder | B11 | 25 | 1500 | 1494.28 | 148.2 | 156.52 | 8 | 0.33
2040 | NYISO_G-I_2_PJM_E | NYISO_G-I | PJM_E | Internal | Shoulder | B12 | 200 | 1500 | 543.64 | 145.82 | 153.82 | 8 | 0
2040 | NYISO_G-I_2_PJM_E | NYISO_G-I | PJM_E | Internal | Shoulder | B13 | 600 | 1500 | 376.08 | 141.1 | 149.1 | 8 | 0
2040 | NYISO_G-I_2_PJM_E | NYISO_G-I | PJM_E | Internal | Shoulder | B14 | 900 | 1500 | 684.87 | 141.1 | 149.1 | 8 | 0
2040 | NYISO_G-I_2_PJM_E | NYISO_G-I | PJM_E | Internal | Shoulder | B15 | 1203 | 1500 | 0 | 90.09 | 79.82 | 8 | 0
2040 | NYISO_G-I_2_PJM_E | NYISO_G-I | PJM_E | Internal | Summer | B1 | 10 | 1500 | 1464.02 | 276.58 | 284.66 | 8 | 0.08
2040 | NYISO_G-I_2_PJM_E | NYISO_G-I | PJM_E | Internal | Summer | B2 | 25 | 1500 | 357.21 | 276.99 | 284.99 | 8 | 0
2040 | NYISO_G-I_2_PJM_E | NYISO_G-I | PJM_E | Internal | Summer | B3 | 75 | 1500 | 1498.35 | 269.41 | 277.75 | 8 | 0.34
2040 | NYISO_G-I_2_PJM_E | NYISO_G-I | PJM_E | Internal | Summer | B4 | 100 | 1500 | 1306.5 | 183.49 | 191.49 | 8 | 0
2040 | NYISO_G-I_2_PJM_E | NYISO_G-I | PJM_E | Internal | Summer | B5 | 200 | 1500 | 0.51 | 179.07 | 186.46 | 8 | 0
2040 | NYISO_G-I_2_PJM_E | NYISO_G-I | PJM_E | Internal | Summer | B6 | 300 | 1500 | 0.15 | 171.68 | 178.18 | 8 | 0
2040 | NYISO_G-I_2_PJM_E | NYISO_G-I | PJM_E | Internal | Summer | B7 | 400 | 1500 | 0.03 | 166.48 | 162.18 | 8 | 0
2040 | NYISO_G-I_2_PJM_E | NYISO_G-I | PJM_E | Internal | Summer | B8 | 500 | 1500 | 0.02 | 164.64 | 157.72 | 8 | 0
2040 | NYISO_G-I_2_PJM_E | NYISO_G-I | PJM_E | Internal | Summer | B9 | 800 | 1500 | 0.02 | 153.84 | 152.83 | 8 | 0
2040 | NYISO_G-I_2_PJM_E | NYISO_G-I | PJM_E | Internal | Summer | B10 | 1262 | 1500 | 0 | 108.4 | 98.13 | 8 | 0
2040 | NYISO_G-I_2_PJM_E | NYISO_G-I | PJM_E | Internal | Winter | B16 | 25 | 1500 | 559.45 | 149.79 | 157.79 | 8 | 0
2040 | NYISO_G-I_2_PJM_E | NYISO_G-I | PJM_E | Internal | Winter | B17 | 100 | 1500 | 498.42 | 145.17 | 153.17 | 8 | 0
2040 | NYISO_G-I_2_PJM_E | NYISO_G-I | PJM_E | Internal | Winter | B18 | 400 | 1500 | 692.56 | 143.31 | 151.31 | 8 | 0
2040 | NYISO_G-I_2_PJM_E | NYISO_G-I | PJM_E | Internal | Winter | B19 | 700 | 1500 | 177.81 | 143.31 | 151.31 | 8 | 0
2040 | NYISO_G-I_2_PJM_E | NYISO_G-I | PJM_E | Internal | Winter | B20 | 935 | 1500 | 0 | 90.29 | 80.96 | 8 | 0
2040 | NYISO_J-K_2_NEISO_OL | NYISO_J-K | NEISO | Internal | Shoulder | B11 | 25 | 99999 | 0.16 | 148.43 | 135.04 | 3.02 | 0
2040 | NYISO_J-K_2_NEISO_OL | NYISO_J-K | NEISO | Internal | Shoulder | B12 | 200 | 99999 | 0.02 | 146.05 | 132.67 | 3.02 | 0
2040 | NYISO_J-K_2_NEISO_OL | NYISO_J-K | NEISO | Internal | Shoulder | B13 | 600 | 99999 | 0 | 141.33 | 127.94 | 3.02 | 0
2040 | NYISO_J-K_2_NEISO_OL | NYISO_J-K | NEISO | Internal | Shoulder | B14 | 900 | 99999 | 0 | 141.33 | 127.94 | 3.02 | 0
2040 | NYISO_J-K_2_NEISO_OL | NYISO_J-K | NEISO | Internal | Shoulder | B15 | 1203 | 99999 | 0 | 90.1 | 87.1 | 3.02 | 0
2040 | NYISO_J-K_2_NEISO_OL | NYISO_J-K | NEISO | Internal | Summer | B1 | 10 | 99999 | 0.39 | 276.61 | 263.43 | 3.02 | 0
2040 | NYISO_J-K_2_NEISO_OL | NYISO_J-K | NEISO | Internal | Summer | B2 | 25 | 99999 | 0.16 | 277.01 | 263.84 | 3.02 | 0
2040 | NYISO_J-K_2_NEISO_OL | NYISO_J-K | NEISO | Internal | Summer | B3 | 75 | 99999 | 0.05 | 269.64 | 256.25 | 3.02 | 0
2040 | NYISO_J-K_2_NEISO_OL | NYISO_J-K | NEISO | Internal | Summer | B4 | 100 | 99999 | 0.04 | 183.72 | 170.33 | 3.02 | 0
2040 | NYISO_J-K_2_NEISO_OL | NYISO_J-K | NEISO | Internal | Summer | B5 | 200 | 99999 | 0.02 | 179.3 | 165.91 | 3.02 | 0
2040 | NYISO_J-K_2_NEISO_OL | NYISO_J-K | NEISO | Internal | Summer | B6 | 300 | 99999 | 0.01 | 171.91 | 158.52 | 3.02 | 0
2040 | NYISO_J-K_2_NEISO_OL | NYISO_J-K | NEISO | Internal | Summer | B7 | 400 | 99999 | 0 | 166.71 | 153.33 | 3.02 | 0
2040 | NYISO_J-K_2_NEISO_OL | NYISO_J-K | NEISO | Internal | Summer | B8 | 500 | 99999 | 0 | 166.71 | 153.32 | 3.02 | 0
2040 | NYISO_J-K_2_NEISO_OL | NYISO_J-K | NEISO | Internal | Summer | B9 | 800 | 99999 | 0 | 155.9 | 142.51 | 3.02 | 0
2040 | NYISO_J-K_2_NEISO_OL | NYISO_J-K | NEISO | Internal | Summer | B10 | 1262 | 99999 | 1.35 | 108.41 | 111.39 | 3.02 | 0
2040 | NYISO_J-K_2_NEISO_OL | NYISO_J-K | NEISO | Internal | Winter | B16 | 25 | 99999 | 0.16 | 150.02 | 136.64 | 3.02 | 0
2040 | NYISO_J-K_2_NEISO_OL | NYISO_J-K | NEISO | Internal | Winter | B17 | 100 | 99999 | 0.04 | 145.4 | 132.01 | 3.02 | 0
2040 | NYISO_J-K_2_NEISO_OL | NYISO_J-K | NEISO | Internal | Winter | B18 | 400 | 99999 | 0 | 143.55 | 130.16 | 3.02 | 0
2040 | NYISO_J-K_2_NEISO_OL | NYISO_J-K | NEISO | Internal | Winter | B19 | 700 | 99999 | 0 | 143.54 | 130.16 | 3.02 | 0
2040 | NYISO_J-K_2_NEISO_OL | NYISO_J-K | NEISO | Internal | Winter | B20 | 935 | 99999 | 0 | 90.3 | 86.79 | 3.02 | 0
2040 | NYISO_J-K_2_NYISO_G-I | NYISO_J-K | NYISO_G-I | Internal | Shoulder | B11 | 25 | 1999 | 13.8 | 148.43 | 148.2 | 0.01 | 0
2040 | NYISO_J-K_2_NYISO_G-I | NYISO_J-K | NYISO_G-I | Internal | Shoulder | B12 | 200 | 1999 | 2.08 | 146.05 | 145.82 | 0.01 | 0
2040 | NYISO_J-K_2_NYISO_G-I | NYISO_J-K | NYISO_G-I | Internal | Shoulder | B13 | 600 | 1999 | 0.74 | 141.33 | 141.1 | 0.01 | 0
2040 | NYISO_J-K_2_NYISO_G-I | NYISO_J-K | NYISO_G-I | Internal | Shoulder | B14 | 900 | 1999 | 0.5 | 141.33 | 141.1 | 0.01 | 0
2040 | NYISO_J-K_2_NYISO_G-I | NYISO_J-K | NYISO_G-I | Internal | Shoulder | B15 | 1203 | 1999 | 3.02 | 90.1 | 90.09 | 0.01 | 0
2040 | NYISO_J-K_2_NYISO_G-I | NYISO_J-K | NYISO_G-I | Internal | Summer | B1 | 10 | 1999 | 148 | 276.61 | 276.58 | 0.01 | 0
2040 | NYISO_J-K_2_NYISO_G-I | NYISO_J-K | NYISO_G-I | Internal | Summer | B2 | 25 | 1999 | 86.91 | 277.01 | 276.99 | 0.01 | 0
2040 | NYISO_J-K_2_NYISO_G-I | NYISO_J-K | NYISO_G-I | Internal | Summer | B3 | 75 | 1999 | 5.42 | 269.64 | 269.41 | 0.01 | 0
2040 | NYISO_J-K_2_NYISO_G-I | NYISO_J-K | NYISO_G-I | Internal | Summer | B4 | 100 | 1999 | 3.84 | 183.72 | 183.49 | 0.01 | 0
2040 | NYISO_J-K_2_NYISO_G-I | NYISO_J-K | NYISO_G-I | Internal | Summer | B5 | 200 | 1999 | 1.94 | 179.3 | 179.07 | 0.01 | 0
2040 | NYISO_J-K_2_NYISO_G-I | NYISO_J-K | NYISO_G-I | Internal | Summer | B6 | 300 | 1999 | 1.28 | 171.91 | 171.68 | 0.01 | 0
2040 | NYISO_J-K_2_NYISO_G-I | NYISO_J-K | NYISO_G-I | Internal | Summer | B7 | 400 | 1999 | 1.01 | 166.71 | 166.48 | 0.01 | 0
2040 | NYISO_J-K_2_NYISO_G-I | NYISO_J-K | NYISO_G-I | Internal | Summer | B8 | 500 | 1999 | 0.12 | 166.71 | 164.64 | 0.01 | 0
2040 | NYISO_J-K_2_NYISO_G-I | NYISO_J-K | NYISO_G-I | Internal | Summer | B9 | 800 | 1999 | 0.08 | 155.9 | 153.84 | 0.01 | 0
2040 | NYISO_J-K_2_NYISO_G-I | NYISO_J-K | NYISO_G-I | Internal | Summer | B10 | 1262 | 1999 | 3.12 | 108.41 | 108.4 | 0.01 | 0
2040 | NYISO_J-K_2_NYISO_G-I | NYISO_J-K | NYISO_G-I | Internal | Winter | B16 | 25 | 1999 | 13.44 | 150.02 | 149.79 | 0.01 | 0
2040 | NYISO_J-K_2_NYISO_G-I | NYISO_J-K | NYISO_G-I | Internal | Winter | B17 | 100 | 1999 | 3.86 | 145.4 | 145.17 | 0.01 | 0
2040 | NYISO_J-K_2_NYISO_G-I | NYISO_J-K | NYISO_G-I | Internal | Winter | B18 | 400 | 1999 | 1.06 | 143.55 | 143.31 | 0.01 | 0
2040 | NYISO_J-K_2_NYISO_G-I | NYISO_J-K | NYISO_G-I | Internal | Winter | B19 | 700 | 1999 | 0.62 | 143.54 | 143.31 | 0.01 | 0
2040 | NYISO_J-K_2_NYISO_G-I | NYISO_J-K | NYISO_G-I | Internal | Winter | B20 | 935 | 1999 | 3.56 | 90.3 | 90.29 | 0.01 | 0
2040 | NYISO_J-K_2_PJM_E_OL | NYISO_J-K | PJM_E | Internal | Shoulder | B11 | 25 | 99999 | 93 | 148.43 | 156.52 | 8.11 | 0
2040 | NYISO_J-K_2_PJM_E_OL | NYISO_J-K | PJM_E | Internal | Shoulder | B12 | 200 | 99999 | 0.76 | 146.05 | 153.82 | 8.11 | 0
2040 | NYISO_J-K_2_PJM_E_OL | NYISO_J-K | PJM_E | Internal | Shoulder | B13 | 600 | 99999 | 0.27 | 141.33 | 149.1 | 8.11 | 0
2040 | NYISO_J-K_2_PJM_E_OL | NYISO_J-K | PJM_E | Internal | Shoulder | B14 | 900 | 99999 | 0.17 | 141.33 | 149.1 | 8.11 | 0
2040 | NYISO_J-K_2_PJM_E_OL | NYISO_J-K | PJM_E | Internal | Shoulder | B15 | 1203 | 99999 | 0 | 90.1 | 79.82 | 8.11 | 0
2040 | NYISO_J-K_2_PJM_E_OL | NYISO_J-K | PJM_E | Internal | Summer | B1 | 10 | 99999 | 48.56 | 276.61 | 284.66 | 8.11 | 0
2040 | NYISO_J-K_2_PJM_E_OL | NYISO_J-K | PJM_E | Internal | Summer | B2 | 25 | 99999 | 9.4 | 277.01 | 284.99 | 8.11 | 0
2040 | NYISO_J-K_2_PJM_E_OL | NYISO_J-K | PJM_E | Internal | Summer | B3 | 75 | 99999 | 2437.44 | 269.64 | 277.75 | 8.11 | 0
2040 | NYISO_J-K_2_PJM_E_OL | NYISO_J-K | PJM_E | Internal | Summer | B4 | 100 | 99999 | 1.56 | 183.72 | 191.49 | 8.11 | 0
2040 | NYISO_J-K_2_PJM_E_OL | NYISO_J-K | PJM_E | Internal | Summer | B5 | 200 | 99999 | 0.29 | 179.3 | 186.46 | 8.11 | 0
2040 | NYISO_J-K_2_PJM_E_OL | NYISO_J-K | PJM_E | Internal | Summer | B6 | 300 | 99999 | 0.09 | 171.91 | 178.18 | 8.11 | 0
2040 | NYISO_J-K_2_PJM_E_OL | NYISO_J-K | PJM_E | Internal | Summer | B7 | 400 | 99999 | 0.01 | 166.71 | 162.18 | 8.11 | 0
2040 | NYISO_J-K_2_PJM_E_OL | NYISO_J-K | PJM_E | Internal | Summer | B8 | 500 | 99999 | 0 | 166.71 | 157.72 | 8.11 | 0
2040 | NYISO_J-K_2_PJM_E_OL | NYISO_J-K | PJM_E | Internal | Summer | B9 | 800 | 99999 | 0 | 155.9 | 152.83 | 8.11 | 0
2040 | NYISO_J-K_2_PJM_E_OL | NYISO_J-K | PJM_E | Internal | Summer | B10 | 1262 | 99999 | 0 | 108.41 | 98.13 | 8.11 | 0
2040 | NYISO_J-K_2_PJM_E_OL | NYISO_J-K | PJM_E | Internal | Winter | B16 | 25 | 99999 | 4.68 | 150.02 | 157.79 | 8.11 | 0
2040 | NYISO_J-K_2_PJM_E_OL | NYISO_J-K | PJM_E | Internal | Winter | B17 | 100 | 99999 | 1.33 | 145.4 | 153.17 | 8.11 | 0
2040 | NYISO_J-K_2_PJM_E_OL | NYISO_J-K | PJM_E | Internal | Winter | B18 | 400 | 99999 | 0.37 | 143.55 | 151.31 | 8.11 | 0
2040 | NYISO_J-K_2_PJM_E_OL | NYISO_J-K | PJM_E | Internal | Winter | B19 | 700 | 99999 | 0.2 | 143.54 | 151.31 | 8.11 | 0
2040 | NYISO_J-K_2_PJM_E_OL | NYISO_J-K | PJM_E | Internal | Winter | B20 | 935 | 99999 | 0 | 90.3 | 80.96 | 8.11 | 0
2040 | PJM_E_2_NYISO_G-I | PJM_E | NYISO_G-I | Internal | Shoulder | B11 | 25 | 500 | 0.29 | 156.52 | 148.2 | 6 | 0.01
2040 | PJM_E_2_NYISO_G-I | PJM_E | NYISO_G-I | Internal | Shoulder | B12 | 200 | 500 | 0.04 | 153.82 | 145.82 | 6 | 0
2040 | PJM_E_2_NYISO_G-I | PJM_E | NYISO_G-I | Internal | Shoulder | B13 | 600 | 500 | 0.01 | 149.1 | 141.1 | 6 | 0
2040 | PJM_E_2_NYISO_G-I | PJM_E | NYISO_G-I | Internal | Shoulder | B14 | 900 | 500 | 0 | 149.1 | 141.1 | 6 | 0
2040 | PJM_E_2_NYISO_G-I | PJM_E | NYISO_G-I | Internal | Shoulder | B15 | 1203 | 500 | 500.12 | 79.82 | 90.09 | 6 | 4.27
2040 | PJM_E_2_NYISO_G-I | PJM_E | NYISO_G-I | Internal | Summer | B1 | 10 | 500 | 0.71 | 284.66 | 276.58 | 6 | 0.01
2040 | PJM_E_2_NYISO_G-I | PJM_E | NYISO_G-I | Internal | Summer | B2 | 25 | 500 | 0.3 | 284.99 | 276.99 | 6 | 0.01
2040 | PJM_E_2_NYISO_G-I | PJM_E | NYISO_G-I | Internal | Summer | B3 | 75 | 500 | 0.1 | 277.75 | 269.41 | 6 | 0
2040 | PJM_E_2_NYISO_G-I | PJM_E | NYISO_G-I | Internal | Summer | B4 | 100 | 500 | 0.08 | 191.49 | 183.49 | 6 | 0
2040 | PJM_E_2_NYISO_G-I | PJM_E | NYISO_G-I | Internal | Summer | B5 | 200 | 500 | 0.04 | 186.46 | 179.07 | 6 | 0
2040 | PJM_E_2_NYISO_G-I | PJM_E | NYISO_G-I | Internal | Summer | B6 | 300 | 500 | 0.03 | 178.18 | 171.68 | 6 | 0
2040 | PJM_E_2_NYISO_G-I | PJM_E | NYISO_G-I | Internal | Summer | B7 | 400 | 500 | 0.12 | 162.18 | 166.48 | 6 | 0
2040 | PJM_E_2_NYISO_G-I | PJM_E | NYISO_G-I | Internal | Summer | B8 | 500 | 500 | 499.9 | 157.72 | 164.64 | 6 | 0.92
2040 | PJM_E_2_NYISO_G-I | PJM_E | NYISO_G-I | Internal | Summer | B9 | 800 | 500 | 0.02 | 152.83 | 153.84 | 6 | 0
2040 | PJM_E_2_NYISO_G-I | PJM_E | NYISO_G-I | Internal | Summer | B10 | 1262 | 500 | 500.13 | 98.13 | 108.4 | 6 | 4.27
2040 | PJM_E_2_NYISO_G-I | PJM_E | NYISO_G-I | Internal | Winter | B16 | 25 | 500 | 0.29 | 157.79 | 149.79 | 6 | 0.01
2040 | PJM_E_2_NYISO_G-I | PJM_E | NYISO_G-I | Internal | Winter | B17 | 100 | 500 | 0.08 | 153.17 | 145.17 | 6 | 0
2040 | PJM_E_2_NYISO_G-I | PJM_E | NYISO_G-I | Internal | Winter | B18 | 400 | 500 | 0.02 | 151.31 | 143.31 | 6 | 0
2040 | PJM_E_2_NYISO_G-I | PJM_E | NYISO_G-I | Internal | Winter | B19 | 700 | 500 | 0.01 | 151.31 | 143.31 | 6 | 0
2040 | PJM_E_2_NYISO_G-I | PJM_E | NYISO_G-I | Internal | Winter | B20 | 935 | 500 | 500.02 | 80.96 | 90.29 | 6 | 3.33
2040 | PJM_E_2_NYISO_J-K | PJM_E | NYISO_J-K | Internal | Shoulder | B11 | 25 | 330 | 0.3 | 156.52 | 148.43 | 6 | 0.01
2040 | PJM_E_2_NYISO_J-K | PJM_E | NYISO_J-K | Internal | Shoulder | B12 | 200 | 330 | 0.04 | 153.82 | 146.05 | 6 | 0
2040 | PJM_E_2_NYISO_J-K | PJM_E | NYISO_J-K | Internal | Shoulder | B13 | 600 | 330 | 0.01 | 149.1 | 141.33 | 6 | 0
2040 | PJM_E_2_NYISO_J-K | PJM_E | NYISO_J-K | Internal | Shoulder | B14 | 900 | 330 | 0 | 149.1 | 141.33 | 6 | 0
2040 | PJM_E_2_NYISO_J-K | PJM_E | NYISO_J-K | Internal | Shoulder | B15 | 1203 | 330 | 379.54 | 79.82 | 90.1 | 6 | 4.28
2040 | PJM_E_2_NYISO_J-K | PJM_E | NYISO_J-K | Internal | Summer | B1 | 10 | 330 | 0.73 | 284.66 | 276.61 | 6 | 0.02
2040 | PJM_E_2_NYISO_J-K | PJM_E | NYISO_J-K | Internal | Summer | B2 | 25 | 330 | 0.32 | 284.99 | 277.01 | 6 | 0.01
2040 | PJM_E_2_NYISO_J-K | PJM_E | NYISO_J-K | Internal | Summer | B3 | 75 | 330 | 0.1 | 277.75 | 269.64 | 6 | 0
2040 | PJM_E_2_NYISO_J-K | PJM_E | NYISO_J-K | Internal | Summer | B4 | 100 | 330 | 0.08 | 191.49 | 183.72 | 6 | 0
2040 | PJM_E_2_NYISO_J-K | PJM_E | NYISO_J-K | Internal | Summer | B5 | 200 | 330 | 0.04 | 186.46 | 179.3 | 6 | 0
2040 | PJM_E_2_NYISO_J-K | PJM_E | NYISO_J-K | Internal | Summer | B6 | 300 | 330 | 0.03 | 178.18 | 171.91 | 6 | 0
2040 | PJM_E_2_NYISO_J-K | PJM_E | NYISO_J-K | Internal | Summer | B7 | 400 | 330 | 0.16 | 162.18 | 166.71 | 6 | 0
2040 | PJM_E_2_NYISO_J-K | PJM_E | NYISO_J-K | Internal | Summer | B8 | 500 | 330 | 330.04 | 157.72 | 166.71 | 6 | 2.99
2040 | PJM_E_2_NYISO_J-K | PJM_E | NYISO_J-K | Internal | Summer | B9 | 800 | 330 | 0.03 | 152.83 | 155.9 | 6 | 0
2040 | PJM_E_2_NYISO_J-K | PJM_E | NYISO_J-K | Internal | Summer | B10 | 1262 | 330 | 2550.3 | 98.13 | 108.41 | 6 | 4.28
2040 | PJM_E_2_NYISO_J-K | PJM_E | NYISO_J-K | Internal | Winter | B16 | 25 | 330 | 0.31 | 157.79 | 150.02 | 6 | 0.01
2040 | PJM_E_2_NYISO_J-K | PJM_E | NYISO_J-K | Internal | Winter | B17 | 100 | 330 | 0.08 | 153.17 | 145.4 | 6 | 0
2040 | PJM_E_2_NYISO_J-K | PJM_E | NYISO_J-K | Internal | Winter | B18 | 400 | 330 | 0.02 | 151.31 | 143.55 | 6 | 0
2040 | PJM_E_2_NYISO_J-K | PJM_E | NYISO_J-K | Internal | Winter | B19 | 700 | 330 | 0.01 | 151.31 | 143.54 | 6 | 0
2040 | PJM_E_2_NYISO_J-K | PJM_E | NYISO_J-K | Internal | Winter | B20 | 935 | 330 | 330.04 | 80.96 | 90.3 | 6 | 3.34
2040 | PJM_E_2_PJM_ROM | PJM_E | PJM_ROM | Internal | Shoulder | B11 | 25 | 8000 | 173.46 | 156.52 | 156.51 | 0.01 | 0
2040 | PJM_E_2_PJM_ROM | PJM_E | PJM_ROM | Internal | Shoulder | B12 | 200 | 8000 | 24.24 | 153.82 | 153.81 | 0.01 | 0
2040 | PJM_E_2_PJM_ROM | PJM_E | PJM_ROM | Internal | Shoulder | B13 | 600 | 8000 | 8.17 | 149.1 | 149.09 | 0.01 | 0
2040 | PJM_E_2_PJM_ROM | PJM_E | PJM_ROM | Internal | Shoulder | B14 | 900 | 8000 | 5.52 | 149.1 | 149.09 | 0.01 | 0
2040 | PJM_E_2_PJM_ROM | PJM_E | PJM_ROM | Internal | Shoulder | B15 | 1203 | 8000 | 4.18 | 79.82 | 79.81 | 0.01 | 0
2040 | PJM_E_2_PJM_ROM | PJM_E | PJM_ROM | Internal | Summer | B1 | 10 | 8000 | 391.7 | 284.66 | 284.65 | 0.01 | 0
2040 | PJM_E_2_PJM_ROM | PJM_E | PJM_ROM | Internal | Summer | B2 | 25 | 8000 | 169.87 | 284.99 | 284.97 | 0.01 | 0
2040 | PJM_E_2_PJM_ROM | PJM_E | PJM_ROM | Internal | Summer | B3 | 75 | 8000 | 731.01 | 277.75 | 277.76 | 0.01 | 0
2040 | PJM_E_2_PJM_ROM | PJM_E | PJM_ROM | Internal | Summer | B4 | 100 | 8000 | 48.38 | 191.49 | 191.48 | 0.01 | 0
2040 | PJM_E_2_PJM_ROM | PJM_E | PJM_ROM | Internal | Summer | B5 | 200 | 8000 | 24.85 | 186.46 | 186.45 | 0.01 | 0
2040 | PJM_E_2_PJM_ROM | PJM_E | PJM_ROM | Internal | Summer | B6 | 300 | 8000 | 16.46 | 178.18 | 178.17 | 0.01 | 0
2040 | PJM_E_2_PJM_ROM | PJM_E | PJM_ROM | Internal | Summer | B7 | 400 | 8000 | 12.14 | 162.18 | 162.17 | 0.01 | 0
2040 | PJM_E_2_PJM_ROM | PJM_E | PJM_ROM | Internal | Summer | B8 | 500 | 8000 | 9.78 | 157.72 | 157.71 | 0.01 | 0
2040 | PJM_E_2_PJM_ROM | PJM_E | PJM_ROM | Internal | Summer | B9 | 800 | 8000 | 6.36 | 152.83 | 152.82 | 0.01 | 0
2040 | PJM_E_2_PJM_ROM | PJM_E | PJM_ROM | Internal | Summer | B10 | 1262 | 8000 | 3.86 | 98.13 | 98.12 | 0.01 | 0
2040 | PJM_E_2_PJM_ROM | PJM_E | PJM_ROM | Internal | Winter | B16 | 25 | 8000 | 164.18 | 157.79 | 157.78 | 0.01 | 0
2040 | PJM_E_2_PJM_ROM | PJM_E | PJM_ROM | Internal | Winter | B17 | 100 | 8000 | 43.74 | 153.17 | 153.15 | 0.01 | 0
2040 | PJM_E_2_PJM_ROM | PJM_E | PJM_ROM | Internal | Winter | B18 | 400 | 8000 | 11.72 | 151.31 | 151.3 | 0.01 | 0
2040 | PJM_E_2_PJM_ROM | PJM_E | PJM_ROM | Internal | Winter | B19 | 700 | 8000 | 6.99 | 151.31 | 151.3 | 0.01 | 0
2040 | PJM_E_2_PJM_ROM | PJM_E | PJM_ROM | Internal | Winter | B20 | 935 | 8000 | 5.32 | 80.96 | 80.95 | 0.01 | 0
2040 | PJM_ROR_2_MISO_IN | PJM_ROR | MISO_IN | Internal | Shoulder | B11 | 25 | 909 | 1.45 | 156.5 | 155.56 | 2 | 0
2040 | PJM_ROR_2_MISO_IN | PJM_ROR | MISO_IN | Internal | Shoulder | B12 | 200 | 909 | 0.2 | 153.8 | 152.85 | 2 | 0
2040 | PJM_ROR_2_MISO_IN | PJM_ROR | MISO_IN | Internal | Shoulder | B13 | 600 | 909 | 0.07 | 149.07 | 148.05 | 2 | 0
2040 | PJM_ROR_2_MISO_IN | PJM_ROR | MISO_IN | Internal | Shoulder | B14 | 900 | 909 | 0.04 | 146.07 | 144.74 | 2 | 0
2040 | PJM_ROR_2_MISO_IN | PJM_ROR | MISO_IN | Internal | Shoulder | B15 | 1203 | 909 | 0.03 | 76.8 | 75.45 | 2 | 0
2040 | PJM_ROR_2_MISO_IN | PJM_ROR | MISO_IN | Internal | Summer | B1 | 10 | 909 | 2.66 | 284.63 | 282.56 | 2 | 0.01
2040 | PJM_ROR_2_MISO_IN | PJM_ROR | MISO_IN | Internal | Summer | B2 | 25 | 909 | 1.29 | 284.96 | 283.57 | 2 | 0
2040 | PJM_ROR_2_MISO_IN | PJM_ROR | MISO_IN | Internal | Summer | B3 | 75 | 909 | 0.4 | 277.77 | 275.79 | 2 | 0
2040 | PJM_ROR_2_MISO_IN | PJM_ROR | MISO_IN | Internal | Summer | B4 | 100 | 909 | 0.3 | 191.47 | 189.48 | 2 | 0
2040 | PJM_ROR_2_MISO_IN | PJM_ROR | MISO_IN | Internal | Summer | B5 | 200 | 909 | 0.15 | 186.44 | 184.36 | 2 | 0
2040 | PJM_ROR_2_MISO_IN | PJM_ROR | MISO_IN | Internal | Summer | B6 | 300 | 909 | 0.1 | 178.15 | 176.15 | 2 | 0
2040 | PJM_ROR_2_MISO_IN | PJM_ROR | MISO_IN | Internal | Summer | B7 | 400 | 909 | 0.08 | 160.94 | 158.95 | 2 | 0
2040 | PJM_ROR_2_MISO_IN | PJM_ROR | MISO_IN | Internal | Summer | B8 | 500 | 909 | 0.08 | 154.7 | 153.75 | 2 | 0
2040 | PJM_ROR_2_MISO_IN | PJM_ROR | MISO_IN | Internal | Summer | B9 | 800 | 909 | 0.05 | 152.81 | 151.87 | 2 | 0
2040 | PJM_ROR_2_MISO_IN | PJM_ROR | MISO_IN | Internal | Summer | B10 | 1262 | 909 | 0.03 | 95.1 | 93.76 | 2 | 0
2040 | PJM_ROR_2_MISO_IN | PJM_ROR | MISO_IN | Internal | Winter | B16 | 25 | 909 | 1.45 | 157.75 | 156.81 | 2 | 0
2040 | PJM_ROR_2_MISO_IN | PJM_ROR | MISO_IN | Internal | Winter | B17 | 100 | 909 | 0.38 | 150.14 | 149.11 | 2 | 0
2040 | PJM_ROR_2_MISO_IN | PJM_ROR | MISO_IN | Internal | Winter | B18 | 400 | 909 | 0.1 | 149.88 | 148.85 | 2 | 0
2040 | PJM_ROR_2_MISO_IN | PJM_ROR | MISO_IN | Internal | Winter | B19 | 700 | 909 | 0.06 | 149.88 | 148.85 | 2 | 0
2040 | PJM_ROR_2_MISO_IN | PJM_ROR | MISO_IN | Internal | Winter | B20 | 935 | 909 | 0.04 | 77.94 | 76.59 | 2 | 0
2040 | PJM_ROR_2_MISO_MI | PJM_ROR | MISO_MI | Internal | Shoulder | B11 | 25 | 1305 | 1.48 | 156.5 | 155.54 | 2 | 0
2040 | PJM_ROR_2_MISO_MI | PJM_ROR | MISO_MI | Internal | Shoulder | B12 | 200 | 1305 | 0.2 | 153.8 | 152.84 | 2 | 0
2040 | PJM_ROR_2_MISO_MI | PJM_ROR | MISO_MI | Internal | Shoulder | B13 | 600 | 1305 | 0.07 | 149.07 | 148.06 | 2 | 0
2040 | PJM_ROR_2_MISO_MI | PJM_ROR | MISO_MI | Internal | Shoulder | B14 | 900 | 1305 | 0.04 | 146.07 | 144.75 | 2 | 0
2040 | PJM_ROR_2_MISO_MI | PJM_ROR | MISO_MI | Internal | Shoulder | B15 | 1203 | 1305 | 0.03 | 76.8 | 75.84 | 2 | 0
2040 | PJM_ROR_2_MISO_MI | PJM_ROR | MISO_MI | Internal | Summer | B1 | 10 | 1305 | 2.75 | 284.63 | 282.54 | 2 | 0.01
2040 | PJM_ROR_2_MISO_MI | PJM_ROR | MISO_MI | Internal | Summer | B2 | 25 | 1305 | 1.32 | 284.96 | 283.55 | 2 | 0
2040 | PJM_ROR_2_MISO_MI | PJM_ROR | MISO_MI | Internal | Summer | B3 | 75 | 1305 | 0.41 | 277.77 | 275.77 | 2 | 0
2040 | PJM_ROR_2_MISO_MI | PJM_ROR | MISO_MI | Internal | Summer | B4 | 100 | 1305 | 0.3 | 191.47 | 189.47 | 2 | 0
2040 | PJM_ROR_2_MISO_MI | PJM_ROR | MISO_MI | Internal | Summer | B5 | 200 | 1305 | 0.15 | 186.44 | 184.34 | 2 | 0
2040 | PJM_ROR_2_MISO_MI | PJM_ROR | MISO_MI | Internal | Summer | B6 | 300 | 1305 | 0.1 | 178.15 | 176.14 | 2 | 0
2040 | PJM_ROR_2_MISO_MI | PJM_ROR | MISO_MI | Internal | Summer | B7 | 400 | 1305 | 0.08 | 160.94 | 158.93 | 2 | 0
2040 | PJM_ROR_2_MISO_MI | PJM_ROR | MISO_MI | Internal | Summer | B8 | 500 | 1305 | 0.08 | 154.7 | 153.74 | 2 | 0
2040 | PJM_ROR_2_MISO_MI | PJM_ROR | MISO_MI | Internal | Summer | B9 | 800 | 1305 | 0.05 | 152.81 | 151.85 | 2 | 0
2040 | PJM_ROR_2_MISO_MI | PJM_ROR | MISO_MI | Internal | Summer | B10 | 1262 | 1305 | 0.03 | 95.1 | 94.15 | 2 | 0
2040 | PJM_ROR_2_MISO_MI | PJM_ROR | MISO_MI | Internal | Winter | B16 | 25 | 1305 | 1.49 | 157.75 | 156.8 | 2 | 0
2040 | PJM_ROR_2_MISO_MI | PJM_ROR | MISO_MI | Internal | Winter | B17 | 100 | 1305 | 0.39 | 150.14 | 149.13 | 2 | 0
2040 | PJM_ROR_2_MISO_MI | PJM_ROR | MISO_MI | Internal | Winter | B18 | 400 | 1305 | 0.1 | 149.88 | 148.86 | 2 | 0
2040 | PJM_ROR_2_MISO_MI | PJM_ROR | MISO_MI | Internal | Winter | B19 | 700 | 1305 | 0.06 | 149.88 | 148.86 | 2 | 0
2040 | PJM_ROR_2_MISO_MI | PJM_ROR | MISO_MI | Internal | Winter | B20 | 935 | 1305 | 0.04 | 77.94 | 76.98 | 2 | 0
2040 | PJM_ROR_2_MISO_MO-IL | PJM_ROR | MISO_MO-IL | Internal | Shoulder | B11 | 25 | 1111 | 1.14 | 156.5 | 155.12 | 2 | 0
2040 | PJM_ROR_2_MISO_MO-IL | PJM_ROR | MISO_MO-IL | Internal | Shoulder | B12 | 200 | 1111 | 0.09 | 153.8 | 149.42 | 2 | 0
2040 | PJM_ROR_2_MISO_MO-IL | PJM_ROR | MISO_MO-IL | Internal | Shoulder | B13 | 600 | 1111 | 0.03 | 149.07 | 144.61 | 2 | 0
2040 | PJM_ROR_2_MISO_MO-IL | PJM_ROR | MISO_MO-IL | Internal | Shoulder | B14 | 900 | 1111 | 0.02 | 146.07 | 141.31 | 2 | 0
2040 | PJM_ROR_2_MISO_MO-IL | PJM_ROR | MISO_MO-IL | Internal | Shoulder | B15 | 1203 | 1111 | 0.01 | 76.8 | 72.02 | 2 | 0
2040 | PJM_ROR_2_MISO_MO-IL | PJM_ROR | MISO_MO-IL | Internal | Summer | B1 | 10 | 1111 | 1.57 | 284.63 | 279.86 | 2 | 0.01
2040 | PJM_ROR_2_MISO_MO-IL | PJM_ROR | MISO_MO-IL | Internal | Summer | B2 | 25 | 1111 | 1.13 | 284.96 | 283.58 | 2 | 0
2040 | PJM_ROR_2_MISO_MO-IL | PJM_ROR | MISO_MO-IL | Internal | Summer | B3 | 75 | 1111 | 0.4 | 277.77 | 276.39 | 2 | 0
2040 | PJM_ROR_2_MISO_MO-IL | PJM_ROR | MISO_MO-IL | Internal | Summer | B4 | 100 | 1111 | 0.3 | 191.47 | 190.08 | 2 | 0
2040 | PJM_ROR_2_MISO_MO-IL | PJM_ROR | MISO_MO-IL | Internal | Summer | B5 | 200 | 1111 | 0.15 | 186.44 | 185.05 | 2 | 0
2040 | PJM_ROR_2_MISO_MO-IL | PJM_ROR | MISO_MO-IL | Internal | Summer | B6 | 300 | 1111 | 0.1 | 178.15 | 176.77 | 2 | 0
2040 | PJM_ROR_2_MISO_MO-IL | PJM_ROR | MISO_MO-IL | Internal | Summer | B7 | 400 | 1111 | 0.08 | 160.94 | 159.56 | 2 | 0
2040 | PJM_ROR_2_MISO_MO-IL | PJM_ROR | MISO_MO-IL | Internal | Summer | B8 | 500 | 1111 | 0.06 | 154.7 | 153.31 | 2 | 0
2040 | PJM_ROR_2_MISO_MO-IL | PJM_ROR | MISO_MO-IL | Internal | Summer | B9 | 800 | 1111 | 0.04 | 152.81 | 151.43 | 2 | 0
2040 | PJM_ROR_2_MISO_MO-IL | PJM_ROR | MISO_MO-IL | Internal | Summer | B10 | 1262 | 1111 | 0.01 | 95.1 | 90.33 | 2 | 0
2040 | PJM_ROR_2_MISO_MO-IL | PJM_ROR | MISO_MO-IL | Internal | Winter | B16 | 25 | 1111 | 0.68 | 157.75 | 153.38 | 2 | 0
2040 | PJM_ROR_2_MISO_MO-IL | PJM_ROR | MISO_MO-IL | Internal | Winter | B17 | 100 | 1111 | 0.17 | 150.14 | 145.68 | 2 | 0
2040 | PJM_ROR_2_MISO_MO-IL | PJM_ROR | MISO_MO-IL | Internal | Winter | B18 | 400 | 1111 | 0.04 | 149.88 | 145.42 | 2 | 0
2040 | PJM_ROR_2_MISO_MO-IL | PJM_ROR | MISO_MO-IL | Internal | Winter | B19 | 700 | 1111 | 0.03 | 149.88 | 145.42 | 2 | 0
2040 | PJM_ROR_2_MISO_MO-IL | PJM_ROR | MISO_MO-IL | Internal | Winter | B20 | 935 | 1111 | 0.02 | 77.94 | 73.16 | 2 | 0
2040 | PJM_ROR_2_MISO_W | PJM_ROR | MISO_W | Internal | Shoulder | B11 | 25 | 709 | 0.34 | 156.5 | 146.88 | 2 | 0
2040 | PJM_ROR_2_MISO_W | PJM_ROR | MISO_W | Internal | Shoulder | B12 | 200 | 709 | 0.04 | 153.8 | 144.18 | 2 | 0
2040 | PJM_ROR_2_MISO_W | PJM_ROR | MISO_W | Internal | Shoulder | B13 | 600 | 709 | 0.02 | 149.07 | 139.45 | 2 | 0
2040 | PJM_ROR_2_MISO_W | PJM_ROR | MISO_W | Internal | Shoulder | B14 | 900 | 709 | 0.01 | 146.07 | 136.45 | 2 | 0
2040 | PJM_ROR_2_MISO_W | PJM_ROR | MISO_W | Internal | Shoulder | B15 | 1203 | 709 | 0 | 76.8 | 67.17 | 2 | 0
2040 | PJM_ROR_2_MISO_W | PJM_ROR | MISO_W | Internal | Summer | B1 | 10 | 709 | 0.82 | 284.63 | 275.01 | 2 | 0.01
2040 | PJM_ROR_2_MISO_W | PJM_ROR | MISO_W | Internal | Summer | B2 | 25 | 709 | 0.34 | 284.96 | 275.34 | 2 | 0
2040 | PJM_ROR_2_MISO_W | PJM_ROR | MISO_W | Internal | Summer | B3 | 75 | 709 | 0.12 | 277.77 | 268.15 | 2 | 0
2040 | PJM_ROR_2_MISO_W | PJM_ROR | MISO_W | Internal | Summer | B4 | 100 | 709 | 0.09 | 191.47 | 181.84 | 2 | 0
2040 | PJM_ROR_2_MISO_W | PJM_ROR | MISO_W | Internal | Summer | B5 | 200 | 709 | 0.04 | 186.44 | 176.82 | 2 | 0
2040 | PJM_ROR_2_MISO_W | PJM_ROR | MISO_W | Internal | Summer | B6 | 300 | 709 | 0.03 | 178.15 | 168.53 | 2 | 0
2040 | PJM_ROR_2_MISO_W | PJM_ROR | MISO_W | Internal | Summer | B7 | 400 | 709 | 0.02 | 160.94 | 151.32 | 2 | 0
2040 | PJM_ROR_2_MISO_W | PJM_ROR | MISO_W | Internal | Summer | B8 | 500 | 709 | 0.02 | 154.7 | 145.07 | 2 | 0
2040 | PJM_ROR_2_MISO_W | PJM_ROR | MISO_W | Internal | Summer | B9 | 800 | 709 | 0.01 | 152.81 | 143.19 | 2 | 0
2040 | PJM_ROR_2_MISO_W | PJM_ROR | MISO_W | Internal | Summer | B10 | 1262 | 709 | 0 | 95.1 | 85.48 | 2 | 0
2040 | PJM_ROR_2_MISO_W | PJM_ROR | MISO_W | Internal | Winter | B16 | 25 | 709 | 0.34 | 157.75 | 148.13 | 2 | 0
2040 | PJM_ROR_2_MISO_W | PJM_ROR | MISO_W | Internal | Winter | B17 | 100 | 709 | 0.09 | 150.14 | 140.52 | 2 | 0
2040 | PJM_ROR_2_MISO_W | PJM_ROR | MISO_W | Internal | Winter | B18 | 400 | 709 | 0.02 | 149.88 | 140.26 | 2 | 0
2040 | PJM_ROR_2_MISO_W | PJM_ROR | MISO_W | Internal | Winter | B19 | 700 | 709 | 0.01 | 149.88 | 140.25 | 2 | 0
2040 | PJM_ROR_2_MISO_W | PJM_ROR | MISO_W | Internal | Winter | B20 | 935 | 709 | 0 | 77.94 | 68.32 | 2 | 0
2040 | PJM_ROR_2_MISO_WUMS | PJM_ROR | MISO_WUMS | Internal | Shoulder | B11 | 25 | 1467 | 1.01 | 156.5 | 153.98 | 2 | 0
2040 | PJM_ROR_2_MISO_WUMS | PJM_ROR | MISO_WUMS | Internal | Shoulder | B12 | 200 | 1467 | 0.13 | 153.8 | 151.28 | 2 | 0
2040 | PJM_ROR_2_MISO_WUMS | PJM_ROR | MISO_WUMS | Internal | Shoulder | B13 | 600 | 1467 | 0.05 | 149.07 | 146.56 | 2 | 0
2040 | PJM_ROR_2_MISO_WUMS | PJM_ROR | MISO_WUMS | Internal | Shoulder | B14 | 900 | 1467 | 0.03 | 146.07 | 143.56 | 2 | 0
2040 | PJM_ROR_2_MISO_WUMS | PJM_ROR | MISO_WUMS | Internal | Shoulder | B15 | 1203 | 1467 | 0.02 | 76.8 | 74.28 | 2 | 0
2040 | PJM_ROR_2_MISO_WUMS | PJM_ROR | MISO_WUMS | Internal | Summer | B1 | 10 | 1467 | 2.05 | 284.63 | 280.98 | 2 | 0
2040 | PJM_ROR_2_MISO_WUMS | PJM_ROR | MISO_WUMS | Internal | Summer | B2 | 25 | 1467 | 0.93 | 284.96 | 281.99 | 2 | 0
2040 | PJM_ROR_2_MISO_WUMS | PJM_ROR | MISO_WUMS | Internal | Summer | B3 | 75 | 1467 | 0.3 | 277.77 | 274.21 | 2 | 0
2040 | PJM_ROR_2_MISO_WUMS | PJM_ROR | MISO_WUMS | Internal | Summer | B4 | 100 | 1467 | 0.22 | 191.47 | 187.9 | 2 | 0
2040 | PJM_ROR_2_MISO_WUMS | PJM_ROR | MISO_WUMS | Internal | Summer | B5 | 200 | 1467 | 0.11 | 186.44 | 182.78 | 2 | 0
2040 | PJM_ROR_2_MISO_WUMS | PJM_ROR | MISO_WUMS | Internal | Summer | B6 | 300 | 1467 | 0.08 | 178.15 | 174.58 | 2 | 0
2040 | PJM_ROR_2_MISO_WUMS | PJM_ROR | MISO_WUMS | Internal | Summer | B7 | 400 | 1467 | 0.06 | 160.94 | 157.37 | 2 | 0
2040 | PJM_ROR_2_MISO_WUMS | PJM_ROR | MISO_WUMS | Internal | Summer | B8 | 500 | 1467 | 0.05 | 154.7 | 152.18 | 2 | 0
2040 | PJM_ROR_2_MISO_WUMS | PJM_ROR | MISO_WUMS | Internal | Summer | B9 | 800 | 1467 | 0.03 | 152.81 | 150.29 | 2 | 0
2040 | PJM_ROR_2_MISO_WUMS | PJM_ROR | MISO_WUMS | Internal | Summer | B10 | 1262 | 1467 | 0.02 | 95.1 | 92.59 | 2 | 0
2040 | PJM_ROR_2_MISO_WUMS | PJM_ROR | MISO_WUMS | Internal | Winter | B16 | 25 | 1467 | 1.01 | 157.75 | 155.24 | 2 | 0
2040 | PJM_ROR_2_MISO_WUMS | PJM_ROR | MISO_WUMS | Internal | Winter | B17 | 100 | 1467 | 0.26 | 150.14 | 147.62 | 2 | 0
2040 | PJM_ROR_2_MISO_WUMS | PJM_ROR | MISO_WUMS | Internal | Winter | B18 | 400 | 1467 | 0.07 | 149.88 | 147.37 | 2 | 0
2040 | PJM_ROR_2_MISO_WUMS | PJM_ROR | MISO_WUMS | Internal | Winter | B19 | 700 | 1467 | 0.04 | 149.88 | 147.36 | 2 | 0
2040 | PJM_ROR_2_MISO_WUMS | PJM_ROR | MISO_WUMS | Internal | Winter | B20 | 935 | 1467 | 0.03 | 77.94 | 75.42 | 2 | 0
2040 | PJM_ROR_2_PJM_ROM | PJM_ROR | PJM_ROM | Internal | Shoulder | B11 | 25 | 8000 | 4808.4 | 156.5 | 156.51 | 0.01 | 0
2040 | PJM_ROR_2_PJM_ROM | PJM_ROR | PJM_ROM | Internal | Shoulder | B12 | 200 | 8000 | 5743.31 | 153.8 | 153.81 | 0.01 | 0
2040 | PJM_ROR_2_PJM_ROM | PJM_ROR | PJM_ROM | Internal | Shoulder | B13 | 600 | 8000 | 7123.82 | 149.07 | 149.09 | 0.01 | 0
2040 | PJM_ROR_2_PJM_ROM | PJM_ROR | PJM_ROM | Internal | Shoulder | B14 | 900 | 8000 | 8154.07 | 146.07 | 149.09 | 0.01 | 3
2040 | PJM_ROR_2_PJM_ROM | PJM_ROR | PJM_ROM | Internal | Shoulder | B15 | 1203 | 8000 | 11540.64 | 76.8 | 79.81 | 0.01 | 3
2040 | PJM_ROR_2_PJM_ROM | PJM_ROR | PJM_ROM | Internal | Summer | B1 | 10 | 8000 | 2326.51 | 284.63 | 284.65 | 0.01 | 0
2040 | PJM_ROR_2_PJM_ROM | PJM_ROR | PJM_ROM | Internal | Summer | B2 | 25 | 8000 | 4424.88 | 284.96 | 284.97 | 0.01 | 0
2040 | PJM_ROR_2_PJM_ROM | PJM_ROR | PJM_ROM | Internal | Summer | B3 | 75 | 8000 | 31.81 | 277.77 | 277.76 | 0.01 | 0
2040 | PJM_ROR_2_PJM_ROM | PJM_ROR | PJM_ROM | Internal | Summer | B4 | 100 | 8000 | 2888.05 | 191.47 | 191.48 | 0.01 | 0
2040 | PJM_ROR_2_PJM_ROM | PJM_ROR | PJM_ROM | Internal | Summer | B5 | 200 | 8000 | 3617.54 | 186.44 | 186.45 | 0.01 | 0
2040 | PJM_ROR_2_PJM_ROM | PJM_ROR | PJM_ROM | Internal | Summer | B6 | 300 | 8000 | 3627.97 | 178.15 | 178.17 | 0.01 | 0
2040 | PJM_ROR_2_PJM_ROM | PJM_ROR | PJM_ROM | Internal | Summer | B7 | 400 | 8000 | 7999.76 | 160.94 | 162.17 | 0.01 | 1.21
2040 | PJM_ROR_2_PJM_ROM | PJM_ROR | PJM_ROM | Internal | Summer | B8 | 500 | 8000 | 10019.78 | 154.7 | 157.71 | 0.01 | 3
2040 | PJM_ROR_2_PJM_ROM | PJM_ROR | PJM_ROM | Internal | Summer | B9 | 800 | 8000 | 5338.74 | 152.81 | 152.82 | 0.01 | 0
2040 | PJM_ROR_2_PJM_ROM | PJM_ROR | PJM_ROM | Internal | Summer | B10 | 1262 | 8000 | 13179.9 | 95.1 | 98.12 | 0.01 | 3
2040 | PJM_ROR_2_PJM_ROM | PJM_ROR | PJM_ROM | Internal | Winter | B16 | 25 | 8000 | 7761.35 | 157.75 | 157.78 | 0.01 | 0.01
2040 | PJM_ROR_2_PJM_ROM | PJM_ROR | PJM_ROM | Internal | Winter | B17 | 100 | 8000 | 9568.94 | 150.14 | 153.15 | 0.01 | 3
2040 | PJM_ROR_2_PJM_ROM | PJM_ROR | PJM_ROM | Internal | Winter | B18 | 400 | 8000 | 8000.02 | 149.88 | 151.3 | 0.01 | 1.4
2040 | PJM_ROR_2_PJM_ROM | PJM_ROR | PJM_ROM | Internal | Winter | B19 | 700 | 8000 | 8000.01 | 149.88 | 151.3 | 0.01 | 1.41
2040 | PJM_ROR_2_PJM_ROM | PJM_ROR | PJM_ROM | Internal | Winter | B20 | 935 | 8000 | 10580.78 | 77.94 | 80.95 | 0.01 | 3
2040 | PJM_ROR_2_TVA_Transmission | PJM_ROR | TVA_Transmission | Internal | Shoulder | B11 | 25 | 2500 | 2.1 | 156.5 | 160.5 | 6 | 0
2040 | PJM_ROR_2_TVA_Transmission | PJM_ROR | TVA_Transmission | Internal | Shoulder | B12 | 200 | 2500 | 0.1 | 153.8 | 153.57 | 6 | 0
2040 | PJM_ROR_2_TVA_Transmission | PJM_ROR | TVA_Transmission | Internal | Shoulder | B13 | 600 | 2500 | 0.05 | 149.07 | 150.66 | 6 | 0
2040 | PJM_ROR_2_TVA_Transmission | PJM_ROR | TVA_Transmission | Internal | Shoulder | B14 | 900 | 2500 | 0.05 | 146.07 | 149.31 | 6 | 0
2040 | PJM_ROR_2_TVA_Transmission | PJM_ROR | TVA_Transmission | Internal | Shoulder | B15 | 1203 | 2500 | 0.04 | 76.8 | 80.02 | 6 | 0
2040 | PJM_ROR_2_TVA_Transmission | PJM_ROR | TVA_Transmission | Internal | Summer | B1 | 10 | 2500 | 5.69 | 284.63 | 289.08 | 6 | 0
2040 | PJM_ROR_2_TVA_Transmission | PJM_ROR | TVA_Transmission | Internal | Summer | B2 | 25 | 2500 | 3245.33 | 284.96 | 290.96 | 6 | 0
2040 | PJM_ROR_2_TVA_Transmission | PJM_ROR | TVA_Transmission | Internal | Summer | B3 | 75 | 2500 | 1725.53 | 277.77 | 283.77 | 6 | 0
2040 | PJM_ROR_2_TVA_Transmission | PJM_ROR | TVA_Transmission | Internal | Summer | B4 | 100 | 2500 | 760.99 | 191.47 | 197.46 | 6 | 0
2040 | PJM_ROR_2_TVA_Transmission | PJM_ROR | TVA_Transmission | Internal | Summer | B5 | 200 | 2500 | 0.07 | 186.44 | 182.96 | 6 | 0
2040 | PJM_ROR_2_TVA_Transmission | PJM_ROR | TVA_Transmission | Internal | Summer | B6 | 300 | 2500 | 0.05 | 178.15 | 174.95 | 6 | 0
2040 | PJM_ROR_2_TVA_Transmission | PJM_ROR | TVA_Transmission | Internal | Summer | B7 | 400 | 2500 | 0.06 | 160.94 | 161.36 | 6 | 0
2040 | PJM_ROR_2_TVA_Transmission | PJM_ROR | TVA_Transmission | Internal | Summer | B8 | 500 | 2500 | 0.1 | 154.7 | 158.25 | 6 | 0
2040 | PJM_ROR_2_TVA_Transmission | PJM_ROR | TVA_Transmission | Internal | Summer | B9 | 800 | 2500 | 0.03 | 152.81 | 153.96 | 6 | 0
2040 | PJM_ROR_2_TVA_Transmission | PJM_ROR | TVA_Transmission | Internal | Summer | B10 | 1262 | 2500 | 0 | 95.1 | 87.02 | 6 | 0
2040 | PJM_ROR_2_TVA_Transmission | PJM_ROR | TVA_Transmission | Internal | Winter | B16 | 25 | 2500 | 1.77 | 157.75 | 161.1 | 6 | 0
2040 | PJM_ROR_2_TVA_Transmission | PJM_ROR | TVA_Transmission | Internal | Winter | B17 | 100 | 2500 | 0.47 | 150.14 | 153.68 | 6 | 0
2040 | PJM_ROR_2_TVA_Transmission | PJM_ROR | TVA_Transmission | Internal | Winter | B18 | 400 | 2500 | 0.08 | 149.88 | 152.01 | 6 | 0
2040 | PJM_ROR_2_TVA_Transmission | PJM_ROR | TVA_Transmission | Internal | Winter | B19 | 700 | 2500 | 0.05 | 149.88 | 152 | 6 | 0
2040 | PJM_ROR_2_TVA_Transmission | PJM_ROR | TVA_Transmission | Internal | Winter | B20 | 935 | 2500 | 0.05 | 77.94 | 81.16 | 6 | 0
2040 | PJM_ROR_2_VACAR | PJM_ROR | VACAR | Internal | Shoulder | B11 | 25 | 3000 | 1.24 | 156.5 | 159.19 | 6 | 0
2040 | PJM_ROR_2_VACAR | PJM_ROR | VACAR | Internal | Shoulder | B12 | 200 | 3000 | 0.09 | 153.8 | 152.86 | 6 | 0
2040 | PJM_ROR_2_VACAR | PJM_ROR | VACAR | Internal | Shoulder | B13 | 600 | 3000 | 0.03 | 149.07 | 145.61 | 6 | 0
2040 | PJM_ROR_2_VACAR | PJM_ROR | VACAR | Internal | Shoulder | B14 | 900 | 3000 | 0.03 | 146.07 | 145.61 | 6 | 0
2040 | PJM_ROR_2_VACAR | PJM_ROR | VACAR | Internal | Shoulder | B15 | 1203 | 3000 | 0.02 | 76.8 | 73.5 | 6 | 0
2040 | PJM_ROR_2_VACAR | PJM_ROR | VACAR | Internal | Summer | B1 | 10 | 3000 | 5091.45 | 284.63 | 290.88 | 6 | 0.24
2040 | PJM_ROR_2_VACAR | PJM_ROR | VACAR | Internal | Summer | B2 | 25 | 3000 | 3954.58 | 284.96 | 291.2 | 6 | 0.24
2040 | PJM_ROR_2_VACAR | PJM_ROR | VACAR | Internal | Summer | B3 | 75 | 3000 | 5219.77 | 277.77 | 284.01 | 6 | 0.24
2040 | PJM_ROR_2_VACAR | PJM_ROR | VACAR | Internal | Summer | B4 | 100 | 3000 | 941.79 | 191.47 | 197.46 | 6 | 0
2040 | PJM_ROR_2_VACAR | PJM_ROR | VACAR | Internal | Summer | B5 | 200 | 3000 | 0.05 | 186.44 | 179.44 | 6 | 0
2040 | PJM_ROR_2_VACAR | PJM_ROR | VACAR | Internal | Summer | B6 | 300 | 3000 | 0.04 | 178.15 | 171.15 | 6 | 0
2040 | PJM_ROR_2_VACAR | PJM_ROR | VACAR | Internal | Summer | B7 | 400 | 3000 | 0.03 | 160.94 | 156.93 | 6 | 0
2040 | PJM_ROR_2_VACAR | PJM_ROR | VACAR | Internal | Summer | B8 | 500 | 3000 | 0.06 | 154.7 | 156.93 | 6 | 0
2040 | PJM_ROR_2_VACAR | PJM_ROR | VACAR | Internal | Summer | B9 | 800 | 3000 | 0.02 | 152.81 | 145.81 | 6 | 0
2040 | PJM_ROR_2_VACAR | PJM_ROR | VACAR | Internal | Summer | B10 | 1262 | 3000 | 0 | 95.1 | 86.84 | 6 | 0
2040 | PJM_ROR_2_VACAR | PJM_ROR | VACAR | Internal | Winter | B16 | 25 | 3000 | 8494.6 | 157.75 | 164 | 6 | 0.24
2040 | PJM_ROR_2_VACAR | PJM_ROR | VACAR | Internal | Winter | B17 | 100 | 3000 | 3638.47 | 150.14 | 156.39 | 6 | 0.24
2040 | PJM_ROR_2_VACAR | PJM_ROR | VACAR | Internal | Winter | B18 | 400 | 3000 | 0.04 | 149.88 | 147.97 | 6 | 0
2040 | PJM_ROR_2_VACAR | PJM_ROR | VACAR | Internal | Winter | B19 | 700 | 3000 | 0.03 | 149.88 | 147.96 | 6 | 0
2040 | PJM_ROR_2_VACAR | PJM_ROR | VACAR | Internal | Winter | B20 | 935 | 3000 | 0.02 | 77.94 | 74.16 | 6 | 0
2040 | PJM_ROM_2_NYISO_A-F | PJM_ROM | NYISO_A-F | Internal | Shoulder | B11 | 25 | 2000 | 0.17 | 156.51 | 134.83 | 6 | 0
2040 | PJM_ROM_2_NYISO_A-F | PJM_ROM | NYISO_A-F | Internal | Shoulder | B12 | 200 | 2000 | 0.02 | 153.81 | 132.13 | 6 | 0
2040 | PJM_ROM_2_NYISO_A-F | PJM_ROM | NYISO_A-F | Internal | Shoulder | B13 | 600 | 2000 | 0 | 149.09 | 127.4 | 6 | 0
2040 | PJM_ROM_2_NYISO_A-F | PJM_ROM | NYISO_A-F | Internal | Shoulder | B14 | 900 | 2000 | 0 | 149.09 | 127.4 | 6 | 0
2040 | PJM_ROM_2_NYISO_A-F | PJM_ROM | NYISO_A-F | Internal | Shoulder | B15 | 1203 | 2000 | 183.33 | 79.81 | 85.81 | 6 | 0
2040 | PJM_ROM_2_NYISO_A-F | PJM_ROM | NYISO_A-F | Internal | Summer | B1 | 10 | 2000 | 0.42 | 284.65 | 262.96 | 6 | 0
2040 | PJM_ROM_2_NYISO_A-F | PJM_ROM | NYISO_A-F | Internal | Summer | B2 | 25 | 2000 | 0.17 | 284.97 | 263.29 | 6 | 0
2040 | PJM_ROM_2_NYISO_A-F | PJM_ROM | NYISO_A-F | Internal | Summer | B3 | 75 | 2000 | 0.06 | 277.76 | 256.08 | 6 | 0
2040 | PJM_ROM_2_NYISO_A-F | PJM_ROM | NYISO_A-F | Internal | Summer | B4 | 100 | 2000 | 0.05 | 191.48 | 173.02 | 6 | 0
2040 | PJM_ROM_2_NYISO_A-F | PJM_ROM | NYISO_A-F | Internal | Summer | B5 | 200 | 2000 | 0.03 | 186.45 | 169.71 | 6 | 0
2040 | PJM_ROM_2_NYISO_A-F | PJM_ROM | NYISO_A-F | Internal | Summer | B6 | 300 | 2000 | 0.02 | 178.17 | 161.52 | 6 | 0
2040 | PJM_ROM_2_NYISO_A-F | PJM_ROM | NYISO_A-F | Internal | Summer | B7 | 400 | 2000 | 0.02 | 162.17 | 152.16 | 6 | 0
2040 | PJM_ROM_2_NYISO_A-F | PJM_ROM | NYISO_A-F | Internal | Summer | B8 | 500 | 2000 | 0.02 | 157.71 | 150.32 | 6 | 0
2040 | PJM_ROM_2_NYISO_A-F | PJM_ROM | NYISO_A-F | Internal | Summer | B9 | 800 | 2000 | 0 | 152.82 | 139.51 | 6 | 0
2040 | PJM_ROM_2_NYISO_A-F | PJM_ROM | NYISO_A-F | Internal | Summer | B10 | 1262 | 2000 | 2000.08 | 98.12 | 108.38 | 6 | 4.27
2040 | PJM_ROM_2_NYISO_A-F | PJM_ROM | NYISO_A-F | Internal | Winter | B16 | 25 | 2000 | 0.17 | 157.78 | 136.1 | 6 | 0
2040 | PJM_ROM_2_NYISO_A-F | PJM_ROM | NYISO_A-F | Internal | Winter | B17 | 100 | 2000 | 0.04 | 153.15 | 131.47 | 6 | 0
2040 | PJM_ROM_2_NYISO_A-F | PJM_ROM | NYISO_A-F | Internal | Winter | B18 | 400 | 2000 | 0.01 | 151.3 | 129.62 | 6 | 0
2040 | PJM_ROM_2_NYISO_A-F | PJM_ROM | NYISO_A-F | Internal | Winter | B19 | 700 | 2000 | 0 | 151.3 | 129.62 | 6 | 0
2040 | PJM_ROM_2_NYISO_A-F | PJM_ROM | NYISO_A-F | Internal | Winter | B20 | 935 | 2000 | 0.03 | 80.95 | 83.79 | 6 | 0
2040 | PJM_ROM_2_PJM_E | PJM_ROM | PJM_E | Internal | Shoulder | B11 | 25 | 8000 | 4578.02 | 156.51 | 156.52 | 0.01 | 0
2040 | PJM_ROM_2_PJM_E | PJM_ROM | PJM_E | Internal | Shoulder | B12 | 200 | 8000 | 5012.61 | 153.81 | 153.82 | 0.01 | 0
2040 | PJM_ROM_2_PJM_E | PJM_ROM | PJM_E | Internal | Shoulder | B13 | 600 | 8000 | 5063.86 | 149.09 | 149.1 | 0.01 | 0
2040 | PJM_ROM_2_PJM_E | PJM_ROM | PJM_E | Internal | Shoulder | B14 | 900 | 8000 | 5948.96 | 149.09 | 149.1 | 0.01 | 0
2040 | PJM_ROM_2_PJM_E | PJM_ROM | PJM_E | Internal | Shoulder | B15 | 1203 | 8000 | 7303.87 | 79.81 | 79.82 | 0.01 | 0
2040 | PJM_ROM_2_PJM_E | PJM_ROM | PJM_E | Internal | Summer | B1 | 10 | 8000 | 5599.12 | 284.65 | 284.66 | 0.01 | 0
2040 | PJM_ROM_2_PJM_E | PJM_ROM | PJM_E | Internal | Summer | B2 | 25 | 8000 | 5725.29 | 284.97 | 284.99 | 0.01 | 0
2040 | PJM_ROM_2_PJM_E | PJM_ROM | PJM_E | Internal | Summer | B3 | 75 | 8000 | 71.82 | 277.76 | 277.75 | 0.01 | 0
2040 | PJM_ROM_2_PJM_E | PJM_ROM | PJM_E | Internal | Summer | B4 | 100 | 8000 | 3366.06 | 191.48 | 191.49 | 0.01 | 0
2040 | PJM_ROM_2_PJM_E | PJM_ROM | PJM_E | Internal | Summer | B5 | 200 | 8000 | 3654.14 | 186.45 | 186.46 | 0.01 | 0
2040 | PJM_ROM_2_PJM_E | PJM_ROM | PJM_E | Internal | Summer | B6 | 300 | 8000 | 4762.63 | 178.17 | 178.18 | 0.01 | 0
2040 | PJM_ROM_2_PJM_E | PJM_ROM | PJM_E | Internal | Summer | B7 | 400 | 8000 | 7011.34 | 162.17 | 162.18 | 0.01 | 0
2040 | PJM_ROM_2_PJM_E | PJM_ROM | PJM_E | Internal | Summer | B8 | 500 | 8000 | 7095.1 | 157.71 | 157.72 | 0.01 | 0
2040 | PJM_ROM_2_PJM_E | PJM_ROM | PJM_E | Internal | Summer | B9 | 800 | 8000 | 4834.62 | 152.82 | 152.83 | 0.01 | 0
2040 | PJM_ROM_2_PJM_E | PJM_ROM | PJM_E | Internal | Summer | B10 | 1262 | 8000 | 9636.15 | 98.12 | 98.13 | 0.01 | 0
2040 | PJM_ROM_2_PJM_E | PJM_ROM | PJM_E | Internal | Winter | B16 | 25 | 8000 | 7535.83 | 157.78 | 157.79 | 0.01 | 0
2040 | PJM_ROM_2_PJM_E | PJM_ROM | PJM_E | Internal | Winter | B17 | 100 | 8000 | 9152.44 | 153.15 | 153.17 | 0.01 | 0
2040 | PJM_ROM_2_PJM_E | PJM_ROM | PJM_E | Internal | Winter | B18 | 400 | 8000 | 8340.11 | 151.3 | 151.31 | 0.01 | 0
2040 | PJM_ROM_2_PJM_E | PJM_ROM | PJM_E | Internal | Winter | B19 | 700 | 8000 | 7903.7 | 151.3 | 151.31 | 0.01 | 0
2040 | PJM_ROM_2_PJM_E | PJM_ROM | PJM_E | Internal | Winter | B20 | 935 | 8000 | 7405.54 | 80.95 | 80.96 | 0.01 | 0
2040 | PJM_ROM_2_PJM_ROR | PJM_ROM | PJM_ROR | Internal | Shoulder | B11 | 25 | 8000 | 107.09 | 156.51 | 156.5 | 0.01 | 0
2040 | PJM_ROM_2_PJM_ROR | PJM_ROM | PJM_ROR | Internal | Shoulder | B12 | 200 | 8000 | 17.92 | 153.81 | 153.8 | 0.01 | 0
2040 | PJM_ROM_2_PJM_ROR | PJM_ROM | PJM_ROR | Internal | Shoulder | B13 | 600 | 8000 | 7.18 | 149.09 | 149.07 | 0.01 | 0
2040 | PJM_ROM_2_PJM_ROR | PJM_ROM | PJM_ROR | Internal | Shoulder | B14 | 900 | 8000 | 0.05 | 149.09 | 146.07 | 0.01 | 0
2040 | PJM_ROM_2_PJM_ROR | PJM_ROM | PJM_ROR | Internal | Shoulder | B15 | 1203 | 8000 | 0.04 | 79.81 | 76.8 | 0.01 | 0
2040 | PJM_ROM_2_PJM_ROR | PJM_ROM | PJM_ROR | Internal | Summer | B1 | 10 | 8000 | 287.86 | 284.65 | 284.63 | 0.01 | 0
2040 | PJM_ROM_2_PJM_ROR | PJM_ROM | PJM_ROR | Internal | Summer | B2 | 25 | 8000 | 111.74 | 284.97 | 284.96 | 0.01 | 0
2040 | PJM_ROM_2_PJM_ROR | PJM_ROM | PJM_ROR | Internal | Summer | B3 | 75 | 8000 | 2621.03 | 277.76 | 277.77 | 0.01 | 0
2040 | PJM_ROM_2_PJM_ROR | PJM_ROM | PJM_ROR | Internal | Summer | B4 | 100 | 8000 | 36.27 | 191.48 | 191.47 | 0.01 | 0
2040 | PJM_ROM_2_PJM_ROR | PJM_ROM | PJM_ROR | Internal | Summer | B5 | 200 | 8000 | 19.29 | 186.45 | 186.44 | 0.01 | 0
2040 | PJM_ROM_2_PJM_ROR | PJM_ROM | PJM_ROR | Internal | Summer | B6 | 300 | 8000 | 13.34 | 178.17 | 178.15 | 0.01 | 0
2040 | PJM_ROM_2_PJM_ROR | PJM_ROM | PJM_ROR | Internal | Summer | B7 | 400 | 8000 | 0.64 | 162.17 | 160.94 | 0.01 | 0
2040 | PJM_ROM_2_PJM_ROR | PJM_ROM | PJM_ROR | Internal | Summer | B8 | 500 | 8000 | 0.12 | 157.71 | 154.7 | 0.01 | 0
2040 | PJM_ROM_2_PJM_ROR | PJM_ROM | PJM_ROR | Internal | Summer | B9 | 800 | 8000 | 5.15 | 152.82 | 152.81 | 0.01 | 0
2040 | PJM_ROM_2_PJM_ROR | PJM_ROM | PJM_ROR | Internal | Summer | B10 | 1262 | 8000 | 0.03 | 98.12 | 95.1 | 0.01 | 0
2040 | PJM_ROM_2_PJM_ROR | PJM_ROM | PJM_ROR | Internal | Winter | B16 | 25 | 8000 | 81.2 | 157.78 | 157.75 | 0.01 | 0
2040 | PJM_ROM_2_PJM_ROR | PJM_ROM | PJM_ROR | Internal | Winter | B17 | 100 | 8000 | 0.41 | 153.15 | 150.14 | 0.01 | 0
2040 | PJM_ROM_2_PJM_ROR | PJM_ROM | PJM_ROR | Internal | Winter | B18 | 400 | 8000 | 0.21 | 151.3 | 149.88 | 0.01 | 0
2040 | PJM_ROM_2_PJM_ROR | PJM_ROM | PJM_ROR | Internal | Winter | B19 | 700 | 8000 | 0.11 | 151.3 | 149.88 | 0.01 | 0
2040 | PJM_ROM_2_PJM_ROR | PJM_ROM | PJM_ROR | Internal | Winter | B20 | 935 | 8000 | 0.05 | 80.95 | 77.94 | 0.01 | 0
2040 | SOCO_2_ENT | SOCO | ENT | Internal | Shoulder | B11 | 25 | 2400 | 0.36 | 166.33 | 163.11 | 10 | 0
2040 | SOCO_2_ENT | SOCO | ENT | Internal | Shoulder | B12 | 200 | 2400 | 0.05 | 152.94 | 150.97 | 10 | 0
2040 | SOCO_2_ENT | SOCO | ENT | Internal | Shoulder | B13 | 600 | 2400 | 0.01 | 152.61 | 146.16 | 10 | 0
2040 | SOCO_2_ENT | SOCO | ENT | Internal | Shoulder | B14 | 900 | 2400 | 0 | 151.25 | 142.85 | 10 | 0
2040 | SOCO_2_ENT | SOCO | ENT | Internal | Shoulder | B15 | 1203 | 2400 | 0.01 | 73.5 | 73.5 | 10 | 0
2040 | SOCO_2_ENT | SOCO | ENT | Internal | Summer | B1 | 10 | 2400 | 0.65 | 289.74 | 281.34 | 10 | 0
2040 | SOCO_2_ENT | SOCO | ENT | Internal | Summer | B2 | 25 | 2400 | 0.27 | 293.53 | 285.13 | 10 | 0
2040 | SOCO_2_ENT | SOCO | ENT | Internal | Summer | B3 | 75 | 2400 | 0.1 | 291.16 | 283.17 | 10 | 0
2040 | SOCO_2_ENT | SOCO | ENT | Internal | Summer | B4 | 100 | 2400 | 0.09 | 204.46 | 198.08 | 10 | 0
2040 | SOCO_2_ENT | SOCO | ENT | Internal | Summer | B5 | 200 | 2400 | 0.07 | 186.44 | 186.92 | 10 | 0
2040 | SOCO_2_ENT | SOCO | ENT | Internal | Summer | B6 | 300 | 2400 | 0.06 | 178.15 | 180.53 | 10 | 0
2040 | SOCO_2_ENT | SOCO | ENT | Internal | Summer | B7 | 400 | 2400 | 0.06 | 163.93 | 167.67 | 10 | 0
2040 | SOCO_2_ENT | SOCO | ENT | Internal | Summer | B8 | 500 | 2400 | 0.04 | 157.31 | 161.31 | 10 | 0
2040 | SOCO_2_ENT | SOCO | ENT | Internal | Summer | B9 | 800 | 2400 | 0.02 | 152.81 | 154.95 | 10 | 0
2040 | SOCO_2_ENT | SOCO | ENT | Internal | Summer | B10 | 1262 | 2400 | 4334.04 | 77.58 | 87.58 | 10 | 0
2040 | SOCO_2_ENT | SOCO | ENT | Internal | Winter | B16 | 25 | 2400 | 0.26 | 163.32 | 154.92 | 10 | 0
2040 | SOCO_2_ENT | SOCO | ENT | Internal | Winter | B17 | 100 | 2400 | 0.07 | 155.62 | 147.23 | 10 | 0
2040 | SOCO_2_ENT | SOCO | ENT | Internal | Winter | B18 | 400 | 2400 | 0.02 | 154.97 | 146.97 | 10 | 0
2040 | SOCO_2_ENT | SOCO | ENT | Internal | Winter | B19 | 700 | 2400 | 0.01 | 154.96 | 146.96 | 10 | 0
2040 | SOCO_2_ENT | SOCO | ENT | Internal | Winter | B20 | 935 | 2400 | 0.01 | 73.5 | 74.64 | 10 | 0
2040 | SOCO_2_FRCC | SOCO | FRCC | Internal | Shoulder | B11 | 25 | 3700 | 3931.41 | 166.33 | 176.64 | 10 | 0.31
2040 | SOCO_2_FRCC | SOCO | FRCC | Internal | Shoulder | B12 | 200 | 3700 | 1101.81 | 152.94 | 162.93 | 10 | 0
2040 | SOCO_2_FRCC | SOCO | FRCC | Internal | Shoulder | B13 | 600 | 3700 | 5605.05 | 152.61 | 162.93 | 10 | 0.32
2040 | SOCO_2_FRCC | SOCO | FRCC | Internal | Shoulder | B14 | 900 | 3700 | 4403.73 | 151.25 | 161.57 | 10 | 0.32
2040 | SOCO_2_FRCC | SOCO | FRCC | Internal | Shoulder | B15 | 1203 | 3700 | 0 | 73.5 | 65.5 | 10 | 0
2040 | SOCO_2_FRCC | SOCO | FRCC | Internal | Summer | B1 | 10 | 3700 | 2459.29 | 289.74 | 299.74 | 10 | 0
2040 | SOCO_2_FRCC | SOCO | FRCC | Internal | Summer | B2 | 25 | 3700 | 1.07 | 293.53 | 299.75 | 10 | 0
2040 | SOCO_2_FRCC | SOCO | FRCC | Internal | Summer | B3 | 75 | 3700 | 0.1 | 291.16 | 283.16 | 10 | 0
2040 | SOCO_2_FRCC | SOCO | FRCC | Internal | Summer | B4 | 100 | 3700 | 0.08 | 204.46 | 196.46 | 10 | 0
2040 | SOCO_2_FRCC | SOCO | FRCC | Internal | Summer | B5 | 200 | 3700 | 0.08 | 186.44 | 188.68 | 10 | 0
2040 | SOCO_2_FRCC | SOCO | FRCC | Internal | Summer | B6 | 300 | 3700 | 2118.38 | 178.15 | 188.15 | 10 | 0
2040 | SOCO_2_FRCC | SOCO | FRCC | Internal | Summer | B7 | 400 | 3700 | 0.06 | 163.93 | 163.95 | 10 | 0
2040 | SOCO_2_FRCC | SOCO | FRCC | Internal | Summer | B8 | 500 | 3700 | 0.05 | 157.31 | 161.88 | 10 | 0
2040 | SOCO_2_FRCC | SOCO | FRCC | Internal | Summer | B9 | 800 | 3700 | 0.11 | 152.81 | 161.88 | 10 | 0
2040 | SOCO_2_FRCC | SOCO | FRCC | Internal | Summer | B10 | 1262 | 3700 | 0 | 77.58 | 69.58 | 10 | 0
2040 | SOCO_2_FRCC | SOCO | FRCC | Internal | Winter | B16 | 25 | 3700 | 3414.79 | 163.32 | 173.33 | 10 | 0
2040 | SOCO_2_FRCC | SOCO | FRCC | Internal | Winter | B17 | 100 | 3700 | 2005.19 | 155.62 | 165.62 | 10 | 0
2040 | SOCO_2_FRCC | SOCO | FRCC | Internal | Winter | B18 | 400 | 3700 | 5508.77 | 154.97 | 165.29 | 10 | 0.32
2040 | SOCO_2_FRCC | SOCO | FRCC | Internal | Winter | B19 | 700 | 3700 | 3962.57 | 154.96 | 165.28 | 10 | 0.32
2040 | SOCO_2_FRCC | SOCO | FRCC | Internal | Winter | B20 | 935 | 3700 | 0 | 73.5 | 66.42 | 10 | 0
2040 | SOCO_2_TVA_Transmission | SOCO | TVA_Transmission | Internal | Shoulder | B11 | 25 | 2600 | 0.32 | 166.33 | 160.5 | 10 | 0
2040 | SOCO_2_TVA_Transmission | SOCO | TVA_Transmission | Internal | Shoulder | B12 | 200 | 2600 | 0.06 | 152.94 | 153.57 | 10 | 0
2040 | SOCO_2_TVA_Transmission | SOCO | TVA_Transmission | Internal | Shoulder | B13 | 600 | 2600 | 0.02 | 152.61 | 150.66 | 10 | 0
2040 | SOCO_2_TVA_Transmission | SOCO | TVA_Transmission | Internal | Shoulder | B14 | 900 | 2600 | 0.01 | 151.25 | 149.31 | 10 | 0
2040 | SOCO_2_TVA_Transmission | SOCO | TVA_Transmission | Internal | Shoulder | B15 | 1203 | 2600 | 0.03 | 73.5 | 80.02 | 10 | 0
2040 | SOCO_2_TVA_Transmission | SOCO | TVA_Transmission | Internal | Summer | B1 | 10 | 2600 | 1.07 | 289.74 | 289.08 | 10 | 0
2040 | SOCO_2_TVA_Transmission | SOCO | TVA_Transmission | Internal | Summer | B2 | 25 | 2600 | 0.39 | 293.53 | 290.96 | 10 | 0
2040 | SOCO_2_TVA_Transmission | SOCO | TVA_Transmission | Internal | Summer | B3 | 75 | 2600 | 0.1 | 291.16 | 283.77 | 10 | 0
2040 | SOCO_2_TVA_Transmission | SOCO | TVA_Transmission | Internal | Summer | B4 | 100 | 2600 | 0.08 | 204.46 | 197.46 | 10 | 0
2040 | SOCO_2_TVA_Transmission | SOCO | TVA_Transmission | Internal | Summer | B5 | 200 | 2600 | 0.05 | 186.44 | 182.96 | 10 | 0
2040 | SOCO_2_TVA_Transmission | SOCO | TVA_Transmission | Internal | Summer | B6 | 300 | 2600 | 0.03 | 178.15 | 174.95 | 10 | 0
2040 | SOCO_2_TVA_Transmission | SOCO | TVA_Transmission | Internal | Summer | B7 | 400 | 2600 | 0.03 | 163.93 | 161.36 | 10 | 0
2040 | SOCO_2_TVA_Transmission | SOCO | TVA_Transmission | Internal | Summer | B8 | 500 | 2600 | 0.03 | 157.31 | 158.25 | 10 | 0
2040 | SOCO_2_TVA_Transmission | SOCO | TVA_Transmission | Internal | Summer | B9 | 800 | 2600 | 0.02 | 152.81 | 153.96 | 10 | 0
2040 | SOCO_2_TVA_Transmission | SOCO | TVA_Transmission | Internal | Summer | B10 | 1262 | 2600 | 0.16 | 77.58 | 87.02 | 10 | 0
2040 | SOCO_2_TVA_Transmission | SOCO | TVA_Transmission | Internal | Winter | B16 | 25 | 2600 | 0.4 | 163.32 | 161.1 | 10 | 0
2040 | SOCO_2_TVA_Transmission | SOCO | TVA_Transmission | Internal | Winter | B17 | 100 | 2600 | 0.1 | 155.62 | 153.68 | 10 | 0
2040 | SOCO_2_TVA_Transmission | SOCO | TVA_Transmission | Internal | Winter | B18 | 400 | 2600 | 0.02 | 154.97 | 152.01 | 10 | 0
2040 | SOCO_2_TVA_Transmission | SOCO | TVA_Transmission | Internal | Winter | B19 | 700 | 2600 | 0.01 | 154.96 | 152 | 10 | 0
2040 | SOCO_2_TVA_Transmission | SOCO | TVA_Transmission | Internal | Winter | B20 | 935 | 2600 | 0.05 | 73.5 | 81.16 | 10 | 0
2040 | SOCO_2_VACAR | SOCO | VACAR | Internal | Shoulder | B11 | 25 | 2000 | 0.29 | 166.33 | 159.19 | 10 | 0
2040 | SOCO_2_VACAR | SOCO | VACAR | Internal | Shoulder | B12 | 200 | 2000 | 0.06 | 152.94 | 152.86 | 10 | 0
2040 | SOCO_2_VACAR | SOCO | VACAR | Internal | Shoulder | B13 | 600 | 2000 | 0.01 | 152.61 | 145.61 | 10 | 0
2040 | SOCO_2_VACAR | SOCO | VACAR | Internal | Shoulder | B14 | 900 | 2000 | 0 | 151.25 | 145.61 | 10 | 0
2040 | SOCO_2_VACAR | SOCO | VACAR | Internal | Shoulder | B15 | 1203 | 2000 | 0.01 | 73.5 | 73.5 | 10 | 0
2040 | SOCO_2_VACAR | SOCO | VACAR | Internal | Summer | B1 | 10 | 2000 | 1.26 | 289.74 | 290.88 | 10 | 0
2040 | SOCO_2_VACAR | SOCO | VACAR | Internal | Summer | B2 | 25 | 2000 | 0.39 | 293.53 | 291.2 | 10 | 0
2040 | SOCO_2_VACAR | SOCO | VACAR | Internal | Summer | B3 | 75 | 2000 | 0.1 | 291.16 | 284.01 | 10 | 0
2040 | SOCO_2_VACAR | SOCO | VACAR | Internal | Summer | B4 | 100 | 2000 | 0.08 | 204.46 | 197.46 | 10 | 0
2040 | SOCO_2_VACAR | SOCO | VACAR | Internal | Summer | B5 | 200 | 2000 | 0.04 | 186.44 | 179.44 | 10 | 0
2040 | SOCO_2_VACAR | SOCO | VACAR | Internal | Summer | B6 | 300 | 2000 | 0.03 | 178.15 | 171.15 | 10 | 0
2040 | SOCO_2_VACAR | SOCO | VACAR | Internal | Summer | B7 | 400 | 2000 | 0.02 | 163.93 | 156.93 | 10 | 0
2040 | SOCO_2_VACAR | SOCO | VACAR | Internal | Summer | B8 | 500 | 2000 | 0.02 | 157.31 | 156.93 | 10 | 0
2040 | SOCO_2_VACAR | SOCO | VACAR | Internal | Summer | B9 | 800 | 2000 | 0 | 152.81 | 145.81 | 10 | 0
2040 | SOCO_2_VACAR | SOCO | VACAR | Internal | Summer | B10 | 1262 | 2000 | 0.11 | 77.58 | 86.84 | 10 | 0
2040 | SOCO_2_VACAR | SOCO | VACAR | Internal | Winter | B16 | 25 | 2000 | 0.49 | 163.32 | 164 | 10 | 0
2040 | SOCO_2_VACAR | SOCO | VACAR | Internal | Winter | B17 | 100 | 2000 | 0.13 | 155.62 | 156.39 | 10 | 0
2040 | SOCO_2_VACAR | SOCO | VACAR | Internal | Winter | B18 | 400 | 2000 | 0.02 | 154.97 | 147.97 | 10 | 0
2040 | SOCO_2_VACAR | SOCO | VACAR | Internal | Winter | B19 | 700 | 2000 | 0.01 | 154.96 | 147.96 | 10 | 0
2040 | SOCO_2_VACAR | SOCO | VACAR | Internal | Winter | B20 | 935 | 2000 | 0.01 | 73.5 | 74.16 | 10 | 0
2040 | SPP_N_2_ENT | SPP_N | ENT | Internal | Shoulder | B11 | 25 | 1800 | 7991.49 | 135.83 | 163.11 | 5 | 22.28
2040 | SPP_N_2_ENT | SPP_N | ENT | Internal | Shoulder | B12 | 200 | 1800 | 6479.8 | 123.69 | 150.97 | 5 | 22.28
2040 | SPP_N_2_ENT | SPP_N | ENT | Internal | Shoulder | B13 | 600 | 1800 | 4393.09 | 118.88 | 146.16 | 5 | 22.28
2040 | SPP_N_2_ENT | SPP_N | ENT | Internal | Shoulder | B14 | 900 | 1800 | 3240.12 | 115.57 | 142.85 | 5 | 22.28
2040 | SPP_N_2_ENT | SPP_N | ENT | Internal | Shoulder | B15 | 1203 | 1800 | 1800.67 | 46.29 | 73.5 | 5 | 22.21
2040 | SPP_N_2_ENT | SPP_N | ENT | Internal | Summer | B1 | 10 | 1800 | 1870.94 | 254.13 | 281.34 | 5 | 22.22
2040 | SPP_N_2_ENT | SPP_N | ENT | Internal | Summer | B2 | 25 | 1800 | 6512.03 | 257.85 | 285.13 | 5 | 22.28
2040 | SPP_N_2_ENT | SPP_N | ENT | Internal | Summer | B3 | 75 | 1800 | 1800.05 | 263.82 | 283.17 | 5 | 14.36
2040 | SPP_N_2_ENT | SPP_N | ENT | Internal | Summer | B4 | 100 | 1800 | 1799.97 | 187.17 | 198.08 | 5 | 5.91
2040 | SPP_N_2_ENT | SPP_N | ENT | Internal | Summer | B5 | 200 | 1800 | 1799.89 | 180.06 | 186.92 | 5 | 1.86
2040 | SPP_N_2_ENT | SPP_N | ENT | Internal | Summer | B6 | 300 | 1800 | 1200.35 | 175.53 | 180.53 | 5 | 0
2040 | SPP_N_2_ENT | SPP_N | ENT | Internal | Summer | B7 | 400 | 1800 | 1800 | 154.56 | 167.67 | 5 | 8.11
2040 | SPP_N_2_ENT | SPP_N | ENT | Internal | Summer | B8 | 500 | 1800 | 4630.2 | 134.03 | 161.31 | 5 | 22.28
2040 | SPP_N_2_ENT | SPP_N | ENT | Internal | Summer | B9 | 800 | 1800 | 5502.12 | 127.67 | 154.95 | 5 | 22.28
2040 | SPP_N_2_ENT | SPP_N | ENT | Internal | Summer | B10 | 1262 | 1800 | 1800.04 | 64.59 | 87.58 | 5 | 17.98
2040 | SPP_N_2_ENT | SPP_N | ENT | Internal | Winter | B16 | 25 | 1800 | 12119.19 | 127.64 | 154.92 | 5 | 22.28
2040 | SPP_N_2_ENT | SPP_N | ENT | Internal | Winter | B17 | 100 | 1800 | 7800.1 | 119.95 | 147.23 | 5 | 22.28
2040 | SPP_N_2_ENT | SPP_N | ENT | Internal | Winter | B18 | 400 | 1800 | 6430.56 | 119.69 | 146.97 | 5 | 22.28
2040 | SPP_N_2_ENT | SPP_N | ENT | Internal | Winter | B19 | 700 | 1800 | 4828.28 | 119.68 | 146.96 | 5 | 22.28
2040 | SPP_N_2_ENT | SPP_N | ENT | Internal | Winter | B20 | 935 | 1800 | 1800.86 | 47.43 | 74.64 | 5 | 22.21
2040 | SPP_N_2_MISO_MO-IL | SPP_N | MISO_MO-IL | Internal | Shoulder | B11 | 25 | 2000 | 2000.26 | 135.83 | 155.12 | 5 | 14.29
2040 | SPP_N_2_MISO_MO-IL | SPP_N | MISO_MO-IL | Internal | Shoulder | B12 | 200 | 2000 | 11008.22 | 123.69 | 149.42 | 5 | 20.73
2040 | SPP_N_2_MISO_MO-IL | SPP_N | MISO_MO-IL | Internal | Shoulder | B13 | 600 | 2000 | 13227.8 | 118.88 | 144.61 | 5 | 20.73
2040 | SPP_N_2_MISO_MO-IL | SPP_N | MISO_MO-IL | Internal | Shoulder | B14 | 900 | 2000 | 17397.64 | 115.57 | 141.31 | 5 | 20.73
2040 | SPP_N_2_MISO_MO-IL | SPP_N | MISO_MO-IL | Internal | Shoulder | B15 | 1203 | 2000 | 18841.24 | 46.29 | 72.02 | 5 | 20.73
2040 | SPP_N_2_MISO_MO-IL | SPP_N | MISO_MO-IL | Internal | Summer | B1 | 10 | 2000 | 15882.26 | 254.13 | 279.86 | 5 | 20.73
2040 | SPP_N_2_MISO_MO-IL | SPP_N | MISO_MO-IL | Internal | Summer | B2 | 25 | 2000 | 2990.54 | 257.85 | 283.58 | 5 | 20.73
2040 | SPP_N_2_MISO_MO-IL | SPP_N | MISO_MO-IL | Internal | Summer | B3 | 75 | 2000 | 1999.97 | 263.82 | 276.39 | 5 | 7.57
2040 | SPP_N_2_MISO_MO-IL | SPP_N | MISO_MO-IL | Internal | Summer | B4 | 100 | 2000 | 0.78 | 187.17 | 190.08 | 5 | 0
2040 | SPP_N_2_MISO_MO-IL | SPP_N | MISO_MO-IL | Internal | Summer | B5 | 200 | 2000 | 197.53 | 180.06 | 185.05 | 5 | 0
2040 | SPP_N_2_MISO_MO-IL | SPP_N | MISO_MO-IL | Internal | Summer | B6 | 300 | 2000 | 0.08 | 175.53 | 176.77 | 5 | 0
2040 | SPP_N_2_MISO_MO-IL | SPP_N | MISO_MO-IL | Internal | Summer | B7 | 400 | 2000 | 574.96 | 154.56 | 159.56 | 5 | 0
2040 | SPP_N_2_MISO_MO-IL | SPP_N | MISO_MO-IL | Internal | Summer | B8 | 500 | 2000 | 2000.01 | 134.03 | 153.31 | 5 | 14.28
2040 | SPP_N_2_MISO_MO-IL | SPP_N | MISO_MO-IL | Internal | Summer | B9 | 800 | 2000 | 2000.04 | 127.67 | 151.43 | 5 | 18.76
2040 | SPP_N_2_MISO_MO-IL | SPP_N | MISO_MO-IL | Internal | Summer | B10 | 1262 | 2000 | 14595.89 | 64.59 | 90.33 | 5 | 20.73
2040 | SPP_N_2_MISO_MO-IL | SPP_N | MISO_MO-IL | Internal | Winter | B16 | 25 | 2000 | 14058.84 | 127.64 | 153.38 | 5 | 20.73
2040 | SPP_N_2_MISO_MO-IL | SPP_N | MISO_MO-IL | Internal | Winter | B17 | 100 | 2000 | 16441.49 | 119.95 | 145.68 | 5 | 20.73
2040 | SPP_N_2_MISO_MO-IL | SPP_N | MISO_MO-IL | Internal | Winter | B18 | 400 | 2000 | 11887.36 | 119.69 | 145.42 | 5 | 20.73
2040 | SPP_N_2_MISO_MO-IL | SPP_N | MISO_MO-IL | Internal | Winter | B19 | 700 | 2000 | 11641.61 | 119.68 | 145.42 | 5 | 20.73
2040 | SPP_N_2_MISO_MO-IL | SPP_N | MISO_MO-IL | Internal | Winter | B20 | 935 | 2000 | 17956.38 | 47.43 | 73.16 | 5 | 20.73
2040 | SPP_N_2_MISO_W | SPP_N | MISO_W | Internal | Shoulder | B11 | 25 | 750 | 749.96 | 135.83 | 146.88 | 5 | 6.05
2040 | SPP_N_2_MISO_W | SPP_N | MISO_W | Internal | Shoulder | B12 | 200 | 750 | 750.69 | 123.69 | 144.18 | 5 | 15.49
2040 | SPP_N_2_MISO_W | SPP_N | MISO_W | Internal | Shoulder | B13 | 600 | 750 | 750.3 | 118.88 | 139.45 | 5 | 15.57
2040 | SPP_N_2_MISO_W | SPP_N | MISO_W | Internal | Shoulder | B14 | 900 | 750 | 755.67 | 115.57 | 136.45 | 5 | 15.88
2040 | SPP_N_2_MISO_W | SPP_N | MISO_W | Internal | Shoulder | B15 | 1203 | 750 | 5692.3 | 46.29 | 67.17 | 5 | 15.89
2040 | SPP_N_2_MISO_W | SPP_N | MISO_W | Internal | Summer | B1 | 10 | 750 | 3158.23 | 254.13 | 275.01 | 5 | 15.89
2040 | SPP_N_2_MISO_W | SPP_N | MISO_W | Internal | Summer | B2 | 25 | 750 | 750.53 | 257.85 | 275.34 | 5 | 12.5
2040 | SPP_N_2_MISO_W | SPP_N | MISO_W | Internal | Summer | B3 | 75 | 750 | 0.98 | 263.82 | 268.15 | 5 | 0
2040 | SPP_N_2_MISO_W | SPP_N | MISO_W | Internal | Summer | B4 | 100 | 750 | 0.11 | 187.17 | 181.84 | 5 | 0
2040 | SPP_N_2_MISO_W | SPP_N | MISO_W | Internal | Summer | B5 | 200 | 750 | 0.05 | 180.06 | 176.82 | 5 | 0
2040 | SPP_N_2_MISO_W | SPP_N | MISO_W | Internal | Summer | B6 | 300 | 750 | 0.03 | 175.53 | 168.53 | 5 | 0
2040 | SPP_N_2_MISO_W | SPP_N | MISO_W | Internal | Summer | B7 | 400 | 750 | 0.03 | 154.56 | 151.32 | 5 | 0
2040 | SPP_N_2_MISO_W | SPP_N | MISO_W | Internal | Summer | B8 | 500 | 750 | 749.99 | 134.03 | 145.07 | 5 | 6.04
2040 | SPP_N_2_MISO_W | SPP_N | MISO_W | Internal | Summer | B9 | 800 | 750 | 750.01 | 127.67 | 143.19 | 5 | 10.52
2040 | SPP_N_2_MISO_W | SPP_N | MISO_W | Internal | Summer | B10 | 1262 | 750 | 1810.32 | 64.59 | 85.48 | 5 | 15.89
2040 | SPP_N_2_MISO_W | SPP_N | MISO_W | Internal | Winter | B16 | 25 | 750 | 754.86 | 127.64 | 148.13 | 5 | 15.49
2040 | SPP_N_2_MISO_W | SPP_N | MISO_W | Internal | Winter | B17 | 100 | 750 | 751.59 | 119.95 | 140.52 | 5 | 15.57
2040 | SPP_N_2_MISO_W | SPP_N | MISO_W | Internal | Winter | B18 | 400 | 750 | 750.43 | 119.69 | 140.26 | 5 | 15.57
2040 | SPP_N_2_MISO_W | SPP_N | MISO_W | Internal | Winter | B19 | 700 | 750 | 750.27 | 119.68 | 140.25 | 5 | 15.57
2040 | SPP_N_2_MISO_W | SPP_N | MISO_W | Internal | Winter | B20 | 935 | 750 | 3410.67 | 47.43 | 68.32 | 5 | 15.89
2040 | SPP_N_2_NE | SPP_N | NE | Internal | Shoulder | B11 | 25 | 330 | 2.73 | 135.83 | 135.17 | 0.01 | 0.01
2040 | SPP_N_2_NE | SPP_N | NE | Internal | Shoulder | B12 | 200 | 330 | 0.4 | 123.69 | 123.02 | 0.01 | 0
2040 | SPP_N_2_NE | SPP_N | NE | Internal | Shoulder | B13 | 600 | 330 | 0.14 | 118.88 | 118.21 | 0.01 | 0
2040 | SPP_N_2_NE | SPP_N | NE | Internal | Shoulder | B14 | 900 | 330 | 0.16 | 115.57 | 115.21 | 0.01 | 0
2040 | SPP_N_2_NE | SPP_N | NE | Internal | Shoulder | B15 | 1203 | 330 | 0.13 | 46.29 | 45.93 | 0.01 | 0
2040 | SPP_N_2_NE | SPP_N | NE | Internal | Summer | B1 | 10 | 330 | 1755.53 | 254.13 | 261.58 | 0.01 | 7.46
2040 | SPP_N_2_NE | SPP_N | NE | Internal | Summer | B2 | 25 | 330 | 37.6 | 257.85 | 257.83 | 0.01 | 0.01
2040 | SPP_N_2_NE | SPP_N | NE | Internal | Summer | B3 | 75 | 330 | 1 | 263.82 | 263.15 | 0.01 | 0
2040 | SPP_N_2_NE | SPP_N | NE | Internal | Summer | B4 | 100 | 330 | 6.02 | 187.17 | 187.12 | 0.01 | 0
2040 | SPP_N_2_NE | SPP_N | NE | Internal | Summer | B5 | 200 | 330 | 0.41 | 180.06 | 179.39 | 0.01 | 0
2040 | SPP_N_2_NE | SPP_N | NE | Internal | Summer | B6 | 300 | 330 | 0.28 | 175.53 | 174.86 | 0.01 | 0
2040 | SPP_N_2_NE | SPP_N | NE | Internal | Summer | B7 | 400 | 330 | 0.21 | 154.56 | 153.89 | 0.01 | 0
2040 | SPP_N_2_NE | SPP_N | NE | Internal | Summer | B8 | 500 | 330 | 0.17 | 134.03 | 133.37 | 0.01 | 0
2040 | SPP_N_2_NE | SPP_N | NE | Internal | Summer | B9 | 800 | 330 | 0.12 | 127.67 | 127.09 | 0.01 | 0
2040 | SPP_N_2_NE | SPP_N | NE | Internal | Summer | B10 | 1262 | 330 | 0.12 | 64.59 | 64.24 | 0.01 | 0
2040 | SPP_N_2_NE | SPP_N | NE | Internal | Winter | B16 | 25 | 330 | 2.63 | 127.64 | 126.98 | 0.01 | 0.01
2040 | SPP_N_2_NE | SPP_N | NE | Internal | Winter | B17 | 100 | 330 | 0.76 | 119.95 | 119.28 | 0.01 | 0
2040 | SPP_N_2_NE | SPP_N | NE | Internal | Winter | B18 | 400 | 330 | 0.21 | 119.69 | 119.02 | 0.01 | 0
2040 | SPP_N_2_NE | SPP_N | NE | Internal | Winter | B19 | 700 | 330 | 0.12 | 119.68 | 119.02 | 0.01 | 0
2040 | SPP_N_2_NE | SPP_N | NE | Internal | Winter | B20 | 935 | 330 | 0.16 | 47.43 | 47.08 | 0.01 | 0
2040 | SPP_N_2_SPP_S | SPP_N | SPP_S | Internal | Shoulder | B11 | 25 | 4000 | 7036.59 | 135.83 | 136.98 | 0.01 | 1.14
2040 | SPP_N_2_SPP_S | SPP_N | SPP_S | Internal | Shoulder | B12 | 200 | 4000 | 3996.88 | 123.69 | 123.77 | 0.01 | 0.07
2040 | SPP_N_2_SPP_S | SPP_N | SPP_S | Internal | Shoulder | B13 | 600 | 4000 | 3998.82 | 118.88 | 118.96 | 0.01 | 0.07
2040 | SPP_N_2_SPP_S | SPP_N | SPP_S | Internal | Shoulder | B14 | 900 | 4000 | 3999.14 | 115.57 | 115.65 | 0.01 | 0.07
2040 | SPP_N_2_SPP_S | SPP_N | SPP_S | Internal | Shoulder | B15 | 1203 | 4000 | 1831.06 | 46.29 | 46.3 | 0.01 | 0
2040 | SPP_N_2_SPP_S | SPP_N | SPP_S | Internal | Summer | B1 | 10 | 4000 | 3633.2 | 254.13 | 254.14 | 0.01 | 0.01
2040 | SPP_N_2_SPP_S | SPP_N | SPP_S | Internal | Summer | B2 | 25 | 4000 | 3983.02 | 257.85 | 257.93 | 0.01 | 0.07
2040 | SPP_N_2_SPP_S | SPP_N | SPP_S | Internal | Summer | B3 | 75 | 4000 | 3649.73 | 263.82 | 263.83 | 0.01 | 0
2040 | SPP_N_2_SPP_S | SPP_N | SPP_S | Internal | Summer | B4 | 100 | 4000 | 7264.13 | 187.17 | 188.31 | 0.01 | 1.14
2040 | SPP_N_2_SPP_S | SPP_N | SPP_S | Internal | Summer | B5 | 200 | 4000 | 6389.46 | 180.06 | 181.2 | 0.01 | 1.14
2040 | SPP_N_2_SPP_S | SPP_N | SPP_S | Internal | Summer | B6 | 300 | 4000 | 11980 | 175.53 | 176.68 | 0.01 | 1.14
2040 | SPP_N_2_SPP_S | SPP_N | SPP_S | Internal | Summer | B7 | 400 | 4000 | 11895.74 | 154.56 | 155.71 | 0.01 | 1.14
2040 | SPP_N_2_SPP_S | SPP_N | SPP_S | Internal | Summer | B8 | 500 | 4000 | 9250.1 | 134.03 | 135.18 | 0.01 | 1.14
2040 | SPP_N_2_SPP_S | SPP_N | SPP_S | Internal | Summer | B9 | 800 | 4000 | 7317.78 | 127.67 | 128.82 | 0.01 | 1.14
2040 | SPP_N_2_SPP_S | SPP_N | SPP_S | Internal | Summer | B10 | 1262 | 4000 | 2913.17 | 64.59 | 64.61 | 0.01 | 0
2040 | SPP_N_2_SPP_S | SPP_N | SPP_S | Internal | Winter | B16 | 25 | 4000 | 3980.63 | 127.64 | 127.72 | 0.01 | 0.07
2040 | SPP_N_2_SPP_S | SPP_N | SPP_S | Internal | Winter | B17 | 100 | 4000 | 3993.99 | 119.95 | 120.03 | 0.01 | 0.07
2040 | SPP_N_2_SPP_S | SPP_N | SPP_S | Internal | Winter | B18 | 400 | 4000 | 3998.32 | 119.69 | 119.77 | 0.01 | 0.07
2040 | SPP_N_2_SPP_S | SPP_N | SPP_S | Internal | Winter | B19 | 700 | 4000 | 3998.95 | 119.68 | 119.76 | 0.01 | 0.07
2040 | SPP_N_2_SPP_S | SPP_N | SPP_S | Internal | Winter | B20 | 935 | 4000 | 3000.74 | 47.43 | 47.44 | 0.01 | 0
2040 | SPP_S_2_ENT | SPP_S | ENT | Internal | Shoulder | B11 | 25 | 850 | 851.99 | 136.98 | 163.11 | 5 | 21.13
2040 | SPP_S_2_ENT | SPP_S | ENT | Internal | Shoulder | B12 | 200 | 850 | 3032.65 | 123.77 | 150.97 | 5 | 22.2
2040 | SPP_S_2_ENT | SPP_S | ENT | Internal | Shoulder | B13 | 600 | 850 | 3909.99 | 118.96 | 146.16 | 5 | 22.2
2040 | SPP_S_2_ENT | SPP_S | ENT | Internal | Shoulder | B14 | 900 | 850 | 8556.33 | 115.65 | 142.85 | 5 | 22.2
2040 | SPP_S_2_ENT | SPP_S | ENT | Internal | Shoulder | B15 | 1203 | 850 | 7402.91 | 46.3 | 73.5 | 5 | 22.2
2040 | SPP_S_2_ENT | SPP_S | ENT | Internal | Summer | B1 | 10 | 850 | 11483.55 | 254.14 | 281.34 | 5 | 22.21
2040 | SPP_S_2_ENT | SPP_S | ENT | Internal | Summer | B2 | 25 | 850 | 2090.59 | 257.93 | 285.13 | 5 | 22.2
2040 | SPP_S_2_ENT | SPP_S | ENT | Internal | Summer | B3 | 75 | 850 | 850.05 | 263.83 | 283.17 | 5 | 14.34
2040 | SPP_S_2_ENT | SPP_S | ENT | Internal | Summer | B4 | 100 | 850 | 849.95 | 188.31 | 198.08 | 5 | 4.77
2040 | SPP_S_2_ENT | SPP_S | ENT | Internal | Summer | B5 | 200 | 850 | 849.71 | 181.2 | 186.92 | 5 | 0.72
2040 | SPP_S_2_ENT | SPP_S | ENT | Internal | Summer | B6 | 300 | 850 | 0.17 | 176.68 | 180.53 | 5 | 0
2040 | SPP_S_2_ENT | SPP_S | ENT | Internal | Summer | B7 | 400 | 850 | 849.99 | 155.71 | 167.67 | 5 | 6.96
2040 | SPP_S_2_ENT | SPP_S | ENT | Internal | Summer | B8 | 500 | 850 | 850.11 | 135.18 | 161.31 | 5 | 21.13
2040 | SPP_S_2_ENT | SPP_S | ENT | Internal | Summer | B9 | 800 | 850 | 850.07 | 128.82 | 154.95 | 5 | 21.13
2040 | SPP_S_2_ENT | SPP_S | ENT | Internal | Summer | B10 | 1262 | 850 | 850.03 | 64.61 | 87.58 | 5 | 17.97
2040 | SPP_S_2_ENT | SPP_S | ENT | Internal | Winter | B16 | 25 | 850 | 3864.6 | 127.72 | 154.92 | 5 | 22.2
2040 | SPP_S_2_ENT | SPP_S | ENT | Internal | Winter | B17 | 100 | 850 | 4194.69 | 120.03 | 147.23 | 5 | 22.2
2040 | SPP_S_2_ENT | SPP_S | ENT | Internal | Winter | B18 | 400 | 850 | 3425.41 | 119.77 | 146.97 | 5 | 22.2
2040 | SPP_S_2_ENT | SPP_S | ENT | Internal | Winter | B19 | 700 | 850 | 4655.89 | 119.76 | 146.96 | 5 | 22.2
2040 | SPP_S_2_ENT | SPP_S | ENT | Internal | Winter | B20 | 935 | 850 | 5361.73 | 47.44 | 74.64 | 5 | 22.2
2040 | SPP_S_2_SPP_N | SPP_S | SPP_N | Internal | Shoulder | B11 | 25 | 640 | 2.08 | 136.98 | 135.83 | 0.01 | 0
2040 | SPP_S_2_SPP_N | SPP_S | SPP_N | Internal | Shoulder | B12 | 200 | 640 | 2.41 | 123.77 | 123.69 | 0.01 | 0
2040 | SPP_S_2_SPP_N | SPP_S | SPP_N | Internal | Shoulder | B13 | 600 | 640 | 0.9 | 118.96 | 118.88 | 0.01 | 0
2040 | SPP_S_2_SPP_N | SPP_S | SPP_N | Internal | Shoulder | B14 | 900 | 640 | 0.63 | 115.65 | 115.57 | 0.01 | 0
2040 | SPP_S_2_SPP_N | SPP_S | SPP_N | Internal | Shoulder | B15 | 1203 | 640 | 1.63 | 46.3 | 46.29 | 0.01 | 0
2040 | SPP_S_2_SPP_N | SPP_S | SPP_N | Internal | Summer | B1 | 10 | 640 | 87.15 | 254.14 | 254.13 | 0.01 | 0.01
2040 | SPP_S_2_SPP_N | SPP_S | SPP_N | Internal | Summer | B2 | 25 | 640 | 14.47 | 257.93 | 257.85 | 0.01 | 0.01
2040 | SPP_S_2_SPP_N | SPP_S | SPP_N | Internal | Summer | B3 | 75 | 640 | 15.86 | 263.83 | 263.82 | 0.01 | 0
2040 | SPP_S_2_SPP_N | SPP_S | SPP_N | Internal | Summer | B4 | 100 | 640 | 0.57 | 188.31 | 187.17 | 0.01 | 0
2040 | SPP_S_2_SPP_N | SPP_S | SPP_N | Internal | Summer | B5 | 200 | 640 | 0.29 | 181.2 | 180.06 | 0.01 | 0
2040 | SPP_S_2_SPP_N | SPP_S | SPP_N | Internal | Summer | B6 | 300 | 640 | 0.2 | 176.68 | 175.53 | 0.01 | 0
2040 | SPP_S_2_SPP_N | SPP_S | SPP_N | Internal | Summer | B7 | 400 | 640 | 0.15 | 155.71 | 154.56 | 0.01 | 0
2040 | SPP_S_2_SPP_N | SPP_S | SPP_N | Internal | Summer | B8 | 500 | 640 | 0.12 | 135.18 | 134.03 | 0.01 | 0
2040 | SPP_S_2_SPP_N | SPP_S | SPP_N | Internal | Summer | B9 | 800 | 640 | 0.08 | 128.82 | 127.67 | 0.01 | 0
2040 | SPP_S_2_SPP_N | SPP_S | SPP_N | Internal | Summer | B10 | 1262 | 640 | 1.51 | 64.61 | 64.59 | 0.01 | 0
2040 | SPP_S_2_SPP_N | SPP_S | SPP_N | Internal | Winter | B16 | 25 | 640 | 15.02 | 127.72 | 127.64 | 0.01 | 0.01
2040 | SPP_S_2_SPP_N | SPP_S | SPP_N | Internal | Winter | B17 | 100 | 640 | 4.5 | 120.03 | 119.95 | 0.01 | 0
2040 | SPP_S_2_SPP_N | SPP_S | SPP_N | Internal | Winter | B18 | 400 | 640 | 1.3 | 119.77 | 119.69 | 0.01 | 0
2040 | SPP_S_2_SPP_N | SPP_S | SPP_N | Internal | Winter | B19 | 700 | 640 | 0.79 | 119.76 | 119.68 | 0.01 | 0
2040 | SPP_S_2_SPP_N | SPP_S | SPP_N | Internal | Winter | B20 | 935 | 640 | 2.02 | 47.44 | 47.43 | 0.01 | 0
2040 | TVA_2_ENT | TVA | ENT | Internal | Shoulder | B11 | 25 | 500 | 0.9 | 157.78 | 163.11 | 9 | 0.01
2040 | TVA_2_ENT | TVA | ENT | Internal | Shoulder | B12 | 200 | 500 | 0.07 | 149.32 | 150.97 | 9 | 0
2040 | TVA_2_ENT | TVA | ENT | Internal | Shoulder | B13 | 600 | 500 | 0.02 | 149.32 | 146.16 | 9 | 0
2040 | TVA_2_ENT | TVA | ENT | Internal | Shoulder | B14 | 900 | 500 | 0 | 149.32 | 142.85 | 9 | 0
2040 | TVA_2_ENT | TVA | ENT | Internal | Shoulder | B15 | 1203 | 500 | 0 | 80.03 | 73.5 | 9 | 0
2040 | TVA_2_ENT | TVA | ENT | Internal | Summer | B1 | 10 | 500 | 0.65 | 289.09 | 281.34 | 9 | 0.01
2040 | TVA_2_ENT | TVA | ENT | Internal | Summer | B2 | 25 | 500 | 0.3 | 290.97 | 285.13 | 9 | 0.01
2040 | TVA_2_ENT | TVA | ENT | Internal | Summer | B3 | 75 | 500 | 0.15 | 283.78 | 283.17 | 9 | 0
2040 | TVA_2_ENT | TVA | ENT | Internal | Summer | B4 | 100 | 500 | 0.15 | 197.48 | 198.08 | 9 | 0
2040 | TVA_2_ENT | TVA | ENT | Internal | Summer | B5 | 200 | 500 | 499.69 | 177.44 | 186.92 | 9 | 0.48
2040 | TVA_2_ENT | TVA | ENT | Internal | Summer | B6 | 300 | 500 | 2870.65 | 169.32 | 180.53 | 9 | 2.22
2040 | TVA_2_ENT | TVA | ENT | Internal | Summer | B7 | 400 | 500 | 2378.69 | 156.45 | 167.67 | 9 | 2.22
2040 | TVA_2_ENT | TVA | ENT | Internal | Summer | B8 | 500 | 500 | 0.07 | 156.45 | 161.31 | 9 | 0
2040 | TVA_2_ENT | TVA | ENT | Internal | Summer | B9 | 800 | 500 | 0.02 | 153.97 | 154.95 | 9 | 0
2040 | TVA_2_ENT | TVA | ENT | Internal | Summer | B10 | 1262 | 500 | 0.01 | 86.1 | 87.58 | 9 | 0
2040 | TVA_2_ENT | TVA | ENT | Internal | Winter | B16 | 25 | 500 | 0.29 | 160.77 | 154.92 | 9 | 0.01
2040 | TVA_2_ENT | TVA | ENT | Internal | Winter | B17 | 100 | 500 | 0.07 | 153.69 | 147.23 | 9 | 0
2040 | TVA_2_ENT | TVA | ENT | Internal | Winter | B18 | 400 | 500 | 0.02 | 150.82 | 146.97 | 9 | 0
2040 | TVA_2_ENT | TVA | ENT | Internal | Winter | B19 | 700 | 500 | 0.01 | 150.82 | 146.96 | 9 | 0
2040 | TVA_2_ENT | TVA | ENT | Internal | Winter | B20 | 935 | 500 | 0 | 81.17 | 74.64 | 9 | 0
2040 | TVA_2_MISO_MO-IL | TVA | MISO_MO-IL | Internal | Shoulder | B11 | 25 | 50 | 0.34 | 157.78 | 155.12 | 9 | 0.06
2040 | TVA_2_MISO_MO-IL | TVA | MISO_MO-IL | Internal | Shoulder | B12 | 200 | 50 | 0.06 | 149.32 | 149.42 | 9 | 0.01
2040 | TVA_2_MISO_MO-IL | TVA | MISO_MO-IL | Internal | Shoulder | B13 | 600 | 50 | 0.01 | 149.32 | 144.61 | 9 | 0
2040 | TVA_2_MISO_MO-IL | TVA | MISO_MO-IL | Internal | Shoulder | B14 | 900 | 50 | 0 | 149.32 | 141.31 | 9 | 0
2040 | TVA_2_MISO_MO-IL | TVA | MISO_MO-IL | Internal | Shoulder | B15 | 1203 | 50 | 0 | 80.03 | 72.02 | 9 | 0
2040 | TVA_2_MISO_MO-IL | TVA | MISO_MO-IL | Internal | Summer | B1 | 10 | 50 | 0.56 | 289.09 | 279.86 | 9 | 0.14
2040 | TVA_2_MISO_MO-IL | TVA | MISO_MO-IL | Internal | Summer | B2 | 25 | 50 | 0.25 | 290.97 | 283.58 | 9 | 0.06
2040 | TVA_2_MISO_MO-IL | TVA | MISO_MO-IL | Internal | Summer | B3 | 75 | 50 | 0.09 | 283.78 | 276.39 | 9 | 0.02
2040 | TVA_2_MISO_MO-IL | TVA | MISO_MO-IL | Internal | Summer | B4 | 100 | 50 | 0.07 | 197.48 | 190.08 | 9 | 0.01
2040 | TVA_2_MISO_MO-IL | TVA | MISO_MO-IL | Internal | Summer | B5 | 200 | 50 | 0.25 | 177.44 | 185.05 | 9 | 0.01
2040 | TVA_2_MISO_MO-IL | TVA | MISO_MO-IL | Internal | Summer | B6 | 300 | 50 | 0.16 | 169.32 | 176.77 | 9 | 0.01
2040 | TVA_2_MISO_MO-IL | TVA | MISO_MO-IL | Internal | Summer | B7 | 400 | 50 | 0.04 | 156.45 | 159.56 | 9 | 0
2040 | TVA_2_MISO_MO-IL | TVA | MISO_MO-IL | Internal | Summer | B8 | 500 | 50 | 0.02 | 156.45 | 153.31 | 9 | 0
2040 | TVA_2_MISO_MO-IL | TVA | MISO_MO-IL | Internal | Summer | B9 | 800 | 50 | 0.01 | 153.97 | 151.43 | 9 | 0
2040 | TVA_2_MISO_MO-IL | TVA | MISO_MO-IL | Internal | Summer | B10 | 1262 | 50 | 0.02 | 86.1 | 90.33 | 9 | 0
2040 | TVA_2_MISO_MO-IL | TVA | MISO_MO-IL | Internal | Winter | B16 | 25 | 50 | 0.25 | 160.77 | 153.38 | 9 | 0.06
2040 | TVA_2_MISO_MO-IL | TVA | MISO_MO-IL | Internal | Winter | B17 | 100 | 50 | 0.06 | 153.69 | 145.68 | 9 | 0.01
2040 | TVA_2_MISO_MO-IL | TVA | MISO_MO-IL | Internal | Winter | B18 | 400 | 50 | 0.02 | 150.82 | 145.42 | 9 | 0
2040 | TVA_2_MISO_MO-IL | TVA | MISO_MO-IL | Internal | Winter | B19 | 700 | 50 | 0.01 | 150.82 | 145.42 | 9 | 0
2040 | TVA_2_MISO_MO-IL | TVA | MISO_MO-IL | Internal | Winter | B20 | 935 | 50 | 0 | 81.17 | 73.16 | 9 | 0
2040 | TVA_2_NonRTO_Midwest | TVA | NonRTO_Midwest | Internal | Shoulder | B11 | 25 | 100 | 0.81 | 157.78 | 162.15 | 9 | 0.03
2040 | TVA_2_NonRTO_Midwest | TVA | NonRTO_Midwest | Internal | Shoulder | B12 | 200 | 100 | 0.85 | 149.32 | 157.64 | 9 | 0
2040 | TVA_2_NonRTO_Midwest | TVA | NonRTO_Midwest | Internal | Shoulder | B13 | 600 | 100 | 0.08 | 149.32 | 156.05 | 9 | 0
2040 | TVA_2_NonRTO_Midwest | TVA | NonRTO_Midwest | Internal | Shoulder | B14 | 900 | 100 | 0.02 | 149.32 | 152.74 | 9 | 0
2040 | TVA_2_NonRTO_Midwest | TVA | NonRTO_Midwest | Internal | Shoulder | B15 | 1203 | 100 | 0.02 | 80.03 | 83.45 | 9 | 0
2040 | TVA_2_NonRTO_Midwest | TVA | NonRTO_Midwest | Internal | Summer | B1 | 10 | 100 | 1.27 | 289.09 | 290.54 | 9 | 0.07
2040 | TVA_2_NonRTO_Midwest | TVA | NonRTO_Midwest | Internal | Summer | B2 | 25 | 100 | 0.48 | 290.97 | 291.56 | 9 | 0.03
2040 | TVA_2_NonRTO_Midwest | TVA | NonRTO_Midwest | Internal | Summer | B3 | 75 | 100 | 0.15 | 283.78 | 283.78 | 9 | 0.01
2040 | TVA_2_NonRTO_Midwest | TVA | NonRTO_Midwest | Internal | Summer | B4 | 100 | 100 | 0.07 | 197.48 | 189.47 | 9 | 0.01
2040 | TVA_2_NonRTO_Midwest | TVA | NonRTO_Midwest | Internal | Summer | B5 | 200 | 100 | 0.06 | 177.44 | 176.36 | 9 | 0
2040 | TVA_2_NonRTO_Midwest | TVA | NonRTO_Midwest | Internal | Summer | B6 | 300 | 100 | 0.04 | 169.32 | 168.15 | 9 | 0
2040 | TVA_2_NonRTO_Midwest | TVA | NonRTO_Midwest | Internal | Summer | B7 | 400 | 100 | 0.03 | 156.45 | 156.07 | 9 | 0
2040 | TVA_2_NonRTO_Midwest | TVA | NonRTO_Midwest | Internal | Summer | B8 | 500 | 100 | 0.02 | 156.45 | 156.07 | 9 | 0
2040 | TVA_2_NonRTO_Midwest | TVA | NonRTO_Midwest | Internal | Summer | B9 | 800 | 100 | 0.02 | 153.97 | 156.07 | 9 | 0
2040 | TVA_2_NonRTO_Midwest | TVA | NonRTO_Midwest | Internal | Summer | B10 | 1262 | 100 | 0.01 | 86.1 | 85.76 | 9 | 0
2040 | TVA_2_NonRTO_Midwest | TVA | NonRTO_Midwest | Internal | Winter | B16 | 25 | 100 | 0.76 | 160.77 | 164.8 | 9 | 0.03
2040 | TVA_2_NonRTO_Midwest | TVA | NonRTO_Midwest | Internal | Winter | B17 | 100 | 100 | 0.19 | 153.69 | 157.11 | 9 | 0.01
2040 | TVA_2_NonRTO_Midwest | TVA | NonRTO_Midwest | Internal | Winter | B18 | 400 | 100 | 0.1 | 150.82 | 156.85 | 9 | 0
2040 | TVA_2_NonRTO_Midwest | TVA | NonRTO_Midwest | Internal | Winter | B19 | 700 | 100 | 0.05 | 150.82 | 156.82 | 9 | 0
2040 | TVA_2_NonRTO_Midwest | TVA | NonRTO_Midwest | Internal | Winter | B20 | 935 | 100 | 0.02 | 81.17 | 84.59 | 9 | 0
2040 | TVA_2_PJM_ROR | TVA | PJM_ROR | Internal | Shoulder | B11 | 25 | 500 | 0.43 | 157.78 | 156.5 | 9 | 0.01
2040 | TVA_2_PJM_ROR | TVA | PJM_ROR | Internal | Shoulder | B12 | 200 | 500 | 0.12 | 149.32 | 153.8 | 9 | 0
2040 | TVA_2_PJM_ROR | TVA | PJM_ROR | Internal | Shoulder | B13 | 600 | 500 | 0.02 | 149.32 | 149.07 | 9 | 0
2040 | TVA_2_PJM_ROR | TVA | PJM_ROR | Internal | Shoulder | B14 | 900 | 500 | 0.01 | 149.32 | 146.07 | 9 | 0
2040 | TVA_2_PJM_ROR | TVA | PJM_ROR | Internal | Shoulder | B15 | 1203 | 500 | 0 | 80.03 | 76.8 | 9 | 0
2040 | TVA_2_PJM_ROR | TVA | PJM_ROR | Internal | Summer | B1 | 10 | 500 | 0.83 | 289.09 | 284.63 | 9 | 0.01
2040 | TVA_2_PJM_ROR | TVA | PJM_ROR | Internal | Summer | B2 | 25 | 500 | 0.31 | 290.97 | 284.96 | 9 | 0.01
2040 | TVA_2_PJM_ROR | TVA | PJM_ROR | Internal | Summer | B3 | 75 | 500 | 0.11 | 283.78 | 277.77 | 9 | 0
2040 | TVA_2_PJM_ROR | TVA | PJM_ROR | Internal | Summer | B4 | 100 | 500 | 0.09 | 197.48 | 191.47 | 9 | 0
2040 | TVA_2_PJM_ROR | TVA | PJM_ROR | Internal | Summer | B5 | 200 | 500 | 37.82 | 177.44 | 186.44 | 9 | 0
2040 | TVA_2_PJM_ROR | TVA | PJM_ROR | Internal | Summer | B6 | 300 | 500 | 1.12 | 169.32 | 178.15 | 9 | 0
2040 | TVA_2_PJM_ROR | TVA | PJM_ROR | Internal | Summer | B7 | 400 | 500 | 0.06 | 156.45 | 160.94 | 9 | 0
2040 | TVA_2_PJM_ROR | TVA | PJM_ROR | Internal | Summer | B8 | 500 | 500 | 0.02 | 156.45 | 154.7 | 9 | 0
2040 | TVA_2_PJM_ROR | TVA | PJM_ROR | Internal | Summer | B9 | 800 | 500 | 0.01 | 153.97 | 152.81 | 9 | 0
2040 | TVA_2_PJM_ROR | TVA | PJM_ROR | Internal | Summer | B10 | 1262 | 500 | 372.16 | 86.1 | 95.1 | 9 | 0
2040 | TVA_2_PJM_ROR | TVA | PJM_ROR | Internal | Winter | B16 | 25 | 500 | 0.36 | 160.77 | 157.75 | 9 | 0.01
2040 | TVA_2_PJM_ROR | TVA | PJM_ROR | Internal | Winter | B17 | 100 | 500 | 0.09 | 153.69 | 150.14 | 9 | 0
2040 | TVA_2_PJM_ROR | TVA | PJM_ROR | Internal | Winter | B18 | 400 | 500 | 0.03 | 150.82 | 149.88 | 9 | 0
2040 | TVA_2_PJM_ROR | TVA | PJM_ROR | Internal | Winter | B19 | 700 | 500 | 0.02 | 150.82 | 149.88 | 9 | 0
2040 | TVA_2_PJM_ROR | TVA | PJM_ROR | Internal | Winter | B20 | 935 | 500 | 0.01 | 81.17 | 77.94 | 9 | 0
2040 | TVA_2_SOCO | TVA | SOCO | Internal | Shoulder | B11 | 25 | 500 | 6.05 | 157.78 | 166.33 | 9 | 0.01
2040 | TVA_2_SOCO | TVA | SOCO | Internal | Shoulder | B12 | 200 | 500 | 0.13 | 149.32 | 152.94 | 9 | 0
2040 | TVA_2_SOCO | TVA | SOCO | Internal | Shoulder | B13 | 600 | 500 | 0.05 | 149.32 | 152.61 | 9 | 0
2040 | TVA_2_SOCO | TVA | SOCO | Internal | Shoulder | B14 | 900 | 500 | 0.02 | 149.32 | 151.25 | 9 | 0
2040 | TVA_2_SOCO | TVA | SOCO | Internal | Shoulder | B15 | 1203 | 500 | 0 | 80.03 | 73.5 | 9 | 0
2040 | TVA_2_SOCO | TVA | SOCO | Internal | Summer | B1 | 10 | 500 | 1.35 | 289.09 | 289.74 | 9 | 0.01
2040 | TVA_2_SOCO | TVA | SOCO | Internal | Summer | B2 | 25 | 500 | 0.69 | 290.97 | 293.53 | 9 | 0.01
2040 | TVA_2_SOCO | TVA | SOCO | Internal | Summer | B3 | 75 | 500 | 0.82 | 283.78 | 291.16 | 9 | 0
2040 | TVA_2_SOCO | TVA | SOCO | Internal | Summer | B4 | 100 | 500 | 0.48 | 197.48 | 204.46 | 9 | 0
2040 | TVA_2_SOCO | TVA | SOCO | Internal | Summer | B5 | 200 | 500 | 53.25 | 177.44 | 186.44 | 9 | 0
2040 | TVA_2_SOCO | TVA | SOCO | Internal | Summer | B6 | 300 | 500 | 1.26 | 169.32 | 178.15 | 9 | 0
2040 | TVA_2_SOCO | TVA | SOCO | Internal | Summer | B7 | 400 | 500 | 0.16 | 156.45 | 163.93 | 9 | 0
2040 | TVA_2_SOCO | TVA | SOCO | Internal | Summer | B8 | 500 | 500 | 0.03 | 156.45 | 157.31 | 9 | 0
2040 | TVA_2_SOCO | TVA | SOCO | Internal | Summer | B9 | 800 | 500 | 0.02 | 153.97 | 152.81 | 9 | 0
2040 | TVA_2_SOCO | TVA | SOCO | Internal | Summer | B10 | 1262 | 500 | 0 | 86.1 | 77.58 | 9 | 0
2040 | TVA_2_SOCO | TVA | SOCO | Internal | Winter | B16 | 25 | 500 | 0.67 | 160.77 | 163.32 | 9 | 0.01
2040 | TVA_2_SOCO | TVA | SOCO | Internal | Winter | B17 | 100 | 500 | 0.17 | 153.69 | 155.62 | 9 | 0
2040 | TVA_2_SOCO | TVA | SOCO | Internal | Winter | B18 | 400 | 500 | 0.07 | 150.82 | 154.97 | 9 | 0
2040 | TVA_2_SOCO | TVA | SOCO | Internal | Winter | B19 | 700 | 500 | 0.04 | 150.82 | 154.96 | 9 | 0
2040 | TVA_2_SOCO | TVA | SOCO | Internal | Winter | B20 | 935 | 500 | 0 | 81.17 | 73.5 | 9 | 0
2040 | TVA_2_VACAR | TVA | VACAR | Internal | Shoulder | B11 | 25 | 150 | 0.56 | 157.78 | 159.19 | 9 | 0.02
2040 | TVA_2_VACAR | TVA | VACAR | Internal | Shoulder | B12 | 200 | 150 | 0.1 | 149.32 | 152.86 | 9 | 0
2040 | TVA_2_VACAR | TVA | VACAR | Internal | Shoulder | B13 | 600 | 150 | 0.02 | 149.32 | 145.61 | 9 | 0
2040 | TVA_2_VACAR | TVA | VACAR | Internal | Shoulder | B14 | 900 | 150 | 0.01 | 149.32 | 145.61 | 9 | 0
2040 | TVA_2_VACAR | TVA | VACAR | Internal | Shoulder | B15 | 1203 | 150 | 0 | 80.03 | 73.5 | 9 | 0
2040 | TVA_2_VACAR | TVA | VACAR | Internal | Summer | B1 | 10 | 150 | 1.48 | 289.09 | 290.88 | 9 | 0.05
2040 | TVA_2_VACAR | TVA | VACAR | Internal | Summer | B2 | 25 | 150 | 0.51 | 290.97 | 291.2 | 9 | 0.02
2040 | TVA_2_VACAR | TVA | VACAR | Internal | Summer | B3 | 75 | 150 | 0.18 | 283.78 | 284.01 | 9 | 0.01
2040 | TVA_2_VACAR | TVA | VACAR | Internal | Summer | B4 | 100 | 150 | 0.13 | 197.48 | 197.46 | 9 | 0
2040 | TVA_2_VACAR | TVA | VACAR | Internal | Summer | B5 | 200 | 150 | 0.08 | 177.44 | 179.44 | 9 | 0
2040 | TVA_2_VACAR | TVA | VACAR | Internal | Summer | B6 | 300 | 150 | 0.05 | 169.32 | 171.15 | 9 | 0
2040 | TVA_2_VACAR | TVA | VACAR | Internal | Summer | B7 | 400 | 150 | 0.03 | 156.45 | 156.93 | 9 | 0
2040 | TVA_2_VACAR | TVA | VACAR | Internal | Summer | B8 | 500 | 150 | 0.03 | 156.45 | 156.93 | 9 | 0
2040 | TVA_2_VACAR | TVA | VACAR | Internal | Summer | B9 | 800 | 150 | 0 | 153.97 | 145.81 | 9 | 0
2040 | TVA_2_VACAR | TVA | VACAR | Internal | Summer | B10 | 1262 | 150 | 0.01 | 86.1 | 86.84 | 9 | 0
2040 | TVA_2_VACAR | TVA | VACAR | Internal | Winter | B16 | 25 | 150 | 0.72 | 160.77 | 164 | 9 | 0.02
2040 | TVA_2_VACAR | TVA | VACAR | Internal | Winter | B17 | 100 | 150 | 0.18 | 153.69 | 156.39 | 9 | 0
2040 | TVA_2_VACAR | TVA | VACAR | Internal | Winter | B18 | 400 | 150 | 0.03 | 150.82 | 147.97 | 9 | 0
2040 | TVA_2_VACAR | TVA | VACAR | Internal | Winter | B19 | 700 | 150 | 0.02 | 150.82 | 147.96 | 9 | 0
2040 | TVA_2_VACAR | TVA | VACAR | Internal | Winter | B20 | 935 | 150 | 0 | 81.17 | 74.16 | 9 | 0
2040 | TVA_Transmission_2_ENT | TVA_Transmission | ENT | Internal | Shoulder | B11 | 25 | 3000 | 0.68 | 160.5 | 163.11 | 9 | 0
2040 | TVA_Transmission_2_ENT | TVA_Transmission | ENT | Internal | Shoulder | B12 | 200 | 3000 | 0.05 | 153.57 | 150.97 | 9 | 0
2040 | TVA_Transmission_2_ENT | TVA_Transmission | ENT | Internal | Shoulder | B13 | 600 | 3000 | 0.02 | 150.66 | 146.16 | 9 | 0
2040 | TVA_Transmission_2_ENT | TVA_Transmission | ENT | Internal | Shoulder | B14 | 900 | 3000 | 0 | 149.31 | 142.85 | 9 | 0
2040 | TVA_Transmission_2_ENT | TVA_Transmission | ENT | Internal | Shoulder | B15 | 1203 | 3000 | 0 | 80.02 | 73.5 | 9 | 0
2040 | TVA_Transmission_2_ENT | TVA_Transmission | ENT | Internal | Summer | B1 | 10 | 3000 | 0.72 | 289.08 | 281.34 | 9 | 0
2040 | TVA_Transmission_2_ENT | TVA_Transmission | ENT | Internal | Summer | B2 | 25 | 3000 | 0.32 | 290.96 | 285.13 | 9 | 0
2040 | TVA_Transmission_2_ENT | TVA_Transmission | ENT | Internal | Summer | B3 | 75 | 3000 | 0.17 | 283.77 | 283.17 | 9 | 0
2040 | TVA_Transmission_2_ENT | TVA_Transmission | ENT | Internal | Summer | B4 | 100 | 3000 | 0.15 | 197.46 | 198.08 | 9 | 0
2040 | TVA_Transmission_2_ENT | TVA_Transmission | ENT | Internal | Summer | B5 | 200 | 3000 | 0.12 | 182.96 | 186.92 | 9 | 0
2040 | TVA_Transmission_2_ENT | TVA_Transmission | ENT | Internal | Summer | B6 | 300 | 3000 | 0.11 | 174.95 | 180.53 | 9 | 0
2040 | TVA_Transmission_2_ENT | TVA_Transmission | ENT | Internal | Summer | B7 | 400 | 3000 | 0.12 | 161.36 | 167.67 | 9 | 0
2040 | TVA_Transmission_2_ENT | TVA_Transmission | ENT | Internal | Summer | B8 | 500 | 3000 | 0.04 | 158.25 | 161.31 | 9 | 0
2040 | TVA_Transmission_2_ENT | TVA_Transmission | ENT | Internal | Summer | B9 | 800 | 3000 | 0.02 | 153.96 | 154.95 | 9 | 0
2040 | TVA_Transmission_2_ENT | TVA_Transmission | ENT | Internal | Summer | B10 | 1262 | 3000 | 0.01 | 87.02 | 87.58 | 9 | 0
2040 | TVA_Transmission_2_ENT | TVA_Transmission | ENT | Internal | Winter | B16 | 25 | 3000 | 0.31 | 161.1 | 154.92 | 9 | 0
2040 | TVA_Transmission_2_ENT | TVA_Transmission | ENT | Internal | Winter | B17 | 100 | 3000 | 0.08 | 153.68 | 147.23 | 9 | 0
2040 | TVA_Transmission_2_ENT | TVA_Transmission | ENT | Internal | Winter | B18 | 400 | 3000 | 0.02 | 152.01 | 146.97 | 9 | 0
2040 | TVA_Transmission_2_ENT | TVA_Transmission | ENT | Internal | Winter | B19 | 700 | 3000 | 0.01 | 152 | 146.96 | 9 | 0
2040 | TVA_Transmission_2_ENT | TVA_Transmission | ENT | Internal | Winter | B20 | 935 | 3000 | 0 | 81.16 | 74.64 | 9 | 0
2040 | TVA_Transmission_2_MISO_MO-IL | TVA_Transmission | MISO_MO-IL | Internal | Shoulder | B11 | 25 | 4000 | 0.33 | 160.5 | 155.12 | 9 | 0
2040 | TVA_Transmission_2_MISO_MO-IL | TVA_Transmission | MISO_MO-IL | Internal | Shoulder | B12 | 200 | 4000 | 0.05 | 153.57 | 149.42 | 9 | 0
2040 | TVA_Transmission_2_MISO_MO-IL | TVA_Transmission | MISO_MO-IL | Internal | Shoulder | B13 | 600 | 4000 | 0.01 | 150.66 | 144.61 | 9 | 0
2040 | TVA_Transmission_2_MISO_MO-IL | TVA_Transmission | MISO_MO-IL | Internal | Shoulder | B14 | 900 | 4000 | 0 | 149.31 | 141.31 | 9 | 0
2040 | TVA_Transmission_2_MISO_MO-IL | TVA_Transmission | MISO_MO-IL | Internal | Shoulder | B15 | 1203 | 4000 | 0 | 80.02 | 72.02 | 9 | 0
2040 | TVA_Transmission_2_MISO_MO-IL | TVA_Transmission | MISO_MO-IL | Internal | Summer | B1 | 10 | 4000 | 0.68 | 289.08 | 279.86 | 9 | 0
2040 | TVA_Transmission_2_MISO_MO-IL | TVA_Transmission | MISO_MO-IL | Internal | Summer | B2 | 25 | 4000 | 0.3 | 290.96 | 283.58 | 9 | 0
2040 | TVA_Transmission_2_MISO_MO-IL | TVA_Transmission | MISO_MO-IL | Internal | Summer | B3 | 75 | 4000 | 0.1 | 283.77 | 276.39 | 9 | 0
2040 | TVA_Transmission_2_MISO_MO-IL | TVA_Transmission | MISO_MO-IL | Internal | Summer | B4 | 100 | 4000 | 0.08 | 197.46 | 190.08 | 9 | 0
2040 | TVA_Transmission_2_MISO_MO-IL | TVA_Transmission | MISO_MO-IL | Internal | Summer | B5 | 200 | 4000 | 0.08 | 182.96 | 185.05 | 9 | 0
2040 | TVA_Transmission_2_MISO_MO-IL | TVA_Transmission | MISO_MO-IL | Internal | Summer | B6 | 300 | 4000 | 0.06 | 174.95 | 176.77 | 9 | 0
2040 | TVA_Transmission_2_MISO_MO-IL | TVA_Transmission | MISO_MO-IL | Internal | Summer | B7 | 400 | 4000 | 0.03 | 161.36 | 159.56 | 9 | 0
2040 | TVA_Transmission_2_MISO_MO-IL | TVA_Transmission | MISO_MO-IL | Internal | Summer | B8 | 500 | 4000 | 0.02 | 158.25 | 153.31 | 9 | 0
2040 | TVA_Transmission_2_MISO_MO-IL | TVA_Transmission | MISO_MO-IL | Internal | Summer | B9 | 800 | 4000 | 0.01 | 153.96 | 151.43 | 9 | 0
2040 | TVA_Transmission_2_MISO_MO-IL | TVA_Transmission | MISO_MO-IL | Internal | Summer | B10 | 1262 | 4000 | 0.02 | 87.02 | 90.33 | 9 | 0
2040 | TVA_Transmission_2_MISO_MO-IL | TVA_Transmission | MISO_MO-IL | Internal | Winter | B16 | 25 | 4000 | 0.29 | 161.1 | 153.38 | 9 | 0
2040 | TVA_Transmission_2_MISO_MO-IL | TVA_Transmission | MISO_MO-IL | Internal | Winter | B17 | 100 | 4000 | 0.07 | 153.68 | 145.68 | 9 | 0
2040 | TVA_Transmission_2_MISO_MO-IL | TVA_Transmission | MISO_MO-IL | Internal | Winter | B18 | 400 | 4000 | 0.02 | 152.01 | 145.42 | 9 | 0
2040 | TVA_Transmission_2_MISO_MO-IL | TVA_Transmission | MISO_MO-IL | Internal | Winter | B19 | 700 | 4000 | 0.01 | 152 | 145.42 | 9 | 0
2040 | TVA_Transmission_2_MISO_MO-IL | TVA_Transmission | MISO_MO-IL | Internal | Winter | B20 | 935 | 4000 | 0 | 81.16 | 73.16 | 9 | 0
2040 | TVA_Transmission_2_NonRTO_Midwest | TVA_Transmission | NonRTO_Midwest | Internal | Shoulder | B11 | 25 | 700 | 0.55 | 160.5 | 162.15 | 9 | 0
2040 | TVA_Transmission_2_NonRTO_Midwest | TVA_Transmission | NonRTO_Midwest | Internal | Shoulder | B12 | 200 | 700 | 0.11 | 153.57 | 157.64 | 9 | 0
2040 | TVA_Transmission_2_NonRTO_Midwest | TVA_Transmission | NonRTO_Midwest | Internal | Shoulder | B13 | 600 | 700 | 0.05 | 150.66 | 156.05 | 9 | 0
2040 | TVA_Transmission_2_NonRTO_Midwest | TVA_Transmission | NonRTO_Midwest | Internal | Shoulder | B14 | 900 | 700 | 0.02 | 149.31 | 152.74 | 9 | 0
2040 | TVA_Transmission_2_NonRTO_Midwest | TVA_Transmission | NonRTO_Midwest | Internal | Shoulder | B15 | 1203 | 700 | 0.02 | 80.02 | 83.45 | 9 | 0
2040 | TVA_Transmission_2_NonRTO_Midwest | TVA_Transmission | NonRTO_Midwest | Internal | Summer | B1 | 10 | 700 | 1.35 | 289.08 | 290.54 | 9 | 0.01
2040 | TVA_Transmission_2_NonRTO_Midwest | TVA_Transmission | NonRTO_Midwest | Internal | Summer | B2 | 25 | 700 | 0.5 | 290.96 | 291.56 | 9 | 0
2040 | TVA_Transmission_2_NonRTO_Midwest | TVA_Transmission | NonRTO_Midwest | Internal | Summer | B3 | 75 | 700 | 0.16 | 283.77 | 283.78 | 9 | 0
2040 | TVA_Transmission_2_NonRTO_Midwest | TVA_Transmission | NonRTO_Midwest | Internal | Summer | B4 | 100 | 700 | 0.07 | 197.46 | 189.47 | 9 | 0
2040 | TVA_Transmission_2_NonRTO_Midwest | TVA_Transmission | NonRTO_Midwest | Internal | Summer | B5 | 200 | 700 | 0.04 | 182.96 | 176.36 | 9 | 0
2040 | TVA_Transmission_2_NonRTO_Midwest | TVA_Transmission | NonRTO_Midwest | Internal | Summer | B6 | 300 | 700 | 0.03 | 174.95 | 168.15 | 9 | 0
2040 | TVA_Transmission_2_NonRTO_Midwest | TVA_Transmission | NonRTO_Midwest | Internal | Summer | B7 | 400 | 700 | 0.02 | 161.36 | 156.07 | 9 | 0
2040 | TVA_Transmission_2_NonRTO_Midwest | TVA_Transmission | NonRTO_Midwest | Internal | Summer | B8 | 500 | 700 | 0.02 | 158.25 | 156.07 | 9 | 0
2040 | TVA_Transmission_2_NonRTO_Midwest | TVA_Transmission | NonRTO_Midwest | Internal | Summer | B9 | 800 | 700 | 0.02 | 153.96 | 156.07 | 9 | 0
2040 | TVA_Transmission_2_NonRTO_Midwest | TVA_Transmission | NonRTO_Midwest | Internal | Summer | B10 | 1262 | 700 | 0.01 | 87.02 | 85.76 | 9 | 0
2040 | TVA_Transmission_2_NonRTO_Midwest | TVA_Transmission | NonRTO_Midwest | Internal | Winter | B16 | 25 | 700 | 0.76 | 161.1 | 164.8 | 9 | 0
2040 | TVA_Transmission_2_NonRTO_Midwest | TVA_Transmission | NonRTO_Midwest | Internal | Winter | B17 | 100 | 700 | 0.2 | 153.68 | 157.11 | 9 | 0
2040 | TVA_Transmission_2_NonRTO_Midwest | TVA_Transmission | NonRTO_Midwest | Internal | Winter | B18 | 400 | 700 | 0.07 | 152.01 | 156.85 | 9 | 0
2040 | TVA_Transmission_2_NonRTO_Midwest | TVA_Transmission | NonRTO_Midwest | Internal | Winter | B19 | 700 | 700 | 0.04 | 152 | 156.82 | 9 | 0
2040 | TVA_Transmission_2_NonRTO_Midwest | TVA_Transmission | NonRTO_Midwest | Internal | Winter | B20 | 935 | 700 | 0.02 | 81.16 | 84.59 | 9 | 0
2040 | TVA_Transmission_2_PJM_ROR | TVA_Transmission | PJM_ROR | Internal | Shoulder | B11 | 25 | 2000 | 0.35 | 160.5 | 156.5 | 9 | 0
2040 | TVA_Transmission_2_PJM_ROR | TVA_Transmission | PJM_ROR | Internal | Shoulder | B12 | 200 | 2000 | 0.06 | 153.57 | 153.8 | 9 | 0
2040 | TVA_Transmission_2_PJM_ROR | TVA_Transmission | PJM_ROR | Internal | Shoulder | B13 | 600 | 2000 | 0.02 | 150.66 | 149.07 | 9 | 0
2040 | TVA_Transmission_2_PJM_ROR | TVA_Transmission | PJM_ROR | Internal | Shoulder | B14 | 900 | 2000 | 0.01 | 149.31 | 146.07 | 9 | 0
2040 | TVA_Transmission_2_PJM_ROR | TVA_Transmission | PJM_ROR | Internal | Shoulder | B15 | 1203 | 2000 | 0 | 80.02 | 76.8 | 9 | 0
2040 | TVA_Transmission_2_PJM_ROR | TVA_Transmission | PJM_ROR | Internal | Summer | B1 | 10 | 2000 | 0.84 | 289.08 | 284.63 | 9 | 0
2040 | TVA_Transmission_2_PJM_ROR | TVA_Transmission | PJM_ROR | Internal | Summer | B2 | 25 | 2000 | 0.31 | 290.96 | 284.96 | 9 | 0
2040 | TVA_Transmission_2_PJM_ROR | TVA_Transmission | PJM_ROR | Internal | Summer | B3 | 75 | 2000 | 0.11 | 283.77 | 277.77 | 9 | 0
2040 | TVA_Transmission_2_PJM_ROR | TVA_Transmission | PJM_ROR | Internal | Summer | B4 | 100 | 2000 | 0.08 | 197.46 | 191.47 | 9 | 0
2040 | TVA_Transmission_2_PJM_ROR | TVA_Transmission | PJM_ROR | Internal | Summer | B5 | 200 | 2000 | 0.09 | 182.96 | 186.44 | 9 | 0
2040 | TVA_Transmission_2_PJM_ROR | TVA_Transmission | PJM_ROR | Internal | Summer | B6 | 300 | 2000 | 0.06 | 174.95 | 178.15 | 9 | 0
2040 | TVA_Transmission_2_PJM_ROR | TVA_Transmission | PJM_ROR | Internal | Summer | B7 | 400 | 2000 | 0.03 | 161.36 | 160.94 | 9 | 0
2040 | TVA_Transmission_2_PJM_ROR | TVA_Transmission | PJM_ROR | Internal | Summer | B8 | 500 | 2000 | 0.02 | 158.25 | 154.7 | 9 | 0
2040 | TVA_Transmission_2_PJM_ROR | TVA_Transmission | PJM_ROR | Internal | Summer | B9 | 800 | 2000 | 0.01 | 153.96 | 152.81 | 9 | 0
2040 | TVA_Transmission_2_PJM_ROR | TVA_Transmission | PJM_ROR | Internal | Summer | B10 | 1262 | 2000 | 0.06 | 87.02 | 95.1 | 9 | 0
2040 | TVA_Transmission_2_PJM_ROR | TVA_Transmission | PJM_ROR | Internal | Winter | B16 | 25 | 2000 | 0.36 | 161.1 | 157.75 | 9 | 0
2040 | TVA_Transmission_2_PJM_ROR | TVA_Transmission | PJM_ROR | Internal | Winter | B17 | 100 | 2000 | 0.09 | 153.68 | 150.14 | 9 | 0
2040 | TVA_Transmission_2_PJM_ROR | TVA_Transmission | PJM_ROR | Internal | Winter | B18 | 400 | 2000 | 0.03 | 152.01 | 149.88 | 9 | 0
2040 | TVA_Transmission_2_PJM_ROR | TVA_Transmission | PJM_ROR | Internal | Winter | B19 | 700 | 2000 | 0.02 | 152 | 149.88 | 9 | 0
2040 | TVA_Transmission_2_PJM_ROR | TVA_Transmission | PJM_ROR | Internal | Winter | B20 | 935 | 2000 | 0.01 | 81.16 | 77.94 | 9 | 0
2040 | TVA_Transmission_2_SOCO | TVA_Transmission | SOCO | Internal | Shoulder | B11 | 25 | 3200 | 1.3 | 160.5 | 166.33 | 9 | 0
2040 | TVA_Transmission_2_SOCO | TVA_Transmission | SOCO | Internal | Shoulder | B12 | 200 | 3200 | 0.07 | 153.57 | 152.94 | 9 | 0
2040 | TVA_Transmission_2_SOCO | TVA_Transmission | SOCO | Internal | Shoulder | B13 | 600 | 3200 | 0.03 | 150.66 | 152.61 | 9 | 0
2040 | TVA_Transmission_2_SOCO | TVA_Transmission | SOCO | Internal | Shoulder | B14 | 900 | 3200 | 0.02 | 149.31 | 151.25 | 9 | 0
2040 | TVA_Transmission_2_SOCO | TVA_Transmission | SOCO | Internal | Shoulder | B15 | 1203 | 3200 | 0 | 80.02 | 73.5 | 9 | 0
2040 | TVA_Transmission_2_SOCO | TVA_Transmission | SOCO | Internal | Summer | B1 | 10 | 3200 | 1.41 | 289.08 | 289.74 | 9 | 0
2040 | TVA_Transmission_2_SOCO | TVA_Transmission | SOCO | Internal | Summer | B2 | 25 | 3200 | 0.71 | 290.96 | 293.53 | 9 | 0
2040 | TVA_Transmission_2_SOCO | TVA_Transmission | SOCO | Internal | Summer | B3 | 75 | 3200 | 0.85 | 283.77 | 291.16 | 9 | 0
2040 | TVA_Transmission_2_SOCO | TVA_Transmission | SOCO | Internal | Summer | B4 | 100 | 3200 | 0.49 | 197.46 | 204.46 | 9 | 0
2040 | TVA_Transmission_2_SOCO | TVA_Transmission | SOCO | Internal | Summer | B5 | 200 | 3200 | 0.1 | 182.96 | 186.44 | 9 | 0
2040 | TVA_Transmission_2_SOCO | TVA_Transmission | SOCO | Internal | Summer | B6 | 300 | 3200 | 0.07 | 174.95 | 178.15 | 9 | 0
2040 | TVA_Transmission_2_SOCO | TVA_Transmission | SOCO | Internal | Summer | B7 | 400 | 3200 | 0.05 | 161.36 | 163.93 | 9 | 0
2040 | TVA_Transmission_2_SOCO | TVA_Transmission | SOCO | Internal | Summer | B8 | 500 | 3200 | 0.03 | 158.25 | 157.31 | 9 | 0
2040 | TVA_Transmission_2_SOCO | TVA_Transmission | SOCO | Internal | Summer | B9 | 800 | 3200 | 0.02 | 153.96 | 152.81 | 9 | 0
2040 | TVA_Transmission_2_SOCO | TVA_Transmission | SOCO | Internal | Summer | B10 | 1262 | 3200 | 0 | 87.02 | 77.58 | 9 | 0
2040 | TVA_Transmission_2_SOCO | TVA_Transmission | SOCO | Internal | Winter | B16 | 25 | 3200 | 0.67 | 161.1 | 163.32 | 9 | 0
2040 | TVA_Transmission_2_SOCO | TVA_Transmission | SOCO | Internal | Winter | B17 | 100 | 3200 | 0.17 | 153.68 | 155.62 | 9 | 0
2040 | TVA_Transmission_2_SOCO | TVA_Transmission | SOCO | Internal | Winter | B18 | 400 | 3200 | 0.05 | 152.01 | 154.97 | 9 | 0
2040 | TVA_Transmission_2_SOCO | TVA_Transmission | SOCO | Internal | Winter | B19 | 700 | 3200 | 0.03 | 152 | 154.96 | 9 | 0
2040 | TVA_Transmission_2_SOCO | TVA_Transmission | SOCO | Internal | Winter | B20 | 935 | 3200 | 0 | 81.16 | 73.5 | 9 | 0
2040 | TVA_Transmission_2_TVA | TVA_Transmission | TVA | Internal | Shoulder | B11 | 25 | 99999 | 1.73 | 160.5 | 157.78 | 0.01 | 0
2040 | TVA_Transmission_2_TVA | TVA_Transmission | TVA | Internal | Shoulder | B12 | 200 | 99999 | 0.15 | 153.57 | 149.32 | 0.01 | 0
2040 | TVA_Transmission_2_TVA | TVA_Transmission | TVA | Internal | Shoulder | B13 | 600 | 99999 | 0.14 | 150.66 | 149.32 | 0.01 | 0
2040 | TVA_Transmission_2_TVA | TVA_Transmission | TVA | Internal | Shoulder | B14 | 900 | 99999 | 356.95 | 149.31 | 149.32 | 0.01 | 0
2040 | TVA_Transmission_2_TVA | TVA_Transmission | TVA | Internal | Shoulder | B15 | 1203 | 99999 | 2923.46 | 80.02 | 80.03 | 0.01 | 0
2040 | TVA_Transmission_2_TVA | TVA_Transmission | TVA | Internal | Summer | B1 | 10 | 99999 | 4029.85 | 289.08 | 289.09 | 0.01 | 0
2040 | TVA_Transmission_2_TVA | TVA_Transmission | TVA | Internal | Summer | B2 | 25 | 99999 | 3250.02 | 290.96 | 290.97 | 0.01 | 0
2040 | TVA_Transmission_2_TVA | TVA_Transmission | TVA | Internal | Summer | B3 | 75 | 99999 | 1726.07 | 283.77 | 283.78 | 0.01 | 0
2040 | TVA_Transmission_2_TVA | TVA_Transmission | TVA | Internal | Summer | B4 | 100 | 99999 | 1022.17 | 197.46 | 197.48 | 0.01 | 0
2040 | TVA_Transmission_2_TVA | TVA_Transmission | TVA | Internal | Summer | B5 | 200 | 99999 | 0.12 | 182.96 | 177.44 | 0.01 | 0
2040 | TVA_Transmission_2_TVA | TVA_Transmission | TVA | Internal | Summer | B6 | 300 | 99999 | 0.08 | 174.95 | 169.32 | 0.01 | 0
2040 | TVA_Transmission_2_TVA | TVA_Transmission | TVA | Internal | Summer | B7 | 400 | 99999 | 0.07 | 161.36 | 156.45 | 0.01 | 0
2040 | TVA_Transmission_2_TVA | TVA_Transmission | TVA | Internal | Summer | B8 | 500 | 99999 | 0.13 | 158.25 | 156.45 | 0.01 | 0
2040 | TVA_Transmission_2_TVA | TVA_Transmission | TVA | Internal | Summer | B9 | 800 | 99999 | 914.66 | 153.96 | 153.97 | 0.01 | 0
2040 | TVA_Transmission_2_TVA | TVA_Transmission | TVA | Internal | Summer | B10 | 1262 | 99999 | 0.1 | 87.02 | 86.1 | 0.01 | 0
2040 | TVA_Transmission_2_TVA | TVA_Transmission | TVA | Internal | Winter | B16 | 25 | 99999 | 12.34 | 161.1 | 160.77 | 0.01 | 0
2040 | TVA_Transmission_2_TVA | TVA_Transmission | TVA | Internal | Winter | B17 | 100 | 99999 | 1136.64 | 153.68 | 153.69 | 0.01 | 0
2040 | TVA_Transmission_2_TVA | TVA_Transmission | TVA | Internal | Winter | B18 | 400 | 99999 | 0.22 | 152.01 | 150.82 | 0.01 | 0
2040 | TVA_Transmission_2_TVA | TVA_Transmission | TVA | Internal | Winter | B19 | 700 | 99999 | 0.14 | 152 | 150.82 | 0.01 | 0
2040 | TVA_Transmission_2_TVA | TVA_Transmission | TVA | Internal | Winter | B20 | 935 | 99999 | 3127.51 | 81.16 | 81.17 | 0.01 | 0
2040 | TVA_Transmission_2_VACAR | TVA_Transmission | VACAR | Internal | Shoulder | B11 | 25 | 900 | 0.44 | 160.5 | 159.19 | 9 | 0
2040 | TVA_Transmission_2_VACAR | TVA_Transmission | VACAR | Internal | Shoulder | B12 | 200 | 900 | 0.06 | 153.57 | 152.86 | 9 | 0
2040 | TVA_Transmission_2_VACAR | TVA_Transmission | VACAR | Internal | Shoulder | B13 | 600 | 900 | 0.02 | 150.66 | 145.61 | 9 | 0
2040 | TVA_Transmission_2_VACAR | TVA_Transmission | VACAR | Internal | Shoulder | B14 | 900 | 900 | 0.01 | 149.31 | 145.61 | 9 | 0
2040 | TVA_Transmission_2_VACAR | TVA_Transmission | VACAR | Internal | Shoulder | B15 | 1203 | 900 | 0 | 80.02 | 73.5 | 9 | 0
2040 | TVA_Transmission_2_VACAR | TVA_Transmission | VACAR | Internal | Summer | B1 | 10 | 900 | 1.54 | 289.08 | 290.88 | 9 | 0.01
2040 | TVA_Transmission_2_VACAR | TVA_Transmission | VACAR | Internal | Summer | B2 | 25 | 900 | 0.52 | 290.96 | 291.2 | 9 | 0
2040 | TVA_Transmission_2_VACAR | TVA_Transmission | VACAR | Internal | Summer | B3 | 75 | 900 | 0.18 | 283.77 | 284.01 | 9 | 0
2040 | TVA_Transmission_2_VACAR | TVA_Transmission | VACAR | Internal | Summer | B4 | 100 | 900 | 0.12 | 197.46 | 197.46 | 9 | 0
2040 | TVA_Transmission_2_VACAR | TVA_Transmission | VACAR | Internal | Summer | B5 | 200 | 900 | 0.05 | 182.96 | 179.44 | 9 | 0
2040 | TVA_Transmission_2_VACAR | TVA_Transmission | VACAR | Internal | Summer | B6 | 300 | 900 | 0.03 | 174.95 | 171.15 | 9 | 0
2040 | TVA_Transmission_2_VACAR | TVA_Transmission | VACAR | Internal | Summer | B7 | 400 | 900 | 0.02 | 161.36 | 156.93 | 9 | 0
2040 | TVA_Transmission_2_VACAR | TVA_Transmission | VACAR | Internal | Summer | B8 | 500 | 900 | 0.02 | 158.25 | 156.93 | 9 | 0
2040 | TVA_Transmission_2_VACAR | TVA_Transmission | VACAR | Internal | Summer | B9 | 800 | 900 | 0 | 153.96 | 145.81 | 9 | 0
2040 | TVA_Transmission_2_VACAR | TVA_Transmission | VACAR | Internal | Summer | B10 | 1262 | 900 | 0.01 | 87.02 | 86.84 | 9 | 0
2040 | TVA_Transmission_2_VACAR | TVA_Transmission | VACAR | Internal | Winter | B16 | 25 | 900 | 0.71 | 161.1 | 164 | 9 | 0
2040 | TVA_Transmission_2_VACAR | TVA_Transmission | VACAR | Internal | Winter | B17 | 100 | 900 | 0.18 | 153.68 | 156.39 | 9 | 0
2040 | TVA_Transmission_2_VACAR | TVA_Transmission | VACAR | Internal | Winter | B18 | 400 | 900 | 0.02 | 152.01 | 147.97 | 9 | 0
2040 | TVA_Transmission_2_VACAR | TVA_Transmission | VACAR | Internal | Winter | B19 | 700 | 900 | 0.01 | 152 | 147.96 | 9 | 0
2040 | TVA_Transmission_2_VACAR | TVA_Transmission | VACAR | Internal | Winter | B20 | 935 | 900 | 0 | 81.16 | 74.16 | 9 | 0
2040 | VACAR_2_PJM_ROR | VACAR | PJM_ROR | Internal | Shoulder | B11 | 25 | 2000 | 0.48 | 159.19 | 156.5 | 7 | 0
2040 | VACAR_2_PJM_ROR | VACAR | PJM_ROR | Internal | Shoulder | B12 | 200 | 2000 | 0.13 | 152.86 | 153.8 | 7 | 0
2040 | VACAR_2_PJM_ROR | VACAR | PJM_ROR | Internal | Shoulder | B13 | 600 | 2000 | 0.05 | 145.61 | 149.07 | 7 | 0
2040 | VACAR_2_PJM_ROR | VACAR | PJM_ROR | Internal | Shoulder | B14 | 900 | 2000 | 0.02 | 145.61 | 146.07 | 7 | 0
2040 | VACAR_2_PJM_ROR | VACAR | PJM_ROR | Internal | Shoulder | B15 | 1203 | 2000 | 0.02 | 73.5 | 76.8 | 7 | 0
2040 | VACAR_2_PJM_ROR | VACAR | PJM_ROR | Internal | Summer | B1 | 10 | 2000 | 0.86 | 290.88 | 284.63 | 7 | 0
2040 | VACAR_2_PJM_ROR | VACAR | PJM_ROR | Internal | Summer | B2 | 25 | 2000 | 0.35 | 291.2 | 284.96 | 7 | 0
2040 | VACAR_2_PJM_ROR | VACAR | PJM_ROR | Internal | Summer | B3 | 75 | 2000 | 0.12 | 284.01 | 277.77 | 7 | 0
2040 | VACAR_2_PJM_ROR | VACAR | PJM_ROR | Internal | Summer | B4 | 100 | 2000 | 0.12 | 197.46 | 191.47 | 7 | 0
2040 | VACAR_2_PJM_ROR | VACAR | PJM_ROR | Internal | Summer | B5 | 200 | 2000 | 128.95 | 179.44 | 186.44 | 7 | 0
2040 | VACAR_2_PJM_ROR | VACAR | PJM_ROR | Internal | Summer | B6 | 300 | 2000 | 1809.67 | 171.15 | 178.15 | 7 | 0
2040 | VACAR_2_PJM_ROR | VACAR | PJM_ROR | Internal | Summer | B7 | 400 | 2000 | 0.38 | 156.93 | 160.94 | 7 | 0
2040 | VACAR_2_PJM_ROR | VACAR | PJM_ROR | Internal | Summer | B8 | 500 | 2000 | 0.03 | 156.93 | 154.7 | 7 | 0
2040 | VACAR_2_PJM_ROR | VACAR | PJM_ROR | Internal | Summer | B9 | 800 | 2000 | 727.86 | 145.81 | 152.81 | 7 | 0
2040 | VACAR_2_PJM_ROR | VACAR | PJM_ROR | Internal | Summer | B10 | 1262 | 2000 | 5151.16 | 86.84 | 95.1 | 7 | 1.26
2040 | VACAR_2_PJM_ROR | VACAR | PJM_ROR | Internal | Winter | B16 | 25 | 2000 | 0.35 | 164 | 157.75 | 7 | 0
2040 | VACAR_2_PJM_ROR | VACAR | PJM_ROR | Internal | Winter | B17 | 100 | 2000 | 0.09 | 156.39 | 150.14 | 7 | 0
2040 | VACAR_2_PJM_ROR | VACAR | PJM_ROR | Internal | Winter | B18 | 400 | 2000 | 0.05 | 147.97 | 149.88 | 7 | 0
2040 | VACAR_2_PJM_ROR | VACAR | PJM_ROR | Internal | Winter | B19 | 700 | 2000 | 0.03 | 147.96 | 149.88 | 7 | 0
2040 | VACAR_2_PJM_ROR | VACAR | PJM_ROR | Internal | Winter | B20 | 935 | 2000 | 0.03 | 74.16 | 77.94 | 7 | 0
2040 | VACAR_2_SOCO | VACAR | SOCO | Internal | Shoulder | B11 | 25 | 3000 | 3236.12 | 159.19 | 166.33 | 7 | 0.14
2040 | VACAR_2_SOCO | VACAR | SOCO | Internal | Shoulder | B12 | 200 | 3000 | 0.18 | 152.86 | 152.94 | 7 | 0
2040 | VACAR_2_SOCO | VACAR | SOCO | Internal | Shoulder | B13 | 600 | 3000 | 2148.95 | 145.61 | 152.61 | 7 | 0
2040 | VACAR_2_SOCO | VACAR | SOCO | Internal | Shoulder | B14 | 900 | 3000 | 0.09 | 145.61 | 151.25 | 7 | 0
2040 | VACAR_2_SOCO | VACAR | SOCO | Internal | Shoulder | B15 | 1203 | 3000 | 0.01 | 73.5 | 73.5 | 7 | 0
2040 | VACAR_2_SOCO | VACAR | SOCO | Internal | Summer | B1 | 10 | 3000 | 1.41 | 290.88 | 289.74 | 7 | 0
2040 | VACAR_2_SOCO | VACAR | SOCO | Internal | Summer | B2 | 25 | 3000 | 0.95 | 291.2 | 293.53 | 7 | 0
2040 | VACAR_2_SOCO | VACAR | SOCO | Internal | Summer | B3 | 75 | 3000 | 3479.17 | 284.01 | 291.16 | 7 | 0.15
2040 | VACAR_2_SOCO | VACAR | SOCO | Internal | Summer | B4 | 100 | 3000 | 1497.61 | 197.46 | 204.46 | 7 | 0
2040 | VACAR_2_SOCO | VACAR | SOCO | Internal | Summer | B5 | 200 | 3000 | 1324.99 | 179.44 | 186.44 | 7 | 0
2040 | VACAR_2_SOCO | VACAR | SOCO | Internal | Summer | B6 | 300 | 3000 | 2070.72 | 171.15 | 178.15 | 7 | 0
2040 | VACAR_2_SOCO | VACAR | SOCO | Internal | Summer | B7 | 400 | 3000 | 71.46 | 156.93 | 163.93 | 7 | 0
2040 | VACAR_2_SOCO | VACAR | SOCO | Internal | Summer | B8 | 500 | 3000 | 0.05 | 156.93 | 157.31 | 7 | 0
2040 | VACAR_2_SOCO | VACAR | SOCO | Internal | Summer | B9 | 800 | 3000 | 29.45 | 145.81 | 152.81 | 7 | 0
2040 | VACAR_2_SOCO | VACAR | SOCO | Internal | Summer | B10 | 1262 | 3000 | 0 | 86.84 | 77.58 | 7 | 0
2040 | VACAR_2_SOCO | VACAR | SOCO | Internal | Winter | B16 | 25 | 3000 | 0.61 | 164 | 163.32 | 7 | 0
2040 | VACAR_2_SOCO | VACAR | SOCO | Internal | Winter | B17 | 100 | 3000 | 0.16 | 156.39 | 155.62 | 7 | 0
2040 | VACAR_2_SOCO | VACAR | SOCO | Internal | Winter | B18 | 400 | 3000 | 1069.95 | 147.97 | 154.97 | 7 | 0
2040 | VACAR_2_SOCO | VACAR | SOCO | Internal | Winter | B19 | 700 | 3000 | 799.84 | 147.96 | 154.96 | 7 | 0
2040 | VACAR_2_SOCO | VACAR | SOCO | Internal | Winter | B20 | 935 | 3000 | 0.02 | 74.16 | 73.5 | 7 | 0
2040 | VACAR_2_TVA_Transmission | VACAR | TVA_Transmission | Internal | Shoulder | B11 | 25 | 900 | 0.75 | 159.19 | 160.5 | 7 | 0
2040 | VACAR_2_TVA_Transmission | VACAR | TVA_Transmission | Internal | Shoulder | B12 | 200 | 900 | 0.1 | 152.86 | 153.57 | 7 | 0
2040 | VACAR_2_TVA_Transmission | VACAR | TVA_Transmission | Internal | Shoulder | B13 | 600 | 900 | 0.07 | 145.61 | 150.66 | 7 | 0
2040 | VACAR_2_TVA_Transmission | VACAR | TVA_Transmission | Internal | Shoulder | B14 | 900 | 900 | 0.03 | 145.61 | 149.31 | 7 | 0
2040 | VACAR_2_TVA_Transmission | VACAR | TVA_Transmission | Internal | Shoulder | B15 | 1203 | 900 | 0.12 | 73.5 | 80.02 | 7 | 0
2040 | VACAR_2_TVA_Transmission | VACAR | TVA_Transmission | Internal | Summer | B1 | 10 | 900 | 1.19 | 290.88 | 289.08 | 7 | 0.01
2040 | VACAR_2_TVA_Transmission | VACAR | TVA_Transmission | Internal | Summer | B2 | 25 | 900 | 0.59 | 291.2 | 290.96 | 7 | 0
2040 | VACAR_2_TVA_Transmission | VACAR | TVA_Transmission | Internal | Summer | B3 | 75 | 900 | 0.2 | 284.01 | 283.77 | 7 | 0
2040 | VACAR_2_TVA_Transmission | VACAR | TVA_Transmission | Internal | Summer | B4 | 100 | 900 | 0.18 | 197.46 | 197.46 | 7 | 0
2040 | VACAR_2_TVA_Transmission | VACAR | TVA_Transmission | Internal | Summer | B5 | 200 | 900 | 0.15 | 179.44 | 182.96 | 7 | 0
2040 | VACAR_2_TVA_Transmission | VACAR | TVA_Transmission | Internal | Summer | B6 | 300 | 900 | 0.11 | 171.15 | 174.95 | 7 | 0
2040 | VACAR_2_TVA_Transmission | VACAR | TVA_Transmission | Internal | Summer | B7 | 400 | 900 | 0.11 | 156.93 | 161.36 | 7 | 0
2040 | VACAR_2_TVA_Transmission | VACAR | TVA_Transmission | Internal | Summer | B8 | 500 | 900 | 0.04 | 156.93 | 158.25 | 7 | 0
2040 | VACAR_2_TVA_Transmission | VACAR | TVA_Transmission | Internal | Summer | B9 | 800 | 900 | 914.64 | 145.81 | 153.96 | 7 | 1.15
2040 | VACAR_2_TVA_Transmission | VACAR | TVA_Transmission | Internal | Summer | B10 | 1262 | 900 | 0.02 | 86.84 | 87.02 | 7 | 0
2040 | VACAR_2_TVA_Transmission | VACAR | TVA_Transmission | Internal | Winter | B16 | 25 | 900 | 0.46 | 164 | 161.1 | 7 | 0
2040 | VACAR_2_TVA_Transmission | VACAR | TVA_Transmission | Internal | Winter | B17 | 100 | 900 | 0.12 | 156.39 | 153.68 | 7 | 0
2040 | VACAR_2_TVA_Transmission | VACAR | TVA_Transmission | Internal | Winter | B18 | 400 | 900 | 0.08 | 147.97 | 152.01 | 7 | 0
2040 | VACAR_2_TVA_Transmission | VACAR | TVA_Transmission | Internal | Winter | B19 | 700 | 900 | 0.05 | 147.96 | 152 | 7 | 0
2040 | VACAR_2_TVA_Transmission | VACAR | TVA_Transmission | Internal | Winter | B20 | 935 | 900 | 349.12 | 74.16 | 81.16 | 7 | 0
2015 | AZ_NM_SNV_Coal_2_SPP_S | AZ_NM_SNV_Coal | SPP_S | External | Shoulder | B11 | 25 | 400 | 399.97 | 57.84 | 82.89 | 8.17 | 16.89
2015 | AZ_NM_SNV_Coal_2_SPP_S | AZ_NM_SNV_Coal | SPP_S | External | Shoulder | B12 | 200 | 400 | 0.01 | 57.83 | 60.16 | 8.17 | 0
2015 | AZ_NM_SNV_Coal_2_SPP_S | AZ_NM_SNV_Coal | SPP_S | External | Shoulder | B13 | 600 | 400 | 0 | 57.83 | 60.16 | 8.17 | 0
2015 | AZ_NM_SNV_Coal_2_SPP_S | AZ_NM_SNV_Coal | SPP_S | External | Shoulder | B14 | 900 | 400 | 0 | 57.83 | 57.51 | 8.17 | 0
2015 | AZ_NM_SNV_Coal_2_SPP_S | AZ_NM_SNV_Coal | SPP_S | External | Shoulder | B15 | 1203 | 400 | 0 | 57.83 | 57.51 | 8.17 | 0
2015 | AZ_NM_SNV_Coal_2_SPP_S | AZ_NM_SNV_Coal | SPP_S | External | Summer | B1 | 10 | 400 | 399.58 | 78.86 | 91.7 | 8.17 | 4.67
2015 | AZ_NM_SNV_Coal_2_SPP_S | AZ_NM_SNV_Coal | SPP_S | External | Summer | B2 | 25 | 400 | 399.91 | 75.79 | 90.61 | 8.17 | 6.66
2015 | AZ_NM_SNV_Coal_2_SPP_S | AZ_NM_SNV_Coal | SPP_S | External | Summer | B3 | 75 | 400 | 399.97 | 75.78 | 90.59 | 8.17 | 6.64
2015 | AZ_NM_SNV_Coal_2_SPP_S | AZ_NM_SNV_Coal | SPP_S | External | Summer | B4 | 100 | 400 | 399.7 | 75.78 | 84.29 | 8.17 | 0.34
2015 | AZ_NM_SNV_Coal_2_SPP_S | AZ_NM_SNV_Coal | SPP_S | External | Summer | B5 | 200 | 400 | 399.99 | 66.32 | 81.36 | 8.17 | 6.87
2015 | AZ_NM_SNV_Coal_2_SPP_S | AZ_NM_SNV_Coal | SPP_S | External | Summer | B6 | 300 | 400 | 399.98 | 60.07 | 71.41 | 8.17 | 3.18
2015 | AZ_NM_SNV_Coal_2_SPP_S | AZ_NM_SNV_Coal | SPP_S | External | Summer | B7 | 400 | 400 | 0.02 | 58.18 | 63.96 | 8.17 | 0
2015 | AZ_NM_SNV_Coal_2_SPP_S | AZ_NM_SNV_Coal | SPP_S | External | Summer | B8 | 500 | 400 | 0 | 58.18 | 58.83 | 8.17 | 0
2015 | AZ_NM_SNV_Coal_2_SPP_S | AZ_NM_SNV_Coal | SPP_S | External | Summer | B9 | 800 | 400 | 0 | 58.17 | 56.24 | 8.17 | 0
2015 | AZ_NM_SNV_Coal_2_SPP_S | AZ_NM_SNV_Coal | SPP_S | External | Summer | B10 | 1262 | 400 | 0 | 56.42 | 56.11 | 8.17 | 0
2015 | AZ_NM_SNV_Coal_2_SPP_S | AZ_NM_SNV_Coal | SPP_S | External | Winter | B16 | 25 | 400 | 399.84 | 60.48 | 72.19 | 8.17 | 3.55
2015 | AZ_NM_SNV_Coal_2_SPP_S | AZ_NM_SNV_Coal | SPP_S | External | Winter | B17 | 100 | 400 | 0.03 | 60.48 | 61.52 | 8.17 | 0
2015 | AZ_NM_SNV_Coal_2_SPP_S | AZ_NM_SNV_Coal | SPP_S | External | Winter | B18 | 400 | 400 | 0 | 60.48 | 59.98 | 8.17 | 0
2015 | AZ_NM_SNV_Coal_2_SPP_S | AZ_NM_SNV_Coal | SPP_S | External | Winter | B19 | 700 | 400 | 0 | 60.48 | 59.85 | 8.17 | 0
2015 | AZ_NM_SNV_Coal_2_SPP_S | AZ_NM_SNV_Coal | SPP_S | External | Winter | B20 | 935 | 400 | 0 | 60.48 | 59.85 | 8.17 | 0
2015 | ERCOT_2_SPP_S | ERCOT | SPP_S | External | Shoulder | B11 | 25 | 800 | 0.07 | 84.16 | 82.89 | 8 | 0
2015 | ERCOT_2_SPP_S | ERCOT | SPP_S | External | Shoulder | B12 | 200 | 800 | 0.01 | 59.75 | 60.16 | 8 | 0
2015 | ERCOT_2_SPP_S | ERCOT | SPP_S | External | Shoulder | B13 | 600 | 800 | 0 | 57.36 | 60.16 | 8 | 0
2015 | ERCOT_2_SPP_S | ERCOT | SPP_S | External | Shoulder | B14 | 900 | 800 | 0 | 57.36 | 57.51 | 8 | 0
2015 | ERCOT_2_SPP_S | ERCOT | SPP_S | External | Shoulder | B15 | 1203 | 800 | 0 | 57.36 | 57.51 | 8 | 0
2015 | ERCOT_2_SPP_S | ERCOT | SPP_S | External | Summer | B1 | 10 | 800 | 797.95 | 82.62 | 91.7 | 8 | 1.08
2015 | ERCOT_2_SPP_S | ERCOT | SPP_S | External | Summer | B2 | 25 | 800 | 651.49 | 82.61 | 90.61 | 8 | 0.01
2015 | ERCOT_2_SPP_S | ERCOT | SPP_S | External | Summer | B3 | 75 | 800 | 14.46 | 82.6 | 90.59 | 8 | 0
2015 | ERCOT_2_SPP_S | ERCOT | SPP_S | External | Summer | B4 | 100 | 800 | 0.04 | 82.6 | 84.29 | 8 | 0
2015 | ERCOT_2_SPP_S | ERCOT | SPP_S | External | Summer | B5 | 200 | 800 | 0 | 82.6 | 81.36 | 8 | 0
2015 | ERCOT_2_SPP_S | ERCOT | SPP_S | External | Summer | B6 | 300 | 800 | 0 | 74.68 | 71.41 | 8 | 0
2015 | ERCOT_2_SPP_S | ERCOT | SPP_S | External | Summer | B7 | 400 | 800 | 0 | 61.45 | 63.96 | 8 | 0
2015 | ERCOT_2_SPP_S | ERCOT | SPP_S | External | Summer | B8 | 500 | 800 | 0 | 56.31 | 58.83 | 8 | 0
2015 | ERCOT_2_SPP_S | ERCOT | SPP_S | External | Summer | B9 | 800 | 800 | 0 | 56.31 | 56.24 | 8 | 0
2015 | ERCOT_2_SPP_S | ERCOT | SPP_S | External | Summer | B10 | 1262 | 800 | 0 | 56.31 | 56.11 | 8 | 0
2015 | ERCOT_2_SPP_S | ERCOT | SPP_S | External | Winter | B16 | 25 | 800 | 1.09 | 65.01 | 72.19 | 8 | 0
2015 | ERCOT_2_SPP_S | ERCOT | SPP_S | External | Winter | B17 | 100 | 800 | 0.03 | 59.56 | 61.52 | 8 | 0
2015 | ERCOT_2_SPP_S | ERCOT | SPP_S | External | Winter | B18 | 400 | 800 | 0 | 59.56 | 59.98 | 8 | 0
2015 | ERCOT_2_SPP_S | ERCOT | SPP_S | External | Winter | B19 | 700 | 800 | 0 | 59.56 | 59.85 | 8 | 0
2015 | ERCOT_2_SPP_S | ERCOT | SPP_S | External | Winter | B20 | 935 | 800 | 0 | 59.56 | 59.85 | 8 | 0
2015 | MAPP_US_2_RMPA | MAPP_US | RMPA | External | Shoulder | B11 | 25 | 200 | 0.04 | 75.86 | 66 | 8 | 0
2015 | MAPP_US_2_RMPA | MAPP_US | RMPA | External | Shoulder | B12 | 200 | 200 | 0.03 | 55.74 | 61.09 | 8 | 0
2015 | MAPP_US_2_RMPA | MAPP_US | RMPA | External | Shoulder | B13 | 600 | 200 | 0 | 55.74 | 60.92 | 8 | 0
2015 | MAPP_US_2_RMPA | MAPP_US | RMPA | External | Shoulder | B14 | 900 | 200 | 0 | 55.74 | 60.92 | 8 | 0
2015 | MAPP_US_2_RMPA | MAPP_US | RMPA | External | Shoulder | B15 | 1203 | 200 | 0 | 55.74 | 60.92 | 8 | 0
2015 | MAPP_US_2_RMPA | MAPP_US | RMPA | External | Summer | B1 | 10 | 200 | 0.23 | 85.49 | 87.03 | 8 | 0.01
2015 | MAPP_US_2_RMPA | MAPP_US | RMPA | External | Summer | B2 | 25 | 200 | 0.07 | 84.56 | 83.57 | 8 | 0
2015 | MAPP_US_2_RMPA | MAPP_US | RMPA | External | Summer | B3 | 75 | 200 | 0.02 | 84.56 | 83.57 | 8 | 0
2015 | MAPP_US_2_RMPA | MAPP_US | RMPA | External | Summer | B4 | 100 | 200 | 0.02 | 78.25 | 77.26 | 8 | 0
2015 | MAPP_US_2_RMPA | MAPP_US | RMPA | External | Summer | B5 | 200 | 200 | 0 | 75.21 | 66.32 | 8 | 0
2015 | MAPP_US_2_RMPA | MAPP_US | RMPA | External | Summer | B6 | 300 | 200 | 0 | 63.76 | 59.39 | 8 | 0
2015 | MAPP_US_2_RMPA | MAPP_US | RMPA | External | Summer | B7 | 400 | 200 | 0 | 56.31 | 59.38 | 8 | 0
2015 | MAPP_US_2_RMPA | MAPP_US | RMPA | External | Summer | B8 | 500 | 200 | 0.02 | 52.68 | 59.38 | 8 | 0
2015 | MAPP_US_2_RMPA | MAPP_US | RMPA | External | Summer | B9 | 800 | 200 | 0.02 | 52.68 | 59.38 | 8 | 0
2015 | MAPP_US_2_RMPA | MAPP_US | RMPA | External | Summer | B10 | 1262 | 200 | 0 | 52.68 | 59.38 | 8 | 0
2015 | MAPP_US_2_RMPA | MAPP_US | RMPA | External | Winter | B16 | 25 | 200 | 0.07 | 68.78 | 68.64 | 8 | 0
2015 | MAPP_US_2_RMPA | MAPP_US | RMPA | External | Winter | B17 | 100 | 200 | 0.04 | 59.5 | 63.83 | 8 | 0
2015 | MAPP_US_2_RMPA | MAPP_US | RMPA | External | Winter | B18 | 400 | 200 | 0.02 | 58.37 | 63.83 | 8 | 0
2015 | MAPP_US_2_RMPA | MAPP_US | RMPA | External | Winter | B19 | 700 | 200 | 0 | 58.37 | 63.83 | 8 | 0
2015 | MAPP_US_2_RMPA | MAPP_US | RMPA | External | Winter | B20 | 935 | 200 | 0 | 58.37 | 63.83 | 8 | 0
2015 | NE_2_RMPA | NE | RMPA | External | Shoulder | B11 | 25 | 310 | 0.03 | 82.86 | 66 | 5 | 0
2015 | NE_2_RMPA | NE | RMPA | External | Shoulder | B12 | 200 | 310 | 0.02 | 61.13 | 61.09 | 5 | 0
2015 | NE_2_RMPA | NE | RMPA | External | Shoulder | B13 | 600 | 310 | 0 | 60.16 | 60.92 | 5 | 0
2015 | NE_2_RMPA | NE | RMPA | External | Shoulder | B14 | 900 | 310 | 0.01 | 57.51 | 60.92 | 5 | 0
2015 | NE_2_RMPA | NE | RMPA | External | Shoulder | B15 | 1203 | 310 | 0 | 57.48 | 60.92 | 5 | 0
2015 | NE_2_RMPA | NE | RMPA | External | Summer | B1 | 10 | 310 | 0.16 | 92.48 | 87.03 | 5 | 0.01
2015 | NE_2_RMPA | NE | RMPA | External | Summer | B2 | 25 | 310 | 0.05 | 91.56 | 83.57 | 5 | 0
2015 | NE_2_RMPA | NE | RMPA | External | Summer | B3 | 75 | 310 | 0.02 | 91.56 | 83.57 | 5 | 0
2015 | NE_2_RMPA | NE | RMPA | External | Summer | B4 | 100 | 310 | 0.01 | 85.25 | 77.26 | 5 | 0
2015 | NE_2_RMPA | NE | RMPA | External | Summer | B5 | 200 | 310 | 0 | 82.21 | 66.32 | 5 | 0
2015 | NE_2_RMPA | NE | RMPA | External | Summer | B6 | 300 | 310 | 0 | 70.76 | 59.39 | 5 | 0
2015 | NE_2_RMPA | NE | RMPA | External | Summer | B7 | 400 | 310 | 0 | 63.31 | 59.38 | 5 | 0
2015 | NE_2_RMPA | NE | RMPA | External | Summer | B8 | 500 | 310 | 0 | 58.81 | 59.38 | 5 | 0
2015 | NE_2_RMPA | NE | RMPA | External | Summer | B9 | 800 | 310 | 0.01 | 56.21 | 59.38 | 5 | 0
2015 | NE_2_RMPA | NE | RMPA | External | Summer | B10 | 1262 | 310 | 0.01 | 55.46 | 59.38 | 5 | 0
2015 | NE_2_RMPA | NE | RMPA | External | Winter | B16 | 25 | 310 | 0.07 | 72.17 | 68.64 | 5 | 0
2015 | NE_2_RMPA | NE | RMPA | External | Winter | B17 | 100 | 310 | 0.06 | 61.5 | 63.83 | 5 | 0
2015 | NE_2_RMPA | NE | RMPA | External | Winter | B18 | 400 | 310 | 0.04 | 59.96 | 63.83 | 5 | 0
2015 | NE_2_RMPA | NE | RMPA | External | Winter | B19 | 700 | 310 | 0.02 | 59.82 | 63.83 | 5 | 0
2015 | NE_2_RMPA | NE | RMPA | External | Winter | B20 | 935 | 310 | 0.04 | 59.19 | 63.83 | 5 | 0
2015 | NWPP_Coal_2_MAPP_US | NWPP_Coal | MAPP_US | External | Shoulder | B11 | 25 | 150 | 149.95 | 57.82 | 75.86 | 8 | 10.05
2015 | NWPP_Coal_2_MAPP_US | NWPP_Coal | MAPP_US | External | Shoulder | B12 | 200 | 150 | 0 | 57.82 | 55.74 | 8 | 0
2015 | NWPP_Coal_2_MAPP_US | NWPP_Coal | MAPP_US | External | Shoulder | B13 | 600 | 150 | 0 | 57.82 | 55.74 | 8 | 0
2015 | NWPP_Coal_2_MAPP_US | NWPP_Coal | MAPP_US | External | Shoulder | B14 | 900 | 150 | 0 | 57.82 | 55.74 | 8 | 0
2015 | NWPP_Coal_2_MAPP_US | NWPP_Coal | MAPP_US | External | Shoulder | B15 | 1203 | 150 | 0 | 57.82 | 55.74 | 8 | 0
2015 | NWPP_Coal_2_MAPP_US | NWPP_Coal | MAPP_US | External | Summer | B1 | 10 | 150 | 149.93 | 58.22 | 85.49 | 8 | 19.29
2015 | NWPP_Coal_2_MAPP_US | NWPP_Coal | MAPP_US | External | Summer | B2 | 25 | 150 | 149.97 | 58.16 | 84.56 | 8 | 18.41
2015 | NWPP_Coal_2_MAPP_US | NWPP_Coal | MAPP_US | External | Summer | B3 | 75 | 150 | 149.99 | 58.16 | 84.56 | 8 | 18.41
2015 | NWPP_Coal_2_MAPP_US | NWPP_Coal | MAPP_US | External | Summer | B4 | 100 | 150 | 149.99 | 58.16 | 78.25 | 8 | 12.1
2015 | NWPP_Coal_2_MAPP_US | NWPP_Coal | MAPP_US | External | Summer | B5 | 200 | 150 | 149.99 | 58.16 | 75.21 | 8 | 9.06
2015 | NWPP_Coal_2_MAPP_US | NWPP_Coal | MAPP_US | External | Summer | B6 | 300 | 150 | 0.02 | 58.16 | 63.76 | 8 | 0
2015 | NWPP_Coal_2_MAPP_US | NWPP_Coal | MAPP_US | External | Summer | B7 | 400 | 150 | 0 | 58.16 | 56.31 | 8 | 0
2015 | NWPP_Coal_2_MAPP_US | NWPP_Coal | MAPP_US | External | Summer | B8 | 500 | 150 | 0 | 58.16 | 52.68 | 8 | 0
2015 | NWPP_Coal_2_MAPP_US | NWPP_Coal | MAPP_US | External | Summer | B9 | 800 | 150 | 0 | 58.16 | 52.68 | 8 | 0
2015 | NWPP_Coal_2_MAPP_US | NWPP_Coal | MAPP_US | External | Summer | B10 | 1262 | 150 | 0 | 58.16 | 52.68 | 8 | 0
2015 | NWPP_Coal_2_MAPP_US | NWPP_Coal | MAPP_US | External | Winter | B16 | 25 | 150 | 2.43 | 60.97 | 68.78 | 8 | 0.01
2015 | NWPP_Coal_2_MAPP_US | NWPP_Coal | MAPP_US | External | Winter | B17 | 100 | 150 | 0.02 | 60.97 | 59.5 | 8 | 0
2015 | NWPP_Coal_2_MAPP_US | NWPP_Coal | MAPP_US | External | Winter | B18 | 400 | 150 | 0 | 60.97 | 58.37 | 8 | 0
2015 | NWPP_Coal_2_MAPP_US | NWPP_Coal | MAPP_US | External | Winter | B19 | 700 | 150 | 0 | 60.97 | 58.37 | 8 | 0
2015 | NWPP_Coal_2_MAPP_US | NWPP_Coal | MAPP_US | External | Winter | B20 | 935 | 150 | 0 | 60.97 | 58.37 | 8 | 0
2015 | RMPA_2_MAPP_US | RMPA | MAPP_US | External | Shoulder | B11 | 25 | 200 | 199.68 | 66 | 75.86 | 8 | 1.87
2015 | RMPA_2_MAPP_US | RMPA | MAPP_US | External | Shoulder | B12 | 200 | 200 | 0 | 61.09 | 55.74 | 8 | 0
2015 | RMPA_2_MAPP_US | RMPA | MAPP_US | External | Shoulder | B13 | 600 | 200 | 0 | 60.92 | 55.74 | 8 | 0
2015 | RMPA_2_MAPP_US | RMPA | MAPP_US | External | Shoulder | B14 | 900 | 200 | 0 | 60.92 | 55.74 | 8 | 0
2015 | RMPA_2_MAPP_US | RMPA | MAPP_US | External | Shoulder | B15 | 1203 | 200 | 0 | 60.92 | 55.74 | 8 | 0
2015 | RMPA_2_MAPP_US | RMPA | MAPP_US | External | Summer | B1 | 10 | 200 | 0.15 | 87.03 | 85.49 | 8 | 0.01
2015 | RMPA_2_MAPP_US | RMPA | MAPP_US | External | Summer | B2 | 25 | 200 | 0.09 | 83.57 | 84.56 | 8 | 0
2015 | RMPA_2_MAPP_US | RMPA | MAPP_US | External | Summer | B3 | 75 | 200 | 0.03 | 83.57 | 84.56 | 8 | 0
2015 | RMPA_2_MAPP_US | RMPA | MAPP_US | External | Summer | B4 | 100 | 200 | 0.02 | 77.26 | 78.25 | 8 | 0
2015 | RMPA_2_MAPP_US | RMPA | MAPP_US | External | Summer | B5 | 200 | 200 | 199.85 | 66.32 | 75.21 | 8 | 0.89
2015 | RMPA_2_MAPP_US | RMPA | MAPP_US | External | Summer | B6 | 300 | 200 | 0.01 | 59.39 | 63.76 | 8 | 0
2015 | RMPA_2_MAPP_US | RMPA | MAPP_US | External | Summer | B7 | 400 | 200 | 0 | 59.38 | 56.31 | 8 | 0
2015 | RMPA_2_MAPP_US | RMPA | MAPP_US | External | Summer | B8 | 500 | 200 | 0 | 59.38 | 52.68 | 8 | 0
2015 | RMPA_2_MAPP_US | RMPA | MAPP_US | External | Summer | B9 | 800 | 200 | 0 | 59.38 | 52.68 | 8 | 0
2015 | RMPA_2_MAPP_US | RMPA | MAPP_US | External | Summer | B10 | 1262 | 200 | 0 | 59.38 | 52.68 | 8 | 0
2015 | RMPA_2_MAPP_US | RMPA | MAPP_US | External | Winter | B16 | 25 | 200 | 0.08 | 68.64 | 68.78 | 8 | 0
2015 | RMPA_2_MAPP_US | RMPA | MAPP_US | External | Winter | B17 | 100 | 200 | 0.01 | 63.83 | 59.5 | 8 | 0
2015 | RMPA_2_MAPP_US | RMPA | MAPP_US | External | Winter | B18 | 400 | 200 | 0 | 63.83 | 58.37 | 8 | 0
2015 | RMPA_2_MAPP_US | RMPA | MAPP_US | External | Winter | B19 | 700 | 200 | 0 | 63.83 | 58.37 | 8 | 0
2015 | RMPA_2_MAPP_US | RMPA | MAPP_US | External | Winter | B20 | 935 | 200 | 0 | 63.83 | 58.37 | 8 | 0
2015 | RMPA_2_NE | RMPA | NE | External | Shoulder | B11 | 25 | 310 | 309.93 | 66 | 82.86 | 8 | 8.87
2015 | RMPA_2_NE | RMPA | NE | External | Shoulder | B12 | 200 | 310 | 0.01 | 61.09 | 61.13 | 8 | 0
2015 | RMPA_2_NE | RMPA | NE | External | Shoulder | B13 | 600 | 310 | 0 | 60.92 | 60.16 | 8 | 0
2015 | RMPA_2_NE | RMPA | NE | External | Shoulder | B14 | 900 | 310 | 0 | 60.92 | 57.51 | 8 | 0
2015 | RMPA_2_NE | RMPA | NE | External | Shoulder | B15 | 1203 | 310 | 0 | 60.92 | 57.48 | 8 | 0
2015 | RMPA_2_NE | RMPA | NE | External | Summer | B1 | 10 | 310 | 0.46 | 87.03 | 92.48 | 8 | 0.01
2015 | RMPA_2_NE | RMPA | NE | External | Summer | B2 | 25 | 310 | 30.22 | 83.57 | 91.56 | 8 | 0
2015 | RMPA_2_NE | RMPA | NE | External | Summer | B3 | 75 | 310 | 10.95 | 83.57 | 91.56 | 8 | 0
2015 | RMPA_2_NE | RMPA | NE | External | Summer | B4 | 100 | 310 | 15.51 | 77.26 | 85.25 | 8 | 0
2015 | RMPA_2_NE | RMPA | NE | External | Summer | B5 | 200 | 310 | 309.99 | 66.32 | 82.21 | 8 | 7.89
2015 | RMPA_2_NE | RMPA | NE | External | Summer | B6 | 300 | 310 | 309.97 | 59.39 | 70.76 | 8 | 3.37
2015 | RMPA_2_NE | RMPA | NE | External | Summer | B7 | 400 | 310 | 0.01 | 59.38 | 63.31 | 8 | 0
2015 | RMPA_2_NE | RMPA | NE | External | Summer | B8 | 500 | 310 | 0 | 59.38 | 58.81 | 8 | 0
2015 | RMPA_2_NE | RMPA | NE | External | Summer | B9 | 800 | 310 | 0 | 59.38 | 56.21 | 8 | 0
2015 | RMPA_2_NE | RMPA | NE | External | Summer | B10 | 1262 | 310 | 0 | 59.38 | 55.46 | 8 | 0
2015 | RMPA_2_NE | RMPA | NE | External | Winter | B16 | 25 | 310 | 0.14 | 68.64 | 72.17 | 8 | 0
2015 | RMPA_2_NE | RMPA | NE | External | Winter | B17 | 100 | 310 | 0.02 | 63.83 | 61.5 | 8 | 0
2015 | RMPA_2_NE | RMPA | NE | External | Winter | B18 | 400 | 310 | 0 | 63.83 | 59.96 | 8 | 0
2015 | RMPA_2_NE | RMPA | NE | External | Winter | B19 | 700 | 310 | 0 | 63.83 | 59.82 | 8 | 0
2015 | RMPA_2_NE | RMPA | NE | External | Winter | B20 | 935 | 310 | 0 | 63.83 | 59.19 | 8 | 0
2015 | RMPA_2_SPP_N | RMPA | SPP_N | External | Shoulder | B11 | 25 | 210 | 209.94 | 66 | 82.88 | 8 | 8.89
2015 | RMPA_2_SPP_N | RMPA | SPP_N | External | Shoulder | B12 | 200 | 210 | 0.01 | 61.09 | 61.14 | 8 | 0
2015 | RMPA_2_SPP_N | RMPA | SPP_N | External | Shoulder | B13 | 600 | 210 | 0 | 60.92 | 60.17 | 8 | 0
2015 | RMPA_2_SPP_N | RMPA | SPP_N | External | Shoulder | B14 | 900 | 210 | 0 | 60.92 | 57.52 | 8 | 0
2015 | RMPA_2_SPP_N | RMPA | SPP_N | External | Shoulder | B15 | 1203 | 210 | 0 | 60.92 | 57.49 | 8 | 0
2015 | RMPA_2_SPP_N | RMPA | SPP_N | External | Summer | B1 | 10 | 210 | 0.48 | 87.03 | 92.67 | 8 | 0.01
2015 | RMPA_2_SPP_N | RMPA | SPP_N | External | Summer | B2 | 25 | 210 | 186.91 | 83.57 | 91.59 | 8 | 0.02
2015 | RMPA_2_SPP_N | RMPA | SPP_N | External | Summer | B3 | 75 | 210 | 156.3 | 83.57 | 91.57 | 8 | 0
2015 | RMPA_2_SPP_N | RMPA | SPP_N | External | Summer | B4 | 100 | 210 | 194.05 | 77.26 | 85.26 | 8 | 0.01
2015 | RMPA_2_SPP_N | RMPA | SPP_N | External | Summer | B5 | 200 | 210 | 209.99 | 66.32 | 82.23 | 8 | 7.9
2015 | RMPA_2_SPP_N | RMPA | SPP_N | External | Summer | B6 | 300 | 210 | 209.98 | 59.39 | 71.4 | 8 | 4.01
2015 | RMPA_2_SPP_N | RMPA | SPP_N | External | Summer | B7 | 400 | 210 | 0.01 | 59.38 | 63.95 | 8 | 0
2015 | RMPA_2_SPP_N | RMPA | SPP_N | External | Summer | B8 | 500 | 210 | 0 | 59.38 | 58.82 | 8 | 0
2015 | RMPA_2_SPP_N | RMPA | SPP_N | External | Summer | B9 | 800 | 210 | 0 | 59.38 | 56.23 | 8 | 0
2015 | RMPA_2_SPP_N | RMPA | SPP_N | External | Summer | B10 | 1262 | 210 | 0 | 59.38 | 56.1 | 8 | 0
2015 | RMPA_2_SPP_N | RMPA | SPP_N | External | Winter | B16 | 25 | 210 | 0.14 | 68.64 | 72.19 | 8 | 0
2015 | RMPA_2_SPP_N | RMPA | SPP_N | External | Winter | B17 | 100 | 210 | 0.02 | 63.83 | 61.51 | 8 | 0
2015 | RMPA_2_SPP_N | RMPA | SPP_N | External | Winter | B18 | 400 | 210 | 0 | 63.83 | 59.97 | 8 | 0
2015 | RMPA_2_SPP_N | RMPA | SPP_N | External | Winter | B19 | 700 | 210 | 0 | 63.83 | 59.84 | 8 | 0
2015 | RMPA_2_SPP_N | RMPA | SPP_N | External | Winter | B20 | 935 | 210 | 0 | 63.83 | 59.84 | 8 | 0
2015 | SPP_N_2_RMPA | SPP_N | RMPA | External | Shoulder | B11 | 25 | 210 | 0.03 | 82.88 | 66 | 5 | 0
2015 | SPP_N_2_RMPA | SPP_N | RMPA | External | Shoulder | B12 | 200 | 210 | 0.02 | 61.14 | 61.09 | 5 | 0
2015 | SPP_N_2_RMPA | SPP_N | RMPA | External | Shoulder | B13 | 600 | 210 | 0 | 60.17 | 60.92 | 5 | 0
2015 | SPP_N_2_RMPA | SPP_N | RMPA | External | Shoulder | B14 | 900 | 210 | 0.01 | 57.52 | 60.92 | 5 | 0
2015 | SPP_N_2_RMPA | SPP_N | RMPA | External | Shoulder | B15 | 1203 | 210 | 0 | 57.49 | 60.92 | 5 | 0
2015 | SPP_N_2_RMPA | SPP_N | RMPA | External | Summer | B1 | 10 | 210 | 0.15 | 92.67 | 87.03 | 5 | 0.01
2015 | SPP_N_2_RMPA | SPP_N | RMPA | External | Summer | B2 | 25 | 210 | 0.05 | 91.59 | 83.57 | 5 | 0
2015 | SPP_N_2_RMPA | SPP_N | RMPA | External | Summer | B3 | 75 | 210 | 0.02 | 91.57 | 83.57 | 5 | 0
2015 | SPP_N_2_RMPA | SPP_N | RMPA | External | Summer | B4 | 100 | 210 | 0.01 | 85.26 | 77.26 | 5 | 0
2015 | SPP_N_2_RMPA | SPP_N | RMPA | External | Summer | B5 | 200 | 210 | 0 | 82.23 | 66.32 | 5 | 0
2015 | SPP_N_2_RMPA | SPP_N | RMPA | External | Summer | B6 | 300 | 210 | 0 | 71.4 | 59.39 | 5 | 0
2015 | SPP_N_2_RMPA | SPP_N | RMPA | External | Summer | B7 | 400 | 210 | 0 | 63.95 | 59.38 | 5 | 0
2015 | SPP_N_2_RMPA | SPP_N | RMPA | External | Summer | B8 | 500 | 210 | 0 | 58.82 | 59.38 | 5 | 0
2015 | SPP_N_2_RMPA | SPP_N | RMPA | External | Summer | B9 | 800 | 210 | 0.01 | 56.23 | 59.38 | 5 | 0
2015 | SPP_N_2_RMPA | SPP_N | RMPA | External | Summer | B10 | 1262 | 210 | 0 | 56.1 | 59.38 | 5 | 0
2015 | SPP_N_2_RMPA | SPP_N | RMPA | External | Winter | B16 | 25 | 210 | 0.07 | 72.19 | 68.64 | 5 | 0
2015 | SPP_N_2_RMPA | SPP_N | RMPA | External | Winter | B17 | 100 | 210 | 0.05 | 61.51 | 63.83 | 5 | 0
2015 | SPP_N_2_RMPA | SPP_N | RMPA | External | Winter | B18 | 400 | 210 | 0.03 | 59.97 | 63.83 | 5 | 0
2015 | SPP_N_2_RMPA | SPP_N | RMPA | External | Winter | B19 | 700 | 210 | 0.02 | 59.84 | 63.83 | 5 | 0
2015 | SPP_N_2_RMPA | SPP_N | RMPA | External | Winter | B20 | 935 | 210 | 0.02 | 59.84 | 63.83 | 5 | 0
2015 | SPP_S_2_ERCOT | SPP_S | ERCOT | External | Shoulder | B11 | 25 | 800 | 0.17 | 82.89 | 84.16 | 5 | 0
2015 | SPP_S_2_ERCOT | SPP_S | ERCOT | External | Shoulder | B12 | 200 | 800 | 0.02 | 60.16 | 59.75 | 5 | 0
2015 | SPP_S_2_ERCOT | SPP_S | ERCOT | External | Shoulder | B13 | 600 | 800 | 0 | 60.16 | 57.36 | 5 | 0
2015 | SPP_S_2_ERCOT | SPP_S | ERCOT | External | Shoulder | B14 | 900 | 800 | 0 | 57.51 | 57.36 | 5 | 0
2015 | SPP_S_2_ERCOT | SPP_S | ERCOT | External | Shoulder | B15 | 1203 | 800 | 0 | 57.51 | 57.36 | 5 | 0
2015 | SPP_S_2_ERCOT | SPP_S | ERCOT | External | Summer | B1 | 10 | 800 | 0.12 | 91.7 | 82.62 | 5 | 0
2015 | SPP_S_2_ERCOT | SPP_S | ERCOT | External | Summer | B2 | 25 | 800 | 0.05 | 90.61 | 82.61 | 5 | 0
2015 | SPP_S_2_ERCOT | SPP_S | ERCOT | External | Summer | B3 | 75 | 800 | 0.02 | 90.59 | 82.6 | 5 | 0
2015 | SPP_S_2_ERCOT | SPP_S | ERCOT | External | Summer | B4 | 100 | 800 | 0.02 | 84.29 | 82.6 | 5 | 0
2015 | SPP_S_2_ERCOT | SPP_S | ERCOT | External | Summer | B5 | 200 | 800 | 0.02 | 81.36 | 82.6 | 5 | 0
2015 | SPP_S_2_ERCOT | SPP_S | ERCOT | External | Summer | B6 | 300 | 800 | 0.12 | 71.41 | 74.68 | 5 | 0
2015 | SPP_S_2_ERCOT | SPP_S | ERCOT | External | Summer | B7 | 400 | 800 | 0 | 63.96 | 61.45 | 5 | 0
2015 | SPP_S_2_ERCOT | SPP_S | ERCOT | External | Summer | B8 | 500 | 800 | 0 | 58.83 | 56.31 | 5 | 0
2015 | SPP_S_2_ERCOT | SPP_S | ERCOT | External | Summer | B9 | 800 | 800 | 0 | 56.24 | 56.31 | 5 | 0
2015 | SPP_S_2_ERCOT | SPP_S | ERCOT | External | Summer | B10 | 1262 | 800 | 0 | 56.11 | 56.31 | 5 | 0
2015 | SPP_S_2_ERCOT | SPP_S | ERCOT | External | Winter | B16 | 25 | 800 | 0.05 | 72.19 | 65.01 | 5 | 0
2015 | SPP_S_2_ERCOT | SPP_S | ERCOT | External | Winter | B17 | 100 | 800 | 0.02 | 61.52 | 59.56 | 5 | 0
2015 | SPP_S_2_ERCOT | SPP_S | ERCOT | External | Winter | B18 | 400 | 800 | 0 | 59.98 | 59.56 | 5 | 0
2015 | SPP_S_2_ERCOT | SPP_S | ERCOT | External | Winter | B19 | 700 | 800 | 0 | 59.85 | 59.56 | 5 | 0
2015 | SPP_S_2_ERCOT | SPP_S | ERCOT | External | Winter | B20 | 935 | 800 | 0 | 59.85 | 59.56 | 5 | 0
2020 | AZ_NM_SNV_Coal_2_SPP_S | AZ_NM_SNV_Coal | SPP_S | External | Shoulder | B11 | 25 | 400 | 0.11 | 66.93 | 67.59 | 8.17 | 0
2020 | AZ_NM_SNV_Coal_2_SPP_S | AZ_NM_SNV_Coal | SPP_S | External | Shoulder | B12 | 200 | 400 | 0 | 66.93 | 62.11 | 8.17 | 0
2020 | AZ_NM_SNV_Coal_2_SPP_S | AZ_NM_SNV_Coal | SPP_S | External | Shoulder | B13 | 600 | 400 | 0 | 66.93 | 59.54 | 8.17 | 0
2020 | AZ_NM_SNV_Coal_2_SPP_S | AZ_NM_SNV_Coal | SPP_S | External | Shoulder | B14 | 900 | 400 | 0 | 66.93 | 57.03 | 8.17 | 0
2020 | AZ_NM_SNV_Coal_2_SPP_S | AZ_NM_SNV_Coal | SPP_S | External | Shoulder | B15 | 1203 | 400 | 0 | 66.92 | 53.38 | 8.17 | 0
2020 | AZ_NM_SNV_Coal_2_SPP_S | AZ_NM_SNV_Coal | SPP_S | External | Summer | B1 | 10 | 400 | 0.26 | 92.44 | 93.79 | 8.17 | 0.01
2020 | AZ_NM_SNV_Coal_2_SPP_S | AZ_NM_SNV_Coal | SPP_S | External | Summer | B2 | 25 | 400 | 0.23 | 89.3 | 94.1 | 8.17 | 0
2020 | AZ_NM_SNV_Coal_2_SPP_S | AZ_NM_SNV_Coal | SPP_S | External | Summer | B3 | 75 | 400 | 0.09 | 89.3 | 94.2 | 8.17 | 0
2020 | AZ_NM_SNV_Coal_2_SPP_S | AZ_NM_SNV_Coal | SPP_S | External | Summer | B4 | 100 | 400 | 0.04 | 88.91 | 91.26 | 8.17 | 0
2020 | AZ_NM_SNV_Coal_2_SPP_S | AZ_NM_SNV_Coal | SPP_S | External | Summer | B5 | 200 | 400 | 0.22 | 74.06 | 81.76 | 8.17 | 0
2020 | AZ_NM_SNV_Coal_2_SPP_S | AZ_NM_SNV_Coal | SPP_S | External | Summer | B6 | 300 | 400 | 0 | 73.04 | 67.85 | 8.17 | 0
2020 | AZ_NM_SNV_Coal_2_SPP_S | AZ_NM_SNV_Coal | SPP_S | External | Summer | B7 | 400 | 400 | 0 | 66.34 | 64.17 | 8.17 | 0
2020 | AZ_NM_SNV_Coal_2_SPP_S | AZ_NM_SNV_Coal | SPP_S | External | Summer | B8 | 500 | 400 | 0 | 65.45 | 61.32 | 8.17 | 0
2020 | AZ_NM_SNV_Coal_2_SPP_S | AZ_NM_SNV_Coal | SPP_S | External | Summer | B9 | 800 | 400 | 0 | 65.43 | 59.89 | 8.17 | 0
2020 | AZ_NM_SNV_Coal_2_SPP_S | AZ_NM_SNV_Coal | SPP_S | External | Summer | B10 | 1262 | 400 | 0 | 65.31 | 55.23 | 8.17 | 0
2020 | AZ_NM_SNV_Coal_2_SPP_S | AZ_NM_SNV_Coal | SPP_S | External | Winter | B16 | 25 | 400 | 0.08 | 69.96 | 68.18 | 8.17 | 0
2020 | AZ_NM_SNV_Coal_2_SPP_S | AZ_NM_SNV_Coal | SPP_S | External | Winter | B17 | 100 | 400 | 0.02 | 69.96 | 63.66 | 8.17 | 0
2020 | AZ_NM_SNV_Coal_2_SPP_S | AZ_NM_SNV_Coal | SPP_S | External | Winter | B18 | 400 | 400 | 0 | 69.96 | 62.04 | 8.17 | 0
2020 | AZ_NM_SNV_Coal_2_SPP_S | AZ_NM_SNV_Coal | SPP_S | External | Winter | B19 | 700 | 400 | 0 | 69.96 | 61.29 | 8.17 | 0
2020 | AZ_NM_SNV_Coal_2_SPP_S | AZ_NM_SNV_Coal | SPP_S | External | Winter | B20 | 935 | 400 | 0 | 68.62 | 54.64 | 8.17 | 0
2020 | ERCOT_2_SPP_S | ERCOT | SPP_S | External | Shoulder | B11 | 25 | 800 | 0.03 | 96.05 | 67.59 | 8 | 0
2020 | ERCOT_2_SPP_S | ERCOT | SPP_S | External | Shoulder | B12 | 200 | 800 | 0 | 71.36 | 62.11 | 8 | 0
2020 | ERCOT_2_SPP_S | ERCOT | SPP_S | External | Shoulder | B13 | 600 | 800 | 0 | 65.35 | 59.54 | 8 | 0
2020 | ERCOT_2_SPP_S | ERCOT | SPP_S | External | Shoulder | B14 | 900 | 800 | 0 | 65.35 | 57.03 | 8 | 0
2020 | ERCOT_2_SPP_S | ERCOT | SPP_S | External | Shoulder | B15 | 1203 | 800 | 0 | 65.35 | 53.38 | 8 | 0
2020 | ERCOT_2_SPP_S | ERCOT | SPP_S | External | Summer | B1 | 10 | 800 | 0.1 | 108.37 | 93.79 | 8 | 0
2020 | ERCOT_2_SPP_S | ERCOT | SPP_S | External | Summer | B2 | 25 | 800 | 0.07 | 99.1 | 94.1 | 8 | 0
2020 | ERCOT_2_SPP_S | ERCOT | SPP_S | External | Summer | B3 | 75 | 800 | 0.04 | 94.36 | 94.2 | 8 | 0
2020 | ERCOT_2_SPP_S | ERCOT | SPP_S | External | Summer | B4 | 100 | 800 | 0.02 | 94.36 | 91.26 | 8 | 0
2020 | ERCOT_2_SPP_S | ERCOT | SPP_S | External | Summer | B5 | 200 | 800 | 0 | 94.36 | 81.76 | 8 | 0
2020 | ERCOT_2_SPP_S | ERCOT | SPP_S | External | Summer | B6 | 300 | 800 | 0 | 94.36 | 67.85 | 8 | 0
2020 | ERCOT_2_SPP_S | ERCOT | SPP_S | External | Summer | B7 | 400 | 800 | 0 | 70.11 | 64.17 | 8 | 0
2020 | ERCOT_2_SPP_S | ERCOT | SPP_S | External | Summer | B8 | 500 | 800 | 0 | 66.19 | 61.32 | 8 | 0
2020 | ERCOT_2_SPP_S | ERCOT | SPP_S | External | Summer | B9 | 800 | 800 | 0 | 64.21 | 59.89 | 8 | 0
2020 | ERCOT_2_SPP_S | ERCOT | SPP_S | External | Summer | B10 | 1262 | 800 | 0 | 64.21 | 55.23 | 8 | 0
2020 | ERCOT_2_SPP_S | ERCOT | SPP_S | External | Winter | B16 | 25 | 800 | 0.04 | 85.64 | 68.18 | 8 | 0
2020 | ERCOT_2_SPP_S | ERCOT | SPP_S | External | Winter | B17 | 100 | 800 | 0.02 | 69.92 | 63.66 | 8 | 0
2020 | ERCOT_2_SPP_S | ERCOT | SPP_S | External | Winter | B18 | 400 | 800 | 0 | 67.82 | 62.04 | 8 | 0
2020 | ERCOT_2_SPP_S | ERCOT | SPP_S | External | Winter | B19 | 700 | 800 | 0 | 67.82 | 61.29 | 8 | 0
2020 | ERCOT_2_SPP_S | ERCOT | SPP_S | External | Winter | B20 | 935 | 800 | 0 | 67.82 | 54.64 | 8 | 0
2020 | MAPP_US_2_RMPA | MAPP_US | RMPA | External | Shoulder | B11 | 25 | 200 | 0.22 | 65.57 | 70.43 | 8 | 0.01
2020 | MAPP_US_2_RMPA | MAPP_US | RMPA | External | Shoulder | B12 | 200 | 200 | 194.05 | 60.43 | 68.53 | 8 | 0.1
2020 | MAPP_US_2_RMPA | MAPP_US | RMPA | External | Shoulder | B13 | 600 | 200 | 199.95 | 57.72 | 66.42 | 8 | 0.7
2020 | MAPP_US_2_RMPA | MAPP_US | RMPA | External | Shoulder | B14 | 900 | 200 | 199.99 | 55.85 | 66.42 | 8 | 2.57
2020 | MAPP_US_2_RMPA | MAPP_US | RMPA | External | Shoulder | B15 | 1203 | 200 | 199.99 | 55.45 | 64.95 | 8 | 1.5
2020 | MAPP_US_2_RMPA | MAPP_US | RMPA | External | Summer | B1 | 10 | 200 | 0.88 | 93.64 | 99.75 | 8 | 0.01
2020 | MAPP_US_2_RMPA | MAPP_US | RMPA | External | Summer | B2 | 25 | 200 | 0.07 | 93.88 | 89.3 | 8 | 0.01
2020 | MAPP_US_2_RMPA | MAPP_US | RMPA | External | Summer | B3 | 75 | 200 | 0.03 | 93.33 | 88.86 | 8 | 0
2020 | MAPP_US_2_RMPA | MAPP_US | RMPA | External | Summer | B4 | 100 | 200 | 0.02 | 86.75 | 82.54 | 8 | 0
2020 | MAPP_US_2_RMPA | MAPP_US | RMPA | External | Summer | B5 | 200 | 200 | 0 | 79.03 | 73.03 | 8 | 0
2020 | MAPP_US_2_RMPA | MAPP_US | RMPA | External | Summer | B6 | 300 | 200 | 0.01 | 65.82 | 68.66 | 8 | 0
2020 | MAPP_US_2_RMPA | MAPP_US | RMPA | External | Summer | B7 | 400 | 200 | 199.86 | 59.72 | 68.66 | 8 | 0.94
2020 | MAPP_US_2_RMPA | MAPP_US | RMPA | External | Summer | B8 | 500 | 200 | 199.99 | 56.02 | 68.66 | 8 | 4.64
2020 | MAPP_US_2_RMPA | MAPP_US | RMPA | External | Summer | B9 | 800 | 200 | 199.98 | 54.79 | 64.86 | 8 | 2.07
2020 | MAPP_US_2_RMPA | MAPP_US | RMPA | External | Summer | B10 | 1262 | 200 | 199.99 | 54.77 | 64.86 | 8 | 2.09
2020 | MAPP_US_2_RMPA | MAPP_US | RMPA | External | Winter | B16 | 25 | 200 | 0.62 | 66.99 | 73.78 | 8 | 0.01
2020 | MAPP_US_2_RMPA | MAPP_US | RMPA | External | Winter | B17 | 100 | 200 | 199.94 | 62.49 | 73.77 | 8 | 3.28
2020 | MAPP_US_2_RMPA | MAPP_US | RMPA | External | Winter | B18 | 400 | 200 | 199.89 | 60.22 | 68.62 | 8 | 0.4
2020 | MAPP_US_2_RMPA | MAPP_US | RMPA | External | Winter | B19 | 700 | 200 | 199.94 | 60.22 | 68.62 | 8 | 0.4
2020 | MAPP_US_2_RMPA | MAPP_US | RMPA | External | Winter | B20 | 935 | 200 | 0.06 | 55.45 | 61.86 | 8 | 0
2020 | NE_2_RMPA | NE | RMPA | External | Shoulder | B11 | 25 | 310 | 0.47 | 66.86 | 70.43 | 5 | 0
2020 | NE_2_RMPA | NE | RMPA | External | Shoulder | B12 | 200 | 310 | 309.96 | 61.52 | 68.53 | 5 | 2.01
2020 | NE_2_RMPA | NE | RMPA | External | Shoulder | B13 | 600 | 310 | 309.99 | 58.82 | 66.42 | 5 | 2.61
2020 | NE_2_RMPA | NE | RMPA | External | Shoulder | B14 | 900 | 310 | 309.99 | 56.95 | 66.42 | 5 | 4.47
2020 | NE_2_RMPA | NE | RMPA | External | Shoulder | B15 | 1203 | 310 | 310 | 53.3 | 64.95 | 5 | 6.65
2020 | NE_2_RMPA | NE | RMPA | External | Summer | B1 | 10 | 310 | 244.63 | 94.73 | 99.75 | 5 | 0.03
2020 | NE_2_RMPA | NE | RMPA | External | Summer | B2 | 25 | 310 | 0.09 | 94.98 | 89.3 | 5 | 0
2020 | NE_2_RMPA | NE | RMPA | External | Summer | B3 | 75 | 310 | 0.04 | 94.43 | 88.86 | 5 | 0
2020 | NE_2_RMPA | NE | RMPA | External | Summer | B4 | 100 | 310 | 0.02 | 90.53 | 82.54 | 5 | 0
2020 | NE_2_RMPA | NE | RMPA | External | Summer | B5 | 200 | 310 | 0 | 81.03 | 73.03 | 5 | 0
2020 | NE_2_RMPA | NE | RMPA | External | Summer | B6 | 300 | 310 | 0.02 | 67.12 | 68.66 | 5 | 0
2020 | NE_2_RMPA | NE | RMPA | External | Summer | B7 | 400 | 310 | 309.77 | 63.44 | 68.66 | 5 | 0.22
2020 | NE_2_RMPA | NE | RMPA | External | Summer | B8 | 500 | 310 | 309.98 | 60.59 | 68.66 | 5 | 3.07
2020 | NE_2_RMPA | NE | RMPA | External | Summer | B9 | 800 | 310 | 309.97 | 59.16 | 64.86 | 5 | 0.7
2020 | NE_2_RMPA | NE | RMPA | External | Summer | B10 | 1262 | 310 | 310 | 54.5 | 64.86 | 5 | 5.36
2020 | NE_2_RMPA | NE | RMPA | External | Winter | B16 | 25 | 310 | 309.1 | 68.1 | 73.78 | 5 | 0.68
2020 | NE_2_RMPA | NE | RMPA | External | Winter | B17 | 100 | 310 | 309.96 | 63.58 | 73.77 | 5 | 5.19
2020 | NE_2_RMPA | NE | RMPA | External | Winter | B18 | 400 | 310 | 309.98 | 61.32 | 68.62 | 5 | 2.31
2020 | NE_2_RMPA | NE | RMPA | External | Winter | B19 | 700 | 310 | 309.99 | 60.56 | 68.62 | 5 | 3.06
2020 | NE_2_RMPA | NE | RMPA | External | Winter | B20 | 935 | 310 | 309.99 | 54.56 | 61.86 | 5 | 2.31
2020 | NWPP_Coal_2_MAPP_US | NWPP_Coal | MAPP_US | External | Shoulder | B11 | 25 | 150 | 0.05 | 73.11 | 65.57 | 8 | 0.01
2020 | NWPP_Coal_2_MAPP_US | NWPP_Coal | MAPP_US | External | Shoulder | B12 | 200 | 150 | 0 | 73.11 | 60.43 | 8 | 0
2020 | NWPP_Coal_2_MAPP_US | NWPP_Coal | MAPP_US | External | Shoulder | B13 | 600 | 150 | 0 | 73.11 | 57.72 | 8 | 0
2020 | NWPP_Coal_2_MAPP_US | NWPP_Coal | MAPP_US | External | Shoulder | B14 | 900 | 150 | 0 | 73.11 | 55.85 | 8 | 0
2020 | NWPP_Coal_2_MAPP_US | NWPP_Coal | MAPP_US | External | Shoulder | B15 | 1203 | 150 | 0 | 73.11 | 55.45 | 8 | 0
2020 | NWPP_Coal_2_MAPP_US | NWPP_Coal | MAPP_US | External | Summer | B1 | 10 | 150 | 148.96 | 84.28 | 93.64 | 8 | 1.38
2020 | NWPP_Coal_2_MAPP_US | NWPP_Coal | MAPP_US | External | Summer | B2 | 25 | 150 | 149.85 | 81.13 | 93.88 | 8 | 4.76
2020 | NWPP_Coal_2_MAPP_US | NWPP_Coal | MAPP_US | External | Summer | B3 | 75 | 150 | 149.98 | 73.03 | 93.33 | 8 | 12.31
2020 | NWPP_Coal_2_MAPP_US | NWPP_Coal | MAPP_US | External | Summer | B4 | 100 | 150 | 149.97 | 73.03 | 86.75 | 8 | 5.73
2020 | NWPP_Coal_2_MAPP_US | NWPP_Coal | MAPP_US | External | Summer | B5 | 200 | 150 | 0.05 | 73.03 | 79.03 | 8 | 0
2020 | NWPP_Coal_2_MAPP_US | NWPP_Coal | MAPP_US | External | Summer | B6 | 300 | 150 | 0 | 73.03 | 65.82 | 8 | 0
2020 | NWPP_Coal_2_MAPP_US | NWPP_Coal | MAPP_US | External | Summer | B7 | 400 | 150 | 0 | 73.03 | 59.72 | 8 | 0
2020 | NWPP_Coal_2_MAPP_US | NWPP_Coal | MAPP_US | External | Summer | B8 | 500 | 150 | 0 | 73.03 | 56.02 | 8 | 0
2020 | NWPP_Coal_2_MAPP_US | NWPP_Coal | MAPP_US | External | Summer | B9 | 800 | 150 | 0 | 73.03 | 54.79 | 8 | 0
2020 | NWPP_Coal_2_MAPP_US | NWPP_Coal | MAPP_US | External | Summer | B10 | 1262 | 150 | 0 | 73.03 | 54.77 | 8 | 0
2020 | NWPP_Coal_2_MAPP_US | NWPP_Coal | MAPP_US | External | Winter | B16 | 25 | 150 | 0.05 | 76.79 | 66.99 | 8 | 0.01
2020 | NWPP_Coal_2_MAPP_US | NWPP_Coal | MAPP_US | External | Winter | B17 | 100 | 150 | 0 | 76.79 | 62.49 | 8 | 0
2020 | NWPP_Coal_2_MAPP_US | NWPP_Coal | MAPP_US | External | Winter | B18 | 400 | 150 | 0 | 76.79 | 60.22 | 8 | 0
2020 | NWPP_Coal_2_MAPP_US | NWPP_Coal | MAPP_US | External | Winter | B19 | 700 | 150 | 0 | 76.79 | 60.22 | 8 | 0
2020 | NWPP_Coal_2_MAPP_US | NWPP_Coal | MAPP_US | External | Winter | B20 | 935 | 150 | 0 | 76.79 | 55.45 | 8 | 0
2020 | RMPA_2_MAPP_US | RMPA | MAPP_US | External | Shoulder | B11 | 25 | 200 | 0.06 | 70.43 | 65.57 | 8 | 0.01
2020 | RMPA_2_MAPP_US | RMPA | MAPP_US | External | Shoulder | B12 | 200 | 200 | 0 | 68.53 | 60.43 | 8 | 0
2020 | RMPA_2_MAPP_US | RMPA | MAPP_US | External | Shoulder | B13 | 600 | 200 | 0 | 66.42 | 57.72 | 8 | 0
2020 | RMPA_2_MAPP_US | RMPA | MAPP_US | External | Shoulder | B14 | 900 | 200 | 0 | 66.42 | 55.85 | 8 | 0
2020 | RMPA_2_MAPP_US | RMPA | MAPP_US | External | Shoulder | B15 | 1203 | 200 | 0 | 64.95 | 55.45 | 8 | 0
2020 | RMPA_2_MAPP_US | RMPA | MAPP_US | External | Summer | B1 | 10 | 200 | 0.13 | 99.75 | 93.64 | 8 | 0.01
2020 | RMPA_2_MAPP_US | RMPA | MAPP_US | External | Summer | B2 | 25 | 200 | 0.19 | 89.3 | 93.88 | 8 | 0.01
2020 | RMPA_2_MAPP_US | RMPA | MAPP_US | External | Summer | B3 | 75 | 200 | 0.07 | 88.86 | 93.33 | 8 | 0
2020 | RMPA_2_MAPP_US | RMPA | MAPP_US | External | Summer | B4 | 100 | 200 | 0.05 | 82.54 | 86.75 | 8 | 0
2020 | RMPA_2_MAPP_US | RMPA | MAPP_US | External | Summer | B5 | 200 | 200 | 0.04 | 73.03 | 79.03 | 8 | 0
2020 | RMPA_2_MAPP_US | RMPA | MAPP_US | External | Summer | B6 | 300 | 200 | 0 | 68.66 | 65.82 | 8 | 0
2020 | RMPA_2_MAPP_US | RMPA | MAPP_US | External | Summer | B7 | 400 | 200 | 0 | 68.66 | 59.72 | 8 | 0
2020 | RMPA_2_MAPP_US | RMPA | MAPP_US | External | Summer | B8 | 500 | 200 | 0 | 68.66 | 56.02 | 8 | 0
2020 | RMPA_2_MAPP_US | RMPA | MAPP_US | External | Summer | B9 | 800 | 200 | 0 | 64.86 | 54.79 | 8 | 0
2020 | RMPA_2_MAPP_US | RMPA | MAPP_US | External | Summer | B10 | 1262 | 200 | 0 | 64.86 | 54.77 | 8 | 0
2020 | RMPA_2_MAPP_US | RMPA | MAPP_US | External | Winter | B16 | 25 | 200 | 0.05 | 73.78 | 66.99 | 8 | 0
2020 | RMPA_2_MAPP_US | RMPA | MAPP_US | External | Winter | B17 | 100 | 200 | 0.01 | 73.77 | 62.49 | 8 | 0
2020 | RMPA_2_MAPP_US | RMPA | MAPP_US | External | Winter | B18 | 400 | 200 | 0 | 68.62 | 60.22 | 8 | 0
2020 | RMPA_2_MAPP_US | RMPA | MAPP_US | External | Winter | B19 | 700 | 200 | 0 | 68.62 | 60.22 | 8 | 0
2020 | RMPA_2_MAPP_US | RMPA | MAPP_US | External | Winter | B20 | 935 | 200 | 0 | 61.86 | 55.45 | 8 | 0
2020 | RMPA_2_NE | RMPA | NE | External | Shoulder | B11 | 25 | 310 | 0.07 | 70.43 | 66.86 | 8 | 0
2020 | RMPA_2_NE | RMPA | NE | External | Shoulder | B12 | 200 | 310 | 0 | 68.53 | 61.52 | 8 | 0
2020 | RMPA_2_NE | RMPA | NE | External | Shoulder | B13 | 600 | 310 | 0 | 66.42 | 58.82 | 8 | 0
2020 | RMPA_2_NE | RMPA | NE | External | Shoulder | B14 | 900 | 310 | 0 | 66.42 | 56.95 | 8 | 0
2020 | RMPA_2_NE | RMPA | NE | External | Shoulder | B15 | 1203 | 310 | 0 | 64.95 | 53.3 | 8 | 0
2020 | RMPA_2_NE | RMPA | NE | External | Summer | B1 | 10 | 310 | 0.15 | 99.75 | 94.73 | 8 | 0.01
2020 | RMPA_2_NE | RMPA | NE | External | Summer | B2 | 25 | 310 | 0.27 | 89.3 | 94.98 | 8 | 0
2020 | RMPA_2_NE | RMPA | NE | External | Summer | B3 | 75 | 310 | 0.1 | 88.86 | 94.43 | 8 | 0
2020 | RMPA_2_NE | RMPA | NE | External | Summer | B4 | 100 | 310 | 46.82 | 82.54 | 90.53 | 8 | 0
2020 | RMPA_2_NE | RMPA | NE | External | Summer | B5 | 200 | 310 | 101.57 | 73.03 | 81.03 | 8 | 0
2020 | RMPA_2_NE | RMPA | NE | External | Summer | B6 | 300 | 310 | 0 | 68.66 | 67.12 | 8 | 0
2020 | RMPA_2_NE | RMPA | NE | External | Summer | B7 | 400 | 310 | 0 | 68.66 | 63.44 | 8 | 0
2020 | RMPA_2_NE | RMPA | NE | External | Summer | B8 | 500 | 310 | 0 | 68.66 | 60.59 | 8 | 0
2020 | RMPA_2_NE | RMPA | NE | External | Summer | B9 | 800 | 310 | 0 | 64.86 | 59.16 | 8 | 0
2020 | RMPA_2_NE | RMPA | NE | External | Summer | B10 | 1262 | 310 | 0 | 64.86 | 54.5 | 8 | 0
2020 | RMPA_2_NE | RMPA | NE | External | Winter | B16 | 25 | 310 | 0.06 | 73.78 | 68.1 | 8 | 0
2020 | RMPA_2_NE | RMPA | NE | External | Winter | B17 | 100 | 310 | 0.01 | 73.77 | 63.58 | 8 | 0
2020 | RMPA_2_NE | RMPA | NE | External | Winter | B18 | 400 | 310 | 0 | 68.62 | 61.32 | 8 | 0
2020 | RMPA_2_NE | RMPA | NE | External | Winter | B19 | 700 | 310 | 0 | 68.62 | 60.56 | 8 | 0
2020 | RMPA_2_NE | RMPA | NE | External | Winter | B20 | 935 | 310 | 0 | 61.86 | 54.56 | 8 | 0
2020 | RMPA_2_SPP_N | RMPA | SPP_N | External | Shoulder | B11 | 25 | 210 | 0.07 | 70.43 | 67.58 | 8 | 0
2020 | RMPA_2_SPP_N | RMPA | SPP_N | External | Shoulder | B12 | 200 | 210 | 0 | 68.53 | 62.1 | 8 | 0
2020 | RMPA_2_SPP_N | RMPA | SPP_N | External | Shoulder | B13 | 600 | 210 | 0 | 66.42 | 59.53 | 8 | 0
2020 | RMPA_2_SPP_N | RMPA | SPP_N | External | Shoulder | B14 | 900 | 210 | 0 | 66.42 | 57.02 | 8 | 0
2020 | RMPA_2_SPP_N | RMPA | SPP_N | External | Shoulder | B15 | 1203 | 210 | 0 | 64.95 | 53.37 | 8 | 0
2020 | RMPA_2_SPP_N | RMPA | SPP_N | External | Summer | B1 | 10 | 210 | 0.14 | 99.75 | 94.74 | 8 | 0.01
2020 | RMPA_2_SPP_N | RMPA | SPP_N | External | Summer | B2 | 25 | 210 | 0.27 | 89.3 | 95.04 | 8 | 0
2020 | RMPA_2_SPP_N | RMPA | SPP_N | External | Summer | B3 | 75 | 210 | 0.13 | 88.86 | 95.15 | 8 | 0
2020 | RMPA_2_SPP_N | RMPA | SPP_N | External | Summer | B4 | 100 | 210 | 209.36 | 82.54 | 91.25 | 8 | 0.71
2020 | RMPA_2_SPP_N | RMPA | SPP_N | External | Summer | B5 | 200 | 210 | 209.79 | 73.03 | 81.75 | 8 | 0.72
2020 | RMPA_2_SPP_N | RMPA | SPP_N | External | Summer | B6 | 300 | 210 | 0 | 68.66 | 67.84 | 8 | 0
2020 | RMPA_2_SPP_N | RMPA | SPP_N | External | Summer | B7 | 400 | 210 | 0 | 68.66 | 64.16 | 8 | 0
2020 | RMPA_2_SPP_N | RMPA | SPP_N | External | Summer | B8 | 500 | 210 | 0 | 68.66 | 61.3 | 8 | 0
2020 | RMPA_2_SPP_N | RMPA | SPP_N | External | Summer | B9 | 800 | 210 | 0 | 64.86 | 59.88 | 8 | 0
2020 | RMPA_2_SPP_N | RMPA | SPP_N | External | Summer | B10 | 1262 | 210 | 0 | 64.86 | 55.22 | 8 | 0
2020 | RMPA_2_SPP_N | RMPA | SPP_N | External | Winter | B16 | 25 | 210 | 0.06 | 73.78 | 68.17 | 8 | 0
2020 | RMPA_2_SPP_N | RMPA | SPP_N | External | Winter | B17 | 100 | 210 | 0.01 | 73.77 | 63.65 | 8 | 0
2020 | RMPA_2_SPP_N | RMPA | SPP_N | External | Winter | B18 | 400 | 210 | 0 | 68.62 | 62.03 | 8 | 0
2020 | RMPA_2_SPP_N | RMPA | SPP_N | External | Winter | B19 | 700 | 210 | 0 | 68.62 | 61.28 | 8 | 0
2020 | RMPA_2_SPP_N | RMPA | SPP_N | External | Winter | B20 | 935 | 210 | 0 | 61.86 | 54.63 | 8 | 0
2020 | SPP_N_2_RMPA | SPP_N | RMPA | External | Shoulder | B11 | 25 | 210 | 0.32 | 67.58 | 70.43 | 5 | 0.01
2020 | SPP_N_2_RMPA | SPP_N | RMPA | External | Shoulder | B12 | 200 | 210 | 209.94 | 62.1 | 68.53 | 5 | 1.43
2020 | SPP_N_2_RMPA | SPP_N | RMPA | External | Shoulder | B13 | 600 | 210 | 209.98 | 59.53 | 66.42 | 5 | 1.89
2020 | SPP_N_2_RMPA | SPP_N | RMPA | External | Shoulder | B14 | 900 | 210 | 209.99 | 57.02 | 66.42 | 5 | 4.41
2020 | SPP_N_2_RMPA | SPP_N | RMPA | External | Shoulder | B15 | 1203 | 210 | 210 | 53.37 | 64.95 | 5 | 6.58
2020 | SPP_N_2_RMPA | SPP_N | RMPA | External | Summer | B1 | 10 | 210 | 144.37 | 94.74 | 99.75 | 5 | 0.03
2020 | SPP_N_2_RMPA | SPP_N | RMPA | External | Summer | B2 | 25 | 210 | 0.09 | 95.04 | 89.3 | 5 | 0
2020 | SPP_N_2_RMPA | SPP_N | RMPA | External | Summer | B3 | 75 | 210 | 0.03 | 95.15 | 88.86 | 5 | 0
2020 | SPP_N_2_RMPA | SPP_N | RMPA | External | Summer | B4 | 100 | 210 | 0.02 | 91.25 | 82.54 | 5 | 0
2020 | SPP_N_2_RMPA | SPP_N | RMPA | External | Summer | B5 | 200 | 210 | 0 | 81.75 | 73.03 | 5 | 0
2020 | SPP_N_2_RMPA | SPP_N | RMPA | External | Summer | B6 | 300 | 210 | 0.02 | 67.84 | 68.66 | 5 | 0
2020 | SPP_N_2_RMPA | SPP_N | RMPA | External | Summer | B7 | 400 | 210 | 0.1 | 64.16 | 68.66 | 5 | 0
2020 | SPP_N_2_RMPA | SPP_N | RMPA | External | Summer | B8 | 500 | 210 | 209.98 | 61.3 | 68.66 | 5 | 2.36
2020 | SPP_N_2_RMPA | SPP_N | RMPA | External | Summer | B9 | 800 | 210 | 8.13 | 59.88 | 64.86 | 5 | 0
2020 | SPP_N_2_RMPA | SPP_N | RMPA | External | Summer | B10 | 1262 | 210 | 210 | 55.22 | 64.86 | 5 | 4.64
2020 | SPP_N_2_RMPA | SPP_N | RMPA | External | Winter | B16 | 25 | 210 | 209.03 | 68.17 | 73.78 | 5 | 0.61
2020 | SPP_N_2_RMPA | SPP_N | RMPA | External | Winter | B17 | 100 | 210 | 209.96 | 63.65 | 73.77 | 5 | 5.12
2020 | SPP_N_2_RMPA | SPP_N | RMPA | External | Winter | B18 | 400 | 210 | 209.97 | 62.03 | 68.62 | 5 | 1.59
2020 | SPP_N_2_RMPA | SPP_N | RMPA | External | Winter | B19 | 700 | 210 | 209.99 | 61.28 | 68.62 | 5 | 2.34
2020 | SPP_N_2_RMPA | SPP_N | RMPA | External | Winter | B20 | 935 | 210 | 209.99 | 54.63 | 61.86 | 5 | 2.24
2020 | SPP_S_2_ERCOT | SPP_S | ERCOT | External | Shoulder | B11 | 25 | 800 | 799.97 | 67.59 | 96.05 | 5 | 23.47
2020 | SPP_S_2_ERCOT | SPP_S | ERCOT | External | Shoulder | B12 | 200 | 800 | 799.97 | 62.11 | 71.36 | 5 | 4.25
2020 | SPP_S_2_ERCOT | SPP_S | ERCOT | External | Shoulder | B13 | 600 | 800 | 799.82 | 59.54 | 65.35 | 5 | 0.81
2020 | SPP_S_2_ERCOT | SPP_S | ERCOT | External | Shoulder | B14 | 900 | 800 | 799.99 | 57.03 | 65.35 | 5 | 3.32
2020 | SPP_S_2_ERCOT | SPP_S | ERCOT | External | Shoulder | B15 | 1203 | 800 | 800 | 53.38 | 65.35 | 5 | 6.97
2020 | SPP_S_2_ERCOT | SPP_S | ERCOT | External | Summer | B1 | 10 | 800 | 799.79 | 93.79 | 108.37 | 5 | 9.59
2020 | SPP_S_2_ERCOT | SPP_S | ERCOT | External | Summer | B2 | 25 | 800 | 453.65 | 94.1 | 99.1 | 5 | 0
2020 | SPP_S_2_ERCOT | SPP_S | ERCOT | External | Summer | B3 | 75 | 800 | 0.06 | 94.2 | 94.36 | 5 | 0
2020 | SPP_S_2_ERCOT | SPP_S | ERCOT | External | Summer | B4 | 100 | 800 | 0.11 | 91.26 | 94.36 | 5 | 0
2020 | SPP_S_2_ERCOT | SPP_S | ERCOT | External | Summer | B5 | 200 | 800 | 799.98 | 81.76 | 94.36 | 5 | 7.6
2020 | SPP_S_2_ERCOT | SPP_S | ERCOT | External | Summer | B6 | 300 | 800 | 800 | 67.85 | 94.36 | 5 | 21.51
2020 | SPP_S_2_ERCOT | SPP_S | ERCOT | External | Summer | B7 | 400 | 800 | 799.94 | 64.17 | 70.11 | 5 | 0.94
2020 | SPP_S_2_ERCOT | SPP_S | ERCOT | External | Summer | B8 | 500 | 800 | 0.96 | 61.32 | 66.19 | 5 | 0
2020 | SPP_S_2_ERCOT | SPP_S | ERCOT | External | Summer | B9 | 800 | 800 | 0.18 | 59.89 | 64.21 | 5 | 0
2020 | SPP_S_2_ERCOT | SPP_S | ERCOT | External | Summer | B10 | 1262 | 800 | 799.99 | 55.23 | 64.21 | 5 | 3.98
2020 | SPP_S_2_ERCOT | SPP_S | ERCOT | External | Winter | B16 | 25 | 800 | 799.92 | 68.18 | 85.64 | 5 | 12.46
2020 | SPP_S_2_ERCOT | SPP_S | ERCOT | External | Winter | B17 | 100 | 800 | 799.85 | 63.66 | 69.92 | 5 | 1.25
2020 | SPP_S_2_ERCOT | SPP_S | ERCOT | External | Winter | B18 | 400 | 800 | 799.9 | 62.04 | 67.82 | 5 | 0.78
2020 | SPP_S_2_ERCOT | SPP_S | ERCOT | External | Winter | B19 | 700 | 800 | 799.97 | 61.29 | 67.82 | 5 | 1.53
2020 | SPP_S_2_ERCOT | SPP_S | ERCOT | External | Winter | B20 | 935 | 800 | 800 | 54.64 | 67.82 | 5 | 8.18
2025 | AZ_NM_SNV_Coal_2_SPP_S | AZ_NM_SNV_Coal | SPP_S | External | Shoulder | B11 | 25 | 400 | 0.07 | 73.1 | 67.02 | 8.17 | 0
2025 | AZ_NM_SNV_Coal_2_SPP_S | AZ_NM_SNV_Coal | SPP_S | External | Shoulder | B12 | 200 | 400 | 0 | 72.49 | 58.65 | 8.17 | 0
2025 | AZ_NM_SNV_Coal_2_SPP_S | AZ_NM_SNV_Coal | SPP_S | External | Shoulder | B13 | 600 | 400 | 0 | 72.49 | 55.79 | 8.17 | 0
2025 | AZ_NM_SNV_Coal_2_SPP_S | AZ_NM_SNV_Coal | SPP_S | External | Shoulder | B14 | 900 | 400 | 0 | 72.49 | 51.77 | 8.17 | 0
2025 | AZ_NM_SNV_Coal_2_SPP_S | AZ_NM_SNV_Coal | SPP_S | External | Shoulder | B15 | 1203 | 400 | 0 | 72.49 | 48.11 | 8.17 | 0
2025 | AZ_NM_SNV_Coal_2_SPP_S | AZ_NM_SNV_Coal | SPP_S | External | Summer | B1 | 10 | 400 | 0.13 | 107.48 | 96.99 | 8.17 | 0.01
2025 | AZ_NM_SNV_Coal_2_SPP_S | AZ_NM_SNV_Coal | SPP_S | External | Summer | B2 | 25 | 400 | 0.12 | 97.41 | 97.57 | 8.17 | 0
2025 | AZ_NM_SNV_Coal_2_SPP_S | AZ_NM_SNV_Coal | SPP_S | External | Summer | B3 | 75 | 400 | 0.06 | 97.4 | 99.54 | 8.17 | 0
2025 | AZ_NM_SNV_Coal_2_SPP_S | AZ_NM_SNV_Coal | SPP_S | External | Summer | B4 | 100 | 400 | 0.03 | 95.16 | 92.83 | 8.17 | 0
2025 | AZ_NM_SNV_Coal_2_SPP_S | AZ_NM_SNV_Coal | SPP_S | External | Summer | B5 | 200 | 400 | 0.01 | 87.01 | 85.82 | 8.17 | 0
2025 | AZ_NM_SNV_Coal_2_SPP_S | AZ_NM_SNV_Coal | SPP_S | External | Summer | B6 | 300 | 400 | 0 | 87.01 | 74.04 | 8.17 | 0
2025 | AZ_NM_SNV_Coal_2_SPP_S | AZ_NM_SNV_Coal | SPP_S | External | Summer | B7 | 400 | 400 | 0 | 78.83 | 68.94 | 8.17 | 0
2025 | AZ_NM_SNV_Coal_2_SPP_S | AZ_NM_SNV_Coal | SPP_S | External | Summer | B8 | 500 | 400 | 0 | 78.83 | 62.05 | 8.17 | 0
2025 | AZ_NM_SNV_Coal_2_SPP_S | AZ_NM_SNV_Coal | SPP_S | External | Summer | B9 | 800 | 400 | 0 | 75.29 | 56.41 | 8.17 | 0
2025 | AZ_NM_SNV_Coal_2_SPP_S | AZ_NM_SNV_Coal | SPP_S | External | Summer | B10 | 1262 | 400 | 0 | 70.68 | 48.85 | 8.17 | 0
2025 | AZ_NM_SNV_Coal_2_SPP_S | AZ_NM_SNV_Coal | SPP_S | External | Winter | B16 | 25 | 400 | 0.05 | 75.85 | 61.85 | 8.17 | 0
2025 | AZ_NM_SNV_Coal_2_SPP_S | AZ_NM_SNV_Coal | SPP_S | External | Winter | B17 | 100 | 400 | 0.01 | 75.85 | 57.35 | 8.17 | 0
2025 | AZ_NM_SNV_Coal_2_SPP_S | AZ_NM_SNV_Coal | SPP_S | External | Winter | B18 | 400 | 400 | 0 | 75.85 | 57.34 | 8.17 | 0
2025 | AZ_NM_SNV_Coal_2_SPP_S | AZ_NM_SNV_Coal | SPP_S | External | Winter | B19 | 700 | 400 | 0 | 75.85 | 56.2 | 8.17 | 0
2025 | AZ_NM_SNV_Coal_2_SPP_S | AZ_NM_SNV_Coal | SPP_S | External | Winter | B20 | 935 | 400 | 0 | 75.85 | 51.19 | 8.17 | 0
2025 | ERCOT_2_SPP_S | ERCOT | SPP_S | External | Shoulder | B11 | 25 | 800 | 0.05 | 81.95 | 67.02 | 8 | 0
2025 | ERCOT_2_SPP_S | ERCOT | SPP_S | External | Shoulder | B12 | 200 | 800 | 0 | 70.41 | 58.65 | 8 | 0
2025 | ERCOT_2_SPP_S | ERCOT | SPP_S | External | Shoulder | B13 | 600 | 800 | 0 | 70.41 | 55.79 | 8 | 0
2025 | ERCOT_2_SPP_S | ERCOT | SPP_S | External | Shoulder | B14 | 900 | 800 | 0 | 70.41 | 51.77 | 8 | 0
2025 | ERCOT_2_SPP_S | ERCOT | SPP_S | External | Shoulder | B15 | 1203 | 800 | 0 | 61.29 | 48.11 | 8 | 0
2025 | ERCOT_2_SPP_S | ERCOT | SPP_S | External | Summer | B1 | 10 | 800 | 0.12 | 110.24 | 96.99 | 8 | 0
2025 | ERCOT_2_SPP_S | ERCOT | SPP_S | External | Summer | B2 | 25 | 800 | 0.08 | 101.71 | 97.57 | 8 | 0
2025 | ERCOT_2_SPP_S | ERCOT | SPP_S | External | Summer | B3 | 75 | 800 | 0.04 | 101.71 | 99.54 | 8 | 0
2025 | ERCOT_2_SPP_S | ERCOT | SPP_S | External | Summer | B4 | 100 | 800 | 0.02 | 101.71 | 92.83 | 8 | 0
2025 | ERCOT_2_SPP_S | ERCOT | SPP_S | External | Summer | B5 | 200 | 800 | 0 | 98.6 | 85.82 | 8 | 0
2025 | ERCOT_2_SPP_S | ERCOT | SPP_S | External | Summer | B6 | 300 | 800 | 0 | 79.04 | 74.04 | 8 | 0
2025 | ERCOT_2_SPP_S | ERCOT | SPP_S | External | Summer | B7 | 400 | 800 | 0 | 75.52 | 68.94 | 8 | 0
2025 | ERCOT_2_SPP_S | ERCOT | SPP_S | External | Summer | B8 | 500 | 800 | 0 | 69.15 | 62.05 | 8 | 0
2025 | ERCOT_2_SPP_S | ERCOT | SPP_S | External | Summer | B9 | 800 | 800 | 0 | 69.15 | 56.41 | 8 | 0
2025 | ERCOT_2_SPP_S | ERCOT | SPP_S | External | Summer | B10 | 1262 | 800 | 0 | 69.15 | 48.85 | 8 | 0
2025 | ERCOT_2_SPP_S | ERCOT | SPP_S | External | Winter | B16 | 25 | 800 | 0.05 | 73.22 | 61.85 | 8 | 0
2025 | ERCOT_2_SPP_S | ERCOT | SPP_S | External | Winter | B17 | 100 | 800 | 0.01 | 73.13 | 57.35 | 8 | 0
2025 | ERCOT_2_SPP_S | ERCOT | SPP_S | External | Winter | B18 | 400 | 800 | 0 | 73.13 | 57.34 | 8 | 0
2025 | ERCOT_2_SPP_S | ERCOT | SPP_S | External | Winter | B19 | 700 | 800 | 0 | 73.13 | 56.2 | 8 | 0
2025 | ERCOT_2_SPP_S | ERCOT | SPP_S | External | Winter | B20 | 935 | 800 | 0 | 63.76 | 51.19 | 8 | 0
2025 | MAPP_US_2_RMPA | MAPP_US | RMPA | External | Shoulder | B11 | 25 | 200 | 199.81 | 64.07 | 76.44 | 8 | 4.38
2025 | MAPP_US_2_RMPA | MAPP_US | RMPA | External | Shoulder | B12 | 200 | 200 | 199.99 | 57.93 | 76.44 | 8 | 10.52
2025 | MAPP_US_2_RMPA | MAPP_US | RMPA | External | Shoulder | B13 | 600 | 200 | 200 | 55.06 | 76.44 | 8 | 13.38
2025 | MAPP_US_2_RMPA | MAPP_US | RMPA | External | Shoulder | B14 | 900 | 200 | 200 | 50.88 | 76.44 | 8 | 17.56
2025 | MAPP_US_2_RMPA | MAPP_US | RMPA | External | Shoulder | B15 | 1203 | 200 | 200 | 47.46 | 76.44 | 8 | 20.98
2025 | MAPP_US_2_RMPA | MAPP_US | RMPA | External | Summer | B1 | 10 | 200 | 199.4 | 96.64 | 107.52 | 8 | 2.9
2025 | MAPP_US_2_RMPA | MAPP_US | RMPA | External | Summer | B2 | 25 | 200 | 0.38 | 96.6 | 102.07 | 8 | 0.01
2025 | MAPP_US_2_RMPA | MAPP_US | RMPA | External | Summer | B3 | 75 | 200 | 0.31 | 96.6 | 103.59 | 8 | 0
2025 | MAPP_US_2_RMPA | MAPP_US | RMPA | External | Summer | B4 | 100 | 200 | 199.87 | 85.42 | 95.17 | 8 | 1.74
2025 | MAPP_US_2_RMPA | MAPP_US | RMPA | External | Summer | B5 | 200 | 200 | 54.64 | 78.88 | 86.89 | 8 | 0
2025 | MAPP_US_2_RMPA | MAPP_US | RMPA | External | Summer | B6 | 300 | 200 | 199.96 | 69.05 | 78.85 | 8 | 1.8
2025 | MAPP_US_2_RMPA | MAPP_US | RMPA | External | Summer | B7 | 400 | 200 | 199.99 | 62.43 | 76.63 | 8 | 6.2
2025 | MAPP_US_2_RMPA | MAPP_US | RMPA | External | Summer | B8 | 500 | 200 | 199.99 | 56.4 | 74.45 | 8 | 10.05
2025 | MAPP_US_2_RMPA | MAPP_US | RMPA | External | Summer | B9 | 800 | 200 | 200 | 53.47 | 74.45 | 8 | 12.98
2025 | MAPP_US_2_RMPA | MAPP_US | RMPA | External | Summer | B10 | 1262 | 200 | 200 | 46.84 | 74.45 | 8 | 19.61
2025 | MAPP_US_2_RMPA | MAPP_US | RMPA | External | Winter | B16 | 25 | 200 | 199.93 | 60.54 | 80.2 | 8 | 11.67
2025 | MAPP_US_2_RMPA | MAPP_US | RMPA | External | Winter | B17 | 100 | 200 | 199.98 | 56.62 | 80.18 | 8 | 15.56
2025 | MAPP_US_2_RMPA | MAPP_US | RMPA | External | Winter | B18 | 400 | 200 | 200 | 56.61 | 80.18 | 8 | 15.57
2025 | MAPP_US_2_RMPA | MAPP_US | RMPA | External | Winter | B19 | 700 | 200 | 200 | 55.47 | 80.18 | 8 | 16.71
2025 | MAPP_US_2_RMPA | MAPP_US | RMPA | External | Winter | B20 | 935 | 200 | 200 | 50.54 | 80.18 | 8 | 21.63
2025 | NE_2_RMPA | NE | RMPA | External | Shoulder | B11 | 25 | 310 | 309.84 | 66.07 | 76.44 | 5 | 5.37
2025 | NE_2_RMPA | NE | RMPA | External | Shoulder | B12 | 200 | 310 | 309.99 | 58.4 | 76.44 | 5 | 13.05
2025 | NE_2_RMPA | NE | RMPA | External | Shoulder | B13 | 600 | 310 | 310 | 55.54 | 76.44 | 5 | 15.91
2025 | NE_2_RMPA | NE | RMPA | External | Shoulder | B14 | 900 | 310 | 310 | 51.35 | 76.44 | 5 | 20.09
2025 | NE_2_RMPA | NE | RMPA | External | Shoulder | B15 | 1203 | 310 | 310 | 47.93 | 76.44 | 5 | 23.51
2025 | NE_2_RMPA | NE | RMPA | External | Summer | B1 | 10 | 310 | 309.66 | 97.07 | 107.52 | 5 | 5.46
2025 | NE_2_RMPA | NE | RMPA | External | Summer | B2 | 25 | 310 | 70.55 | 97.07 | 102.07 | 5 | 0.01
2025 | NE_2_RMPA | NE | RMPA | External | Summer | B3 | 75 | 310 | 119.96 | 98.59 | 103.59 | 5 | 0
2025 | NE_2_RMPA | NE | RMPA | External | Summer | B4 | 100 | 310 | 0.2 | 91.88 | 95.17 | 5 | 0
2025 | NE_2_RMPA | NE | RMPA | External | Summer | B5 | 200 | 310 | 0.1 | 84.98 | 86.89 | 5 | 0
2025 | NE_2_RMPA | NE | RMPA | External | Summer | B6 | 300 | 310 | 309.9 | 73.09 | 78.85 | 5 | 0.76
2025 | NE_2_RMPA | NE | RMPA | External | Summer | B7 | 400 | 310 | 309.98 | 68 | 76.63 | 5 | 3.63
2025 | NE_2_RMPA | NE | RMPA | External | Summer | B8 | 500 | 310 | 309.99 | 61.11 | 74.45 | 5 | 8.34
2025 | NE_2_RMPA | NE | RMPA | External | Summer | B9 | 800 | 310 | 310 | 55.47 | 74.45 | 5 | 13.98
2025 | NE_2_RMPA | NE | RMPA | External | Summer | B10 | 1262 | 310 | 310 | 48 | 74.45 | 5 | 21.45
2025 | NE_2_RMPA | NE | RMPA | External | Winter | B16 | 25 | 310 | 309.94 | 61.01 | 80.2 | 5 | 14.19
2025 | NE_2_RMPA | NE | RMPA | External | Winter | B17 | 100 | 310 | 309.99 | 57.09 | 80.18 | 5 | 18.09
2025 | NE_2_RMPA | NE | RMPA | External | Winter | B18 | 400 | 310 | 310 | 57.09 | 80.18 | 5 | 18.09
2025 | NE_2_RMPA | NE | RMPA | External | Winter | B19 | 700 | 310 | 310 | 55.94 | 80.18 | 5 | 19.24
2025 | NE_2_RMPA | NE | RMPA | External | Winter | B20 | 935 | 310 | 310 | 51.02 | 80.18 | 5 | 24.16
2025 | NWPP_Coal_2_MAPP_US | NWPP_Coal | MAPP_US | External | Shoulder | B11 | 25 | 150 | 0.04 | 84.61 | 64.07 | 8 | 0.01
2025 | NWPP_Coal_2_MAPP_US | NWPP_Coal | MAPP_US | External | Shoulder | B12 | 200 | 150 | 0 | 84.61 | 57.93 | 8 | 0
2025 | NWPP_Coal_2_MAPP_US | NWPP_Coal | MAPP_US | External | Shoulder | B13 | 600 | 150 | 0 | 84.61 | 55.06 | 8 | 0
2025 | NWPP_Coal_2_MAPP_US | NWPP_Coal | MAPP_US | External | Shoulder | B14 | 900 | 150 | 0 | 84.61 | 50.88 | 8 | 0
2025 | NWPP_Coal_2_MAPP_US | NWPP_Coal | MAPP_US | External | Shoulder | B15 | 1203 | 150 | 0 | 84.61 | 47.46 | 8 | 0
2025 | NWPP_Coal_2_MAPP_US | NWPP_Coal | MAPP_US | External | Summer | B1 | 10 | 150 | 0.22 | 99.31 | 96.64 | 8 | 0.02
2025 | NWPP_Coal_2_MAPP_US | NWPP_Coal | MAPP_US | External | Summer | B2 | 25 | 150 | 0.26 | 91.97 | 96.6 | 8 | 0.01
2025 | NWPP_Coal_2_MAPP_US | NWPP_Coal | MAPP_US | External | Summer | B3 | 75 | 150 | 0.11 | 91.96 | 96.6 | 8 | 0
2025 | NWPP_Coal_2_MAPP_US | NWPP_Coal | MAPP_US | External | Summer | B4 | 100 | 150 | 0.03 | 87 | 85.42 | 8 | 0
2025 | NWPP_Coal_2_MAPP_US | NWPP_Coal | MAPP_US | External | Summer | B5 | 200 | 150 | 0 | 87 | 78.88 | 8 | 0
2025 | NWPP_Coal_2_MAPP_US | NWPP_Coal | MAPP_US | External | Summer | B6 | 300 | 150 | 0 | 87 | 69.05 | 8 | 0
2025 | NWPP_Coal_2_MAPP_US | NWPP_Coal | MAPP_US | External | Summer | B7 | 400 | 150 | 0 | 87 | 62.43 | 8 | 0
2025 | NWPP_Coal_2_MAPP_US | NWPP_Coal | MAPP_US | External | Summer | B8 | 500 | 150 | 0 | 87 | 56.4 | 8 | 0
2025 | NWPP_Coal_2_MAPP_US | NWPP_Coal | MAPP_US | External | Summer | B9 | 800 | 150 | 0 | 87 | 53.47 | 8 | 0
2025 | NWPP_Coal_2_MAPP_US | NWPP_Coal | MAPP_US | External | Summer | B10 | 1262 | 150 | 0 | 87 | 46.84 | 8 | 0
2025 | NWPP_Coal_2_MAPP_US | NWPP_Coal | MAPP_US | External | Winter | B16 | 25 | 150 | 0.03 | 88.34 | 60.54 | 8 | 0.01
2025 | NWPP_Coal_2_MAPP_US | NWPP_Coal | MAPP_US | External | Winter | B17 | 100 | 150 | 0 | 88.34 | 56.62 | 8 | 0
2025 | NWPP_Coal_2_MAPP_US | NWPP_Coal | MAPP_US | External | Winter | B18 | 400 | 150 | 0 | 88.34 | 56.61 | 8 | 0
2025 | NWPP_Coal_2_MAPP_US | NWPP_Coal | MAPP_US | External | Winter | B19 | 700 | 150 | 0 | 88.34 | 55.47 | 8 | 0
2025 | NWPP_Coal_2_MAPP_US | NWPP_Coal | MAPP_US | External | Winter | B20 | 935 | 150 | 0 | 88.34 | 50.54 | 8 | 0
2025 | RMPA_2_MAPP_US | RMPA | MAPP_US | External | Shoulder | B11 | 25 | 200 | 0.05 | 76.44 | 64.07 | 8 | 0.01
2025 | RMPA_2_MAPP_US | RMPA | MAPP_US | External | Shoulder | B12 | 200 | 200 | 0 | 76.44 | 57.93 | 8 | 0
2025 | RMPA_2_MAPP_US | RMPA | MAPP_US | External | Shoulder | B13 | 600 | 200 | 0 | 76.44 | 55.06 | 8 | 0
2025 | RMPA_2_MAPP_US | RMPA | MAPP_US | External | Shoulder | B14 | 900 | 200 | 0 | 76.44 | 50.88 | 8 | 0
2025 | RMPA_2_MAPP_US | RMPA | MAPP_US | External | Shoulder | B15 | 1203 | 200 | 0 | 76.44 | 47.46 | 8 | 0
2025 | RMPA_2_MAPP_US | RMPA | MAPP_US | External | Summer | B1 | 10 | 200 | 0.12 | 107.52 | 96.64 | 8 | 0.02
2025 | RMPA_2_MAPP_US | RMPA | MAPP_US | External | Summer | B2 | 25 | 200 | 0.07 | 102.07 | 96.6 | 8 | 0.01
2025 | RMPA_2_MAPP_US | RMPA | MAPP_US | External | Summer | B3 | 75 | 200 | 0.02 | 103.59 | 96.6 | 8 | 0
2025 | RMPA_2_MAPP_US | RMPA | MAPP_US | External | Summer | B4 | 100 | 200 | 0.01 | 95.17 | 85.42 | 8 | 0
2025 | RMPA_2_MAPP_US | RMPA | MAPP_US | External | Summer | B5 | 200 | 200 | 0 | 86.89 | 78.88 | 8 | 0
2025 | RMPA_2_MAPP_US | RMPA | MAPP_US | External | Summer | B6 | 300 | 200 | 0 | 78.85 | 69.05 | 8 | 0
2025 | RMPA_2_MAPP_US | RMPA | MAPP_US | External | Summer | B7 | 400 | 200 | 0 | 76.63 | 62.43 | 8 | 0
2025 | RMPA_2_MAPP_US | RMPA | MAPP_US | External | Summer | B8 | 500 | 200 | 0 | 74.45 | 56.4 | 8 | 0
2025 | RMPA_2_MAPP_US | RMPA | MAPP_US | External | Summer | B9 | 800 | 200 | 0 | 74.45 | 53.47 | 8 | 0
2025 | RMPA_2_MAPP_US | RMPA | MAPP_US | External | Summer | B10 | 1262 | 200 | 0 | 74.45 | 46.84 | 8 | 0
2025 | RMPA_2_MAPP_US | RMPA | MAPP_US | External | Winter | B16 | 25 | 200 | 0.04 | 80.2 | 60.54 | 8 | 0.01
2025 | RMPA_2_MAPP_US | RMPA | MAPP_US | External | Winter | B17 | 100 | 200 | 0 | 80.18 | 56.62 | 8 | 0
2025 | RMPA_2_MAPP_US | RMPA | MAPP_US | External | Winter | B18 | 400 | 200 | 0 | 80.18 | 56.61 | 8 | 0
2025 | RMPA_2_MAPP_US | RMPA | MAPP_US | External | Winter | B19 | 700 | 200 | 0 | 80.18 | 55.47 | 8 | 0
2025 | RMPA_2_MAPP_US | RMPA | MAPP_US | External | Winter | B20 | 935 | 200 | 0 | 80.18 | 50.54 | 8 | 0
2025 | RMPA_2_NE | RMPA | NE | External | Shoulder | B11 | 25 | 310 | 0.06 | 76.44 | 66.07 | 8 | 0
2025 | RMPA_2_NE | RMPA | NE | External | Shoulder | B12 | 200 | 310 | 0 | 76.44 | 58.4 | 8 | 0
2025 | RMPA_2_NE | RMPA | NE | External | Shoulder | B13 | 600 | 310 | 0 | 76.44 | 55.54 | 8 | 0
2025 | RMPA_2_NE | RMPA | NE | External | Shoulder | B14 | 900 | 310 | 0 | 76.44 | 51.35 | 8 | 0
2025 | RMPA_2_NE | RMPA | NE | External | Shoulder | B15 | 1203 | 310 | 0 | 76.44 | 47.93 | 8 | 0
2025 | RMPA_2_NE | RMPA | NE | External | Summer | B1 | 10 | 310 | 0.13 | 107.52 | 97.07 | 8 | 0.01
2025 | RMPA_2_NE | RMPA | NE | External | Summer | B2 | 25 | 310 | 0.08 | 102.07 | 97.07 | 8 | 0
2025 | RMPA_2_NE | RMPA | NE | External | Summer | B3 | 75 | 310 | 0.03 | 103.59 | 98.59 | 8 | 0
2025 | RMPA_2_NE | RMPA | NE | External | Summer | B4 | 100 | 310 | 0.02 | 95.17 | 91.88 | 8 | 0
2025 | RMPA_2_NE | RMPA | NE | External | Summer | B5 | 200 | 310 | 0.01 | 86.89 | 84.98 | 8 | 0
2025 | RMPA_2_NE | RMPA | NE | External | Summer | B6 | 300 | 310 | 0 | 78.85 | 73.09 | 8 | 0
2025 | RMPA_2_NE | RMPA | NE | External | Summer | B7 | 400 | 310 | 0 | 76.63 | 68 | 8 | 0
2025 | RMPA_2_NE | RMPA | NE | External | Summer | B8 | 500 | 310 | 0 | 74.45 | 61.11 | 8 | 0
2025 | RMPA_2_NE | RMPA | NE | External | Summer | B9 | 800 | 310 | 0 | 74.45 | 55.47 | 8 | 0
2025 | RMPA_2_NE | RMPA | NE | External | Summer | B10 | 1262 | 310 | 0 | 74.45 | 48 | 8 | 0
2025 | RMPA_2_NE | RMPA | NE | External | Winter | B16 | 25 | 310 | 0.04 | 80.2 | 61.01 | 8 | 0
2025 | RMPA_2_NE | RMPA | NE | External | Winter | B17 | 100 | 310 | 0 | 80.18 | 57.09 | 8 | 0
2025 | RMPA_2_NE | RMPA | NE | External | Winter | B18 | 400 | 310 | 0 | 80.18 | 57.09 | 8 | 0
2025 | RMPA_2_NE | RMPA | NE | External | Winter | B19 | 700 | 310 | 0 | 80.18 | 55.94 | 8 | 0
2025 | RMPA_2_NE | RMPA | NE | External | Winter | B20 | 935 | 310 | 0 | 80.18 | 51.02 | 8 | 0
2025 | RMPA_2_SPP_N | RMPA | SPP_N | External | Shoulder | B11 | 25 | 210 | 0.06 | 76.44 | 66.9 | 8 | 0.01
2025 | RMPA_2_SPP_N | RMPA | SPP_N | External | Shoulder | B12 | 200 | 210 | 0 | 76.44 | 58.64 | 8 | 0
2025 | RMPA_2_SPP_N | RMPA | SPP_N | External | Shoulder | B13 | 600 | 210 | 0 | 76.44 | 55.78 | 8 | 0
2025 | RMPA_2_SPP_N | RMPA | SPP_N | External | Shoulder | B14 | 900 | 210 | 0 | 76.44 | 51.84 | 8 | 0
2025 | RMPA_2_SPP_N | RMPA | SPP_N | External | Shoulder | B15 | 1203 | 210 | 0 | 76.44 | 48.18 | 8 | 0
2025 | RMPA_2_SPP_N | RMPA | SPP_N | External | Summer | B1 | 10 | 210 | 0.12 | 107.52 | 97.05 | 8 | 0.01
2025 | RMPA_2_SPP_N | RMPA | SPP_N | External | Summer | B2 | 25 | 210 | 0.08 | 102.07 | 97.56 | 8 | 0.01
2025 | RMPA_2_SPP_N | RMPA | SPP_N | External | Summer | B3 | 75 | 210 | 0.03 | 103.59 | 99.42 | 8 | 0
2025 | RMPA_2_SPP_N | RMPA | SPP_N | External | Summer | B4 | 100 | 210 | 0.02 | 95.17 | 92.72 | 8 | 0
2025 | RMPA_2_SPP_N | RMPA | SPP_N | External | Summer | B5 | 200 | 210 | 0.01 | 86.89 | 85.81 | 8 | 0
2025 | RMPA_2_SPP_N | RMPA | SPP_N | External | Summer | B6 | 300 | 210 | 0 | 78.85 | 73.92 | 8 | 0
2025 | RMPA_2_SPP_N | RMPA | SPP_N | External | Summer | B7 | 400 | 210 | 0 | 76.63 | 68.83 | 8 | 0
2025 | RMPA_2_SPP_N | RMPA | SPP_N | External | Summer | B8 | 500 | 210 | 0 | 74.45 | 61.94 | 8 | 0
2025 | RMPA_2_SPP_N | RMPA | SPP_N | External | Summer | B9 | 800 | 210 | 0 | 74.45 | 56.3 | 8 | 0
2025 | RMPA_2_SPP_N | RMPA | SPP_N | External | Summer | B10 | 1262 | 210 | 0 | 74.45 | 48.83 | 8 | 0
2025 | RMPA_2_SPP_N | RMPA | SPP_N | External | Winter | B16 | 25 | 210 | 0.04 | 80.2 | 61.84 | 8 | 0.01
2025 | RMPA_2_SPP_N | RMPA | SPP_N | External | Winter | B17 | 100 | 210 | 0 | 80.18 | 57.33 | 8 | 0
2025 | RMPA_2_SPP_N | RMPA | SPP_N | External | Winter | B18 | 400 | 210 | 0 | 80.18 | 57.33 | 8 | 0
2025 | RMPA_2_SPP_N | RMPA | SPP_N | External | Winter | B19 | 700 | 210 | 0 | 80.18 | 56.19 | 8 | 0
2025 | RMPA_2_SPP_N | RMPA | SPP_N | External | Winter | B20 | 935 | 210 | 0 | 80.18 | 51.26 | 8 | 0
2025 | SPP_N_2_RMPA | SPP_N | RMPA | External | Shoulder | B11 | 25 | 210 | 209.82 | 66.9 | 76.44 | 5 | 4.55
2025 | SPP_N_2_RMPA | SPP_N | RMPA | External | Shoulder | B12 | 200 | 210 | 209.99 | 58.64 | 76.44 | 5 | 12.8
2025 | SPP_N_2_RMPA | SPP_N | RMPA | External | Shoulder | B13 | 600 | 210 | 210 | 55.78 | 76.44 | 5 | 15.67
2025 | SPP_N_2_RMPA | SPP_N | RMPA | External | Shoulder | B14 | 900 | 210 | 210 | 51.84 | 76.44 | 5 | 19.6
2025 | SPP_N_2_RMPA | SPP_N | RMPA | External | Shoulder | B15 | 1203 | 210 | 210 | 48.18 | 76.44 | 5 | 23.27
2025 | SPP_N_2_RMPA | SPP_N | RMPA | External | Summer | B1 | 10 | 210 | 209.67 | 97.05 | 107.52 | 5 | 5.49
2025 | SPP_N_2_RMPA | SPP_N | RMPA | External | Summer | B2 | 25 | 210 | 1.46 | 97.56 | 102.07 | 5 | 0.01
2025 | SPP_N_2_RMPA | SPP_N | RMPA | External | Summer | B3 | 75 | 210 | 0.38 | 99.42 | 103.59 | 5 | 0
2025 | SPP_N_2_RMPA | SPP_N | RMPA | External | Summer | B4 | 100 | 210 | 0.12 | 92.72 | 95.17 | 5 | 0
2025 | SPP_N_2_RMPA | SPP_N | RMPA | External | Summer | B5 | 200 | 210 | 0.05 | 85.81 | 86.89 | 5 | 0
2025 | SPP_N_2_RMPA | SPP_N | RMPA | External | Summer | B6 | 300 | 210 | 6.79 | 73.92 | 78.85 | 5 | 0
2025 | SPP_N_2_RMPA | SPP_N | RMPA | External | Summer | B7 | 400 | 210 | 209.98 | 68.83 | 76.63 | 5 | 2.8
2025 | SPP_N_2_RMPA | SPP_N | RMPA | External | Summer | B8 | 500 | 210 | 209.99 | 61.94 | 74.45 | 5 | 7.51
2025 | SPP_N_2_RMPA | SPP_N | RMPA | External | Summer | B9 | 800 | 210 | 210 | 56.3 | 74.45 | 5 | 13.15
2025 | SPP_N_2_RMPA | SPP_N | RMPA | External | Summer | B10 | 1262 | 210 | 210 | 48.83 | 74.45 | 5 | 20.61
2025 | SPP_N_2_RMPA | SPP_N | RMPA | External | Winter | B16 | 25 | 210 | 209.94 | 61.84 | 80.2 | 5 | 13.36
2025 | SPP_N_2_RMPA | SPP_N | RMPA | External | Winter | B17 | 100 | 210 | 209.99 | 57.33 | 80.18 | 5 | 17.85
2025 | SPP_N_2_RMPA | SPP_N | RMPA | External | Winter | B18 | 400 | 210 | 210 | 57.33 | 80.18 | 5 | 17.85
2025 | SPP_N_2_RMPA | SPP_N | RMPA | External | Winter | B19 | 700 | 210 | 210 | 56.19 | 80.18 | 5 | 18.99
2025 | SPP_N_2_RMPA | SPP_N | RMPA | External | Winter | B20 | 935 | 210 | 210 | 51.26 | 80.18 | 5 | 23.92
2025 | SPP_S_2_ERCOT | SPP_S | ERCOT | External | Shoulder | B11 | 25 | 800 | 799.91 | 67.02 | 81.95 | 5 | 9.93
2025 | SPP_S_2_ERCOT | SPP_S | ERCOT | External | Shoulder | B12 | 200 | 800 | 799.98 | 58.65 | 70.41 | 5 | 6.76
2025 | SPP_S_2_ERCOT | SPP_S | ERCOT | External | Shoulder | B13 | 600 | 800 | 800 | 55.79 | 70.41 | 5 | 9.62
2025 | SPP_S_2_ERCOT | SPP_S | ERCOT | External | Shoulder | B14 | 900 | 800 | 800 | 51.77 | 70.41 | 5 | 13.64
2025 | SPP_S_2_ERCOT | SPP_S | ERCOT | External | Shoulder | B15 | 1203 | 800 | 800 | 48.11 | 61.29 | 5 | 8.19
2025 | SPP_S_2_ERCOT | SPP_S | ERCOT | External | Summer | B1 | 10 | 800 | 799.75 | 96.99 | 110.24 | 5 | 8.25
2025 | SPP_S_2_ERCOT | SPP_S | ERCOT | External | Summer | B2 | 25 | 800 | 1.17 | 97.57 | 101.71 | 5 | 0
2025 | SPP_S_2_ERCOT | SPP_S | ERCOT | External | Summer | B3 | 75 | 800 | 0.13 | 99.54 | 101.71 | 5 | 0
2025 | SPP_S_2_ERCOT | SPP_S | ERCOT | External | Summer | B4 | 100 | 800 | 799.93 | 92.83 | 101.71 | 5 | 3.88
2025 | SPP_S_2_ERCOT | SPP_S | ERCOT | External | Summer | B5 | 200 | 800 | 799.98 | 85.82 | 98.6 | 5 | 7.78
2025 | SPP_S_2_ERCOT | SPP_S | ERCOT | External | Summer | B6 | 300 | 800 | 642.04 | 74.04 | 79.04 | 5 | 0
2025 | SPP_S_2_ERCOT | SPP_S | ERCOT | External | Summer | B7 | 400 | 800 | 799.96 | 68.94 | 75.52 | 5 | 1.58
2025 | SPP_S_2_ERCOT | SPP_S | ERCOT | External | Summer | B8 | 500 | 800 | 799.97 | 62.05 | 69.15 | 5 | 2.1
2025 | SPP_S_2_ERCOT | SPP_S | ERCOT | External | Summer | B9 | 800 | 800 | 800 | 56.41 | 69.15 | 5 | 7.75
2025 | SPP_S_2_ERCOT | SPP_S | ERCOT | External | Summer | B10 | 1262 | 800 | 800 | 48.85 | 69.15 | 5 | 15.31
2025 | SPP_S_2_ERCOT | SPP_S | ERCOT | External | Winter | B16 | 25 | 800 | 799.87 | 61.85 | 73.22 | 5 | 6.37
2025 | SPP_S_2_ERCOT | SPP_S | ERCOT | External | Winter | B17 | 100 | 800 | 799.98 | 57.35 | 73.13 | 5 | 10.78
2025 | SPP_S_2_ERCOT | SPP_S | ERCOT | External | Winter | B18 | 400 | 800 | 799.99 | 57.34 | 73.13 | 5 | 10.79
2025 | SPP_S_2_ERCOT | SPP_S | ERCOT | External | Winter | B19 | 700 | 800 | 800 | 56.2 | 73.13 | 5 | 11.93
2025 | SPP_S_2_ERCOT | SPP_S | ERCOT | External | Winter | B20 | 935 | 800 | 800 | 51.19 | 63.76 | 5 | 7.57
2030 | AZ_NM_SNV_Coal_2_SPP_S | AZ_NM_SNV_Coal | SPP_S | External | Shoulder | B11 | 25 | 400 | 0.06 | 92.72 | 80.14 | 8.17 | 0
2030 | AZ_NM_SNV_Coal_2_SPP_S | AZ_NM_SNV_Coal | SPP_S | External | Shoulder | B12 | 200 | 400 | 0 | 92.72 | 70.1 | 8.17 | 0
2030 | AZ_NM_SNV_Coal_2_SPP_S | AZ_NM_SNV_Coal | SPP_S | External | Shoulder | B13 | 600 | 400 | 0 | 91.69 | 70.1 | 8.17 | 0
2030 | AZ_NM_SNV_Coal_2_SPP_S | AZ_NM_SNV_Coal | SPP_S | External | Shoulder | B14 | 900 | 400 | 0 | 91.69 | 59.85 | 8.17 | 0
2030 | AZ_NM_SNV_Coal_2_SPP_S | AZ_NM_SNV_Coal | SPP_S | External | Shoulder | B15 | 1203 | 400 | 0 | 87.13 | 56.56 | 8.17 | 0
2030 | AZ_NM_SNV_Coal_2_SPP_S | AZ_NM_SNV_Coal | SPP_S | External | Summer | B1 | 10 | 400 | 0.19 | 127.21 | 121.1 | 8.17 | 0.01
2030 | AZ_NM_SNV_Coal_2_SPP_S | AZ_NM_SNV_Coal | SPP_S | External | Summer | B2 | 25 | 400 | 0.16 | 126.76 | 127.14 | 8.17 | 0
2030 | AZ_NM_SNV_Coal_2_SPP_S | AZ_NM_SNV_Coal | SPP_S | External | Summer | B3 | 75 | 400 | 0.07 | 126.75 | 128.98 | 8.17 | 0
2030 | AZ_NM_SNV_Coal_2_SPP_S | AZ_NM_SNV_Coal | SPP_S | External | Summer | B4 | 100 | 400 | 393.46 | 115.36 | 123.55 | 8.17 | 0.03
2030 | AZ_NM_SNV_Coal_2_SPP_S | AZ_NM_SNV_Coal | SPP_S | External | Summer | B5 | 200 | 400 | 0.02 | 103.32 | 100.36 | 8.17 | 0
2030 | AZ_NM_SNV_Coal_2_SPP_S | AZ_NM_SNV_Coal | SPP_S | External | Summer | B6 | 300 | 400 | 0 | 98.63 | 90.41 | 8.17 | 0
2030 | AZ_NM_SNV_Coal_2_SPP_S | AZ_NM_SNV_Coal | SPP_S | External | Summer | B7 | 400 | 400 | 0 | 93.48 | 84.64 | 8.17 | 0
2030 | AZ_NM_SNV_Coal_2_SPP_S | AZ_NM_SNV_Coal | SPP_S | External | Summer | B8 | 500 | 400 | 0 | 90.76 | 75.38 | 8.17 | 0
2030 | AZ_NM_SNV_Coal_2_SPP_S | AZ_NM_SNV_Coal | SPP_S | External | Summer | B9 | 800 | 400 | 0 | 90.76 | 69.49 | 8.17 | 0
2030 | AZ_NM_SNV_Coal_2_SPP_S | AZ_NM_SNV_Coal | SPP_S | External | Summer | B10 | 1262 | 400 | 0 | 90.76 | 59.72 | 8.17 | 0
2030 | AZ_NM_SNV_Coal_2_SPP_S | AZ_NM_SNV_Coal | SPP_S | External | Winter | B16 | 25 | 400 | 0.05 | 96.48 | 76.1 | 8.17 | 0
2030 | AZ_NM_SNV_Coal_2_SPP_S | AZ_NM_SNV_Coal | SPP_S | External | Winter | B17 | 100 | 400 | 0.01 | 96.11 | 71.52 | 8.17 | 0
2030 | AZ_NM_SNV_Coal_2_SPP_S | AZ_NM_SNV_Coal | SPP_S | External | Winter | B18 | 400 | 400 | 0 | 90.62 | 70.54 | 8.17 | 0
2030 | AZ_NM_SNV_Coal_2_SPP_S | AZ_NM_SNV_Coal | SPP_S | External | Winter | B19 | 700 | 400 | 0 | 90.62 | 66.83 | 8.17 | 0
2030 | AZ_NM_SNV_Coal_2_SPP_S | AZ_NM_SNV_Coal | SPP_S | External | Winter | B20 | 935 | 400 | 0 | 89.65 | 59.45 | 8.17 | 0
2030 | ERCOT_2_SPP_S | ERCOT | SPP_S | External | Shoulder | B11 | 25 | 800 | 0.07 | 90.11 | 80.14 | 8 | 0
2030 | ERCOT_2_SPP_S | ERCOT | SPP_S | External | Shoulder | B12 | 200 | 800 | 0 | 90.1 | 70.1 | 8 | 0
2030 | ERCOT_2_SPP_S | ERCOT | SPP_S | External | Shoulder | B13 | 600 | 800 | 0 | 90.1 | 70.1 | 8 | 0
2030 | ERCOT_2_SPP_S | ERCOT | SPP_S | External | Shoulder | B14 | 900 | 800 | 0 | 90.1 | 59.85 | 8 | 0
2030 | ERCOT_2_SPP_S | ERCOT | SPP_S | External | Shoulder | B15 | 1203 | 800 | 0 | 78.04 | 56.56 | 8 | 0
2030 | ERCOT_2_SPP_S | ERCOT | SPP_S | External | Summer | B1 | 10 | 800 | 0.1 | 148.02 | 121.1 | 8 | 0
2030 | ERCOT_2_SPP_S | ERCOT | SPP_S | External | Summer | B2 | 25 | 800 | 0.05 | 148.02 | 127.14 | 8 | 0
2030 | ERCOT_2_SPP_S | ERCOT | SPP_S | External | Summer | B3 | 75 | 800 | 0.04 | 130.81 | 128.98 | 8 | 0
2030 | ERCOT_2_SPP_S | ERCOT | SPP_S | External | Summer | B4 | 100 | 800 | 0.02 | 130.81 | 123.55 | 8 | 0
2030 | ERCOT_2_SPP_S | ERCOT | SPP_S | External | Summer | B5 | 200 | 800 | 0.05 | 96.95 | 100.36 | 8 | 0
2030 | ERCOT_2_SPP_S | ERCOT | SPP_S | External | Summer | B6 | 300 | 800 | 0 | 95.41 | 90.41 | 8 | 0
2030 | ERCOT_2_SPP_S | ERCOT | SPP_S | External | Summer | B7 | 400 | 800 | 0 | 88.72 | 84.64 | 8 | 0
2030 | ERCOT_2_SPP_S | ERCOT | SPP_S | External | Summer | B8 | 500 | 800 | 0 | 88.72 | 75.38 | 8 | 0
2030 | ERCOT_2_SPP_S | ERCOT | SPP_S | External | Summer | B9 | 800 | 800 | 0 | 88.72 | 69.49 | 8 | 0
2030 | ERCOT_2_SPP_S | ERCOT | SPP_S | External | Summer | B10 | 1262 | 800 | 0 | 87.98 | 59.72 | 8 | 0
2030 | ERCOT_2_SPP_S | ERCOT | SPP_S | External | Winter | B16 | 25 | 800 | 0.05 | 93.07 | 76.1 | 8 | 0
2030 | ERCOT_2_SPP_S | ERCOT | SPP_S | External | Winter | B17 | 100 | 800 | 0.01 | 93.06 | 71.52 | 8 | 0
2030 | ERCOT_2_SPP_S | ERCOT | SPP_S | External | Winter | B18 | 400 | 800 | 0 | 93.06 | 70.54 | 8 | 0
2030 | ERCOT_2_SPP_S | ERCOT | SPP_S | External | Winter | B19 | 700 | 800 | 0 | 93.06 | 66.83 | 8 | 0
2030 | ERCOT_2_SPP_S | ERCOT | SPP_S | External | Winter | B20 | 935 | 800 | 0 | 80.56 | 59.45 | 8 | 0
2030 | MAPP_US_2_RMPA | MAPP_US | RMPA | External | Shoulder | B11 | 25 | 200 | 197.98 | 76.24 | 84.62 | 8 | 0.39
2030 | MAPP_US_2_RMPA | MAPP_US | RMPA | External | Shoulder | B12 | 200 | 200 | 199.98 | 69.91 | 84.62 | 8 | 6.71
2030 | MAPP_US_2_RMPA | MAPP_US | RMPA | External | Shoulder | B13 | 600 | 200 | 199.99 | 69.01 | 84.61 | 8 | 7.61
2030 | MAPP_US_2_RMPA | MAPP_US | RMPA | External | Shoulder | B14 | 900 | 200 | 200 | 60.49 | 84.61 | 8 | 16.13
2030 | MAPP_US_2_RMPA | MAPP_US | RMPA | External | Shoulder | B15 | 1203 | 200 | 200 | 60 | 84.61 | 8 | 16.61
2030 | MAPP_US_2_RMPA | MAPP_US | RMPA | External | Summer | B1 | 10 | 200 | 105.36 | 127.33 | 135.36 | 8 | 0.05
2030 | MAPP_US_2_RMPA | MAPP_US | RMPA | External | Summer | B2 | 25 | 200 | 0.55 | 124.54 | 130.46 | 8 | 0.01
2030 | MAPP_US_2_RMPA | MAPP_US | RMPA | External | Summer | B3 | 75 | 200 | 0.46 | 124.54 | 131.54 | 8 | 0
2030 | MAPP_US_2_RMPA | MAPP_US | RMPA | External | Summer | B4 | 100 | 200 | 2.26 | 115.6 | 123.53 | 8 | 0
2030 | MAPP_US_2_RMPA | MAPP_US | RMPA | External | Summer | B5 | 200 | 200 | 55.7 | 93.79 | 101.78 | 8 | 0
2030 | MAPP_US_2_RMPA | MAPP_US | RMPA | External | Summer | B6 | 300 | 200 | 199.94 | 85.84 | 95.7 | 8 | 1.86
2030 | MAPP_US_2_RMPA | MAPP_US | RMPA | External | Summer | B7 | 400 | 200 | 199.99 | 75.07 | 95.7 | 8 | 12.62
2030 | MAPP_US_2_RMPA | MAPP_US | RMPA | External | Summer | B8 | 500 | 200 | 200 | 69.93 | 95.7 | 8 | 17.77
2030 | MAPP_US_2_RMPA | MAPP_US | RMPA | External | Summer | B9 | 800 | 200 | 200 | 62.04 | 95.7 | 8 | 25.65
2030 | MAPP_US_2_RMPA | MAPP_US | RMPA | External | Summer | B10 | 1262 | 200 | 200 | 58.63 | 95.7 | 8 | 29.07
2030 | MAPP_US_2_RMPA | MAPP_US | RMPA | External | Winter | B16 | 25 | 200 | 199.94 | 75.01 | 102.04 | 8 | 19.03
2030 | MAPP_US_2_RMPA | MAPP_US | RMPA | External | Winter | B17 | 100 | 200 | 199.99 | 70.42 | 102.03 | 8 | 23.61
2030 | MAPP_US_2_RMPA | MAPP_US | RMPA | External | Winter | B18 | 400 | 200 | 199.99 | 69.45 | 87.93 | 8 | 10.49
2030 | MAPP_US_2_RMPA | MAPP_US | RMPA | External | Winter | B19 | 700 | 200 | 200 | 65.78 | 87.93 | 8 | 14.15
2030 | MAPP_US_2_RMPA | MAPP_US | RMPA | External | Winter | B20 | 935 | 200 | 200 | 62.89 | 83.93 | 8 | 13.03
2030 | NE_2_RMPA | NE | RMPA | External | Shoulder | B11 | 25 | 310 | 309.53 | 77.57 | 84.62 | 5 | 2.06
2030 | NE_2_RMPA | NE | RMPA | External | Shoulder | B12 | 200 | 310 | 309.98 | 69.32 | 84.62 | 5 | 10.29
2030 | NE_2_RMPA | NE | RMPA | External | Shoulder | B13 | 600 | 310 | 310 | 68.42 | 84.61 | 5 | 11.19
2030 | NE_2_RMPA | NE | RMPA | External | Shoulder | B14 | 900 | 310 | 310 | 59.9 | 84.61 | 5 | 19.71
2030 | NE_2_RMPA | NE | RMPA | External | Shoulder | B15 | 1203 | 310 | 310 | 59.42 | 84.61 | 5 | 20.2
2030 | NE_2_RMPA | NE | RMPA | External | Summer | B1 | 10 | 310 | 309.62 | 123.95 | 135.36 | 5 | 6.41
2030 | NE_2_RMPA | NE | RMPA | External | Summer | B2 | 25 | 310 | 173.48 | 125.46 | 130.46 | 5 | 0.01
2030 | NE_2_RMPA | NE | RMPA | External | Summer | B3 | 75 | 310 | 226.64 | 126.54 | 131.54 | 5 | 0.01
2030 | NE_2_RMPA | NE | RMPA | External | Summer | B4 | 100 | 310 | 0.14 | 120.99 | 123.53 | 5 | 0
2030 | NE_2_RMPA | NE | RMPA | External | Summer | B5 | 200 | 310 | 0.63 | 98.67 | 101.78 | 5 | 0
2030 | NE_2_RMPA | NE | RMPA | External | Summer | B6 | 300 | 310 | 309.96 | 87.84 | 95.7 | 5 | 2.86
2030 | NE_2_RMPA | NE | RMPA | External | Summer | B7 | 400 | 310 | 309.99 | 82.07 | 95.7 | 5 | 8.62
2030 | NE_2_RMPA | NE | RMPA | External | Summer | B8 | 500 | 310 | 310 | 72.82 | 95.7 | 5 | 17.88
2030 | NE_2_RMPA | NE | RMPA | External | Summer | B9 | 800 | 310 | 310 | 66.92 | 95.7 | 5 | 23.78
2030 | NE_2_RMPA | NE | RMPA | External | Summer | B10 | 1262 | 310 | 310 | 58.04 | 95.7 | 5 | 32.65
2030 | NE_2_RMPA | NE | RMPA | External | Winter | B16 | 25 | 310 | 309.95 | 74.43 | 102.04 | 5 | 22.62
2030 | NE_2_RMPA | NE | RMPA | External | Winter | B17 | 100 | 310 | 309.99 | 69.84 | 102.03 | 5 | 27.19
2030 | NE_2_RMPA | NE | RMPA | External | Winter | B18 | 400 | 310 | 309.99 | 68.86 | 87.93 | 5 | 14.07
2030 | NE_2_RMPA | NE | RMPA | External | Winter | B19 | 700 | 310 | 310 | 65.2 | 87.93 | 5 | 17.73
2030 | NE_2_RMPA | NE | RMPA | External | Winter | B20 | 935 | 310 | 310 | 62.31 | 83.93 | 5 | 16.62
2030 | NWPP_Coal_2_MAPP_US | NWPP_Coal | MAPP_US | External | Shoulder | B11 | 25 | 150 | 0.05 | 92.78 | 76.24 | 8 | 0.01
2030 | NWPP_Coal_2_MAPP_US | NWPP_Coal | MAPP_US | External | Shoulder | B12 | 200 | 150 | 0 | 92.78 | 69.91 | 8 | 0
2030 | NWPP_Coal_2_MAPP_US | NWPP_Coal | MAPP_US | External | Shoulder | B13 | 600 | 150 | 0 | 92.78 | 69.01 | 8 | 0
2030 | NWPP_Coal_2_MAPP_US | NWPP_Coal | MAPP_US | External | Shoulder | B14 | 900 | 150 | 0 | 92.78 | 60.49 | 8 | 0
2030 | NWPP_Coal_2_MAPP_US | NWPP_Coal | MAPP_US | External | Shoulder | B15 | 1203 | 150 | 0 | 92.78 | 60 | 8 | 0
2030 | NWPP_Coal_2_MAPP_US | NWPP_Coal | MAPP_US | External | Summer | B1 | 10 | 150 | 144.49 | 119 | 127.33 | 8 | 0.36
2030 | NWPP_Coal_2_MAPP_US | NWPP_Coal | MAPP_US | External | Summer | B2 | 25 | 150 | 149.92 | 103.07 | 124.54 | 8 | 13.48
2030 | NWPP_Coal_2_MAPP_US | NWPP_Coal | MAPP_US | External | Summer | B3 | 75 | 150 | 149.98 | 98.62 | 124.54 | 8 | 17.92
2030 | NWPP_Coal_2_MAPP_US | NWPP_Coal | MAPP_US | External | Summer | B4 | 100 | 150 | 149.97 | 98.62 | 115.6 | 8 | 8.98
2030 | NWPP_Coal_2_MAPP_US | NWPP_Coal | MAPP_US | External | Summer | B5 | 200 | 150 | 0.02 | 98.62 | 93.79 | 8 | 0
2030 | NWPP_Coal_2_MAPP_US | NWPP_Coal | MAPP_US | External | Summer | B6 | 300 | 150 | 0 | 98.62 | 85.84 | 8 | 0
2030 | NWPP_Coal_2_MAPP_US | NWPP_Coal | MAPP_US | External | Summer | B7 | 400 | 150 | 0 | 98.62 | 75.07 | 8 | 0
2030 | NWPP_Coal_2_MAPP_US | NWPP_Coal | MAPP_US | External | Summer | B8 | 500 | 150 | 0 | 98.62 | 69.93 | 8 | 0
2030 | NWPP_Coal_2_MAPP_US | NWPP_Coal | MAPP_US | External | Summer | B9 | 800 | 150 | 0 | 98.62 | 62.04 | 8 | 0
2030 | NWPP_Coal_2_MAPP_US | NWPP_Coal | MAPP_US | External | Summer | B10 | 1262 | 150 | 0 | 98.62 | 58.63 | 8 | 0
2030 | NWPP_Coal_2_MAPP_US | NWPP_Coal | MAPP_US | External | Winter | B16 | 25 | 150 | 0.04 | 96.1 | 75.01 | 8 | 0.01
2030 | NWPP_Coal_2_MAPP_US | NWPP_Coal | MAPP_US | External | Winter | B17 | 100 | 150 | 0.01 | 96.1 | 70.42 | 8 | 0
2030 | NWPP_Coal_2_MAPP_US | NWPP_Coal | MAPP_US | External | Winter | B18 | 400 | 150 | 0 | 96.1 | 69.45 | 8 | 0
2030 | NWPP_Coal_2_MAPP_US | NWPP_Coal | MAPP_US | External | Winter | B19 | 700 | 150 | 0 | 96.1 | 65.78 | 8 | 0
2030 | NWPP_Coal_2_MAPP_US | NWPP_Coal | MAPP_US | External | Winter | B20 | 935 | 150 | 0 | 96.1 | 62.89 | 8 | 0
2030 | RMPA_2_MAPP_US | RMPA | MAPP_US | External | Shoulder | B11 | 25 | 200 | 0.07 | 84.62 | 76.24 | 8 | 0.01
2030 | RMPA_2_MAPP_US | RMPA | MAPP_US | External | Shoulder | B12 | 200 | 200 | 0 | 84.62 | 69.91 | 8 | 0
2030 | RMPA_2_MAPP_US | RMPA | MAPP_US | External | Shoulder | B13 | 600 | 200 | 0 | 84.61 | 69.01 | 8 | 0
2030 | RMPA_2_MAPP_US | RMPA | MAPP_US | External | Shoulder | B14 | 900 | 200 | 0 | 84.61 | 60.49 | 8 | 0
2030 | RMPA_2_MAPP_US | RMPA | MAPP_US | External | Shoulder | B15 | 1203 | 200 | 0 | 84.61 | 60 | 8 | 0
2030 | RMPA_2_MAPP_US | RMPA | MAPP_US | External | Summer | B1 | 10 | 200 | 0.18 | 135.36 | 127.33 | 8 | 0.02
2030 | RMPA_2_MAPP_US | RMPA | MAPP_US | External | Summer | B2 | 25 | 200 | 0.09 | 130.46 | 124.54 | 8 | 0.01
2030 | RMPA_2_MAPP_US | RMPA | MAPP_US | External | Summer | B3 | 75 | 200 | 0.03 | 131.54 | 124.54 | 8 | 0
2030 | RMPA_2_MAPP_US | RMPA | MAPP_US | External | Summer | B4 | 100 | 200 | 0.02 | 123.53 | 115.6 | 8 | 0
2030 | RMPA_2_MAPP_US | RMPA | MAPP_US | External | Summer | B5 | 200 | 200 | 0.01 | 101.78 | 93.79 | 8 | 0
2030 | RMPA_2_MAPP_US | RMPA | MAPP_US | External | Summer | B6 | 300 | 200 | 0 | 95.7 | 85.84 | 8 | 0
2030 | RMPA_2_MAPP_US | RMPA | MAPP_US | External | Summer | B7 | 400 | 200 | 0 | 95.7 | 75.07 | 8 | 0
2030 | RMPA_2_MAPP_US | RMPA | MAPP_US | External | Summer | B8 | 500 | 200 | 0 | 95.7 | 69.93 | 8 | 0
2030 | RMPA_2_MAPP_US | RMPA | MAPP_US | External | Summer | B9 | 800 | 200 | 0 | 95.7 | 62.04 | 8 | 0
2030 | RMPA_2_MAPP_US | RMPA | MAPP_US | External | Summer | B10 | 1262 | 200 | 0 | 95.7 | 58.63 | 8 | 0
2030 | RMPA_2_MAPP_US | RMPA | MAPP_US | External | Winter | B16 | 25 | 200 | 0.04 | 102.04 | 75.01 | 8 | 0.01
2030 | RMPA_2_MAPP_US | RMPA | MAPP_US | External | Winter | B17 | 100 | 200 | 0 | 102.03 | 70.42 | 8 | 0
2030 | RMPA_2_MAPP_US | RMPA | MAPP_US | External | Winter | B18 | 400 | 200 | 0 | 87.93 | 69.45 | 8 | 0
2030 | RMPA_2_MAPP_US | RMPA | MAPP_US | External | Winter | B19 | 700 | 200 | 0 | 87.93 | 65.78 | 8 | 0
2030 | RMPA_2_MAPP_US | RMPA | MAPP_US | External | Winter | B20 | 935 | 200 | 0 | 83.93 | 62.89 | 8 | 0
2030 | RMPA_2_NE | RMPA | NE | External | Shoulder | B11 | 25 | 310 | 0.08 | 84.62 | 77.57 | 8 | 0.01
2030 | RMPA_2_NE | RMPA | NE | External | Shoulder | B12 | 200 | 310 | 0 | 84.62 | 69.32 | 8 | 0
2030 | RMPA_2_NE | RMPA | NE | External | Shoulder | B13 | 600 | 310 | 0 | 84.61 | 68.42 | 8 | 0
2030 | RMPA_2_NE | RMPA | NE | External | Shoulder | B14 | 900 | 310 | 0 | 84.61 | 59.9 | 8 | 0
2030 | RMPA_2_NE | RMPA | NE | External | Shoulder | B15 | 1203 | 310 | 0 | 84.61 | 59.42 | 8 | 0
2030 | RMPA_2_NE | RMPA | NE | External | Summer | B1 | 10 | 310 | 0.15 | 135.36 | 123.95 | 8 | 0.01
2030 | RMPA_2_NE | RMPA | NE | External | Summer | B2 | 25 | 310 | 0.09 | 130.46 | 125.46 | 8 | 0.01
2030 | RMPA_2_NE | RMPA | NE | External | Summer | B3 | 75 | 310 | 0.03 | 131.54 | 126.54 | 8 | 0
2030 | RMPA_2_NE | RMPA | NE | External | Summer | B4 | 100 | 310 | 0.03 | 123.53 | 120.99 | 8 | 0
2030 | RMPA_2_NE | RMPA | NE | External | Summer | B5 | 200 | 310 | 0.01 | 101.78 | 98.67 | 8 | 0
2030 | RMPA_2_NE | RMPA | NE | External | Summer | B6 | 300 | 310 | 0 | 95.7 | 87.84 | 8 | 0
2030 | RMPA_2_NE | RMPA | NE | External | Summer | B7 | 400 | 310 | 0 | 95.7 | 82.07 | 8 | 0
2030 | RMPA_2_NE | RMPA | NE | External | Summer | B8 | 500 | 310 | 0 | 95.7 | 72.82 | 8 | 0
2030 | RMPA_2_NE | RMPA | NE | External | Summer | B9 | 800 | 310 | 0 | 95.7 | 66.92 | 8 | 0
2030 | RMPA_2_NE | RMPA | NE | External | Summer | B10 | 1262 | 310 | 0 | 95.7 | 58.04 | 8 | 0
2030 | RMPA_2_NE | RMPA | NE | External | Winter | B16 | 25 | 310 | 0.04 | 102.04 | 74.43 | 8 | 0.01
2030 | RMPA_2_NE | RMPA | NE | External | Winter | B17 | 100 | 310 | 0 | 102.03 | 69.84 | 8 | 0
2030 | RMPA_2_NE | RMPA | NE | External | Winter | B18 | 400 | 310 | 0 | 87.93 | 68.86 | 8 | 0
2030 | RMPA_2_NE | RMPA | NE | External | Winter | B19 | 700 | 310 | 0 | 87.93 | 65.2 | 8 | 0
2030 | RMPA_2_NE | RMPA | NE | External | Winter | B20 | 935 | 310 | 0 | 83.93 | 62.31 | 8 | 0
2030 | RMPA_2_SPP_N | RMPA | SPP_N | External | Shoulder | B11 | 25 | 210 | 0.09 | 84.62 | 79.24 | 8 | 0.01
2030 | RMPA_2_SPP_N | RMPA | SPP_N | External | Shoulder | B12 | 200 | 210 | 0 | 84.62 | 70.09 | 8 | 0
2030 | RMPA_2_SPP_N | RMPA | SPP_N | External | Shoulder | B13 | 600 | 210 | 0 | 84.61 | 70.09 | 8 | 0
2030 | RMPA_2_SPP_N | RMPA | SPP_N | External | Shoulder | B14 | 900 | 210 | 0 | 84.61 | 61.57 | 8 | 0
2030 | RMPA_2_SPP_N | RMPA | SPP_N | External | Shoulder | B15 | 1203 | 210 | 0 | 84.61 | 58.28 | 8 | 0
2030 | RMPA_2_SPP_N | RMPA | SPP_N | External | Summer | B1 | 10 | 210 | 0.14 | 135.36 | 122.82 | 8 | 0.02
2030 | RMPA_2_SPP_N | RMPA | SPP_N | External | Summer | B2 | 25 | 210 | 0.11 | 130.46 | 127.12 | 8 | 0.01
2030 | RMPA_2_SPP_N | RMPA | SPP_N | External | Summer | B3 | 75 | 210 | 0.04 | 131.54 | 128.21 | 8 | 0
2030 | RMPA_2_SPP_N | RMPA | SPP_N | External | Summer | B4 | 100 | 210 | 0.04 | 123.53 | 122.66 | 8 | 0
2030 | RMPA_2_SPP_N | RMPA | SPP_N | External | Summer | B5 | 200 | 210 | 0.02 | 101.78 | 100.34 | 8 | 0
2030 | RMPA_2_SPP_N | RMPA | SPP_N | External | Summer | B6 | 300 | 210 | 0 | 95.7 | 89.51 | 8 | 0
2030 | RMPA_2_SPP_N | RMPA | SPP_N | External | Summer | B7 | 400 | 210 | 0 | 95.7 | 83.74 | 8 | 0
2030 | RMPA_2_SPP_N | RMPA | SPP_N | External | Summer | B8 | 500 | 210 | 0 | 95.7 | 74.49 | 8 | 0
2030 | RMPA_2_SPP_N | RMPA | SPP_N | External | Summer | B9 | 800 | 210 | 0 | 95.7 | 68.59 | 8 | 0
2030 | RMPA_2_SPP_N | RMPA | SPP_N | External | Summer | B10 | 1262 | 210 | 0 | 95.7 | 59.71 | 8 | 0
2030 | RMPA_2_SPP_N | RMPA | SPP_N | External | Winter | B16 | 25 | 210 | 0.04 | 102.04 | 76.09 | 8 | 0.01
2030 | RMPA_2_SPP_N | RMPA | SPP_N | External | Winter | B17 | 100 | 210 | 0 | 102.03 | 71.51 | 8 | 0
2030 | RMPA_2_SPP_N | RMPA | SPP_N | External | Winter | B18 | 400 | 210 | 0 | 87.93 | 70.53 | 8 | 0
2030 | RMPA_2_SPP_N | RMPA | SPP_N | External | Winter | B19 | 700 | 210 | 0 | 87.93 | 66.82 | 8 | 0
2030 | RMPA_2_SPP_N | RMPA | SPP_N | External | Winter | B20 | 935 | 210 | 0 | 83.93 | 61.17 | 8 | 0
2030 | SPP_N_2_RMPA | SPP_N | RMPA | External | Shoulder | B11 | 25 | 210 | 207.89 | 79.24 | 84.62 | 5 | 0.39
2030 | SPP_N_2_RMPA | SPP_N | RMPA | External | Shoulder | B12 | 200 | 210 | 209.98 | 70.09 | 84.62 | 5 | 9.53
2030 | SPP_N_2_RMPA | SPP_N | RMPA | External | Shoulder | B13 | 600 | 210 | 209.99 | 70.09 | 84.61 | 5 | 9.52
2030 | SPP_N_2_RMPA | SPP_N | RMPA | External | Shoulder | B14 | 900 | 210 | 210 | 61.57 | 84.61 | 5 | 18.04
2030 | SPP_N_2_RMPA | SPP_N | RMPA | External | Shoulder | B15 | 1203 | 210 | 210 | 58.28 | 84.61 | 5 | 21.33
2030 | SPP_N_2_RMPA | SPP_N | RMPA | External | Summer | B1 | 10 | 210 | 209.68 | 122.82 | 135.36 | 5 | 7.56
2030 | SPP_N_2_RMPA | SPP_N | RMPA | External | Summer | B2 | 25 | 210 | 0.74 | 127.12 | 130.46 | 5 | 0.01
2030 | SPP_N_2_RMPA | SPP_N | RMPA | External | Summer | B3 | 75 | 210 | 0.28 | 128.21 | 131.54 | 5 | 0
2030 | SPP_N_2_RMPA | SPP_N | RMPA | External | Summer | B4 | 100 | 210 | 0.08 | 122.66 | 123.53 | 5 | 0
2030 | SPP_N_2_RMPA | SPP_N | RMPA | External | Summer | B5 | 200 | 210 | 0.07 | 100.34 | 101.78 | 5 | 0
2030 | SPP_N_2_RMPA | SPP_N | RMPA | External | Summer | B6 | 300 | 210 | 209.91 | 89.51 | 95.7 | 5 | 1.19
2030 | SPP_N_2_RMPA | SPP_N | RMPA | External | Summer | B7 | 400 | 210 | 209.99 | 83.74 | 95.7 | 5 | 6.96
2030 | SPP_N_2_RMPA | SPP_N | RMPA | External | Summer | B8 | 500 | 210 | 210 | 74.49 | 95.7 | 5 | 16.21
2030 | SPP_N_2_RMPA | SPP_N | RMPA | External | Summer | B9 | 800 | 210 | 210 | 68.59 | 95.7 | 5 | 22.11
2030 | SPP_N_2_RMPA | SPP_N | RMPA | External | Summer | B10 | 1262 | 210 | 210 | 59.71 | 95.7 | 5 | 30.99
2030 | SPP_N_2_RMPA | SPP_N | RMPA | External | Winter | B16 | 25 | 210 | 209.95 | 76.09 | 102.04 | 5 | 20.95
2030 | SPP_N_2_RMPA | SPP_N | RMPA | External | Winter | B17 | 100 | 210 | 209.99 | 71.51 | 102.03 | 5 | 25.53
2030 | SPP_N_2_RMPA | SPP_N | RMPA | External | Winter | B18 | 400 | 210 | 209.99 | 70.53 | 87.93 | 5 | 12.4
2030 | SPP_N_2_RMPA | SPP_N | RMPA | External | Winter | B19 | 700 | 210 | 210 | 66.82 | 87.93 | 5 | 16.11
2030 | SPP_N_2_RMPA | SPP_N | RMPA | External | Winter | B20 | 935 | 210 | 210 | 61.17 | 83.93 | 5 | 17.76
2030 | SPP_S_2_ERCOT | SPP_S | ERCOT | External | Shoulder | B11 | 25 | 800 | 799.78 | 80.14 | 90.11 | 5 | 4.98
2030 | SPP_S_2_ERCOT | SPP_S | ERCOT | External | Shoulder | B12 | 200 | 800 | 799.99 | 70.1 | 90.1 | 5 | 14.99
2030 | SPP_S_2_ERCOT | SPP_S | ERCOT | External | Shoulder | B13 | 600 | 800 | 800 | 70.1 | 90.1 | 5 | 14.99
2030 | SPP_S_2_ERCOT | SPP_S | ERCOT | External | Shoulder | B14 | 900 | 800 | 800 | 59.85 | 90.1 | 5 | 25.24
2030 | SPP_S_2_ERCOT | SPP_S | ERCOT | External | Shoulder | B15 | 1203 | 800 | 800 | 56.56 | 78.04 | 5 | 16.47
2030 | SPP_S_2_ERCOT | SPP_S | ERCOT | External | Summer | B1 | 10 | 800 | 799.87 | 121.1 | 148.02 | 5 | 21.93
2030 | SPP_S_2_ERCOT | SPP_S | ERCOT | External | Summer | B2 | 25 | 800 | 799.92 | 127.14 | 148.02 | 5 | 15.88
2030 | SPP_S_2_ERCOT | SPP_S | ERCOT | External | Summer | B3 | 75 | 800 | 0.17 | 128.98 | 130.81 | 5 | 0
2030 | SPP_S_2_ERCOT | SPP_S | ERCOT | External | Summer | B4 | 100 | 800 | 799.86 | 123.55 | 130.81 | 5 | 2.25
2030 | SPP_S_2_ERCOT | SPP_S | ERCOT | External | Summer | B5 | 200 | 800 | 0.04 | 100.36 | 96.95 | 5 | 0
2030 | SPP_S_2_ERCOT | SPP_S | ERCOT | External | Summer | B6 | 300 | 800 | 676.55 | 90.41 | 95.41 | 5 | 0
2030 | SPP_S_2_ERCOT | SPP_S | ERCOT | External | Summer | B7 | 400 | 800 | 0.1 | 84.64 | 88.72 | 5 | 0
2030 | SPP_S_2_ERCOT | SPP_S | ERCOT | External | Summer | B8 | 500 | 800 | 799.99 | 75.38 | 88.72 | 5 | 8.33
2030 | SPP_S_2_ERCOT | SPP_S | ERCOT | External | Summer | B9 | 800 | 800 | 800 | 69.49 | 88.72 | 5 | 14.23
2030 | SPP_S_2_ERCOT | SPP_S | ERCOT | External | Summer | B10 | 1262 | 800 | 800 | 59.72 | 87.98 | 5 | 23.26
2030 | SPP_S_2_ERCOT | SPP_S | ERCOT | External | Winter | B16 | 25 | 800 | 799.9 | 76.1 | 93.07 | 5 | 11.96
2030 | SPP_S_2_ERCOT | SPP_S | ERCOT | External | Winter | B17 | 100 | 800 | 799.98 | 71.52 | 93.06 | 5 | 16.54
2030 | SPP_S_2_ERCOT | SPP_S | ERCOT | External | Winter | B18 | 400 | 800 | 800 | 70.54 | 93.06 | 5 | 17.52
2030 | SPP_S_2_ERCOT | SPP_S | ERCOT | External | Winter | B19 | 700 | 800 | 800 | 66.83 | 93.06 | 5 | 21.23
2030 | SPP_S_2_ERCOT | SPP_S | ERCOT | External | Winter | B20 | 935 | 800 | 800 | 59.45 | 80.56 | 5 | 16.1
2035 | AZ_NM_SNV_Coal_2_SPP_S | AZ_NM_SNV_Coal | SPP_S | External | Shoulder | B11 | 25 | 400 | 0.08 | 126.67 | 114.08 | 8.17 | 0.01
2035 | AZ_NM_SNV_Coal_2_SPP_S | AZ_NM_SNV_Coal | SPP_S | External | Shoulder | B12 | 200 | 400 | 0 | 118.53 | 92.05 | 8.17 | 0
2035 | AZ_NM_SNV_Coal_2_SPP_S | AZ_NM_SNV_Coal | SPP_S | External | Shoulder | B13 | 600 | 400 | 0 | 117.02 | 91.26 | 8.17 | 0
2035 | AZ_NM_SNV_Coal_2_SPP_S | AZ_NM_SNV_Coal | SPP_S | External | Shoulder | B14 | 900 | 400 | 0 | 113.62 | 87.36 | 8.17 | 0
2035 | AZ_NM_SNV_Coal_2_SPP_S | AZ_NM_SNV_Coal | SPP_S | External | Shoulder | B15 | 1203 | 400 | 0 | 109.87 | 83.76 | 8.17 | 0
2035 | AZ_NM_SNV_Coal_2_SPP_S | AZ_NM_SNV_Coal | SPP_S | External | Summer | B1 | 10 | 400 | 0.18 | 193.75 | 183.82 | 8.17 | 0.01
2035 | AZ_NM_SNV_Coal_2_SPP_S | AZ_NM_SNV_Coal | SPP_S | External | Summer | B2 | 25 | 400 | 0.15 | 193.58 | 191.59 | 8.17 | 0.01
2035 | AZ_NM_SNV_Coal_2_SPP_S | AZ_NM_SNV_Coal | SPP_S | External | Summer | B3 | 75 | 400 | 399.97 | 171.73 | 196.23 | 8.17 | 16.33
2035 | AZ_NM_SNV_Coal_2_SPP_S | AZ_NM_SNV_Coal | SPP_S | External | Summer | B4 | 100 | 400 | 0.73 | 144.43 | 152 | 8.17 | 0
2035 | AZ_NM_SNV_Coal_2_SPP_S | AZ_NM_SNV_Coal | SPP_S | External | Summer | B5 | 200 | 400 | 0.05 | 136.28 | 140.93 | 8.17 | 0
2035 | AZ_NM_SNV_Coal_2_SPP_S | AZ_NM_SNV_Coal | SPP_S | External | Summer | B6 | 300 | 400 | 0.02 | 136.27 | 135.33 | 8.17 | 0
2035 | AZ_NM_SNV_Coal_2_SPP_S | AZ_NM_SNV_Coal | SPP_S | External | Summer | B7 | 400 | 400 | 0 | 136.27 | 129.47 | 8.17 | 0
2035 | AZ_NM_SNV_Coal_2_SPP_S | AZ_NM_SNV_Coal | SPP_S | External | Summer | B8 | 500 | 400 | 0 | 136.27 | 103.97 | 8.17 | 0
2035 | AZ_NM_SNV_Coal_2_SPP_S | AZ_NM_SNV_Coal | SPP_S | External | Summer | B9 | 800 | 400 | 0 | 136.26 | 100.03 | 8.17 | 0
2035 | AZ_NM_SNV_Coal_2_SPP_S | AZ_NM_SNV_Coal | SPP_S | External | Summer | B10 | 1262 | 400 | 0 | 119.96 | 88.29 | 8.17 | 0
2035 | AZ_NM_SNV_Coal_2_SPP_S | AZ_NM_SNV_Coal | SPP_S | External | Winter | B16 | 25 | 400 | 0.04 | 124.8 | 94.23 | 8.17 | 0.01
2035 | AZ_NM_SNV_Coal_2_SPP_S | AZ_NM_SNV_Coal | SPP_S | External | Winter | B17 | 100 | 400 | 0.01 | 118.53 | 94.19 | 8.17 | 0
2035 | AZ_NM_SNV_Coal_2_SPP_S | AZ_NM_SNV_Coal | SPP_S | External | Winter | B18 | 400 | 400 | 0 | 118.53 | 94.22 | 8.17 | 0
2035 | AZ_NM_SNV_Coal_2_SPP_S | AZ_NM_SNV_Coal | SPP_S | External | Winter | B19 | 700 | 400 | 0 | 118.53 | 93.94 | 8.17 | 0
2035 | AZ_NM_SNV_Coal_2_SPP_S | AZ_NM_SNV_Coal | SPP_S | External | Winter | B20 | 935 | 400 | 0 | 106.1 | 85.65 | 8.17 | 0
2035 | ERCOT_2_SPP_S | ERCOT | SPP_S | External | Shoulder | B11 | 25 | 800 | 0.06 | 136.04 | 114.08 | 8 | 0
2035 | ERCOT_2_SPP_S | ERCOT | SPP_S | External | Shoulder | B12 | 200 | 800 | 0 | 136.04 | 92.05 | 8 | 0
2035 | ERCOT_2_SPP_S | ERCOT | SPP_S | External | Shoulder | B13 | 600 | 800 | 0 | 117.11 | 91.26 | 8 | 0
2035 | ERCOT_2_SPP_S | ERCOT | SPP_S | External | Shoulder | B14 | 900 | 800 | 0 | 117.11 | 87.36 | 8 | 0
2035 | ERCOT_2_SPP_S | ERCOT | SPP_S | External | Shoulder | B15 | 1203 | 800 | 0 | 112.78 | 83.76 | 8 | 0
2035 | ERCOT_2_SPP_S | ERCOT | SPP_S | External | Summer | B1 | 10 | 800 | 0.09 | 222.07 | 183.82 | 8 | 0.01
2035 | ERCOT_2_SPP_S | ERCOT | SPP_S | External | Summer | B2 | 25 | 800 | 0.04 | 222.06 | 191.59 | 8 | 0
2035 | ERCOT_2_SPP_S | ERCOT | SPP_S | External | Summer | B3 | 75 | 800 | 658.34 | 188.23 | 196.23 | 8 | 0
2035 | ERCOT_2_SPP_S | ERCOT | SPP_S | External | Summer | B4 | 100 | 800 | 799.94 | 134.47 | 152 | 8 | 9.52
2035 | ERCOT_2_SPP_S | ERCOT | SPP_S | External | Summer | B5 | 200 | 800 | 0.14 | 134.47 | 140.93 | 8 | 0
2035 | ERCOT_2_SPP_S | ERCOT | SPP_S | External | Summer | B6 | 300 | 800 | 0.02 | 134.47 | 135.33 | 8 | 0
2035 | ERCOT_2_SPP_S | ERCOT | SPP_S | External | Summer | B7 | 400 | 800 | 0 | 134.47 | 129.47 | 8 | 0
2035 | ERCOT_2_SPP_S | ERCOT | SPP_S | External | Summer | B8 | 500 | 800 | 0 | 134.47 | 103.97 | 8 | 0
2035 | ERCOT_2_SPP_S | ERCOT | SPP_S | External | Summer | B9 | 800 | 800 | 0 | 115.78 | 100.03 | 8 | 0
2035 | ERCOT_2_SPP_S | ERCOT | SPP_S | External | Summer | B10 | 1262 | 800 | 0 | 115.78 | 88.29 | 8 | 0
2035 | ERCOT_2_SPP_S | ERCOT | SPP_S | External | Winter | B16 | 25 | 800 | 0.03 | 139.3 | 94.23 | 8 | 0
2035 | ERCOT_2_SPP_S | ERCOT | SPP_S | External | Winter | B17 | 100 | 800 | 0 | 139.3 | 94.19 | 8 | 0
2035 | ERCOT_2_SPP_S | ERCOT | SPP_S | External | Winter | B18 | 400 | 800 | 0 | 119.88 | 94.22 | 8 | 0
2035 | ERCOT_2_SPP_S | ERCOT | SPP_S | External | Winter | B19 | 700 | 800 | 0 | 119.88 | 93.94 | 8 | 0
2035 | ERCOT_2_SPP_S | ERCOT | SPP_S | External | Winter | B20 | 935 | 800 | 0 | 110.13 | 85.65 | 8 | 0
2035 | MAPP_US_2_RMPA | MAPP_US | RMPA | External | Shoulder | B11 | 25 | 200 | 0.35 | 115.39 | 119.7 | 8 | 0.01
2035 | MAPP_US_2_RMPA | MAPP_US | RMPA | External | Shoulder | B12 | 200 | 200 | 199.98 | 95.79 | 119.7 | 8 | 15.91
2035 | MAPP_US_2_RMPA | MAPP_US | RMPA | External | Shoulder | B13 | 600 | 200 | 199.99 | 94.99 | 110.52 | 8 | 7.53
2035 | MAPP_US_2_RMPA | MAPP_US | RMPA | External | Shoulder | B14 | 900 | 200 | 199.99 | 94.99 | 110.52 | 8 | 7.53
2035 | MAPP_US_2_RMPA | MAPP_US | RMPA | External | Shoulder | B15 | 1203 | 200 | 200 | 94.99 | 110.51 | 8 | 7.52
2035 | MAPP_US_2_RMPA | MAPP_US | RMPA | External | Summer | B1 | 10 | 200 | 2.39 | 197.06 | 201.89 | 8 | 0.05
2035 | MAPP_US_2_RMPA | MAPP_US | RMPA | External | Summer | B2 | 25 | 200 | 0.19 | 196.59 | 196.55 | 8 | 0.01
2035 | MAPP_US_2_RMPA | MAPP_US | RMPA | External | Summer | B3 | 75 | 200 | 0.05 | 193.61 | 187.61 | 8 | 0
2035 | MAPP_US_2_RMPA | MAPP_US | RMPA | External | Summer | B4 | 100 | 200 | 0.08 | 149.97 | 152.59 | 8 | 0
2035 | MAPP_US_2_RMPA | MAPP_US | RMPA | External | Summer | B5 | 200 | 200 | 0.12 | 137.75 | 143.88 | 8 | 0
2035 | MAPP_US_2_RMPA | MAPP_US | RMPA | External | Summer | B6 | 300 | 200 | 199.98 | 126.12 | 143.87 | 8 | 9.75
2035 | MAPP_US_2_RMPA | MAPP_US | RMPA | External | Summer | B7 | 400 | 200 | 199.99 | 120.26 | 143.87 | 8 | 15.61
2035 | MAPP_US_2_RMPA | MAPP_US | RMPA | External | Summer | B8 | 500 | 200 | 200 | 102.74 | 128.14 | 8 | 17.4
2035 | MAPP_US_2_RMPA | MAPP_US | RMPA | External | Summer | B9 | 800 | 200 | 200 | 99.06 | 128.1 | 8 | 21.04
2035 | MAPP_US_2_RMPA | MAPP_US | RMPA | External | Summer | B10 | 1262 | 200 | 200 | 94.38 | 128.1 | 8 | 25.72
2035 | MAPP_US_2_RMPA | MAPP_US | RMPA | External | Winter | B16 | 25 | 200 | 199.95 | 97.95 | 132.96 | 8 | 27.02
2035 | MAPP_US_2_RMPA | MAPP_US | RMPA | External | Winter | B17 | 100 | 200 | 199.98 | 97.95 | 123.46 | 8 | 17.51
2035 | MAPP_US_2_RMPA | MAPP_US | RMPA | External | Winter | B18 | 400 | 200 | 199.99 | 97.95 | 120.91 | 8 | 14.96
2035 | MAPP_US_2_RMPA | MAPP_US | RMPA | External | Winter | B19 | 700 | 200 | 200 | 97.95 | 120.91 | 8 | 14.96
2035 | MAPP_US_2_RMPA | MAPP_US | RMPA | External | Winter | B20 | 935 | 200 | 0 | 97.57 | 97.94 | 8 | 0
2035 | NE_2_RMPA | NE | RMPA | External | Shoulder | B11 | 25 | 310 | 309.17 | 113.09 | 119.7 | 5 | 1.62
2035 | NE_2_RMPA | NE | RMPA | External | Shoulder | B12 | 200 | 310 | 309.99 | 90.79 | 119.7 | 5 | 23.91
2035 | NE_2_RMPA | NE | RMPA | External | Shoulder | B13 | 600 | 310 | 310 | 89.99 | 110.52 | 5 | 15.53
2035 | NE_2_RMPA | NE | RMPA | External | Shoulder | B14 | 900 | 310 | 310 | 88.16 | 110.52 | 5 | 17.37
2035 | NE_2_RMPA | NE | RMPA | External | Shoulder | B15 | 1203 | 310 | 310 | 84.56 | 110.51 | 5 | 20.95
2035 | NE_2_RMPA | NE | RMPA | External | Summer | B1 | 10 | 310 | 309.68 | 187.94 | 201.89 | 5 | 8.96
2035 | NE_2_RMPA | NE | RMPA | External | Summer | B2 | 25 | 310 | 65.65 | 191.55 | 196.55 | 5 | 0.01
2035 | NE_2_RMPA | NE | RMPA | External | Summer | B3 | 75 | 310 | 0.06 | 195.61 | 187.61 | 5 | 0
2035 | NE_2_RMPA | NE | RMPA | External | Summer | B4 | 100 | 310 | 0.11 | 151.97 | 152.59 | 5 | 0
2035 | NE_2_RMPA | NE | RMPA | External | Summer | B5 | 200 | 310 | 0.28 | 139.75 | 143.88 | 5 | 0
2035 | NE_2_RMPA | NE | RMPA | External | Summer | B6 | 300 | 310 | 309.97 | 133.12 | 143.87 | 5 | 5.75
2035 | NE_2_RMPA | NE | RMPA | External | Summer | B7 | 400 | 310 | 309.99 | 127.26 | 143.87 | 5 | 11.61
2035 | NE_2_RMPA | NE | RMPA | External | Summer | B8 | 500 | 310 | 310 | 101.76 | 128.14 | 5 | 21.38
2035 | NE_2_RMPA | NE | RMPA | External | Summer | B9 | 800 | 310 | 310 | 97.82 | 128.1 | 5 | 25.28
2035 | NE_2_RMPA | NE | RMPA | External | Summer | B10 | 1262 | 310 | 310 | 87.03 | 128.1 | 5 | 36.07
2035 | NE_2_RMPA | NE | RMPA | External | Winter | B16 | 25 | 310 | 309.96 | 92.96 | 132.96 | 5 | 35.01
2035 | NE_2_RMPA | NE | RMPA | External | Winter | B17 | 100 | 310 | 309.99 | 92.93 | 123.46 | 5 | 25.54
2035 | NE_2_RMPA | NE | RMPA | External | Winter | B18 | 400 | 310 | 310 | 92.95 | 120.91 | 5 | 22.96
2035 | NE_2_RMPA | NE | RMPA | External | Winter | B19 | 700 | 310 | 310 | 92.67 | 120.91 | 5 | 23.24
2035 | NE_2_RMPA | NE | RMPA | External | Winter | B20 | 935 | 310 | 309.99 | 86.45 | 97.94 | 5 | 6.49
2035 | NWPP_Coal_2_MAPP_US | NWPP_Coal | MAPP_US | External | Shoulder | B11 | 25 | 150 | 0.15 | 118.52 | 115.39 | 8 | 0.01
2035 | NWPP_Coal_2_MAPP_US | NWPP_Coal | MAPP_US | External | Shoulder | B12 | 200 | 150 | 0 | 118.52 | 95.79 | 8 | 0
2035 | NWPP_Coal_2_MAPP_US | NWPP_Coal | MAPP_US | External | Shoulder | B13 | 600 | 150 | 0 | 118.52 | 94.99 | 8 | 0
2035 | NWPP_Coal_2_MAPP_US | NWPP_Coal | MAPP_US | External | Shoulder | B14 | 900 | 150 | 0 | 118.52 | 94.99 | 8 | 0
2035 | NWPP_Coal_2_MAPP_US | NWPP_Coal | MAPP_US | External | Shoulder | B15 | 1203 | 150 | 0 | 118.52 | 94.99 | 8 | 0
2035 | NWPP_Coal_2_MAPP_US | NWPP_Coal | MAPP_US | External | Summer | B1 | 10 | 150 | 149.93 | 142.55 | 197.06 | 8 | 46.55
2035 | NWPP_Coal_2_MAPP_US | NWPP_Coal | MAPP_US | External | Summer | B2 | 25 | 150 | 149.97 | 136.26 | 196.59 | 8 | 52.34
2035 | NWPP_Coal_2_MAPP_US | NWPP_Coal | MAPP_US | External | Summer | B3 | 75 | 150 | 149.99 | 136.26 | 193.61 | 8 | 49.35
2035 | NWPP_Coal_2_MAPP_US | NWPP_Coal | MAPP_US | External | Summer | B4 | 100 | 150 | 149.93 | 136.26 | 149.97 | 8 | 5.71
2035 | NWPP_Coal_2_MAPP_US | NWPP_Coal | MAPP_US | External | Summer | B5 | 200 | 150 | 0.03 | 136.26 | 137.75 | 8 | 0
2035 | NWPP_Coal_2_MAPP_US | NWPP_Coal | MAPP_US | External | Summer | B6 | 300 | 150 | 0 | 136.26 | 126.12 | 8 | 0
2035 | NWPP_Coal_2_MAPP_US | NWPP_Coal | MAPP_US | External | Summer | B7 | 400 | 150 | 0 | 136.26 | 120.26 | 8 | 0
2035 | NWPP_Coal_2_MAPP_US | NWPP_Coal | MAPP_US | External | Summer | B8 | 500 | 150 | 0 | 136.26 | 102.74 | 8 | 0
2035 | NWPP_Coal_2_MAPP_US | NWPP_Coal | MAPP_US | External | Summer | B9 | 800 | 150 | 0 | 136.26 | 99.06 | 8 | 0
2035 | NWPP_Coal_2_MAPP_US | NWPP_Coal | MAPP_US | External | Summer | B10 | 1262 | 150 | 0 | 136.26 | 94.38 | 8 | 0
2035 | NWPP_Coal_2_MAPP_US | NWPP_Coal | MAPP_US | External | Winter | B16 | 25 | 150 | 0.06 | 118.52 | 97.95 | 8 | 0.01
2035 | NWPP_Coal_2_MAPP_US | NWPP_Coal | MAPP_US | External | Winter | B17 | 100 | 150 | 0.02 | 118.52 | 97.95 | 8 | 0
2035 | NWPP_Coal_2_MAPP_US | NWPP_Coal | MAPP_US | External | Winter | B18 | 400 | 150 | 0 | 118.52 | 97.95 | 8 | 0
2035 | NWPP_Coal_2_MAPP_US | NWPP_Coal | MAPP_US | External | Winter | B19 | 700 | 150 | 0 | 118.52 | 97.95 | 8 | 0
2035 | NWPP_Coal_2_MAPP_US | NWPP_Coal | MAPP_US | External | Winter | B20 | 935 | 150 | 0 | 118.52 | 97.57 | 8 | 0
2035 | RMPA_2_MAPP_US | RMPA | MAPP_US | External | Shoulder | B11 | 25 | 200 | 0.13 | 119.7 | 115.39 | 8 | 0.01
2035 | RMPA_2_MAPP_US | RMPA | MAPP_US | External | Shoulder | B12 | 200 | 200 | 0 | 119.7 | 95.79 | 8 | 0
2035 | RMPA_2_MAPP_US | RMPA | MAPP_US | External | Shoulder | B13 | 600 | 200 | 0 | 110.52 | 94.99 | 8 | 0
2035 | RMPA_2_MAPP_US | RMPA | MAPP_US | External | Shoulder | B14 | 900 | 200 | 0 | 110.52 | 94.99 | 8 | 0
2035 | RMPA_2_MAPP_US | RMPA | MAPP_US | External | Shoulder | B15 | 1203 | 200 | 0 | 110.51 | 94.99 | 8 | 0
2035 | RMPA_2_MAPP_US | RMPA | MAPP_US | External | Summer | B1 | 10 | 200 | 0.25 | 201.89 | 197.06 | 8 | 0.03
2035 | RMPA_2_MAPP_US | RMPA | MAPP_US | External | Summer | B2 | 25 | 200 | 0.19 | 196.55 | 196.59 | 8 | 0.01
2035 | RMPA_2_MAPP_US | RMPA | MAPP_US | External | Summer | B3 | 75 | 200 | 0.24 | 187.61 | 193.61 | 8 | 0
2035 | RMPA_2_MAPP_US | RMPA | MAPP_US | External | Summer | B4 | 100 | 200 | 0.04 | 152.59 | 149.97 | 8 | 0
2035 | RMPA_2_MAPP_US | RMPA | MAPP_US | External | Summer | B5 | 200 | 200 | 0.02 | 143.88 | 137.75 | 8 | 0
2035 | RMPA_2_MAPP_US | RMPA | MAPP_US | External | Summer | B6 | 300 | 200 | 0 | 143.87 | 126.12 | 8 | 0
2035 | RMPA_2_MAPP_US | RMPA | MAPP_US | External | Summer | B7 | 400 | 200 | 0 | 143.87 | 120.26 | 8 | 0
2035 | RMPA_2_MAPP_US | RMPA | MAPP_US | External | Summer | B8 | 500 | 200 | 0 | 128.14 | 102.74 | 8 | 0
2035 | RMPA_2_MAPP_US | RMPA | MAPP_US | External | Summer | B9 | 800 | 200 | 0 | 128.1 | 99.06 | 8 | 0
2035 | RMPA_2_MAPP_US | RMPA | MAPP_US | External | Summer | B10 | 1262 | 200 | 0 | 128.1 | 94.38 | 8 | 0
2035 | RMPA_2_MAPP_US | RMPA | MAPP_US | External | Winter | B16 | 25 | 200 | 0.04 | 132.96 | 97.95 | 8 | 0.01
2035 | RMPA_2_MAPP_US | RMPA | MAPP_US | External | Winter | B17 | 100 | 200 | 0.01 | 123.46 | 97.95 | 8 | 0
2035 | RMPA_2_MAPP_US | RMPA | MAPP_US | External | Winter | B18 | 400 | 200 | 0 | 120.91 | 97.95 | 8 | 0
2035 | RMPA_2_MAPP_US | RMPA | MAPP_US | External | Winter | B19 | 700 | 200 | 0 | 120.91 | 97.95 | 8 | 0
2035 | RMPA_2_MAPP_US | RMPA | MAPP_US | External | Winter | B20 | 935 | 200 | 0 | 97.94 | 97.57 | 8 | 0
2035 | RMPA_2_NE | RMPA | NE | External | Shoulder | B11 | 25 | 310 | 0.11 | 119.7 | 113.09 | 8 | 0.01
2035 | RMPA_2_NE | RMPA | NE | External | Shoulder | B12 | 200 | 310 | 0 | 119.7 | 90.79 | 8 | 0
2035 | RMPA_2_NE | RMPA | NE | External | Shoulder | B13 | 600 | 310 | 0 | 110.52 | 89.99 | 8 | 0
2035 | RMPA_2_NE | RMPA | NE | External | Shoulder | B14 | 900 | 310 | 0 | 110.52 | 88.16 | 8 | 0
2035 | RMPA_2_NE | RMPA | NE | External | Shoulder | B15 | 1203 | 310 | 0 | 110.51 | 84.56 | 8 | 0
2035 | RMPA_2_NE | RMPA | NE | External | Summer | B1 | 10 | 310 | 0.16 | 201.89 | 187.94 | 8 | 0.02
2035 | RMPA_2_NE | RMPA | NE | External | Summer | B2 | 25 | 310 | 0.12 | 196.55 | 191.55 | 8 | 0.01
2035 | RMPA_2_NE | RMPA | NE | External | Summer | B3 | 75 | 310 | 191.39 | 187.61 | 195.61 | 8 | 0
2035 | RMPA_2_NE | RMPA | NE | External | Summer | B4 | 100 | 310 | 0.05 | 152.59 | 151.97 | 8 | 0
2035 | RMPA_2_NE | RMPA | NE | External | Summer | B5 | 200 | 310 | 0.02 | 143.88 | 139.75 | 8 | 0
2035 | RMPA_2_NE | RMPA | NE | External | Summer | B6 | 300 | 310 | 0 | 143.87 | 133.12 | 8 | 0
2035 | RMPA_2_NE | RMPA | NE | External | Summer | B7 | 400 | 310 | 0 | 143.87 | 127.26 | 8 | 0
2035 | RMPA_2_NE | RMPA | NE | External | Summer | B8 | 500 | 310 | 0 | 128.14 | 101.76 | 8 | 0
2035 | RMPA_2_NE | RMPA | NE | External | Summer | B9 | 800 | 310 | 0 | 128.1 | 97.82 | 8 | 0
2035 | RMPA_2_NE | RMPA | NE | External | Summer | B10 | 1262 | 310 | 0 | 128.1 | 87.03 | 8 | 0
2035 | RMPA_2_NE | RMPA | NE | External | Winter | B16 | 25 | 310 | 0.04 | 132.96 | 92.96 | 8 | 0.01
2035 | RMPA_2_NE | RMPA | NE | External | Winter | B17 | 100 | 310 | 0.01 | 123.46 | 92.93 | 8 | 0
2035 | RMPA_2_NE | RMPA | NE | External | Winter | B18 | 400 | 310 | 0 | 120.91 | 92.95 | 8 | 0
2035 | RMPA_2_NE | RMPA | NE | External | Winter | B19 | 700 | 310 | 0 | 120.91 | 92.67 | 8 | 0
2035 | RMPA_2_NE | RMPA | NE | External | Winter | B20 | 935 | 310 | 0 | 97.94 | 86.45 | 8 | 0
2035 | RMPA_2_SPP_N | RMPA | SPP_N | External | Shoulder | B11 | 25 | 210 | 0.11 | 119.7 | 113.12 | 8 | 0.01
2035 | RMPA_2_SPP_N | RMPA | SPP_N | External | Shoulder | B12 | 200 | 210 | 0 | 119.7 | 92.04 | 8 | 0
2035 | RMPA_2_SPP_N | RMPA | SPP_N | External | Shoulder | B13 | 600 | 210 | 0 | 110.52 | 91.25 | 8 | 0
2035 | RMPA_2_SPP_N | RMPA | SPP_N | External | Shoulder | B14 | 900 | 210 | 0 | 110.52 | 89.41 | 8 | 0
2035 | RMPA_2_SPP_N | RMPA | SPP_N | External | Shoulder | B15 | 1203 | 210 | 0 | 110.51 | 85.82 | 8 | 0
2035 | RMPA_2_SPP_N | RMPA | SPP_N | External | Summer | B1 | 10 | 210 | 0.15 | 201.89 | 185.88 | 8 | 0.02
2035 | RMPA_2_SPP_N | RMPA | SPP_N | External | Summer | B2 | 25 | 210 | 0.12 | 196.55 | 191.58 | 8 | 0.01
2035 | RMPA_2_SPP_N | RMPA | SPP_N | External | Summer | B3 | 75 | 210 | 209.27 | 187.61 | 196.21 | 8 | 0.61
2035 | RMPA_2_SPP_N | RMPA | SPP_N | External | Summer | B4 | 100 | 210 | 0.05 | 152.59 | 151.98 | 8 | 0
2035 | RMPA_2_SPP_N | RMPA | SPP_N | External | Summer | B5 | 200 | 210 | 0.02 | 143.88 | 139.97 | 8 | 0
2035 | RMPA_2_SPP_N | RMPA | SPP_N | External | Summer | B6 | 300 | 210 | 0 | 143.87 | 134.37 | 8 | 0
2035 | RMPA_2_SPP_N | RMPA | SPP_N | External | Summer | B7 | 400 | 210 | 0 | 143.87 | 128.51 | 8 | 0
2035 | RMPA_2_SPP_N | RMPA | SPP_N | External | Summer | B8 | 500 | 210 | 0 | 128.14 | 103.01 | 8 | 0
2035 | RMPA_2_SPP_N | RMPA | SPP_N | External | Summer | B9 | 800 | 210 | 0 | 128.1 | 99.07 | 8 | 0
2035 | RMPA_2_SPP_N | RMPA | SPP_N | External | Summer | B10 | 1262 | 210 | 0 | 128.1 | 88.28 | 8 | 0
2035 | RMPA_2_SPP_N | RMPA | SPP_N | External | Winter | B16 | 25 | 210 | 0.04 | 132.96 | 94.22 | 8 | 0.01
2035 | RMPA_2_SPP_N | RMPA | SPP_N | External | Winter | B17 | 100 | 210 | 0.01 | 123.46 | 94.18 | 8 | 0
2035 | RMPA_2_SPP_N | RMPA | SPP_N | External | Winter | B18 | 400 | 210 | 0 | 120.91 | 94.2 | 8 | 0
2035 | RMPA_2_SPP_N | RMPA | SPP_N | External | Winter | B19 | 700 | 210 | 0 | 120.91 | 93.92 | 8 | 0
2035 | RMPA_2_SPP_N | RMPA | SPP_N | External | Winter | B20 | 935 | 210 | 0 | 97.94 | 87.7 | 8 | 0
2035 | SPP_N_2_RMPA | SPP_N | RMPA | External | Shoulder | B11 | 25 | 210 | 208.97 | 113.12 | 119.7 | 5 | 1.59
2035 | SPP_N_2_RMPA | SPP_N | RMPA | External | Shoulder | B12 | 200 | 210 | 209.99 | 92.04 | 119.7 | 5 | 22.66
2035 | SPP_N_2_RMPA | SPP_N | RMPA | External | Shoulder | B13 | 600 | 210 | 210 | 91.25 | 110.52 | 5 | 14.28
2035 | SPP_N_2_RMPA | SPP_N | RMPA | External | Shoulder | B14 | 900 | 210 | 210 | 89.41 | 110.52 | 5 | 16.11
2035 | SPP_N_2_RMPA | SPP_N | RMPA | External | Shoulder | B15 | 1203 | 210 | 210 | 85.82 | 110.51 | 5 | 19.7
2035 | SPP_N_2_RMPA | SPP_N | RMPA | External | Summer | B1 | 10 | 210 | 209.74 | 185.88 | 201.89 | 5 | 11.04
2035 | SPP_N_2_RMPA | SPP_N | RMPA | External | Summer | B2 | 25 | 210 | 29.44 | 191.58 | 196.55 | 5 | 0.01
2035 | SPP_N_2_RMPA | SPP_N | RMPA | External | Summer | B3 | 75 | 210 | 0.05 | 196.21 | 187.61 | 5 | 0
2035 | SPP_N_2_RMPA | SPP_N | RMPA | External | Summer | B4 | 100 | 210 | 0.1 | 151.98 | 152.59 | 5 | 0
2035 | SPP_N_2_RMPA | SPP_N | RMPA | External | Summer | B5 | 200 | 210 | 0.22 | 139.97 | 143.88 | 5 | 0
2035 | SPP_N_2_RMPA | SPP_N | RMPA | External | Summer | B6 | 300 | 210 | 209.97 | 134.37 | 143.87 | 5 | 4.5
2035 | SPP_N_2_RMPA | SPP_N | RMPA | External | Summer | B7 | 400 | 210 | 209.99 | 128.51 | 143.87 | 5 | 10.36
2035 | SPP_N_2_RMPA | SPP_N | RMPA | External | Summer | B8 | 500 | 210 | 210 | 103.01 | 128.14 | 5 | 20.13
2035 | SPP_N_2_RMPA | SPP_N | RMPA | External | Summer | B9 | 800 | 210 | 210 | 99.07 | 128.1 | 5 | 24.02
2035 | SPP_N_2_RMPA | SPP_N | RMPA | External | Summer | B10 | 1262 | 210 | 210 | 88.28 | 128.1 | 5 | 34.82
2035 | SPP_N_2_RMPA | SPP_N | RMPA | External | Winter | B16 | 25 | 210 | 209.96 | 94.22 | 132.96 | 5 | 33.76
2035 | SPP_N_2_RMPA | SPP_N | RMPA | External | Winter | B17 | 100 | 210 | 209.98 | 94.18 | 123.46 | 5 | 24.28
2035 | SPP_N_2_RMPA | SPP_N | RMPA | External | Winter | B18 | 400 | 210 | 210 | 94.2 | 120.91 | 5 | 21.71
2035 | SPP_N_2_RMPA | SPP_N | RMPA | External | Winter | B19 | 700 | 210 | 210 | 93.92 | 120.91 | 5 | 21.99
2035 | SPP_N_2_RMPA | SPP_N | RMPA | External | Winter | B20 | 935 | 210 | 209.99 | 87.7 | 97.94 | 5 | 5.24
2035 | SPP_S_2_ERCOT | SPP_S | ERCOT | External | Shoulder | B11 | 25 | 800 | 799.91 | 114.08 | 136.04 | 5 | 16.96
2035 | SPP_S_2_ERCOT | SPP_S | ERCOT | External | Shoulder | B12 | 200 | 800 | 799.99 | 92.05 | 136.04 | 5 | 38.98
2035 | SPP_S_2_ERCOT | SPP_S | ERCOT | External | Shoulder | B13 | 600 | 800 | 800 | 91.26 | 117.11 | 5 | 20.85
2035 | SPP_S_2_ERCOT | SPP_S | ERCOT | External | Shoulder | B14 | 900 | 800 | 800 | 87.36 | 117.11 | 5 | 24.75
2035 | SPP_S_2_ERCOT | SPP_S | ERCOT | External | Shoulder | B15 | 1203 | 800 | 800 | 83.76 | 112.78 | 5 | 24.02
2035 | SPP_S_2_ERCOT | SPP_S | ERCOT | External | Summer | B1 | 10 | 800 | 799.89 | 183.82 | 222.07 | 5 | 33.25
2035 | SPP_S_2_ERCOT | SPP_S | ERCOT | External | Summer | B2 | 25 | 800 | 799.94 | 191.59 | 222.06 | 5 | 25.48
2035 | SPP_S_2_ERCOT | SPP_S | ERCOT | External | Summer | B3 | 75 | 800 | 0.07 | 196.23 | 188.23 | 5 | 0
2035 | SPP_S_2_ERCOT | SPP_S | ERCOT | External | Summer | B4 | 100 | 800 | 0.03 | 152 | 134.47 | 5 | 0
2035 | SPP_S_2_ERCOT | SPP_S | ERCOT | External | Summer | B5 | 200 | 800 | 0.02 | 140.93 | 134.47 | 5 | 0
2035 | SPP_S_2_ERCOT | SPP_S | ERCOT | External | Summer | B6 | 300 | 800 | 0.03 | 135.33 | 134.47 | 5 | 0
2035 | SPP_S_2_ERCOT | SPP_S | ERCOT | External | Summer | B7 | 400 | 800 | 738.88 | 129.47 | 134.47 | 5 | 0.01
2035 | SPP_S_2_ERCOT | SPP_S | ERCOT | External | Summer | B8 | 500 | 800 | 800 | 103.97 | 134.47 | 5 | 25.5
2035 | SPP_S_2_ERCOT | SPP_S | ERCOT | External | Summer | B9 | 800 | 800 | 799.99 | 100.03 | 115.78 | 5 | 10.75
2035 | SPP_S_2_ERCOT | SPP_S | ERCOT | External | Summer | B10 | 1262 | 800 | 800 | 88.29 | 115.78 | 5 | 22.49
2035 | SPP_S_2_ERCOT | SPP_S | ERCOT | External | Winter | B16 | 25 | 800 | 799.96 | 94.23 | 139.3 | 5 | 40.08
2035 | SPP_S_2_ERCOT | SPP_S | ERCOT | External | Winter | B17 | 100 | 800 | 799.99 | 94.19 | 139.3 | 5 | 40.11
2035 | SPP_S_2_ERCOT | SPP_S | ERCOT | External | Winter | B18 | 400 | 800 | 799.99 | 94.22 | 119.88 | 5 | 20.67
2035 | SPP_S_2_ERCOT | SPP_S | ERCOT | External | Winter | B19 | 700 | 800 | 800 | 93.94 | 119.88 | 5 | 20.95
2035 | SPP_S_2_ERCOT | SPP_S | ERCOT | External | Winter | B20 | 935 | 800 | 800 | 85.65 | 110.13 | 5 | 19.47
2040 | AZ_NM_SNV_Coal_2_SPP_S | AZ_NM_SNV_Coal | SPP_S | External | Shoulder | B11 | 25 | 400 | 399.83 | 117.09 | 136.98 | 8.17 | 11.73
2040 | AZ_NM_SNV_Coal_2_SPP_S | AZ_NM_SNV_Coal | SPP_S | External | Shoulder | B12 | 200 | 400 | 399.98 | 100.33 | 123.77 | 8.17 | 15.28
2040 | AZ_NM_SNV_Coal_2_SPP_S | AZ_NM_SNV_Coal | SPP_S | External | Shoulder | B13 | 600 | 400 | 399.98 | 100.33 | 118.96 | 8.17 | 10.47
2040 | AZ_NM_SNV_Coal_2_SPP_S | AZ_NM_SNV_Coal | SPP_S | External | Shoulder | B14 | 900 | 400 | 399.97 | 100.31 | 115.65 | 8.17 | 7.18
2040 | AZ_NM_SNV_Coal_2_SPP_S | AZ_NM_SNV_Coal | SPP_S | External | Shoulder | B15 | 1203 | 400 | 0 | 84 | 46.3 | 8.17 | 0
2040 | AZ_NM_SNV_Coal_2_SPP_S | AZ_NM_SNV_Coal | SPP_S | External | Summer | B1 | 10 | 400 | 0.3 | 260.51 | 254.14 | 8.17 | 0.02
2040 | AZ_NM_SNV_Coal_2_SPP_S | AZ_NM_SNV_Coal | SPP_S | External | Summer | B2 | 25 | 400 | 398.87 | 246.82 | 257.93 | 8.17 | 2.95
2040 | AZ_NM_SNV_Coal_2_SPP_S | AZ_NM_SNV_Coal | SPP_S | External | Summer | B3 | 75 | 400 | 399.98 | 217.83 | 263.83 | 8.17 | 37.84
2040 | AZ_NM_SNV_Coal_2_SPP_S | AZ_NM_SNV_Coal | SPP_S | External | Summer | B4 | 100 | 400 | 0.09 | 185.75 | 188.31 | 8.17 | 0
2040 | AZ_NM_SNV_Coal_2_SPP_S | AZ_NM_SNV_Coal | SPP_S | External | Summer | B5 | 200 | 400 | 0.03 | 181.9 | 181.2 | 8.17 | 0
2040 | AZ_NM_SNV_Coal_2_SPP_S | AZ_NM_SNV_Coal | SPP_S | External | Summer | B6 | 300 | 400 | 0.01 | 181.9 | 176.68 | 8.17 | 0
2040 | AZ_NM_SNV_Coal_2_SPP_S | AZ_NM_SNV_Coal | SPP_S | External | Summer | B7 | 400 | 400 | 0 | 181.9 | 155.71 | 8.17 | 0
2040 | AZ_NM_SNV_Coal_2_SPP_S | AZ_NM_SNV_Coal | SPP_S | External | Summer | B8 | 500 | 400 | 0 | 181.9 | 135.18 | 8.17 | 0
2040 | AZ_NM_SNV_Coal_2_SPP_S | AZ_NM_SNV_Coal | SPP_S | External | Summer | B9 | 800 | 400 | 0 | 177.59 | 128.82 | 8.17 | 0
2040 | AZ_NM_SNV_Coal_2_SPP_S | AZ_NM_SNV_Coal | SPP_S | External | Summer | B10 | 1262 | 400 | 0 | 161.27 | 64.61 | 8.17 | 0
2040 | AZ_NM_SNV_Coal_2_SPP_S | AZ_NM_SNV_Coal | SPP_S | External | Winter | B16 | 25 | 400 | 399.14 | 117.49 | 127.72 | 8.17 | 2.07
2040 | AZ_NM_SNV_Coal_2_SPP_S | AZ_NM_SNV_Coal | SPP_S | External | Winter | B17 | 100 | 400 | 399.94 | 100.64 | 120.03 | 8.17 | 11.22
2040 | AZ_NM_SNV_Coal_2_SPP_S | AZ_NM_SNV_Coal | SPP_S | External | Winter | B18 | 400 | 400 | 399.97 | 100.63 | 119.77 | 8.17 | 10.98
2040 | AZ_NM_SNV_Coal_2_SPP_S | AZ_NM_SNV_Coal | SPP_S | External | Winter | B19 | 700 | 400 | 399.98 | 100.63 | 119.76 | 8.17 | 10.97
2040 | AZ_NM_SNV_Coal_2_SPP_S | AZ_NM_SNV_Coal | SPP_S | External | Winter | B20 | 935 | 400 | 0 | 84.31 | 47.44 | 8.17 | 0
2040 | ERCOT_2_SPP_S | ERCOT | SPP_S | External | Shoulder | B11 | 25 | 800 | 0.04 | 182.2 | 136.98 | 8 | 0
2040 | ERCOT_2_SPP_S | ERCOT | SPP_S | External | Shoulder | B12 | 200 | 800 | 0 | 182.2 | 123.77 | 8 | 0
2040 | ERCOT_2_SPP_S | ERCOT | SPP_S | External | Shoulder | B13 | 600 | 800 | 0 | 156.37 | 118.96 | 8 | 0
2040 | ERCOT_2_SPP_S | ERCOT | SPP_S | External | Shoulder | B14 | 900 | 800 | 0 | 156.37 | 115.65 | 8 | 0
2040 | ERCOT_2_SPP_S | ERCOT | SPP_S | External | Shoulder | B15 | 1203 | 800 | 0 | 59.53 | 46.3 | 8 | 0
2040 | ERCOT_2_SPP_S | ERCOT | SPP_S | External | Summer | B1 | 10 | 800 | 0.11 | 296.48 | 254.14 | 8 | 0.01
2040 | ERCOT_2_SPP_S | ERCOT | SPP_S | External | Summer | B2 | 25 | 800 | 0.05 | 296.48 | 257.93 | 8 | 0
2040 | ERCOT_2_SPP_S | ERCOT | SPP_S | External | Summer | B3 | 75 | 800 | 706.2 | 255.83 | 263.83 | 8 | 0.01
2040 | ERCOT_2_SPP_S | ERCOT | SPP_S | External | Summer | B4 | 100 | 800 | 2.67 | 180.46 | 188.31 | 8 | 0
2040 | ERCOT_2_SPP_S | ERCOT | SPP_S | External | Summer | B5 | 200 | 800 | 0.04 | 180.46 | 181.2 | 8 | 0
2040 | ERCOT_2_SPP_S | ERCOT | SPP_S | External | Summer | B6 | 300 | 800 | 0.02 | 180.46 | 176.68 | 8 | 0
2040 | ERCOT_2_SPP_S | ERCOT | SPP_S | External | Summer | B7 | 400 | 800 | 0 | 180.46 | 155.71 | 8 | 0
2040 | ERCOT_2_SPP_S | ERCOT | SPP_S | External | Summer | B8 | 500 | 800 | 0 | 154.89 | 135.18 | 8 | 0
2040 | ERCOT_2_SPP_S | ERCOT | SPP_S | External | Summer | B9 | 800 | 800 | 0 | 154.89 | 128.82 | 8 | 0
2040 | ERCOT_2_SPP_S | ERCOT | SPP_S | External | Summer | B10 | 1262 | 800 | 0.03 | 75.37 | 64.61 | 8 | 0
2040 | ERCOT_2_SPP_S | ERCOT | SPP_S | External | Winter | B16 | 25 | 800 | 0.03 | 185.81 | 127.72 | 8 | 0
2040 | ERCOT_2_SPP_S | ERCOT | SPP_S | External | Winter | B17 | 100 | 800 | 0.01 | 159.44 | 120.03 | 8 | 0
2040 | ERCOT_2_SPP_S | ERCOT | SPP_S | External | Winter | B18 | 400 | 800 | 0 | 159.44 | 119.77 | 8 | 0
2040 | ERCOT_2_SPP_S | ERCOT | SPP_S | External | Winter | B19 | 700 | 800 | 0 | 159.44 | 119.76 | 8 | 0
2040 | ERCOT_2_SPP_S | ERCOT | SPP_S | External | Winter | B20 | 935 | 800 | 0 | 64.31 | 47.44 | 8 | 0
2040 | MAPP_US_2_RMPA | MAPP_US | RMPA | External | Shoulder | B11 | 25 | 200 | 0.06 | 139.87 | 110.36 | 8 | 0.01
2040 | MAPP_US_2_RMPA | MAPP_US | RMPA | External | Shoulder | B12 | 200 | 200 | 0.01 | 128.02 | 108.49 | 8 | 0
2040 | MAPP_US_2_RMPA | MAPP_US | RMPA | External | Shoulder | B13 | 600 | 200 | 0 | 123.21 | 108.49 | 8 | 0
2040 | MAPP_US_2_RMPA | MAPP_US | RMPA | External | Shoulder | B14 | 900 | 200 | 0 | 120.21 | 108.48 | 8 | 0
2040 | MAPP_US_2_RMPA | MAPP_US | RMPA | External | Shoulder | B15 | 1203 | 200 | 200 | 59.44 | 81 | 8 | 13.56
2040 | MAPP_US_2_RMPA | MAPP_US | RMPA | External | Summer | B1 | 10 | 200 | 0.73 | 268 | 268.68 | 8 | 0.04
2040 | MAPP_US_2_RMPA | MAPP_US | RMPA | External | Summer | B2 | 25 | 200 | 0.14 | 262.86 | 254.98 | 8 | 0.01
2040 | MAPP_US_2_RMPA | MAPP_US | RMPA | External | Summer | B3 | 75 | 200 | 0.06 | 261.15 | 255.15 | 8 | 0
2040 | MAPP_US_2_RMPA | MAPP_US | RMPA | External | Summer | B4 | 100 | 200 | 199.89 | 180.12 | 192.13 | 8 | 4.01
2040 | MAPP_US_2_RMPA | MAPP_US | RMPA | External | Summer | B5 | 200 | 200 | 199.97 | 172.39 | 190.07 | 8 | 9.68
2040 | MAPP_US_2_RMPA | MAPP_US | RMPA | External | Summer | B6 | 300 | 200 | 199.98 | 167.87 | 185.74 | 8 | 9.88
2040 | MAPP_US_2_RMPA | MAPP_US | RMPA | External | Summer | B7 | 400 | 200 | 199.99 | 146.89 | 176.16 | 8 | 21.27
2040 | MAPP_US_2_RMPA | MAPP_US | RMPA | External | Summer | B8 | 500 | 200 | 200 | 138.07 | 173.74 | 8 | 27.66
2040 | MAPP_US_2_RMPA | MAPP_US | RMPA | External | Summer | B9 | 800 | 200 | 200 | 132.09 | 156.69 | 8 | 16.61
2040 | MAPP_US_2_RMPA | MAPP_US | RMPA | External | Summer | B10 | 1262 | 200 | 200 | 77.7 | 156.69 | 8 | 70.99
2040 | MAPP_US_2_RMPA | MAPP_US | RMPA | External | Winter | B16 | 25 | 200 | 199.93 | 127.91 | 163.09 | 8 | 27.2
2040 | MAPP_US_2_RMPA | MAPP_US | RMPA | External | Winter | B17 | 100 | 200 | 0.04 | 124.02 | 116 | 8 | 0
2040 | MAPP_US_2_RMPA | MAPP_US | RMPA | External | Winter | B18 | 400 | 200 | 0 | 124.02 | 108.79 | 8 | 0
2040 | MAPP_US_2_RMPA | MAPP_US | RMPA | External | Winter | B19 | 700 | 200 | 0 | 124.02 | 108.79 | 8 | 0
2040 | MAPP_US_2_RMPA | MAPP_US | RMPA | External | Winter | B20 | 935 | 200 | 199.99 | 61.32 | 79.81 | 8 | 10.5
2040 | NE_2_RMPA | NE | RMPA | External | Shoulder | B11 | 25 | 310 | 0.07 | 135.17 | 110.36 | 5 | 0.01
2040 | NE_2_RMPA | NE | RMPA | External | Shoulder | B12 | 200 | 310 | 0.02 | 123.02 | 108.49 | 5 | 0
2040 | NE_2_RMPA | NE | RMPA | External | Shoulder | B13 | 600 | 310 | 0 | 118.21 | 108.49 | 5 | 0
2040 | NE_2_RMPA | NE | RMPA | External | Shoulder | B14 | 900 | 310 | 0.01 | 115.21 | 108.48 | 5 | 0
2040 | NE_2_RMPA | NE | RMPA | External | Shoulder | B15 | 1203 | 310 | 310 | 45.93 | 81 | 5 | 30.06
2040 | NE_2_RMPA | NE | RMPA | External | Summer | B1 | 10 | 310 | 308.43 | 261.58 | 268.68 | 5 | 2.13
2040 | NE_2_RMPA | NE | RMPA | External | Summer | B2 | 25 | 310 | 0.32 | 257.83 | 254.98 | 5 | 0.01
2040 | NE_2_RMPA | NE | RMPA | External | Summer | B3 | 75 | 310 | 0.06 | 263.15 | 255.15 | 5 | 0
2040 | NE_2_RMPA | NE | RMPA | External | Summer | B4 | 100 | 310 | 126.26 | 187.12 | 192.13 | 5 | 0.01
2040 | NE_2_RMPA | NE | RMPA | External | Summer | B5 | 200 | 310 | 309.95 | 179.39 | 190.07 | 5 | 5.68
2040 | NE_2_RMPA | NE | RMPA | External | Summer | B6 | 300 | 310 | 309.97 | 174.86 | 185.74 | 5 | 5.88
2040 | NE_2_RMPA | NE | RMPA | External | Summer | B7 | 400 | 310 | 309.99 | 153.89 | 176.16 | 5 | 17.27
2040 | NE_2_RMPA | NE | RMPA | External | Summer | B8 | 500 | 310 | 310 | 133.37 | 173.74 | 5 | 35.37
2040 | NE_2_RMPA | NE | RMPA | External | Summer | B9 | 800 | 310 | 310 | 127.09 | 156.69 | 5 | 24.61
2040 | NE_2_RMPA | NE | RMPA | External | Summer | B10 | 1262 | 310 | 310 | 64.24 | 156.69 | 5 | 87.45
2040 | NE_2_RMPA | NE | RMPA | External | Winter | B16 | 25 | 310 | 309.94 | 126.98 | 163.09 | 5 | 31.13
2040 | NE_2_RMPA | NE | RMPA | External | Winter | B17 | 100 | 310 | 0.07 | 119.28 | 116 | 5 | 0
2040 | NE_2_RMPA | NE | RMPA | External | Winter | B18 | 400 | 310 | 0.02 | 119.02 | 108.79 | 5 | 0
2040 | NE_2_RMPA | NE | RMPA | External | Winter | B19 | 700 | 310 | 0.01 | 119.02 | 108.79 | 5 | 0
2040 | NE_2_RMPA | NE | RMPA | External | Winter | B20 | 935 | 310 | 310 | 47.08 | 79.81 | 5 | 27.73
2040 | NWPP_Coal_2_MAPP_US | NWPP_Coal | MAPP_US | External | Shoulder | B11 | 25 | 150 | 149.94 | 100.32 | 139.87 | 8 | 31.57
2040 | NWPP_Coal_2_MAPP_US | NWPP_Coal | MAPP_US | External | Shoulder | B12 | 200 | 150 | 149.99 | 100.32 | 128.02 | 8 | 19.71
2040 | NWPP_Coal_2_MAPP_US | NWPP_Coal | MAPP_US | External | Shoulder | B13 | 600 | 150 | 149.99 | 100.32 | 123.21 | 8 | 14.9
2040 | NWPP_Coal_2_MAPP_US | NWPP_Coal | MAPP_US | External | Shoulder | B14 | 900 | 150 | 149.99 | 100.32 | 120.21 | 8 | 11.9
2040 | NWPP_Coal_2_MAPP_US | NWPP_Coal | MAPP_US | External | Shoulder | B15 | 1203 | 150 | 0 | 100.32 | 59.44 | 8 | 0
2040 | NWPP_Coal_2_MAPP_US | NWPP_Coal | MAPP_US | External | Summer | B1 | 10 | 150 | 149.89 | 220.1 | 268 | 8 | 39.95
2040 | NWPP_Coal_2_MAPP_US | NWPP_Coal | MAPP_US | External | Summer | B2 | 25 | 150 | 149.97 | 192.22 | 262.86 | 8 | 62.65
2040 | NWPP_Coal_2_MAPP_US | NWPP_Coal | MAPP_US | External | Summer | B3 | 75 | 150 | 149.99 | 177.58 | 261.15 | 8 | 75.57
2040 | NWPP_Coal_2_MAPP_US | NWPP_Coal | MAPP_US | External | Summer | B4 | 100 | 150 | 0.09 | 177.58 | 180.12 | 8 | 0.01
2040 | NWPP_Coal_2_MAPP_US | NWPP_Coal | MAPP_US | External | Summer | B5 | 200 | 150 | 0.02 | 177.58 | 172.39 | 8 | 0
2040 | NWPP_Coal_2_MAPP_US | NWPP_Coal | MAPP_US | External | Summer | B6 | 300 | 150 | 0.01 | 177.58 | 167.87 | 8 | 0
2040 | NWPP_Coal_2_MAPP_US | NWPP_Coal | MAPP_US | External | Summer | B7 | 400 | 150 | 0 | 177.58 | 146.89 | 8 | 0
2040 | NWPP_Coal_2_MAPP_US | NWPP_Coal | MAPP_US | External | Summer | B8 | 500 | 150 | 0 | 177.58 | 138.07 | 8 | 0
2040 | NWPP_Coal_2_MAPP_US | NWPP_Coal | MAPP_US | External | Summer | B9 | 800 | 150 | 0 | 177.58 | 132.09 | 8 | 0
2040 | NWPP_Coal_2_MAPP_US | NWPP_Coal | MAPP_US | External | Summer | B10 | 1262 | 150 | 0 | 177.58 | 77.7 | 8 | 0
2040 | NWPP_Coal_2_MAPP_US | NWPP_Coal | MAPP_US | External | Winter | B16 | 25 | 150 | 149.88 | 105.27 | 127.91 | 8 | 14.66
2040 | NWPP_Coal_2_MAPP_US | NWPP_Coal | MAPP_US | External | Winter | B17 | 100 | 150 | 149.96 | 100.61 | 124.02 | 8 | 15.41
2040 | NWPP_Coal_2_MAPP_US | NWPP_Coal | MAPP_US | External | Winter | B18 | 400 | 150 | 149.99 | 100.61 | 124.02 | 8 | 15.41
2040 | NWPP_Coal_2_MAPP_US | NWPP_Coal | MAPP_US | External | Winter | B19 | 700 | 150 | 149.99 | 100.61 | 124.02 | 8 | 15.4
2040 | NWPP_Coal_2_MAPP_US | NWPP_Coal | MAPP_US | External | Winter | B20 | 935 | 150 | 0 | 100.61 | 61.32 | 8 | 0
2040 | RMPA_2_MAPP_US | RMPA | MAPP_US | External | Shoulder | B11 | 25 | 200 | 199.91 | 110.36 | 139.87 | 8 | 21.53
2040 | RMPA_2_MAPP_US | RMPA | MAPP_US | External | Shoulder | B12 | 200 | 200 | 199.98 | 108.49 | 128.02 | 8 | 11.53
2040 | RMPA_2_MAPP_US | RMPA | MAPP_US | External | Shoulder | B13 | 600 | 200 | 199.98 | 108.49 | 123.21 | 8 | 6.72
2040 | RMPA_2_MAPP_US | RMPA | MAPP_US | External | Shoulder | B14 | 900 | 200 | 199.98 | 108.48 | 120.21 | 8 | 3.74
2040 | RMPA_2_MAPP_US | RMPA | MAPP_US | External | Shoulder | B15 | 1203 | 200 | 0 | 81 | 59.44 | 8 | 0
2040 | RMPA_2_MAPP_US | RMPA | MAPP_US | External | Summer | B1 | 10 | 200 | 0.46 | 268.68 | 268 | 8 | 0.03
2040 | RMPA_2_MAPP_US | RMPA | MAPP_US | External | Summer | B2 | 25 | 200 | 19.77 | 254.98 | 262.86 | 8 | 0.02
2040 | RMPA_2_MAPP_US | RMPA | MAPP_US | External | Summer | B3 | 75 | 200 | 0.29 | 255.15 | 261.15 | 8 | 0
2040 | RMPA_2_MAPP_US | RMPA | MAPP_US | External | Summer | B4 | 100 | 200 | 0.03 | 192.13 | 180.12 | 8 | 0
2040 | RMPA_2_MAPP_US | RMPA | MAPP_US | External | Summer | B5 | 200 | 200 | 0.01 | 190.07 | 172.39 | 8 | 0
2040 | RMPA_2_MAPP_US | RMPA | MAPP_US | External | Summer | B6 | 300 | 200 | 0 | 185.74 | 167.87 | 8 | 0
2040 | RMPA_2_MAPP_US | RMPA | MAPP_US | External | Summer | B7 | 400 | 200 | 0 | 176.16 | 146.89 | 8 | 0
2040 | RMPA_2_MAPP_US | RMPA | MAPP_US | External | Summer | B8 | 500 | 200 | 0 | 173.74 | 138.07 | 8 | 0
2040 | RMPA_2_MAPP_US | RMPA | MAPP_US | External | Summer | B9 | 800 | 200 | 0 | 156.69 | 132.09 | 8 | 0
2040 | RMPA_2_MAPP_US | RMPA | MAPP_US | External | Summer | B10 | 1262 | 200 | 0 | 156.69 | 77.7 | 8 | 0
2040 | RMPA_2_MAPP_US | RMPA | MAPP_US | External | Winter | B16 | 25 | 200 | 0.05 | 163.09 | 127.91 | 8 | 0.01
2040 | RMPA_2_MAPP_US | RMPA | MAPP_US | External | Winter | B17 | 100 | 200 | 172.88 | 116 | 124.02 | 8 | 0.02
2040 | RMPA_2_MAPP_US | RMPA | MAPP_US | External | Winter | B18 | 400 | 200 | 199.97 | 108.79 | 124.02 | 8 | 7.23
2040 | RMPA_2_MAPP_US | RMPA | MAPP_US | External | Winter | B19 | 700 | 200 | 199.98 | 108.79 | 124.02 | 8 | 7.23
2040 | RMPA_2_MAPP_US | RMPA | MAPP_US | External | Winter | B20 | 935 | 200 | 0 | 79.81 | 61.32 | 8 | 0
2040 | RMPA_2_NE | RMPA | NE | External | Shoulder | B11 | 25 | 310 | 309.88 | 110.36 | 135.17 | 8 | 16.81
2040 | RMPA_2_NE | RMPA | NE | External | Shoulder | B12 | 200 | 310 | 309.96 | 108.49 | 123.02 | 8 | 6.53
2040 | RMPA_2_NE | RMPA | NE | External | Shoulder | B13 | 600 | 310 | 309.87 | 108.49 | 118.21 | 8 | 1.72
2040 | RMPA_2_NE | RMPA | NE | External | Shoulder | B14 | 900 | 310 | 0.04 | 108.48 | 115.21 | 8 | 0
2040 | RMPA_2_NE | RMPA | NE | External | Shoulder | B15 | 1203 | 310 | 0 | 81 | 45.93 | 8 | 0
2040 | RMPA_2_NE | RMPA | NE | External | Summer | B1 | 10 | 310 | 0.29 | 268.68 | 261.58 | 8 | 0.02
2040 | RMPA_2_NE | RMPA | NE | External | Summer | B2 | 25 | 310 | 0.31 | 254.98 | 257.83 | 8 | 0.01
2040 | RMPA_2_NE | RMPA | NE | External | Summer | B3 | 75 | 310 | 146.44 | 255.15 | 263.15 | 8 | 0
2040 | RMPA_2_NE | RMPA | NE | External | Summer | B4 | 100 | 310 | 0.04 | 192.13 | 187.12 | 8 | 0
2040 | RMPA_2_NE | RMPA | NE | External | Summer | B5 | 200 | 310 | 0.02 | 190.07 | 179.39 | 8 | 0
2040 | RMPA_2_NE | RMPA | NE | External | Summer | B6 | 300 | 310 | 0.01 | 185.74 | 174.86 | 8 | 0
2040 | RMPA_2_NE | RMPA | NE | External | Summer | B7 | 400 | 310 | 0 | 176.16 | 153.89 | 8 | 0
2040 | RMPA_2_NE | RMPA | NE | External | Summer | B8 | 500 | 310 | 0 | 173.74 | 133.37 | 8 | 0
2040 | RMPA_2_NE | RMPA | NE | External | Summer | B9 | 800 | 310 | 0 | 156.69 | 127.09 | 8 | 0
2040 | RMPA_2_NE | RMPA | NE | External | Summer | B10 | 1262 | 310 | 0 | 156.69 | 64.24 | 8 | 0
2040 | RMPA_2_NE | RMPA | NE | External | Winter | B16 | 25 | 310 | 0.05 | 163.09 | 126.98 | 8 | 0.01
2040 | RMPA_2_NE | RMPA | NE | External | Winter | B17 | 100 | 310 | 0.12 | 116 | 119.28 | 8 | 0
2040 | RMPA_2_NE | RMPA | NE | External | Winter | B18 | 400 | 310 | 309.8 | 108.79 | 119.02 | 8 | 2.23
2040 | RMPA_2_NE | RMPA | NE | External | Winter | B19 | 700 | 310 | 309.76 | 108.79 | 119.02 | 8 | 2.23
2040 | RMPA_2_NE | RMPA | NE | External | Winter | B20 | 935 | 310 | 0 | 79.81 | 47.08 | 8 | 0
2040 | RMPA_2_SPP_N | RMPA | SPP_N | External | Shoulder | B11 | 25 | 210 | 209.89 | 110.36 | 135.83 | 8 | 17.48
2040 | RMPA_2_SPP_N | RMPA | SPP_N | External | Shoulder | B12 | 200 | 210 | 209.96 | 108.49 | 123.69 | 8 | 7.2
2040 | RMPA_2_SPP_N | RMPA | SPP_N | External | Shoulder | B13 | 600 | 210 | 209.93 | 108.49 | 118.88 | 8 | 2.39
2040 | RMPA_2_SPP_N | RMPA | SPP_N | External | Shoulder | B14 | 900 | 210 | 0.06 | 108.48 | 115.57 | 8 | 0
2040 | RMPA_2_SPP_N | RMPA | SPP_N | External | Shoulder | B15 | 1203 | 210 | 0 | 81 | 46.29 | 8 | 0
2040 | RMPA_2_SPP_N | RMPA | SPP_N | External | Summer | B1 | 10 | 210 | 0.2 | 268.68 | 254.13 | 8 | 0.03
2040 | RMPA_2_SPP_N | RMPA | SPP_N | External | Summer | B2 | 25 | 210 | 0.31 | 254.98 | 257.85 | 8 | 0.01
2040 | RMPA_2_SPP_N | RMPA | SPP_N | External | Summer | B3 | 75 | 210 | 209.04 | 255.15 | 263.82 | 8 | 0.67
2040 | RMPA_2_SPP_N | RMPA | SPP_N | External | Summer | B4 | 100 | 210 | 0.04 | 192.13 | 187.17 | 8 | 0
2040 | RMPA_2_SPP_N | RMPA | SPP_N | External | Summer | B5 | 200 | 210 | 0.02 | 190.07 | 180.06 | 8 | 0
2040 | RMPA_2_SPP_N | RMPA | SPP_N | External | Summer | B6 | 300 | 210 | 0.01 | 185.74 | 175.53 | 8 | 0
2040 | RMPA_2_SPP_N | RMPA | SPP_N | External | Summer | B7 | 400 | 210 | 0 | 176.16 | 154.56 | 8 | 0
2040 | RMPA_2_SPP_N | RMPA | SPP_N | External | Summer | B8 | 500 | 210 | 0 | 173.74 | 134.03 | 8 | 0
2040 | RMPA_2_SPP_N | RMPA | SPP_N | External | Summer | B9 | 800 | 210 | 0 | 156.69 | 127.67 | 8 | 0
2040 | RMPA_2_SPP_N | RMPA | SPP_N | External | Summer | B10 | 1262 | 210 | 0 | 156.69 | 64.59 | 8 | 0
2040 | RMPA_2_SPP_N | RMPA | SPP_N | External | Winter | B16 | 25 | 210 | 0.05 | 163.09 | 127.64 | 8 | 0.01
2040 | RMPA_2_SPP_N | RMPA | SPP_N | External | Winter | B17 | 100 | 210 | 0.15 | 116 | 119.95 | 8 | 0
2040 | RMPA_2_SPP_N | RMPA | SPP_N | External | Winter | B18 | 400 | 210 | 209.89 | 108.79 | 119.69 | 8 | 2.9
2040 | RMPA_2_SPP_N | RMPA | SPP_N | External | Winter | B19 | 700 | 210 | 209.89 | 108.79 | 119.68 | 8 | 2.9
2040 | RMPA_2_SPP_N | RMPA | SPP_N | External | Winter | B20 | 935 | 210 | 0 | 79.81 | 47.43 | 8 | 0
2040 | SPP_N_2_RMPA | SPP_N | RMPA | External | Shoulder | B11 | 25 | 210 | 0.07 | 135.83 | 110.36 | 5 | 0.01
2040 | SPP_N_2_RMPA | SPP_N | RMPA | External | Shoulder | B12 | 200 | 210 | 0.01 | 123.69 | 108.49 | 5 | 0
2040 | SPP_N_2_RMPA | SPP_N | RMPA | External | Shoulder | B13 | 600 | 210 | 0 | 118.88 | 108.49 | 5 | 0
2040 | SPP_N_2_RMPA | SPP_N | RMPA | External | Shoulder | B14 | 900 | 210 | 0 | 115.57 | 108.48 | 5 | 0
2040 | SPP_N_2_RMPA | SPP_N | RMPA | External | Shoulder | B15 | 1203 | 210 | 210 | 46.29 | 81 | 5 | 29.71
2040 | SPP_N_2_RMPA | SPP_N | RMPA | External | Summer | B1 | 10 | 210 | 209.6 | 254.13 | 268.68 | 5 | 9.59
2040 | SPP_N_2_RMPA | SPP_N | RMPA | External | Summer | B2 | 25 | 210 | 0.29 | 257.85 | 254.98 | 5 | 0.02
2040 | SPP_N_2_RMPA | SPP_N | RMPA | External | Summer | B3 | 75 | 210 | 0.06 | 263.82 | 255.15 | 5 | 0
2040 | SPP_N_2_RMPA | SPP_N | RMPA | External | Summer | B4 | 100 | 210 | 8.46 | 187.17 | 192.13 | 5 | 0.01
2040 | SPP_N_2_RMPA | SPP_N | RMPA | External | Summer | B5 | 200 | 210 | 209.95 | 180.06 | 190.07 | 5 | 5.02
2040 | SPP_N_2_RMPA | SPP_N | RMPA | External | Summer | B6 | 300 | 210 | 209.97 | 175.53 | 185.74 | 5 | 5.21
2040 | SPP_N_2_RMPA | SPP_N | RMPA | External | Summer | B7 | 400 | 210 | 209.99 | 154.56 | 176.16 | 5 | 16.6
2040 | SPP_N_2_RMPA | SPP_N | RMPA | External | Summer | B8 | 500 | 210 | 210 | 134.03 | 173.74 | 5 | 34.7
2040 | SPP_N_2_RMPA | SPP_N | RMPA | External | Summer | B9 | 800 | 210 | 210 | 127.67 | 156.69 | 5 | 24.03
2040 | SPP_N_2_RMPA | SPP_N | RMPA | External | Summer | B10 | 1262 | 210 | 210 | 64.59 | 156.69 | 5 | 87.1
2040 | SPP_N_2_RMPA | SPP_N | RMPA | External | Winter | B16 | 25 | 210 | 209.94 | 127.64 | 163.09 | 5 | 30.46
2040 | SPP_N_2_RMPA | SPP_N | RMPA | External | Winter | B17 | 100 | 210 | 0.06 | 119.95 | 116 | 5 | 0
2040 | SPP_N_2_RMPA | SPP_N | RMPA | External | Winter | B18 | 400 | 210 | 0.01 | 119.69 | 108.79 | 5 | 0
2040 | SPP_N_2_RMPA | SPP_N | RMPA | External | Winter | B19 | 700 | 210 | 0.01 | 119.68 | 108.79 | 5 | 0
2040 | SPP_N_2_RMPA | SPP_N | RMPA | External | Winter | B20 | 935 | 210 | 210 | 47.43 | 79.81 | 5 | 27.38
2040 | SPP_S_2_ERCOT | SPP_S | ERCOT | External | Shoulder | B11 | 25 | 800 | 799.95 | 136.98 | 182.2 | 5 | 40.22
2040 | SPP_S_2_ERCOT | SPP_S | ERCOT | External | Shoulder | B12 | 200 | 800 | 800 | 123.77 | 182.2 | 5 | 53.43
2040 | SPP_S_2_ERCOT | SPP_S | ERCOT | External | Shoulder | B13 | 600 | 800 | 800 | 118.96 | 156.37 | 5 | 32.4
2040 | SPP_S_2_ERCOT | SPP_S | ERCOT | External | Shoulder | B14 | 900 | 800 | 800 | 115.65 | 156.37 | 5 | 35.71
2040 | SPP_S_2_ERCOT | SPP_S | ERCOT | External | Shoulder | B15 | 1203 | 800 | 799.99 | 46.3 | 59.53 | 5 | 8.23
2040 | SPP_S_2_ERCOT | SPP_S | ERCOT | External | Summer | B1 | 10 | 800 | 799.88 | 254.14 | 296.48 | 5 | 37.34
2040 | SPP_S_2_ERCOT | SPP_S | ERCOT | External | Summer | B2 | 25 | 800 | 799.94 | 257.93 | 296.48 | 5 | 33.55
2040 | SPP_S_2_ERCOT | SPP_S | ERCOT | External | Summer | B3 | 75 | 800 | 0.07 | 263.83 | 255.83 | 5 | 0
2040 | SPP_S_2_ERCOT | SPP_S | ERCOT | External | Summer | B4 | 100 | 800 | 0.05 | 188.31 | 180.46 | 5 | 0
2040 | SPP_S_2_ERCOT | SPP_S | ERCOT | External | Summer | B5 | 200 | 800 | 0.05 | 181.2 | 180.46 | 5 | 0
2040 | SPP_S_2_ERCOT | SPP_S | ERCOT | External | Summer | B6 | 300 | 800 | 0.14 | 176.68 | 180.46 | 5 | 0
2040 | SPP_S_2_ERCOT | SPP_S | ERCOT | External | Summer | B7 | 400 | 800 | 799.99 | 155.71 | 180.46 | 5 | 19.75
2040 | SPP_S_2_ERCOT | SPP_S | ERCOT | External | Summer | B8 | 500 | 800 | 799.99 | 135.18 | 154.89 | 5 | 14.71
2040 | SPP_S_2_ERCOT | SPP_S | ERCOT | External | Summer | B9 | 800 | 800 | 800 | 128.82 | 154.89 | 5 | 21.07
2040 | SPP_S_2_ERCOT | SPP_S | ERCOT | External | Summer | B10 | 1262 | 800 | 799.89 | 64.61 | 75.37 | 5 | 5.76
2040 | SPP_S_2_ERCOT | SPP_S | ERCOT | External | Winter | B16 | 25 | 800 | 799.97 | 127.72 | 185.81 | 5 | 53.09
2040 | SPP_S_2_ERCOT | SPP_S | ERCOT | External | Winter | B17 | 100 | 800 | 799.99 | 120.03 | 159.44 | 5 | 34.41
2040 | SPP_S_2_ERCOT | SPP_S | ERCOT | External | Winter | B18 | 400 | 800 | 800 | 119.77 | 159.44 | 5 | 34.67
2040 | SPP_S_2_ERCOT | SPP_S | ERCOT | External | Winter | B19 | 700 | 800 | 800 | 119.76 | 159.44 | 5 | 34.67
2040 | SPP_S_2_ERCOT | SPP_S | ERCOT | External | Winter | B20 | 935 | 800 | 799.99 | 47.44 | 64.31 | 5 | 11.87