## Title
Future 2, Sensitivity 3: Federal Carbon with Reduced Friction Charges
"The results presented herein use modeling assumptions developed by EIPC, EIPC stakeholders and CRA for purposes of EIPC capacity expansion modeling. As such, these results do not necessarily reflect the opinions or views of CRA or any individual EIPC stakeholder."

## Build Summary
EI New Build Summary
EI New Builds by Type
|  | Additions |  |  | Retirements
| 2010 | 2015 | 2020 | 2030 | 2015 | 2020 | 2030 | Total
Coal | 271.9155 | 8.4766 | 0 | 0 | 143.4626 | 62.939 | 43.9847 | 30.0058
Nuclear | 99.849 | 2.7406 | 4.53 | 26.488 | 0 | 0.6145 | 1.4882 | 131.5049
CC | 132.682 | 80.1556 | 37.3535 | 4e-05 | 7.101 | 3.0195 | 14.3598 | 225.7108
CT | 120.329 | 4.6917 | 0.39166 | 0.15692 | 3.8511 | 0 | 9.2888 | 112.4294
Steam Oil/Gas | 74.547 | 0 | 0 | 0 | 43.4182 | 0 | 2.4743 | 28.6545
Hydro | 44.6048 | 0 | 1.479 | 4.8485 | 0 | 0 | 0 | 50.9323
On-Shore Wind | 18.707 | 22.1949 | 123.6367 | 155.763 | 0 | 0 | 0 | 320.3016
Off-Shore Wind | 0 | 0.469 | 0 | 1.1 | 0 | 0 | 0 | 1.569
Other Renewable | 3.613 | 2.3484 | 3.2576 | 3.6868 | 0 | 0 | 0 | 12.9058
New HQ/Maritimes | 0 | 0 | 0 | 3.3 | 0 | 0 | 0 | 3.3
Other | 17.054 | 0 | 0 | 0 | 0 | 0 | 0 | 17.054
Total w/o DR | 783.3012 | 121.0768 | 170.6484 | 195.3433 | 197.8329 | 66.573 | 71.5959 | 934.368
DR | 33.1 | -1.344 | 16.8375 | 22.1146 | 0 | 0 | 0 | 70.7081
Total w/DR | 816.4012 | 119.7327 | 187.4859 | 217.458 | 197.8329 | 66.573 | 71.5959 | 1005.076
EI New Builds by Region
| EI Cumulative New Builds |  |  |  | EI Cumulative New CCs |  |  |  | EI Cumulative New On-Shore Wind |  |  |  | EI Cumulative Coal Retirements
| 2015 | 2020 | 2030 |  |  | 2015 | 2020 | 2030 |  | 2015 | 2020 | 2030 |  | 2015 | 2020 | 2030
ENT | 3064.94 | 5507.18 | 5643.97 |  | ENT | 2174.65 | 4555.36 | 4555.36 | ENT | 0 | 0 | 0 | ENT | 952.9 | 5613.16 | 8308.9
FRCC | 14789.37 | 14790.3 | 30474.6 |  | FRCC | 12080.04 | 12080.97 | 12080.97 | FRCC | 0 | 0 | 0 | FRCC | 6661.38 | 7765.38 | 7765.38
IESO | 5144.99 | 5144.99 | 5395.49 |  | IESO | 1263 | 1263 | 1263 | IESO | 2105.9 | 2105.9 | 2105.9 | IESO | 6416 | 6416 | 6416
MAPP_CA | 584.16 | 1279.16 | 4423.67 |  | MAPP_CA | 281.76 | 281.76 | 281.76 | MAPP_CA | 302.4 | 302.4 | 302.4 | MAPP_CA | 1076.84 | 1637.17 | 1745.9
MAPP_US | 729.6 | 5134 | 7611.72 |  | MAPP_US | 0 | 0.01 | 0.02 | MAPP_US | 421.3 | 4734.05 | 6983.16 | MAPP_US | 1908.31 | 2379.31 | 2944.31
MISO_IN | 692.81 | 16154.22 | 61295.03 |  | MISO_IN | 74.81 | 15310.39 | 15310.39 | MISO_IN | 0 | 0 | 44945.55 | MISO_IN | 5397.67 | 7201.67 | 11492.3
MISO_MI | 4625.84 | 5046.49 | 5386.46 |  | MISO_MI | 2625.84 | 2626.2 | 2626.21 | MISO_MI | 2000 | 2420.29 | 2600 | MISO_MI | 6339.99 | 10791.98 | 10791.99
MISO_MO-IL | 2090 | 2849.76 | 13173.03 |  | MISO_MO-IL | 0 | 479.76 | 479.76 | MISO_MO-IL | 300 | 300 | 10399.94 | MISO_MO-IL | 4201.7 | 10784.65 | 12967.69
MISO_W | 2894.83 | 2894.84 | 55667.64 |  | MISO_W | 0 | 0.01 | 0.01 | MISO_W | 2800.5 | 2800.5 | 55501.63 | MISO_W | 3725.65 | 8151.55 | 13134.58
MISO_WUMS | 6800.69 | 8696.9 | 20164.57 |  | MISO_WUMS | 4981.79 | 6877 | 6877 | MISO_WUMS | 968.9 | 968.9 | 12213.24 | MISO_WUMS | 4191.09 | 6060.08 | 6393.19
NE | 434.1 | 18891.48 | 20322.43 |  | NE | 0 | 0 | 0 | NE | 202 | 18659.38 | 20018.66 | NE | 0 | 3195.8 | 3195.8
NEISO | 3384.16 | 6180.15 | 8798.2 |  | NEISO | 2049.5 | 2049.5 | 2049.5 | NEISO | 231.2 | 2734.69 | 5280 | NEISO | 2250.13 | 2570.13 | 2570.13
NonRTO_Midwest | 2912.65 | 4957.91 | 5864.16 |  | NonRTO_Midwest | 2912.65 | 4957.91 | 4957.91 | NonRTO_Midwest | 0 | 0 | 0 | NonRTO_Midwest | 4229.31 | 6384.25 | 8161.71
NYISO_A-F | 3289.7 | 3999.5 | 9107.52 |  | NYISO_A-F | 639 | 639 | 639 | NYISO_A-F | 2476.3 | 3186.1 | 8226.19 | NYISO_A-F | 2251.9 | 2251.9 | 2251.9
NYISO_G-I | 0 | 60 | 434.33 |  | NYISO_G-I | 0 | 0 | 0 | NYISO_G-I | 0 | 60 | 360 | NYISO_G-I | 368.2 | 368.2 | 368.2
NYISO_J-K | 1207.4 | 1207.4 | 1451.73 |  | NYISO_J-K | 1175.4 | 1175.4 | 1175.4 | NYISO_J-K | 0 | 0 | 170 | NYISO_J-K | 0 | 0 | 0
PJM_E | 5940.05 | 6072.95 | 7172.95 |  | PJM_E | 4634.3 | 4634.3 | 4634.3 | PJM_E | 1150 | 1150 | 1150 | PJM_E | 2804 | 3371.99 | 3372
PJM_ROM | 2243.7 | 4614.2 | 6220.77 |  | PJM_ROM | 1678.5 | 1678.5 | 1678.5 | PJM_ROM | 479.8 | 1230 | 1230 | PJM_ROM | 13446.3 | 14680.3 | 16326.39
PJM_ROR | 27491.12 | 34319.79 | 46668.98 |  | PJM_ROR | 16492.02 | 22112.28 | 22112.29 | PJM_ROR | 8325.7 | 8517.4 | 19326.99 | PJM_ROR | 33486.27 | 44174.3 | 54109.08
SOCO | 7693.09 | 14763.03 | 19094.33 |  | SOCO | 7568.09 | 12438.03 | 12438.03 | SOCO | 0 | 0 | 0 | SOCO | 17616.53 | 21665.61 | 23775.22
SPP_N | 465.04 | 53701.9 | 64554.51 |  | SPP_N | 0 | 0 | 0.01 | SPP_N | 0 | 53236.86 | 63994.46 | SPP_N | 621 | 4133.78 | 7044.34
SPP_S | 1831 | 41626.1 | 45082.46 |  | SPP_S | 0.01 | 0.01 | 0.02 | SPP_S | 430 | 39925.1 | 43286.45 | SPP_S | 3353.45 | 10693.91 | 13139.63
TVA | 6311.24 | 11136.68 | 11271.08 |  | TVA | 4613.35 | 9438.79 | 9438.79 | TVA | 0 | 0 | 0 | TVA | 10404.83 | 12508.84 | 15135.7
VACAR | 16456.3 | 22696.28 | 28488.93 |  | VACAR | 14910.9 | 14910.9 | 14910.9 | VACAR | 0.9 | 3500 | 3500 | VACAR | 11759.13 | 13601.62 | 18975.97
| 121076.78 | 291725.21 | 483768.56 |  |  | 80155.61 | 117509.08 | 117509.13 |  | 22194.9 | 145831.57 | 301594.57 |  | 143462.58 | 206401.58 | 250386.31

## Generation
#1 | Total Generation (GWh)
Total Generation by Reporting Type: Entergy
ReportingType | 2015 | 2020 | 2025 | 2030 | 2035 | 2040
BM | 0 | 0 | 0 | 0 | 0 | 5036.63
CC | 72341.92 | 48039.08 | 43429.71 | 25791.6 | 16616.7 | 13230.3
CSP | 0 | 0 | 0 | 0 | 0 | 0
CT | 0 | 0 | 0 | 0 | 0 | 0
Coal | 60591.62 | 6173.57 | 808.39 | 0 | 0 | 0
Geo | 0 | 0 | 0 | 0 | 0 | 0
H | 153 | 153 | 153 | 153 | 153 | 3824.34
LFG | 63.07 | 63.07 | 656.26 | 909.81 | 909.81 | 909.81
Nuc | 42234.08 | 42234.08 | 42234.08 | 42194.33 | 35675.42 | 27909.39
PS | 25.67 | 23.6 | 42.78 | 118.21 | 136.5 | 150.45
PV | 0.57 | 119.14 | 175.77 | 175.77 | 175.77 | 178.45
PeakG | 0 | 0 | 0 | 0 | 0 | 0
PeakO | 0 | 0 | 0 | 0 | 0 | 0
ST | 0 | 0 | 0 | 0 | 0 | 0
STOG | 433.08 | 412.45 | 412.45 | 160.57 | 0 | 0
STWD | 38.93 | 37.08 | 74.16 | 303.13 | 1121.4 | 891.4
WT | 315.27 | 315.27 | 315.28 | 315.28 | 315.28 | 609.93
IGCC | 0 | 0 | 0 | 0 | 0 | 0
DemandResponse | 0 | 0 | 0 | 0 | 0 | 0
IGCC-CCS | 0 | 0 | 0 | 0 | 0 | 0
WT_off | 0 | 0 | 0 | 0 | 0 | 0
PseudoUnit | 0 | 0 | 0 | 0 | 0 | 0
FixedInterchange | 0 | 0 | 0 | 0 | 0 | 0
Total Generation by Reporting Type: FRCC
ReportingType | 2015 | 2020 | 2025 | 2030 | 2035 | 2040
BM | 0 | 0 | 0 | 0 | 0.01 | 10034.86
CC | 193963.42 | 200844.95 | 199335.45 | 100618.29 | 48229.35 | 30940.94
CSP | 0 | 0 | 0 | 0 | 0 | 0
CT | 486.48 | 486.48 | 571.12 | 354.92 | 0 | 0
Coal | 17945.69 | 6756.29 | 1425.1 | 1305.75 | 3843.94 | 4683.18
Geo | 0 | 0 | 0 | 0 | 0 | 0
H | 27.85 | 27.85 | 27.85 | 27.85 | 27.85 | 27.85
LFG | 3831.62 | 3831.62 | 5392.66 | 5392.66 | 5392.66 | 5392.66
Nuc | 32180.57 | 32180.57 | 50626.78 | 152809.44 | 195219.53 | 210210.79
PS | 0 | 0 | 0 | 0 | 0 | 0
PV | 134.03 | 134.03 | 134.03 | 134.03 | 134.03 | 134.03
PeakG | 388.03 | 389.04 | 674.74 | 69.04 | 98.09 | 75.95
PeakO | 0 | 0 | 0 | 0 | 0 | 0
ST | 0 | 0 | 0 | 0 | 0 | 0
STOG | 82.93 | 78.17 | 0 | 0 | 0 | 0
STWD | 131.92 | 289.87 | 1366.56 | 1366.56 | 1366.56 | 843.8
WT | 0 | 0 | 0 | 0 | 0 | 0
IGCC | 0 | 0 | 0 | 0 | 0 | 0
DemandResponse | 0 | 0 | 0 | 0 | 0 | 0
IGCC-CCS | 0 | 0 | 0 | 0 | 0 | 0
WT_off | 0 | 0 | 0 | 0 | 0 | 0
PseudoUnit | 0 | 0 | 0 | 0 | 0 | 0
FixedInterchange | 0 | 0 | 0 | 0 | 0 | 0
Total Generation by Reporting Type: MAPP_US
ReportingType | 2015 | 2020 | 2025 | 2030 | 2035 | 2040
BM | 0 | 0 | 0 | 0 | 0 | 0
CC | 1430.06 | 197.36 | 305.27 | 190.74 | 189.42 | 103.86
CSP | 0 | 0 | 0 | 0 | 0 | 0
CT | 0 | 0 | 0 | 0 | 0 | 60.77
Coal | 11730.56 | 3548.52 | 118.09 | 0 | 0 | 0
Geo | 354.6 | 354.6 | 354.6 | 354.6 | 354.6 | 354.6
H | 10150.02 | 10150.02 | 10150.02 | 10150.02 | 10150.02 | 10150.02
LFG | 15.77 | 15.77 | 15.77 | 580.79 | 580.79 | 580.79
Nuc | 0.01 | 0.02 | 0.04 | 0.07 | 0.44 | 0.36
PS | 0 | 0 | 0 | 0 | 0 | 0
PV | 0 | 0 | 0 | 0 | 0 | 0
PeakG | 90.87 | 68.21 | 68.21 | 68.21 | 47.21 | 67.68
PeakO | 0 | 0 | 0 | 0 | 0 | 0
ST | 0 | 0 | 0 | 0 | 0 | 0
STOG | 0 | 0 | 0 | 0 | 0 | 0
STWD | 0 | 0 | 0 | 0 | 0 | 0
WT | 5908.78 | 20993.78 | 28860.67 | 28860.67 | 28810.4 | 28448.39
IGCC | 0 | 0 | 0 | 0 | 0 | 0
DemandResponse | 0 | 0 | 0 | 0 | 0 | 0
IGCC-CCS | 0 | 0 | 0 | 0 | 0 | 0
WT_off | 0 | 0 | 0 | 0 | 0 | 0
PseudoUnit | 0 | 0 | 0 | 0 | 0 | 0
FixedInterchange | 0 | 0 | 0 | 0 | 0 | 0
Total Generation by Reporting Type: MISO_IN
ReportingType | 2015 | 2020 | 2025 | 2030 | 2035 | 2040
BM | 0 | 0 | 0 | 0 | 0 | 0
CC | 5494.47 | 121478.48 | 122500.68 | 62189.41 | 35564.83 | 25700.92
CSP | 0 | 0 | 0 | 0 | 0 | 0
CT | 0 | 0 | 0 | 0 | 0 | 0
Coal | 62102.33 | 36493.8 | 3761.84 | 2371.87 | 8673.26 | 8843.3
Geo | 0 | 0 | 0 | 0 | 0 | 0
H | 417.2 | 417.2 | 417.2 | 417.2 | 417.2 | 417.2
LFG | 291.71 | 291.71 | 923.41 | 923.41 | 923.41 | 923.41
Nuc | 0.02 | 0.02 | 0.04 | 0.11 | 0.78 | 0.6
PS | 0 | 0 | 0 | 0 | 0 | 0
PV | 0 | 375.88 | 560.63 | 567.49 | 567.49 | 567.49
PeakG | 9.71 | 0 | 0 | 0 | 0 | 0
PeakO | 0 | 0 | 0 | 0 | 0 | 0
ST | 0 | 0 | 0 | 0 | 0 | 0
STOG | 54.68 | 28.64 | 28.64 | 0 | 0 | 0
STWD | 0 | 0 | 0 | 0 | 0 | 0
WT | 1553.06 | 1553.06 | 1553.06 | 117066.71 | 117066.71 | 117066.71
IGCC | 4427.31 | 4427.31 | 697.02 | 0 | 0 | 0
DemandResponse | 0 | 0 | 0 | 0 | 0 | 0
IGCC-CCS | 0 | 0 | 0 | 0 | 0 | 0
WT_off | 0 | 0 | 0 | 0 | 0 | 0
PseudoUnit | 0 | 0 | 0 | 0 | 0 | 0
FixedInterchange | 0 | 0 | 0 | 0 | 0 | 0
Total Generation by Reporting Type: MISO_MI
ReportingType | 2015 | 2020 | 2025 | 2030 | 2035 | 2040
BM | 0 | 0 | 0 | 0 | 0.01 | 24845.12
CC | 32047.99 | 28384.04 | 31562.18 | 17101.09 | 15402.27 | 2549.83
CSP | 0 | 0 | 0 | 0 | 0 | 0
CT | 0 | 0 | 0 | 0 | 0 | 0
Coal | 27964.8 | 0.06 | 0.03 | 0.01 | 0.02 | 0.02
Geo | 0 | 0 | 0 | 0 | 0 | 0
H | 410 | 410 | 410 | 410 | 410 | 410
LFG | 1285.09 | 1285.09 | 2548.5 | 2548.5 | 2548.5 | 2548.5
Nuc | 14714.16 | 14714.16 | 14714.16 | 14714.16 | 8654.03 | 8654.03
PS | 814.32 | 459.83 | 1329.12 | 767.52 | 393.12 | 4773.6
PV | 0 | 0 | 0 | 0 | 0 | 0
PeakG | 6.84 | 0 | 0 | 0 | 0 | 0
PeakO | 0 | 0 | 0 | 0 | 0 | 0
ST | 0 | 0 | 0 | 0 | 0 | 0
STOG | 283.11 | 283.11 | 61.7 | 0 | 0 | 0
STWD | 1142.3 | 721.99 | 107.83 | 256.98 | 1142.3 | 1142.3
WT | 5161.16 | 6290.56 | 6290.56 | 6773.47 | 6773.47 | 6773.47
IGCC | 0 | 0 | 0 | 0 | 0 | 0
DemandResponse | 0 | 0 | 0 | 0 | 0 | 0
IGCC-CCS | 0 | 0 | 0 | 0 | 0 | 0
WT_off | 0 | 0 | 0 | 0 | 0 | 0
PseudoUnit | 0 | 0 | 0 | 0 | 0 | 0
FixedInterchange | 0 | 0 | 0 | 0 | 0 | 0
Total Generation by Reporting Type: MISO_MO-IL
ReportingType | 2015 | 2020 | 2025 | 2030 | 2035 | 2040
BM | 0 | 0 | 0 | 0 | 0 | 0
CC | 3096.61 | 7216.11 | 6099.5 | 2568.29 | 1962.41 | 805.68
CSP | 0 | 0 | 0 | 0 | 0 | 0
CT | 0 | 0 | 0 | 0 | 0 | 0
Coal | 76498.54 | 22515.31 | 3008.28 | 881.69 | 2768.23 | 2768.23
Geo | 0 | 0 | 0 | 0 | 0 | 0
H | 1317.1 | 2690.42 | 2690.42 | 2690.42 | 2690.42 | 2690.42
LFG | 141.91 | 141.91 | 1902.67 | 1902.67 | 1902.67 | 1902.67
Nuc | 17393.71 | 17393.71 | 17393.71 | 17393.71 | 17393.71 | 17393.71
PS | 202.4 | 180.4 | 312.4 | 180.4 | 506.81 | 1122
PV | 0 | 0 | 0 | 0 | 0 | 0
PeakG | 235.16 | 40.15 | 31.7 | 0 | 0 | 0
PeakO | 0 | 0 | 0 | 0 | 0 | 0
ST | 0 | 0 | 0 | 0 | 0 | 0
STOG | 5.26 | 0 | 0 | 0 | 0 | 0
STWD | 0 | 0 | 0 | 0 | 0 | 0
WT | 2075.16 | 2075.16 | 19215.14 | 31488.62 | 31488.62 | 33244.24
IGCC | 0 | 0 | 0 | 0 | 0 | 0
DemandResponse | 0 | 0 | 0 | 0 | 0 | 0
IGCC-CCS | 0 | 0 | 0 | 0 | 0 | 0
WT_off | 0 | 0 | 0 | 0 | 0 | 0
PseudoUnit | 0 | 0 | 0 | 0 | 0 | 0
FixedInterchange | 0 | 0 | 0 | 0 | 0 | 0
Total Generation by Reporting Type: MISO_W
ReportingType | 2015 | 2020 | 2025 | 2030 | 2035 | 2040
BM | 0 | 0 | 0 | 0 | 0 | 0
CC | 11346.25 | 8342.34 | 6478.37 | 3144.97 | 2204.71 | 1122.63
CSP | 0 | 0 | 0 | 0 | 0 | 0
CT | 0 | 0 | 0 | 0 | 0 | 0
Coal | 74212.57 | 26757.66 | 4437.37 | 2441.68 | 2637.16 | 2470.11
Geo | 0 | 0 | 0 | 0 | 0 | 0
H | 1643.74 | 1643.74 | 1643.74 | 1643.74 | 1643.74 | 1643.74
LFG | 1616.22 | 1616.22 | 1616.22 | 2181.24 | 2181.24 | 2181.24
Nuc | 18393.35 | 18393.35 | 17621.8 | 17586.14 | 0.78 | 0.78
PS | 0 | 0 | 0 | 0 | 0 | 0
PV | 0 | 0 | 0 | 0 | 0 | 0
PeakG | 254.36 | 19.84 | 0 | 0 | 0 | 0
PeakO | 0 | 0 | 0 | 0 | 0 | 0
ST | 0 | 0 | 0 | 0 | 0 | 0
STOG | 0.18 | 0 | 0 | 0 | 0 | 0
STWD | 127.24 | 122.54 | 319.73 | 1143.91 | 1668.67 | 1143.91
WT | 27590.66 | 27590.66 | 201552.35 | 201552.35 | 201552.35 | 207263.18
IGCC | 0 | 0 | 0 | 0 | 0 | 0
DemandResponse | 0 | 0 | 0 | 0 | 0 | 0
IGCC-CCS | 0 | 0 | 0 | 0 | 0 | 0
WT_off | 0 | 0 | 0 | 0 | 0 | 0
PseudoUnit | 0 | 0 | 0 | 0 | 0 | 0
FixedInterchange | 0 | 0 | 0 | 0 | 0 | 0
Total Generation by Reporting Type: MISO_WUMS
ReportingType | 2015 | 2020 | 2025 | 2030 | 2035 | 2040
BM | 0 | 0 | 0 | 0 | 1874.36 | 17973.38
CC | 50232.09 | 64594.26 | 61228.12 | 31805.7 | 32406.54 | 8445.03
CSP | 0 | 0 | 0 | 0 | 0 | 0
CT | 0 | 0 | 0 | 0 | 0 | 0
Coal | 12129.5 | 1844.69 | 972.72 | 438.84 | 2221.87 | 2977.33
Geo | 0 | 0 | 0 | 0 | 0 | 0
H | 1018.41 | 1023.31 | 1023.31 | 1023.31 | 1023.31 | 1023.31
LFG | 559.76 | 559.76 | 2320.52 | 2320.52 | 2320.52 | 2320.52
Nuc | 14153.33 | 14153.33 | 14153.33 | 14153.33 | 0.78 | 0.78
PS | 0 | 0 | 0 | 0 | 0 | 0
PV | 0 | 0 | 0 | 0 | 0 | 0
PeakG | 0 | 0 | 0 | 0 | 0 | 0
PeakO | 0 | 0 | 0 | 0 | 0 | 0
ST | 0 | 0 | 0 | 0 | 0 | 0
STOG | 0 | 0 | 0 | 0 | 0 | 0
STWD | 31.66 | 19.85 | 38.75 | 16.54 | 735.84 | 573.47
WT | 4109.61 | 4109.61 | 4197.83 | 32114.05 | 32114.05 | 36388.11
IGCC | 0 | 0 | 0 | 0 | 0 | 0
DemandResponse | 0 | 0 | 0 | 0 | 0 | 0
IGCC-CCS | 0 | 0 | 0 | 0 | 0 | 0
WT_off | 0 | 0 | 0 | 0 | 0 | 0
PseudoUnit | 0 | 0 | 0 | 0 | 0 | 0
FixedInterchange | 0 | 0 | 0 | 0 | 0 | 0
Total Generation by Reporting Type: Nebraska
ReportingType | 2015 | 2020 | 2025 | 2030 | 2035 | 2040
BM | 0 | 0 | 0 | 0 | 0 | 0
CC | 478.5 | 238.68 | 373.15 | 238.68 | 137.83 | 36.98
CSP | 0 | 0 | 0 | 0 | 0 | 0
CT | 0 | 0 | 0 | 0 | 0 | 0
Coal | 30719.51 | 3156.78 | 1885.65 | 1631.6 | 1534.4 | 1286.83
Geo | 0 | 0 | 0 | 0 | 0 | 0
H | 591 | 591 | 591 | 591 | 591 | 591
LFG | 47.3 | 47.3 | 47.3 | 537.75 | 612.32 | 612.32
Nuc | 9752.32 | 9751.01 | 8637.44 | 6830.72 | 1.56 | 0.93
PS | 0 | 0 | 0 | 0 | 0 | 0
PV | 0 | 0 | 0 | 0 | 0 | 0
PeakG | 36.61 | 0 | 0 | 0 | 0 | 0
PeakO | 0 | 0 | 0 | 0 | 0 | 0
ST | 0 | 0 | 0 | 0 | 0 | 0
STOG | 0 | 0 | 0 | 0 | 0 | 0
STWD | 0 | 0 | 0 | 0 | 0 | 0
WT | 1220.72 | 66718.75 | 66718.74 | 71234.28 | 77110.06 | 77213.41
IGCC | 0 | 0 | 0 | 0 | 0 | 0
DemandResponse | 0 | 0 | 0 | 0 | 0 | 0
IGCC-CCS | 0 | 0 | 0 | 0 | 0 | 0
WT_off | 0 | 0 | 0 | 0 | 0 | 0
PseudoUnit | 0 | 0 | 0 | 0 | 0 | 0
FixedInterchange | 0 | 0 | 0 | 0 | 0 | 0
Total Generation by Reporting Type: NEISO
ReportingType | 2015 | 2020 | 2025 | 2030 | 2035 | 2040
BM | 1882.96 | 1223.25 | 333.71 | 1882.96 | 1882.96 | 1882.96
CC | 44277.24 | 29891.07 | 26416.61 | 16133.46 | 7221.55 | 6133.96
CSP | 0 | 0 | 0 | 0 | 0 | 0
CT | 0.62 | 10.68 | 10.92 | 0 | 0 | 0
Coal | 32.28 | 0 | 0 | 0 | 0 | 0
Geo | 0 | 0 | 0 | 0 | 0 | 0
H | 12289.94 | 12289.94 | 12289.94 | 12303.66 | 12303.66 | 12303.66
LFG | 4582.65 | 4582.65 | 4582.66 | 5132.48 | 5132.48 | 5132.48
Nuc | 36181.73 | 36181.73 | 36181.73 | 36181.73 | 26141.23 | 19310.53
PS | 143.33 | 209.21 | 187.87 | 85.09 | 47.48 | 66.14
PV | 5.26 | 517.71 | 517.71 | 517.71 | 517.71 | 517.71
PeakG | 29.82 | 32.3 | 38.51 | 8.01 | 3.37 | 12.99
PeakO | 0 | 0 | 0 | 0 | 0 | 0
ST | 0 | 0 | 0 | 0 | 0 | 0
STOG | 0 | 0 | 0 | 0 | 0 | 0
STWD | 4274.88 | 1224.48 | 137.3 | 930.43 | 2747.12 | 2752.04
WT | 1283.3 | 8682.45 | 13229.1 | 16205.23 | 44172.21 | 44172.21
IGCC | 0 | 0 | 0 | 0 | 0 | 0
DemandResponse | 0 | 0 | 0 | 0 | 0 | 0
IGCC-CCS | 0 | 0 | 0 | 0 | 0 | 0
WT_off | 1870.13 | 1870.13 | 1870.13 | 1870.13 | 1870.13 | 1870.13
PseudoUnit | 0 | 0 | 0 | 0 | 0 | 0
FixedInterchange | 0 | 0 | 0 | 0 | 0 | 0
Total Generation by Reporting Type: NonRTO_Midwest
ReportingType | 2015 | 2020 | 2025 | 2030 | 2035 | 2040
BM | 0 | 0 | 0 | 0 | 10572.51 | 42431.26
CC | 22228.54 | 37837.34 | 37837.34 | 36191.29 | 29712.65 | 3898.42
CSP | 0 | 0 | 0 | 0 | 0 | 0
CT | 0 | 0 | 0 | 0 | 0 | 0
Coal | 38298.01 | 22991.36 | 3842.89 | 2791.08 | 6747.42 | 6747.42
Geo | 0 | 0 | 0 | 0 | 0 | 0
H | 457.8 | 457.8 | 3593.25 | 3593.25 | 3593.25 | 3593.25
LFG | 110.38 | 110.38 | 1373.79 | 1373.79 | 1373.79 | 1373.79
Nuc | 0.04 | 0.04 | 0.07 | 0.16 | 0.81 | 0.51
PS | 0 | 0 | 0 | 0 | 0 | 0
PV | 0 | 0 | 0 | 0 | 0 | 0
PeakG | 136.01 | 0 | 0 | 0 | 0 | 0
PeakO | 0 | 0 | 0 | 0 | 0 | 0
ST | 0 | 0 | 0 | 0 | 0 | 0
STOG | 0 | 0 | 0 | 0 | 0 | 0
STWD | 0 | 0 | 0 | 0 | 0 | 0
WT | 151.43 | 151.43 | 151.43 | 151.43 | 151.43 | 151.43
IGCC | 0 | 0 | 0 | 0 | 0 | 0
DemandResponse | 0 | 0 | 0 | 0 | 0 | 0
IGCC-CCS | 0 | 0 | 0 | 0 | 0 | 0
WT_off | 0 | 0 | 0 | 0 | 0 | 0
PseudoUnit | 0 | 0 | 0 | 0 | 0 | 0
FixedInterchange | 0 | 0 | 0 | 0 | 0 | 0
Total Generation by Reporting Type: NYISO_A-F
ReportingType | 2015 | 2020 | 2025 | 2030 | 2035 | 2040
BM | 0 | 0 | 0 | 0 | 0 | 0
CC | 9399.6 | 10044.29 | 5840.85 | 4283.7 | 997.45 | 322.56
CSP | 0 | 0 | 0 | 0 | 0 | 0
CT | 0 | 0 | 0 | 0 | 0 | 0
Coal | 0.01 | 0 | 0 | 0 | 0 | 0
Geo | 0 | 0 | 0 | 0 | 0 | 0
H | 27149.99 | 27149.99 | 27149.99 | 27149.99 | 27149.99 | 27149.99
LFG | 1359.2 | 1359.2 | 1359.2 | 1894.79 | 1894.79 | 1894.79
Nuc | 26211.3 | 26211.3 | 26211.3 | 21372.53 | 16850.79 | 10212.67
PS | 190.8 | 151.33 | 97.85 | 14.22 | 0 | 382.23
PV | 0 | 0 | 0 | 0 | 0 | 0
PeakG | 1.88 | 6.58 | 0 | 0 | 0 | 0
PeakO | 0 | 0 | 0 | 0 | 0 | 0
ST | 0 | 0 | 0 | 0 | 0 | 0
STOG | 0 | 0 | 0 | 0 | 0 | 0
STWD | 0.77 | 2.71 | 16.25 | 85.91 | 602.68 | 602.67
WT | 10101.82 | 11933.66 | 11933.66 | 24344.57 | 37306.4 | 37306.4
IGCC | 0 | 0 | 0 | 0 | 0 | 0
DemandResponse | 0 | 0 | 0 | 0 | 0 | 0
IGCC-CCS | 0 | 0 | 0 | 0 | 0 | 0
WT_off | 0 | 0 | 0 | 0 | 0 | 0
PseudoUnit | 0 | 0 | 0 | 0 | 0 | 0
FixedInterchange | 0 | 0 | 0 | 0 | 0 | 0
Total Generation by Reporting Type: NYISO_G-I
ReportingType | 2015 | 2020 | 2025 | 2030 | 2035 | 2040
BM | 0 | 0 | 0 | 0 | 4069.59 | 5972.92
CC | 1751.25 | 6603.67 | 2408.68 | 1229.84 | 1455.09 | 764.45
CSP | 0 | 0 | 0 | 0 | 0 | 0
CT | 0 | 0 | 0 | 0 | 0 | 0
Coal | 0 | 0 | 0 | 0 | 0 | 0
Geo | 0 | 0 | 0 | 0 | 0 | 0
H | 266.56 | 266.56 | 266.56 | 266.56 | 266.56 | 266.56
LFG | 504.58 | 504.58 | 504.58 | 1090.62 | 1090.62 | 1090.62
Nuc | 15929.31 | 15929.31 | 15929.31 | 15929.31 | 7987.35 | 19152.02
PS | 0 | 0 | 0 | 0 | 0 | 0
PV | 0 | 0 | 0 | 0 | 0 | 0
PeakG | 0 | 0.03 | 0.03 | 0.03 | 0.03 | 0.01
PeakO | 0 | 0 | 0 | 0 | 0 | 0
ST | 0 | 0 | 0 | 0 | 0 | 0
STOG | 0 | 0 | 0 | 0 | 0 | 0
STWD | 0 | 0 | 0 | 0 | 0 | 0
WT | 0 | 178.23 | 178.23 | 909.97 | 909.97 | 909.97
IGCC | 0 | 0 | 0 | 0 | 0 | 0
DemandResponse | 0 | 0 | 0 | 0 | 0 | 0
IGCC-CCS | 0 | 0 | 0 | 0 | 0 | 0
WT_off | 0 | 0 | 0 | 0 | 0 | 0
PseudoUnit | 0 | 0 | 0 | 0 | 0 | 0
FixedInterchange | 0 | 0 | 0 | 0 | 0 | 0
Total Generation by Reporting Type: NYISO_J-K
ReportingType | 2015 | 2020 | 2025 | 2030 | 2035 | 2040
BM | 0 | 0 | 0 | 0 | 0 | 0
CC | 23306.31 | 24555.98 | 20109.87 | 15032.5 | 12737.67 | 9966.69
CSP | 0 | 0 | 0 | 0 | 0 | 0
CT | 0 | 0 | 0 | 0 | 0 | 0
Coal | 0 | 0 | 0 | 0 | 0 | 0
Geo | 0 | 0 | 0 | 0 | 0 | 0
H | 0 | 0 | 0 | 0 | 0 | 0
LFG | 977.62 | 977.62 | 977.62 | 1563.66 | 1563.66 | 1563.66
Nuc | 0 | 0.01 | 0.04 | 0.19 | 0.78 | 0.6
PS | 0 | 0 | 0 | 0 | 0 | 0
PV | 53.26 | 53.26 | 53.26 | 53.26 | 53.26 | 53.26
PeakG | 53.24 | 95.4 | 122 | 104.9 | 335.51 | 272.81
PeakO | 0 | 0 | 0 | 0 | 0 | 0
ST | 0 | 0 | 0 | 0 | 0 | 0
STOG | 493.17 | 658.53 | 1038.58 | 972.83 | 450.2 | 194.91
STWD | 0 | 0 | 0 | 0 | 0 | 0
WT | 0 | 0 | 0 | 469.53 | 861.26 | 861.26
IGCC | 0 | 0 | 0 | 0 | 0 | 0
DemandResponse | 0 | 0 | 0 | 0 | 0 | 0
IGCC-CCS | 0 | 0 | 0 | 0 | 0 | 0
WT_off | 0 | 0 | 0 | 0 | 0 | 0
PseudoUnit | 0 | 0 | 0 | 0 | 0 | 0
FixedInterchange | 0 | 0 | 0 | 0 | 0 | 0
Total Generation by Reporting Type: PJM_E
ReportingType | 2015 | 2020 | 2025 | 2030 | 2035 | 2040
BM | 12.57 | 223.98 | 223.98 | 223.98 | 223.99 | 223.99
CC | 48322.18 | 52520.39 | 54298.9 | 46101.6 | 38060.7 | 22195.81
CSP | 0 | 0 | 0 | 0 | 0 | 0
CT | 0.24 | 2.69 | 2.69 | 5.14 | 2.69 | 0
Coal | 639.43 | 290.37 | 204.52 | 0.01 | 801.09 | 980.08
Geo | 0 | 0 | 0 | 0 | 0 | 0
H | 1839.28 | 1839.28 | 1839.28 | 1839.28 | 1839.28 | 1839.28
LFG | 3714.15 | 4761.94 | 4761.94 | 4761.94 | 4761.94 | 4761.94
Nuc | 66287.73 | 61501.14 | 61501.14 | 61501.15 | 44177.54 | 35032.81
PS | 174.01 | 164 | 284 | 283.94 | 96.66 | 1020
PV | 102.4 | 102.4 | 102.4 | 102.4 | 102.4 | 102.4
PeakG | 22.93 | 252.23 | 252.23 | 481.53 | 252.23 | 252.23
PeakO | 0 | 0 | 0 | 0 | 0 | 0
ST | 0 | 0 | 0 | 0 | 0 | 0
STOG | 269.98 | 512.56 | 383.13 | 383.13 | 0 | 0
STWD | 0 | 0 | 0 | 0 | 0 | 0
WT | 2143.36 | 2143.36 | 2143.36 | 2143.36 | 2143.36 | 2143.36
IGCC | 0 | 0 | 0 | 0 | 0 | 0
DemandResponse | 0 | 0 | 0 | 0 | 0 | 0
IGCC-CCS | 0 | 0 | 0 | 0 | 0 | 0
WT_off | 0 | 0 | 3990.53 | 3990.53 | 3990.53 | 3990.53
PseudoUnit | 0 | 0 | 0 | 0 | 0 | 0
FixedInterchange | 0 | 0 | 0 | 0 | 0 | 0
Total Generation by Reporting Type: PJM_ROM
ReportingType | 2015 | 2020 | 2025 | 2030 | 2035 | 2040
BM | 7.54 | 134.39 | 134.39 | 134.39 | 17603.58 | 17603.64
CC | 21255.34 | 23573.67 | 26058.32 | 18923.66 | 17008.68 | 9613.99
CSP | 0 | 0 | 0 | 0 | 0 | 0
CT | 0.15 | 1.64 | 1.64 | 3.12 | 0 | 0
Coal | 14360.09 | 3931.01 | 61.06 | 70.74 | 150 | 150
Geo | 0 | 0 | 0 | 0 | 0 | 0
H | 3645.46 | 3645.46 | 3645.46 | 6490.47 | 6490.47 | 6490.47
LFG | 2813.8 | 4903.85 | 4903.85 | 4903.85 | 4903.85 | 4903.85
Nuc | 39227.38 | 39227.38 | 39227.38 | 39227.38 | 62793.8 | 107135.09
PS | 682.38 | 620.33 | 1074.23 | 820.37 | 620.24 | 3858.15
PV | 10.51 | 2384.82 | 3714.14 | 4011.67 | 4034.1 | 4141.13
PeakG | 0 | 0 | 0 | 152.45 | 152.46 | 152.46
PeakO | 0 | 0 | 0 | 0 | 0 | 0
ST | 0 | 0 | 0 | 0 | 0 | 0
STOG | 691.59 | 691.59 | 1264.34 | 691.59 | 616.61 | 0
STWD | 28.46 | 490.56 | 490.56 | 490.56 | 490.56 | 490.56
WT | 3032.09 | 4910.74 | 4910.74 | 4910.74 | 4910.74 | 4910.74
IGCC | 0 | 0 | 0 | 0 | 0 | 0
DemandResponse | 0 | 0 | 0 | 0 | 0 | 0
IGCC-CCS | 0 | 0 | 0 | 0 | 0 | 0
WT_off | 0 | 0 | 0 | 0 | 0 | 0
PseudoUnit | 0 | 0 | 0 | 0 | 0 | 0
FixedInterchange | 0 | 0 | 0 | 0 | 0 | 0
Total Generation by Reporting Type: PJM_ROR
ReportingType | 2015 | 2020 | 2025 | 2030 | 2035 | 2040
BM | 161.29 | 2874.47 | 2874.47 | 2874.47 | 2874.47 | 78815.17
CC | 165322.01 | 209730.85 | 205186.21 | 178885.75 | 140501.73 | 42181.97
CSP | 0 | 0 | 0 | 0 | 0 | 0
CT | 5.69 | 2.98 | 2.98 | 2.98 | 0 | 0
Coal | 202080.15 | 109024.88 | 11117.54 | 7143.83 | 16099.68 | 16099.68
Geo | 0 | 0 | 0 | 0 | 0 | 0
H | 4602.26 | 6925.78 | 6925.78 | 6925.78 | 6925.78 | 6925.78
LFG | 4252.63 | 8302.71 | 8302.71 | 8302.71 | 8302.71 | 8302.71
Nuc | 156083.84 | 156083.84 | 156083.84 | 161322.9 | 156706.61 | 192223.82
PS | 1417.26 | 1263.21 | 2187.51 | 2187.45 | 1263.17 | 7856.55
PV | 63.07 | 63.07 | 63.07 | 63.07 | 63.07 | 63.07
PeakG | 823.89 | 743.72 | 988.92 | 801.72 | 712.48 | 208.88
PeakO | 0 | 0 | 0 | 0 | 0 | 0
ST | 0 | 0 | 0 | 0 | 0 | 0
STOG | 667.27 | 652.65 | 798.51 | 697.12 | 171.61 | 0
STWD | 36.67 | 1359.55 | 1359.55 | 998.98 | 1359.55 | 1359.55
WT | 28147.97 | 28682.04 | 45291.13 | 54157.75 | 54157.75 | 54157.75
IGCC | 0 | 0 | 0 | 0 | 0 | 0
DemandResponse | 0 | 0 | 0 | 0 | 0 | 0
IGCC-CCS | 0 | 0 | 0 | 0 | 0 | 0
WT_off | 0 | 0 | 0 | 0 | 0 | 0
PseudoUnit | 0 | 0 | 0 | 0 | 0 | 0
FixedInterchange | 0 | 0 | 0 | 0 | 0 | 0
Total Generation by Reporting Type: SOCO
ReportingType | 2015 | 2020 | 2025 | 2030 | 2035 | 2040
BM | 38.26 | 58.54 | 216.72 | 410.64 | 18976.2 | 46646.44
CC | 152722.49 | 159475.76 | 154317.13 | 122372.88 | 40126.38 | 12996.28
CSP | 0 | 0 | 0 | 0 | 0 | 0
CT | 0 | 0 | 0 | 0 | 0 | 0
Coal | 33987.09 | 10007.8 | 3464.93 | 5074.68 | 5074.69 | 5074.69
Geo | 0 | 0 | 0 | 0 | 0 | 0
H | 10893.11 | 10893.11 | 10893.11 | 10893.11 | 10893.11 | 10893.11
LFG | 291.71 | 291.71 | 1138.45 | 1138.45 | 1138.45 | 1138.45
Nuc | 45497.84 | 62634.5 | 62634.5 | 95536.15 | 163892.86 | 169653.87
PS | 737.36 | 686.75 | 686.75 | 686.75 | 686.75 | 4271.25
PV | 0 | 0 | 0 | 0 | 0 | 0
PeakG | 314.75 | 386.62 | 678.76 | 251.03 | 57.87 | 0
PeakO | 0 | 0 | 0 | 0 | 0 | 0
ST | 0 | 0 | 0 | 0 | 0 | 0
STOG | 0 | 0 | 0 | 0 | 0 | 0
STWD | 261.52 | 246.49 | 692.4 | 3439.81 | 4681.34 | 2890.57
WT | 0 | 0 | 0 | 0 | 209.15 | 209.15
IGCC | 0 | 0 | 0 | 0 | 0 | 0
DemandResponse | 0 | 0 | 0 | 0 | 0 | 0
IGCC-CCS | 0 | 0 | 0 | 0 | 0 | 0
WT_off | 0 | 0 | 0 | 0 | 0 | 0
PseudoUnit | 0 | 0 | 0 | 0 | 0 | 0
FixedInterchange | 0 | 0 | 0 | 0 | 0 | 0
Total Generation by Reporting Type: SPP_N
ReportingType | 2015 | 2020 | 2025 | 2030 | 2035 | 2040
BM | 0 | 0 | 0 | 0 | 0 | 0
CC | 5606.04 | 929.02 | 1464.15 | 911.03 | 520.59 | 260.3
CSP | 0 | 0 | 0 | 0 | 0 | 0
CT | 0 | 0 | 0 | 0 | 0 | 0
Coal | 57180.14 | 10041.82 | 628.12 | 491.38 | 1191.35 | 871.54
Geo | 0 | 0 | 0 | 0 | 0 | 0
H | 60 | 60 | 60 | 60 | 60 | 60
LFG | 55.19 | 55.19 | 55.17 | 706.16 | 804.17 | 804.17
Nuc | 9035.69 | 9035.69 | 8012.75 | 6197.99 | 9035.69 | 7396.85
PS | 0 | 0 | 0 | 0 | 0 | 0
PV | 0 | 0 | 0 | 0 | 0 | 0
PeakG | 73.3 | 0 | 0 | 0 | 0 | 0
PeakO | 0 | 0 | 0 | 0 | 0 | 0
ST | 0 | 0 | 0 | 0 | 0 | 0
STOG | 247.6 | 0 | 0 | 0 | 0 | 0
STWD | 0 | 0 | 0 | 0 | 0 | 0
WT | 4213.48 | 187027.26 | 200348.98 | 221249.35 | 239325.05 | 245012.78
IGCC | 0 | 0 | 0 | 0 | 0 | 0
DemandResponse | 0 | 0 | 0 | 0 | 0 | 0
IGCC-CCS | 0 | 0 | 0 | 0 | 0 | 0
WT_off | 0 | 0 | 0 | 0 | 0 | 0
PseudoUnit | 0 | 0 | 0 | 0 | 0 | 0
FixedInterchange | 0 | 0 | 0 | 0 | 0 | 0
Total Generation by Reporting Type: SPP_S
ReportingType | 2015 | 2020 | 2025 | 2030 | 2035 | 2040
BM | 0 | 0 | 0 | 0 | 0 | 0
CC | 51144.77 | 12279.24 | 14456.07 | 12812.29 | 7165.49 | 4568.31
CSP | 0 | 0 | 0 | 0 | 0 | 0
CT | 0 | 0 | 0 | 0 | 0 | 0
Coal | 79505.27 | 7752.48 | 381.24 | 0 | 0 | 0
Geo | 0 | 0 | 0 | 0 | 0 | 0
H | 10050.79 | 10050.79 | 10050.79 | 10050.79 | 10050.79 | 10050.79
LFG | 149.8 | 149.8 | 131.66 | 789.21 | 898.78 | 898.78
Nuc | 0.02 | 0.02 | 0.04 | 0.07 | 0.45 | 0.28
PS | 194.01 | 189.55 | 910.89 | 944.92 | 1148 | 971.83
PV | 0 | 0 | 0 | 0 | 0 | 0
PeakG | 0 | 0 | 0 | 0 | 0 | 0
PeakO | 0 | 0 | 0 | 0 | 0 | 0
ST | 0 | 0 | 0 | 0 | 0 | 0
STOG | 2551.63 | 706.48 | 1129.35 | 1348.93 | 543.83 | 498.47
STWD | 56.6 | 15.12 | 30.24 | 184.09 | 355.83 | 223.04
WT | 9404.55 | 145610.5 | 155373.77 | 154548.15 | 173348.44 | 177580.01
IGCC | 0 | 0 | 0 | 0 | 0 | 0
DemandResponse | 0 | 0 | 0 | 0 | 0 | 0
IGCC-CCS | 0 | 0 | 0 | 0 | 0 | 0
WT_off | 0 | 0 | 0 | 0 | 0 | 0
PseudoUnit | 0 | 0 | 0 | 0 | 0 | 0
FixedInterchange | 0 | 0 | 0 | 0 | 0 | 0
Total Generation by Reporting Type: TVA
ReportingType | 2015 | 2020 | 2025 | 2030 | 2035 | 2040
BM | 0 | 0 | 0 | 0 | 55206.82 | 55206.82
CC | 48421.74 | 74350.87 | 80176.45 | 64962.41 | 31927.3 | 8950.96
CSP | 0 | 0 | 0 | 0 | 0 | 0
CT | 0 | 0 | 0 | 0 | 0 | 0
Coal | 34946.46 | 12724.45 | 443.09 | 0.02 | 0.03 | 0.03
Geo | 0 | 0 | 0 | 0 | 0 | 0
H | 17444.81 | 17444.81 | 17444.81 | 17545.57 | 17545.57 | 17545.57
LFG | 102.49 | 102.49 | 949.23 | 949.23 | 949.23 | 949.23
Nuc | 65391.09 | 65391.09 | 65391.09 | 65391.09 | 46833.96 | 76596.73
PS | 758.2 | 550.25 | 714.63 | 714.63 | 366.03 | 4444.65
PV | 0 | 0 | 0 | 0 | 0 | 0
PeakG | 0 | 0 | 0 | 0 | 0 | 0
PeakO | 0 | 0 | 0 | 0 | 0 | 0
ST | 0 | 0 | 0 | 0 | 0 | 0
STOG | 0 | 0 | 0 | 0 | 0 | 0
STWD | 1.96 | 1.85 | 3.38 | 25.75 | 35.04 | 23.95
WT | 73.94 | 73.94 | 73.94 | 73.94 | 283.09 | 283.09
IGCC | 0 | 0 | 0 | 0 | 0 | 0
DemandResponse | 0 | 0 | 0 | 0 | 0 | 0
IGCC-CCS | 0 | 0 | 0 | 0 | 0 | 0
WT_off | 0 | 0 | 0 | 0 | 0 | 0
PseudoUnit | 0 | 0 | 0 | 0 | 0 | 0
FixedInterchange | 0 | 0 | 0 | 0 | 0 | 0
Total Generation by Reporting Type: TVA_Transmission
ReportingType | 2015 | 2020 | 2025 | 2030 | 2035 | 2040
BM | 0 | 0 | 0 | 0 | 0 | 0
CC | 0 | 0 | 0 | 0 | 0 | 0
CSP | 0 | 0 | 0 | 0 | 0 | 0
CT | 0 | 0 | 0 | 0 | 0 | 0
Coal | 0 | 0 | 0 | 0 | 0 | 0
Geo | 0 | 0 | 0 | 0 | 0 | 0
H | 0 | 0 | 0 | 0 | 0 | 0
LFG | 0 | 0 | 0 | 0 | 0 | 0
Nuc | 0 | 0 | 0 | 0 | 0 | 0
PS | 0 | 0 | 0 | 0 | 0 | 0
PV | 0 | 0 | 0 | 0 | 0 | 0
PeakG | 0 | 0 | 0 | 0 | 0 | 0
PeakO | 0 | 0 | 0 | 0 | 0 | 0
ST | 0 | 0 | 0 | 0 | 0 | 0
STOG | 0 | 0 | 0 | 0 | 0 | 0
STWD | 0 | 0 | 0 | 0 | 0 | 0
WT | 0 | 0 | 0 | 0 | 0 | 0
IGCC | 0 | 0 | 0 | 0 | 0 | 0
DemandResponse | 0 | 0 | 0 | 0 | 0 | 0
IGCC-CCS | 0 | 0 | 0 | 0 | 0 | 0
WT_off | 0 | 0 | 0 | 0 | 0 | 0
PseudoUnit | 0 | 0 | 0 | 0 | 0 | 0
FixedInterchange | 0 | 0 | 0 | 0 | 0 | 0
Total Generation by Reporting Type: VACAR
ReportingType | 2015 | 2020 | 2025 | 2030 | 2035 | 2040
BM | 6.84 | 1277.68 | 5298.64 | 5393.73 | 52160.85 | 48477.17
CC | 119152.09 | 118620.59 | 113239.44 | 89876.9 | 40607.62 | 9044.07
CSP | 0 | 0 | 0 | 0 | 0 | 0
CT | 73.7 | 73.7 | 73.7 | 0 | 0 | 0
Coal | 28351.58 | 16018.76 | 3986.57 | 1988.55 | 3151.63 | 3151.64
Geo | 0 | 0 | 0 | 0 | 0 | 0
H | 4325 | 4325 | 4325 | 4325 | 4325 | 4325
LFG | 499.37 | 1343.43 | 1343.43 | 1343.43 | 1343.43 | 1343.43
Nuc | 89032.75 | 107182.03 | 118924.38 | 147984.48 | 158172.18 | 224460.56
PS | 1203.36 | 1127.23 | 2188.75 | 1095.51 | 844.72 | 6670.8
PV | 42.05 | 299.54 | 304.04 | 305.59 | 305.59 | 311.37
PeakG | 81.41 | 97.43 | 258.05 | 295.29 | 40.51 | 37.12
PeakO | 0 | 0 | 0 | 0 | 0 | 0
ST | 0 | 0 | 0 | 0 | 0 | 0
STOG | 0 | 0 | 0 | 0 | 0 | 0
STWD | 1969.25 | 1969.25 | 1969.25 | 1969.25 | 1969.25 | 1215.94
WT | 2.34 | 7866.99 | 7866.99 | 7866.99 | 7866.99 | 7866.99
IGCC | 0 | 0 | 0 | 0 | 0 | 0
DemandResponse | 0 | 0 | 0 | 0 | 0 | 0
IGCC-CCS | 0 | 0 | 0 | 0 | 0 | 0
WT_off | 3.46 | 3.46 | 3.46 | 3.46 | 3.46 | 3.46
PseudoUnit | 0 | 0 | 0 | 0 | 0 | 0
FixedInterchange | 0 | 0 | 0 | 0 | 0 | 0
Total Generation by Reporting Type: IESO
ReportingType | 2015 | 2020 | 2025 | 2030 | 2035 | 2040
BM | 0 | 6.23 | 4.47 | 7.52 | 63.19 | 235.44
CC | 9638.86 | 6751.45 | 200.56 | 125.11 | 37.41 | 242.32
CSP | 0 | 0 | 0 | 0 | 0 | 0
CT | 12.03 | 12.03 | 0 | 0 | 0 | 0
Coal | 0 | 0 | 0 | 0 | 0 | 0
Geo | 0 | 0 | 0 | 0 | 0 | 0
H | 46189.03 | 46189.03 | 46189.03 | 47737.94 | 47737.94 | 47737.94
LFG | 926.37 | 926.37 | 926.37 | 930.31 | 930.31 | 930.31
Nuc | 101402.3 | 101402.3 | 101402.3 | 101402.3 | 93379.23 | 81383.57
PS | 25.83 | 13.53 | 7.15 | 3.08 | 13.53 | 50.43
PV | 78.84 | 78.84 | 78.84 | 78.84 | 78.84 | 78.84
PeakG | 0 | 0 | 0 | 0 | 0 | 0
PeakO | 0 | 0 | 0 | 0 | 0 | 0
ST | 0 | 0 | 0 | 0 | 0 | 0
STOG | 0 | 0 | 0 | 0 | 0 | 0
STWD | 9.69 | 13.76 | 13.76 | 321.51 | 974.11 | 974.11
WT | 8479.75 | 8479.75 | 8479.75 | 8479.75 | 8479.75 | 8479.75
IGCC | 0 | 0 | 0 | 0 | 0 | 0
DemandResponse | 0 | 0 | 0 | 0 | 0 | 0
IGCC-CCS | 0 | 0 | 0 | 0 | 0 | 0
WT_off | 0 | 0 | 0 | 0 | 0 | 0
PseudoUnit | 0 | 0 | 0 | 0 | 0 | 0
FixedInterchange | 0 | 0 | 0 | 0 | 0 | 0
Total Generation by Reporting Type: MAPP_CA
ReportingType | 2015 | 2020 | 2025 | 2030 | 2035 | 2040
BM | 0 | 0 | 0 | 0 | 0 | 0
CC | 7729.05 | 7729.05 | 946 | 0 | 0 | 0
CSP | 0 | 0 | 0 | 0 | 0 | 0
CT | 0 | 0 | 0 | 0 | 0 | 0
Coal | 279.43 | 39.51 | 0 | 0 | 0 | 0
Geo | 0 | 0 | 0 | 0 | 0 | 0
H | 41520.42 | 45597.02 | 54366.11 | 64041.47 | 65682.36 | 65682.36
LFG | 0 | 0 | 0 | 0 | 0 | 0
Nuc | 0 | 0.02 | 0 | 0 | 0.34 | 0
PS | 0 | 0 | 0 | 0 | 0 | 0
PV | 0 | 0 | 0 | 0 | 0 | 0
PeakG | 79.5 | 19.52 | 0 | 0 | 0 | 0
PeakO | 0 | 0 | 0 | 0 | 0 | 0
ST | 0 | 0 | 0 | 0 | 0 | 0
STOG | 4.12 | 0 | 0 | 0 | 0 | 0
STWD | 0 | 0 | 0 | 0 | 0 | 0
WT | 1446.06 | 1446.06 | 1446.06 | 1446.06 | 688.72 | 688.72
IGCC | 0 | 0 | 0 | 0 | 0 | 0
DemandResponse | 0 | 0 | 0 | 0 | 0 | 0
IGCC-CCS | 0 | 0 | 0 | 0 | 0 | 0
WT_off | 0 | 0 | 0 | 0 | 0 | 0
PseudoUnit | 0 | 0 | 0 | 0 | 0 | 0
FixedInterchange | 0 | 0 | 0 | 0 | 0 | 0
Total Generation by Reporting Type: AZ_NM_SNV_Coal
ReportingType | 2015 | 2020 | 2025 | 2030 | 2035 | 2040
BM | 0 | 0 | 0 | 0 | 0 | 0
CC | 0 | 0 | 0 | 0 | 0 | 0
CSP | 0 | 0 | 0 | 0 | 0 | 0
CT | 0 | 0 | 0 | 0 | 0 | 0
Coal | 51752.63 | 47241.95 | 10579.2 | 326.26 | 2173.16 | 1076.85
Geo | 0 | 0 | 0 | 0 | 0 | 0
H | 0 | 0 | 0 | 0 | 0 | 0
LFG | 0 | 0 | 0 | 0 | 0 | 0
Nuc | 0 | 0 | 0 | 0 | 0 | 0
PS | 0 | 0 | 0 | 0 | 0 | 0
PV | 0 | 0 | 0 | 0 | 0 | 0
PeakG | 0 | 0 | 0 | 0 | 0 | 0
PeakO | 0 | 0 | 0 | 0 | 0 | 0
ST | 0 | 0 | 0 | 0 | 0 | 0
STOG | 0 | 0 | 0 | 0 | 0 | 0
STWD | 0 | 0 | 0 | 0 | 0 | 0
WT | 0 | 0 | 0 | 0 | 0 | 0
IGCC | 0 | 0 | 0 | 0 | 0 | 0
DemandResponse | 0 | 0 | 0 | 0 | 0 | 0
IGCC-CCS | 0 | 0 | 0 | 0 | 0 | 0
WT_off | 0 | 0 | 0 | 0 | 0 | 0
PseudoUnit | 0 | 0 | 0 | 0 | 0 | 0
FixedInterchange | 0 | 0 | 0 | 0 | 0 | 0
Total Generation by Reporting Type: AZ_NM_SNV_Gas
ReportingType | 2015 | 2020 | 2025 | 2030 | 2035 | 2040
BM | 0 | 0 | 0 | 0 | 0 | 0
CC | 66812.12 | 56007.22 | 83135.16 | 49097.18 | 18104.85 | 13548.91
CSP | 0 | 0 | 0 | 0 | 0 | 0
CT | 0 | 0 | 0 | 0 | 0 | 0
Coal | 0 | 0 | 0 | 0 | 0 | 0
Geo | 0 | 0 | 0 | 0 | 0 | 0
H | 0 | 0 | 0 | 0 | 0 | 0
LFG | 0 | 0 | 0 | 0 | 0 | 0
Nuc | 0 | 0 | 0 | 0 | 0 | 0
PS | 0 | 0 | 0 | 0 | 0 | 0
PV | 0 | 0 | 0 | 0 | 0 | 0
PeakG | 0 | 0 | 0 | 0 | 0 | 0
PeakO | 0 | 0 | 0 | 0 | 0 | 0
ST | 0 | 0 | 0 | 0 | 0 | 0
STOG | 0 | 0 | 0 | 0 | 0 | 0
STWD | 0 | 0 | 0 | 0 | 0 | 0
WT | 0 | 0 | 0 | 0 | 0 | 0
IGCC | 0 | 0 | 0 | 0 | 0 | 0
DemandResponse | 0 | 0 | 0 | 0 | 0 | 0
IGCC-CCS | 0 | 0 | 0 | 0 | 0 | 0
WT_off | 0 | 0 | 0 | 0 | 0 | 0
PseudoUnit | 0 | 0 | 0 | 0 | 0 | 0
FixedInterchange | 0 | 0 | 0 | 0 | 0 | 0
Total Generation by Reporting Type: AZ_NM_SNV_NucRenew
ReportingType | 2015 | 2020 | 2025 | 2030 | 2035 | 2040
BM | 0 | 0 | 0 | 0 | 0.01 | 4403.32
CC | 0 | 0 | 0 | 0 | 0 | 0
CSP | 0 | 0 | 0 | 0 | 0 | 0
CT | 0 | 0 | 0 | 0 | 0 | 0
Coal | 0 | 0 | 0 | 0 | 0 | 0
Geo | 0 | 0.03 | 12066.9 | 12066.9 | 12066.9 | 12066.9
H | 8952 | 8952 | 8952 | 8952 | 8952 | 8952
LFG | 55.19 | 55.19 | 533.48 | 533.48 | 533.48 | 533.48
Nuc | 30183.89 | 30183.89 | 30183.9 | 56611.83 | 107690.78 | 107690.78
PS | 2.16 | 0 | 23.76 | 23.76 | 23.76 | 34.56
PV | 365.63 | 365.63 | 365.63 | 365.63 | 365.63 | 365.63
PeakG | 0 | 0 | 0 | 0 | 0 | 0
PeakO | 0 | 0 | 0 | 0 | 0 | 0
ST | 981.12 | 2542.54 | 3340.66 | 3735.2 | 5563.45 | 5563.57
STOG | 0 | 0 | 0 | 0 | 0 | 0
STWD | 182.21 | 182.21 | 182.21 | 182.21 | 182.21 | 182.21
WT | 1407.73 | 33014.92 | 33082.12 | 33082.12 | 33082.12 | 33082.12
IGCC | 0 | 0 | 0 | 0 | 0 | 0
DemandResponse | 0 | 0 | 0 | 0 | 0 | 0
IGCC-CCS | 0 | 0 | 0 | 0 | 0 | 0
WT_off | 0 | 0 | 0 | 0 | 0 | 0
PseudoUnit | 0 | 0 | 0 | 0 | 0 | 0
FixedInterchange | 0 | 0 | 0 | 0 | 0 | 0
Total Generation by Reporting Type: ERCOT
ReportingType | 2015 | 2020 | 2025 | 2030 | 2035 | 2040
BM | 58.16 | 100.59 | 154.07 | 1082.59 | 30349.68 | 23411.7
CC | 218995.97 | 233083.59 | 200966.51 | 176227.78 | 82558.22 | 58414.29
CSP | 0 | 0 | 0 | 0 | 0 | 0
CT | 0 | 2.34 | 1.47 | 8.17 | 0 | 0
Coal | 42937.67 | 27849.64 | 3989.23 | 5084.52 | 5963.51 | 5963.51
Geo | 0 | 0 | 0 | 0 | 0 | 0
H | 607.38 | 607.38 | 607.38 | 607.38 | 607.39 | 607.39
LFG | 591.3 | 591.3 | 3382.24 | 3382.24 | 3382.24 | 3382.24
Nuc | 39655.79 | 39655.79 | 39655.8 | 59460.17 | 122956.47 | 156344.89
PS | 0 | 0 | 0 | 0 | 0 | 0
PV | 30.84 | 30.84 | 30.84 | 30.84 | 2.64 | 2.51
PeakG | 0 | 6.31 | 0 | 40.06 | 40.75 | 39.89
PeakO | 0 | 0 | 0 | 0 | 0 | 0
ST | 0 | 0 | 0 | 0 | 0 | 0
STOG | 2175.56 | 3263.18 | 983.97 | 702.24 | 0 | 0
STWD | 0 | 0 | 0 | 0 | 0 | 0
WT | 27080.39 | 27080.39 | 83850.23 | 83850.23 | 83850.37 | 84590.46
IGCC | 0 | 0 | 0 | 0 | 0 | 0
DemandResponse | 0 | 0 | 0 | 0 | 0 | 0
IGCC-CCS | 0 | 0 | 0 | 0 | 0 | 0
WT_off | 0 | 0 | 0 | 0 | 0 | 0
PseudoUnit | 0 | 0 | 0 | 0 | 0 | 0
FixedInterchange | 0 | 0 | 0 | 0 | 0 | 0
Total Generation by Reporting Type: NP15
ReportingType | 2015 | 2020 | 2025 | 2030 | 2035 | 2040
BM | 0 | 0 | 0 | 0 | 0 | 0.01
CC | 58607.88 | 58125.95 | 58165.76 | 34410.95 | 12088.94 | 7774.89
CSP | 0 | 0 | 0 | 0 | 0 | 0
CT | 0 | 0 | 0 | 0 | 0 | 0
Coal | 1435.64 | 0 | 0 | 0 | 0 | 0
Geo | 9050.48 | 14043.68 | 14043.68 | 14043.68 | 14043.68 | 14043.68
H | 24182 | 24182 | 24182 | 24182 | 24182 | 24182
LFG | 670.14 | 3653.68 | 5124.6 | 5124.6 | 5124.6 | 5124.6
Nuc | 17915.6 | 17915.6 | 17915.61 | 61758.9 | 73686.1 | 79983.42
PS | 0 | 0 | 0.01 | 4.25 | 0 | 8
PV | 153.52 | 153.52 | 153.52 | 153.52 | 153.52 | 153.52
PeakG | 0 | 0 | 0 | 0 | 0 | 0
PeakO | 0 | 0 | 0 | 0 | 0 | 0
ST | 99.08 | 99.08 | 99.08 | 99.08 | 99.08 | 99.08
STOG | 75.51 | 45 | 83.15 | 0 | 0 | 0
STWD | 3097.54 | 3097.54 | 1673 | 3097.54 | 3097.54 | 3097.54
WT | 3102.31 | 11679.16 | 11679.16 | 11679.21 | 33576.2 | 35449.32
IGCC | 0 | 0 | 0 | 0 | 0 | 0
DemandResponse | 0 | 0 | 0 | 0 | 0 | 0
IGCC-CCS | 0 | 0 | 0 | 0 | 0 | 0
WT_off | 0 | 0 | 0 | 0 | 0 | 0
PseudoUnit | 0 | 0 | 0 | 0 | 0 | 0
FixedInterchange | 0 | 0 | 0 | 0 | 0 | 0
Total Generation by Reporting Type: NWPP_Coal
ReportingType | 2015 | 2020 | 2025 | 2030 | 2035 | 2040
BM | 0 | 0 | 0 | 0 | 0 | 0
CC | 0 | 0 | 0 | 0 | 0 | 0
CSP | 0 | 0 | 0 | 0 | 0 | 0
CT | 0 | 0 | 0 | 0 | 0 | 0
Coal | 47804.48 | 35953.96 | 1282.64 | 1282.61 | 1282.61 | 1282.61
Geo | 0 | 0 | 0 | 0 | 0 | 0
H | 0 | 0 | 0 | 0 | 0 | 0
LFG | 0 | 0 | 0 | 0 | 0 | 0
Nuc | 0 | 0 | 0 | 0 | 0 | 0
PS | 0 | 0 | 0 | 0 | 0 | 0
PV | 0 | 0 | 0 | 0 | 0 | 0
PeakG | 0 | 0 | 0 | 0 | 0 | 0
PeakO | 0 | 0 | 0 | 0 | 0 | 0
ST | 0 | 0 | 0 | 0 | 0 | 0
STOG | 0 | 0 | 0 | 0 | 0 | 0
STWD | 0 | 0 | 0 | 0 | 0 | 0
WT | 0 | 0 | 0 | 0 | 0 | 0
IGCC | 0 | 0 | 0 | 0 | 0 | 0
DemandResponse | 0 | 0 | 0 | 0 | 0 | 0
IGCC-CCS | 0 | 0 | 0 | 0 | 0 | 0
WT_off | 0 | 0 | 0 | 0 | 0 | 0
PseudoUnit | 0 | 0 | 0 | 0 | 0 | 0
FixedInterchange | 0 | 0 | 0 | 0 | 0 | 0
Total Generation by Reporting Type: NWPP_Gas
ReportingType | 2015 | 2020 | 2025 | 2030 | 2035 | 2040
BM | 0 | 0 | 0 | 0 | 0 | 0
CC | 50575.35 | 64238.9 | 64238.91 | 39453.78 | 7207.6 | 6173.2
CSP | 0 | 0 | 0 | 0 | 0 | 0
CT | 0 | 0 | 0 | 0 | 0 | 0
Coal | 0 | 0 | 0 | 0 | 0 | 0
Geo | 0 | 0 | 0 | 0 | 0 | 0
H | 0 | 0 | 0 | 0 | 0 | 0
LFG | 0 | 0 | 0 | 0 | 0 | 0
Nuc | 0 | 0 | 0 | 0 | 0 | 0
PS | 0 | 0 | 0 | 0 | 0 | 0
PV | 0 | 0 | 0 | 0 | 0 | 0
PeakG | 0 | 0 | 0 | 0 | 0 | 0
PeakO | 0 | 0 | 0 | 0 | 0 | 0
ST | 0 | 0 | 0 | 0 | 0 | 0
STOG | 0 | 0 | 0 | 0 | 0 | 0
STWD | 0 | 0 | 0 | 0 | 0 | 0
WT | 0 | 0 | 0 | 0 | 0 | 0
IGCC | 0 | 0 | 0 | 0 | 0 | 0
DemandResponse | 0 | 0 | 0 | 0 | 0 | 0
IGCC-CCS | 0 | 0 | 0 | 0 | 0 | 0
WT_off | 0 | 0 | 0 | 0 | 0 | 0
PseudoUnit | 0 | 0 | 0 | 0 | 0 | 0
FixedInterchange | 0 | 0 | 0 | 0 | 0 | 0
Total Generation by Reporting Type: NWPP_NucRenew
ReportingType | 2015 | 2020 | 2025 | 2030 | 2035 | 2040
BM | 0 | 65.88 | 243.02 | 243.02 | 243.03 | 16151.04
CC | 0 | 0 | 0 | 0 | 0 | 0
CSP | 0 | 0 | 0 | 0 | 0 | 0
CT | 0 | 0 | 0 | 0 | 0 | 0
Coal | 0 | 0 | 0 | 0 | 0 | 0
Geo | 3280.13 | 3280.13 | 6891.88 | 6891.88 | 6891.88 | 6891.88
H | 133486 | 133486 | 133486 | 133486 | 134577.8 | 134577.8
LFG | 1013.09 | 1013.1 | 2940.73 | 2940.73 | 2940.73 | 2940.73
Nuc | 8809.8 | 8809.8 | 8809.81 | 8809.83 | 37698.65 | 37855.33
PS | 0 | 0 | 0 | 0 | 0 | 0
PV | 7.88 | 7.88 | 7.88 | 7.88 | 7.88 | 7.88
PeakG | 0 | 0 | 0 | 0 | 0 | 0
PeakO | 0 | 0 | 0 | 0 | 0 | 0
ST | 0 | 0 | 0 | 0 | 0 | 0
STOG | 0 | 0 | 0 | 0 | 0 | 0
STWD | 0 | 0 | 3931.49 | 3931.49 | 3931.49 | 3931.49
WT | 15874.4 | 15874.4 | 15874.4 | 65215.93 | 65216.08 | 70575.94
IGCC | 0 | 0 | 0 | 0 | 0 | 0
DemandResponse | 0 | 0 | 0 | 0 | 0 | 0
IGCC-CCS | 0 | 0 | 0 | 0 | 0 | 0
WT_off | 0 | 0 | 0 | 0 | 0 | 0
PseudoUnit | 0 | 0 | 0 | 0 | 0 | 0
FixedInterchange | 0 | 0 | 0 | 0 | 0 | 0
Total Generation by Reporting Type: RMPA
ReportingType | 2015 | 2020 | 2025 | 2030 | 2035 | 2040
BM | 0 | 0 | 0 | 0 | 6667.16 | 8910.5
CC | 10305.81 | 11984.72 | 20153.79 | 12119.76 | 5626.05 | 4677.05
CSP | 0 | 0 | 0 | 0 | 0 | 0
CT | 0 | 0 | 0 | 0 | 0 | 0
Coal | 50094.86 | 40425.58 | 6285.88 | 3067.14 | 3066.68 | 2943.9
Geo | 0 | 208.02 | 21387.54 | 21387.54 | 21387.54 | 21387.54
H | 4353 | 4353 | 4353 | 4353 | 4353 | 4353
LFG | 58.34 | 58.35 | 286.45 | 286.45 | 286.45 | 286.45
Nuc | 0.01 | 0.02 | 961.59 | 14590.52 | 14590.93 | 14590.84
PS | 92.61 | 61.9 | 66.89 | 61.93 | 90.21 | 219.61
PV | 54.93 | 54.93 | 54.93 | 54.93 | 54.93 | 54.93
PeakG | 0 | 0 | 0 | 0 | 0 | 0
PeakO | 0 | 0 | 0 | 0 | 0 | 0
ST | 9.83 | 1213.6 | 1213.6 | 1231.51 | 1231.51 | 1231.51
STOG | 0 | 0 | 0 | 0 | 0 | 0
STWD | 0 | 0 | 0 | 0 | 0 | 0
WT | 6354.34 | 17013.68 | 17013.68 | 18626.94 | 18626.94 | 19035.06
IGCC | 0 | 0 | 0 | 0 | 0 | 0
DemandResponse | 0 | 0 | 0 | 0 | 0 | 0
IGCC-CCS | 0 | 0 | 0 | 0 | 0 | 0
WT_off | 0 | 0 | 0 | 0 | 0 | 0
PseudoUnit | 0 | 0 | 0 | 0 | 0 | 0
FixedInterchange | 0 | 0 | 0 | 0 | 0 | 0
Total Generation by Reporting Type: SP15
ReportingType | 2015 | 2020 | 2025 | 2030 | 2035 | 2040
BM | 44.8 | 44.8 | 44.8 | 44.8 | 44.8 | 44.8
CC | 84047.63 | 76796.62 | 75445.86 | 64638.35 | 31045.63 | 18915.79
CSP | 0 | 0 | 0 | 0 | 0 | 0
CT | 0 | 0 | 0 | 0 | 0 | 0
Coal | 1392.49 | 761.6 | 343.51 | 0 | 0 | 0
Geo | 7774.15 | 19841.05 | 19841.05 | 19841.05 | 19841.05 | 19841.05
H | 5920 | 5920 | 5920 | 5920 | 5920 | 5920
LFG | 1759.71 | 6141.64 | 6141.64 | 6141.64 | 6141.64 | 6141.64
Nuc | 17526.13 | 17526.13 | 17526.13 | 22734.57 | 30061.97 | 54555.32
PS | 7.97 | 158.4 | 13.58 | 158.4 | 115.72 | 105.7
PV | 331.57 | 331.57 | 331.57 | 331.57 | 331.57 | 331.57
PeakG | 0 | 0 | 0 | 0 | 0 | 0
PeakO | 0 | 0 | 0 | 0 | 0 | 0
ST | 1569.79 | 1569.79 | 1569.79 | 1569.79 | 10012.5 | 12942.33
STOG | 515.2 | 196.31 | 388.32 | 198.58 | 49.39 | 25.95
STWD | 833.95 | 833.95 | 833.95 | 833.95 | 833.95 | 833.95
WT | 5740.26 | 8074.16 | 42569.13 | 42569.14 | 42569.14 | 42569.14
IGCC | 0 | 0 | 0 | 0 | 0 | 0
DemandResponse | 0 | 0 | 0 | 0 | 0 | 0
IGCC-CCS | 0 | 0 | 0 | 0 | 0 | 0
WT_off | 0 | 0 | 0 | 0 | 0 | 0
PseudoUnit | 0 | 0 | 0 | 0 | 0 | 0
FixedInterchange | 0 | 0 | 0 | 0 | 0 | 0
Total Generation by Reporting Type: ALB
ReportingType | 2015 | 2020 | 2025 | 2030 | 2035 | 2040
BM | 0 | 0 | 0 | 0 | 0 | 0
CC | 16213.53 | 16699.27 | 16805.05 | 5.89 | 0 | 5.87
CSP | 0 | 0 | 0 | 0 | 0 | 0
CT | 0 | 0 | 0 | 0 | 0 | 0
Coal | 46350.59 | 46350.59 | 45723.58 | 0 | 0 | 0
Geo | 0 | 0 | 0 | 0 | 0 | 0
H | 1979.87 | 1979.87 | 1979.87 | 1979.87 | 1979.87 | 1979.87
LFG | 78.84 | 78.84 | 78.84 | 78.84 | 78.84 | 78.84
Nuc | 0 | 0 | 0.54 | 67734.14 | 68894.81 | 69973.46
PS | 0 | 0 | 0 | 0 | 0 | 0
PV | 0 | 0 | 0 | 0 | 0 | 0
PeakG | 0 | 0 | 0 | 0 | 0 | 2.49
PeakO | 0 | 0 | 0 | 0 | 0 | 0
ST | 0 | 0 | 0 | 0 | 0 | 0
STOG | 0 | 0 | 0 | 0 | 0 | 0
STWD | 0 | 715.66 | 1219.39 | 1219.39 | 1219.39 | 1219.39
WT | 1553.84 | 1553.84 | 1553.84 | 1553.84 | 1764.26 | 1764.26
IGCC | 0 | 0 | 0 | 0 | 0 | 0
DemandResponse | 0 | 0 | 0 | 0 | 0 | 0
IGCC-CCS | 0 | 0 | 0 | 0 | 0 | 0
WT_off | 0 | 0 | 0 | 0 | 0 | 0
PseudoUnit | 0 | 0 | 0 | 0 | 0 | 0
FixedInterchange | 0 | 0 | 0 | 0 | 0 | 0
Total Generation by Reporting Type: BC
ReportingType | 2015 | 2020 | 2025 | 2030 | 2035 | 2040
BM | 0 | 0 | 0 | 0 | 0 | 0
CC | 4759.08 | 4759.09 | 4759.09 | 3194.59 | 0 | 0
CSP | 0 | 0 | 0 | 0 | 0 | 0
CT | 0 | 0 | 0 | 0 | 0 | 0
Coal | 0 | 0 | 0 | 0 | 0 | 0
Geo | 0 | 0 | 0 | 0 | 0 | 0
H | 54411.22 | 54411.22 | 54411.22 | 54411.22 | 54411.22 | 54411.22
LFG | 189.22 | 189.22 | 189.22 | 189.22 | 189.22 | 189.22
Nuc | 0 | 0 | 0.21 | 5537.96 | 5537.96 | 10644.05
PS | 0 | 0 | 0 | 0 | 0 | 0
PV | 0 | 0 | 0 | 0 | 0 | 0
PeakG | 0 | 0 | 0 | 0 | 0 | 0
PeakO | 0 | 0 | 0 | 0 | 0 | 0
ST | 0 | 0 | 0 | 0 | 0 | 0
STOG | 0 | 0 | 0 | 0 | 0 | 0
STWD | 0 | 1854.45 | 3574.08 | 3574.08 | 3574.08 | 3574.08
WT | 568.82 | 568.82 | 568.82 | 568.82 | 929.53 | 929.53
IGCC | 0 | 0 | 0 | 0 | 0 | 0
DemandResponse | 0 | 0 | 0 | 0 | 0 | 0
IGCC-CCS | 0 | 0 | 0 | 0 | 0 | 0
WT_off | 0 | 0 | 0 | 0 | 0 | 0
PseudoUnit | 0 | 0 | 0 | 0 | 0 | 0
FixedInterchange | 0 | 0 | 0 | 0 | 0 | 0
Total Generation by Reporting Type: HQ_IESO
ReportingType | 2015 | 2020 | 2025 | 2030 | 2035 | 2040
BM | 0 | 0 | 0 | 0 | 0 | 0
CC | 0 | 0 | 0 | 0 | 0 | 0
CSP | 0 | 0 | 0 | 0 | 0 | 0
CT | 0 | 0 | 0 | 0 | 0 | 0
Coal | 0 | 0 | 0 | 0 | 0 | 0
Geo | 0 | 0 | 0 | 0 | 0 | 0
H | 0 | 0 | 0 | 0 | 0 | 0
LFG | 0 | 0 | 0 | 0 | 0 | 0
Nuc | 0 | 0 | 0 | 0 | 0.02 | 0.06
PS | 0 | 0 | 0 | 0 | 0 | 0
PV | 0 | 0 | 0 | 0 | 0 | 0
PeakG | 0 | 0 | 0 | 0 | 0 | 0
PeakO | 0 | 0 | 0 | 0 | 0 | 0
ST | 0 | 0 | 0 | 0 | 0 | 0
STOG | 0 | 0 | 0 | 0 | 0 | 0
STWD | 0 | 0 | 0 | 0 | 0 | 0
WT | 0 | 0 | 0 | 0 | 0 | 0
IGCC | 0 | 0 | 0 | 0 | 0 | 0
DemandResponse | 0 | 0 | 0 | 0 | 0 | 0
IGCC-CCS | 0 | 0 | 0 | 0 | 0 | 0
WT_off | 0 | 0 | 0 | 0 | 0 | 0
PseudoUnit | 0 | 0 | 0 | 0 | 0 | 0
FixedInterchange | 2336 | 2336 | 2336 | 2336 | 2336 | 2336
Total Generation by Reporting Type: HQ_NEISO
ReportingType | 2015 | 2020 | 2025 | 2030 | 2035 | 2040
BM | 0 | 0 | 0 | 0 | 0 | 0
CC | 0 | 0 | 0 | 0 | 0 | 0
CSP | 0 | 0 | 0 | 0 | 0 | 0
CT | 0 | 0 | 0 | 0 | 0 | 0
Coal | 0 | 0 | 0 | 0 | 0 | 0
Geo | 0 | 0 | 0 | 0 | 0 | 0
H | 0 | 0 | 0 | 0 | 0 | 0
LFG | 0 | 0 | 0 | 0 | 0 | 0
Nuc | 0 | 0 | 0 | 0.01 | 0.36 | 0.36
PS | 0 | 0 | 0 | 0 | 0 | 0
PV | 0 | 0 | 0 | 0 | 0 | 0
PeakG | 0 | 0 | 0 | 0 | 0 | 0
PeakO | 0 | 0 | 0 | 0 | 0 | 0
ST | 0 | 0 | 0 | 0 | 0 | 0
STOG | 0 | 0 | 0 | 0 | 0 | 0
STWD | 0 | 0 | 0 | 0 | 0 | 0
WT | 0 | 0 | 0 | 0 | 0 | 0
IGCC | 0 | 0 | 0 | 0 | 0 | 0
DemandResponse | 0 | 0 | 0 | 0 | 0 | 0
IGCC-CCS | 0 | 0 | 0 | 0 | 0 | 0
WT_off | 0 | 0 | 0 | 0 | 0 | 0
PseudoUnit | 0 | 0 | 0 | 1488.43 | 1488.43 | 1488.43
FixedInterchange | 19184.4 | 19184.4 | 19184.4 | 19184.4 | 19184.4 | 19184.4
Total Generation by Reporting Type: HQ_NY
ReportingType | 2015 | 2020 | 2025 | 2030 | 2035 | 2040
BM | 0 | 0 | 0 | 0 | 0 | 0
CC | 0 | 0 | 0 | 0 | 0 | 0
CSP | 0 | 0 | 0 | 0 | 0 | 0
CT | 0 | 0 | 0 | 0 | 0 | 0
Coal | 0 | 0 | 0 | 0 | 0 | 0
Geo | 0 | 0 | 0 | 0 | 0 | 0
H | 0 | 0 | 0 | 0 | 0 | 0
LFG | 0 | 0 | 0 | 0 | 0 | 0
Nuc | 0 | 0 | 0 | 0.01 | 0.36 | 0.52
PS | 0 | 0 | 0 | 0 | 0 | 0
PV | 0 | 0 | 0 | 0 | 0 | 0
PeakG | 0 | 0 | 0 | 0 | 0 | 0
PeakO | 0 | 0 | 0 | 0 | 0 | 0
ST | 0 | 0 | 0 | 0 | 0 | 0
STOG | 0 | 0 | 0 | 0 | 0 | 0
STWD | 0 | 0 | 0 | 0 | 0 | 0
WT | 0 | 0 | 0 | 0 | 0 | 0
IGCC | 0 | 0 | 0 | 0 | 0 | 0
DemandResponse | 0 | 0 | 0 | 0 | 0 | 0
IGCC-CCS | 0 | 0 | 0 | 0 | 0 | 0
WT_off | 0 | 0 | 0 | 0 | 0 | 0
PseudoUnit | 0 | 0 | 14570.11 | 14570.11 | 14570.11 | 14570.11
FixedInterchange | 5840 | 5840 | 5840 | 5840 | 5840 | 5840
Total Generation by Reporting Type: MARITIMES
ReportingType | 2015 | 2020 | 2025 | 2030 | 2035 | 2040
BM | 0 | 0 | 0 | 0 | 0 | 0
CC | 0 | 0 | 0 | 0 | 0 | 0
CSP | 0 | 0 | 0 | 0 | 0 | 0
CT | 0 | 0 | 0 | 0 | 0 | 0
Coal | 0 | 0 | 0 | 0 | 0 | 0
Geo | 0 | 0 | 0 | 0 | 0 | 0
H | 0 | 0 | 0 | 0 | 0 | 0
LFG | 0 | 0 | 0 | 0 | 0 | 0
Nuc | 0 | 0 | 0 | 0.01 | 0.36 | 0.36
PS | 0 | 0 | 0 | 0 | 0 | 0
PV | 0 | 0 | 0 | 0 | 0 | 0
PeakG | 0 | 0 | 0 | 0 | 0 | 0
PeakO | 0 | 0 | 0 | 0 | 0 | 0
ST | 0 | 0 | 0 | 0 | 0 | 0
STOG | 0 | 0 | 0 | 0 | 0 | 0
STWD | 0 | 0 | 0 | 0 | 0 | 0
WT | 0 | 0 | 0 | 0 | 0 | 0
IGCC | 0 | 0 | 0 | 0 | 0 | 0
DemandResponse | 0 | 0 | 0 | 0 | 0 | 0
IGCC-CCS | 0 | 0 | 0 | 0 | 0 | 0
WT_off | 0 | 0 | 0 | 0 | 0 | 0
PseudoUnit | 0 | 0 | 0 | 2480.72 | 2480.72 | 2480.72
FixedInterchange | 8760 | 8760 | 8760 | 8760 | 8760 | 8760
Total Generation by Reporting Type: All
ReportingType | 2015 | 2020 | 2025 | 2030 | 2035 | 2040
BM | 2212.42 | 6009.82 | 9528.26 | 12298.1 | 202813.2 | 408307.18
CC | 1611026.19 | 1775923.91 | 1737939.16 | 1230639.47 | 677425.66 | 323586.28
CSP | 0 | 0 | 0 | 0 | 0 | 0
CT | 578.91 | 592.54 | 664.52 | 374.34 | 2.69 | 60.77
Coal | 1105323.42 | 498652.45 | 108751.47 | 36392.25 | 67380.73 | 67370.97
Geo | 20459.37 | 37727.52 | 74585.65 | 74585.65 | 74585.65 | 74585.65
H | 430354.22 | 438132.57 | 450037.13 | 464220.88 | 466953.57 | 470624.92
LFG | 32608.23 | 48005.68 | 65411.16 | 70855.18 | 71137.33 | 71137.33
Nuc | 913193.83 | 943691.93 | 971934.85 | 1314967.4 | 1504039.43 | 1738370.67
PS | 6671.67 | 5859.52 | 10128.18 | 8150.43 | 6352.7 | 36005.95
PV | 1434.35 | 5073.06 | 6648.26 | 6954.2 | 6948.44 | 7063.79
PeakG | 2638.31 | 2157.38 | 3113.17 | 2272.27 | 1740.53 | 1122.52
PeakO | 0 | 0 | 0 | 0 | 0 | 0
ST | 2659.82 | 5425.01 | 6223.13 | 6635.58 | 16906.53 | 19836.49
STOG | 8550.85 | 7528.68 | 6572.13 | 5154.98 | 1831.65 | 719.32
STWD | 12225.55 | 13198.91 | 18033.83 | 24372.06 | 32088.91 | 27965.97
WT | 178096.59 | 651692.61 | 986322.16 | 1243508.49 | 1349659.88 | 1379736.86
IGCC | 4427.31 | 4427.31 | 697.02 | 0 | 0 | 0
DemandResponse | 0 | 0 | 0 | 0 | 0 | 0
IGCC-CCS | 0 | 0 | 0 | 0 | 0.02 | 0.02
WT_off | 1873.58 | 1873.58 | 5864.11 | 5864.11 | 5864.11 | 5864.12
PseudoUnit | 0 | 0 | 14570.11 | 18539.26 | 18539.26 | 18539.26
FixedInterchange | 36120.4 | 36120.4 | 36120.4 | 36120.4 | 36120.4 | 36120.4
Total Generation by Reporting Type: EI_US
ReportingType | 2015 | 2020 | 2025 | 2030 | 2035 | 2040
BM | 2109.46 | 5792.31 | 9081.9 | 10920.17 | 165445.34 | 355150.36
CC | 1083340.91 | 1239748.05 | 1213122.45 | 851366.08 | 520756.95 | 213833.97
CSP | 0 | 0 | 0 | 0 | 0 | 0
CT | 566.88 | 578.18 | 663.06 | 366.17 | 2.69 | 60.77
Coal | 863275.62 | 300029.62 | 40547.43 | 26631.73 | 54894.77 | 56104.1
Geo | 354.6 | 354.6 | 354.6 | 354.6 | 354.6 | 354.6
H | 108753.3 | 112455.05 | 115590.51 | 118550 | 118550 | 122221.34
LFG | 27266.03 | 35298 | 45807.59 | 51247.67 | 51529.83 | 51529.82
Nuc | 697700.28 | 728198.35 | 755478.95 | 916327.18 | 949542.16 | 1125348.95
PS | 6543.11 | 5625.69 | 10016.78 | 7899.02 | 6109.48 | 35587.65
PV | 411.15 | 4049.86 | 5625.06 | 5931 | 5953.43 | 6068.91
PeakG | 2558.81 | 2131.55 | 3113.17 | 2232.21 | 1699.78 | 1080.14
PeakO | 0 | 0 | 0 | 0 | 0 | 0
ST | 0 | 0 | 0 | 0 | 0 | 0
STOG | 5780.47 | 4024.18 | 5116.68 | 4254.16 | 1782.26 | 693.37
STWD | 8102.17 | 6501.34 | 6605.95 | 11211.89 | 18276.14 | 14153.2
WT | 106488.69 | 526907.44 | 770204.97 | 976436.45 | 1060876.77 | 1082572.58
IGCC | 4427.31 | 4427.31 | 697.02 | 0 | 0 | 0
DemandResponse | 0 | 0 | 0 | 0 | 0 | 0
IGCC-CCS | 0 | 0 | 0 | 0 | 0.01 | 0.01
WT_off | 1873.58 | 1873.58 | 5864.11 | 5864.11 | 5864.11 | 5864.11
PseudoUnit | 0 | 0 | 14570.11 | 18539.26 | 18539.26 | 18539.26
FixedInterchange | 33784.4 | 33784.4 | 33784.4 | 33784.4 | 33784.4 | 33784.4
Total Generation by Reporting Type: EI_Canada
ReportingType | 2015 | 2020 | 2025 | 2030 | 2035 | 2040
BM | 0 | 6.23 | 4.47 | 7.52 | 63.19 | 235.44
CC | 17367.91 | 14480.51 | 1146.56 | 125.11 | 37.41 | 242.32
CSP | 0 | 0 | 0 | 0 | 0 | 0
CT | 12.03 | 12.03 | 0 | 0 | 0 | 0
Coal | 279.43 | 39.51 | 0 | 0 | 0 | 0
Geo | 0 | 0 | 0 | 0 | 0 | 0
H | 87709.45 | 91786.05 | 100555.14 | 111779.41 | 113420.3 | 113420.3
LFG | 926.37 | 926.37 | 926.37 | 930.31 | 930.31 | 930.31
Nuc | 101402.31 | 101402.33 | 101402.31 | 101402.31 | 93379.6 | 81383.63
PS | 25.83 | 13.53 | 7.15 | 3.08 | 13.53 | 50.43
PV | 78.84 | 78.84 | 78.84 | 78.84 | 78.84 | 78.84
PeakG | 79.5 | 19.52 | 0 | 0 | 0 | 0
PeakO | 0 | 0 | 0 | 0 | 0 | 0
ST | 0 | 0 | 0 | 0 | 0 | 0
STOG | 4.12 | 0 | 0 | 0 | 0 | 0
STWD | 9.69 | 13.76 | 13.76 | 321.51 | 974.11 | 974.11
WT | 9925.81 | 9925.81 | 9925.81 | 9925.81 | 9168.47 | 9168.47
IGCC | 0 | 0 | 0 | 0 | 0 | 0
DemandResponse | 0 | 0 | 0 | 0 | 0 | 0
IGCC-CCS | 0 | 0 | 0 | 0 | 0 | 0
WT_off | 0 | 0 | 0 | 0 | 0 | 0
PseudoUnit | 0 | 0 | 0 | 0 | 0 | 0
FixedInterchange | 2336 | 2336 | 2336 | 2336 | 2336 | 2336
Total Generation by Reporting Type: EI
ReportingType | 2015 | 2020 | 2025 | 2030 | 2035 | 2040
BM | 2109.46 | 5798.55 | 9086.37 | 10927.69 | 165508.53 | 355385.8
CC | 1100708.82 | 1254228.55 | 1214269.01 | 851491.2 | 520794.36 | 214076.28
CSP | 0 | 0 | 0 | 0 | 0 | 0
CT | 578.91 | 590.21 | 663.06 | 366.17 | 2.69 | 60.77
Coal | 863555.05 | 300069.13 | 40547.43 | 26631.73 | 54894.77 | 56104.1
Geo | 354.6 | 354.6 | 354.6 | 354.6 | 354.6 | 354.6
H | 196462.75 | 204241.1 | 216145.65 | 230329.4 | 231970.3 | 235641.64
LFG | 28192.4 | 36224.37 | 46733.96 | 52177.98 | 52460.14 | 52460.14
Nuc | 799102.59 | 829600.68 | 856881.26 | 1017729.49 | 1042921.75 | 1206732.58
PS | 6568.94 | 5639.22 | 10023.93 | 7902.09 | 6123.01 | 35638.09
PV | 489.99 | 4128.7 | 5703.9 | 6009.84 | 6032.27 | 6147.75
PeakG | 2638.31 | 2151.07 | 3113.17 | 2232.21 | 1699.78 | 1080.14
PeakO | 0 | 0 | 0 | 0 | 0 | 0
ST | 0 | 0 | 0 | 0 | 0 | 0
STOG | 5784.59 | 4024.18 | 5116.68 | 4254.16 | 1782.26 | 693.37
STWD | 8111.85 | 6515.1 | 6619.71 | 11533.4 | 19250.26 | 15127.31
WT | 116414.5 | 536833.25 | 780130.77 | 986362.26 | 1070045.24 | 1091741.04
IGCC | 4427.31 | 4427.31 | 697.02 | 0 | 0 | 0
DemandResponse | 0 | 0 | 0 | 0 | 0 | 0
IGCC-CCS | 0 | 0 | 0 | 0 | 0.01 | 0.01
WT_off | 1873.58 | 1873.58 | 5864.11 | 5864.11 | 5864.11 | 5864.12
PseudoUnit | 0 | 0 | 14570.11 | 18539.26 | 18539.26 | 18539.26
FixedInterchange | 36120.4 | 36120.4 | 36120.4 | 36120.4 | 36120.4 | 36120.4
Total Generation by Reporting Type: Outside_EI
ReportingType | 2015 | 2020 | 2025 | 2030 | 2035 | 2040
BM | 102.96 | 211.27 | 441.89 | 1370.41 | 37304.67 | 52921.37
CC | 510317.38 | 521695.35 | 523670.15 | 379148.27 | 156631.3 | 109510
CSP | 0 | 0 | 0 | 0 | 0 | 0
CT | 0 | 2.34 | 1.47 | 8.17 | 0 | 0
Coal | 241768.36 | 198583.32 | 68204.04 | 9760.53 | 12485.96 | 11266.87
Geo | 20104.76 | 37372.91 | 74231.05 | 74231.05 | 74231.05 | 74231.05
H | 233891.47 | 233891.47 | 233891.47 | 233891.47 | 234983.28 | 234983.28
LFG | 4415.83 | 11781.31 | 18677.2 | 18677.2 | 18677.2 | 18677.2
Nuc | 114091.23 | 114091.25 | 115053.59 | 297237.91 | 461117.67 | 531638.09
PS | 102.73 | 220.31 | 104.24 | 248.34 | 229.69 | 367.87
PV | 944.36 | 944.36 | 944.36 | 944.36 | 916.17 | 916.03
PeakG | 0 | 6.31 | 0 | 40.06 | 40.75 | 42.38
PeakO | 0 | 0 | 0 | 0 | 0 | 0
ST | 2659.82 | 5425.01 | 6223.13 | 6635.58 | 16906.53 | 19836.49
STOG | 2766.27 | 3504.49 | 1455.44 | 900.82 | 49.39 | 25.95
STWD | 4113.7 | 6683.8 | 11414.12 | 12838.65 | 12838.66 | 12838.66
WT | 61682.09 | 114859.36 | 206191.39 | 257146.23 | 279614.64 | 287995.82
IGCC | 0 | 0 | 0 | 0 | 0 | 0
DemandResponse | 0 | 0 | 0 | 0 | 0 | 0
IGCC-CCS | 0 | 0 | 0 | 0 | 0 | 0
WT_off | 0 | 0 | 0 | 0 | 0 | 0
PseudoUnit | 0 | 0 | 0 | 0 | 0 | 0
FixedInterchange | 0 | 0 | 0 | 0 | 0 | 0
#2 | Energy Demand (TWh)
Energy Demand by Pool & Region:
Pool/Region | 2015 | 2020 | 2025 | 2030 | 2035 | 2040
ENT | 172.04 | 166.74 | 164.88 | 154.81 | 147.07 | 153.29
FRCC | 249.96 | 246.95 | 261.68 | 262.87 | 254.14 | 272.55
MAPP_US | 27.78 | 29.68 | 29.34 | 30.48 | 30.71 | 30.93
MISO_IN | 95.89 | 93.98 | 102.22 | 102.37 | 97.12 | 103.39
MISO_MI | 96.15 | 92.37 | 98.36 | 99.38 | 98.95 | 102.19
MISO_MO-IL | 91.24 | 95.37 | 100.15 | 101 | 97.44 | 102.52
MISO_W | 132.19 | 133.58 | 149.08 | 151.71 | 143.5 | 145.36
MISO_WUMS | 63.63 | 67.24 | 67.88 | 70.14 | 66.93 | 68.95
NE | 32.16 | 33.86 | 31.52 | 33.21 | 36.12 | 36.55
NEISO | 131.59 | 120.9 | 118.42 | 115.69 | 119.21 | 114.97
NonRTO_Midwest | 61.62 | 62.5 | 64.21 | 59.2 | 60.85 | 63.79
NYISO_A-F | 56.62 | 61.14 | 61.61 | 63.5 | 59.88 | 59.47
NYISO_G-I | 17.49 | 18.44 | 18.84 | 18.49 | 18.66 | 18.78
NYISO_J-K | 66.04 | 70.45 | 71.92 | 72.55 | 71.94 | 72.49
PJM_E | 126.8 | 116.78 | 115.88 | 117.67 | 118.39 | 120.37
PJM_ROM | 141.95 | 146.23 | 145.59 | 148.64 | 149.36 | 154.32
PJM_ROR | 504.4 | 506.61 | 479.54 | 485.04 | 480.97 | 484.96
SOCO | 249.18 | 271.67 | 273.18 | 275.14 | 272.37 | 268.11
SPP_N | 78.23 | 82.77 | 77.83 | 84.33 | 90.04 | 91.71
SPP_S | 164.81 | 179.45 | 178.88 | 177.98 | 177.8 | 179.27
TVA | 170.32 | 173.78 | 169.8 | 166.86 | 177.18 | 173.67
TVA_Transmission | 0 | 0 | 0 | 0 | 0 | 0
VACAR | 254.08 | 268.15 | 273.97 | 275.09 | 271.21 | 280.29
IESO | 130.96 | 124.35 | 122.73 | 128.04 | 123.12 | 123.05
MAPP_CA | 49.66 | 51.49 | 51.1 | 53.6 | 51.82 | 52.08
AZ_NM_SNV_Coal | 129.29 | 143.69 | 147.15 | 148.73 | 156.04 | 156.05
AZ_NM_SNV_Gas | 0 | 0 | 0 | 0 | 0 | 0
AZ_NM_SNV_NucRenew | 0 | 0 | 0 | 0 | 0 | 0
ERCOT | 332.03 | 338.01 | 338.59 | 335.52 | 335.41 | 338.37
NP15 | 114.42 | 120.12 | 123.34 | 132.01 | 135.32 | 142.81
NWPP_Coal | 234.02 | 249.71 | 256.35 | 260.9 | 260.9 | 282.34
NWPP_Gas | 0 | 0 | 0 | 0 | 0 | 0
NWPP_NucRenew | 0 | 0 | 0 | 0 | 0 | 0
RMPA | 71.95 | 78.55 | 73.13 | 79.65 | 79.65 | 81.29
SP15 | 189.17 | 200.62 | 201.73 | 206.48 | 211.65 | 223.37
ALB | 63.97 | 66.3 | 67.87 | 73.44 | 73.24 | 75.91
BC | 61.93 | 62.79 | 62.87 | 66.55 | 64.92 | 65.83
HQ_IESO | 0 | 0 | 0 | 0 | 0 | 0
HQ_NEISO | 0 | 0 | 0 | 0 | 0 | 0
HQ_NY | 0 | 0 | 0 | 0 | 0 | 0
MARITIMES | 0 | 0 | 0 | 0 | 0 | 0
All | 4361.56 | 4474.28 | 4499.64 | 4551.04 | 4531.92 | 4639.01
EI_US | 2984.17 | 3038.65 | 3054.77 | 3066.13 | 3039.84 | 3097.93
EI_Canada | 180.62 | 175.84 | 173.83 | 181.64 | 174.95 | 175.12
EI | 3164.79 | 3214.49 | 3228.6 | 3247.77 | 3214.78 | 3273.05
Outside_EI | 1196.77 | 1259.79 | 1271.04 | 1303.27 | 1317.14 | 1365.96
#3 | Generation Minus Energy (TWh)
Generation Minus Energy by Pool & Region:
Pool/Region | 2015 | 2020 | 2025 | 2030 | 2035 | 2040
ENT | 4.16 | -69.17 | -76.58 | -84.69 | -91.97 | -100.54
FRCC | -0.79 | -1.93 | -2.12 | -0.79 | 0.17 | -10.2
MAPP_US | 1.9 | 5.65 | 10.53 | 9.73 | 9.42 | 8.83
MISO_IN | -21.54 | 71.08 | 28.22 | 81.17 | 66.09 | 50.13
MISO_MI | -12.32 | -39.83 | -41.33 | -56.81 | -63.62 | -50.49
MISO_MO-IL | 9.73 | -43.12 | -49.5 | -43.89 | -38.72 | -42.59
MISO_W | 3 | -49.09 | 84.59 | 77.99 | 68.39 | 70.46
MISO_WUMS | 18.61 | 19.06 | 16.05 | 11.74 | 5.77 | 0.75
NE | 10.69 | 46.65 | 46.73 | 47.86 | 43.87 | 43.19
NEISO | -24.74 | -24.18 | -22.62 | -24.44 | -17.17 | -20.82
NonRTO_Midwest | -0.24 | -0.96 | -17.41 | -15.1 | -8.7 | -5.6
NYISO_A-F | 17.8 | 15.72 | 11 | 15.64 | 24.92 | 18.4
NYISO_G-I | 0.96 | 5.04 | 0.45 | 0.93 | -2.88 | 9.38
NYISO_J-K | -41.15 | -44.11 | -49.62 | -54.36 | -55.93 | -59.57
PJM_E | -3.27 | 7.53 | 14.1 | 4.15 | -21.94 | -47.83
PJM_ROM | -56.2 | -61.71 | -60.11 | -67.81 | -29.59 | 5.13
PJM_ROR | 59.27 | 19.1 | -38.35 | -60.67 | -91.83 | -76.77
SOCO | -4.44 | -26.99 | -38.45 | -35.33 | -26.64 | -14.33
SPP_N | -1.76 | 124.38 | 132.74 | 145.28 | 160.9 | 162.7
SPP_S | -11.76 | -2.69 | 3.58 | 2.7 | 15.71 | 15.52
TVA | -3.18 | -3.14 | -4.6 | -17.19 | -24.03 | -9.67
TVA_Transmission | 0 | 0 | 0 | 0 | 0 | 0
VACAR | -9.34 | -7.95 | -14.19 | -12.64 | -0.42 | 26.62
IESO | 35.81 | 39.53 | 34.57 | 31.05 | 28.57 | 17.07
MAPP_CA | 1.39 | 3.34 | 5.66 | 11.89 | 14.55 | 14.29
AZ_NM_SNV_Coal | -77.54 | -96.45 | -136.57 | -148.41 | -153.87 | -154.97
AZ_NM_SNV_Gas | 66.81 | 56.01 | 83.14 | 49.1 | 18.1 | 13.55
AZ_NM_SNV_NucRenew | 42.13 | 75.3 | 88.73 | 115.55 | 168.46 | 172.87
ERCOT | 0.11 | -5.74 | -4.97 | -5.05 | -5.7 | -5.61
NP15 | 3.97 | 12.88 | 9.78 | 22.55 | 30.74 | 27.11
NWPP_Coal | -186.21 | -213.75 | -255.07 | -259.61 | -259.61 | -281.05
NWPP_Gas | 50.58 | 64.24 | 64.24 | 39.45 | 7.21 | 6.17
NWPP_NucRenew | 162.47 | 162.54 | 172.19 | 221.53 | 251.51 | 272.93
RMPA | -0.62 | -3.17 | -1.35 | -3.87 | -3.67 | -3.6
SP15 | -61.7 | -62.43 | -30.76 | -41.49 | -64.69 | -61.14
ALB | 2.2 | 1.07 | -0.51 | -0.87 | 0.7 | -0.89
BC | -2 | -1 | 0.63 | 0.93 | -0.28 | 3.92
HQ_IESO | 2.34 | 2.34 | 2.34 | 2.34 | 2.34 | 2.34
HQ_NEISO | 19.18 | 19.18 | 19.18 | 20.67 | 20.67 | 20.67
HQ_NY | 5.84 | 5.84 | 20.41 | 20.41 | 20.41 | 20.41
MARITIMES | 8.76 | 8.76 | 8.76 | 11.24 | 11.24 | 11.24
All | 8.9 | 7.81 | 13.5 | 10.87 | 8.47 | 48.01
EI_US | -30.83 | -26.87 | -18.53 | -24.21 | -25.88 | 25.02
EI_Canada | 39.54 | 45.2 | 42.57 | 45.27 | 45.46 | 33.7
EI | 8.71 | 18.33 | 24.04 | 21.06 | 19.58 | 58.71
Outside_EI | 0.19 | -10.52 | -10.53 | -10.19 | -11.11 | -10.71
#4 | Fuel Use (TBtu)
Total Fuel Consumption by Reporting Type: Entergy
ReportingType | 2015 | 2020 | 2025 | 2030 | 2035 | 2040
BM | 0 | 0 | 0 | 0 | 0 | 65.48
CC | 506.32 | 319.2 | 291.52 | 174.4 | 113.18 | 88.22
CSP | 0 | 0 | 0 | 0 | 0 | 0
CT | 0 | 0 | 0 | 0 | 0 | 0
Coal | 608.12 | 58.13 | 7.68 | 0 | 0 | 0
Geo | 0 | 0 | 0 | 0 | 0 | 0
H | 0 | 0 | 0 | 0 | 0 | 0
LFG | 0 | 0 | 8.1 | 11.56 | 11.56 | 11.56
Nuc | 464.87 | 464.87 | 464.87 | 464.43 | 392.68 | 307.2
PS | 0 | 0 | 0 | 0 | 0 | 0
PV | 0 | 0 | 0 | 0 | 0 | 0
PeakG | 0 | 0 | 0 | 0 | 0 | 0
PeakO | 0 | 0 | 0 | 0 | 0 | 0
ST | 0 | 0 | 0 | 0 | 0 | 0
STOG | 4.66 | 4.44 | 4.44 | 1.73 | 0 | 0
STWD | 0.51 | 0.49 | 0.97 | 3.98 | 14.71 | 11.69
WT | 0 | 0 | 0 | 0 | 0 | 0
IGCC | 0 | 0 | 0 | 0 | 0 | 0
DemandResponse | 0 | 0 | 0 | 0 | 0 | 0
IGCC-CCS | 0 | 0 | 0 | 0 | 0 | 0
WT_off | 0 | 0 | 0 | 0 | 0 | 0
PseudoUnit | 0 | 0 | 0 | 0 | 0 | 0
FixedInterchange | 0 | 0 | 0 | 0 | 0 | 0
Total Fuel Consumption by Reporting Type: FRCC
ReportingType | 2015 | 2020 | 2025 | 2030 | 2035 | 2040
BM | 0 | 0 | 0 | 0 | 0 | 130.45
CC | 1299.51 | 1349.19 | 1339 | 642.23 | 299.33 | 192.31
CSP | 0 | 0 | 0 | 0 | 0 | 0
CT | 5.26 | 5.26 | 6.17 | 3.84 | 0 | 0
Coal | 185.24 | 71.93 | 14.97 | 17.81 | 52.47 | 63.89
Geo | 0 | 0 | 0 | 0 | 0 | 0
H | 0 | 0 | 0 | 0 | 0 | 0
LFG | 0 | 0 | 21.31 | 21.31 | 21.31 | 21.31
Nuc | 352.09 | 352.09 | 544.56 | 1610.73 | 2046.86 | 2196.65
PS | 0 | 0 | 0 | 0 | 0 | 0
PV | 0 | 0 | 0 | 0 | 0 | 0
PeakG | 4.37 | 4.38 | 7.6 | 0.78 | 1.1 | 0.85
PeakO | 0 | 0 | 0 | 0 | 0 | 0
ST | 0 | 0 | 0 | 0 | 0 | 0
STOG | 0.86 | 0.81 | 0 | 0 | 0 | 0
STWD | 1.49 | 3.28 | 15.45 | 15.45 | 15.45 | 9.54
WT | 0 | 0 | 0 | 0 | 0 | 0
IGCC | 0 | 0 | 0 | 0 | 0 | 0
DemandResponse | 0 | 0 | 0 | 0 | 0 | 0
IGCC-CCS | 0 | 0 | 0 | 0 | 0 | 0
WT_off | 0 | 0 | 0 | 0 | 0 | 0
PseudoUnit | 0 | 0 | 0 | 0 | 0 | 0
FixedInterchange | 0 | 0 | 0 | 0 | 0 | 0
Total Fuel Consumption by Reporting Type: MAPP_US
ReportingType | 2015 | 2020 | 2025 | 2030 | 2035 | 2040
BM | 0 | 0 | 0 | 0 | 0 | 0
CC | 10.29 | 1.42 | 2.2 | 1.37 | 1.36 | 0.75
CSP | 0 | 0 | 0 | 0 | 0 | 0
CT | 0 | 0 | 0 | 0 | 0 | 0.66
Coal | 124.64 | 36.65 | 1.28 | 0 | 0 | 0
Geo | 0 | 0 | 0 | 0 | 0 | 0
H | 0 | 0 | 0 | 0 | 0 | 0
LFG | 0 | 0 | 0 | 7.71 | 7.71 | 7.71
Nuc | 0 | 0 | 0 | 0.01 | 0.04 | 0.04
PS | 0 | 0 | 0 | 0 | 0 | 0
PV | 0 | 0 | 0 | 0 | 0 | 0
PeakG | 0.91 | 0.68 | 0.68 | 0.68 | 0.47 | 0.69
PeakO | 0 | 0 | 0 | 0 | 0 | 0
ST | 0 | 0 | 0 | 0 | 0 | 0
STOG | 0 | 0 | 0 | 0 | 0 | 0
STWD | 0 | 0 | 0 | 0 | 0 | 0
WT | 0.01 | 0.02 | 0.03 | 0.03 | 0.03 | 0.03
IGCC | 0 | 0 | 0 | 0 | 0 | 0
DemandResponse | 0 | 0 | 0 | 0 | 0 | 0
IGCC-CCS | 0 | 0 | 0 | 0 | 0 | 0
WT_off | 0 | 0 | 0 | 0 | 0 | 0
PseudoUnit | 0 | 0 | 0 | 0 | 0 | 0
FixedInterchange | 0 | 0 | 0 | 0 | 0 | 0
Total Fuel Consumption by Reporting Type: MISO_IN
ReportingType | 2015 | 2020 | 2025 | 2030 | 2035 | 2040
BM | 0 | 0 | 0 | 0 | 0 | 0
CC | 39.25 | 748.63 | 756.41 | 382.86 | 218.31 | 157.82
CSP | 0 | 0 | 0 | 0 | 0 | 0
CT | 0 | 0 | 0 | 0 | 0 | 0
Coal | 615.15 | 358.84 | 37.7 | 30.29 | 110.85 | 113.11
Geo | 0 | 0 | 0 | 0 | 0 | 0
H | 0 | 0 | 0 | 0 | 0 | 0
LFG | 0 | 0 | 8.62 | 8.62 | 8.62 | 8.62
Nuc | 0 | 0 | 0 | 0.01 | 0.08 | 0.06
PS | 0 | 0 | 0 | 0 | 0 | 0
PV | 0 | 0 | 0 | 0 | 0 | 0
PeakG | 0.12 | 0 | 0 | 0 | 0 | 0
PeakO | 0 | 0 | 0 | 0 | 0 | 0
ST | 0 | 0 | 0 | 0 | 0 | 0
STOG | 0.65 | 0.34 | 0.34 | 0 | 0 | 0
STWD | 0 | 0 | 0 | 0 | 0 | 0
WT | 0 | 0 | 0 | 0.12 | 0.12 | 0.12
IGCC | 40.45 | 40.45 | 6.37 | 0 | 0 | 0
DemandResponse | 0 | 0 | 0 | 0 | 0 | 0
IGCC-CCS | 0 | 0 | 0 | 0 | 0 | 0
WT_off | 0 | 0 | 0 | 0 | 0 | 0
PseudoUnit | 0 | 0 | 0 | 0 | 0 | 0
FixedInterchange | 0 | 0 | 0 | 0 | 0 | 0
Total Fuel Consumption by Reporting Type: MISO_MI
ReportingType | 2015 | 2020 | 2025 | 2030 | 2035 | 2040
BM | 0 | 0 | 0 | 0 | 0 | 322.99
CC | 212.28 | 184.5 | 208.93 | 110.63 | 97.43 | 16.61
CSP | 0 | 0 | 0 | 0 | 0 | 0
CT | 0 | 0 | 0 | 0 | 0 | 0
Coal | 274.51 | 0 | 0 | 0 | 0 | 0
Geo | 0 | 0 | 0 | 0 | 0 | 0
H | 0 | 0 | 0 | 0 | 0 | 0
LFG | 0 | 0 | 17.24 | 17.24 | 17.24 | 17.24
Nuc | 174.19 | 174.19 | 174.19 | 174.19 | 102.45 | 102.45
PS | 0 | 0 | 0 | 0 | 0 | 0
PV | 0 | 0 | 0 | 0 | 0 | 0
PeakG | 0.08 | 0 | 0 | 0 | 0 | 0
PeakO | 0 | 0 | 0 | 0 | 0 | 0
ST | 0 | 0 | 0 | 0 | 0 | 0
STOG | 3.38 | 3.38 | 0.74 | 0 | 0 | 0
STWD | 13.39 | 8.46 | 1.26 | 3.01 | 13.39 | 13.39
WT | 0.01 | 0.01 | 0.01 | 0.01 | 0.01 | 0.01
IGCC | 0 | 0 | 0 | 0 | 0 | 0
DemandResponse | 0 | 0 | 0 | 0 | 0 | 0
IGCC-CCS | 0 | 0 | 0 | 0 | 0 | 0
WT_off | 0 | 0 | 0 | 0 | 0 | 0
PseudoUnit | 0 | 0 | 0 | 0 | 0 | 0
FixedInterchange | 0 | 0 | 0 | 0 | 0 | 0
Total Fuel Consumption by Reporting Type: MISO_MO-IL
ReportingType | 2015 | 2020 | 2025 | 2030 | 2035 | 2040
BM | 0 | 0 | 0 | 0 | 0 | 0
CC | 22.5 | 48.25 | 41.16 | 16.93 | 13.03 | 5.28
CSP | 0 | 0 | 0 | 0 | 0 | 0
CT | 0 | 0 | 0 | 0 | 0 | 0
Coal | 757.77 | 212.84 | 28.59 | 11.48 | 36.11 | 36.11
Geo | 0 | 0 | 0 | 0 | 0 | 0
H | 0 | 0 | 0 | 0 | 0 | 0
LFG | 0 | 0 | 24.03 | 24.03 | 24.03 | 24.03
Nuc | 178.81 | 178.81 | 178.81 | 178.81 | 178.81 | 178.81
PS | 0 | 0 | 0 | 0 | 0 | 0
PV | 0 | 0 | 0 | 0 | 0 | 0
PeakG | 2.65 | 0.45 | 0.36 | 0 | 0 | 0
PeakO | 0 | 0 | 0 | 0 | 0 | 0
ST | 0 | 0 | 0 | 0 | 0 | 0
STOG | 0.06 | 0 | 0 | 0 | 0 | 0
STWD | 0 | 0 | 0 | 0 | 0 | 0
WT | 0 | 0 | 0.02 | 0.03 | 0.03 | 0.03
IGCC | 0 | 0 | 0 | 0 | 0 | 0
DemandResponse | 0 | 0 | 0 | 0 | 0 | 0
IGCC-CCS | 0 | 0 | 0 | 0 | 0 | 0
WT_off | 0 | 0 | 0 | 0 | 0 | 0
PseudoUnit | 0 | 0 | 0 | 0 | 0 | 0
FixedInterchange | 0 | 0 | 0 | 0 | 0 | 0
Total Fuel Consumption by Reporting Type: MISO_W
ReportingType | 2015 | 2020 | 2025 | 2030 | 2035 | 2040
BM | 0 | 0 | 0 | 0 | 0 | 0
CC | 81.93 | 60.22 | 46.81 | 22.76 | 15.94 | 8.11
CSP | 0 | 0 | 0 | 0 | 0 | 0
CT | 0 | 0 | 0 | 0 | 0 | 0
Coal | 761.97 | 268.77 | 51.04 | 30.47 | 32.91 | 30.83
Geo | 0 | 0 | 0 | 0 | 0 | 0
H | 0 | 0 | 0 | 0 | 0 | 0
LFG | 0 | 0 | 0 | 7.71 | 7.71 | 7.71
Nuc | 190.11 | 190.11 | 182.14 | 181.77 | 0.01 | 0.01
PS | 0 | 0 | 0 | 0 | 0 | 0
PV | 0 | 0 | 0 | 0 | 0 | 0
PeakG | 2.84 | 0.22 | 0 | 0 | 0 | 0
PeakO | 0 | 0 | 0 | 0 | 0 | 0
ST | 0 | 0 | 0 | 0 | 0 | 0
STOG | 0 | 0 | 0 | 0 | 0 | 0
STWD | 1.45 | 1.39 | 3.64 | 13.01 | 18.97 | 13.01
WT | 0.03 | 0.03 | 0.2 | 0.2 | 0.2 | 0.21
IGCC | 0 | 0 | 0 | 0 | 0 | 0
DemandResponse | 0 | 0 | 0 | 0 | 0 | 0
IGCC-CCS | 0 | 0 | 0 | 0 | 0 | 0
WT_off | 0 | 0 | 0 | 0 | 0 | 0
PseudoUnit | 0 | 0 | 0 | 0 | 0 | 0
FixedInterchange | 0 | 0 | 0 | 0 | 0 | 0
Total Fuel Consumption by Reporting Type: MISO_WUMS
ReportingType | 2015 | 2020 | 2025 | 2030 | 2035 | 2040
BM | 0 | 0 | 0 | 0 | 24.37 | 233.65
CC | 320.77 | 408.45 | 386.08 | 197.58 | 201.19 | 52.59
CSP | 0 | 0 | 0 | 0 | 0 | 0
CT | 0 | 0 | 0 | 0 | 0 | 0
Coal | 120.62 | 17.99 | 10.57 | 5.5 | 28.06 | 38.02
Geo | 0 | 0 | 0 | 0 | 0 | 0
H | 0 | 0 | 0 | 0 | 0 | 0
LFG | 0 | 0 | 24.03 | 24.03 | 24.03 | 24.03
Nuc | 150.68 | 150.68 | 150.68 | 150.68 | 0.01 | 0.01
PS | 0 | 0 | 0 | 0 | 0 | 0
PV | 0 | 0 | 0 | 0 | 0 | 0
PeakG | 0 | 0 | 0 | 0 | 0 | 0
PeakO | 0 | 0 | 0 | 0 | 0 | 0
ST | 0 | 0 | 0 | 0 | 0 | 0
STOG | 0 | 0 | 0 | 0 | 0 | 0
STWD | 0.42 | 0.26 | 0.51 | 0.22 | 9.7 | 7.56
WT | 0 | 0 | 0 | 0.03 | 0.03 | 0.04
IGCC | 0 | 0 | 0 | 0 | 0 | 0
DemandResponse | 0 | 0 | 0 | 0 | 0 | 0
IGCC-CCS | 0 | 0 | 0 | 0 | 0 | 0
WT_off | 0 | 0 | 0 | 0 | 0 | 0
PseudoUnit | 0 | 0 | 0 | 0 | 0 | 0
FixedInterchange | 0 | 0 | 0 | 0 | 0 | 0
Total Fuel Consumption by Reporting Type: Nebraska
ReportingType | 2015 | 2020 | 2025 | 2030 | 2035 | 2040
BM | 0 | 0 | 0 | 0 | 0 | 0
CC | 3.74 | 1.87 | 2.92 | 1.87 | 1.08 | 0.29
CSP | 0 | 0 | 0 | 0 | 0 | 0
CT | 0 | 0 | 0 | 0 | 0 | 0
Coal | 332.69 | 35.02 | 24.56 | 22.22 | 20.89 | 17.52
Geo | 0 | 0 | 0 | 0 | 0 | 0
H | 0 | 0 | 0 | 0 | 0 | 0
LFG | 0 | 0 | 0 | 6.77 | 7.71 | 7.71
Nuc | 104.28 | 104.27 | 92.36 | 73.04 | 0.02 | 0.01
PS | 0 | 0 | 0 | 0 | 0 | 0
PV | 0 | 0 | 0 | 0 | 0 | 0
PeakG | 0.42 | 0 | 0 | 0 | 0 | 0
PeakO | 0 | 0 | 0 | 0 | 0 | 0
ST | 0 | 0 | 0 | 0 | 0 | 0
STOG | 0 | 0 | 0 | 0 | 0 | 0
STWD | 0 | 0 | 0 | 0 | 0 | 0
WT | 0 | 0.07 | 0.07 | 0.07 | 0.08 | 0.08
IGCC | 0 | 0 | 0 | 0 | 0 | 0
DemandResponse | 0 | 0 | 0 | 0 | 0 | 0
IGCC-CCS | 0 | 0 | 0 | 0 | 0 | 0
WT_off | 0 | 0 | 0 | 0 | 0 | 0
PseudoUnit | 0 | 0 | 0 | 0 | 0 | 0
FixedInterchange | 0 | 0 | 0 | 0 | 0 | 0
Total Fuel Consumption by Reporting Type: NEISO
ReportingType | 2015 | 2020 | 2025 | 2030 | 2035 | 2040
BM | 24.48 | 15.9 | 4.34 | 24.48 | 24.48 | 24.48
CC | 301.98 | 198.27 | 173.26 | 101.8 | 45.98 | 39.66
CSP | 0 | 0 | 0 | 0 | 0 | 0
CT | 0.01 | 0.12 | 0.12 | 0 | 0 | 0
Coal | 0.36 | 0 | 0 | 0 | 0 | 0
Geo | 0 | 0 | 0 | 0 | 0 | 0
H | 0 | 0 | 0 | 0 | 0 | 0
LFG | 5.3 | 5.3 | 5.3 | 12.81 | 12.81 | 12.81
Nuc | 365.51 | 365.51 | 365.51 | 365.51 | 264.08 | 195.08
PS | 0 | 0 | 0 | 0 | 0 | 0
PV | 0 | 0 | 0 | 0 | 0 | 0
PeakG | 0.31 | 0.33 | 0.4 | 0.08 | 0.03 | 0.13
PeakO | 0 | 0 | 0 | 0 | 0 | 0
ST | 0 | 0 | 0 | 0 | 0 | 0
STOG | 0 | 0 | 0 | 0 | 0 | 0
STWD | 51.79 | 14.62 | 1.62 | 10.66 | 32.82 | 32.88
WT | 0 | 0.01 | 0.01 | 0.02 | 0.04 | 0.04
IGCC | 0 | 0 | 0 | 0 | 0 | 0
DemandResponse | 0 | 0 | 0 | 0 | 0 | 0
IGCC-CCS | 0 | 0 | 0 | 0 | 0 | 0
WT_off | 0 | 0 | 0 | 0 | 0 | 0
PseudoUnit | 0 | 0 | 0 | 0 | 0 | 0
FixedInterchange | 0 | 0 | 0 | 0 | 0 | 0
Total Fuel Consumption by Reporting Type: NonRTO_Midwest
ReportingType | 2015 | 2020 | 2025 | 2030 | 2035 | 2040
BM | 0 | 0 | 0 | 0 | 137.44 | 551.61
CC | 136.04 | 231.56 | 231.56 | 221.49 | 181.84 | 23.86
CSP | 0 | 0 | 0 | 0 | 0 | 0
CT | 0 | 0 | 0 | 0 | 0 | 0
Coal | 376.92 | 225.24 | 38.32 | 35.71 | 86.83 | 86.83
Geo | 0 | 0 | 0 | 0 | 0 | 0
H | 0 | 0 | 0 | 0 | 0 | 0
LFG | 0 | 0 | 17.24 | 17.24 | 17.24 | 17.24
Nuc | 0 | 0 | 0.01 | 0.02 | 0.08 | 0.05
PS | 0 | 0 | 0 | 0 | 0 | 0
PV | 0 | 0 | 0 | 0 | 0 | 0
PeakG | 1.55 | 0 | 0 | 0 | 0 | 0
PeakO | 0 | 0 | 0 | 0 | 0 | 0
ST | 0 | 0 | 0 | 0 | 0 | 0
STOG | 0 | 0 | 0 | 0 | 0 | 0
STWD | 0 | 0 | 0 | 0 | 0 | 0
WT | 0 | 0 | 0 | 0 | 0 | 0
IGCC | 0 | 0 | 0 | 0 | 0 | 0
DemandResponse | 0 | 0 | 0 | 0 | 0 | 0
IGCC-CCS | 0 | 0 | 0 | 0 | 0 | 0
WT_off | 0 | 0 | 0 | 0 | 0 | 0
PseudoUnit | 0 | 0 | 0 | 0 | 0 | 0
FixedInterchange | 0 | 0 | 0 | 0 | 0 | 0
Total Fuel Consumption by Reporting Type: NYISO_A-F
ReportingType | 2015 | 2020 | 2025 | 2030 | 2035 | 2040
BM | 0 | 0 | 0 | 0 | 0 | 0
CC | 63.12 | 67.8 | 36.82 | 27 | 6.2 | 2.33
CSP | 0 | 0 | 0 | 0 | 0 | 0
CT | 0 | 0 | 0 | 0 | 0 | 0
Coal | 0 | 0 | 0 | 0 | 0 | 0
Geo | 0 | 0 | 0 | 0 | 0 | 0
H | 0 | 0 | 0 | 0 | 0 | 0
LFG | 0.69 | 0.69 | 0.69 | 8 | 8 | 8
Nuc | 270.5 | 270.5 | 270.5 | 220.56 | 173.9 | 105.39
PS | 0 | 0 | 0 | 0 | 0 | 0
PV | 0 | 0 | 0 | 0 | 0 | 0
PeakG | 0.02 | 0.07 | 0 | 0 | 0 | 0
PeakO | 0 | 0 | 0 | 0 | 0 | 0
ST | 0 | 0 | 0 | 0 | 0 | 0
STOG | 0 | 0 | 0 | 0 | 0 | 0
STWD | 0.01 | 0.03 | 0.2 | 1.07 | 7.53 | 7.53
WT | 0.01 | 0.01 | 0.01 | 0.02 | 0.04 | 0.04
IGCC | 0 | 0 | 0 | 0 | 0 | 0
DemandResponse | 0 | 0 | 0 | 0 | 0 | 0
IGCC-CCS | 0 | 0 | 0 | 0 | 0 | 0
WT_off | 0 | 0 | 0 | 0 | 0 | 0
PseudoUnit | 0 | 0 | 0 | 0 | 0 | 0
FixedInterchange | 0 | 0 | 0 | 0 | 0 | 0
Total Fuel Consumption by Reporting Type: NYISO_G-I
ReportingType | 2015 | 2020 | 2025 | 2030 | 2035 | 2040
BM | 0 | 0 | 0 | 0 | 52.9 | 77.65
CC | 12.61 | 47.53 | 17.34 | 8.86 | 10.48 | 5.5
CSP | 0 | 0 | 0 | 0 | 0 | 0
CT | 0 | 0 | 0 | 0 | 0 | 0
Coal | 0 | 0 | 0 | 0 | 0 | 0
Geo | 0 | 0 | 0 | 0 | 0 | 0
H | 0 | 0 | 0 | 0 | 0 | 0
LFG | 0 | 0 | 0 | 8 | 8 | 8
Nuc | 162.83 | 162.83 | 162.83 | 162.83 | 81.65 | 199.83
PS | 0 | 0 | 0 | 0 | 0 | 0
PV | 0 | 0 | 0 | 0 | 0 | 0
PeakG | 0 | 0 | 0 | 0 | 0 | 0
PeakO | 0 | 0 | 0 | 0 | 0 | 0
ST | 0 | 0 | 0 | 0 | 0 | 0
STOG | 0 | 0 | 0 | 0 | 0 | 0
STWD | 0 | 0 | 0 | 0 | 0 | 0
WT | 0 | 0 | 0 | 0 | 0 | 0
IGCC | 0 | 0 | 0 | 0 | 0 | 0
DemandResponse | 0 | 0 | 0 | 0 | 0 | 0
IGCC-CCS | 0 | 0 | 0 | 0 | 0 | 0
WT_off | 0 | 0 | 0 | 0 | 0 | 0
PseudoUnit | 0 | 0 | 0 | 0 | 0 | 0
FixedInterchange | 0 | 0 | 0 | 0 | 0 | 0
Total Fuel Consumption by Reporting Type: NYISO_J-K
ReportingType | 2015 | 2020 | 2025 | 2030 | 2035 | 2040
BM | 0 | 0 | 0 | 0 | 0 | 0
CC | 158.54 | 167.6 | 135.8 | 100.12 | 84.69 | 66.2
CSP | 0 | 0 | 0 | 0 | 0 | 0
CT | 0 | 0 | 0 | 0 | 0 | 0
Coal | 0 | 0 | 0 | 0 | 0 | 0
Geo | 0 | 0 | 0 | 0 | 0 | 0
H | 0 | 0 | 0 | 0 | 0 | 0
LFG | 0 | 0 | 0 | 8 | 8 | 8
Nuc | 0 | 0 | 0 | 0.02 | 0.08 | 0.06
PS | 0 | 0 | 0 | 0 | 0 | 0
PV | 0 | 0 | 0 | 0 | 0 | 0
PeakG | 0.53 | 0.95 | 1.21 | 1.04 | 3.33 | 2.71
PeakO | 0 | 0 | 0 | 0 | 0 | 0
ST | 0 | 0 | 0 | 0 | 0 | 0
STOG | 5.11 | 6.82 | 10.76 | 10.08 | 4.67 | 2.02
STWD | 0 | 0 | 0 | 0 | 0 | 0
WT | 0 | 0 | 0 | 0 | 0 | 0
IGCC | 0 | 0 | 0 | 0 | 0 | 0
DemandResponse | 0 | 0 | 0 | 0 | 0 | 0
IGCC-CCS | 0 | 0 | 0 | 0 | 0 | 0
WT_off | 0 | 0 | 0 | 0 | 0 | 0
PseudoUnit | 0 | 0 | 0 | 0 | 0 | 0
FixedInterchange | 0 | 0 | 0 | 0 | 0 | 0
Total Fuel Consumption by Reporting Type: PJM_E
ReportingType | 2015 | 2020 | 2025 | 2030 | 2035 | 2040
BM | 0.16 | 2.91 | 2.91 | 2.91 | 2.91 | 2.91
CC | 316.83 | 347.83 | 361.61 | 303.35 | 242.36 | 140.42
CSP | 0 | 0 | 0 | 0 | 0 | 0
CT | 0 | 0.03 | 0.03 | 0.06 | 0.03 | 0
Coal | 6.61 | 2.82 | 2.02 | 0 | 10.38 | 12.7
Geo | 0 | 0 | 0 | 0 | 0 | 0
H | 0 | 0 | 0 | 0 | 0 | 0
LFG | 0.98 | 15.28 | 15.28 | 15.28 | 15.28 | 15.28
Nuc | 702.72 | 651.97 | 651.97 | 651.97 | 468.33 | 371.38
PS | 0 | 0 | 0 | 0 | 0 | 0
PV | 0 | 0 | 0 | 0 | 0 | 0
PeakG | 0.25 | 2.74 | 2.74 | 5.23 | 2.74 | 2.74
PeakO | 0 | 0 | 0 | 0 | 0 | 0
ST | 0 | 0 | 0 | 0 | 0 | 0
STOG | 3.03 | 5.76 | 4.3 | 4.3 | 0 | 0
STWD | 0 | 0 | 0 | 0 | 0 | 0
WT | 0 | 0 | 0 | 0 | 0 | 0
IGCC | 0 | 0 | 0 | 0 | 0 | 0
DemandResponse | 0 | 0 | 0 | 0 | 0 | 0
IGCC-CCS | 0 | 0 | 0 | 0 | 0 | 0
WT_off | 0 | 0 | 0 | 0 | 0 | 0
PseudoUnit | 0 | 0 | 0 | 0 | 0 | 0
FixedInterchange | 0 | 0 | 0 | 0 | 0 | 0
Total Fuel Consumption by Reporting Type: PJM_ROM
ReportingType | 2015 | 2020 | 2025 | 2030 | 2035 | 2040
BM | 0.1 | 1.75 | 1.75 | 1.75 | 228.85 | 228.85
CC | 139.97 | 156.65 | 175.31 | 124.74 | 109.24 | 60.7
CSP | 0 | 0 | 0 | 0 | 0 | 0
CT | 0 | 0.02 | 0.02 | 0.03 | 0 | 0
Coal | 139.32 | 38.01 | 0.59 | 0.9 | 1.9 | 1.9
Geo | 0 | 0 | 0 | 0 | 0 | 0
H | 0 | 0 | 0 | 0 | 0 | 0
LFG | 2.04 | 30.56 | 30.56 | 30.56 | 30.56 | 30.56
Nuc | 420.79 | 420.79 | 420.79 | 420.79 | 662.73 | 1123.34
PS | 0 | 0 | 0 | 0 | 0 | 0
PV | 0 | 0 | 0 | 0 | 0 | 0
PeakG | 0 | 0 | 0 | 1.74 | 1.74 | 1.74
PeakO | 0 | 0 | 0 | 0 | 0 | 0
ST | 0 | 0 | 0 | 0 | 0 | 0
STOG | 7.33 | 7.33 | 13.39 | 7.33 | 6.53 | 0
STWD | 0.31 | 5.38 | 5.38 | 5.38 | 5.38 | 5.38
WT | 0 | 0 | 0 | 0 | 0 | 0
IGCC | 0 | 0 | 0 | 0 | 0 | 0
DemandResponse | 0 | 0 | 0 | 0 | 0 | 0
IGCC-CCS | 0 | 0 | 0 | 0 | 0 | 0
WT_off | 0 | 0 | 0 | 0 | 0 | 0
PseudoUnit | 0 | 0 | 0 | 0 | 0 | 0
FixedInterchange | 0 | 0 | 0 | 0 | 0 | 0
Total Fuel Consumption by Reporting Type: PJM_ROR
ReportingType | 2015 | 2020 | 2025 | 2030 | 2035 | 2040
BM | 2.1 | 37.37 | 37.37 | 37.37 | 37.37 | 1024.6
CC | 1061.25 | 1333.43 | 1301.81 | 1116.22 | 870.48 | 261.81
CSP | 0 | 0 | 0 | 0 | 0 | 0
CT | 0.06 | 0.03 | 0.03 | 0.03 | 0 | 0
Coal | 1959.74 | 1044.11 | 116.94 | 89.02 | 202.69 | 202.69
Geo | 0 | 0 | 0 | 0 | 0 | 0
H | 0 | 0 | 0 | 0 | 0 | 0
LFG | 6.18 | 61.46 | 61.46 | 61.46 | 61.46 | 61.46
Nuc | 1644.81 | 1644.81 | 1644.81 | 1698.77 | 1647.14 | 2013.77
PS | 0 | 0 | 0 | 0 | 0 | 0
PV | 0 | 0 | 0 | 0 | 0 | 0
PeakG | 9.39 | 8.47 | 11.27 | 9.13 | 8.12 | 2.38
PeakO | 0 | 0 | 0 | 0 | 0 | 0
ST | 0 | 0 | 0 | 0 | 0 | 0
STOG | 6.99 | 6.84 | 8.36 | 7.3 | 1.8 | 0
STWD | 0.43 | 15.91 | 15.91 | 11.69 | 15.91 | 15.91
WT | 0.03 | 0.03 | 0.05 | 0.05 | 0.05 | 0.05
IGCC | 0 | 0 | 0 | 0 | 0 | 0
DemandResponse | 0 | 0 | 0 | 0 | 0 | 0
IGCC-CCS | 0 | 0 | 0 | 0 | 0 | 0
WT_off | 0 | 0 | 0 | 0 | 0 | 0
PseudoUnit | 0 | 0 | 0 | 0 | 0 | 0
FixedInterchange | 0 | 0 | 0 | 0 | 0 | 0
Total Fuel Consumption by Reporting Type: SOCO
ReportingType | 2015 | 2020 | 2025 | 2030 | 2035 | 2040
BM | 0.5 | 0.76 | 2.82 | 5.34 | 246.69 | 606.4
CC | 1039.17 | 1047 | 1010.18 | 779.21 | 248.51 | 81.11
CSP | 0 | 0 | 0 | 0 | 0 | 0
CT | 0 | 0 | 0 | 0 | 0 | 0
Coal | 343.73 | 101.05 | 45.54 | 66.59 | 66.59 | 66.59
Geo | 0 | 0 | 0 | 0 | 0 | 0
H | 0 | 0 | 0 | 0 | 0 | 0
LFG | 0 | 0 | 11.56 | 11.56 | 11.56 | 11.56
Nuc | 494.38 | 673.18 | 673.18 | 1016.48 | 1729.71 | 1780.92
PS | 0 | 0 | 0 | 0 | 0 | 0
PV | 0 | 0 | 0 | 0 | 0 | 0
PeakG | 3.61 | 4.44 | 7.79 | 2.88 | 0.66 | 0
PeakO | 0 | 0 | 0 | 0 | 0 | 0
ST | 0 | 0 | 0 | 0 | 0 | 0
STOG | 0 | 0 | 0 | 0 | 0 | 0
STWD | 3.36 | 3.17 | 8.89 | 44.18 | 60.13 | 37.13
WT | 0 | 0 | 0 | 0 | 0 | 0
IGCC | 0 | 0 | 0 | 0 | 0 | 0
DemandResponse | 0 | 0 | 0 | 0 | 0 | 0
IGCC-CCS | 0 | 0 | 0 | 0 | 0 | 0
WT_off | 0 | 0 | 0 | 0 | 0 | 0
PseudoUnit | 0 | 0 | 0 | 0 | 0 | 0
FixedInterchange | 0 | 0 | 0 | 0 | 0 | 0
Total Fuel Consumption by Reporting Type: SPP_N
ReportingType | 2015 | 2020 | 2025 | 2030 | 2035 | 2040
BM | 0 | 0 | 0 | 0 | 0 | 0
CC | 41.16 | 6.83 | 10.77 | 6.7 | 3.83 | 1.91
CSP | 0 | 0 | 0 | 0 | 0 | 0
CT | 0 | 0 | 0 | 0 | 0 | 0
Coal | 594.53 | 99.73 | 6 | 6.21 | 15.06 | 11.02
Geo | 0 | 0 | 0 | 0 | 0 | 0
H | 0 | 0 | 0 | 0 | 0 | 0
LFG | 0 | 0 | 0 | 8.97 | 10.22 | 10.22
Nuc | 93.19 | 93.19 | 82.64 | 63.92 | 93.19 | 76.28
PS | 0 | 0 | 0 | 0 | 0 | 0
PV | 0 | 0 | 0 | 0 | 0 | 0
PeakG | 0.84 | 0 | 0 | 0 | 0 | 0
PeakO | 0 | 0 | 0 | 0 | 0 | 0
ST | 0 | 0 | 0 | 0 | 0 | 0
STOG | 2.83 | 0 | 0 | 0 | 0 | 0
STWD | 0 | 0 | 0 | 0 | 0 | 0
WT | 0 | 0.19 | 0.2 | 0.22 | 0.24 | 0.25
IGCC | 0 | 0 | 0 | 0 | 0 | 0
DemandResponse | 0 | 0 | 0 | 0 | 0 | 0
IGCC-CCS | 0 | 0 | 0 | 0 | 0 | 0
WT_off | 0 | 0 | 0 | 0 | 0 | 0
PseudoUnit | 0 | 0 | 0 | 0 | 0 | 0
FixedInterchange | 0 | 0 | 0 | 0 | 0 | 0
Total Fuel Consumption by Reporting Type: SPP_S
ReportingType | 2015 | 2020 | 2025 | 2030 | 2035 | 2040
BM | 0 | 0 | 0 | 0 | 0 | 0
CC | 371.35 | 89.58 | 105.67 | 93.42 | 52.17 | 33.18
CSP | 0 | 0 | 0 | 0 | 0 | 0
CT | 0 | 0 | 0 | 0 | 0 | 0
Coal | 798.33 | 74.2 | 3.51 | 0 | 0 | 0
Geo | 0 | 0 | 0 | 0 | 0 | 0
H | 0 | 0 | 0 | 0 | 0 | 0
LFG | 0 | 0 | 0 | 8.97 | 10.22 | 10.22
Nuc | 0 | 0 | 0 | 0.01 | 0.05 | 0.03
PS | 0 | 0 | 0 | 0 | 0 | 0
PV | 0 | 0 | 0 | 0 | 0 | 0
PeakG | 0 | 0 | 0 | 0 | 0 | 0
PeakO | 0 | 0 | 0 | 0 | 0 | 0
ST | 0 | 0 | 0 | 0 | 0 | 0
STOG | 27.04 | 7.49 | 11.96 | 14.3 | 5.77 | 5.28
STWD | 0.74 | 0.2 | 0.39 | 2.4 | 4.64 | 2.91
WT | 0.01 | 0.15 | 0.16 | 0.15 | 0.17 | 0.18
IGCC | 0 | 0 | 0 | 0 | 0 | 0
DemandResponse | 0 | 0 | 0 | 0 | 0 | 0
IGCC-CCS | 0 | 0 | 0 | 0 | 0 | 0
WT_off | 0 | 0 | 0 | 0 | 0 | 0
PseudoUnit | 0 | 0 | 0 | 0 | 0 | 0
FixedInterchange | 0 | 0 | 0 | 0 | 0 | 0
Total Fuel Consumption by Reporting Type: TVA
ReportingType | 2015 | 2020 | 2025 | 2030 | 2035 | 2040
BM | 0 | 0 | 0 | 0 | 717.69 | 717.69
CC | 313.88 | 460.6 | 502.7 | 403.25 | 196.58 | 55.38
CSP | 0 | 0 | 0 | 0 | 0 | 0
CT | 0 | 0 | 0 | 0 | 0 | 0
Coal | 348.46 | 125.75 | 4.66 | 0 | 0 | 0
Geo | 0 | 0 | 0 | 0 | 0 | 0
H | 0 | 0 | 0 | 0 | 0 | 0
LFG | 0 | 0 | 11.56 | 11.56 | 11.56 | 11.56
Nuc | 676.63 | 676.63 | 676.63 | 676.63 | 484.98 | 796.54
PS | 0 | 0 | 0 | 0 | 0 | 0
PV | 0 | 0 | 0 | 0 | 0 | 0
PeakG | 0 | 0 | 0 | 0 | 0 | 0
PeakO | 0 | 0 | 0 | 0 | 0 | 0
ST | 0 | 0 | 0 | 0 | 0 | 0
STOG | 0 | 0 | 0 | 0 | 0 | 0
STWD | 0.02 | 0.02 | 0.04 | 0.31 | 0.42 | 0.29
WT | 0 | 0 | 0 | 0 | 0 | 0
IGCC | 0 | 0 | 0 | 0 | 0 | 0
DemandResponse | 0 | 0 | 0 | 0 | 0 | 0
IGCC-CCS | 0 | 0 | 0 | 0 | 0 | 0
WT_off | 0 | 0 | 0 | 0 | 0 | 0
PseudoUnit | 0 | 0 | 0 | 0 | 0 | 0
FixedInterchange | 0 | 0 | 0 | 0 | 0 | 0
Total Fuel Consumption by Reporting Type: TVA_Transmission
ReportingType | 2015 | 2020 | 2025 | 2030 | 2035 | 2040
BM | 0 | 0 | 0 | 0 | 0 | 0
CC | 0 | 0 | 0 | 0 | 0 | 0
CSP | 0 | 0 | 0 | 0 | 0 | 0
CT | 0 | 0 | 0 | 0 | 0 | 0
Coal | 0 | 0 | 0 | 0 | 0 | 0
Geo | 0 | 0 | 0 | 0 | 0 | 0
H | 0 | 0 | 0 | 0 | 0 | 0
LFG | 0 | 0 | 0 | 0 | 0 | 0
Nuc | 0 | 0 | 0 | 0 | 0 | 0
PS | 0 | 0 | 0 | 0 | 0 | 0
PV | 0 | 0 | 0 | 0 | 0 | 0
PeakG | 0 | 0 | 0 | 0 | 0 | 0
PeakO | 0 | 0 | 0 | 0 | 0 | 0
ST | 0 | 0 | 0 | 0 | 0 | 0
STOG | 0 | 0 | 0 | 0 | 0 | 0
STWD | 0 | 0 | 0 | 0 | 0 | 0
WT | 0 | 0 | 0 | 0 | 0 | 0
IGCC | 0 | 0 | 0 | 0 | 0 | 0
DemandResponse | 0 | 0 | 0 | 0 | 0 | 0
IGCC-CCS | 0 | 0 | 0 | 0 | 0 | 0
WT_off | 0 | 0 | 0 | 0 | 0 | 0
PseudoUnit | 0 | 0 | 0 | 0 | 0 | 0
FixedInterchange | 0 | 0 | 0 | 0 | 0 | 0
Total Fuel Consumption by Reporting Type: VACAR
ReportingType | 2015 | 2020 | 2025 | 2030 | 2035 | 2040
BM | 0.09 | 16.61 | 68.88 | 70.12 | 678.09 | 630.2
CC | 735.47 | 731.6 | 701.28 | 554.05 | 248.61 | 55.39
CSP | 0 | 0 | 0 | 0 | 0 | 0
CT | 0.8 | 0.8 | 0.8 | 0 | 0 | 0
Coal | 274.68 | 153.11 | 43.87 | 26.29 | 42.71 | 42.71
Geo | 0 | 0 | 0 | 0 | 0 | 0
H | 0 | 0 | 0 | 0 | 0 | 0
LFG | 0.04 | 11.56 | 11.56 | 11.56 | 11.56 | 11.56
Nuc | 910.72 | 1100.09 | 1222.61 | 1525.82 | 1637.3 | 2331.92
PS | 0 | 0 | 0 | 0 | 0 | 0
PV | 0 | 0 | 0 | 0 | 0 | 0
PeakG | 0.92 | 1.1 | 2.92 | 3.34 | 0.46 | 0.42
PeakO | 0 | 0 | 0 | 0 | 0 | 0
ST | 0 | 0 | 0 | 0 | 0 | 0
STOG | 0 | 0 | 0 | 0 | 0 | 0
STWD | 24.47 | 24.47 | 24.47 | 24.47 | 24.47 | 15.11
WT | 0 | 0.01 | 0.01 | 0.01 | 0.01 | 0.01
IGCC | 0 | 0 | 0 | 0 | 0 | 0
DemandResponse | 0 | 0 | 0 | 0 | 0 | 0
IGCC-CCS | 0 | 0 | 0 | 0 | 0 | 0
WT_off | 0 | 0 | 0 | 0 | 0 | 0
PseudoUnit | 0 | 0 | 0 | 0 | 0 | 0
FixedInterchange | 0 | 0 | 0 | 0 | 0 | 0
Total Fuel Consumption by Reporting Type: IESO
ReportingType | 2015 | 2020 | 2025 | 2030 | 2035 | 2040
BM | 0 | 0.08 | 0.06 | 0.1 | 0.82 | 3.06
CC | 58.99 | 41.32 | 1.23 | 0.77 | 0.23 | 1.48
CSP | 0 | 0 | 0 | 0 | 0 | 0
CT | 0.13 | 0.13 | 0 | 0 | 0 | 0
Coal | 0 | 0 | 0 | 0 | 0 | 0
Geo | 0 | 0 | 0 | 0 | 0 | 0
H | 0 | 0 | 0 | 0 | 0 | 0
LFG | 1.56 | 1.56 | 1.56 | 1.61 | 1.61 | 1.61
Nuc | 1064.72 | 1064.72 | 1064.72 | 1064.72 | 980.48 | 854.53
PS | 0 | 0 | 0 | 0 | 0 | 0
PV | 0 | 0 | 0 | 0 | 0 | 0
PeakG | 0 | 0 | 0 | 0 | 0 | 0
PeakO | 0 | 0 | 0 | 0 | 0 | 0
ST | 0 | 0 | 0 | 0 | 0 | 0
STOG | 0 | 0 | 0 | 0 | 0 | 0
STWD | 0.1 | 0.15 | 0.15 | 3.41 | 10.32 | 10.32
WT | 0.01 | 0.01 | 0.01 | 0.01 | 0.01 | 0.01
IGCC | 0 | 0 | 0 | 0 | 0 | 0
DemandResponse | 0 | 0 | 0 | 0 | 0 | 0
IGCC-CCS | 0 | 0 | 0 | 0 | 0 | 0
WT_off | 0 | 0 | 0 | 0 | 0 | 0
PseudoUnit | 0 | 0 | 0 | 0 | 0 | 0
FixedInterchange | 0 | 0 | 0 | 0 | 0 | 0
Total Fuel Consumption by Reporting Type: MAPP_CA
ReportingType | 2015 | 2020 | 2025 | 2030 | 2035 | 2040
BM | 0 | 0 | 0 | 0 | 0 | 0
CC | 55.51 | 55.51 | 5.79 | 0 | 0 | 0
CSP | 0 | 0 | 0 | 0 | 0 | 0
CT | 0 | 0 | 0 | 0 | 0 | 0
Coal | 2.79 | 0.4 | 0 | 0 | 0 | 0
Geo | 0 | 0 | 0 | 0 | 0 | 0
H | 0 | 0 | 0.01 | 0.02 | 0.02 | 0.02
LFG | 0 | 0 | 0 | 0 | 0 | 0
Nuc | 0 | 0 | 0 | 0 | 0.03 | 0
PS | 0 | 0 | 0 | 0 | 0 | 0
PV | 0 | 0 | 0 | 0 | 0 | 0
PeakG | 0.91 | 0.22 | 0 | 0 | 0 | 0
PeakO | 0 | 0 | 0 | 0 | 0 | 0
ST | 0 | 0 | 0 | 0 | 0 | 0
STOG | 0.05 | 0 | 0 | 0 | 0 | 0
STWD | 0 | 0 | 0 | 0 | 0 | 0
WT | 0 | 0 | 0 | 0 | 0 | 0
IGCC | 0 | 0 | 0 | 0 | 0 | 0
DemandResponse | 0 | 0 | 0 | 0 | 0 | 0
IGCC-CCS | 0 | 0 | 0 | 0 | 0 | 0
WT_off | 0 | 0 | 0 | 0 | 0 | 0
PseudoUnit | 0 | 0 | 0 | 0 | 0 | 0
FixedInterchange | 0 | 0 | 0 | 0 | 0 | 0
Total Fuel Consumption by Reporting Type: AZ_NM_SNV_Coal
ReportingType | 2015 | 2020 | 2025 | 2030 | 2035 | 2040
BM | 0 | 0 | 0 | 0 | 0 | 0
CC | 0 | 0 | 0 | 0 | 0 | 0
CSP | 0 | 0 | 0 | 0 | 0 | 0
CT | 0 | 0 | 0 | 0 | 0 | 0
Coal | 510.59 | 463.13 | 102.77 | 4.21 | 27.91 | 13.83
Geo | 0 | 0 | 0 | 0 | 0 | 0
H | 0 | 0 | 0 | 0 | 0 | 0
LFG | 0 | 0 | 0 | 0 | 0 | 0
Nuc | 0 | 0 | 0 | 0 | 0 | 0
PS | 0 | 0 | 0 | 0 | 0 | 0
PV | 0 | 0 | 0 | 0 | 0 | 0
PeakG | 0 | 0 | 0 | 0 | 0 | 0
PeakO | 0 | 0 | 0 | 0 | 0 | 0
ST | 0 | 0 | 0 | 0 | 0 | 0
STOG | 0 | 0 | 0 | 0 | 0 | 0
STWD | 0 | 0 | 0 | 0 | 0 | 0
WT | 0 | 0 | 0 | 0 | 0 | 0
IGCC | 0 | 0 | 0 | 0 | 0 | 0
DemandResponse | 0 | 0 | 0 | 0 | 0 | 0
IGCC-CCS | 0 | 0 | 0 | 0 | 0 | 0
WT_off | 0 | 0 | 0 | 0 | 0 | 0
PseudoUnit | 0 | 0 | 0 | 0 | 0 | 0
FixedInterchange | 0 | 0 | 0 | 0 | 0 | 0
Total Fuel Consumption by Reporting Type: AZ_NM_SNV_Gas
ReportingType | 2015 | 2020 | 2025 | 2030 | 2035 | 2040
BM | 0 | 0 | 0 | 0 | 0 | 0
CC | 475.73 | 385.52 | 582.03 | 335.72 | 121.96 | 89.27
CSP | 0 | 0 | 0 | 0 | 0 | 0
CT | 0 | 0 | 0 | 0 | 0 | 0
Coal | 0 | 0 | 0 | 0 | 0 | 0
Geo | 0 | 0 | 0 | 0 | 0 | 0
H | 0 | 0 | 0 | 0 | 0 | 0
LFG | 0 | 0 | 0 | 0 | 0 | 0
Nuc | 0 | 0 | 0 | 0 | 0 | 0
PS | 0 | 0 | 0 | 0 | 0 | 0
PV | 0 | 0 | 0 | 0 | 0 | 0
PeakG | 0 | 0 | 0 | 0 | 0 | 0
PeakO | 0 | 0 | 0 | 0 | 0 | 0
ST | 0 | 0 | 0 | 0 | 0 | 0
STOG | 0 | 0 | 0 | 0 | 0 | 0
STWD | 0 | 0 | 0 | 0 | 0 | 0
WT | 0 | 0 | 0 | 0 | 0 | 0
IGCC | 0 | 0 | 0 | 0 | 0 | 0
DemandResponse | 0 | 0 | 0 | 0 | 0 | 0
IGCC-CCS | 0 | 0 | 0 | 0 | 0 | 0
WT_off | 0 | 0 | 0 | 0 | 0 | 0
PseudoUnit | 0 | 0 | 0 | 0 | 0 | 0
FixedInterchange | 0 | 0 | 0 | 0 | 0 | 0
Total Fuel Consumption by Reporting Type: AZ_NM_SNV_NucRenew
ReportingType | 2015 | 2020 | 2025 | 2030 | 2035 | 2040
BM | 0 | 0 | 0 | 0 | 0 | 57.24
CC | 0 | 0 | 0 | 0 | 0 | 0
CSP | 0 | 0 | 0 | 0 | 0 | 0
CT | 0 | 0 | 0 | 0 | 0 | 0
Coal | 0 | 0 | 0 | 0 | 0 | 0
Geo | 0 | 0 | 0.01 | 0.01 | 0.01 | 0.01
H | 0 | 0 | 0 | 0 | 0 | 0
LFG | 0 | 0 | 6.53 | 6.53 | 6.53 | 6.53
Nuc | 317.72 | 317.72 | 317.72 | 593.46 | 1126.42 | 1126.42
PS | 0 | 0 | 0 | 0 | 0 | 0
PV | 0 | 0 | 0 | 0 | 0 | 0
PeakG | 0 | 0 | 0 | 0 | 0 | 0
PeakO | 0 | 0 | 0 | 0 | 0 | 0
ST | 0 | 0 | 0 | 0 | 0.01 | 0.01
STOG | 0 | 0 | 0 | 0 | 0 | 0
STWD | 1.77 | 1.77 | 1.77 | 1.77 | 1.77 | 1.77
WT | 0 | 0.03 | 0.03 | 0.03 | 0.03 | 0.03
IGCC | 0 | 0 | 0 | 0 | 0 | 0
DemandResponse | 0 | 0 | 0 | 0 | 0 | 0
IGCC-CCS | 0 | 0 | 0 | 0 | 0 | 0
WT_off | 0 | 0 | 0 | 0 | 0 | 0
PseudoUnit | 0 | 0 | 0 | 0 | 0 | 0
FixedInterchange | 0 | 0 | 0 | 0 | 0 | 0
Total Fuel Consumption by Reporting Type: ERCOT
ReportingType | 2015 | 2020 | 2025 | 2030 | 2035 | 2040
BM | 0.76 | 1.31 | 2 | 14.07 | 394.55 | 304.35
CC | 1444.28 | 1546.34 | 1316.68 | 1143.15 | 523.74 | 368.34
CSP | 0 | 0 | 0 | 0 | 0 | 0
CT | 0 | 0.03 | 0.02 | 0.09 | 0 | 0
Coal | 421.92 | 266.71 | 49.87 | 67.83 | 78.9 | 78.9
Geo | 0 | 0 | 0 | 0 | 0 | 0
H | 0 | 0 | 0 | 0 | 0 | 0
LFG | 0 | 0 | 38.09 | 38.09 | 38.09 | 38.09
Nuc | 422.69 | 422.69 | 422.69 | 629.33 | 1291.85 | 1640.23
PS | 0 | 0 | 0 | 0 | 0 | 0
PV | 0 | 0 | 0 | 0 | 0 | 0
PeakG | 0 | 0.07 | 0 | 0.47 | 0.47 | 0.46
PeakO | 0 | 0 | 0 | 0 | 0 | 0
ST | 0 | 0 | 0 | 0 | 0 | 0
STOG | 23.29 | 34.93 | 10.53 | 7.52 | 0 | 0
STWD | 0 | 0 | 0 | 0 | 0 | 0
WT | 0.03 | 0.03 | 0.08 | 0.08 | 0.08 | 0.08
IGCC | 0 | 0 | 0 | 0 | 0 | 0
DemandResponse | 0 | 0 | 0 | 0 | 0 | 0
IGCC-CCS | 0 | 0 | 0 | 0 | 0 | 0
WT_off | 0 | 0 | 0 | 0 | 0 | 0
PseudoUnit | 0 | 0 | 0 | 0 | 0 | 0
FixedInterchange | 0 | 0 | 0 | 0 | 0 | 0
Total Fuel Consumption by Reporting Type: NP15
ReportingType | 2015 | 2020 | 2025 | 2030 | 2035 | 2040
BM | 0 | 0 | 0 | 0 | 0 | 0
CC | 416.02 | 404.5 | 405.08 | 229.31 | 76.23 | 47.77
CSP | 0 | 0 | 0 | 0 | 0 | 0
CT | 0 | 0 | 0 | 0 | 0 | 0
Coal | 16.77 | 0 | 0 | 0 | 0 | 0
Geo | 0.01 | 0.01 | 0.01 | 0.01 | 0.01 | 0.01
H | 0 | 0 | 0 | 0 | 0 | 0
LFG | 0 | 40.72 | 60.8 | 60.8 | 60.8 | 60.8
Nuc | 187.74 | 187.74 | 187.74 | 645.2 | 769.65 | 835.35
PS | 0 | 0 | 0 | 0 | 0 | 0
PV | 0 | 0 | 0 | 0 | 0 | 0
PeakG | 0 | 0 | 0 | 0 | 0 | 0
PeakO | 0 | 0 | 0 | 0 | 0 | 0
ST | 0 | 0 | 0 | 0 | 0 | 0
STOG | 0.75 | 0.44 | 0.82 | 0 | 0 | 0
STWD | 37.44 | 37.44 | 20.22 | 37.44 | 37.44 | 37.44
WT | 0 | 0.01 | 0.01 | 0.01 | 0.03 | 0.04
IGCC | 0 | 0 | 0 | 0 | 0 | 0
DemandResponse | 0 | 0 | 0 | 0 | 0 | 0
IGCC-CCS | 0 | 0 | 0 | 0 | 0 | 0
WT_off | 0 | 0 | 0 | 0 | 0 | 0
PseudoUnit | 0 | 0 | 0 | 0 | 0 | 0
FixedInterchange | 0 | 0 | 0 | 0 | 0 | 0
Total Fuel Consumption by Reporting Type: NWPP_Coal
ReportingType | 2015 | 2020 | 2025 | 2030 | 2035 | 2040
BM | 0 | 0 | 0 | 0 | 0 | 0
CC | 0 | 0 | 0 | 0 | 0 | 0
CSP | 0 | 0 | 0 | 0 | 0 | 0
CT | 0 | 0 | 0 | 0 | 0 | 0
Coal | 507.89 | 378.9 | 16.32 | 16.32 | 16.32 | 16.32
Geo | 0 | 0 | 0 | 0 | 0 | 0
H | 0 | 0 | 0 | 0 | 0 | 0
LFG | 0 | 0 | 0 | 0 | 0 | 0
Nuc | 0 | 0 | 0 | 0 | 0 | 0
PS | 0 | 0 | 0 | 0 | 0 | 0
PV | 0 | 0 | 0 | 0 | 0 | 0
PeakG | 0 | 0 | 0 | 0 | 0 | 0
PeakO | 0 | 0 | 0 | 0 | 0 | 0
ST | 0 | 0 | 0 | 0 | 0 | 0
STOG | 0 | 0 | 0 | 0 | 0 | 0
STWD | 0 | 0 | 0 | 0 | 0 | 0
WT | 0 | 0 | 0 | 0 | 0 | 0
IGCC | 0 | 0 | 0 | 0 | 0 | 0
DemandResponse | 0 | 0 | 0 | 0 | 0 | 0
IGCC-CCS | 0 | 0 | 0 | 0 | 0 | 0
WT_off | 0 | 0 | 0 | 0 | 0 | 0
PseudoUnit | 0 | 0 | 0 | 0 | 0 | 0
FixedInterchange | 0 | 0 | 0 | 0 | 0 | 0
Total Fuel Consumption by Reporting Type: NWPP_Gas
ReportingType | 2015 | 2020 | 2025 | 2030 | 2035 | 2040
BM | 0 | 0 | 0 | 0 | 0 | 0
CC | 361.48 | 445.1 | 445.1 | 266.74 | 44.11 | 37.78
CSP | 0 | 0 | 0 | 0 | 0 | 0
CT | 0 | 0 | 0 | 0 | 0 | 0
Coal | 0 | 0 | 0 | 0 | 0 | 0
Geo | 0 | 0 | 0 | 0 | 0 | 0
H | 0 | 0 | 0 | 0 | 0 | 0
LFG | 0 | 0 | 0 | 0 | 0 | 0
Nuc | 0 | 0 | 0 | 0 | 0 | 0
PS | 0 | 0 | 0 | 0 | 0 | 0
PV | 0 | 0 | 0 | 0 | 0 | 0
PeakG | 0 | 0 | 0 | 0 | 0 | 0
PeakO | 0 | 0 | 0 | 0 | 0 | 0
ST | 0 | 0 | 0 | 0 | 0 | 0
STOG | 0 | 0 | 0 | 0 | 0 | 0
STWD | 0 | 0 | 0 | 0 | 0 | 0
WT | 0 | 0 | 0 | 0 | 0 | 0
IGCC | 0 | 0 | 0 | 0 | 0 | 0
DemandResponse | 0 | 0 | 0 | 0 | 0 | 0
IGCC-CCS | 0 | 0 | 0 | 0 | 0 | 0
WT_off | 0 | 0 | 0 | 0 | 0 | 0
PseudoUnit | 0 | 0 | 0 | 0 | 0 | 0
FixedInterchange | 0 | 0 | 0 | 0 | 0 | 0
Total Fuel Consumption by Reporting Type: NWPP_NucRenew
ReportingType | 2015 | 2020 | 2025 | 2030 | 2035 | 2040
BM | 0 | 0.86 | 3.16 | 3.16 | 3.16 | 209.96
CC | 0 | 0 | 0 | 0 | 0 | 0
CSP | 0 | 0 | 0 | 0 | 0 | 0
CT | 0 | 0 | 0 | 0 | 0 | 0
Coal | 0 | 0 | 0 | 0 | 0 | 0
Geo | 0 | 0 | 0.01 | 0.01 | 0.01 | 0.01
H | 0 | 0 | 0 | 0 | 0 | 0
LFG | 2.74 | 2.74 | 29.05 | 29.05 | 29.05 | 29.05
Nuc | 88.66 | 88.66 | 88.66 | 88.66 | 390.09 | 391.72
PS | 0 | 0 | 0 | 0 | 0 | 0
PV | 0 | 0 | 0 | 0 | 0 | 0
PeakG | 0 | 0 | 0 | 0 | 0 | 0
PeakO | 0 | 0 | 0 | 0 | 0 | 0
ST | 0 | 0 | 0 | 0 | 0 | 0
STOG | 0 | 0 | 0 | 0 | 0 | 0
STWD | 0 | 0 | 46.18 | 46.18 | 46.18 | 46.18
WT | 0.02 | 0.02 | 0.02 | 0.07 | 0.07 | 0.07
IGCC | 0 | 0 | 0 | 0 | 0 | 0
DemandResponse | 0 | 0 | 0 | 0 | 0 | 0
IGCC-CCS | 0 | 0 | 0 | 0 | 0 | 0
WT_off | 0 | 0 | 0 | 0 | 0 | 0
PseudoUnit | 0 | 0 | 0 | 0 | 0 | 0
FixedInterchange | 0 | 0 | 0 | 0 | 0 | 0
Total Fuel Consumption by Reporting Type: RMPA
ReportingType | 2015 | 2020 | 2025 | 2030 | 2035 | 2040
BM | 0 | 0 | 0 | 0 | 86.67 | 115.84
CC | 78.09 | 76.5 | 138.4 | 78.29 | 35.93 | 29.15
CSP | 0 | 0 | 0 | 0 | 0 | 0
CT | 0 | 0 | 0 | 0 | 0 | 0
Coal | 516.91 | 413.42 | 72.64 | 42.81 | 42.8 | 41.09
Geo | 0 | 0 | 0.02 | 0.02 | 0.02 | 0.02
H | 0 | 0 | 0 | 0 | 0 | 0
LFG | 0.15 | 0.15 | 3.26 | 3.26 | 3.26 | 3.26
Nuc | 0 | 0 | 10.04 | 152.27 | 152.31 | 152.3
PS | 0 | 0 | 0 | 0 | 0 | 0
PV | 0 | 0 | 0 | 0 | 0 | 0
PeakG | 0 | 0 | 0 | 0 | 0 | 0
PeakO | 0 | 0 | 0 | 0 | 0 | 0
ST | 0 | 0 | 0 | 0 | 0 | 0
STOG | 0 | 0 | 0 | 0 | 0 | 0
STWD | 0 | 0 | 0 | 0 | 0 | 0
WT | 0.01 | 0.02 | 0.02 | 0.02 | 0.02 | 0.02
IGCC | 0 | 0 | 0 | 0 | 0 | 0
DemandResponse | 0 | 0 | 0 | 0 | 0 | 0
IGCC-CCS | 0 | 0 | 0 | 0 | 0 | 0
WT_off | 0 | 0 | 0 | 0 | 0 | 0
PseudoUnit | 0 | 0 | 0 | 0 | 0 | 0
FixedInterchange | 0 | 0 | 0 | 0 | 0 | 0
Total Fuel Consumption by Reporting Type: SP15
ReportingType | 2015 | 2020 | 2025 | 2030 | 2035 | 2040
BM | 0.58 | 0.58 | 0.58 | 0.58 | 0.58 | 0.58
CC | 591.88 | 535.14 | 524.86 | 444.97 | 206.65 | 126.31
CSP | 0 | 0 | 0 | 0 | 0 | 0
CT | 0 | 0 | 0 | 0 | 0 | 0
Coal | 15.7 | 8.42 | 3.8 | 0 | 0 | 0
Geo | 0.01 | 0.02 | 0.02 | 0.02 | 0.02 | 0.02
H | 0 | 0 | 0 | 0 | 0 | 0
LFG | 0.99 | 60.8 | 60.8 | 60.8 | 60.8 | 60.8
Nuc | 173.28 | 173.28 | 173.28 | 227.63 | 304.08 | 559.64
PS | 0 | 0 | 0 | 0 | 0 | 0
PV | 0 | 0 | 0 | 0 | 0 | 0
PeakG | 0 | 0 | 0 | 0 | 0 | 0
PeakO | 0 | 0 | 0 | 0 | 0 | 0
ST | 0 | 0 | 0 | 0 | 0.01 | 0.01
STOG | 5.38 | 2.05 | 4.06 | 2.07 | 0.52 | 0.27
STWD | 9.59 | 9.59 | 9.59 | 9.59 | 9.59 | 9.59
WT | 0.01 | 0.01 | 0.04 | 0.04 | 0.04 | 0.04
IGCC | 0 | 0 | 0 | 0 | 0 | 0
DemandResponse | 0 | 0 | 0 | 0 | 0 | 0
IGCC-CCS | 0 | 0 | 0 | 0 | 0 | 0
WT_off | 0 | 0 | 0 | 0 | 0 | 0
PseudoUnit | 0 | 0 | 0 | 0 | 0 | 0
FixedInterchange | 0 | 0 | 0 | 0 | 0 | 0
Total Fuel Consumption by Reporting Type: ALB
ReportingType | 2015 | 2020 | 2025 | 2030 | 2035 | 2040
BM | 0 | 0 | 0 | 0 | 0 | 0
CC | 124.78 | 128.55 | 129.38 | 0.04 | 0 | 0.04
CSP | 0 | 0 | 0 | 0 | 0 | 0
CT | 0 | 0 | 0 | 0 | 0 | 0
Coal | 470.15 | 470.15 | 463.61 | 0 | 0 | 0
Geo | 0 | 0 | 0 | 0 | 0 | 0
H | 0 | 0 | 0 | 0 | 0 | 0
LFG | 0 | 0 | 0 | 0 | 0 | 0
Nuc | 0 | 0 | 0.05 | 706.79 | 718.92 | 730.17
PS | 0 | 0 | 0 | 0 | 0 | 0
PV | 0 | 0 | 0 | 0 | 0 | 0
PeakG | 0 | 0 | 0 | 0 | 0 | 0.03
PeakO | 0 | 0 | 0 | 0 | 0 | 0
ST | 0 | 0 | 0 | 0 | 0 | 0
STOG | 0 | 0 | 0 | 0 | 0 | 0
STWD | 0 | 7.64 | 13.02 | 13.02 | 13.02 | 13.02
WT | 0 | 0 | 0 | 0 | 0 | 0
IGCC | 0 | 0 | 0 | 0 | 0 | 0
DemandResponse | 0 | 0 | 0 | 0 | 0 | 0
IGCC-CCS | 0 | 0 | 0 | 0 | 0 | 0
WT_off | 0 | 0 | 0 | 0 | 0 | 0
PseudoUnit | 0 | 0 | 0 | 0 | 0 | 0
FixedInterchange | 0 | 0 | 0 | 0 | 0 | 0
Total Fuel Consumption by Reporting Type: BC
ReportingType | 2015 | 2020 | 2025 | 2030 | 2035 | 2040
BM | 0 | 0 | 0 | 0 | 0 | 0
CC | 30.81 | 30.81 | 30.81 | 19.55 | 0 | 0
CSP | 0 | 0 | 0 | 0 | 0 | 0
CT | 0 | 0 | 0 | 0 | 0 | 0
Coal | 0 | 0 | 0 | 0 | 0 | 0
Geo | 0 | 0 | 0 | 0 | 0 | 0
H | 0 | 0 | 0 | 0 | 0 | 0
LFG | 0 | 0 | 0 | 0 | 0 | 0
Nuc | 0 | 0 | 0.02 | 57.85 | 57.85 | 111.13
PS | 0 | 0 | 0 | 0 | 0 | 0
PV | 0 | 0 | 0 | 0 | 0 | 0
PeakG | 0 | 0 | 0 | 0 | 0 | 0
PeakO | 0 | 0 | 0 | 0 | 0 | 0
ST | 0 | 0 | 0 | 0 | 0 | 0
STOG | 0 | 0 | 0 | 0 | 0 | 0
STWD | 0 | 21.57 | 41.58 | 41.58 | 41.58 | 41.58
WT | 0 | 0 | 0 | 0 | 0 | 0
IGCC | 0 | 0 | 0 | 0 | 0 | 0
DemandResponse | 0 | 0 | 0 | 0 | 0 | 0
IGCC-CCS | 0 | 0 | 0 | 0 | 0 | 0
WT_off | 0 | 0 | 0 | 0 | 0 | 0
PseudoUnit | 0 | 0 | 0 | 0 | 0 | 0
FixedInterchange | 0 | 0 | 0 | 0 | 0 | 0
Total Fuel Consumption by Reporting Type: HQ_IESO
ReportingType | 2015 | 2020 | 2025 | 2030 | 2035 | 2040
BM | 0 | 0 | 0 | 0 | 0 | 0
CC | 0 | 0 | 0 | 0 | 0 | 0
CSP | 0 | 0 | 0 | 0 | 0 | 0
CT | 0 | 0 | 0 | 0 | 0 | 0
Coal | 0 | 0 | 0 | 0 | 0 | 0
Geo | 0 | 0 | 0 | 0 | 0 | 0
H | 0 | 0 | 0 | 0 | 0 | 0
LFG | 0 | 0 | 0 | 0 | 0 | 0
Nuc | 0 | 0 | 0 | 0 | 0 | 0.01
PS | 0 | 0 | 0 | 0 | 0 | 0
PV | 0 | 0 | 0 | 0 | 0 | 0
PeakG | 0 | 0 | 0 | 0 | 0 | 0
PeakO | 0 | 0 | 0 | 0 | 0 | 0
ST | 0 | 0 | 0 | 0 | 0 | 0
STOG | 0 | 0 | 0 | 0 | 0 | 0
STWD | 0 | 0 | 0 | 0 | 0 | 0
WT | 0 | 0 | 0 | 0 | 0 | 0
IGCC | 0 | 0 | 0 | 0 | 0 | 0
DemandResponse | 0 | 0 | 0 | 0 | 0 | 0
IGCC-CCS | 0 | 0 | 0 | 0 | 0 | 0
WT_off | 0 | 0 | 0 | 0 | 0 | 0
PseudoUnit | 0 | 0 | 0 | 0 | 0 | 0
FixedInterchange | 0 | 0 | 0 | 0 | 0 | 0
Total Fuel Consumption by Reporting Type: HQ_NEISO
ReportingType | 2015 | 2020 | 2025 | 2030 | 2035 | 2040
BM | 0 | 0 | 0 | 0 | 0 | 0
CC | 0 | 0 | 0 | 0 | 0 | 0
CSP | 0 | 0 | 0 | 0 | 0 | 0
CT | 0 | 0 | 0 | 0 | 0 | 0
Coal | 0 | 0 | 0 | 0 | 0 | 0
Geo | 0 | 0 | 0 | 0 | 0 | 0
H | 0 | 0 | 0 | 0 | 0 | 0
LFG | 0 | 0 | 0 | 0 | 0 | 0
Nuc | 0 | 0 | 0 | 0 | 0.04 | 0.04
PS | 0 | 0 | 0 | 0 | 0 | 0
PV | 0 | 0 | 0 | 0 | 0 | 0
PeakG | 0 | 0 | 0 | 0 | 0 | 0
PeakO | 0 | 0 | 0 | 0 | 0 | 0
ST | 0 | 0 | 0 | 0 | 0 | 0
STOG | 0 | 0 | 0 | 0 | 0 | 0
STWD | 0 | 0 | 0 | 0 | 0 | 0
WT | 0 | 0 | 0 | 0 | 0 | 0
IGCC | 0 | 0 | 0 | 0 | 0 | 0
DemandResponse | 0 | 0 | 0 | 0 | 0 | 0
IGCC-CCS | 0 | 0 | 0 | 0 | 0 | 0
WT_off | 0 | 0 | 0 | 0 | 0 | 0
PseudoUnit | 0 | 0 | 0 | 0 | 0 | 0
FixedInterchange | 0.02 | 0.02 | 0.02 | 0.02 | 0.02 | 0.02
Total Fuel Consumption by Reporting Type: HQ_NY
ReportingType | 2015 | 2020 | 2025 | 2030 | 2035 | 2040
BM | 0 | 0 | 0 | 0 | 0 | 0
CC | 0 | 0 | 0 | 0 | 0 | 0
CSP | 0 | 0 | 0 | 0 | 0 | 0
CT | 0 | 0 | 0 | 0 | 0 | 0
Coal | 0 | 0 | 0 | 0 | 0 | 0
Geo | 0 | 0 | 0 | 0 | 0 | 0
H | 0 | 0 | 0 | 0 | 0 | 0
LFG | 0 | 0 | 0 | 0 | 0 | 0
Nuc | 0 | 0 | 0 | 0 | 0.04 | 0.05
PS | 0 | 0 | 0 | 0 | 0 | 0
PV | 0 | 0 | 0 | 0 | 0 | 0
PeakG | 0 | 0 | 0 | 0 | 0 | 0
PeakO | 0 | 0 | 0 | 0 | 0 | 0
ST | 0 | 0 | 0 | 0 | 0 | 0
STOG | 0 | 0 | 0 | 0 | 0 | 0
STWD | 0 | 0 | 0 | 0 | 0 | 0
WT | 0 | 0 | 0 | 0 | 0 | 0
IGCC | 0 | 0 | 0 | 0 | 0 | 0
DemandResponse | 0 | 0 | 0 | 0 | 0 | 0
IGCC-CCS | 0 | 0 | 0 | 0 | 0 | 0
WT_off | 0 | 0 | 0 | 0 | 0 | 0
PseudoUnit | 0 | 0 | 0.01 | 0.01 | 0.01 | 0.01
FixedInterchange | 0.01 | 0.01 | 0.01 | 0.01 | 0.01 | 0.01
Total Fuel Consumption by Reporting Type: MARITIMES
ReportingType | 2015 | 2020 | 2025 | 2030 | 2035 | 2040
BM | 0 | 0 | 0 | 0 | 0 | 0
CC | 0 | 0 | 0 | 0 | 0 | 0
CSP | 0 | 0 | 0 | 0 | 0 | 0
CT | 0 | 0 | 0 | 0 | 0 | 0
Coal | 0 | 0 | 0 | 0 | 0 | 0
Geo | 0 | 0 | 0 | 0 | 0 | 0
H | 0 | 0 | 0 | 0 | 0 | 0
LFG | 0 | 0 | 0 | 0 | 0 | 0
Nuc | 0 | 0 | 0 | 0 | 0.04 | 0.04
PS | 0 | 0 | 0 | 0 | 0 | 0
PV | 0 | 0 | 0 | 0 | 0 | 0
PeakG | 0 | 0 | 0 | 0 | 0 | 0
PeakO | 0 | 0 | 0 | 0 | 0 | 0
ST | 0 | 0 | 0 | 0 | 0 | 0
STOG | 0 | 0 | 0 | 0 | 0 | 0
STWD | 0 | 0 | 0 | 0 | 0 | 0
WT | 0 | 0 | 0 | 0 | 0 | 0
IGCC | 0 | 0 | 0 | 0 | 0 | 0
DemandResponse | 0 | 0 | 0 | 0 | 0 | 0
IGCC-CCS | 0 | 0 | 0 | 0 | 0 | 0
WT_off | 0 | 0 | 0 | 0 | 0 | 0
PseudoUnit | 0 | 0 | 0 | 0 | 0 | 0
FixedInterchange | 0.01 | 0.01 | 0.01 | 0.01 | 0.01 | 0.01
Total Fuel Consumption by Reporting Type: All
ReportingType | 2015 | 2020 | 2025 | 2030 | 2035 | 2040
BM | 28.76 | 78.13 | 123.87 | 159.88 | 2636.57 | 5307.99
CC | 10825.54 | 11657.32 | 11418.5 | 7909.39 | 4270.66 | 2049.6
CSP | 0 | 0 | 0 | 0 | 0 | 0
CT | 6.26 | 6.41 | 7.18 | 4.05 | 0.03 | 0.66
Coal | 11086.1 | 4925.33 | 1146.83 | 473.65 | 873.4 | 874.07
Geo | 0.02 | 0.04 | 0.07 | 0.07 | 0.07 | 0.07
H | 0 | 0.01 | 0.02 | 0.03 | 0.04 | 0.04
LFG | 20.69 | 230.83 | 468.63 | 543.1 | 546.54 | 546.54
Nuc | 9611.92 | 9929.34 | 10224.01 | 13802.91 | 15755.95 | 18181.45
PS | 0 | 0 | 0 | 0 | 0 | 0
PV | 0 | 0.01 | 0.01 | 0.01 | 0.01 | 0.01
PeakG | 29.7 | 24.13 | 34.96 | 25.38 | 19.14 | 12.17
PeakO | 0 | 0 | 0 | 0 | 0 | 0
ST | 0 | 0.01 | 0.01 | 0.01 | 0.02 | 0.02
STOG | 91.41 | 80.62 | 69.71 | 54.63 | 19.28 | 7.57
STWD | 147.29 | 155.84 | 211.24 | 288.8 | 383.41 | 332.21
WT | 0.18 | 0.65 | 0.99 | 1.24 | 1.35 | 1.38
IGCC | 40.45 | 40.45 | 6.37 | 0 | 0 | 0
DemandResponse | 0 | 0 | 0 | 0 | 0 | 0
IGCC-CCS | 0 | 0 | 0 | 0 | 0 | 0
WT_off | 0 | 0 | 0.01 | 0.01 | 0.01 | 0.01
PseudoUnit | 0 | 0 | 0.01 | 0.02 | 0.02 | 0.02
FixedInterchange | 0.04 | 0.04 | 0.04 | 0.04 | 0.04 | 0.04
Total Fuel Consumption by Reporting Type: EI_US
ReportingType | 2015 | 2020 | 2025 | 2030 | 2035 | 2040
BM | 27.42 | 75.3 | 118.06 | 141.96 | 2150.79 | 4616.95
CC | 7187.97 | 8008.02 | 7839.16 | 5390.85 | 3261.82 | 1349.45
CSP | 0 | 0 | 0 | 0 | 0 | 0
CT | 6.13 | 6.25 | 7.17 | 3.96 | 0.03 | 0.66
Coal | 8623.37 | 2924.19 | 437.84 | 342.48 | 707.46 | 723.92
Geo | 0 | 0 | 0 | 0 | 0 | 0
H | 0 | 0 | 0.01 | 0.01 | 0.01 | 0.01
LFG | 15.24 | 124.86 | 268.54 | 342.95 | 346.39 | 346.39
Nuc | 7357.11 | 7674.52 | 7959.09 | 9637 | 9964.27 | 11779.95
PS | 0 | 0 | 0 | 0 | 0 | 0
PV | 0 | 0 | 0.01 | 0.01 | 0.01 | 0.01
PeakG | 28.79 | 23.83 | 34.96 | 24.91 | 18.67 | 11.67
PeakO | 0 | 0 | 0 | 0 | 0 | 0
ST | 0 | 0 | 0 | 0 | 0 | 0
STOG | 61.94 | 43.2 | 54.3 | 45.04 | 18.76 | 7.3
STWD | 98.38 | 77.67 | 78.73 | 135.82 | 223.51 | 172.31
WT | 0.11 | 0.53 | 0.77 | 0.98 | 1.06 | 1.08
IGCC | 40.45 | 40.45 | 6.37 | 0 | 0 | 0
DemandResponse | 0 | 0 | 0 | 0 | 0 | 0
IGCC-CCS | 0 | 0 | 0 | 0 | 0 | 0
WT_off | 0 | 0 | 0.01 | 0.01 | 0.01 | 0.01
PseudoUnit | 0 | 0 | 0.01 | 0.02 | 0.02 | 0.02
FixedInterchange | 0.03 | 0.03 | 0.03 | 0.03 | 0.03 | 0.03
Total Fuel Consumption by Reporting Type: EI_Canada
ReportingType | 2015 | 2020 | 2025 | 2030 | 2035 | 2040
BM | 0 | 0.08 | 0.06 | 0.1 | 0.82 | 3.06
CC | 114.5 | 96.83 | 7.02 | 0.77 | 0.23 | 1.48
CSP | 0 | 0 | 0 | 0 | 0 | 0
CT | 0.13 | 0.13 | 0 | 0 | 0 | 0
Coal | 2.79 | 0.4 | 0 | 0 | 0 | 0
Geo | 0 | 0 | 0 | 0 | 0 | 0
H | 0 | 0 | 0.01 | 0.02 | 0.03 | 0.03
LFG | 1.56 | 1.56 | 1.56 | 1.61 | 1.61 | 1.61
Nuc | 1064.72 | 1064.73 | 1064.72 | 1064.72 | 980.52 | 854.53
PS | 0 | 0 | 0 | 0 | 0 | 0
PV | 0 | 0 | 0 | 0 | 0 | 0
PeakG | 0.91 | 0.22 | 0 | 0 | 0 | 0
PeakO | 0 | 0 | 0 | 0 | 0 | 0
ST | 0 | 0 | 0 | 0 | 0 | 0
STOG | 0.05 | 0 | 0 | 0 | 0 | 0
STWD | 0.1 | 0.15 | 0.15 | 3.41 | 10.32 | 10.32
WT | 0.01 | 0.01 | 0.01 | 0.01 | 0.01 | 0.01
IGCC | 0 | 0 | 0 | 0 | 0 | 0
DemandResponse | 0 | 0 | 0 | 0 | 0 | 0
IGCC-CCS | 0 | 0 | 0 | 0 | 0 | 0
WT_off | 0 | 0 | 0 | 0 | 0 | 0
PseudoUnit | 0 | 0 | 0 | 0 | 0 | 0
FixedInterchange | 0 | 0 | 0 | 0 | 0 | 0
Total Fuel Consumption by Reporting Type: EI
ReportingType | 2015 | 2020 | 2025 | 2030 | 2035 | 2040
BM | 27.42 | 75.38 | 118.12 | 142.06 | 2151.61 | 4620.02
CC | 7302.47 | 8104.85 | 7846.18 | 5391.61 | 3262.04 | 1350.93
CSP | 0 | 0 | 0 | 0 | 0 | 0
CT | 6.26 | 6.38 | 7.17 | 3.96 | 0.03 | 0.66
Coal | 8626.17 | 2924.59 | 437.84 | 342.48 | 707.46 | 723.92
Geo | 0 | 0 | 0 | 0 | 0 | 0
H | 0 | 0.01 | 0.02 | 0.03 | 0.04 | 0.04
LFG | 16.8 | 126.42 | 270.11 | 344.57 | 348.01 | 348.01
Nuc | 8421.83 | 8739.25 | 9023.82 | 10701.72 | 10944.78 | 12634.48
PS | 0 | 0 | 0 | 0 | 0 | 0
PV | 0 | 0 | 0.01 | 0.01 | 0.01 | 0.01
PeakG | 29.7 | 24.05 | 34.96 | 24.91 | 18.67 | 11.67
PeakO | 0 | 0 | 0 | 0 | 0 | 0
ST | 0 | 0 | 0 | 0 | 0 | 0
STOG | 61.99 | 43.2 | 54.3 | 45.04 | 18.76 | 7.3
STWD | 98.48 | 77.82 | 78.88 | 139.22 | 233.83 | 182.63
WT | 0.12 | 0.54 | 0.78 | 0.99 | 1.07 | 1.09
IGCC | 40.45 | 40.45 | 6.37 | 0 | 0 | 0
DemandResponse | 0 | 0 | 0 | 0 | 0 | 0
IGCC-CCS | 0 | 0 | 0 | 0 | 0 | 0
WT_off | 0 | 0 | 0.01 | 0.01 | 0.01 | 0.01
PseudoUnit | 0 | 0 | 0.01 | 0.02 | 0.02 | 0.02
FixedInterchange | 0.04 | 0.04 | 0.04 | 0.04 | 0.04 | 0.04
Total Fuel Consumption by Reporting Type: Outside_EI
ReportingType | 2015 | 2020 | 2025 | 2030 | 2035 | 2040
BM | 1.34 | 2.75 | 5.74 | 17.82 | 484.96 | 687.98
CC | 3523.07 | 3552.47 | 3572.33 | 2517.78 | 1008.62 | 698.67
CSP | 0 | 0 | 0 | 0 | 0 | 0
CT | 0 | 0.03 | 0.02 | 0.09 | 0 | 0
Coal | 2459.93 | 2000.74 | 708.99 | 131.17 | 165.94 | 150.15
Geo | 0.02 | 0.04 | 0.07 | 0.07 | 0.07 | 0.07
H | 0 | 0 | 0 | 0 | 0 | 0
LFG | 3.89 | 104.41 | 198.53 | 198.53 | 198.53 | 198.53
Nuc | 1190.09 | 1190.09 | 1200.2 | 3101.19 | 4811.17 | 5546.97
PS | 0 | 0 | 0 | 0 | 0 | 0
PV | 0 | 0 | 0 | 0 | 0 | 0
PeakG | 0 | 0.07 | 0 | 0.47 | 0.47 | 0.49
PeakO | 0 | 0 | 0 | 0 | 0 | 0
ST | 0 | 0.01 | 0.01 | 0.01 | 0.02 | 0.02
STOG | 29.42 | 37.42 | 15.41 | 9.59 | 0.52 | 0.27
STWD | 48.8 | 78.02 | 132.36 | 149.58 | 149.58 | 149.58
WT | 0.06 | 0.11 | 0.21 | 0.26 | 0.28 | 0.29
IGCC | 0 | 0 | 0 | 0 | 0 | 0
DemandResponse | 0 | 0 | 0 | 0 | 0 | 0
IGCC-CCS | 0 | 0 | 0 | 0 | 0 | 0
WT_off | 0 | 0 | 0 | 0 | 0 | 0
PseudoUnit | 0 | 0 | 0 | 0 | 0 | 0
FixedInterchange | 0 | 0 | 0 | 0 | 0 | 0
#5 | 0: Annual Emmission Levels
SO2 Emissions (MMshortTons): Entergy
ReportingType | 2015 | 2020 | 2025 | 2030 | 2035 | 2040
BM | 0 | 0 | 0 | 0 | 0 | 0
CC | 0 | 0 | 0 | 0 | 0 | 0
CSP | 0 | 0 | 0 | 0 | 0 | 0
CT | 0 | 0 | 0 | 0 | 0 | 0
Coal | 0.39 | 0.01 | 0 | 0 | 0 | 0
Geo | 0 | 0 | 0 | 0 | 0 | 0
H | 0 | 0 | 0 | 0 | 0 | 0
LFG | 0 | 0 | 0 | 0 | 0 | 0
Nuc | 0 | 0 | 0 | 0 | 0 | 0
PS | 0 | 0 | 0 | 0 | 0 | 0
PV | 0 | 0 | 0 | 0 | 0 | 0
PeakG | 0 | 0 | 0 | 0 | 0 | 0
PeakO | 0 | 0 | 0 | 0 | 0 | 0
ST | 0 | 0 | 0 | 0 | 0 | 0
STOG | 0 | 0 | 0 | 0 | 0 | 0
STWD | 0 | 0 | 0 | 0 | 0 | 0
WT | 0 | 0 | 0 | 0 | 0 | 0
IGCC | 0 | 0 | 0 | 0 | 0 | 0
DemandResponse | 0 | 0 | 0 | 0 | 0 | 0
IGCC-CCS | 0 | 0 | 0 | 0 | 0 | 0
WT_off | 0 | 0 | 0 | 0 | 0 | 0
PseudoUnit | 0 | 0 | 0 | 0 | 0 | 0
FixedInterchange | 0 | 0 | 0 | 0 | 0 | 0
SO2 Emissions (MMshortTons): FRCC
ReportingType | 2015 | 2020 | 2025 | 2030 | 2035 | 2040
BM | 0 | 0 | 0 | 0 | 0 | 0
CC | 0 | 0 | 0 | 0 | 0 | 0
CSP | 0 | 0 | 0 | 0 | 0 | 0
CT | 0 | 0 | 0 | 0 | 0 | 0
Coal | 0.04 | 0 | 0 | 0 | 0 | 0
Geo | 0 | 0 | 0 | 0 | 0 | 0
H | 0 | 0 | 0 | 0 | 0 | 0
LFG | 0 | 0 | 0 | 0 | 0 | 0
Nuc | 0 | 0 | 0 | 0 | 0 | 0
PS | 0 | 0 | 0 | 0 | 0 | 0
PV | 0 | 0 | 0 | 0 | 0 | 0
PeakG | 0 | 0 | 0 | 0 | 0 | 0
PeakO | 0 | 0 | 0 | 0 | 0 | 0
ST | 0 | 0 | 0 | 0 | 0 | 0
STOG | 0 | 0 | 0 | 0 | 0 | 0
STWD | 0 | 0 | 0 | 0 | 0 | 0
WT | 0 | 0 | 0 | 0 | 0 | 0
IGCC | 0 | 0 | 0 | 0 | 0 | 0
DemandResponse | 0 | 0 | 0 | 0 | 0 | 0
IGCC-CCS | 0 | 0 | 0 | 0 | 0 | 0
WT_off | 0 | 0 | 0 | 0 | 0 | 0
PseudoUnit | 0 | 0 | 0 | 0 | 0 | 0
FixedInterchange | 0 | 0 | 0 | 0 | 0 | 0
SO2 Emissions (MMshortTons): MAPP_US
ReportingType | 2015 | 2020 | 2025 | 2030 | 2035 | 2040
BM | 0 | 0 | 0 | 0 | 0 | 0
CC | 0 | 0 | 0 | 0 | 0 | 0
CSP | 0 | 0 | 0 | 0 | 0 | 0
CT | 0 | 0 | 0 | 0 | 0 | 0
Coal | 0.03 | 0 | 0 | 0 | 0 | 0
Geo | 0 | 0 | 0 | 0 | 0 | 0
H | 0 | 0 | 0 | 0 | 0 | 0
LFG | 0 | 0 | 0 | 0 | 0 | 0
Nuc | 0 | 0 | 0 | 0 | 0 | 0
PS | 0 | 0 | 0 | 0 | 0 | 0
PV | 0 | 0 | 0 | 0 | 0 | 0
PeakG | 0 | 0 | 0 | 0 | 0 | 0
PeakO | 0 | 0 | 0 | 0 | 0 | 0
ST | 0 | 0 | 0 | 0 | 0 | 0
STOG | 0 | 0 | 0 | 0 | 0 | 0
STWD | 0 | 0 | 0 | 0 | 0 | 0
WT | 0 | 0 | 0 | 0 | 0 | 0
IGCC | 0 | 0 | 0 | 0 | 0 | 0
DemandResponse | 0 | 0 | 0 | 0 | 0 | 0
IGCC-CCS | 0 | 0 | 0 | 0 | 0 | 0
WT_off | 0 | 0 | 0 | 0 | 0 | 0
PseudoUnit | 0 | 0 | 0 | 0 | 0 | 0
FixedInterchange | 0 | 0 | 0 | 0 | 0 | 0
SO2 Emissions (MMshortTons): MISO_IN
ReportingType | 2015 | 2020 | 2025 | 2030 | 2035 | 2040
BM | 0 | 0 | 0 | 0 | 0 | 0
CC | 0 | 0 | 0 | 0 | 0 | 0
CSP | 0 | 0 | 0 | 0 | 0 | 0
CT | 0 | 0 | 0 | 0 | 0 | 0
Coal | 0.24 | 0.04 | 0 | 0 | 0.01 | 0.01
Geo | 0 | 0 | 0 | 0 | 0 | 0
H | 0 | 0 | 0 | 0 | 0 | 0
LFG | 0 | 0 | 0 | 0 | 0 | 0
Nuc | 0 | 0 | 0 | 0 | 0 | 0
PS | 0 | 0 | 0 | 0 | 0 | 0
PV | 0 | 0 | 0 | 0 | 0 | 0
PeakG | 0 | 0 | 0 | 0 | 0 | 0
PeakO | 0 | 0 | 0 | 0 | 0 | 0
ST | 0 | 0 | 0 | 0 | 0 | 0
STOG | 0 | 0 | 0 | 0 | 0 | 0
STWD | 0 | 0 | 0 | 0 | 0 | 0
WT | 0 | 0 | 0 | 0 | 0 | 0
IGCC | 0 | 0 | 0 | 0 | 0 | 0
DemandResponse | 0 | 0 | 0 | 0 | 0 | 0
IGCC-CCS | 0 | 0 | 0 | 0 | 0 | 0
WT_off | 0 | 0 | 0 | 0 | 0 | 0
PseudoUnit | 0 | 0 | 0 | 0 | 0 | 0
FixedInterchange | 0 | 0 | 0 | 0 | 0 | 0
SO2 Emissions (MMshortTons): MISO_MI
ReportingType | 2015 | 2020 | 2025 | 2030 | 2035 | 2040
BM | 0 | 0 | 0 | 0 | 0 | 0
CC | 0 | 0 | 0 | 0 | 0 | 0
CSP | 0 | 0 | 0 | 0 | 0 | 0
CT | 0 | 0 | 0 | 0 | 0 | 0
Coal | 0.13 | 0 | 0 | 0 | 0 | 0
Geo | 0 | 0 | 0 | 0 | 0 | 0
H | 0 | 0 | 0 | 0 | 0 | 0
LFG | 0 | 0 | 0 | 0 | 0 | 0
Nuc | 0 | 0 | 0 | 0 | 0 | 0
PS | 0 | 0 | 0 | 0 | 0 | 0
PV | 0 | 0 | 0 | 0 | 0 | 0
PeakG | 0 | 0 | 0 | 0 | 0 | 0
PeakO | 0 | 0 | 0 | 0 | 0 | 0
ST | 0 | 0 | 0 | 0 | 0 | 0
STOG | 0 | 0 | 0 | 0 | 0 | 0
STWD | 0 | 0 | 0 | 0 | 0 | 0
WT | 0 | 0 | 0 | 0 | 0 | 0
IGCC | 0 | 0 | 0 | 0 | 0 | 0
DemandResponse | 0 | 0 | 0 | 0 | 0 | 0
IGCC-CCS | 0 | 0 | 0 | 0 | 0 | 0
WT_off | 0 | 0 | 0 | 0 | 0 | 0
PseudoUnit | 0 | 0 | 0 | 0 | 0 | 0
FixedInterchange | 0 | 0 | 0 | 0 | 0 | 0
SO2 Emissions (MMshortTons): MISO_MO-IL
ReportingType | 2015 | 2020 | 2025 | 2030 | 2035 | 2040
BM | 0 | 0 | 0 | 0 | 0 | 0
CC | 0 | 0 | 0 | 0 | 0 | 0
CSP | 0 | 0 | 0 | 0 | 0 | 0
CT | 0 | 0 | 0 | 0 | 0 | 0
Coal | 0.37 | 0.01 | 0 | 0 | 0 | 0
Geo | 0 | 0 | 0 | 0 | 0 | 0
H | 0 | 0 | 0 | 0 | 0 | 0
LFG | 0 | 0 | 0 | 0 | 0 | 0
Nuc | 0 | 0 | 0 | 0 | 0 | 0
PS | 0 | 0 | 0 | 0 | 0 | 0
PV | 0 | 0 | 0 | 0 | 0 | 0
PeakG | 0 | 0 | 0 | 0 | 0 | 0
PeakO | 0 | 0 | 0 | 0 | 0 | 0
ST | 0 | 0 | 0 | 0 | 0 | 0
STOG | 0 | 0 | 0 | 0 | 0 | 0
STWD | 0 | 0 | 0 | 0 | 0 | 0
WT | 0 | 0 | 0 | 0 | 0 | 0
IGCC | 0 | 0 | 0 | 0 | 0 | 0
DemandResponse | 0 | 0 | 0 | 0 | 0 | 0
IGCC-CCS | 0 | 0 | 0 | 0 | 0 | 0
WT_off | 0 | 0 | 0 | 0 | 0 | 0
PseudoUnit | 0 | 0 | 0 | 0 | 0 | 0
FixedInterchange | 0 | 0 | 0 | 0 | 0 | 0
SO2 Emissions (MMshortTons): MISO_W
ReportingType | 2015 | 2020 | 2025 | 2030 | 2035 | 2040
BM | 0 | 0 | 0 | 0 | 0 | 0
CC | 0 | 0 | 0 | 0 | 0 | 0
CSP | 0 | 0 | 0 | 0 | 0 | 0
CT | 0 | 0 | 0 | 0 | 0 | 0
Coal | 0.2 | 0.01 | 0 | 0 | 0 | 0
Geo | 0 | 0 | 0 | 0 | 0 | 0
H | 0 | 0 | 0 | 0 | 0 | 0
LFG | 0 | 0 | 0 | 0 | 0 | 0
Nuc | 0 | 0 | 0 | 0 | 0 | 0
PS | 0 | 0 | 0 | 0 | 0 | 0
PV | 0 | 0 | 0 | 0 | 0 | 0
PeakG | 0 | 0 | 0 | 0 | 0 | 0
PeakO | 0 | 0 | 0 | 0 | 0 | 0
ST | 0 | 0 | 0 | 0 | 0 | 0
STOG | 0 | 0 | 0 | 0 | 0 | 0
STWD | 0 | 0 | 0 | 0 | 0 | 0
WT | 0 | 0 | 0 | 0 | 0 | 0
IGCC | 0 | 0 | 0 | 0 | 0 | 0
DemandResponse | 0 | 0 | 0 | 0 | 0 | 0
IGCC-CCS | 0 | 0 | 0 | 0 | 0 | 0
WT_off | 0 | 0 | 0 | 0 | 0 | 0
PseudoUnit | 0 | 0 | 0 | 0 | 0 | 0
FixedInterchange | 0 | 0 | 0 | 0 | 0 | 0
SO2 Emissions (MMshortTons): MISO_WUMS
ReportingType | 2015 | 2020 | 2025 | 2030 | 2035 | 2040
BM | 0 | 0 | 0 | 0 | 0 | 0
CC | 0 | 0 | 0 | 0 | 0 | 0
CSP | 0 | 0 | 0 | 0 | 0 | 0
CT | 0 | 0 | 0 | 0 | 0 | 0
Coal | 0.02 | 0 | 0 | 0 | 0 | 0
Geo | 0 | 0 | 0 | 0 | 0 | 0
H | 0 | 0 | 0 | 0 | 0 | 0
LFG | 0 | 0 | 0 | 0 | 0 | 0
Nuc | 0 | 0 | 0 | 0 | 0 | 0
PS | 0 | 0 | 0 | 0 | 0 | 0
PV | 0 | 0 | 0 | 0 | 0 | 0
PeakG | 0 | 0 | 0 | 0 | 0 | 0
PeakO | 0 | 0 | 0 | 0 | 0 | 0
ST | 0 | 0 | 0 | 0 | 0 | 0
STOG | 0 | 0 | 0 | 0 | 0 | 0
STWD | 0 | 0 | 0 | 0 | 0 | 0
WT | 0 | 0 | 0 | 0 | 0 | 0
IGCC | 0 | 0 | 0 | 0 | 0 | 0
DemandResponse | 0 | 0 | 0 | 0 | 0 | 0
IGCC-CCS | 0 | 0 | 0 | 0 | 0 | 0
WT_off | 0 | 0 | 0 | 0 | 0 | 0
PseudoUnit | 0 | 0 | 0 | 0 | 0 | 0
FixedInterchange | 0 | 0 | 0 | 0 | 0 | 0
SO2 Emissions (MMshortTons): Nebraska
ReportingType | 2015 | 2020 | 2025 | 2030 | 2035 | 2040
BM | 0 | 0 | 0 | 0 | 0 | 0
CC | 0 | 0 | 0 | 0 | 0 | 0
CSP | 0 | 0 | 0 | 0 | 0 | 0
CT | 0 | 0 | 0 | 0 | 0 | 0
Coal | 0.1 | 0 | 0 | 0 | 0 | 0
Geo | 0 | 0 | 0 | 0 | 0 | 0
H | 0 | 0 | 0 | 0 | 0 | 0
LFG | 0 | 0 | 0 | 0 | 0 | 0
Nuc | 0 | 0 | 0 | 0 | 0 | 0
PS | 0 | 0 | 0 | 0 | 0 | 0
PV | 0 | 0 | 0 | 0 | 0 | 0
PeakG | 0 | 0 | 0 | 0 | 0 | 0
PeakO | 0 | 0 | 0 | 0 | 0 | 0
ST | 0 | 0 | 0 | 0 | 0 | 0
STOG | 0 | 0 | 0 | 0 | 0 | 0
STWD | 0 | 0 | 0 | 0 | 0 | 0
WT | 0 | 0 | 0 | 0 | 0 | 0
IGCC | 0 | 0 | 0 | 0 | 0 | 0
DemandResponse | 0 | 0 | 0 | 0 | 0 | 0
IGCC-CCS | 0 | 0 | 0 | 0 | 0 | 0
WT_off | 0 | 0 | 0 | 0 | 0 | 0
PseudoUnit | 0 | 0 | 0 | 0 | 0 | 0
FixedInterchange | 0 | 0 | 0 | 0 | 0 | 0
SO2 Emissions (MMshortTons): NEISO
ReportingType | 2015 | 2020 | 2025 | 2030 | 2035 | 2040
BM | 0 | 0 | 0 | 0 | 0 | 0
CC | 0 | 0 | 0 | 0 | 0 | 0
CSP | 0 | 0 | 0 | 0 | 0 | 0
CT | 0 | 0 | 0 | 0 | 0 | 0
Coal | 0 | 0 | 0 | 0 | 0 | 0
Geo | 0 | 0 | 0 | 0 | 0 | 0
H | 0 | 0 | 0 | 0 | 0 | 0
LFG | 0 | 0 | 0 | 0 | 0 | 0
Nuc | 0 | 0 | 0 | 0 | 0 | 0
PS | 0 | 0 | 0 | 0 | 0 | 0
PV | 0 | 0 | 0 | 0 | 0 | 0
PeakG | 0 | 0 | 0 | 0 | 0 | 0
PeakO | 0 | 0 | 0 | 0 | 0 | 0
ST | 0 | 0 | 0 | 0 | 0 | 0
STOG | 0 | 0 | 0 | 0 | 0 | 0
STWD | 0 | 0 | 0 | 0 | 0 | 0
WT | 0 | 0 | 0 | 0 | 0 | 0
IGCC | 0 | 0 | 0 | 0 | 0 | 0
DemandResponse | 0 | 0 | 0 | 0 | 0 | 0
IGCC-CCS | 0 | 0 | 0 | 0 | 0 | 0
WT_off | 0 | 0 | 0 | 0 | 0 | 0
PseudoUnit | 0 | 0 | 0 | 0 | 0 | 0
FixedInterchange | 0 | 0 | 0 | 0 | 0 | 0
SO2 Emissions (MMshortTons): NonRTO_Midwest
ReportingType | 2015 | 2020 | 2025 | 2030 | 2035 | 2040
BM | 0 | 0 | 0 | 0 | 0 | 0
CC | 0 | 0 | 0 | 0 | 0 | 0
CSP | 0 | 0 | 0 | 0 | 0 | 0
CT | 0 | 0 | 0 | 0 | 0 | 0
Coal | 0.1 | 0.03 | 0.01 | 0 | 0.01 | 0.01
Geo | 0 | 0 | 0 | 0 | 0 | 0
H | 0 | 0 | 0 | 0 | 0 | 0
LFG | 0 | 0 | 0 | 0 | 0 | 0
Nuc | 0 | 0 | 0 | 0 | 0 | 0
PS | 0 | 0 | 0 | 0 | 0 | 0
PV | 0 | 0 | 0 | 0 | 0 | 0
PeakG | 0 | 0 | 0 | 0 | 0 | 0
PeakO | 0 | 0 | 0 | 0 | 0 | 0
ST | 0 | 0 | 0 | 0 | 0 | 0
STOG | 0 | 0 | 0 | 0 | 0 | 0
STWD | 0 | 0 | 0 | 0 | 0 | 0
WT | 0 | 0 | 0 | 0 | 0 | 0
IGCC | 0 | 0 | 0 | 0 | 0 | 0
DemandResponse | 0 | 0 | 0 | 0 | 0 | 0
IGCC-CCS | 0 | 0 | 0 | 0 | 0 | 0
WT_off | 0 | 0 | 0 | 0 | 0 | 0
PseudoUnit | 0 | 0 | 0 | 0 | 0 | 0
FixedInterchange | 0 | 0 | 0 | 0 | 0 | 0
SO2 Emissions (MMshortTons): NYISO_A-F
ReportingType | 2015 | 2020 | 2025 | 2030 | 2035 | 2040
BM | 0 | 0 | 0 | 0 | 0 | 0
CC | 0 | 0 | 0 | 0 | 0 | 0
CSP | 0 | 0 | 0 | 0 | 0 | 0
CT | 0 | 0 | 0 | 0 | 0 | 0
Coal | 0 | 0 | 0 | 0 | 0 | 0
Geo | 0 | 0 | 0 | 0 | 0 | 0
H | 0 | 0 | 0 | 0 | 0 | 0
LFG | 0 | 0 | 0 | 0 | 0 | 0
Nuc | 0 | 0 | 0 | 0 | 0 | 0
PS | 0 | 0 | 0 | 0 | 0 | 0
PV | 0 | 0 | 0 | 0 | 0 | 0
PeakG | 0 | 0 | 0 | 0 | 0 | 0
PeakO | 0 | 0 | 0 | 0 | 0 | 0
ST | 0 | 0 | 0 | 0 | 0 | 0
STOG | 0 | 0 | 0 | 0 | 0 | 0
STWD | 0 | 0 | 0 | 0 | 0 | 0
WT | 0 | 0 | 0 | 0 | 0 | 0
IGCC | 0 | 0 | 0 | 0 | 0 | 0
DemandResponse | 0 | 0 | 0 | 0 | 0 | 0
IGCC-CCS | 0 | 0 | 0 | 0 | 0 | 0
WT_off | 0 | 0 | 0 | 0 | 0 | 0
PseudoUnit | 0 | 0 | 0 | 0 | 0 | 0
FixedInterchange | 0 | 0 | 0 | 0 | 0 | 0
SO2 Emissions (MMshortTons): NYISO_G-I
ReportingType | 2015 | 2020 | 2025 | 2030 | 2035 | 2040
BM | 0 | 0 | 0 | 0 | 0 | 0
CC | 0 | 0 | 0 | 0 | 0 | 0
CSP | 0 | 0 | 0 | 0 | 0 | 0
CT | 0 | 0 | 0 | 0 | 0 | 0
Coal | 0 | 0 | 0 | 0 | 0 | 0
Geo | 0 | 0 | 0 | 0 | 0 | 0
H | 0 | 0 | 0 | 0 | 0 | 0
LFG | 0 | 0 | 0 | 0 | 0 | 0
Nuc | 0 | 0 | 0 | 0 | 0 | 0
PS | 0 | 0 | 0 | 0 | 0 | 0
PV | 0 | 0 | 0 | 0 | 0 | 0
PeakG | 0 | 0 | 0 | 0 | 0 | 0
PeakO | 0 | 0 | 0 | 0 | 0 | 0
ST | 0 | 0 | 0 | 0 | 0 | 0
STOG | 0 | 0 | 0 | 0 | 0 | 0
STWD | 0 | 0 | 0 | 0 | 0 | 0
WT | 0 | 0 | 0 | 0 | 0 | 0
IGCC | 0 | 0 | 0 | 0 | 0 | 0
DemandResponse | 0 | 0 | 0 | 0 | 0 | 0
IGCC-CCS | 0 | 0 | 0 | 0 | 0 | 0
WT_off | 0 | 0 | 0 | 0 | 0 | 0
PseudoUnit | 0 | 0 | 0 | 0 | 0 | 0
FixedInterchange | 0 | 0 | 0 | 0 | 0 | 0
SO2 Emissions (MMshortTons): NYISO_J-K
ReportingType | 2015 | 2020 | 2025 | 2030 | 2035 | 2040
BM | 0 | 0 | 0 | 0 | 0 | 0
CC | 0 | 0 | 0 | 0 | 0 | 0
CSP | 0 | 0 | 0 | 0 | 0 | 0
CT | 0 | 0 | 0 | 0 | 0 | 0
Coal | 0 | 0 | 0 | 0 | 0 | 0
Geo | 0 | 0 | 0 | 0 | 0 | 0
H | 0 | 0 | 0 | 0 | 0 | 0
LFG | 0 | 0 | 0 | 0 | 0 | 0
Nuc | 0 | 0 | 0 | 0 | 0 | 0
PS | 0 | 0 | 0 | 0 | 0 | 0
PV | 0 | 0 | 0 | 0 | 0 | 0
PeakG | 0 | 0 | 0 | 0 | 0 | 0
PeakO | 0 | 0 | 0 | 0 | 0 | 0
ST | 0 | 0 | 0 | 0 | 0 | 0
STOG | 0 | 0 | 0 | 0 | 0 | 0
STWD | 0 | 0 | 0 | 0 | 0 | 0
WT | 0 | 0 | 0 | 0 | 0 | 0
IGCC | 0 | 0 | 0 | 0 | 0 | 0
DemandResponse | 0 | 0 | 0 | 0 | 0 | 0
IGCC-CCS | 0 | 0 | 0 | 0 | 0 | 0
WT_off | 0 | 0 | 0 | 0 | 0 | 0
PseudoUnit | 0 | 0 | 0 | 0 | 0 | 0
FixedInterchange | 0 | 0 | 0 | 0 | 0 | 0
SO2 Emissions (MMshortTons): PJM_E
ReportingType | 2015 | 2020 | 2025 | 2030 | 2035 | 2040
BM | 0 | 0 | 0 | 0 | 0 | 0
CC | 0 | 0 | 0 | 0 | 0 | 0
CSP | 0 | 0 | 0 | 0 | 0 | 0
CT | 0 | 0 | 0 | 0 | 0 | 0
Coal | 0 | 0 | 0 | 0 | 0 | 0
Geo | 0 | 0 | 0 | 0 | 0 | 0
H | 0 | 0 | 0 | 0 | 0 | 0
LFG | 0 | 0 | 0 | 0 | 0 | 0
Nuc | 0 | 0 | 0 | 0 | 0 | 0
PS | 0 | 0 | 0 | 0 | 0 | 0
PV | 0 | 0 | 0 | 0 | 0 | 0
PeakG | 0 | 0 | 0 | 0 | 0 | 0
PeakO | 0 | 0 | 0 | 0 | 0 | 0
ST | 0 | 0 | 0 | 0 | 0 | 0
STOG | 0 | 0 | 0 | 0 | 0 | 0
STWD | 0 | 0 | 0 | 0 | 0 | 0
WT | 0 | 0 | 0 | 0 | 0 | 0
IGCC | 0 | 0 | 0 | 0 | 0 | 0
DemandResponse | 0 | 0 | 0 | 0 | 0 | 0
IGCC-CCS | 0 | 0 | 0 | 0 | 0 | 0
WT_off | 0 | 0 | 0 | 0 | 0 | 0
PseudoUnit | 0 | 0 | 0 | 0 | 0 | 0
FixedInterchange | 0 | 0 | 0 | 0 | 0 | 0
SO2 Emissions (MMshortTons): PJM_ROM
ReportingType | 2015 | 2020 | 2025 | 2030 | 2035 | 2040
BM | 0 | 0 | 0 | 0 | 0 | 0
CC | 0 | 0 | 0 | 0 | 0 | 0
CSP | 0 | 0 | 0 | 0 | 0 | 0
CT | 0 | 0 | 0 | 0 | 0 | 0
Coal | 0.15 | 0.01 | 0 | 0 | 0 | 0
Geo | 0 | 0 | 0 | 0 | 0 | 0
H | 0 | 0 | 0 | 0 | 0 | 0
LFG | 0 | 0 | 0 | 0 | 0 | 0
Nuc | 0 | 0 | 0 | 0 | 0 | 0
PS | 0 | 0 | 0 | 0 | 0 | 0
PV | 0 | 0 | 0 | 0 | 0 | 0
PeakG | 0 | 0 | 0 | 0 | 0 | 0
PeakO | 0 | 0 | 0 | 0 | 0 | 0
ST | 0 | 0 | 0 | 0 | 0 | 0
STOG | 0 | 0 | 0 | 0 | 0 | 0
STWD | 0 | 0 | 0 | 0 | 0 | 0
WT | 0 | 0 | 0 | 0 | 0 | 0
IGCC | 0 | 0 | 0 | 0 | 0 | 0
DemandResponse | 0 | 0 | 0 | 0 | 0 | 0
IGCC-CCS | 0 | 0 | 0 | 0 | 0 | 0
WT_off | 0 | 0 | 0 | 0 | 0 | 0
PseudoUnit | 0 | 0 | 0 | 0 | 0 | 0
FixedInterchange | 0 | 0 | 0 | 0 | 0 | 0
SO2 Emissions (MMshortTons): PJM_ROR
ReportingType | 2015 | 2020 | 2025 | 2030 | 2035 | 2040
BM | 0 | 0 | 0 | 0 | 0 | 0
CC | 0 | 0 | 0 | 0 | 0 | 0
CSP | 0 | 0 | 0 | 0 | 0 | 0
CT | 0 | 0 | 0 | 0 | 0 | 0
Coal | 0.91 | 0.1 | 0.01 | 0.01 | 0.02 | 0.02
Geo | 0 | 0 | 0 | 0 | 0 | 0
H | 0 | 0 | 0 | 0 | 0 | 0
LFG | 0 | 0 | 0 | 0 | 0 | 0
Nuc | 0 | 0 | 0 | 0 | 0 | 0
PS | 0 | 0 | 0 | 0 | 0 | 0
PV | 0 | 0 | 0 | 0 | 0 | 0
PeakG | 0 | 0 | 0 | 0 | 0 | 0
PeakO | 0 | 0 | 0 | 0 | 0 | 0
ST | 0 | 0 | 0 | 0 | 0 | 0
STOG | 0 | 0 | 0 | 0 | 0 | 0
STWD | 0 | 0 | 0 | 0 | 0 | 0
WT | 0 | 0 | 0 | 0 | 0 | 0
IGCC | 0 | 0 | 0 | 0 | 0 | 0
DemandResponse | 0 | 0 | 0 | 0 | 0 | 0
IGCC-CCS | 0 | 0 | 0 | 0 | 0 | 0
WT_off | 0 | 0 | 0 | 0 | 0 | 0
PseudoUnit | 0 | 0 | 0 | 0 | 0 | 0
FixedInterchange | 0 | 0 | 0 | 0 | 0 | 0
SO2 Emissions (MMshortTons): SOCO
ReportingType | 2015 | 2020 | 2025 | 2030 | 2035 | 2040
BM | 0 | 0 | 0 | 0 | 0 | 0
CC | 0 | 0 | 0 | 0 | 0 | 0
CSP | 0 | 0 | 0 | 0 | 0 | 0
CT | 0 | 0 | 0 | 0 | 0 | 0
Coal | 0.22 | 0.01 | 0 | 0.01 | 0.01 | 0.01
Geo | 0 | 0 | 0 | 0 | 0 | 0
H | 0 | 0 | 0 | 0 | 0 | 0
LFG | 0 | 0 | 0 | 0 | 0 | 0
Nuc | 0 | 0 | 0 | 0 | 0 | 0
PS | 0 | 0 | 0 | 0 | 0 | 0
PV | 0 | 0 | 0 | 0 | 0 | 0
PeakG | 0 | 0 | 0 | 0 | 0 | 0
PeakO | 0 | 0 | 0 | 0 | 0 | 0
ST | 0 | 0 | 0 | 0 | 0 | 0
STOG | 0 | 0 | 0 | 0 | 0 | 0
STWD | 0 | 0 | 0 | 0 | 0 | 0
WT | 0 | 0 | 0 | 0 | 0 | 0
IGCC | 0 | 0 | 0 | 0 | 0 | 0
DemandResponse | 0 | 0 | 0 | 0 | 0 | 0
IGCC-CCS | 0 | 0 | 0 | 0 | 0 | 0
WT_off | 0 | 0 | 0 | 0 | 0 | 0
PseudoUnit | 0 | 0 | 0 | 0 | 0 | 0
FixedInterchange | 0 | 0 | 0 | 0 | 0 | 0
SO2 Emissions (MMshortTons): SPP_N
ReportingType | 2015 | 2020 | 2025 | 2030 | 2035 | 2040
BM | 0 | 0 | 0 | 0 | 0 | 0
CC | 0 | 0 | 0 | 0 | 0 | 0
CSP | 0 | 0 | 0 | 0 | 0 | 0
CT | 0 | 0 | 0 | 0 | 0 | 0
Coal | 0.07 | 0 | 0 | 0 | 0 | 0
Geo | 0 | 0 | 0 | 0 | 0 | 0
H | 0 | 0 | 0 | 0 | 0 | 0
LFG | 0 | 0 | 0 | 0 | 0 | 0
Nuc | 0 | 0 | 0 | 0 | 0 | 0
PS | 0 | 0 | 0 | 0 | 0 | 0
PV | 0 | 0 | 0 | 0 | 0 | 0
PeakG | 0 | 0 | 0 | 0 | 0 | 0
PeakO | 0 | 0 | 0 | 0 | 0 | 0
ST | 0 | 0 | 0 | 0 | 0 | 0
STOG | 0 | 0 | 0 | 0 | 0 | 0
STWD | 0 | 0 | 0 | 0 | 0 | 0
WT | 0 | 0 | 0 | 0 | 0 | 0
IGCC | 0 | 0 | 0 | 0 | 0 | 0
DemandResponse | 0 | 0 | 0 | 0 | 0 | 0
IGCC-CCS | 0 | 0 | 0 | 0 | 0 | 0
WT_off | 0 | 0 | 0 | 0 | 0 | 0
PseudoUnit | 0 | 0 | 0 | 0 | 0 | 0
FixedInterchange | 0 | 0 | 0 | 0 | 0 | 0
SO2 Emissions (MMshortTons): SPP_S
ReportingType | 2015 | 2020 | 2025 | 2030 | 2035 | 2040
BM | 0 | 0 | 0 | 0 | 0 | 0
CC | 0 | 0 | 0 | 0 | 0 | 0
CSP | 0 | 0 | 0 | 0 | 0 | 0
CT | 0 | 0 | 0 | 0 | 0 | 0
Coal | 0.29 | 0 | 0 | 0 | 0 | 0
Geo | 0 | 0 | 0 | 0 | 0 | 0
H | 0 | 0 | 0 | 0 | 0 | 0
LFG | 0 | 0 | 0 | 0 | 0 | 0
Nuc | 0 | 0 | 0 | 0 | 0 | 0
PS | 0 | 0 | 0 | 0 | 0 | 0
PV | 0 | 0 | 0 | 0 | 0 | 0
PeakG | 0 | 0 | 0 | 0 | 0 | 0
PeakO | 0 | 0 | 0 | 0 | 0 | 0
ST | 0 | 0 | 0 | 0 | 0 | 0
STOG | 0 | 0 | 0 | 0 | 0 | 0
STWD | 0 | 0 | 0 | 0 | 0 | 0
WT | 0 | 0 | 0 | 0 | 0 | 0
IGCC | 0 | 0 | 0 | 0 | 0 | 0
DemandResponse | 0 | 0 | 0 | 0 | 0 | 0
IGCC-CCS | 0 | 0 | 0 | 0 | 0 | 0
WT_off | 0 | 0 | 0 | 0 | 0 | 0
PseudoUnit | 0 | 0 | 0 | 0 | 0 | 0
FixedInterchange | 0 | 0 | 0 | 0 | 0 | 0
SO2 Emissions (MMshortTons): TVA
ReportingType | 2015 | 2020 | 2025 | 2030 | 2035 | 2040
BM | 0 | 0 | 0 | 0 | 0 | 0
CC | 0 | 0 | 0 | 0 | 0 | 0
CSP | 0 | 0 | 0 | 0 | 0 | 0
CT | 0 | 0 | 0 | 0 | 0 | 0
Coal | 0.21 | 0.01 | 0 | 0 | 0 | 0
Geo | 0 | 0 | 0 | 0 | 0 | 0
H | 0 | 0 | 0 | 0 | 0 | 0
LFG | 0 | 0 | 0 | 0 | 0 | 0
Nuc | 0 | 0 | 0 | 0 | 0 | 0
PS | 0 | 0 | 0 | 0 | 0 | 0
PV | 0 | 0 | 0 | 0 | 0 | 0
PeakG | 0 | 0 | 0 | 0 | 0 | 0
PeakO | 0 | 0 | 0 | 0 | 0 | 0
ST | 0 | 0 | 0 | 0 | 0 | 0
STOG | 0 | 0 | 0 | 0 | 0 | 0
STWD | 0 | 0 | 0 | 0 | 0 | 0
WT | 0 | 0 | 0 | 0 | 0 | 0
IGCC | 0 | 0 | 0 | 0 | 0 | 0
DemandResponse | 0 | 0 | 0 | 0 | 0 | 0
IGCC-CCS | 0 | 0 | 0 | 0 | 0 | 0
WT_off | 0 | 0 | 0 | 0 | 0 | 0
PseudoUnit | 0 | 0 | 0 | 0 | 0 | 0
FixedInterchange | 0 | 0 | 0 | 0 | 0 | 0
SO2 Emissions (MMshortTons): TVA_Transmission
ReportingType | 2015 | 2020 | 2025 | 2030 | 2035 | 2040
BM | 0 | 0 | 0 | 0 | 0 | 0
CC | 0 | 0 | 0 | 0 | 0 | 0
CSP | 0 | 0 | 0 | 0 | 0 | 0
CT | 0 | 0 | 0 | 0 | 0 | 0
Coal | 0 | 0 | 0 | 0 | 0 | 0
Geo | 0 | 0 | 0 | 0 | 0 | 0
H | 0 | 0 | 0 | 0 | 0 | 0
LFG | 0 | 0 | 0 | 0 | 0 | 0
Nuc | 0 | 0 | 0 | 0 | 0 | 0
PS | 0 | 0 | 0 | 0 | 0 | 0
PV | 0 | 0 | 0 | 0 | 0 | 0
PeakG | 0 | 0 | 0 | 0 | 0 | 0
PeakO | 0 | 0 | 0 | 0 | 0 | 0
ST | 0 | 0 | 0 | 0 | 0 | 0
STOG | 0 | 0 | 0 | 0 | 0 | 0
STWD | 0 | 0 | 0 | 0 | 0 | 0
WT | 0 | 0 | 0 | 0 | 0 | 0
IGCC | 0 | 0 | 0 | 0 | 0 | 0
DemandResponse | 0 | 0 | 0 | 0 | 0 | 0
IGCC-CCS | 0 | 0 | 0 | 0 | 0 | 0
WT_off | 0 | 0 | 0 | 0 | 0 | 0
PseudoUnit | 0 | 0 | 0 | 0 | 0 | 0
FixedInterchange | 0 | 0 | 0 | 0 | 0 | 0
SO2 Emissions (MMshortTons): VACAR
ReportingType | 2015 | 2020 | 2025 | 2030 | 2035 | 2040
BM | 0 | 0 | 0 | 0 | 0 | 0
CC | 0 | 0 | 0 | 0 | 0 | 0
CSP | 0 | 0 | 0 | 0 | 0 | 0
CT | 0 | 0 | 0 | 0 | 0 | 0
Coal | 0.03 | 0.01 | 0 | 0 | 0 | 0
Geo | 0 | 0 | 0 | 0 | 0 | 0
H | 0 | 0 | 0 | 0 | 0 | 0
LFG | 0 | 0 | 0 | 0 | 0 | 0
Nuc | 0 | 0 | 0 | 0 | 0 | 0
PS | 0 | 0 | 0 | 0 | 0 | 0
PV | 0 | 0 | 0 | 0 | 0 | 0
PeakG | 0 | 0 | 0 | 0 | 0 | 0
PeakO | 0 | 0 | 0 | 0 | 0 | 0
ST | 0 | 0 | 0 | 0 | 0 | 0
STOG | 0 | 0 | 0 | 0 | 0 | 0
STWD | 0 | 0 | 0 | 0 | 0 | 0
WT | 0 | 0 | 0 | 0 | 0 | 0
IGCC | 0 | 0 | 0 | 0 | 0 | 0
DemandResponse | 0 | 0 | 0 | 0 | 0 | 0
IGCC-CCS | 0 | 0 | 0 | 0 | 0 | 0
WT_off | 0 | 0 | 0 | 0 | 0 | 0
PseudoUnit | 0 | 0 | 0 | 0 | 0 | 0
FixedInterchange | 0 | 0 | 0 | 0 | 0 | 0
SO2 Emissions (MMshortTons): IESO
ReportingType | 2015 | 2020 | 2025 | 2030 | 2035 | 2040
BM | 0 | 0 | 0 | 0 | 0 | 0
CC | 0 | 0 | 0 | 0 | 0 | 0
CSP | 0 | 0 | 0 | 0 | 0 | 0
CT | 0 | 0 | 0 | 0 | 0 | 0
Coal | 0 | 0 | 0 | 0 | 0 | 0
Geo | 0 | 0 | 0 | 0 | 0 | 0
H | 0 | 0 | 0 | 0 | 0 | 0
LFG | 0 | 0 | 0 | 0 | 0 | 0
Nuc | 0 | 0 | 0 | 0 | 0 | 0
PS | 0 | 0 | 0 | 0 | 0 | 0
PV | 0 | 0 | 0 | 0 | 0 | 0
PeakG | 0 | 0 | 0 | 0 | 0 | 0
PeakO | 0 | 0 | 0 | 0 | 0 | 0
ST | 0 | 0 | 0 | 0 | 0 | 0
STOG | 0 | 0 | 0 | 0 | 0 | 0
STWD | 0 | 0 | 0 | 0 | 0 | 0
WT | 0 | 0 | 0 | 0 | 0 | 0
IGCC | 0 | 0 | 0 | 0 | 0 | 0
DemandResponse | 0 | 0 | 0 | 0 | 0 | 0
IGCC-CCS | 0 | 0 | 0 | 0 | 0 | 0
WT_off | 0 | 0 | 0 | 0 | 0 | 0
PseudoUnit | 0 | 0 | 0 | 0 | 0 | 0
FixedInterchange | 0 | 0 | 0 | 0 | 0 | 0
SO2 Emissions (MMshortTons): MAPP_CA
ReportingType | 2015 | 2020 | 2025 | 2030 | 2035 | 2040
BM | 0 | 0 | 0 | 0 | 0 | 0
CC | 0 | 0 | 0 | 0 | 0 | 0
CSP | 0 | 0 | 0 | 0 | 0 | 0
CT | 0 | 0 | 0 | 0 | 0 | 0
Coal | 0.01 | 0 | 0 | 0 | 0 | 0
Geo | 0 | 0 | 0 | 0 | 0 | 0
H | 0 | 0 | 0 | 0 | 0 | 0
LFG | 0 | 0 | 0 | 0 | 0 | 0
Nuc | 0 | 0 | 0 | 0 | 0 | 0
PS | 0 | 0 | 0 | 0 | 0 | 0
PV | 0 | 0 | 0 | 0 | 0 | 0
PeakG | 0 | 0 | 0 | 0 | 0 | 0
PeakO | 0 | 0 | 0 | 0 | 0 | 0
ST | 0 | 0 | 0 | 0 | 0 | 0
STOG | 0 | 0 | 0 | 0 | 0 | 0
STWD | 0 | 0 | 0 | 0 | 0 | 0
WT | 0 | 0 | 0 | 0 | 0 | 0
IGCC | 0 | 0 | 0 | 0 | 0 | 0
DemandResponse | 0 | 0 | 0 | 0 | 0 | 0
IGCC-CCS | 0 | 0 | 0 | 0 | 0 | 0
WT_off | 0 | 0 | 0 | 0 | 0 | 0
PseudoUnit | 0 | 0 | 0 | 0 | 0 | 0
FixedInterchange | 0 | 0 | 0 | 0 | 0 | 0
SO2 Emissions (MMshortTons): AZ_NM_SNV_Coal
ReportingType | 2015 | 2020 | 2025 | 2030 | 2035 | 2040
BM | 0 | 0 | 0 | 0 | 0 | 0
CC | 0 | 0 | 0 | 0 | 0 | 0
CSP | 0 | 0 | 0 | 0 | 0 | 0
CT | 0 | 0 | 0 | 0 | 0 | 0
Coal | 0.02 | 0.02 | 0 | 0 | 0 | 0
Geo | 0 | 0 | 0 | 0 | 0 | 0
H | 0 | 0 | 0 | 0 | 0 | 0
LFG | 0 | 0 | 0 | 0 | 0 | 0
Nuc | 0 | 0 | 0 | 0 | 0 | 0
PS | 0 | 0 | 0 | 0 | 0 | 0
PV | 0 | 0 | 0 | 0 | 0 | 0
PeakG | 0 | 0 | 0 | 0 | 0 | 0
PeakO | 0 | 0 | 0 | 0 | 0 | 0
ST | 0 | 0 | 0 | 0 | 0 | 0
STOG | 0 | 0 | 0 | 0 | 0 | 0
STWD | 0 | 0 | 0 | 0 | 0 | 0
WT | 0 | 0 | 0 | 0 | 0 | 0
IGCC | 0 | 0 | 0 | 0 | 0 | 0
DemandResponse | 0 | 0 | 0 | 0 | 0 | 0
IGCC-CCS | 0 | 0 | 0 | 0 | 0 | 0
WT_off | 0 | 0 | 0 | 0 | 0 | 0
PseudoUnit | 0 | 0 | 0 | 0 | 0 | 0
FixedInterchange | 0 | 0 | 0 | 0 | 0 | 0
SO2 Emissions (MMshortTons): AZ_NM_SNV_Gas
ReportingType | 2015 | 2020 | 2025 | 2030 | 2035 | 2040
BM | 0 | 0 | 0 | 0 | 0 | 0
CC | 0 | 0 | 0 | 0 | 0 | 0
CSP | 0 | 0 | 0 | 0 | 0 | 0
CT | 0 | 0 | 0 | 0 | 0 | 0
Coal | 0 | 0 | 0 | 0 | 0 | 0
Geo | 0 | 0 | 0 | 0 | 0 | 0
H | 0 | 0 | 0 | 0 | 0 | 0
LFG | 0 | 0 | 0 | 0 | 0 | 0
Nuc | 0 | 0 | 0 | 0 | 0 | 0
PS | 0 | 0 | 0 | 0 | 0 | 0
PV | 0 | 0 | 0 | 0 | 0 | 0
PeakG | 0 | 0 | 0 | 0 | 0 | 0
PeakO | 0 | 0 | 0 | 0 | 0 | 0
ST | 0 | 0 | 0 | 0 | 0 | 0
STOG | 0 | 0 | 0 | 0 | 0 | 0
STWD | 0 | 0 | 0 | 0 | 0 | 0
WT | 0 | 0 | 0 | 0 | 0 | 0
IGCC | 0 | 0 | 0 | 0 | 0 | 0
DemandResponse | 0 | 0 | 0 | 0 | 0 | 0
IGCC-CCS | 0 | 0 | 0 | 0 | 0 | 0
WT_off | 0 | 0 | 0 | 0 | 0 | 0
PseudoUnit | 0 | 0 | 0 | 0 | 0 | 0
FixedInterchange | 0 | 0 | 0 | 0 | 0 | 0
SO2 Emissions (MMshortTons): AZ_NM_SNV_NucRenew
ReportingType | 2015 | 2020 | 2025 | 2030 | 2035 | 2040
BM | 0 | 0 | 0 | 0 | 0 | 0
CC | 0 | 0 | 0 | 0 | 0 | 0
CSP | 0 | 0 | 0 | 0 | 0 | 0
CT | 0 | 0 | 0 | 0 | 0 | 0
Coal | 0 | 0 | 0 | 0 | 0 | 0
Geo | 0 | 0 | 0 | 0 | 0 | 0
H | 0 | 0 | 0 | 0 | 0 | 0
LFG | 0 | 0 | 0 | 0 | 0 | 0
Nuc | 0 | 0 | 0 | 0 | 0 | 0
PS | 0 | 0 | 0 | 0 | 0 | 0
PV | 0 | 0 | 0 | 0 | 0 | 0
PeakG | 0 | 0 | 0 | 0 | 0 | 0
PeakO | 0 | 0 | 0 | 0 | 0 | 0
ST | 0 | 0 | 0 | 0 | 0 | 0
STOG | 0 | 0 | 0 | 0 | 0 | 0
STWD | 0 | 0 | 0 | 0 | 0 | 0
WT | 0 | 0 | 0 | 0 | 0 | 0
IGCC | 0 | 0 | 0 | 0 | 0 | 0
DemandResponse | 0 | 0 | 0 | 0 | 0 | 0
IGCC-CCS | 0 | 0 | 0 | 0 | 0 | 0
WT_off | 0 | 0 | 0 | 0 | 0 | 0
PseudoUnit | 0 | 0 | 0 | 0 | 0 | 0
FixedInterchange | 0 | 0 | 0 | 0 | 0 | 0
SO2 Emissions (MMshortTons): ERCOT
ReportingType | 2015 | 2020 | 2025 | 2030 | 2035 | 2040
BM | 0 | 0 | 0 | 0 | 0 | 0
CC | 0 | 0 | 0 | 0 | 0 | 0
CSP | 0 | 0 | 0 | 0 | 0 | 0
CT | 0 | 0 | 0 | 0 | 0 | 0
Coal | 0.07 | 0.03 | 0 | 0.01 | 0.01 | 0.01
Geo | 0 | 0 | 0 | 0 | 0 | 0
H | 0 | 0 | 0 | 0 | 0 | 0
LFG | 0 | 0 | 0 | 0 | 0 | 0
Nuc | 0 | 0 | 0 | 0 | 0 | 0
PS | 0 | 0 | 0 | 0 | 0 | 0
PV | 0 | 0 | 0 | 0 | 0 | 0
PeakG | 0 | 0 | 0 | 0 | 0 | 0
PeakO | 0 | 0 | 0 | 0 | 0 | 0
ST | 0 | 0 | 0 | 0 | 0 | 0
STOG | 0 | 0 | 0 | 0 | 0 | 0
STWD | 0 | 0 | 0 | 0 | 0 | 0
WT | 0 | 0 | 0 | 0 | 0 | 0
IGCC | 0 | 0 | 0 | 0 | 0 | 0
DemandResponse | 0 | 0 | 0 | 0 | 0 | 0
IGCC-CCS | 0 | 0 | 0 | 0 | 0 | 0
WT_off | 0 | 0 | 0 | 0 | 0 | 0
PseudoUnit | 0 | 0 | 0 | 0 | 0 | 0
FixedInterchange | 0 | 0 | 0 | 0 | 0 | 0
SO2 Emissions (MMshortTons): NP15
ReportingType | 2015 | 2020 | 2025 | 2030 | 2035 | 2040
BM | 0 | 0 | 0 | 0 | 0 | 0
CC | 0 | 0 | 0 | 0 | 0 | 0
CSP | 0 | 0 | 0 | 0 | 0 | 0
CT | 0 | 0 | 0 | 0 | 0 | 0
Coal | 0.01 | 0 | 0 | 0 | 0 | 0
Geo | 0 | 0 | 0 | 0 | 0 | 0
H | 0 | 0 | 0 | 0 | 0 | 0
LFG | 0 | 0 | 0 | 0 | 0 | 0
Nuc | 0 | 0 | 0 | 0 | 0 | 0
PS | 0 | 0 | 0 | 0 | 0 | 0
PV | 0 | 0 | 0 | 0 | 0 | 0
PeakG | 0 | 0 | 0 | 0 | 0 | 0
PeakO | 0 | 0 | 0 | 0 | 0 | 0
ST | 0 | 0 | 0 | 0 | 0 | 0
STOG | 0 | 0 | 0 | 0 | 0 | 0
STWD | 0 | 0 | 0 | 0 | 0 | 0
WT | 0 | 0 | 0 | 0 | 0 | 0
IGCC | 0 | 0 | 0 | 0 | 0 | 0
DemandResponse | 0 | 0 | 0 | 0 | 0 | 0
IGCC-CCS | 0 | 0 | 0 | 0 | 0 | 0
WT_off | 0 | 0 | 0 | 0 | 0 | 0
PseudoUnit | 0 | 0 | 0 | 0 | 0 | 0
FixedInterchange | 0 | 0 | 0 | 0 | 0 | 0
SO2 Emissions (MMshortTons): NWPP_Coal
ReportingType | 2015 | 2020 | 2025 | 2030 | 2035 | 2040
BM | 0 | 0 | 0 | 0 | 0 | 0
CC | 0 | 0 | 0 | 0 | 0 | 0
CSP | 0 | 0 | 0 | 0 | 0 | 0
CT | 0 | 0 | 0 | 0 | 0 | 0
Coal | 0.07 | 0.01 | 0 | 0 | 0 | 0
Geo | 0 | 0 | 0 | 0 | 0 | 0
H | 0 | 0 | 0 | 0 | 0 | 0
LFG | 0 | 0 | 0 | 0 | 0 | 0
Nuc | 0 | 0 | 0 | 0 | 0 | 0
PS | 0 | 0 | 0 | 0 | 0 | 0
PV | 0 | 0 | 0 | 0 | 0 | 0
PeakG | 0 | 0 | 0 | 0 | 0 | 0
PeakO | 0 | 0 | 0 | 0 | 0 | 0
ST | 0 | 0 | 0 | 0 | 0 | 0
STOG | 0 | 0 | 0 | 0 | 0 | 0
STWD | 0 | 0 | 0 | 0 | 0 | 0
WT | 0 | 0 | 0 | 0 | 0 | 0
IGCC | 0 | 0 | 0 | 0 | 0 | 0
DemandResponse | 0 | 0 | 0 | 0 | 0 | 0
IGCC-CCS | 0 | 0 | 0 | 0 | 0 | 0
WT_off | 0 | 0 | 0 | 0 | 0 | 0
PseudoUnit | 0 | 0 | 0 | 0 | 0 | 0
FixedInterchange | 0 | 0 | 0 | 0 | 0 | 0
SO2 Emissions (MMshortTons): NWPP_Gas
ReportingType | 2015 | 2020 | 2025 | 2030 | 2035 | 2040
BM | 0 | 0 | 0 | 0 | 0 | 0
CC | 0 | 0 | 0 | 0 | 0 | 0
CSP | 0 | 0 | 0 | 0 | 0 | 0
CT | 0 | 0 | 0 | 0 | 0 | 0
Coal | 0 | 0 | 0 | 0 | 0 | 0
Geo | 0 | 0 | 0 | 0 | 0 | 0
H | 0 | 0 | 0 | 0 | 0 | 0
LFG | 0 | 0 | 0 | 0 | 0 | 0
Nuc | 0 | 0 | 0 | 0 | 0 | 0
PS | 0 | 0 | 0 | 0 | 0 | 0
PV | 0 | 0 | 0 | 0 | 0 | 0
PeakG | 0 | 0 | 0 | 0 | 0 | 0
PeakO | 0 | 0 | 0 | 0 | 0 | 0
ST | 0 | 0 | 0 | 0 | 0 | 0
STOG | 0 | 0 | 0 | 0 | 0 | 0
STWD | 0 | 0 | 0 | 0 | 0 | 0
WT | 0 | 0 | 0 | 0 | 0 | 0
IGCC | 0 | 0 | 0 | 0 | 0 | 0
DemandResponse | 0 | 0 | 0 | 0 | 0 | 0
IGCC-CCS | 0 | 0 | 0 | 0 | 0 | 0
WT_off | 0 | 0 | 0 | 0 | 0 | 0
PseudoUnit | 0 | 0 | 0 | 0 | 0 | 0
FixedInterchange | 0 | 0 | 0 | 0 | 0 | 0
SO2 Emissions (MMshortTons): NWPP_NucRenew
ReportingType | 2015 | 2020 | 2025 | 2030 | 2035 | 2040
BM | 0 | 0 | 0 | 0 | 0 | 0
CC | 0 | 0 | 0 | 0 | 0 | 0
CSP | 0 | 0 | 0 | 0 | 0 | 0
CT | 0 | 0 | 0 | 0 | 0 | 0
Coal | 0 | 0 | 0 | 0 | 0 | 0
Geo | 0 | 0 | 0 | 0 | 0 | 0
H | 0 | 0 | 0 | 0 | 0 | 0
LFG | 0 | 0 | 0 | 0 | 0 | 0
Nuc | 0 | 0 | 0 | 0 | 0 | 0
PS | 0 | 0 | 0 | 0 | 0 | 0
PV | 0 | 0 | 0 | 0 | 0 | 0
PeakG | 0 | 0 | 0 | 0 | 0 | 0
PeakO | 0 | 0 | 0 | 0 | 0 | 0
ST | 0 | 0 | 0 | 0 | 0 | 0
STOG | 0 | 0 | 0 | 0 | 0 | 0
STWD | 0 | 0 | 0 | 0 | 0 | 0
WT | 0 | 0 | 0 | 0 | 0 | 0
IGCC | 0 | 0 | 0 | 0 | 0 | 0
DemandResponse | 0 | 0 | 0 | 0 | 0 | 0
IGCC-CCS | 0 | 0 | 0 | 0 | 0 | 0
WT_off | 0 | 0 | 0 | 0 | 0 | 0
PseudoUnit | 0 | 0 | 0 | 0 | 0 | 0
FixedInterchange | 0 | 0 | 0 | 0 | 0 | 0
SO2 Emissions (MMshortTons): RMPA
ReportingType | 2015 | 2020 | 2025 | 2030 | 2035 | 2040
BM | 0 | 0 | 0 | 0 | 0 | 0
CC | 0 | 0 | 0 | 0 | 0 | 0
CSP | 0 | 0 | 0 | 0 | 0 | 0
CT | 0 | 0 | 0 | 0 | 0 | 0
Coal | 0.06 | 0.02 | 0 | 0 | 0 | 0
Geo | 0 | 0 | 0 | 0 | 0 | 0
H | 0 | 0 | 0 | 0 | 0 | 0
LFG | 0 | 0 | 0 | 0 | 0 | 0
Nuc | 0 | 0 | 0 | 0 | 0 | 0
PS | 0 | 0 | 0 | 0 | 0 | 0
PV | 0 | 0 | 0 | 0 | 0 | 0
PeakG | 0 | 0 | 0 | 0 | 0 | 0
PeakO | 0 | 0 | 0 | 0 | 0 | 0
ST | 0 | 0 | 0 | 0 | 0 | 0
STOG | 0 | 0 | 0 | 0 | 0 | 0
STWD | 0 | 0 | 0 | 0 | 0 | 0
WT | 0 | 0 | 0 | 0 | 0 | 0
IGCC | 0 | 0 | 0 | 0 | 0 | 0
DemandResponse | 0 | 0 | 0 | 0 | 0 | 0
IGCC-CCS | 0 | 0 | 0 | 0 | 0 | 0
WT_off | 0 | 0 | 0 | 0 | 0 | 0
PseudoUnit | 0 | 0 | 0 | 0 | 0 | 0
FixedInterchange | 0 | 0 | 0 | 0 | 0 | 0
SO2 Emissions (MMshortTons): SP15
ReportingType | 2015 | 2020 | 2025 | 2030 | 2035 | 2040
BM | 0 | 0 | 0 | 0 | 0 | 0
CC | 0 | 0 | 0 | 0 | 0 | 0
CSP | 0 | 0 | 0 | 0 | 0 | 0
CT | 0 | 0 | 0 | 0 | 0 | 0
Coal | 0 | 0 | 0 | 0 | 0 | 0
Geo | 0 | 0 | 0 | 0 | 0 | 0
H | 0 | 0 | 0 | 0 | 0 | 0
LFG | 0 | 0 | 0 | 0 | 0 | 0
Nuc | 0 | 0 | 0 | 0 | 0 | 0
PS | 0 | 0 | 0 | 0 | 0 | 0
PV | 0 | 0 | 0 | 0 | 0 | 0
PeakG | 0 | 0 | 0 | 0 | 0 | 0
PeakO | 0 | 0 | 0 | 0 | 0 | 0
ST | 0 | 0 | 0 | 0 | 0 | 0
STOG | 0 | 0 | 0 | 0 | 0 | 0
STWD | 0 | 0 | 0 | 0 | 0 | 0
WT | 0 | 0 | 0 | 0 | 0 | 0
IGCC | 0 | 0 | 0 | 0 | 0 | 0
DemandResponse | 0 | 0 | 0 | 0 | 0 | 0
IGCC-CCS | 0 | 0 | 0 | 0 | 0 | 0
WT_off | 0 | 0 | 0 | 0 | 0 | 0
PseudoUnit | 0 | 0 | 0 | 0 | 0 | 0
FixedInterchange | 0 | 0 | 0 | 0 | 0 | 0
SO2 Emissions (MMshortTons): ALB
ReportingType | 2015 | 2020 | 2025 | 2030 | 2035 | 2040
BM | 0 | 0 | 0 | 0 | 0 | 0
CC | 0 | 0 | 0 | 0 | 0 | 0
CSP | 0 | 0 | 0 | 0 | 0 | 0
CT | 0 | 0 | 0 | 0 | 0 | 0
Coal | 0.14 | 0.14 | 0.14 | 0 | 0 | 0
Geo | 0 | 0 | 0 | 0 | 0 | 0
H | 0 | 0 | 0 | 0 | 0 | 0
LFG | 0 | 0 | 0 | 0 | 0 | 0
Nuc | 0 | 0 | 0 | 0 | 0 | 0
PS | 0 | 0 | 0 | 0 | 0 | 0
PV | 0 | 0 | 0 | 0 | 0 | 0
PeakG | 0 | 0 | 0 | 0 | 0 | 0
PeakO | 0 | 0 | 0 | 0 | 0 | 0
ST | 0 | 0 | 0 | 0 | 0 | 0
STOG | 0 | 0 | 0 | 0 | 0 | 0
STWD | 0 | 0 | 0 | 0 | 0 | 0
WT | 0 | 0 | 0 | 0 | 0 | 0
IGCC | 0 | 0 | 0 | 0 | 0 | 0
DemandResponse | 0 | 0 | 0 | 0 | 0 | 0
IGCC-CCS | 0 | 0 | 0 | 0 | 0 | 0
WT_off | 0 | 0 | 0 | 0 | 0 | 0
PseudoUnit | 0 | 0 | 0 | 0 | 0 | 0
FixedInterchange | 0 | 0 | 0 | 0 | 0 | 0
SO2 Emissions (MMshortTons): BC
ReportingType | 2015 | 2020 | 2025 | 2030 | 2035 | 2040
BM | 0 | 0 | 0 | 0 | 0 | 0
CC | 0 | 0 | 0 | 0 | 0 | 0
CSP | 0 | 0 | 0 | 0 | 0 | 0
CT | 0 | 0 | 0 | 0 | 0 | 0
Coal | 0 | 0 | 0 | 0 | 0 | 0
Geo | 0 | 0 | 0 | 0 | 0 | 0
H | 0 | 0 | 0 | 0 | 0 | 0
LFG | 0 | 0 | 0 | 0 | 0 | 0
Nuc | 0 | 0 | 0 | 0 | 0 | 0
PS | 0 | 0 | 0 | 0 | 0 | 0
PV | 0 | 0 | 0 | 0 | 0 | 0
PeakG | 0 | 0 | 0 | 0 | 0 | 0
PeakO | 0 | 0 | 0 | 0 | 0 | 0
ST | 0 | 0 | 0 | 0 | 0 | 0
STOG | 0 | 0 | 0 | 0 | 0 | 0
STWD | 0 | 0 | 0 | 0 | 0 | 0
WT | 0 | 0 | 0 | 0 | 0 | 0
IGCC | 0 | 0 | 0 | 0 | 0 | 0
DemandResponse | 0 | 0 | 0 | 0 | 0 | 0
IGCC-CCS | 0 | 0 | 0 | 0 | 0 | 0
WT_off | 0 | 0 | 0 | 0 | 0 | 0
PseudoUnit | 0 | 0 | 0 | 0 | 0 | 0
FixedInterchange | 0 | 0 | 0 | 0 | 0 | 0
SO2 Emissions (MMshortTons): HQ_IESO
ReportingType | 2015 | 2020 | 2025 | 2030 | 2035 | 2040
BM | 0 | 0 | 0 | 0 | 0 | 0
CC | 0 | 0 | 0 | 0 | 0 | 0
CSP | 0 | 0 | 0 | 0 | 0 | 0
CT | 0 | 0 | 0 | 0 | 0 | 0
Coal | 0 | 0 | 0 | 0 | 0 | 0
Geo | 0 | 0 | 0 | 0 | 0 | 0
H | 0 | 0 | 0 | 0 | 0 | 0
LFG | 0 | 0 | 0 | 0 | 0 | 0
Nuc | 0 | 0 | 0 | 0 | 0 | 0
PS | 0 | 0 | 0 | 0 | 0 | 0
PV | 0 | 0 | 0 | 0 | 0 | 0
PeakG | 0 | 0 | 0 | 0 | 0 | 0
PeakO | 0 | 0 | 0 | 0 | 0 | 0
ST | 0 | 0 | 0 | 0 | 0 | 0
STOG | 0 | 0 | 0 | 0 | 0 | 0
STWD | 0 | 0 | 0 | 0 | 0 | 0
WT | 0 | 0 | 0 | 0 | 0 | 0
IGCC | 0 | 0 | 0 | 0 | 0 | 0
DemandResponse | 0 | 0 | 0 | 0 | 0 | 0
IGCC-CCS | 0 | 0 | 0 | 0 | 0 | 0
WT_off | 0 | 0 | 0 | 0 | 0 | 0
PseudoUnit | 0 | 0 | 0 | 0 | 0 | 0
FixedInterchange | 0 | 0 | 0 | 0 | 0 | 0
SO2 Emissions (MMshortTons): HQ_NEISO
ReportingType | 2015 | 2020 | 2025 | 2030 | 2035 | 2040
BM | 0 | 0 | 0 | 0 | 0 | 0
CC | 0 | 0 | 0 | 0 | 0 | 0
CSP | 0 | 0 | 0 | 0 | 0 | 0
CT | 0 | 0 | 0 | 0 | 0 | 0
Coal | 0 | 0 | 0 | 0 | 0 | 0
Geo | 0 | 0 | 0 | 0 | 0 | 0
H | 0 | 0 | 0 | 0 | 0 | 0
LFG | 0 | 0 | 0 | 0 | 0 | 0
Nuc | 0 | 0 | 0 | 0 | 0 | 0
PS | 0 | 0 | 0 | 0 | 0 | 0
PV | 0 | 0 | 0 | 0 | 0 | 0
PeakG | 0 | 0 | 0 | 0 | 0 | 0
PeakO | 0 | 0 | 0 | 0 | 0 | 0
ST | 0 | 0 | 0 | 0 | 0 | 0
STOG | 0 | 0 | 0 | 0 | 0 | 0
STWD | 0 | 0 | 0 | 0 | 0 | 0
WT | 0 | 0 | 0 | 0 | 0 | 0
IGCC | 0 | 0 | 0 | 0 | 0 | 0
DemandResponse | 0 | 0 | 0 | 0 | 0 | 0
IGCC-CCS | 0 | 0 | 0 | 0 | 0 | 0
WT_off | 0 | 0 | 0 | 0 | 0 | 0
PseudoUnit | 0 | 0 | 0 | 0 | 0 | 0
FixedInterchange | 0 | 0 | 0 | 0 | 0 | 0
SO2 Emissions (MMshortTons): HQ_NY
ReportingType | 2015 | 2020 | 2025 | 2030 | 2035 | 2040
BM | 0 | 0 | 0 | 0 | 0 | 0
CC | 0 | 0 | 0 | 0 | 0 | 0
CSP | 0 | 0 | 0 | 0 | 0 | 0
CT | 0 | 0 | 0 | 0 | 0 | 0
Coal | 0 | 0 | 0 | 0 | 0 | 0
Geo | 0 | 0 | 0 | 0 | 0 | 0
H | 0 | 0 | 0 | 0 | 0 | 0
LFG | 0 | 0 | 0 | 0 | 0 | 0
Nuc | 0 | 0 | 0 | 0 | 0 | 0
PS | 0 | 0 | 0 | 0 | 0 | 0
PV | 0 | 0 | 0 | 0 | 0 | 0
PeakG | 0 | 0 | 0 | 0 | 0 | 0
PeakO | 0 | 0 | 0 | 0 | 0 | 0
ST | 0 | 0 | 0 | 0 | 0 | 0
STOG | 0 | 0 | 0 | 0 | 0 | 0
STWD | 0 | 0 | 0 | 0 | 0 | 0
WT | 0 | 0 | 0 | 0 | 0 | 0
IGCC | 0 | 0 | 0 | 0 | 0 | 0
DemandResponse | 0 | 0 | 0 | 0 | 0 | 0
IGCC-CCS | 0 | 0 | 0 | 0 | 0 | 0
WT_off | 0 | 0 | 0 | 0 | 0 | 0
PseudoUnit | 0 | 0 | 0 | 0 | 0 | 0
FixedInterchange | 0 | 0 | 0 | 0 | 0 | 0
SO2 Emissions (MMshortTons): MARITIMES
ReportingType | 2015 | 2020 | 2025 | 2030 | 2035 | 2040
BM | 0 | 0 | 0 | 0 | 0 | 0
CC | 0 | 0 | 0 | 0 | 0 | 0
CSP | 0 | 0 | 0 | 0 | 0 | 0
CT | 0 | 0 | 0 | 0 | 0 | 0
Coal | 0 | 0 | 0 | 0 | 0 | 0
Geo | 0 | 0 | 0 | 0 | 0 | 0
H | 0 | 0 | 0 | 0 | 0 | 0
LFG | 0 | 0 | 0 | 0 | 0 | 0
Nuc | 0 | 0 | 0 | 0 | 0 | 0
PS | 0 | 0 | 0 | 0 | 0 | 0
PV | 0 | 0 | 0 | 0 | 0 | 0
PeakG | 0 | 0 | 0 | 0 | 0 | 0
PeakO | 0 | 0 | 0 | 0 | 0 | 0
ST | 0 | 0 | 0 | 0 | 0 | 0
STOG | 0 | 0 | 0 | 0 | 0 | 0
STWD | 0 | 0 | 0 | 0 | 0 | 0
WT | 0 | 0 | 0 | 0 | 0 | 0
IGCC | 0 | 0 | 0 | 0 | 0 | 0
DemandResponse | 0 | 0 | 0 | 0 | 0 | 0
IGCC-CCS | 0 | 0 | 0 | 0 | 0 | 0
WT_off | 0 | 0 | 0 | 0 | 0 | 0
PseudoUnit | 0 | 0 | 0 | 0 | 0 | 0
FixedInterchange | 0 | 0 | 0 | 0 | 0 | 0
SO2 Emissions (MMshortTons): All
ReportingType | 2015 | 2020 | 2025 | 2030 | 2035 | 2040
BM | 0 | 0 | 0 | 0 | 0 | 0
CC | 0 | 0 | 0 | 0 | 0 | 0
CSP | 0 | 0 | 0 | 0 | 0 | 0
CT | 0 | 0 | 0 | 0 | 0 | 0
Coal | 3.89 | 0.47 | 0.19 | 0.03 | 0.07 | 0.08
Geo | 0 | 0 | 0 | 0 | 0 | 0
H | 0 | 0 | 0 | 0 | 0 | 0
LFG | 0 | 0 | 0 | 0 | 0 | 0
Nuc | 0 | 0 | 0 | 0 | 0 | 0
PS | 0 | 0 | 0 | 0 | 0 | 0
PV | 0 | 0 | 0 | 0 | 0 | 0
PeakG | 0 | 0 | 0 | 0 | 0 | 0
PeakO | 0 | 0 | 0 | 0 | 0 | 0
ST | 0 | 0 | 0 | 0 | 0 | 0
STOG | 0 | 0 | 0 | 0 | 0 | 0
STWD | 0 | 0 | 0 | 0 | 0 | 0
WT | 0 | 0 | 0 | 0 | 0 | 0
IGCC | 0 | 0 | 0 | 0 | 0 | 0
DemandResponse | 0 | 0 | 0 | 0 | 0 | 0
IGCC-CCS | 0 | 0 | 0 | 0 | 0 | 0
WT_off | 0 | 0 | 0 | 0 | 0 | 0
PseudoUnit | 0 | 0 | 0 | 0 | 0 | 0
FixedInterchange | 0 | 0 | 0 | 0 | 0 | 0
SO2 Emissions (MMshortTons): EI_US
ReportingType | 2015 | 2020 | 2025 | 2030 | 2035 | 2040
BM | 0 | 0 | 0 | 0 | 0 | 0
CC | 0 | 0 | 0 | 0 | 0 | 0
CSP | 0 | 0 | 0 | 0 | 0 | 0
CT | 0 | 0 | 0 | 0 | 0 | 0
Coal | 3.51 | 0.25 | 0.04 | 0.03 | 0.06 | 0.07
Geo | 0 | 0 | 0 | 0 | 0 | 0
H | 0 | 0 | 0 | 0 | 0 | 0
LFG | 0 | 0 | 0 | 0 | 0 | 0
Nuc | 0 | 0 | 0 | 0 | 0 | 0
PS | 0 | 0 | 0 | 0 | 0 | 0
PV | 0 | 0 | 0 | 0 | 0 | 0
PeakG | 0 | 0 | 0 | 0 | 0 | 0
PeakO | 0 | 0 | 0 | 0 | 0 | 0
ST | 0 | 0 | 0 | 0 | 0 | 0
STOG | 0 | 0 | 0 | 0 | 0 | 0
STWD | 0 | 0 | 0 | 0 | 0 | 0
WT | 0 | 0 | 0 | 0 | 0 | 0
IGCC | 0 | 0 | 0 | 0 | 0 | 0
DemandResponse | 0 | 0 | 0 | 0 | 0 | 0
IGCC-CCS | 0 | 0 | 0 | 0 | 0 | 0
WT_off | 0 | 0 | 0 | 0 | 0 | 0
PseudoUnit | 0 | 0 | 0 | 0 | 0 | 0
FixedInterchange | 0 | 0 | 0 | 0 | 0 | 0
SO2 Emissions (MMshortTons): EI_Canada
ReportingType | 2015 | 2020 | 2025 | 2030 | 2035 | 2040
BM | 0 | 0 | 0 | 0 | 0 | 0
CC | 0 | 0 | 0 | 0 | 0 | 0
CSP | 0 | 0 | 0 | 0 | 0 | 0
CT | 0 | 0 | 0 | 0 | 0 | 0
Coal | 0.01 | 0 | 0 | 0 | 0 | 0
Geo | 0 | 0 | 0 | 0 | 0 | 0
H | 0 | 0 | 0 | 0 | 0 | 0
LFG | 0 | 0 | 0 | 0 | 0 | 0
Nuc | 0 | 0 | 0 | 0 | 0 | 0
PS | 0 | 0 | 0 | 0 | 0 | 0
PV | 0 | 0 | 0 | 0 | 0 | 0
PeakG | 0 | 0 | 0 | 0 | 0 | 0
PeakO | 0 | 0 | 0 | 0 | 0 | 0
ST | 0 | 0 | 0 | 0 | 0 | 0
STOG | 0 | 0 | 0 | 0 | 0 | 0
STWD | 0 | 0 | 0 | 0 | 0 | 0
WT | 0 | 0 | 0 | 0 | 0 | 0
IGCC | 0 | 0 | 0 | 0 | 0 | 0
DemandResponse | 0 | 0 | 0 | 0 | 0 | 0
IGCC-CCS | 0 | 0 | 0 | 0 | 0 | 0
WT_off | 0 | 0 | 0 | 0 | 0 | 0
PseudoUnit | 0 | 0 | 0 | 0 | 0 | 0
FixedInterchange | 0 | 0 | 0 | 0 | 0 | 0
SO2 Emissions (MMshortTons): EI
ReportingType | 2015 | 2020 | 2025 | 2030 | 2035 | 2040
BM | 0 | 0 | 0 | 0 | 0 | 0
CC | 0 | 0 | 0 | 0 | 0 | 0
CSP | 0 | 0 | 0 | 0 | 0 | 0
CT | 0 | 0 | 0 | 0 | 0 | 0
Coal | 3.52 | 0.25 | 0.04 | 0.03 | 0.06 | 0.07
Geo | 0 | 0 | 0 | 0 | 0 | 0
H | 0 | 0 | 0 | 0 | 0 | 0
LFG | 0 | 0 | 0 | 0 | 0 | 0
Nuc | 0 | 0 | 0 | 0 | 0 | 0
PS | 0 | 0 | 0 | 0 | 0 | 0
PV | 0 | 0 | 0 | 0 | 0 | 0
PeakG | 0 | 0 | 0 | 0 | 0 | 0
PeakO | 0 | 0 | 0 | 0 | 0 | 0
ST | 0 | 0 | 0 | 0 | 0 | 0
STOG | 0 | 0 | 0 | 0 | 0 | 0
STWD | 0 | 0 | 0 | 0 | 0 | 0
WT | 0 | 0 | 0 | 0 | 0 | 0
IGCC | 0 | 0 | 0 | 0 | 0 | 0
DemandResponse | 0 | 0 | 0 | 0 | 0 | 0
IGCC-CCS | 0 | 0 | 0 | 0 | 0 | 0
WT_off | 0 | 0 | 0 | 0 | 0 | 0
PseudoUnit | 0 | 0 | 0 | 0 | 0 | 0
FixedInterchange | 0 | 0 | 0 | 0 | 0 | 0
SO2 Emissions (MMshortTons): Outside_EI
ReportingType | 2015 | 2020 | 2025 | 2030 | 2035 | 2040
BM | 0 | 0 | 0 | 0 | 0 | 0
CC | 0 | 0 | 0 | 0 | 0 | 0
CSP | 0 | 0 | 0 | 0 | 0 | 0
CT | 0 | 0 | 0 | 0 | 0 | 0
Coal | 0.37 | 0.22 | 0.15 | 0.01 | 0.01 | 0.01
Geo | 0 | 0 | 0 | 0 | 0 | 0
H | 0 | 0 | 0 | 0 | 0 | 0
LFG | 0 | 0 | 0 | 0 | 0 | 0
Nuc | 0 | 0 | 0 | 0 | 0 | 0
PS | 0 | 0 | 0 | 0 | 0 | 0
PV | 0 | 0 | 0 | 0 | 0 | 0
PeakG | 0 | 0 | 0 | 0 | 0 | 0
PeakO | 0 | 0 | 0 | 0 | 0 | 0
ST | 0 | 0 | 0 | 0 | 0 | 0
STOG | 0 | 0 | 0 | 0 | 0 | 0
STWD | 0 | 0 | 0 | 0 | 0 | 0
WT | 0 | 0 | 0 | 0 | 0 | 0
IGCC | 0 | 0 | 0 | 0 | 0 | 0
DemandResponse | 0 | 0 | 0 | 0 | 0 | 0
IGCC-CCS | 0 | 0 | 0 | 0 | 0 | 0
WT_off | 0 | 0 | 0 | 0 | 0 | 0
PseudoUnit | 0 | 0 | 0 | 0 | 0 | 0
FixedInterchange | 0 | 0 | 0 | 0 | 0 | 0
NOx Emissions (MMshortTons): Entergy
ReportingType | 2015 | 2020 | 2025 | 2030 | 2035 | 2040
BM | 0 | 0 | 0 | 0 | 0 | 0
CC | 0.01 | 0 | 0 | 0 | 0 | 0
CSP | 0 | 0 | 0 | 0 | 0 | 0
CT | 0 | 0 | 0 | 0 | 0 | 0
Coal | 0.05 | 0 | 0 | 0 | 0 | 0
Geo | 0 | 0 | 0 | 0 | 0 | 0
H | 0 | 0 | 0 | 0 | 0 | 0
LFG | 0 | 0 | 0 | 0 | 0 | 0
Nuc | 0 | 0 | 0 | 0 | 0 | 0
PS | 0 | 0 | 0 | 0 | 0 | 0
PV | 0 | 0 | 0 | 0 | 0 | 0
PeakG | 0 | 0 | 0 | 0 | 0 | 0
PeakO | 0 | 0 | 0 | 0 | 0 | 0
ST | 0 | 0 | 0 | 0 | 0 | 0
STOG | 0 | 0 | 0 | 0 | 0 | 0
STWD | 0 | 0 | 0 | 0 | 0 | 0
WT | 0 | 0 | 0 | 0 | 0 | 0
IGCC | 0 | 0 | 0 | 0 | 0 | 0
DemandResponse | 0 | 0 | 0 | 0 | 0 | 0
IGCC-CCS | 0 | 0 | 0 | 0 | 0 | 0
WT_off | 0 | 0 | 0 | 0 | 0 | 0
PseudoUnit | 0 | 0 | 0 | 0 | 0 | 0
FixedInterchange | 0 | 0 | 0 | 0 | 0 | 0
NOx Emissions (MMshortTons): FRCC
ReportingType | 2015 | 2020 | 2025 | 2030 | 2035 | 2040
BM | 0 | 0 | 0 | 0 | 0 | 0
CC | 0.01 | 0.01 | 0.01 | 0.01 | 0 | 0
CSP | 0 | 0 | 0 | 0 | 0 | 0
CT | 0 | 0 | 0 | 0 | 0 | 0
Coal | 0.02 | 0 | 0 | 0 | 0 | 0
Geo | 0 | 0 | 0 | 0 | 0 | 0
H | 0 | 0 | 0 | 0 | 0 | 0
LFG | 0 | 0 | 0 | 0 | 0 | 0
Nuc | 0 | 0 | 0 | 0 | 0 | 0
PS | 0 | 0 | 0 | 0 | 0 | 0
PV | 0 | 0 | 0 | 0 | 0 | 0
PeakG | 0 | 0 | 0 | 0 | 0 | 0
PeakO | 0 | 0 | 0 | 0 | 0 | 0
ST | 0 | 0 | 0 | 0 | 0 | 0
STOG | 0 | 0 | 0 | 0 | 0 | 0
STWD | 0 | 0 | 0 | 0 | 0 | 0
WT | 0 | 0 | 0 | 0 | 0 | 0
IGCC | 0 | 0 | 0 | 0 | 0 | 0
DemandResponse | 0 | 0 | 0 | 0 | 0 | 0
IGCC-CCS | 0 | 0 | 0 | 0 | 0 | 0
WT_off | 0 | 0 | 0 | 0 | 0 | 0
PseudoUnit | 0 | 0 | 0 | 0 | 0 | 0
FixedInterchange | 0 | 0 | 0 | 0 | 0 | 0
NOx Emissions (MMshortTons): MAPP_US
ReportingType | 2015 | 2020 | 2025 | 2030 | 2035 | 2040
BM | 0 | 0 | 0 | 0 | 0 | 0
CC | 0 | 0 | 0 | 0 | 0 | 0
CSP | 0 | 0 | 0 | 0 | 0 | 0
CT | 0 | 0 | 0 | 0 | 0 | 0
Coal | 0.02 | 0 | 0 | 0 | 0 | 0
Geo | 0 | 0 | 0 | 0 | 0 | 0
H | 0 | 0 | 0 | 0 | 0 | 0
LFG | 0 | 0 | 0 | 0 | 0 | 0
Nuc | 0 | 0 | 0 | 0 | 0 | 0
PS | 0 | 0 | 0 | 0 | 0 | 0
PV | 0 | 0 | 0 | 0 | 0 | 0
PeakG | 0 | 0 | 0 | 0 | 0 | 0
PeakO | 0 | 0 | 0 | 0 | 0 | 0
ST | 0 | 0 | 0 | 0 | 0 | 0
STOG | 0 | 0 | 0 | 0 | 0 | 0
STWD | 0 | 0 | 0 | 0 | 0 | 0
WT | 0 | 0 | 0 | 0 | 0 | 0
IGCC | 0 | 0 | 0 | 0 | 0 | 0
DemandResponse | 0 | 0 | 0 | 0 | 0 | 0
IGCC-CCS | 0 | 0 | 0 | 0 | 0 | 0
WT_off | 0 | 0 | 0 | 0 | 0 | 0
PseudoUnit | 0 | 0 | 0 | 0 | 0 | 0
FixedInterchange | 0 | 0 | 0 | 0 | 0 | 0
NOx Emissions (MMshortTons): MISO_IN
ReportingType | 2015 | 2020 | 2025 | 2030 | 2035 | 2040
BM | 0 | 0 | 0 | 0 | 0 | 0
CC | 0 | 0.01 | 0.01 | 0 | 0 | 0
CSP | 0 | 0 | 0 | 0 | 0 | 0
CT | 0 | 0 | 0 | 0 | 0 | 0
Coal | 0.05 | 0.02 | 0 | 0 | 0.01 | 0.01
Geo | 0 | 0 | 0 | 0 | 0 | 0
H | 0 | 0 | 0 | 0 | 0 | 0
LFG | 0 | 0 | 0 | 0 | 0 | 0
Nuc | 0 | 0 | 0 | 0 | 0 | 0
PS | 0 | 0 | 0 | 0 | 0 | 0
PV | 0 | 0 | 0 | 0 | 0 | 0
PeakG | 0 | 0 | 0 | 0 | 0 | 0
PeakO | 0 | 0 | 0 | 0 | 0 | 0
ST | 0 | 0 | 0 | 0 | 0 | 0
STOG | 0 | 0 | 0 | 0 | 0 | 0
STWD | 0 | 0 | 0 | 0 | 0 | 0
WT | 0 | 0 | 0 | 0 | 0 | 0
IGCC | 0 | 0 | 0 | 0 | 0 | 0
DemandResponse | 0 | 0 | 0 | 0 | 0 | 0
IGCC-CCS | 0 | 0 | 0 | 0 | 0 | 0
WT_off | 0 | 0 | 0 | 0 | 0 | 0
PseudoUnit | 0 | 0 | 0 | 0 | 0 | 0
FixedInterchange | 0 | 0 | 0 | 0 | 0 | 0
NOx Emissions (MMshortTons): MISO_MI
ReportingType | 2015 | 2020 | 2025 | 2030 | 2035 | 2040
BM | 0 | 0 | 0 | 0 | 0 | 0
CC | 0 | 0 | 0 | 0 | 0 | 0
CSP | 0 | 0 | 0 | 0 | 0 | 0
CT | 0 | 0 | 0 | 0 | 0 | 0
Coal | 0.03 | 0 | 0 | 0 | 0 | 0
Geo | 0 | 0 | 0 | 0 | 0 | 0
H | 0 | 0 | 0 | 0 | 0 | 0
LFG | 0 | 0 | 0 | 0 | 0 | 0
Nuc | 0 | 0 | 0 | 0 | 0 | 0
PS | 0 | 0 | 0 | 0 | 0 | 0
PV | 0 | 0 | 0 | 0 | 0 | 0
PeakG | 0 | 0 | 0 | 0 | 0 | 0
PeakO | 0 | 0 | 0 | 0 | 0 | 0
ST | 0 | 0 | 0 | 0 | 0 | 0
STOG | 0 | 0 | 0 | 0 | 0 | 0
STWD | 0 | 0 | 0 | 0 | 0 | 0
WT | 0 | 0 | 0 | 0 | 0 | 0
IGCC | 0 | 0 | 0 | 0 | 0 | 0
DemandResponse | 0 | 0 | 0 | 0 | 0 | 0
IGCC-CCS | 0 | 0 | 0 | 0 | 0 | 0
WT_off | 0 | 0 | 0 | 0 | 0 | 0
PseudoUnit | 0 | 0 | 0 | 0 | 0 | 0
FixedInterchange | 0 | 0 | 0 | 0 | 0 | 0
NOx Emissions (MMshortTons): MISO_MO-IL
ReportingType | 2015 | 2020 | 2025 | 2030 | 2035 | 2040
BM | 0 | 0 | 0 | 0 | 0 | 0
CC | 0 | 0 | 0 | 0 | 0 | 0
CSP | 0 | 0 | 0 | 0 | 0 | 0
CT | 0 | 0 | 0 | 0 | 0 | 0
Coal | 0.04 | 0.01 | 0 | 0 | 0 | 0
Geo | 0 | 0 | 0 | 0 | 0 | 0
H | 0 | 0 | 0 | 0 | 0 | 0
LFG | 0 | 0 | 0 | 0 | 0 | 0
Nuc | 0 | 0 | 0 | 0 | 0 | 0
PS | 0 | 0 | 0 | 0 | 0 | 0
PV | 0 | 0 | 0 | 0 | 0 | 0
PeakG | 0 | 0 | 0 | 0 | 0 | 0
PeakO | 0 | 0 | 0 | 0 | 0 | 0
ST | 0 | 0 | 0 | 0 | 0 | 0
STOG | 0 | 0 | 0 | 0 | 0 | 0
STWD | 0 | 0 | 0 | 0 | 0 | 0
WT | 0 | 0 | 0 | 0 | 0 | 0
IGCC | 0 | 0 | 0 | 0 | 0 | 0
DemandResponse | 0 | 0 | 0 | 0 | 0 | 0
IGCC-CCS | 0 | 0 | 0 | 0 | 0 | 0
WT_off | 0 | 0 | 0 | 0 | 0 | 0
PseudoUnit | 0 | 0 | 0 | 0 | 0 | 0
FixedInterchange | 0 | 0 | 0 | 0 | 0 | 0
NOx Emissions (MMshortTons): MISO_W
ReportingType | 2015 | 2020 | 2025 | 2030 | 2035 | 2040
BM | 0 | 0 | 0 | 0 | 0 | 0
CC | 0 | 0 | 0 | 0 | 0 | 0
CSP | 0 | 0 | 0 | 0 | 0 | 0
CT | 0 | 0 | 0 | 0 | 0 | 0
Coal | 0.09 | 0.02 | 0 | 0 | 0 | 0
Geo | 0 | 0 | 0 | 0 | 0 | 0
H | 0 | 0 | 0 | 0 | 0 | 0
LFG | 0 | 0 | 0 | 0 | 0 | 0
Nuc | 0 | 0 | 0 | 0 | 0 | 0
PS | 0 | 0 | 0 | 0 | 0 | 0
PV | 0 | 0 | 0 | 0 | 0 | 0
PeakG | 0 | 0 | 0 | 0 | 0 | 0
PeakO | 0 | 0 | 0 | 0 | 0 | 0
ST | 0 | 0 | 0 | 0 | 0 | 0
STOG | 0 | 0 | 0 | 0 | 0 | 0
STWD | 0 | 0 | 0 | 0 | 0 | 0
WT | 0 | 0 | 0 | 0 | 0 | 0
IGCC | 0 | 0 | 0 | 0 | 0 | 0
DemandResponse | 0 | 0 | 0 | 0 | 0 | 0
IGCC-CCS | 0 | 0 | 0 | 0 | 0 | 0
WT_off | 0 | 0 | 0 | 0 | 0 | 0
PseudoUnit | 0 | 0 | 0 | 0 | 0 | 0
FixedInterchange | 0 | 0 | 0 | 0 | 0 | 0
NOx Emissions (MMshortTons): MISO_WUMS
ReportingType | 2015 | 2020 | 2025 | 2030 | 2035 | 2040
BM | 0 | 0 | 0 | 0 | 0 | 0
CC | 0 | 0 | 0 | 0 | 0 | 0
CSP | 0 | 0 | 0 | 0 | 0 | 0
CT | 0 | 0 | 0 | 0 | 0 | 0
Coal | 0.01 | 0 | 0 | 0 | 0 | 0
Geo | 0 | 0 | 0 | 0 | 0 | 0
H | 0 | 0 | 0 | 0 | 0 | 0
LFG | 0 | 0 | 0 | 0 | 0 | 0
Nuc | 0 | 0 | 0 | 0 | 0 | 0
PS | 0 | 0 | 0 | 0 | 0 | 0
PV | 0 | 0 | 0 | 0 | 0 | 0
PeakG | 0 | 0 | 0 | 0 | 0 | 0
PeakO | 0 | 0 | 0 | 0 | 0 | 0
ST | 0 | 0 | 0 | 0 | 0 | 0
STOG | 0 | 0 | 0 | 0 | 0 | 0
STWD | 0 | 0 | 0 | 0 | 0 | 0
WT | 0 | 0 | 0 | 0 | 0 | 0
IGCC | 0 | 0 | 0 | 0 | 0 | 0
DemandResponse | 0 | 0 | 0 | 0 | 0 | 0
IGCC-CCS | 0 | 0 | 0 | 0 | 0 | 0
WT_off | 0 | 0 | 0 | 0 | 0 | 0
PseudoUnit | 0 | 0 | 0 | 0 | 0 | 0
FixedInterchange | 0 | 0 | 0 | 0 | 0 | 0
NOx Emissions (MMshortTons): Nebraska
ReportingType | 2015 | 2020 | 2025 | 2030 | 2035 | 2040
BM | 0 | 0 | 0 | 0 | 0 | 0
CC | 0 | 0 | 0 | 0 | 0 | 0
CSP | 0 | 0 | 0 | 0 | 0 | 0
CT | 0 | 0 | 0 | 0 | 0 | 0
Coal | 0.04 | 0 | 0 | 0 | 0 | 0
Geo | 0 | 0 | 0 | 0 | 0 | 0
H | 0 | 0 | 0 | 0 | 0 | 0
LFG | 0 | 0 | 0 | 0 | 0 | 0
Nuc | 0 | 0 | 0 | 0 | 0 | 0
PS | 0 | 0 | 0 | 0 | 0 | 0
PV | 0 | 0 | 0 | 0 | 0 | 0
PeakG | 0 | 0 | 0 | 0 | 0 | 0
PeakO | 0 | 0 | 0 | 0 | 0 | 0
ST | 0 | 0 | 0 | 0 | 0 | 0
STOG | 0 | 0 | 0 | 0 | 0 | 0
STWD | 0 | 0 | 0 | 0 | 0 | 0
WT | 0 | 0 | 0 | 0 | 0 | 0
IGCC | 0 | 0 | 0 | 0 | 0 | 0
DemandResponse | 0 | 0 | 0 | 0 | 0 | 0
IGCC-CCS | 0 | 0 | 0 | 0 | 0 | 0
WT_off | 0 | 0 | 0 | 0 | 0 | 0
PseudoUnit | 0 | 0 | 0 | 0 | 0 | 0
FixedInterchange | 0 | 0 | 0 | 0 | 0 | 0
NOx Emissions (MMshortTons): NEISO
ReportingType | 2015 | 2020 | 2025 | 2030 | 2035 | 2040
BM | 0 | 0 | 0 | 0 | 0 | 0
CC | 0 | 0 | 0 | 0 | 0 | 0
CSP | 0 | 0 | 0 | 0 | 0 | 0
CT | 0 | 0 | 0 | 0 | 0 | 0
Coal | 0 | 0 | 0 | 0 | 0 | 0
Geo | 0 | 0 | 0 | 0 | 0 | 0
H | 0 | 0 | 0 | 0 | 0 | 0
LFG | 0 | 0 | 0 | 0 | 0 | 0
Nuc | 0 | 0 | 0 | 0 | 0 | 0
PS | 0 | 0 | 0 | 0 | 0 | 0
PV | 0 | 0 | 0 | 0 | 0 | 0
PeakG | 0 | 0 | 0 | 0 | 0 | 0
PeakO | 0 | 0 | 0 | 0 | 0 | 0
ST | 0 | 0 | 0 | 0 | 0 | 0
STOG | 0 | 0 | 0 | 0 | 0 | 0
STWD | 0 | 0 | 0 | 0 | 0 | 0
WT | 0 | 0 | 0 | 0 | 0 | 0
IGCC | 0 | 0 | 0 | 0 | 0 | 0
DemandResponse | 0 | 0 | 0 | 0 | 0 | 0
IGCC-CCS | 0 | 0 | 0 | 0 | 0 | 0
WT_off | 0 | 0 | 0 | 0 | 0 | 0
PseudoUnit | 0 | 0 | 0 | 0 | 0 | 0
FixedInterchange | 0 | 0 | 0 | 0 | 0 | 0
NOx Emissions (MMshortTons): NonRTO_Midwest
ReportingType | 2015 | 2020 | 2025 | 2030 | 2035 | 2040
BM | 0 | 0 | 0 | 0 | 0 | 0
CC | 0 | 0 | 0 | 0 | 0 | 0
CSP | 0 | 0 | 0 | 0 | 0 | 0
CT | 0 | 0 | 0 | 0 | 0 | 0
Coal | 0.03 | 0.01 | 0 | 0 | 0 | 0
Geo | 0 | 0 | 0 | 0 | 0 | 0
H | 0 | 0 | 0 | 0 | 0 | 0
LFG | 0 | 0 | 0 | 0 | 0 | 0
Nuc | 0 | 0 | 0 | 0 | 0 | 0
PS | 0 | 0 | 0 | 0 | 0 | 0
PV | 0 | 0 | 0 | 0 | 0 | 0
PeakG | 0 | 0 | 0 | 0 | 0 | 0
PeakO | 0 | 0 | 0 | 0 | 0 | 0
ST | 0 | 0 | 0 | 0 | 0 | 0
STOG | 0 | 0 | 0 | 0 | 0 | 0
STWD | 0 | 0 | 0 | 0 | 0 | 0
WT | 0 | 0 | 0 | 0 | 0 | 0
IGCC | 0 | 0 | 0 | 0 | 0 | 0
DemandResponse | 0 | 0 | 0 | 0 | 0 | 0
IGCC-CCS | 0 | 0 | 0 | 0 | 0 | 0
WT_off | 0 | 0 | 0 | 0 | 0 | 0
PseudoUnit | 0 | 0 | 0 | 0 | 0 | 0
FixedInterchange | 0 | 0 | 0 | 0 | 0 | 0
NOx Emissions (MMshortTons): NYISO_A-F
ReportingType | 2015 | 2020 | 2025 | 2030 | 2035 | 2040
BM | 0 | 0 | 0 | 0 | 0 | 0
CC | 0 | 0 | 0 | 0 | 0 | 0
CSP | 0 | 0 | 0 | 0 | 0 | 0
CT | 0 | 0 | 0 | 0 | 0 | 0
Coal | 0 | 0 | 0 | 0 | 0 | 0
Geo | 0 | 0 | 0 | 0 | 0 | 0
H | 0 | 0 | 0 | 0 | 0 | 0
LFG | 0 | 0 | 0 | 0 | 0 | 0
Nuc | 0 | 0 | 0 | 0 | 0 | 0
PS | 0 | 0 | 0 | 0 | 0 | 0
PV | 0 | 0 | 0 | 0 | 0 | 0
PeakG | 0 | 0 | 0 | 0 | 0 | 0
PeakO | 0 | 0 | 0 | 0 | 0 | 0
ST | 0 | 0 | 0 | 0 | 0 | 0
STOG | 0 | 0 | 0 | 0 | 0 | 0
STWD | 0 | 0 | 0 | 0 | 0 | 0
WT | 0 | 0 | 0 | 0 | 0 | 0
IGCC | 0 | 0 | 0 | 0 | 0 | 0
DemandResponse | 0 | 0 | 0 | 0 | 0 | 0
IGCC-CCS | 0 | 0 | 0 | 0 | 0 | 0
WT_off | 0 | 0 | 0 | 0 | 0 | 0
PseudoUnit | 0 | 0 | 0 | 0 | 0 | 0
FixedInterchange | 0 | 0 | 0 | 0 | 0 | 0
NOx Emissions (MMshortTons): NYISO_G-I
ReportingType | 2015 | 2020 | 2025 | 2030 | 2035 | 2040
BM | 0 | 0 | 0 | 0 | 0 | 0
CC | 0 | 0 | 0 | 0 | 0 | 0
CSP | 0 | 0 | 0 | 0 | 0 | 0
CT | 0 | 0 | 0 | 0 | 0 | 0
Coal | 0 | 0 | 0 | 0 | 0 | 0
Geo | 0 | 0 | 0 | 0 | 0 | 0
H | 0 | 0 | 0 | 0 | 0 | 0
LFG | 0 | 0 | 0 | 0 | 0 | 0
Nuc | 0 | 0 | 0 | 0 | 0 | 0
PS | 0 | 0 | 0 | 0 | 0 | 0
PV | 0 | 0 | 0 | 0 | 0 | 0
PeakG | 0 | 0 | 0 | 0 | 0 | 0
PeakO | 0 | 0 | 0 | 0 | 0 | 0
ST | 0 | 0 | 0 | 0 | 0 | 0
STOG | 0 | 0 | 0 | 0 | 0 | 0
STWD | 0 | 0 | 0 | 0 | 0 | 0
WT | 0 | 0 | 0 | 0 | 0 | 0
IGCC | 0 | 0 | 0 | 0 | 0 | 0
DemandResponse | 0 | 0 | 0 | 0 | 0 | 0
IGCC-CCS | 0 | 0 | 0 | 0 | 0 | 0
WT_off | 0 | 0 | 0 | 0 | 0 | 0
PseudoUnit | 0 | 0 | 0 | 0 | 0 | 0
FixedInterchange | 0 | 0 | 0 | 0 | 0 | 0
NOx Emissions (MMshortTons): NYISO_J-K
ReportingType | 2015 | 2020 | 2025 | 2030 | 2035 | 2040
BM | 0 | 0 | 0 | 0 | 0 | 0
CC | 0 | 0 | 0 | 0 | 0 | 0
CSP | 0 | 0 | 0 | 0 | 0 | 0
CT | 0 | 0 | 0 | 0 | 0 | 0
Coal | 0 | 0 | 0 | 0 | 0 | 0
Geo | 0 | 0 | 0 | 0 | 0 | 0
H | 0 | 0 | 0 | 0 | 0 | 0
LFG | 0 | 0 | 0 | 0 | 0 | 0
Nuc | 0 | 0 | 0 | 0 | 0 | 0
PS | 0 | 0 | 0 | 0 | 0 | 0
PV | 0 | 0 | 0 | 0 | 0 | 0
PeakG | 0 | 0 | 0 | 0 | 0 | 0
PeakO | 0 | 0 | 0 | 0 | 0 | 0
ST | 0 | 0 | 0 | 0 | 0 | 0
STOG | 0 | 0 | 0 | 0 | 0 | 0
STWD | 0 | 0 | 0 | 0 | 0 | 0
WT | 0 | 0 | 0 | 0 | 0 | 0
IGCC | 0 | 0 | 0 | 0 | 0 | 0
DemandResponse | 0 | 0 | 0 | 0 | 0 | 0
IGCC-CCS | 0 | 0 | 0 | 0 | 0 | 0
WT_off | 0 | 0 | 0 | 0 | 0 | 0
PseudoUnit | 0 | 0 | 0 | 0 | 0 | 0
FixedInterchange | 0 | 0 | 0 | 0 | 0 | 0
NOx Emissions (MMshortTons): PJM_E
ReportingType | 2015 | 2020 | 2025 | 2030 | 2035 | 2040
BM | 0 | 0 | 0 | 0 | 0 | 0
CC | 0 | 0 | 0 | 0 | 0 | 0
CSP | 0 | 0 | 0 | 0 | 0 | 0
CT | 0 | 0 | 0 | 0 | 0 | 0
Coal | 0 | 0 | 0 | 0 | 0 | 0
Geo | 0 | 0 | 0 | 0 | 0 | 0
H | 0 | 0 | 0 | 0 | 0 | 0
LFG | 0 | 0 | 0 | 0 | 0 | 0
Nuc | 0 | 0 | 0 | 0 | 0 | 0
PS | 0 | 0 | 0 | 0 | 0 | 0
PV | 0 | 0 | 0 | 0 | 0 | 0
PeakG | 0 | 0 | 0 | 0 | 0 | 0
PeakO | 0 | 0 | 0 | 0 | 0 | 0
ST | 0 | 0 | 0 | 0 | 0 | 0
STOG | 0 | 0 | 0 | 0 | 0 | 0
STWD | 0 | 0 | 0 | 0 | 0 | 0
WT | 0 | 0 | 0 | 0 | 0 | 0
IGCC | 0 | 0 | 0 | 0 | 0 | 0
DemandResponse | 0 | 0 | 0 | 0 | 0 | 0
IGCC-CCS | 0 | 0 | 0 | 0 | 0 | 0
WT_off | 0 | 0 | 0 | 0 | 0 | 0
PseudoUnit | 0 | 0 | 0 | 0 | 0 | 0
FixedInterchange | 0 | 0 | 0 | 0 | 0 | 0
NOx Emissions (MMshortTons): PJM_ROM
ReportingType | 2015 | 2020 | 2025 | 2030 | 2035 | 2040
BM | 0 | 0 | 0 | 0 | 0 | 0
CC | 0 | 0 | 0 | 0 | 0 | 0
CSP | 0 | 0 | 0 | 0 | 0 | 0
CT | 0 | 0 | 0 | 0 | 0 | 0
Coal | 0.01 | 0 | 0 | 0 | 0 | 0
Geo | 0 | 0 | 0 | 0 | 0 | 0
H | 0 | 0 | 0 | 0 | 0 | 0
LFG | 0 | 0 | 0 | 0 | 0 | 0
Nuc | 0 | 0 | 0 | 0 | 0 | 0
PS | 0 | 0 | 0 | 0 | 0 | 0
PV | 0 | 0 | 0 | 0 | 0 | 0
PeakG | 0 | 0 | 0 | 0 | 0 | 0
PeakO | 0 | 0 | 0 | 0 | 0 | 0
ST | 0 | 0 | 0 | 0 | 0 | 0
STOG | 0 | 0 | 0 | 0 | 0 | 0
STWD | 0 | 0 | 0 | 0 | 0 | 0
WT | 0 | 0 | 0 | 0 | 0 | 0
IGCC | 0 | 0 | 0 | 0 | 0 | 0
DemandResponse | 0 | 0 | 0 | 0 | 0 | 0
IGCC-CCS | 0 | 0 | 0 | 0 | 0 | 0
WT_off | 0 | 0 | 0 | 0 | 0 | 0
PseudoUnit | 0 | 0 | 0 | 0 | 0 | 0
FixedInterchange | 0 | 0 | 0 | 0 | 0 | 0
NOx Emissions (MMshortTons): PJM_ROR
ReportingType | 2015 | 2020 | 2025 | 2030 | 2035 | 2040
BM | 0 | 0 | 0 | 0 | 0 | 0
CC | 0.01 | 0.01 | 0.01 | 0.01 | 0.01 | 0
CSP | 0 | 0 | 0 | 0 | 0 | 0
CT | 0 | 0 | 0 | 0 | 0 | 0
Coal | 0.14 | 0.05 | 0 | 0 | 0.01 | 0.01
Geo | 0 | 0 | 0 | 0 | 0 | 0
H | 0 | 0 | 0 | 0 | 0 | 0
LFG | 0 | 0 | 0 | 0 | 0 | 0
Nuc | 0 | 0 | 0 | 0 | 0 | 0
PS | 0 | 0 | 0 | 0 | 0 | 0
PV | 0 | 0 | 0 | 0 | 0 | 0
PeakG | 0 | 0 | 0 | 0 | 0 | 0
PeakO | 0 | 0 | 0 | 0 | 0 | 0
ST | 0 | 0 | 0 | 0 | 0 | 0
STOG | 0 | 0 | 0 | 0 | 0 | 0
STWD | 0 | 0 | 0 | 0 | 0 | 0
WT | 0 | 0 | 0 | 0 | 0 | 0
IGCC | 0 | 0 | 0 | 0 | 0 | 0
DemandResponse | 0 | 0 | 0 | 0 | 0 | 0
IGCC-CCS | 0 | 0 | 0 | 0 | 0 | 0
WT_off | 0 | 0 | 0 | 0 | 0 | 0
PseudoUnit | 0 | 0 | 0 | 0 | 0 | 0
FixedInterchange | 0 | 0 | 0 | 0 | 0 | 0
NOx Emissions (MMshortTons): SOCO
ReportingType | 2015 | 2020 | 2025 | 2030 | 2035 | 2040
BM | 0 | 0 | 0 | 0 | 0 | 0
CC | 0.01 | 0.01 | 0.01 | 0.01 | 0 | 0
CSP | 0 | 0 | 0 | 0 | 0 | 0
CT | 0 | 0 | 0 | 0 | 0 | 0
Coal | 0.03 | 0 | 0 | 0 | 0 | 0
Geo | 0 | 0 | 0 | 0 | 0 | 0
H | 0 | 0 | 0 | 0 | 0 | 0
LFG | 0 | 0 | 0 | 0 | 0 | 0
Nuc | 0 | 0 | 0 | 0 | 0 | 0
PS | 0 | 0 | 0 | 0 | 0 | 0
PV | 0 | 0 | 0 | 0 | 0 | 0
PeakG | 0 | 0 | 0 | 0 | 0 | 0
PeakO | 0 | 0 | 0 | 0 | 0 | 0
ST | 0 | 0 | 0 | 0 | 0 | 0
STOG | 0 | 0 | 0 | 0 | 0 | 0
STWD | 0 | 0 | 0 | 0 | 0 | 0
WT | 0 | 0 | 0 | 0 | 0 | 0
IGCC | 0 | 0 | 0 | 0 | 0 | 0
DemandResponse | 0 | 0 | 0 | 0 | 0 | 0
IGCC-CCS | 0 | 0 | 0 | 0 | 0 | 0
WT_off | 0 | 0 | 0 | 0 | 0 | 0
PseudoUnit | 0 | 0 | 0 | 0 | 0 | 0
FixedInterchange | 0 | 0 | 0 | 0 | 0 | 0
NOx Emissions (MMshortTons): SPP_N
ReportingType | 2015 | 2020 | 2025 | 2030 | 2035 | 2040
BM | 0 | 0 | 0 | 0 | 0 | 0
CC | 0 | 0 | 0 | 0 | 0 | 0
CSP | 0 | 0 | 0 | 0 | 0 | 0
CT | 0 | 0 | 0 | 0 | 0 | 0
Coal | 0.06 | 0.01 | 0 | 0 | 0 | 0
Geo | 0 | 0 | 0 | 0 | 0 | 0
H | 0 | 0 | 0 | 0 | 0 | 0
LFG | 0 | 0 | 0 | 0 | 0 | 0
Nuc | 0 | 0 | 0 | 0 | 0 | 0
PS | 0 | 0 | 0 | 0 | 0 | 0
PV | 0 | 0 | 0 | 0 | 0 | 0
PeakG | 0 | 0 | 0 | 0 | 0 | 0
PeakO | 0 | 0 | 0 | 0 | 0 | 0
ST | 0 | 0 | 0 | 0 | 0 | 0
STOG | 0 | 0 | 0 | 0 | 0 | 0
STWD | 0 | 0 | 0 | 0 | 0 | 0
WT | 0 | 0 | 0 | 0 | 0 | 0
IGCC | 0 | 0 | 0 | 0 | 0 | 0
DemandResponse | 0 | 0 | 0 | 0 | 0 | 0
IGCC-CCS | 0 | 0 | 0 | 0 | 0 | 0
WT_off | 0 | 0 | 0 | 0 | 0 | 0
PseudoUnit | 0 | 0 | 0 | 0 | 0 | 0
FixedInterchange | 0 | 0 | 0 | 0 | 0 | 0
NOx Emissions (MMshortTons): SPP_S
ReportingType | 2015 | 2020 | 2025 | 2030 | 2035 | 2040
BM | 0 | 0 | 0 | 0 | 0 | 0
CC | 0 | 0 | 0 | 0 | 0 | 0
CSP | 0 | 0 | 0 | 0 | 0 | 0
CT | 0 | 0 | 0 | 0 | 0 | 0
Coal | 0.09 | 0 | 0 | 0 | 0 | 0
Geo | 0 | 0 | 0 | 0 | 0 | 0
H | 0 | 0 | 0 | 0 | 0 | 0
LFG | 0 | 0 | 0 | 0 | 0 | 0
Nuc | 0 | 0 | 0 | 0 | 0 | 0
PS | 0 | 0 | 0 | 0 | 0 | 0
PV | 0 | 0 | 0 | 0 | 0 | 0
PeakG | 0 | 0 | 0 | 0 | 0 | 0
PeakO | 0 | 0 | 0 | 0 | 0 | 0
ST | 0 | 0 | 0 | 0 | 0 | 0
STOG | 0 | 0 | 0 | 0 | 0 | 0
STWD | 0 | 0 | 0 | 0 | 0 | 0
WT | 0 | 0 | 0 | 0 | 0 | 0
IGCC | 0 | 0 | 0 | 0 | 0 | 0
DemandResponse | 0 | 0 | 0 | 0 | 0 | 0
IGCC-CCS | 0 | 0 | 0 | 0 | 0 | 0
WT_off | 0 | 0 | 0 | 0 | 0 | 0
PseudoUnit | 0 | 0 | 0 | 0 | 0 | 0
FixedInterchange | 0 | 0 | 0 | 0 | 0 | 0
NOx Emissions (MMshortTons): TVA
ReportingType | 2015 | 2020 | 2025 | 2030 | 2035 | 2040
BM | 0 | 0 | 0 | 0 | 0 | 0
CC | 0 | 0 | 0.01 | 0 | 0 | 0
CSP | 0 | 0 | 0 | 0 | 0 | 0
CT | 0 | 0 | 0 | 0 | 0 | 0
Coal | 0.02 | 0 | 0 | 0 | 0 | 0
Geo | 0 | 0 | 0 | 0 | 0 | 0
H | 0 | 0 | 0 | 0 | 0 | 0
LFG | 0 | 0 | 0 | 0 | 0 | 0
Nuc | 0 | 0 | 0 | 0 | 0 | 0
PS | 0 | 0 | 0 | 0 | 0 | 0
PV | 0 | 0 | 0 | 0 | 0 | 0
PeakG | 0 | 0 | 0 | 0 | 0 | 0
PeakO | 0 | 0 | 0 | 0 | 0 | 0
ST | 0 | 0 | 0 | 0 | 0 | 0
STOG | 0 | 0 | 0 | 0 | 0 | 0
STWD | 0 | 0 | 0 | 0 | 0 | 0
WT | 0 | 0 | 0 | 0 | 0 | 0
IGCC | 0 | 0 | 0 | 0 | 0 | 0
DemandResponse | 0 | 0 | 0 | 0 | 0 | 0
IGCC-CCS | 0 | 0 | 0 | 0 | 0 | 0
WT_off | 0 | 0 | 0 | 0 | 0 | 0
PseudoUnit | 0 | 0 | 0 | 0 | 0 | 0
FixedInterchange | 0 | 0 | 0 | 0 | 0 | 0
NOx Emissions (MMshortTons): TVA_Transmission
ReportingType | 2015 | 2020 | 2025 | 2030 | 2035 | 2040
BM | 0 | 0 | 0 | 0 | 0 | 0
CC | 0 | 0 | 0 | 0 | 0 | 0
CSP | 0 | 0 | 0 | 0 | 0 | 0
CT | 0 | 0 | 0 | 0 | 0 | 0
Coal | 0 | 0 | 0 | 0 | 0 | 0
Geo | 0 | 0 | 0 | 0 | 0 | 0
H | 0 | 0 | 0 | 0 | 0 | 0
LFG | 0 | 0 | 0 | 0 | 0 | 0
Nuc | 0 | 0 | 0 | 0 | 0 | 0
PS | 0 | 0 | 0 | 0 | 0 | 0
PV | 0 | 0 | 0 | 0 | 0 | 0
PeakG | 0 | 0 | 0 | 0 | 0 | 0
PeakO | 0 | 0 | 0 | 0 | 0 | 0
ST | 0 | 0 | 0 | 0 | 0 | 0
STOG | 0 | 0 | 0 | 0 | 0 | 0
STWD | 0 | 0 | 0 | 0 | 0 | 0
WT | 0 | 0 | 0 | 0 | 0 | 0
IGCC | 0 | 0 | 0 | 0 | 0 | 0
DemandResponse | 0 | 0 | 0 | 0 | 0 | 0
IGCC-CCS | 0 | 0 | 0 | 0 | 0 | 0
WT_off | 0 | 0 | 0 | 0 | 0 | 0
PseudoUnit | 0 | 0 | 0 | 0 | 0 | 0
FixedInterchange | 0 | 0 | 0 | 0 | 0 | 0
NOx Emissions (MMshortTons): VACAR
ReportingType | 2015 | 2020 | 2025 | 2030 | 2035 | 2040
BM | 0 | 0 | 0 | 0 | 0 | 0
CC | 0.01 | 0.01 | 0.01 | 0.01 | 0 | 0
CSP | 0 | 0 | 0 | 0 | 0 | 0
CT | 0 | 0 | 0 | 0 | 0 | 0
Coal | 0.01 | 0 | 0 | 0 | 0 | 0
Geo | 0 | 0 | 0 | 0 | 0 | 0
H | 0 | 0 | 0 | 0 | 0 | 0
LFG | 0 | 0 | 0 | 0 | 0 | 0
Nuc | 0 | 0 | 0 | 0 | 0 | 0
PS | 0 | 0 | 0 | 0 | 0 | 0
PV | 0 | 0 | 0 | 0 | 0 | 0
PeakG | 0 | 0 | 0 | 0 | 0 | 0
PeakO | 0 | 0 | 0 | 0 | 0 | 0
ST | 0 | 0 | 0 | 0 | 0 | 0
STOG | 0 | 0 | 0 | 0 | 0 | 0
STWD | 0 | 0 | 0 | 0 | 0 | 0
WT | 0 | 0 | 0 | 0 | 0 | 0
IGCC | 0 | 0 | 0 | 0 | 0 | 0
DemandResponse | 0 | 0 | 0 | 0 | 0 | 0
IGCC-CCS | 0 | 0 | 0 | 0 | 0 | 0
WT_off | 0 | 0 | 0 | 0 | 0 | 0
PseudoUnit | 0 | 0 | 0 | 0 | 0 | 0
FixedInterchange | 0 | 0 | 0 | 0 | 0 | 0
NOx Emissions (MMshortTons): IESO
ReportingType | 2015 | 2020 | 2025 | 2030 | 2035 | 2040
BM | 0 | 0 | 0 | 0 | 0 | 0
CC | 0 | 0 | 0 | 0 | 0 | 0
CSP | 0 | 0 | 0 | 0 | 0 | 0
CT | 0 | 0 | 0 | 0 | 0 | 0
Coal | 0 | 0 | 0 | 0 | 0 | 0
Geo | 0 | 0 | 0 | 0 | 0 | 0
H | 0 | 0 | 0 | 0 | 0 | 0
LFG | 0 | 0 | 0 | 0 | 0 | 0
Nuc | 0 | 0 | 0 | 0 | 0 | 0
PS | 0 | 0 | 0 | 0 | 0 | 0
PV | 0 | 0 | 0 | 0 | 0 | 0
PeakG | 0 | 0 | 0 | 0 | 0 | 0
PeakO | 0 | 0 | 0 | 0 | 0 | 0
ST | 0 | 0 | 0 | 0 | 0 | 0
STOG | 0 | 0 | 0 | 0 | 0 | 0
STWD | 0 | 0 | 0 | 0 | 0 | 0
WT | 0 | 0 | 0 | 0 | 0 | 0
IGCC | 0 | 0 | 0 | 0 | 0 | 0
DemandResponse | 0 | 0 | 0 | 0 | 0 | 0
IGCC-CCS | 0 | 0 | 0 | 0 | 0 | 0
WT_off | 0 | 0 | 0 | 0 | 0 | 0
PseudoUnit | 0 | 0 | 0 | 0 | 0 | 0
FixedInterchange | 0 | 0 | 0 | 0 | 0 | 0
NOx Emissions (MMshortTons): MAPP_CA
ReportingType | 2015 | 2020 | 2025 | 2030 | 2035 | 2040
BM | 0 | 0 | 0 | 0 | 0 | 0
CC | 0 | 0 | 0 | 0 | 0 | 0
CSP | 0 | 0 | 0 | 0 | 0 | 0
CT | 0 | 0 | 0 | 0 | 0 | 0
Coal | 0 | 0 | 0 | 0 | 0 | 0
Geo | 0 | 0 | 0 | 0 | 0 | 0
H | 0 | 0 | 0 | 0 | 0 | 0
LFG | 0 | 0 | 0 | 0 | 0 | 0
Nuc | 0 | 0 | 0 | 0 | 0 | 0
PS | 0 | 0 | 0 | 0 | 0 | 0
PV | 0 | 0 | 0 | 0 | 0 | 0
PeakG | 0 | 0 | 0 | 0 | 0 | 0
PeakO | 0 | 0 | 0 | 0 | 0 | 0
ST | 0 | 0 | 0 | 0 | 0 | 0
STOG | 0 | 0 | 0 | 0 | 0 | 0
STWD | 0 | 0 | 0 | 0 | 0 | 0
WT | 0 | 0 | 0 | 0 | 0 | 0
IGCC | 0 | 0 | 0 | 0 | 0 | 0
DemandResponse | 0 | 0 | 0 | 0 | 0 | 0
IGCC-CCS | 0 | 0 | 0 | 0 | 0 | 0
WT_off | 0 | 0 | 0 | 0 | 0 | 0
PseudoUnit | 0 | 0 | 0 | 0 | 0 | 0
FixedInterchange | 0 | 0 | 0 | 0 | 0 | 0
NOx Emissions (MMshortTons): AZ_NM_SNV_Coal
ReportingType | 2015 | 2020 | 2025 | 2030 | 2035 | 2040
BM | 0 | 0 | 0 | 0 | 0 | 0
CC | 0 | 0 | 0 | 0 | 0 | 0
CSP | 0 | 0 | 0 | 0 | 0 | 0
CT | 0 | 0 | 0 | 0 | 0 | 0
Coal | 0.08 | 0.07 | 0.02 | 0 | 0 | 0
Geo | 0 | 0 | 0 | 0 | 0 | 0
H | 0 | 0 | 0 | 0 | 0 | 0
LFG | 0 | 0 | 0 | 0 | 0 | 0
Nuc | 0 | 0 | 0 | 0 | 0 | 0
PS | 0 | 0 | 0 | 0 | 0 | 0
PV | 0 | 0 | 0 | 0 | 0 | 0
PeakG | 0 | 0 | 0 | 0 | 0 | 0
PeakO | 0 | 0 | 0 | 0 | 0 | 0
ST | 0 | 0 | 0 | 0 | 0 | 0
STOG | 0 | 0 | 0 | 0 | 0 | 0
STWD | 0 | 0 | 0 | 0 | 0 | 0
WT | 0 | 0 | 0 | 0 | 0 | 0
IGCC | 0 | 0 | 0 | 0 | 0 | 0
DemandResponse | 0 | 0 | 0 | 0 | 0 | 0
IGCC-CCS | 0 | 0 | 0 | 0 | 0 | 0
WT_off | 0 | 0 | 0 | 0 | 0 | 0
PseudoUnit | 0 | 0 | 0 | 0 | 0 | 0
FixedInterchange | 0 | 0 | 0 | 0 | 0 | 0
NOx Emissions (MMshortTons): AZ_NM_SNV_Gas
ReportingType | 2015 | 2020 | 2025 | 2030 | 2035 | 2040
BM | 0 | 0 | 0 | 0 | 0 | 0
CC | 0 | 0 | 0.01 | 0 | 0 | 0
CSP | 0 | 0 | 0 | 0 | 0 | 0
CT | 0 | 0 | 0 | 0 | 0 | 0
Coal | 0 | 0 | 0 | 0 | 0 | 0
Geo | 0 | 0 | 0 | 0 | 0 | 0
H | 0 | 0 | 0 | 0 | 0 | 0
LFG | 0 | 0 | 0 | 0 | 0 | 0
Nuc | 0 | 0 | 0 | 0 | 0 | 0
PS | 0 | 0 | 0 | 0 | 0 | 0
PV | 0 | 0 | 0 | 0 | 0 | 0
PeakG | 0 | 0 | 0 | 0 | 0 | 0
PeakO | 0 | 0 | 0 | 0 | 0 | 0
ST | 0 | 0 | 0 | 0 | 0 | 0
STOG | 0 | 0 | 0 | 0 | 0 | 0
STWD | 0 | 0 | 0 | 0 | 0 | 0
WT | 0 | 0 | 0 | 0 | 0 | 0
IGCC | 0 | 0 | 0 | 0 | 0 | 0
DemandResponse | 0 | 0 | 0 | 0 | 0 | 0
IGCC-CCS | 0 | 0 | 0 | 0 | 0 | 0
WT_off | 0 | 0 | 0 | 0 | 0 | 0
PseudoUnit | 0 | 0 | 0 | 0 | 0 | 0
FixedInterchange | 0 | 0 | 0 | 0 | 0 | 0
NOx Emissions (MMshortTons): AZ_NM_SNV_NucRenew
ReportingType | 2015 | 2020 | 2025 | 2030 | 2035 | 2040
BM | 0 | 0 | 0 | 0 | 0 | 0
CC | 0 | 0 | 0 | 0 | 0 | 0
CSP | 0 | 0 | 0 | 0 | 0 | 0
CT | 0 | 0 | 0 | 0 | 0 | 0
Coal | 0 | 0 | 0 | 0 | 0 | 0
Geo | 0 | 0 | 0 | 0 | 0 | 0
H | 0 | 0 | 0 | 0 | 0 | 0
LFG | 0 | 0 | 0 | 0 | 0 | 0
Nuc | 0 | 0 | 0 | 0 | 0 | 0
PS | 0 | 0 | 0 | 0 | 0 | 0
PV | 0 | 0 | 0 | 0 | 0 | 0
PeakG | 0 | 0 | 0 | 0 | 0 | 0
PeakO | 0 | 0 | 0 | 0 | 0 | 0
ST | 0 | 0 | 0 | 0 | 0 | 0
STOG | 0 | 0 | 0 | 0 | 0 | 0
STWD | 0 | 0 | 0 | 0 | 0 | 0
WT | 0 | 0 | 0 | 0 | 0 | 0
IGCC | 0 | 0 | 0 | 0 | 0 | 0
DemandResponse | 0 | 0 | 0 | 0 | 0 | 0
IGCC-CCS | 0 | 0 | 0 | 0 | 0 | 0
WT_off | 0 | 0 | 0 | 0 | 0 | 0
PseudoUnit | 0 | 0 | 0 | 0 | 0 | 0
FixedInterchange | 0 | 0 | 0 | 0 | 0 | 0
NOx Emissions (MMshortTons): ERCOT
ReportingType | 2015 | 2020 | 2025 | 2030 | 2035 | 2040
BM | 0 | 0 | 0 | 0 | 0 | 0
CC | 0.01 | 0.02 | 0.01 | 0.01 | 0.01 | 0
CSP | 0 | 0 | 0 | 0 | 0 | 0
CT | 0 | 0 | 0 | 0 | 0 | 0
Coal | 0.02 | 0.01 | 0 | 0 | 0 | 0
Geo | 0 | 0 | 0 | 0 | 0 | 0
H | 0 | 0 | 0 | 0 | 0 | 0
LFG | 0 | 0 | 0 | 0 | 0 | 0
Nuc | 0 | 0 | 0 | 0 | 0 | 0
PS | 0 | 0 | 0 | 0 | 0 | 0
PV | 0 | 0 | 0 | 0 | 0 | 0
PeakG | 0 | 0 | 0 | 0 | 0 | 0
PeakO | 0 | 0 | 0 | 0 | 0 | 0
ST | 0 | 0 | 0 | 0 | 0 | 0
STOG | 0 | 0 | 0 | 0 | 0 | 0
STWD | 0 | 0 | 0 | 0 | 0 | 0
WT | 0 | 0 | 0 | 0 | 0 | 0
IGCC | 0 | 0 | 0 | 0 | 0 | 0
DemandResponse | 0 | 0 | 0 | 0 | 0 | 0
IGCC-CCS | 0 | 0 | 0 | 0 | 0 | 0
WT_off | 0 | 0 | 0 | 0 | 0 | 0
PseudoUnit | 0 | 0 | 0 | 0 | 0 | 0
FixedInterchange | 0 | 0 | 0 | 0 | 0 | 0
NOx Emissions (MMshortTons): NP15
ReportingType | 2015 | 2020 | 2025 | 2030 | 2035 | 2040
BM | 0 | 0 | 0 | 0 | 0 | 0
CC | 0 | 0 | 0 | 0 | 0 | 0
CSP | 0 | 0 | 0 | 0 | 0 | 0
CT | 0 | 0 | 0 | 0 | 0 | 0
Coal | 0 | 0 | 0 | 0 | 0 | 0
Geo | 0 | 0 | 0 | 0 | 0 | 0
H | 0 | 0 | 0 | 0 | 0 | 0
LFG | 0 | 0 | 0 | 0 | 0 | 0
Nuc | 0 | 0 | 0 | 0 | 0 | 0
PS | 0 | 0 | 0 | 0 | 0 | 0
PV | 0 | 0 | 0 | 0 | 0 | 0
PeakG | 0 | 0 | 0 | 0 | 0 | 0
PeakO | 0 | 0 | 0 | 0 | 0 | 0
ST | 0 | 0 | 0 | 0 | 0 | 0
STOG | 0 | 0 | 0 | 0 | 0 | 0
STWD | 0 | 0 | 0 | 0 | 0 | 0
WT | 0 | 0 | 0 | 0 | 0 | 0
IGCC | 0 | 0 | 0 | 0 | 0 | 0
DemandResponse | 0 | 0 | 0 | 0 | 0 | 0
IGCC-CCS | 0 | 0 | 0 | 0 | 0 | 0
WT_off | 0 | 0 | 0 | 0 | 0 | 0
PseudoUnit | 0 | 0 | 0 | 0 | 0 | 0
FixedInterchange | 0 | 0 | 0 | 0 | 0 | 0
NOx Emissions (MMshortTons): NWPP_Coal
ReportingType | 2015 | 2020 | 2025 | 2030 | 2035 | 2040
BM | 0 | 0 | 0 | 0 | 0 | 0
CC | 0 | 0 | 0 | 0 | 0 | 0
CSP | 0 | 0 | 0 | 0 | 0 | 0
CT | 0 | 0 | 0 | 0 | 0 | 0
Coal | 0.07 | 0.05 | 0 | 0 | 0 | 0
Geo | 0 | 0 | 0 | 0 | 0 | 0
H | 0 | 0 | 0 | 0 | 0 | 0
LFG | 0 | 0 | 0 | 0 | 0 | 0
Nuc | 0 | 0 | 0 | 0 | 0 | 0
PS | 0 | 0 | 0 | 0 | 0 | 0
PV | 0 | 0 | 0 | 0 | 0 | 0
PeakG | 0 | 0 | 0 | 0 | 0 | 0
PeakO | 0 | 0 | 0 | 0 | 0 | 0
ST | 0 | 0 | 0 | 0 | 0 | 0
STOG | 0 | 0 | 0 | 0 | 0 | 0
STWD | 0 | 0 | 0 | 0 | 0 | 0
WT | 0 | 0 | 0 | 0 | 0 | 0
IGCC | 0 | 0 | 0 | 0 | 0 | 0
DemandResponse | 0 | 0 | 0 | 0 | 0 | 0
IGCC-CCS | 0 | 0 | 0 | 0 | 0 | 0
WT_off | 0 | 0 | 0 | 0 | 0 | 0
PseudoUnit | 0 | 0 | 0 | 0 | 0 | 0
FixedInterchange | 0 | 0 | 0 | 0 | 0 | 0
NOx Emissions (MMshortTons): NWPP_Gas
ReportingType | 2015 | 2020 | 2025 | 2030 | 2035 | 2040
BM | 0 | 0 | 0 | 0 | 0 | 0
CC | 0 | 0 | 0 | 0 | 0 | 0
CSP | 0 | 0 | 0 | 0 | 0 | 0
CT | 0 | 0 | 0 | 0 | 0 | 0
Coal | 0 | 0 | 0 | 0 | 0 | 0
Geo | 0 | 0 | 0 | 0 | 0 | 0
H | 0 | 0 | 0 | 0 | 0 | 0
LFG | 0 | 0 | 0 | 0 | 0 | 0
Nuc | 0 | 0 | 0 | 0 | 0 | 0
PS | 0 | 0 | 0 | 0 | 0 | 0
PV | 0 | 0 | 0 | 0 | 0 | 0
PeakG | 0 | 0 | 0 | 0 | 0 | 0
PeakO | 0 | 0 | 0 | 0 | 0 | 0
ST | 0 | 0 | 0 | 0 | 0 | 0
STOG | 0 | 0 | 0 | 0 | 0 | 0
STWD | 0 | 0 | 0 | 0 | 0 | 0
WT | 0 | 0 | 0 | 0 | 0 | 0
IGCC | 0 | 0 | 0 | 0 | 0 | 0
DemandResponse | 0 | 0 | 0 | 0 | 0 | 0
IGCC-CCS | 0 | 0 | 0 | 0 | 0 | 0
WT_off | 0 | 0 | 0 | 0 | 0 | 0
PseudoUnit | 0 | 0 | 0 | 0 | 0 | 0
FixedInterchange | 0 | 0 | 0 | 0 | 0 | 0
NOx Emissions (MMshortTons): NWPP_NucRenew
ReportingType | 2015 | 2020 | 2025 | 2030 | 2035 | 2040
BM | 0 | 0 | 0 | 0 | 0 | 0
CC | 0 | 0 | 0 | 0 | 0 | 0
CSP | 0 | 0 | 0 | 0 | 0 | 0
CT | 0 | 0 | 0 | 0 | 0 | 0
Coal | 0 | 0 | 0 | 0 | 0 | 0
Geo | 0 | 0 | 0 | 0 | 0 | 0
H | 0 | 0 | 0 | 0 | 0 | 0
LFG | 0 | 0 | 0 | 0 | 0 | 0
Nuc | 0 | 0 | 0 | 0 | 0 | 0
PS | 0 | 0 | 0 | 0 | 0 | 0
PV | 0 | 0 | 0 | 0 | 0 | 0
PeakG | 0 | 0 | 0 | 0 | 0 | 0
PeakO | 0 | 0 | 0 | 0 | 0 | 0
ST | 0 | 0 | 0 | 0 | 0 | 0
STOG | 0 | 0 | 0 | 0 | 0 | 0
STWD | 0 | 0 | 0 | 0 | 0 | 0
WT | 0 | 0 | 0 | 0 | 0 | 0
IGCC | 0 | 0 | 0 | 0 | 0 | 0
DemandResponse | 0 | 0 | 0 | 0 | 0 | 0
IGCC-CCS | 0 | 0 | 0 | 0 | 0 | 0
WT_off | 0 | 0 | 0 | 0 | 0 | 0
PseudoUnit | 0 | 0 | 0 | 0 | 0 | 0
FixedInterchange | 0 | 0 | 0 | 0 | 0 | 0
NOx Emissions (MMshortTons): RMPA
ReportingType | 2015 | 2020 | 2025 | 2030 | 2035 | 2040
BM | 0 | 0 | 0 | 0 | 0 | 0
CC | 0 | 0 | 0 | 0 | 0 | 0
CSP | 0 | 0 | 0 | 0 | 0 | 0
CT | 0 | 0 | 0 | 0 | 0 | 0
Coal | 0.05 | 0.04 | 0 | 0 | 0 | 0
Geo | 0 | 0 | 0 | 0 | 0 | 0
H | 0 | 0 | 0 | 0 | 0 | 0
LFG | 0 | 0 | 0 | 0 | 0 | 0
Nuc | 0 | 0 | 0 | 0 | 0 | 0
PS | 0 | 0 | 0 | 0 | 0 | 0
PV | 0 | 0 | 0 | 0 | 0 | 0
PeakG | 0 | 0 | 0 | 0 | 0 | 0
PeakO | 0 | 0 | 0 | 0 | 0 | 0
ST | 0 | 0 | 0 | 0 | 0 | 0
STOG | 0 | 0 | 0 | 0 | 0 | 0
STWD | 0 | 0 | 0 | 0 | 0 | 0
WT | 0 | 0 | 0 | 0 | 0 | 0
IGCC | 0 | 0 | 0 | 0 | 0 | 0
DemandResponse | 0 | 0 | 0 | 0 | 0 | 0
IGCC-CCS | 0 | 0 | 0 | 0 | 0 | 0
WT_off | 0 | 0 | 0 | 0 | 0 | 0
PseudoUnit | 0 | 0 | 0 | 0 | 0 | 0
FixedInterchange | 0 | 0 | 0 | 0 | 0 | 0
NOx Emissions (MMshortTons): SP15
ReportingType | 2015 | 2020 | 2025 | 2030 | 2035 | 2040
BM | 0 | 0 | 0 | 0 | 0 | 0
CC | 0.01 | 0.01 | 0.01 | 0 | 0 | 0
CSP | 0 | 0 | 0 | 0 | 0 | 0
CT | 0 | 0 | 0 | 0 | 0 | 0
Coal | 0 | 0 | 0 | 0 | 0 | 0
Geo | 0 | 0 | 0 | 0 | 0 | 0
H | 0 | 0 | 0 | 0 | 0 | 0
LFG | 0 | 0 | 0 | 0 | 0 | 0
Nuc | 0 | 0 | 0 | 0 | 0 | 0
PS | 0 | 0 | 0 | 0 | 0 | 0
PV | 0 | 0 | 0 | 0 | 0 | 0
PeakG | 0 | 0 | 0 | 0 | 0 | 0
PeakO | 0 | 0 | 0 | 0 | 0 | 0
ST | 0 | 0 | 0 | 0 | 0 | 0
STOG | 0 | 0 | 0 | 0 | 0 | 0
STWD | 0 | 0 | 0 | 0 | 0 | 0
WT | 0 | 0 | 0 | 0 | 0 | 0
IGCC | 0 | 0 | 0 | 0 | 0 | 0
DemandResponse | 0 | 0 | 0 | 0 | 0 | 0
IGCC-CCS | 0 | 0 | 0 | 0 | 0 | 0
WT_off | 0 | 0 | 0 | 0 | 0 | 0
PseudoUnit | 0 | 0 | 0 | 0 | 0 | 0
FixedInterchange | 0 | 0 | 0 | 0 | 0 | 0
NOx Emissions (MMshortTons): ALB
ReportingType | 2015 | 2020 | 2025 | 2030 | 2035 | 2040
BM | 0 | 0 | 0 | 0 | 0 | 0
CC | 0 | 0 | 0 | 0 | 0 | 0
CSP | 0 | 0 | 0 | 0 | 0 | 0
CT | 0 | 0 | 0 | 0 | 0 | 0
Coal | 0.01 | 0.01 | 0.01 | 0 | 0 | 0
Geo | 0 | 0 | 0 | 0 | 0 | 0
H | 0 | 0 | 0 | 0 | 0 | 0
LFG | 0 | 0 | 0 | 0 | 0 | 0
Nuc | 0 | 0 | 0 | 0 | 0 | 0
PS | 0 | 0 | 0 | 0 | 0 | 0
PV | 0 | 0 | 0 | 0 | 0 | 0
PeakG | 0 | 0 | 0 | 0 | 0 | 0
PeakO | 0 | 0 | 0 | 0 | 0 | 0
ST | 0 | 0 | 0 | 0 | 0 | 0
STOG | 0 | 0 | 0 | 0 | 0 | 0
STWD | 0 | 0 | 0 | 0 | 0 | 0
WT | 0 | 0 | 0 | 0 | 0 | 0
IGCC | 0 | 0 | 0 | 0 | 0 | 0
DemandResponse | 0 | 0 | 0 | 0 | 0 | 0
IGCC-CCS | 0 | 0 | 0 | 0 | 0 | 0
WT_off | 0 | 0 | 0 | 0 | 0 | 0
PseudoUnit | 0 | 0 | 0 | 0 | 0 | 0
FixedInterchange | 0 | 0 | 0 | 0 | 0 | 0
NOx Emissions (MMshortTons): BC
ReportingType | 2015 | 2020 | 2025 | 2030 | 2035 | 2040
BM | 0 | 0 | 0 | 0 | 0 | 0
CC | 0 | 0 | 0 | 0 | 0 | 0
CSP | 0 | 0 | 0 | 0 | 0 | 0
CT | 0 | 0 | 0 | 0 | 0 | 0
Coal | 0 | 0 | 0 | 0 | 0 | 0
Geo | 0 | 0 | 0 | 0 | 0 | 0
H | 0 | 0 | 0 | 0 | 0 | 0
LFG | 0 | 0 | 0 | 0 | 0 | 0
Nuc | 0 | 0 | 0 | 0 | 0 | 0
PS | 0 | 0 | 0 | 0 | 0 | 0
PV | 0 | 0 | 0 | 0 | 0 | 0
PeakG | 0 | 0 | 0 | 0 | 0 | 0
PeakO | 0 | 0 | 0 | 0 | 0 | 0
ST | 0 | 0 | 0 | 0 | 0 | 0
STOG | 0 | 0 | 0 | 0 | 0 | 0
STWD | 0 | 0 | 0 | 0 | 0 | 0
WT | 0 | 0 | 0 | 0 | 0 | 0
IGCC | 0 | 0 | 0 | 0 | 0 | 0
DemandResponse | 0 | 0 | 0 | 0 | 0 | 0
IGCC-CCS | 0 | 0 | 0 | 0 | 0 | 0
WT_off | 0 | 0 | 0 | 0 | 0 | 0
PseudoUnit | 0 | 0 | 0 | 0 | 0 | 0
FixedInterchange | 0 | 0 | 0 | 0 | 0 | 0
NOx Emissions (MMshortTons): HQ_IESO
ReportingType | 2015 | 2020 | 2025 | 2030 | 2035 | 2040
BM | 0 | 0 | 0 | 0 | 0 | 0
CC | 0 | 0 | 0 | 0 | 0 | 0
CSP | 0 | 0 | 0 | 0 | 0 | 0
CT | 0 | 0 | 0 | 0 | 0 | 0
Coal | 0 | 0 | 0 | 0 | 0 | 0
Geo | 0 | 0 | 0 | 0 | 0 | 0
H | 0 | 0 | 0 | 0 | 0 | 0
LFG | 0 | 0 | 0 | 0 | 0 | 0
Nuc | 0 | 0 | 0 | 0 | 0 | 0
PS | 0 | 0 | 0 | 0 | 0 | 0
PV | 0 | 0 | 0 | 0 | 0 | 0
PeakG | 0 | 0 | 0 | 0 | 0 | 0
PeakO | 0 | 0 | 0 | 0 | 0 | 0
ST | 0 | 0 | 0 | 0 | 0 | 0
STOG | 0 | 0 | 0 | 0 | 0 | 0
STWD | 0 | 0 | 0 | 0 | 0 | 0
WT | 0 | 0 | 0 | 0 | 0 | 0
IGCC | 0 | 0 | 0 | 0 | 0 | 0
DemandResponse | 0 | 0 | 0 | 0 | 0 | 0
IGCC-CCS | 0 | 0 | 0 | 0 | 0 | 0
WT_off | 0 | 0 | 0 | 0 | 0 | 0
PseudoUnit | 0 | 0 | 0 | 0 | 0 | 0
FixedInterchange | 0 | 0 | 0 | 0 | 0 | 0
NOx Emissions (MMshortTons): HQ_NEISO
ReportingType | 2015 | 2020 | 2025 | 2030 | 2035 | 2040
BM | 0 | 0 | 0 | 0 | 0 | 0
CC | 0 | 0 | 0 | 0 | 0 | 0
CSP | 0 | 0 | 0 | 0 | 0 | 0
CT | 0 | 0 | 0 | 0 | 0 | 0
Coal | 0 | 0 | 0 | 0 | 0 | 0
Geo | 0 | 0 | 0 | 0 | 0 | 0
H | 0 | 0 | 0 | 0 | 0 | 0
LFG | 0 | 0 | 0 | 0 | 0 | 0
Nuc | 0 | 0 | 0 | 0 | 0 | 0
PS | 0 | 0 | 0 | 0 | 0 | 0
PV | 0 | 0 | 0 | 0 | 0 | 0
PeakG | 0 | 0 | 0 | 0 | 0 | 0
PeakO | 0 | 0 | 0 | 0 | 0 | 0
ST | 0 | 0 | 0 | 0 | 0 | 0
STOG | 0 | 0 | 0 | 0 | 0 | 0
STWD | 0 | 0 | 0 | 0 | 0 | 0
WT | 0 | 0 | 0 | 0 | 0 | 0
IGCC | 0 | 0 | 0 | 0 | 0 | 0
DemandResponse | 0 | 0 | 0 | 0 | 0 | 0
IGCC-CCS | 0 | 0 | 0 | 0 | 0 | 0
WT_off | 0 | 0 | 0 | 0 | 0 | 0
PseudoUnit | 0 | 0 | 0 | 0 | 0 | 0
FixedInterchange | 0 | 0 | 0 | 0 | 0 | 0
NOx Emissions (MMshortTons): HQ_NY
ReportingType | 2015 | 2020 | 2025 | 2030 | 2035 | 2040
BM | 0 | 0 | 0 | 0 | 0 | 0
CC | 0 | 0 | 0 | 0 | 0 | 0
CSP | 0 | 0 | 0 | 0 | 0 | 0
CT | 0 | 0 | 0 | 0 | 0 | 0
Coal | 0 | 0 | 0 | 0 | 0 | 0
Geo | 0 | 0 | 0 | 0 | 0 | 0
H | 0 | 0 | 0 | 0 | 0 | 0
LFG | 0 | 0 | 0 | 0 | 0 | 0
Nuc | 0 | 0 | 0 | 0 | 0 | 0
PS | 0 | 0 | 0 | 0 | 0 | 0
PV | 0 | 0 | 0 | 0 | 0 | 0
PeakG | 0 | 0 | 0 | 0 | 0 | 0
PeakO | 0 | 0 | 0 | 0 | 0 | 0
ST | 0 | 0 | 0 | 0 | 0 | 0
STOG | 0 | 0 | 0 | 0 | 0 | 0
STWD | 0 | 0 | 0 | 0 | 0 | 0
WT | 0 | 0 | 0 | 0 | 0 | 0
IGCC | 0 | 0 | 0 | 0 | 0 | 0
DemandResponse | 0 | 0 | 0 | 0 | 0 | 0
IGCC-CCS | 0 | 0 | 0 | 0 | 0 | 0
WT_off | 0 | 0 | 0 | 0 | 0 | 0
PseudoUnit | 0 | 0 | 0 | 0 | 0 | 0
FixedInterchange | 0 | 0 | 0 | 0 | 0 | 0
NOx Emissions (MMshortTons): MARITIMES
ReportingType | 2015 | 2020 | 2025 | 2030 | 2035 | 2040
BM | 0 | 0 | 0 | 0 | 0 | 0
CC | 0 | 0 | 0 | 0 | 0 | 0
CSP | 0 | 0 | 0 | 0 | 0 | 0
CT | 0 | 0 | 0 | 0 | 0 | 0
Coal | 0 | 0 | 0 | 0 | 0 | 0
Geo | 0 | 0 | 0 | 0 | 0 | 0
H | 0 | 0 | 0 | 0 | 0 | 0
LFG | 0 | 0 | 0 | 0 | 0 | 0
Nuc | 0 | 0 | 0 | 0 | 0 | 0
PS | 0 | 0 | 0 | 0 | 0 | 0
PV | 0 | 0 | 0 | 0 | 0 | 0
PeakG | 0 | 0 | 0 | 0 | 0 | 0
PeakO | 0 | 0 | 0 | 0 | 0 | 0
ST | 0 | 0 | 0 | 0 | 0 | 0
STOG | 0 | 0 | 0 | 0 | 0 | 0
STWD | 0 | 0 | 0 | 0 | 0 | 0
WT | 0 | 0 | 0 | 0 | 0 | 0
IGCC | 0 | 0 | 0 | 0 | 0 | 0
DemandResponse | 0 | 0 | 0 | 0 | 0 | 0
IGCC-CCS | 0 | 0 | 0 | 0 | 0 | 0
WT_off | 0 | 0 | 0 | 0 | 0 | 0
PseudoUnit | 0 | 0 | 0 | 0 | 0 | 0
FixedInterchange | 0 | 0 | 0 | 0 | 0 | 0
NOx Emissions (MMshortTons): All
ReportingType | 2015 | 2020 | 2025 | 2030 | 2035 | 2040
BM | 0 | 0 | 0 | 0 | 0 | 0
CC | 0.11 | 0.12 | 0.11 | 0.08 | 0.04 | 0.02
CSP | 0 | 0 | 0 | 0 | 0 | 0
CT | 0 | 0 | 0 | 0 | 0 | 0
Coal | 0.96 | 0.33 | 0.04 | 0.02 | 0.03 | 0.03
Geo | 0 | 0 | 0 | 0 | 0 | 0
H | 0 | 0 | 0 | 0 | 0 | 0
LFG | 0 | 0 | 0 | 0 | 0 | 0
Nuc | 0 | 0 | 0 | 0 | 0 | 0
PS | 0 | 0 | 0 | 0 | 0 | 0
PV | 0 | 0 | 0 | 0 | 0 | 0
PeakG | 0 | 0 | 0 | 0 | 0 | 0
PeakO | 0 | 0 | 0 | 0 | 0 | 0
ST | 0 | 0 | 0 | 0 | 0 | 0
STOG | 0.01 | 0.01 | 0.01 | 0 | 0 | 0
STWD | 0 | 0 | 0 | 0 | 0 | 0
WT | 0 | 0 | 0 | 0 | 0 | 0
IGCC | 0 | 0 | 0 | 0 | 0 | 0
DemandResponse | 0 | 0 | 0 | 0 | 0 | 0
IGCC-CCS | 0 | 0 | 0 | 0 | 0 | 0
WT_off | 0 | 0 | 0 | 0 | 0 | 0
PseudoUnit | 0 | 0 | 0 | 0 | 0 | 0
FixedInterchange | 0 | 0 | 0 | 0 | 0 | 0
NOx Emissions (MMshortTons): EI_US
ReportingType | 2015 | 2020 | 2025 | 2030 | 2035 | 2040
BM | 0 | 0 | 0 | 0 | 0 | 0
CC | 0.07 | 0.08 | 0.08 | 0.05 | 0.03 | 0.01
CSP | 0 | 0 | 0 | 0 | 0 | 0
CT | 0 | 0 | 0 | 0 | 0 | 0
Coal | 0.73 | 0.15 | 0.02 | 0.01 | 0.03 | 0.03
Geo | 0 | 0 | 0 | 0 | 0 | 0
H | 0 | 0 | 0 | 0 | 0 | 0
LFG | 0 | 0 | 0 | 0 | 0 | 0
Nuc | 0 | 0 | 0 | 0 | 0 | 0
PS | 0 | 0 | 0 | 0 | 0 | 0
PV | 0 | 0 | 0 | 0 | 0 | 0
PeakG | 0 | 0 | 0 | 0 | 0 | 0
PeakO | 0 | 0 | 0 | 0 | 0 | 0
ST | 0 | 0 | 0 | 0 | 0 | 0
STOG | 0.01 | 0 | 0 | 0 | 0 | 0
STWD | 0 | 0 | 0 | 0 | 0 | 0
WT | 0 | 0 | 0 | 0 | 0 | 0
IGCC | 0 | 0 | 0 | 0 | 0 | 0
DemandResponse | 0 | 0 | 0 | 0 | 0 | 0
IGCC-CCS | 0 | 0 | 0 | 0 | 0 | 0
WT_off | 0 | 0 | 0 | 0 | 0 | 0
PseudoUnit | 0 | 0 | 0 | 0 | 0 | 0
FixedInterchange | 0 | 0 | 0 | 0 | 0 | 0
NOx Emissions (MMshortTons): EI_Canada
ReportingType | 2015 | 2020 | 2025 | 2030 | 2035 | 2040
BM | 0 | 0 | 0 | 0 | 0 | 0
CC | 0 | 0 | 0 | 0 | 0 | 0
CSP | 0 | 0 | 0 | 0 | 0 | 0
CT | 0 | 0 | 0 | 0 | 0 | 0
Coal | 0 | 0 | 0 | 0 | 0 | 0
Geo | 0 | 0 | 0 | 0 | 0 | 0
H | 0 | 0 | 0 | 0 | 0 | 0
LFG | 0 | 0 | 0 | 0 | 0 | 0
Nuc | 0 | 0 | 0 | 0 | 0 | 0
PS | 0 | 0 | 0 | 0 | 0 | 0
PV | 0 | 0 | 0 | 0 | 0 | 0
PeakG | 0 | 0 | 0 | 0 | 0 | 0
PeakO | 0 | 0 | 0 | 0 | 0 | 0
ST | 0 | 0 | 0 | 0 | 0 | 0
STOG | 0 | 0 | 0 | 0 | 0 | 0
STWD | 0 | 0 | 0 | 0 | 0 | 0
WT | 0 | 0 | 0 | 0 | 0 | 0
IGCC | 0 | 0 | 0 | 0 | 0 | 0
DemandResponse | 0 | 0 | 0 | 0 | 0 | 0
IGCC-CCS | 0 | 0 | 0 | 0 | 0 | 0
WT_off | 0 | 0 | 0 | 0 | 0 | 0
PseudoUnit | 0 | 0 | 0 | 0 | 0 | 0
FixedInterchange | 0 | 0 | 0 | 0 | 0 | 0
NOx Emissions (MMshortTons): EI
ReportingType | 2015 | 2020 | 2025 | 2030 | 2035 | 2040
BM | 0 | 0 | 0 | 0 | 0 | 0
CC | 0.07 | 0.08 | 0.08 | 0.05 | 0.03 | 0.01
CSP | 0 | 0 | 0 | 0 | 0 | 0
CT | 0 | 0 | 0 | 0 | 0 | 0
Coal | 0.73 | 0.15 | 0.02 | 0.01 | 0.03 | 0.03
Geo | 0 | 0 | 0 | 0 | 0 | 0
H | 0 | 0 | 0 | 0 | 0 | 0
LFG | 0 | 0 | 0 | 0 | 0 | 0
Nuc | 0 | 0 | 0 | 0 | 0 | 0
PS | 0 | 0 | 0 | 0 | 0 | 0
PV | 0 | 0 | 0 | 0 | 0 | 0
PeakG | 0 | 0 | 0 | 0 | 0 | 0
PeakO | 0 | 0 | 0 | 0 | 0 | 0
ST | 0 | 0 | 0 | 0 | 0 | 0
STOG | 0.01 | 0 | 0 | 0 | 0 | 0
STWD | 0 | 0 | 0 | 0 | 0 | 0
WT | 0 | 0 | 0 | 0 | 0 | 0
IGCC | 0 | 0 | 0 | 0 | 0 | 0
DemandResponse | 0 | 0 | 0 | 0 | 0 | 0
IGCC-CCS | 0 | 0 | 0 | 0 | 0 | 0
WT_off | 0 | 0 | 0 | 0 | 0 | 0
PseudoUnit | 0 | 0 | 0 | 0 | 0 | 0
FixedInterchange | 0 | 0 | 0 | 0 | 0 | 0
NOx Emissions (MMshortTons): Outside_EI
ReportingType | 2015 | 2020 | 2025 | 2030 | 2035 | 2040
BM | 0 | 0 | 0 | 0 | 0 | 0
CC | 0.04 | 0.04 | 0.04 | 0.03 | 0.01 | 0.01
CSP | 0 | 0 | 0 | 0 | 0 | 0
CT | 0 | 0 | 0 | 0 | 0 | 0
Coal | 0.23 | 0.18 | 0.03 | 0 | 0 | 0
Geo | 0 | 0 | 0 | 0 | 0 | 0
H | 0 | 0 | 0 | 0 | 0 | 0
LFG | 0 | 0 | 0 | 0 | 0 | 0
Nuc | 0 | 0 | 0 | 0 | 0 | 0
PS | 0 | 0 | 0 | 0 | 0 | 0
PV | 0 | 0 | 0 | 0 | 0 | 0
PeakG | 0 | 0 | 0 | 0 | 0 | 0
PeakO | 0 | 0 | 0 | 0 | 0 | 0
ST | 0 | 0 | 0 | 0 | 0 | 0
STOG | 0 | 0 | 0 | 0 | 0 | 0
STWD | 0 | 0 | 0 | 0 | 0 | 0
WT | 0 | 0 | 0 | 0 | 0 | 0
IGCC | 0 | 0 | 0 | 0 | 0 | 0
DemandResponse | 0 | 0 | 0 | 0 | 0 | 0
IGCC-CCS | 0 | 0 | 0 | 0 | 0 | 0
WT_off | 0 | 0 | 0 | 0 | 0 | 0
PseudoUnit | 0 | 0 | 0 | 0 | 0 | 0
FixedInterchange | 0 | 0 | 0 | 0 | 0 | 0
CO2 Emissions (MMshortTons): Entergy
ReportingType | 2015 | 2020 | 2025 | 2030 | 2035 | 2040
BM | 0 | 0 | 0 | 0 | 0 | 0
CC | 29.54 | 18.62 | 17.01 | 10.18 | 6.6 | 5.15
CSP | 0 | 0 | 0 | 0 | 0 | 0
CT | 0 | 0 | 0 | 0 | 0 | 0
Coal | 64.14 | 6.13 | 0.8 | 0 | 0 | 0
Geo | 0 | 0 | 0 | 0 | 0 | 0
H | 0 | 0 | 0 | 0 | 0 | 0
LFG | 0 | 0 | 0 | 0 | 0 | 0
Nuc | 0 | 0 | 0 | 0 | 0 | 0
PS | 0 | 0 | 0 | 0 | 0 | 0
PV | 0 | 0 | 0 | 0 | 0 | 0
PeakG | 0 | 0 | 0 | 0 | 0 | 0
PeakO | 0 | 0 | 0 | 0 | 0 | 0
ST | 0 | 0 | 0 | 0 | 0 | 0
STOG | 0.27 | 0.26 | 0.26 | 0.1 | 0 | 0
STWD | 0 | 0 | 0 | 0 | 0 | 0
WT | 0 | 0 | 0 | 0 | 0 | 0
IGCC | 0 | 0 | 0 | 0 | 0 | 0
DemandResponse | 0 | 0 | 0 | 0 | 0 | 0
IGCC-CCS | 0 | 0 | 0 | 0 | 0 | 0
WT_off | 0 | 0 | 0 | 0 | 0 | 0
PseudoUnit | 0 | 0 | 0 | 0 | 0 | 0
FixedInterchange | 0 | 0 | 0 | 0 | 0 | 0
CO2 Emissions (MMshortTons): FRCC
ReportingType | 2015 | 2020 | 2025 | 2030 | 2035 | 2040
BM | 0 | 0 | 0 | 0 | 0 | 0
CC | 75.83 | 78.72 | 78.13 | 37.47 | 17.47 | 11.22
CSP | 0 | 0 | 0 | 0 | 0 | 0
CT | 0.31 | 0.31 | 0.36 | 0.22 | 0 | 0
Coal | 19.01 | 7.38 | 1.54 | 0.18 | 0.54 | 0.66
Geo | 0 | 0 | 0 | 0 | 0 | 0
H | 0 | 0 | 0 | 0 | 0 | 0
LFG | 0 | 0 | 0 | 0 | 0 | 0
Nuc | 0 | 0 | 0 | 0 | 0 | 0
PS | 0 | 0 | 0 | 0 | 0 | 0
PV | 0 | 0 | 0 | 0 | 0 | 0
PeakG | 0.25 | 0.26 | 0.44 | 0.05 | 0.06 | 0.05
PeakO | 0 | 0 | 0 | 0 | 0 | 0
ST | 0 | 0 | 0 | 0 | 0 | 0
STOG | 0.05 | 0.05 | 0 | 0 | 0 | 0
STWD | 0 | 0 | 0 | 0 | 0 | 0
WT | 0 | 0 | 0 | 0 | 0 | 0
IGCC | 0 | 0 | 0 | 0 | 0 | 0
DemandResponse | 0 | 0 | 0 | 0 | 0 | 0
IGCC-CCS | 0 | 0 | 0 | 0 | 0 | 0
WT_off | 0 | 0 | 0 | 0 | 0 | 0
PseudoUnit | 0 | 0 | 0 | 0 | 0 | 0
FixedInterchange | 0 | 0 | 0 | 0 | 0 | 0
CO2 Emissions (MMshortTons): MAPP_US
ReportingType | 2015 | 2020 | 2025 | 2030 | 2035 | 2040
BM | 0 | 0 | 0 | 0 | 0 | 0
CC | 0.6 | 0.08 | 0.13 | 0.08 | 0.08 | 0.04
CSP | 0 | 0 | 0 | 0 | 0 | 0
CT | 0 | 0 | 0 | 0 | 0 | 0.04
Coal | 13.34 | 3.9 | 0.14 | 0 | 0 | 0
Geo | 0 | 0 | 0 | 0 | 0 | 0
H | 0 | 0 | 0 | 0 | 0 | 0
LFG | 0 | 0 | 0 | 0 | 0 | 0
Nuc | 0 | 0 | 0 | 0 | 0 | 0
PS | 0 | 0 | 0 | 0 | 0 | 0
PV | 0 | 0 | 0 | 0 | 0 | 0
PeakG | 0.05 | 0.04 | 0.04 | 0.04 | 0.03 | 0.04
PeakO | 0 | 0 | 0 | 0 | 0 | 0
ST | 0 | 0 | 0 | 0 | 0 | 0
STOG | 0 | 0 | 0 | 0 | 0 | 0
STWD | 0 | 0 | 0 | 0 | 0 | 0
WT | 0 | 0 | 0 | 0 | 0 | 0
IGCC | 0 | 0 | 0 | 0 | 0 | 0
DemandResponse | 0 | 0 | 0 | 0 | 0 | 0
IGCC-CCS | 0 | 0 | 0 | 0 | 0 | 0
WT_off | 0 | 0 | 0 | 0 | 0 | 0
PseudoUnit | 0 | 0 | 0 | 0 | 0 | 0
FixedInterchange | 0 | 0 | 0 | 0 | 0 | 0
CO2 Emissions (MMshortTons): MISO_IN
ReportingType | 2015 | 2020 | 2025 | 2030 | 2035 | 2040
BM | 0 | 0 | 0 | 0 | 0 | 0
CC | 2.29 | 43.68 | 44.14 | 22.34 | 12.74 | 9.21
CSP | 0 | 0 | 0 | 0 | 0 | 0
CT | 0 | 0 | 0 | 0 | 0 | 0
Coal | 63.38 | 36.84 | 3.62 | 0.31 | 1.14 | 1.16
Geo | 0 | 0 | 0 | 0 | 0 | 0
H | 0 | 0 | 0 | 0 | 0 | 0
LFG | 0 | 0 | 0 | 0 | 0 | 0
Nuc | 0 | 0 | 0 | 0 | 0 | 0
PS | 0 | 0 | 0 | 0 | 0 | 0
PV | 0 | 0 | 0 | 0 | 0 | 0
PeakG | 0.01 | 0 | 0 | 0 | 0 | 0
PeakO | 0 | 0 | 0 | 0 | 0 | 0
ST | 0 | 0 | 0 | 0 | 0 | 0
STOG | 0.04 | 0.02 | 0.02 | 0 | 0 | 0
STWD | 0 | 0 | 0 | 0 | 0 | 0
WT | 0 | 0 | 0 | 0 | 0 | 0
IGCC | 4.15 | 4.15 | 0.65 | 0 | 0 | 0
DemandResponse | 0 | 0 | 0 | 0 | 0 | 0
IGCC-CCS | 0 | 0 | 0 | 0 | 0 | 0
WT_off | 0 | 0 | 0 | 0 | 0 | 0
PseudoUnit | 0 | 0 | 0 | 0 | 0 | 0
FixedInterchange | 0 | 0 | 0 | 0 | 0 | 0
CO2 Emissions (MMshortTons): MISO_MI
ReportingType | 2015 | 2020 | 2025 | 2030 | 2035 | 2040
BM | 0 | 0 | 0 | 0 | 0 | 0
CC | 12.39 | 10.77 | 12.19 | 6.46 | 5.69 | 0.97
CSP | 0 | 0 | 0 | 0 | 0 | 0
CT | 0 | 0 | 0 | 0 | 0 | 0
Coal | 29.19 | 0 | 0 | 0 | 0 | 0
Geo | 0 | 0 | 0 | 0 | 0 | 0
H | 0 | 0 | 0 | 0 | 0 | 0
LFG | 0 | 0 | 0 | 0 | 0 | 0
Nuc | 0 | 0 | 0 | 0 | 0 | 0
PS | 0 | 0 | 0 | 0 | 0 | 0
PV | 0 | 0 | 0 | 0 | 0 | 0
PeakG | 0 | 0 | 0 | 0 | 0 | 0
PeakO | 0 | 0 | 0 | 0 | 0 | 0
ST | 0 | 0 | 0 | 0 | 0 | 0
STOG | 0.2 | 0.2 | 0.04 | 0 | 0 | 0
STWD | 0 | 0 | 0 | 0 | 0 | 0
WT | 0 | 0 | 0 | 0 | 0 | 0
IGCC | 0 | 0 | 0 | 0 | 0 | 0
DemandResponse | 0 | 0 | 0 | 0 | 0 | 0
IGCC-CCS | 0 | 0 | 0 | 0 | 0 | 0
WT_off | 0 | 0 | 0 | 0 | 0 | 0
PseudoUnit | 0 | 0 | 0 | 0 | 0 | 0
FixedInterchange | 0 | 0 | 0 | 0 | 0 | 0
CO2 Emissions (MMshortTons): MISO_MO-IL
ReportingType | 2015 | 2020 | 2025 | 2030 | 2035 | 2040
BM | 0 | 0 | 0 | 0 | 0 | 0
CC | 1.31 | 2.82 | 2.4 | 0.99 | 0.76 | 0.31
CSP | 0 | 0 | 0 | 0 | 0 | 0
CT | 0 | 0 | 0 | 0 | 0 | 0
Coal | 79.93 | 22.35 | 2.99 | 0.12 | 0.38 | 0.37
Geo | 0 | 0 | 0 | 0 | 0 | 0
H | 0 | 0 | 0 | 0 | 0 | 0
LFG | 0 | 0 | 0 | 0 | 0 | 0
Nuc | 0 | 0 | 0 | 0 | 0 | 0
PS | 0 | 0 | 0 | 0 | 0 | 0
PV | 0 | 0 | 0 | 0 | 0 | 0
PeakG | 0.15 | 0.03 | 0.02 | 0 | 0 | 0
PeakO | 0 | 0 | 0 | 0 | 0 | 0
ST | 0 | 0 | 0 | 0 | 0 | 0
STOG | 0 | 0 | 0 | 0 | 0 | 0
STWD | 0 | 0 | 0 | 0 | 0 | 0
WT | 0 | 0 | 0 | 0 | 0 | 0
IGCC | 0 | 0 | 0 | 0 | 0 | 0
DemandResponse | 0 | 0 | 0 | 0 | 0 | 0
IGCC-CCS | 0 | 0 | 0 | 0 | 0 | 0
WT_off | 0 | 0 | 0 | 0 | 0 | 0
PseudoUnit | 0 | 0 | 0 | 0 | 0 | 0
FixedInterchange | 0 | 0 | 0 | 0 | 0 | 0
CO2 Emissions (MMshortTons): MISO_W
ReportingType | 2015 | 2020 | 2025 | 2030 | 2035 | 2040
BM | 0 | 0 | 0 | 0 | 0 | 0
CC | 4.78 | 3.51 | 2.73 | 1.33 | 0.93 | 0.47
CSP | 0 | 0 | 0 | 0 | 0 | 0
CT | 0 | 0 | 0 | 0 | 0 | 0
Coal | 81.16 | 28.65 | 2.27 | 0.32 | 0.35 | 0.33
Geo | 0 | 0 | 0 | 0 | 0 | 0
H | 0 | 0 | 0 | 0 | 0 | 0
LFG | 0 | 0 | 0 | 0 | 0 | 0
Nuc | 0 | 0 | 0 | 0 | 0 | 0
PS | 0 | 0 | 0 | 0 | 0 | 0
PV | 0 | 0 | 0 | 0 | 0 | 0
PeakG | 0.17 | 0.01 | 0 | 0 | 0 | 0
PeakO | 0 | 0 | 0 | 0 | 0 | 0
ST | 0 | 0 | 0 | 0 | 0 | 0
STOG | 0 | 0 | 0 | 0 | 0 | 0
STWD | 0 | 0 | 0 | 0 | 0 | 0
WT | 0 | 0 | 0 | 0 | 0 | 0
IGCC | 0 | 0 | 0 | 0 | 0 | 0
DemandResponse | 0 | 0 | 0 | 0 | 0 | 0
IGCC-CCS | 0 | 0 | 0 | 0 | 0 | 0
WT_off | 0 | 0 | 0 | 0 | 0 | 0
PseudoUnit | 0 | 0 | 0 | 0 | 0 | 0
FixedInterchange | 0 | 0 | 0 | 0 | 0 | 0
CO2 Emissions (MMshortTons): MISO_WUMS
ReportingType | 2015 | 2020 | 2025 | 2030 | 2035 | 2040
BM | 0 | 0 | 0 | 0 | 0 | 0
CC | 18.72 | 23.83 | 22.53 | 11.53 | 11.74 | 3.07
CSP | 0 | 0 | 0 | 0 | 0 | 0
CT | 0 | 0 | 0 | 0 | 0 | 0
Coal | 12.81 | 1.9 | 0.62 | 0.06 | 0.29 | 0.39
Geo | 0 | 0 | 0 | 0 | 0 | 0
H | 0 | 0 | 0 | 0 | 0 | 0
LFG | 0 | 0 | 0 | 0 | 0 | 0
Nuc | 0 | 0 | 0 | 0 | 0 | 0
PS | 0 | 0 | 0 | 0 | 0 | 0
PV | 0 | 0 | 0 | 0 | 0 | 0
PeakG | 0 | 0 | 0 | 0 | 0 | 0
PeakO | 0 | 0 | 0 | 0 | 0 | 0
ST | 0 | 0 | 0 | 0 | 0 | 0
STOG | 0 | 0 | 0 | 0 | 0 | 0
STWD | 0 | 0 | 0 | 0 | 0 | 0
WT | 0 | 0 | 0 | 0 | 0 | 0
IGCC | 0 | 0 | 0 | 0 | 0 | 0
DemandResponse | 0 | 0 | 0 | 0 | 0 | 0
IGCC-CCS | 0 | 0 | 0 | 0 | 0 | 0
WT_off | 0 | 0 | 0 | 0 | 0 | 0
PseudoUnit | 0 | 0 | 0 | 0 | 0 | 0
FixedInterchange | 0 | 0 | 0 | 0 | 0 | 0
CO2 Emissions (MMshortTons): Nebraska
ReportingType | 2015 | 2020 | 2025 | 2030 | 2035 | 2040
BM | 0 | 0 | 0 | 0 | 0 | 0
CC | 0.22 | 0.11 | 0.17 | 0.11 | 0.06 | 0.02
CSP | 0 | 0 | 0 | 0 | 0 | 0
CT | 0 | 0 | 0 | 0 | 0 | 0
Coal | 35.38 | 1.97 | 0.48 | 0.24 | 0.22 | 0.19
Geo | 0 | 0 | 0 | 0 | 0 | 0
H | 0 | 0 | 0 | 0 | 0 | 0
LFG | 0 | 0 | 0 | 0 | 0 | 0
Nuc | 0 | 0 | 0 | 0 | 0 | 0
PS | 0 | 0 | 0 | 0 | 0 | 0
PV | 0 | 0 | 0 | 0 | 0 | 0
PeakG | 0.02 | 0 | 0 | 0 | 0 | 0
PeakO | 0 | 0 | 0 | 0 | 0 | 0
ST | 0 | 0 | 0 | 0 | 0 | 0
STOG | 0 | 0 | 0 | 0 | 0 | 0
STWD | 0 | 0 | 0 | 0 | 0 | 0
WT | 0 | 0 | 0 | 0 | 0 | 0
IGCC | 0 | 0 | 0 | 0 | 0 | 0
DemandResponse | 0 | 0 | 0 | 0 | 0 | 0
IGCC-CCS | 0 | 0 | 0 | 0 | 0 | 0
WT_off | 0 | 0 | 0 | 0 | 0 | 0
PseudoUnit | 0 | 0 | 0 | 0 | 0 | 0
FixedInterchange | 0 | 0 | 0 | 0 | 0 | 0
CO2 Emissions (MMshortTons): NEISO
ReportingType | 2015 | 2020 | 2025 | 2030 | 2035 | 2040
BM | 0 | 0 | 0 | 0 | 0 | 0
CC | 17.62 | 11.57 | 10.11 | 5.94 | 2.68 | 2.31
CSP | 0 | 0 | 0 | 0 | 0 | 0
CT | 0 | 0.01 | 0.01 | 0 | 0 | 0
Coal | 0.04 | 0 | 0 | 0 | 0 | 0
Geo | 0 | 0 | 0 | 0 | 0 | 0
H | 0 | 0 | 0 | 0 | 0 | 0
LFG | 0 | 0 | 0 | 0 | 0 | 0
Nuc | 0 | 0 | 0 | 0 | 0 | 0
PS | 0 | 0 | 0 | 0 | 0 | 0
PV | 0 | 0 | 0 | 0 | 0 | 0
PeakG | 0.02 | 0.02 | 0.02 | 0 | 0 | 0.01
PeakO | 0 | 0 | 0 | 0 | 0 | 0
ST | 0 | 0 | 0 | 0 | 0 | 0
STOG | 0 | 0 | 0 | 0 | 0 | 0
STWD | 0 | 0 | 0 | 0 | 0 | 0
WT | 0 | 0 | 0 | 0 | 0 | 0
IGCC | 0 | 0 | 0 | 0 | 0 | 0
DemandResponse | 0 | 0 | 0 | 0 | 0 | 0
IGCC-CCS | 0 | 0 | 0 | 0 | 0 | 0
WT_off | 0 | 0 | 0 | 0 | 0 | 0
PseudoUnit | 0 | 0 | 0 | 0 | 0 | 0
FixedInterchange | 0 | 0 | 0 | 0 | 0 | 0
CO2 Emissions (MMshortTons): NonRTO_Midwest
ReportingType | 2015 | 2020 | 2025 | 2030 | 2035 | 2040
BM | 0 | 0 | 0 | 0 | 0 | 0
CC | 7.94 | 13.51 | 13.51 | 12.92 | 10.61 | 1.39
CSP | 0 | 0 | 0 | 0 | 0 | 0
CT | 0 | 0 | 0 | 0 | 0 | 0
Coal | 38.69 | 23.12 | 3.68 | 0.37 | 0.89 | 0.89
Geo | 0 | 0 | 0 | 0 | 0 | 0
H | 0 | 0 | 0 | 0 | 0 | 0
LFG | 0 | 0 | 0 | 0 | 0 | 0
Nuc | 0 | 0 | 0 | 0 | 0 | 0
PS | 0 | 0 | 0 | 0 | 0 | 0
PV | 0 | 0 | 0 | 0 | 0 | 0
PeakG | 0.09 | 0 | 0 | 0 | 0 | 0
PeakO | 0 | 0 | 0 | 0 | 0 | 0
ST | 0 | 0 | 0 | 0 | 0 | 0
STOG | 0 | 0 | 0 | 0 | 0 | 0
STWD | 0 | 0 | 0 | 0 | 0 | 0
WT | 0 | 0 | 0 | 0 | 0 | 0
IGCC | 0 | 0 | 0 | 0 | 0 | 0
DemandResponse | 0 | 0 | 0 | 0 | 0 | 0
IGCC-CCS | 0 | 0 | 0 | 0 | 0 | 0
WT_off | 0 | 0 | 0 | 0 | 0 | 0
PseudoUnit | 0 | 0 | 0 | 0 | 0 | 0
FixedInterchange | 0 | 0 | 0 | 0 | 0 | 0
CO2 Emissions (MMshortTons): NYISO_A-F
ReportingType | 2015 | 2020 | 2025 | 2030 | 2035 | 2040
BM | 0 | 0 | 0 | 0 | 0 | 0
CC | 3.68 | 3.96 | 2.15 | 1.58 | 0.36 | 0.14
CSP | 0 | 0 | 0 | 0 | 0 | 0
CT | 0 | 0 | 0 | 0 | 0 | 0
Coal | 0 | 0 | 0 | 0 | 0 | 0
Geo | 0 | 0 | 0 | 0 | 0 | 0
H | 0 | 0 | 0 | 0 | 0 | 0
LFG | 0 | 0 | 0 | 0 | 0 | 0
Nuc | 0 | 0 | 0 | 0 | 0 | 0
PS | 0 | 0 | 0 | 0 | 0 | 0
PV | 0 | 0 | 0 | 0 | 0 | 0
PeakG | 0 | 0 | 0 | 0 | 0 | 0
PeakO | 0 | 0 | 0 | 0 | 0 | 0
ST | 0 | 0 | 0 | 0 | 0 | 0
STOG | 0 | 0 | 0 | 0 | 0 | 0
STWD | 0 | 0 | 0 | 0 | 0 | 0
WT | 0 | 0 | 0 | 0 | 0 | 0
IGCC | 0 | 0 | 0 | 0 | 0 | 0
DemandResponse | 0 | 0 | 0 | 0 | 0 | 0
IGCC-CCS | 0 | 0 | 0 | 0 | 0 | 0
WT_off | 0 | 0 | 0 | 0 | 0 | 0
PseudoUnit | 0 | 0 | 0 | 0 | 0 | 0
FixedInterchange | 0 | 0 | 0 | 0 | 0 | 0
CO2 Emissions (MMshortTons): NYISO_G-I
ReportingType | 2015 | 2020 | 2025 | 2030 | 2035 | 2040
BM | 0 | 0 | 0 | 0 | 0 | 0
CC | 0.74 | 2.77 | 1.01 | 0.52 | 0.61 | 0.32
CSP | 0 | 0 | 0 | 0 | 0 | 0
CT | 0 | 0 | 0 | 0 | 0 | 0
Coal | 0 | 0 | 0 | 0 | 0 | 0
Geo | 0 | 0 | 0 | 0 | 0 | 0
H | 0 | 0 | 0 | 0 | 0 | 0
LFG | 0 | 0 | 0 | 0 | 0 | 0
Nuc | 0 | 0 | 0 | 0 | 0 | 0
PS | 0 | 0 | 0 | 0 | 0 | 0
PV | 0 | 0 | 0 | 0 | 0 | 0
PeakG | 0 | 0 | 0 | 0 | 0 | 0
PeakO | 0 | 0 | 0 | 0 | 0 | 0
ST | 0 | 0 | 0 | 0 | 0 | 0
STOG | 0 | 0 | 0 | 0 | 0 | 0
STWD | 0 | 0 | 0 | 0 | 0 | 0
WT | 0 | 0 | 0 | 0 | 0 | 0
IGCC | 0 | 0 | 0 | 0 | 0 | 0
DemandResponse | 0 | 0 | 0 | 0 | 0 | 0
IGCC-CCS | 0 | 0 | 0 | 0 | 0 | 0
WT_off | 0 | 0 | 0 | 0 | 0 | 0
PseudoUnit | 0 | 0 | 0 | 0 | 0 | 0
FixedInterchange | 0 | 0 | 0 | 0 | 0 | 0
CO2 Emissions (MMshortTons): NYISO_J-K
ReportingType | 2015 | 2020 | 2025 | 2030 | 2035 | 2040
BM | 0 | 0 | 0 | 0 | 0 | 0
CC | 9.25 | 9.78 | 7.92 | 5.84 | 4.94 | 3.86
CSP | 0 | 0 | 0 | 0 | 0 | 0
CT | 0 | 0 | 0 | 0 | 0 | 0
Coal | 0 | 0 | 0 | 0 | 0 | 0
Geo | 0 | 0 | 0 | 0 | 0 | 0
H | 0 | 0 | 0 | 0 | 0 | 0
LFG | 0 | 0 | 0 | 0 | 0 | 0
Nuc | 0 | 0 | 0 | 0 | 0 | 0
PS | 0 | 0 | 0 | 0 | 0 | 0
PV | 0 | 0 | 0 | 0 | 0 | 0
PeakG | 0.03 | 0.06 | 0.07 | 0.06 | 0.19 | 0.16
PeakO | 0 | 0 | 0 | 0 | 0 | 0
ST | 0 | 0 | 0 | 0 | 0 | 0
STOG | 0.3 | 0.4 | 0.63 | 0.59 | 0.27 | 0.12
STWD | 0 | 0 | 0 | 0 | 0 | 0
WT | 0 | 0 | 0 | 0 | 0 | 0
IGCC | 0 | 0 | 0 | 0 | 0 | 0
DemandResponse | 0 | 0 | 0 | 0 | 0 | 0
IGCC-CCS | 0 | 0 | 0 | 0 | 0 | 0
WT_off | 0 | 0 | 0 | 0 | 0 | 0
PseudoUnit | 0 | 0 | 0 | 0 | 0 | 0
FixedInterchange | 0 | 0 | 0 | 0 | 0 | 0
CO2 Emissions (MMshortTons): PJM_E
ReportingType | 2015 | 2020 | 2025 | 2030 | 2035 | 2040
BM | 0 | 0 | 0 | 0 | 0 | 0
CC | 18.49 | 20.3 | 21.1 | 17.7 | 14.14 | 8.19
CSP | 0 | 0 | 0 | 0 | 0 | 0
CT | 0 | 0 | 0 | 0 | 0 | 0
Coal | 0.68 | 0.29 | 0.21 | 0 | 0.11 | 0.13
Geo | 0 | 0 | 0 | 0 | 0 | 0
H | 0 | 0 | 0 | 0 | 0 | 0
LFG | 0 | 0 | 0 | 0 | 0 | 0
Nuc | 0 | 0 | 0 | 0 | 0 | 0
PS | 0 | 0 | 0 | 0 | 0 | 0
PV | 0 | 0 | 0 | 0 | 0 | 0
PeakG | 0.01 | 0.16 | 0.16 | 0.31 | 0.16 | 0.16
PeakO | 0 | 0 | 0 | 0 | 0 | 0
ST | 0 | 0 | 0 | 0 | 0 | 0
STOG | 0.18 | 0.34 | 0.25 | 0.25 | 0 | 0
STWD | 0 | 0 | 0 | 0 | 0 | 0
WT | 0 | 0 | 0 | 0 | 0 | 0
IGCC | 0 | 0 | 0 | 0 | 0 | 0
DemandResponse | 0 | 0 | 0 | 0 | 0 | 0
IGCC-CCS | 0 | 0 | 0 | 0 | 0 | 0
WT_off | 0 | 0 | 0 | 0 | 0 | 0
PseudoUnit | 0 | 0 | 0 | 0 | 0 | 0
FixedInterchange | 0 | 0 | 0 | 0 | 0 | 0
CO2 Emissions (MMshortTons): PJM_ROM
ReportingType | 2015 | 2020 | 2025 | 2030 | 2035 | 2040
BM | 0 | 0 | 0 | 0 | 0 | 0
CC | 8.17 | 9.14 | 10.23 | 7.28 | 6.37 | 3.54
CSP | 0 | 0 | 0 | 0 | 0 | 0
CT | 0 | 0 | 0 | 0 | 0 | 0
Coal | 14.3 | 3.9 | 0.06 | 0.01 | 0.02 | 0.02
Geo | 0 | 0 | 0 | 0 | 0 | 0
H | 0 | 0 | 0 | 0 | 0 | 0
LFG | 0 | 0 | 0 | 0 | 0 | 0
Nuc | 0 | 0 | 0 | 0 | 0 | 0
PS | 0 | 0 | 0 | 0 | 0 | 0
PV | 0 | 0 | 0 | 0 | 0 | 0
PeakG | 0 | 0 | 0 | 0.1 | 0.1 | 0.1
PeakO | 0 | 0 | 0 | 0 | 0 | 0
ST | 0 | 0 | 0 | 0 | 0 | 0
STOG | 0.43 | 0.43 | 0.78 | 0.43 | 0.38 | 0
STWD | 0 | 0 | 0 | 0 | 0 | 0
WT | 0 | 0 | 0 | 0 | 0 | 0
IGCC | 0 | 0 | 0 | 0 | 0 | 0
DemandResponse | 0 | 0 | 0 | 0 | 0 | 0
IGCC-CCS | 0 | 0 | 0 | 0 | 0 | 0
WT_off | 0 | 0 | 0 | 0 | 0 | 0
PseudoUnit | 0 | 0 | 0 | 0 | 0 | 0
FixedInterchange | 0 | 0 | 0 | 0 | 0 | 0
CO2 Emissions (MMshortTons): PJM_ROR
ReportingType | 2015 | 2020 | 2025 | 2030 | 2035 | 2040
BM | 0 | 0 | 0 | 0 | 0 | 0
CC | 61.92 | 77.8 | 75.96 | 65.13 | 50.79 | 15.28
CSP | 0 | 0 | 0 | 0 | 0 | 0
CT | 0 | 0 | 0 | 0 | 0 | 0
Coal | 201.81 | 107.16 | 7.23 | 1.11 | 2.08 | 2.08
Geo | 0 | 0 | 0 | 0 | 0 | 0
H | 0 | 0 | 0 | 0 | 0 | 0
LFG | 0 | 0 | 0 | 0 | 0 | 0
Nuc | 0 | 0 | 0 | 0 | 0 | 0
PS | 0 | 0 | 0 | 0 | 0 | 0
PV | 0 | 0 | 0 | 0 | 0 | 0
PeakG | 0.55 | 0.49 | 0.66 | 0.53 | 0.47 | 0.14
PeakO | 0 | 0 | 0 | 0 | 0 | 0
ST | 0 | 0 | 0 | 0 | 0 | 0
STOG | 0.41 | 0.4 | 0.49 | 0.43 | 0.1 | 0
STWD | 0 | 0 | 0 | 0 | 0 | 0
WT | 0 | 0 | 0 | 0 | 0 | 0
IGCC | 0 | 0 | 0 | 0 | 0 | 0
DemandResponse | 0 | 0 | 0 | 0 | 0 | 0
IGCC-CCS | 0 | 0 | 0 | 0 | 0 | 0
WT_off | 0 | 0 | 0 | 0 | 0 | 0
PseudoUnit | 0 | 0 | 0 | 0 | 0 | 0
FixedInterchange | 0 | 0 | 0 | 0 | 0 | 0
CO2 Emissions (MMshortTons): SOCO
ReportingType | 2015 | 2020 | 2025 | 2030 | 2035 | 2040
BM | 0 | 0 | 0 | 0 | 0 | 0
CC | 60.63 | 61.09 | 58.94 | 45.47 | 14.5 | 4.73
CSP | 0 | 0 | 0 | 0 | 0 | 0
CT | 0 | 0 | 0 | 0 | 0 | 0
Coal | 35.42 | 10.37 | 0.47 | 0.68 | 0.68 | 0.68
Geo | 0 | 0 | 0 | 0 | 0 | 0
H | 0 | 0 | 0 | 0 | 0 | 0
LFG | 0 | 0 | 0 | 0 | 0 | 0
Nuc | 0 | 0 | 0 | 0 | 0 | 0
PS | 0 | 0 | 0 | 0 | 0 | 0
PV | 0 | 0 | 0 | 0 | 0 | 0
PeakG | 0.21 | 0.26 | 0.45 | 0.17 | 0.04 | 0
PeakO | 0 | 0 | 0 | 0 | 0 | 0
ST | 0 | 0 | 0 | 0 | 0 | 0
STOG | 0 | 0 | 0 | 0 | 0 | 0
STWD | 0 | 0 | 0 | 0 | 0 | 0
WT | 0 | 0 | 0 | 0 | 0 | 0
IGCC | 0 | 0 | 0 | 0 | 0 | 0
DemandResponse | 0 | 0 | 0 | 0 | 0 | 0
IGCC-CCS | 0 | 0 | 0 | 0 | 0 | 0
WT_off | 0 | 0 | 0 | 0 | 0 | 0
PseudoUnit | 0 | 0 | 0 | 0 | 0 | 0
FixedInterchange | 0 | 0 | 0 | 0 | 0 | 0
CO2 Emissions (MMshortTons): SPP_N
ReportingType | 2015 | 2020 | 2025 | 2030 | 2035 | 2040
BM | 0 | 0 | 0 | 0 | 0 | 0
CC | 2.4 | 0.4 | 0.63 | 0.39 | 0.22 | 0.11
CSP | 0 | 0 | 0 | 0 | 0 | 0
CT | 0 | 0 | 0 | 0 | 0 | 0
Coal | 63.22 | 10.6 | 0.64 | 0.07 | 0.16 | 0.12
Geo | 0 | 0 | 0 | 0 | 0 | 0
H | 0 | 0 | 0 | 0 | 0 | 0
LFG | 0 | 0 | 0 | 0 | 0 | 0
Nuc | 0 | 0 | 0 | 0 | 0 | 0
PS | 0 | 0 | 0 | 0 | 0 | 0
PV | 0 | 0 | 0 | 0 | 0 | 0
PeakG | 0.05 | 0 | 0 | 0 | 0 | 0
PeakO | 0 | 0 | 0 | 0 | 0 | 0
ST | 0 | 0 | 0 | 0 | 0 | 0
STOG | 0.17 | 0 | 0 | 0 | 0 | 0
STWD | 0 | 0 | 0 | 0 | 0 | 0
WT | 0 | 0 | 0 | 0 | 0 | 0
IGCC | 0 | 0 | 0 | 0 | 0 | 0
DemandResponse | 0 | 0 | 0 | 0 | 0 | 0
IGCC-CCS | 0 | 0 | 0 | 0 | 0 | 0
WT_off | 0 | 0 | 0 | 0 | 0 | 0
PseudoUnit | 0 | 0 | 0 | 0 | 0 | 0
FixedInterchange | 0 | 0 | 0 | 0 | 0 | 0
CO2 Emissions (MMshortTons): SPP_S
ReportingType | 2015 | 2020 | 2025 | 2030 | 2035 | 2040
BM | 0 | 0 | 0 | 0 | 0 | 0
CC | 21.67 | 5.23 | 6.17 | 5.45 | 3.04 | 1.94
CSP | 0 | 0 | 0 | 0 | 0 | 0
CT | 0 | 0 | 0 | 0 | 0 | 0
Coal | 84.91 | 7.89 | 0.37 | 0 | 0 | 0
Geo | 0 | 0 | 0 | 0 | 0 | 0
H | 0 | 0 | 0 | 0 | 0 | 0
LFG | 0 | 0 | 0 | 0 | 0 | 0
Nuc | 0 | 0 | 0 | 0 | 0 | 0
PS | 0 | 0 | 0 | 0 | 0 | 0
PV | 0 | 0 | 0 | 0 | 0 | 0
PeakG | 0 | 0 | 0 | 0 | 0 | 0
PeakO | 0 | 0 | 0 | 0 | 0 | 0
ST | 0 | 0 | 0 | 0 | 0 | 0
STOG | 1.58 | 0.44 | 0.7 | 0.83 | 0.34 | 0.31
STWD | 0 | 0 | 0 | 0 | 0 | 0
WT | 0 | 0 | 0 | 0 | 0 | 0
IGCC | 0 | 0 | 0 | 0 | 0 | 0
DemandResponse | 0 | 0 | 0 | 0 | 0 | 0
IGCC-CCS | 0 | 0 | 0 | 0 | 0 | 0
WT_off | 0 | 0 | 0 | 0 | 0 | 0
PseudoUnit | 0 | 0 | 0 | 0 | 0 | 0
FixedInterchange | 0 | 0 | 0 | 0 | 0 | 0
CO2 Emissions (MMshortTons): TVA
ReportingType | 2015 | 2020 | 2025 | 2030 | 2035 | 2040
BM | 0 | 0 | 0 | 0 | 0 | 0
CC | 18.31 | 26.88 | 29.33 | 23.53 | 11.47 | 3.23
CSP | 0 | 0 | 0 | 0 | 0 | 0
CT | 0 | 0 | 0 | 0 | 0 | 0
Coal | 35.93 | 12.92 | 0.49 | 0 | 0 | 0
Geo | 0 | 0 | 0 | 0 | 0 | 0
H | 0 | 0 | 0 | 0 | 0 | 0
LFG | 0 | 0 | 0 | 0 | 0 | 0
Nuc | 0 | 0 | 0 | 0 | 0 | 0
PS | 0 | 0 | 0 | 0 | 0 | 0
PV | 0 | 0 | 0 | 0 | 0 | 0
PeakG | 0 | 0 | 0 | 0 | 0 | 0
PeakO | 0 | 0 | 0 | 0 | 0 | 0
ST | 0 | 0 | 0 | 0 | 0 | 0
STOG | 0 | 0 | 0 | 0 | 0 | 0
STWD | 0 | 0 | 0 | 0 | 0 | 0
WT | 0 | 0 | 0 | 0 | 0 | 0
IGCC | 0 | 0 | 0 | 0 | 0 | 0
DemandResponse | 0 | 0 | 0 | 0 | 0 | 0
IGCC-CCS | 0 | 0 | 0 | 0 | 0 | 0
WT_off | 0 | 0 | 0 | 0 | 0 | 0
PseudoUnit | 0 | 0 | 0 | 0 | 0 | 0
FixedInterchange | 0 | 0 | 0 | 0 | 0 | 0
CO2 Emissions (MMshortTons): TVA_Transmission
ReportingType | 2015 | 2020 | 2025 | 2030 | 2035 | 2040
BM | 0 | 0 | 0 | 0 | 0 | 0
CC | 0 | 0 | 0 | 0 | 0 | 0
CSP | 0 | 0 | 0 | 0 | 0 | 0
CT | 0 | 0 | 0 | 0 | 0 | 0
Coal | 0 | 0 | 0 | 0 | 0 | 0
Geo | 0 | 0 | 0 | 0 | 0 | 0
H | 0 | 0 | 0 | 0 | 0 | 0
LFG | 0 | 0 | 0 | 0 | 0 | 0
Nuc | 0 | 0 | 0 | 0 | 0 | 0
PS | 0 | 0 | 0 | 0 | 0 | 0
PV | 0 | 0 | 0 | 0 | 0 | 0
PeakG | 0 | 0 | 0 | 0 | 0 | 0
PeakO | 0 | 0 | 0 | 0 | 0 | 0
ST | 0 | 0 | 0 | 0 | 0 | 0
STOG | 0 | 0 | 0 | 0 | 0 | 0
STWD | 0 | 0 | 0 | 0 | 0 | 0
WT | 0 | 0 | 0 | 0 | 0 | 0
IGCC | 0 | 0 | 0 | 0 | 0 | 0
DemandResponse | 0 | 0 | 0 | 0 | 0 | 0
IGCC-CCS | 0 | 0 | 0 | 0 | 0 | 0
WT_off | 0 | 0 | 0 | 0 | 0 | 0
PseudoUnit | 0 | 0 | 0 | 0 | 0 | 0
FixedInterchange | 0 | 0 | 0 | 0 | 0 | 0
CO2 Emissions (MMshortTons): VACAR
ReportingType | 2015 | 2020 | 2025 | 2030 | 2035 | 2040
BM | 0 | 0 | 0 | 0 | 0 | 0
CC | 42.91 | 42.69 | 40.92 | 32.33 | 14.51 | 3.23
CSP | 0 | 0 | 0 | 0 | 0 | 0
CT | 0.05 | 0.05 | 0.05 | 0 | 0 | 0
Coal | 28.19 | 15.71 | 2.58 | 0.34 | 0.44 | 0.44
Geo | 0 | 0 | 0 | 0 | 0 | 0
H | 0 | 0 | 0 | 0 | 0 | 0
LFG | 0 | 0 | 0 | 0 | 0 | 0
Nuc | 0 | 0 | 0 | 0 | 0 | 0
PS | 0 | 0 | 0 | 0 | 0 | 0
PV | 0 | 0 | 0 | 0 | 0 | 0
PeakG | 0.05 | 0.06 | 0.17 | 0.19 | 0.03 | 0.02
PeakO | 0 | 0 | 0 | 0 | 0 | 0
ST | 0 | 0 | 0 | 0 | 0 | 0
STOG | 0 | 0 | 0 | 0 | 0 | 0
STWD | 0 | 0 | 0 | 0 | 0 | 0
WT | 0 | 0 | 0 | 0 | 0 | 0
IGCC | 0 | 0 | 0 | 0 | 0 | 0
DemandResponse | 0 | 0 | 0 | 0 | 0 | 0
IGCC-CCS | 0 | 0 | 0 | 0 | 0 | 0
WT_off | 0 | 0 | 0 | 0 | 0 | 0
PseudoUnit | 0 | 0 | 0 | 0 | 0 | 0
FixedInterchange | 0 | 0 | 0 | 0 | 0 | 0
CO2 Emissions (MMshortTons): IESO
ReportingType | 2015 | 2020 | 2025 | 2030 | 2035 | 2040
BM | 0 | 0 | 0 | 0 | 0 | 0
CC | 3.44 | 2.41 | 0.07 | 0.04 | 0.01 | 0.09
CSP | 0 | 0 | 0 | 0 | 0 | 0
CT | 0.01 | 0.01 | 0 | 0 | 0 | 0
Coal | 0 | 0 | 0 | 0 | 0 | 0
Geo | 0 | 0 | 0 | 0 | 0 | 0
H | 0 | 0 | 0 | 0 | 0 | 0
LFG | 0 | 0 | 0 | 0 | 0 | 0
Nuc | 0 | 0 | 0 | 0 | 0 | 0
PS | 0 | 0 | 0 | 0 | 0 | 0
PV | 0 | 0 | 0 | 0 | 0 | 0
PeakG | 0 | 0 | 0 | 0 | 0 | 0
PeakO | 0 | 0 | 0 | 0 | 0 | 0
ST | 0 | 0 | 0 | 0 | 0 | 0
STOG | 0 | 0 | 0 | 0 | 0 | 0
STWD | 0 | 0 | 0 | 0 | 0 | 0
WT | 0 | 0 | 0 | 0 | 0 | 0
IGCC | 0 | 0 | 0 | 0 | 0 | 0
DemandResponse | 0 | 0 | 0 | 0 | 0 | 0
IGCC-CCS | 0 | 0 | 0 | 0 | 0 | 0
WT_off | 0 | 0 | 0 | 0 | 0 | 0
PseudoUnit | 0 | 0 | 0 | 0 | 0 | 0
FixedInterchange | 0 | 0 | 0 | 0 | 0 | 0
CO2 Emissions (MMshortTons): MAPP_CA
ReportingType | 2015 | 2020 | 2025 | 2030 | 2035 | 2040
BM | 0 | 0 | 0 | 0 | 0 | 0
CC | 3.24 | 3.24 | 0.34 | 0 | 0 | 0
CSP | 0 | 0 | 0 | 0 | 0 | 0
CT | 0 | 0 | 0 | 0 | 0 | 0
Coal | 0.29 | 0.04 | 0 | 0 | 0 | 0
Geo | 0 | 0 | 0 | 0 | 0 | 0
H | 0 | 0 | 0 | 0 | 0 | 0
LFG | 0 | 0 | 0 | 0 | 0 | 0
Nuc | 0 | 0 | 0 | 0 | 0 | 0
PS | 0 | 0 | 0 | 0 | 0 | 0
PV | 0 | 0 | 0 | 0 | 0 | 0
PeakG | 0.05 | 0.01 | 0 | 0 | 0 | 0
PeakO | 0 | 0 | 0 | 0 | 0 | 0
ST | 0 | 0 | 0 | 0 | 0 | 0
STOG | 0 | 0 | 0 | 0 | 0 | 0
STWD | 0 | 0 | 0 | 0 | 0 | 0
WT | 0 | 0 | 0 | 0 | 0 | 0
IGCC | 0 | 0 | 0 | 0 | 0 | 0
DemandResponse | 0 | 0 | 0 | 0 | 0 | 0
IGCC-CCS | 0 | 0 | 0 | 0 | 0 | 0
WT_off | 0 | 0 | 0 | 0 | 0 | 0
PseudoUnit | 0 | 0 | 0 | 0 | 0 | 0
FixedInterchange | 0 | 0 | 0 | 0 | 0 | 0
CO2 Emissions (MMshortTons): AZ_NM_SNV_Coal
ReportingType | 2015 | 2020 | 2025 | 2030 | 2035 | 2040
BM | 0 | 0 | 0 | 0 | 0 | 0
CC | 0 | 0 | 0 | 0 | 0 | 0
CSP | 0 | 0 | 0 | 0 | 0 | 0
CT | 0 | 0 | 0 | 0 | 0 | 0
Coal | 52.44 | 47.6 | 10.56 | 0.04 | 0.29 | 0.14
Geo | 0 | 0 | 0 | 0 | 0 | 0
H | 0 | 0 | 0 | 0 | 0 | 0
LFG | 0 | 0 | 0 | 0 | 0 | 0
Nuc | 0 | 0 | 0 | 0 | 0 | 0
PS | 0 | 0 | 0 | 0 | 0 | 0
PV | 0 | 0 | 0 | 0 | 0 | 0
PeakG | 0 | 0 | 0 | 0 | 0 | 0
PeakO | 0 | 0 | 0 | 0 | 0 | 0
ST | 0 | 0 | 0 | 0 | 0 | 0
STOG | 0 | 0 | 0 | 0 | 0 | 0
STWD | 0 | 0 | 0 | 0 | 0 | 0
WT | 0 | 0 | 0 | 0 | 0 | 0
IGCC | 0 | 0 | 0 | 0 | 0 | 0
DemandResponse | 0 | 0 | 0 | 0 | 0 | 0
IGCC-CCS | 0 | 0 | 0 | 0 | 0 | 0
WT_off | 0 | 0 | 0 | 0 | 0 | 0
PseudoUnit | 0 | 0 | 0 | 0 | 0 | 0
FixedInterchange | 0 | 0 | 0 | 0 | 0 | 0
CO2 Emissions (MMshortTons): AZ_NM_SNV_Gas
ReportingType | 2015 | 2020 | 2025 | 2030 | 2035 | 2040
BM | 0 | 0 | 0 | 0 | 0 | 0
CC | 27.76 | 22.49 | 33.96 | 19.59 | 7.12 | 5.21
CSP | 0 | 0 | 0 | 0 | 0 | 0
CT | 0 | 0 | 0 | 0 | 0 | 0
Coal | 0 | 0 | 0 | 0 | 0 | 0
Geo | 0 | 0 | 0 | 0 | 0 | 0
H | 0 | 0 | 0 | 0 | 0 | 0
LFG | 0 | 0 | 0 | 0 | 0 | 0
Nuc | 0 | 0 | 0 | 0 | 0 | 0
PS | 0 | 0 | 0 | 0 | 0 | 0
PV | 0 | 0 | 0 | 0 | 0 | 0
PeakG | 0 | 0 | 0 | 0 | 0 | 0
PeakO | 0 | 0 | 0 | 0 | 0 | 0
ST | 0 | 0 | 0 | 0 | 0 | 0
STOG | 0 | 0 | 0 | 0 | 0 | 0
STWD | 0 | 0 | 0 | 0 | 0 | 0
WT | 0 | 0 | 0 | 0 | 0 | 0
IGCC | 0 | 0 | 0 | 0 | 0 | 0
DemandResponse | 0 | 0 | 0 | 0 | 0 | 0
IGCC-CCS | 0 | 0 | 0 | 0 | 0 | 0
WT_off | 0 | 0 | 0 | 0 | 0 | 0
PseudoUnit | 0 | 0 | 0 | 0 | 0 | 0
FixedInterchange | 0 | 0 | 0 | 0 | 0 | 0
CO2 Emissions (MMshortTons): AZ_NM_SNV_NucRenew
ReportingType | 2015 | 2020 | 2025 | 2030 | 2035 | 2040
BM | 0 | 0 | 0 | 0 | 0 | 0
CC | 0 | 0 | 0 | 0 | 0 | 0
CSP | 0 | 0 | 0 | 0 | 0 | 0
CT | 0 | 0 | 0 | 0 | 0 | 0
Coal | 0 | 0 | 0 | 0 | 0 | 0
Geo | 0 | 0 | 0 | 0 | 0 | 0
H | 0 | 0 | 0 | 0 | 0 | 0
LFG | 0 | 0 | 0 | 0 | 0 | 0
Nuc | 0 | 0 | 0 | 0 | 0 | 0
PS | 0 | 0 | 0 | 0 | 0 | 0
PV | 0 | 0 | 0 | 0 | 0 | 0
PeakG | 0 | 0 | 0 | 0 | 0 | 0
PeakO | 0 | 0 | 0 | 0 | 0 | 0
ST | 0 | 0 | 0 | 0 | 0 | 0
STOG | 0 | 0 | 0 | 0 | 0 | 0
STWD | 0 | 0 | 0 | 0 | 0 | 0
WT | 0 | 0 | 0 | 0 | 0 | 0
IGCC | 0 | 0 | 0 | 0 | 0 | 0
DemandResponse | 0 | 0 | 0 | 0 | 0 | 0
IGCC-CCS | 0 | 0 | 0 | 0 | 0 | 0
WT_off | 0 | 0 | 0 | 0 | 0 | 0
PseudoUnit | 0 | 0 | 0 | 0 | 0 | 0
FixedInterchange | 0 | 0 | 0 | 0 | 0 | 0
CO2 Emissions (MMshortTons): ERCOT
ReportingType | 2015 | 2020 | 2025 | 2030 | 2035 | 2040
BM | 0 | 0 | 0 | 0 | 0 | 0
CC | 84.27 | 90.23 | 76.83 | 66.7 | 30.56 | 21.49
CSP | 0 | 0 | 0 | 0 | 0 | 0
CT | 0 | 0 | 0 | 0.01 | 0 | 0
Coal | 45.08 | 28.51 | 1.27 | 0.73 | 0.85 | 0.85
Geo | 0 | 0 | 0 | 0 | 0 | 0
H | 0 | 0 | 0 | 0 | 0 | 0
LFG | 0 | 0 | 0 | 0 | 0 | 0
Nuc | 0 | 0 | 0 | 0 | 0 | 0
PS | 0 | 0 | 0 | 0 | 0 | 0
PV | 0 | 0 | 0 | 0 | 0 | 0
PeakG | 0 | 0 | 0 | 0.03 | 0.03 | 0.03
PeakO | 0 | 0 | 0 | 0 | 0 | 0
ST | 0 | 0 | 0 | 0 | 0 | 0
STOG | 1.36 | 2.04 | 0.61 | 0.44 | 0 | 0
STWD | 0 | 0 | 0 | 0 | 0 | 0
WT | 0 | 0 | 0 | 0 | 0 | 0
IGCC | 0 | 0 | 0 | 0 | 0 | 0
DemandResponse | 0 | 0 | 0 | 0 | 0 | 0
IGCC-CCS | 0 | 0 | 0 | 0 | 0 | 0
WT_off | 0 | 0 | 0 | 0 | 0 | 0
PseudoUnit | 0 | 0 | 0 | 0 | 0 | 0
FixedInterchange | 0 | 0 | 0 | 0 | 0 | 0
CO2 Emissions (MMshortTons): NP15
ReportingType | 2015 | 2020 | 2025 | 2030 | 2035 | 2040
BM | 0 | 0 | 0 | 0 | 0 | 0
CC | 24.27 | 23.6 | 23.64 | 13.38 | 4.45 | 2.79
CSP | 0 | 0 | 0 | 0 | 0 | 0
CT | 0 | 0 | 0 | 0 | 0 | 0
Coal | 1.73 | 0 | 0 | 0 | 0 | 0
Geo | 0 | 0 | 0 | 0 | 0 | 0
H | 0 | 0 | 0 | 0 | 0 | 0
LFG | 0 | 0 | 0 | 0 | 0 | 0
Nuc | 0 | 0 | 0 | 0 | 0 | 0
PS | 0 | 0 | 0 | 0 | 0 | 0
PV | 0 | 0 | 0 | 0 | 0 | 0
PeakG | 0 | 0 | 0 | 0 | 0 | 0
PeakO | 0 | 0 | 0 | 0 | 0 | 0
ST | 0 | 0 | 0 | 0 | 0 | 0
STOG | 0.04 | 0.03 | 0.05 | 0 | 0 | 0
STWD | 0 | 0 | 0 | 0 | 0 | 0
WT | 0 | 0 | 0 | 0 | 0 | 0
IGCC | 0 | 0 | 0 | 0 | 0 | 0
DemandResponse | 0 | 0 | 0 | 0 | 0 | 0
IGCC-CCS | 0 | 0 | 0 | 0 | 0 | 0
WT_off | 0 | 0 | 0 | 0 | 0 | 0
PseudoUnit | 0 | 0 | 0 | 0 | 0 | 0
FixedInterchange | 0 | 0 | 0 | 0 | 0 | 0
CO2 Emissions (MMshortTons): NWPP_Coal
ReportingType | 2015 | 2020 | 2025 | 2030 | 2035 | 2040
BM | 0 | 0 | 0 | 0 | 0 | 0
CC | 0 | 0 | 0 | 0 | 0 | 0
CSP | 0 | 0 | 0 | 0 | 0 | 0
CT | 0 | 0 | 0 | 0 | 0 | 0
Coal | 53.88 | 40.2 | 0.17 | 0.17 | 0.17 | 0.17
Geo | 0 | 0 | 0 | 0 | 0 | 0
H | 0 | 0 | 0 | 0 | 0 | 0
LFG | 0 | 0 | 0 | 0 | 0 | 0
Nuc | 0 | 0 | 0 | 0 | 0 | 0
PS | 0 | 0 | 0 | 0 | 0 | 0
PV | 0 | 0 | 0 | 0 | 0 | 0
PeakG | 0 | 0 | 0 | 0 | 0 | 0
PeakO | 0 | 0 | 0 | 0 | 0 | 0
ST | 0 | 0 | 0 | 0 | 0 | 0
STOG | 0 | 0 | 0 | 0 | 0 | 0
STWD | 0 | 0 | 0 | 0 | 0 | 0
WT | 0 | 0 | 0 | 0 | 0 | 0
IGCC | 0 | 0 | 0 | 0 | 0 | 0
DemandResponse | 0 | 0 | 0 | 0 | 0 | 0
IGCC-CCS | 0 | 0 | 0 | 0 | 0 | 0
WT_off | 0 | 0 | 0 | 0 | 0 | 0
PseudoUnit | 0 | 0 | 0 | 0 | 0 | 0
FixedInterchange | 0 | 0 | 0 | 0 | 0 | 0
CO2 Emissions (MMshortTons): NWPP_Gas
ReportingType | 2015 | 2020 | 2025 | 2030 | 2035 | 2040
BM | 0 | 0 | 0 | 0 | 0 | 0
CC | 21.09 | 25.97 | 25.97 | 15.56 | 2.57 | 2.2
CSP | 0 | 0 | 0 | 0 | 0 | 0
CT | 0 | 0 | 0 | 0 | 0 | 0
Coal | 0 | 0 | 0 | 0 | 0 | 0
Geo | 0 | 0 | 0 | 0 | 0 | 0
H | 0 | 0 | 0 | 0 | 0 | 0
LFG | 0 | 0 | 0 | 0 | 0 | 0
Nuc | 0 | 0 | 0 | 0 | 0 | 0
PS | 0 | 0 | 0 | 0 | 0 | 0
PV | 0 | 0 | 0 | 0 | 0 | 0
PeakG | 0 | 0 | 0 | 0 | 0 | 0
PeakO | 0 | 0 | 0 | 0 | 0 | 0
ST | 0 | 0 | 0 | 0 | 0 | 0
STOG | 0 | 0 | 0 | 0 | 0 | 0
STWD | 0 | 0 | 0 | 0 | 0 | 0
WT | 0 | 0 | 0 | 0 | 0 | 0
IGCC | 0 | 0 | 0 | 0 | 0 | 0
DemandResponse | 0 | 0 | 0 | 0 | 0 | 0
IGCC-CCS | 0 | 0 | 0 | 0 | 0 | 0
WT_off | 0 | 0 | 0 | 0 | 0 | 0
PseudoUnit | 0 | 0 | 0 | 0 | 0 | 0
FixedInterchange | 0 | 0 | 0 | 0 | 0 | 0
CO2 Emissions (MMshortTons): NWPP_NucRenew
ReportingType | 2015 | 2020 | 2025 | 2030 | 2035 | 2040
BM | 0 | 0 | 0 | 0 | 0 | 0
CC | 0 | 0 | 0 | 0 | 0 | 0
CSP | 0 | 0 | 0 | 0 | 0 | 0
CT | 0 | 0 | 0 | 0 | 0 | 0
Coal | 0 | 0 | 0 | 0 | 0 | 0
Geo | 0 | 0 | 0 | 0 | 0 | 0
H | 0 | 0 | 0 | 0 | 0 | 0
LFG | 0 | 0 | 0 | 0 | 0 | 0
Nuc | 0 | 0 | 0 | 0 | 0 | 0
PS | 0 | 0 | 0 | 0 | 0 | 0
PV | 0 | 0 | 0 | 0 | 0 | 0
PeakG | 0 | 0 | 0 | 0 | 0 | 0
PeakO | 0 | 0 | 0 | 0 | 0 | 0
ST | 0 | 0 | 0 | 0 | 0 | 0
STOG | 0 | 0 | 0 | 0 | 0 | 0
STWD | 0 | 0 | 0 | 0 | 0 | 0
WT | 0 | 0 | 0 | 0 | 0 | 0
IGCC | 0 | 0 | 0 | 0 | 0 | 0
DemandResponse | 0 | 0 | 0 | 0 | 0 | 0
IGCC-CCS | 0 | 0 | 0 | 0 | 0 | 0
WT_off | 0 | 0 | 0 | 0 | 0 | 0
PseudoUnit | 0 | 0 | 0 | 0 | 0 | 0
FixedInterchange | 0 | 0 | 0 | 0 | 0 | 0
CO2 Emissions (MMshortTons): RMPA
ReportingType | 2015 | 2020 | 2025 | 2030 | 2035 | 2040
BM | 0 | 0 | 0 | 0 | 0 | 0
CC | 4.56 | 4.46 | 8.08 | 4.57 | 2.1 | 1.7
CSP | 0 | 0 | 0 | 0 | 0 | 0
CT | 0 | 0 | 0 | 0 | 0 | 0
Coal | 54.89 | 43.96 | 3.62 | 0.46 | 0.46 | 0.44
Geo | 0 | 0 | 0 | 0 | 0 | 0
H | 0 | 0 | 0 | 0 | 0 | 0
LFG | 0 | 0 | 0 | 0 | 0 | 0
Nuc | 0 | 0 | 0 | 0 | 0 | 0
PS | 0 | 0 | 0 | 0 | 0 | 0
PV | 0 | 0 | 0 | 0 | 0 | 0
PeakG | 0 | 0 | 0 | 0 | 0 | 0
PeakO | 0 | 0 | 0 | 0 | 0 | 0
ST | 0 | 0 | 0 | 0 | 0 | 0
STOG | 0 | 0 | 0 | 0 | 0 | 0
STWD | 0 | 0 | 0 | 0 | 0 | 0
WT | 0 | 0 | 0 | 0 | 0 | 0
IGCC | 0 | 0 | 0 | 0 | 0 | 0
DemandResponse | 0 | 0 | 0 | 0 | 0 | 0
IGCC-CCS | 0 | 0 | 0 | 0 | 0 | 0
WT_off | 0 | 0 | 0 | 0 | 0 | 0
PseudoUnit | 0 | 0 | 0 | 0 | 0 | 0
FixedInterchange | 0 | 0 | 0 | 0 | 0 | 0
CO2 Emissions (MMshortTons): SP15
ReportingType | 2015 | 2020 | 2025 | 2030 | 2035 | 2040
BM | 0 | 0 | 0 | 0 | 0 | 0
CC | 34.54 | 31.23 | 30.62 | 25.96 | 12.06 | 7.37
CSP | 0 | 0 | 0 | 0 | 0 | 0
CT | 0 | 0 | 0 | 0 | 0 | 0
Coal | 1.64 | 0.9 | 0.4 | 0 | 0 | 0
Geo | 0 | 0 | 0 | 0 | 0 | 0
H | 0 | 0 | 0 | 0 | 0 | 0
LFG | 0 | 0 | 0 | 0 | 0 | 0
Nuc | 0 | 0 | 0 | 0 | 0 | 0
PS | 0 | 0 | 0 | 0 | 0 | 0
PV | 0 | 0 | 0 | 0 | 0 | 0
PeakG | 0 | 0 | 0 | 0 | 0 | 0
PeakO | 0 | 0 | 0 | 0 | 0 | 0
ST | 0 | 0 | 0 | 0 | 0 | 0
STOG | 0.31 | 0.12 | 0.24 | 0.12 | 0.03 | 0.02
STWD | 0 | 0 | 0 | 0 | 0 | 0
WT | 0 | 0 | 0 | 0 | 0 | 0
IGCC | 0 | 0 | 0 | 0 | 0 | 0
DemandResponse | 0 | 0 | 0 | 0 | 0 | 0
IGCC-CCS | 0 | 0 | 0 | 0 | 0 | 0
WT_off | 0 | 0 | 0 | 0 | 0 | 0
PseudoUnit | 0 | 0 | 0 | 0 | 0 | 0
FixedInterchange | 0 | 0 | 0 | 0 | 0 | 0
CO2 Emissions (MMshortTons): ALB
ReportingType | 2015 | 2020 | 2025 | 2030 | 2035 | 2040
BM | 0 | 0 | 0 | 0 | 0 | 0
CC | 7.28 | 7.5 | 7.55 | 0 | 0 | 0
CSP | 0 | 0 | 0 | 0 | 0 | 0
CT | 0 | 0 | 0 | 0 | 0 | 0
Coal | 50 | 50 | 49.3 | 0 | 0 | 0
Geo | 0 | 0 | 0 | 0 | 0 | 0
H | 0 | 0 | 0 | 0 | 0 | 0
LFG | 0 | 0 | 0 | 0 | 0 | 0
Nuc | 0 | 0 | 0 | 0 | 0 | 0
PS | 0 | 0 | 0 | 0 | 0 | 0
PV | 0 | 0 | 0 | 0 | 0 | 0
PeakG | 0 | 0 | 0 | 0 | 0 | 0
PeakO | 0 | 0 | 0 | 0 | 0 | 0
ST | 0 | 0 | 0 | 0 | 0 | 0
STOG | 0 | 0 | 0 | 0 | 0 | 0
STWD | 0 | 0 | 0 | 0 | 0 | 0
WT | 0 | 0 | 0 | 0 | 0 | 0
IGCC | 0 | 0 | 0 | 0 | 0 | 0
DemandResponse | 0 | 0 | 0 | 0 | 0 | 0
IGCC-CCS | 0 | 0 | 0 | 0 | 0 | 0
WT_off | 0 | 0 | 0 | 0 | 0 | 0
PseudoUnit | 0 | 0 | 0 | 0 | 0 | 0
FixedInterchange | 0 | 0 | 0 | 0 | 0 | 0
CO2 Emissions (MMshortTons): BC
ReportingType | 2015 | 2020 | 2025 | 2030 | 2035 | 2040
BM | 0 | 0 | 0 | 0 | 0 | 0
CC | 1.8 | 1.8 | 1.8 | 1.14 | 0 | 0
CSP | 0 | 0 | 0 | 0 | 0 | 0
CT | 0 | 0 | 0 | 0 | 0 | 0
Coal | 0 | 0 | 0 | 0 | 0 | 0
Geo | 0 | 0 | 0 | 0 | 0 | 0
H | 0 | 0 | 0 | 0 | 0 | 0
LFG | 0 | 0 | 0 | 0 | 0 | 0
Nuc | 0 | 0 | 0 | 0 | 0 | 0
PS | 0 | 0 | 0 | 0 | 0 | 0
PV | 0 | 0 | 0 | 0 | 0 | 0
PeakG | 0 | 0 | 0 | 0 | 0 | 0
PeakO | 0 | 0 | 0 | 0 | 0 | 0
ST | 0 | 0 | 0 | 0 | 0 | 0
STOG | 0 | 0 | 0 | 0 | 0 | 0
STWD | 0 | 0 | 0 | 0 | 0 | 0
WT | 0 | 0 | 0 | 0 | 0 | 0
IGCC | 0 | 0 | 0 | 0 | 0 | 0
DemandResponse | 0 | 0 | 0 | 0 | 0 | 0
IGCC-CCS | 0 | 0 | 0 | 0 | 0 | 0
WT_off | 0 | 0 | 0 | 0 | 0 | 0
PseudoUnit | 0 | 0 | 0 | 0 | 0 | 0
FixedInterchange | 0 | 0 | 0 | 0 | 0 | 0
CO2 Emissions (MMshortTons): HQ_IESO
ReportingType | 2015 | 2020 | 2025 | 2030 | 2035 | 2040
BM | 0 | 0 | 0 | 0 | 0 | 0
CC | 0 | 0 | 0 | 0 | 0 | 0
CSP | 0 | 0 | 0 | 0 | 0 | 0
CT | 0 | 0 | 0 | 0 | 0 | 0
Coal | 0 | 0 | 0 | 0 | 0 | 0
Geo | 0 | 0 | 0 | 0 | 0 | 0
H | 0 | 0 | 0 | 0 | 0 | 0
LFG | 0 | 0 | 0 | 0 | 0 | 0
Nuc | 0 | 0 | 0 | 0 | 0 | 0
PS | 0 | 0 | 0 | 0 | 0 | 0
PV | 0 | 0 | 0 | 0 | 0 | 0
PeakG | 0 | 0 | 0 | 0 | 0 | 0
PeakO | 0 | 0 | 0 | 0 | 0 | 0
ST | 0 | 0 | 0 | 0 | 0 | 0
STOG | 0 | 0 | 0 | 0 | 0 | 0
STWD | 0 | 0 | 0 | 0 | 0 | 0
WT | 0 | 0 | 0 | 0 | 0 | 0
IGCC | 0 | 0 | 0 | 0 | 0 | 0
DemandResponse | 0 | 0 | 0 | 0 | 0 | 0
IGCC-CCS | 0 | 0 | 0 | 0 | 0 | 0
WT_off | 0 | 0 | 0 | 0 | 0 | 0
PseudoUnit | 0 | 0 | 0 | 0 | 0 | 0
FixedInterchange | 0 | 0 | 0 | 0 | 0 | 0
CO2 Emissions (MMshortTons): HQ_NEISO
ReportingType | 2015 | 2020 | 2025 | 2030 | 2035 | 2040
BM | 0 | 0 | 0 | 0 | 0 | 0
CC | 0 | 0 | 0 | 0 | 0 | 0
CSP | 0 | 0 | 0 | 0 | 0 | 0
CT | 0 | 0 | 0 | 0 | 0 | 0
Coal | 0 | 0 | 0 | 0 | 0 | 0
Geo | 0 | 0 | 0 | 0 | 0 | 0
H | 0 | 0 | 0 | 0 | 0 | 0
LFG | 0 | 0 | 0 | 0 | 0 | 0
Nuc | 0 | 0 | 0 | 0 | 0 | 0
PS | 0 | 0 | 0 | 0 | 0 | 0
PV | 0 | 0 | 0 | 0 | 0 | 0
PeakG | 0 | 0 | 0 | 0 | 0 | 0
PeakO | 0 | 0 | 0 | 0 | 0 | 0
ST | 0 | 0 | 0 | 0 | 0 | 0
STOG | 0 | 0 | 0 | 0 | 0 | 0
STWD | 0 | 0 | 0 | 0 | 0 | 0
WT | 0 | 0 | 0 | 0 | 0 | 0
IGCC | 0 | 0 | 0 | 0 | 0 | 0
DemandResponse | 0 | 0 | 0 | 0 | 0 | 0
IGCC-CCS | 0 | 0 | 0 | 0 | 0 | 0
WT_off | 0 | 0 | 0 | 0 | 0 | 0
PseudoUnit | 0 | 0 | 0 | 0 | 0 | 0
FixedInterchange | 0 | 0 | 0 | 0 | 0 | 0
CO2 Emissions (MMshortTons): HQ_NY
ReportingType | 2015 | 2020 | 2025 | 2030 | 2035 | 2040
BM | 0 | 0 | 0 | 0 | 0 | 0
CC | 0 | 0 | 0 | 0 | 0 | 0
CSP | 0 | 0 | 0 | 0 | 0 | 0
CT | 0 | 0 | 0 | 0 | 0 | 0
Coal | 0 | 0 | 0 | 0 | 0 | 0
Geo | 0 | 0 | 0 | 0 | 0 | 0
H | 0 | 0 | 0 | 0 | 0 | 0
LFG | 0 | 0 | 0 | 0 | 0 | 0
Nuc | 0 | 0 | 0 | 0 | 0 | 0
PS | 0 | 0 | 0 | 0 | 0 | 0
PV | 0 | 0 | 0 | 0 | 0 | 0
PeakG | 0 | 0 | 0 | 0 | 0 | 0
PeakO | 0 | 0 | 0 | 0 | 0 | 0
ST | 0 | 0 | 0 | 0 | 0 | 0
STOG | 0 | 0 | 0 | 0 | 0 | 0
STWD | 0 | 0 | 0 | 0 | 0 | 0
WT | 0 | 0 | 0 | 0 | 0 | 0
IGCC | 0 | 0 | 0 | 0 | 0 | 0
DemandResponse | 0 | 0 | 0 | 0 | 0 | 0
IGCC-CCS | 0 | 0 | 0 | 0 | 0 | 0
WT_off | 0 | 0 | 0 | 0 | 0 | 0
PseudoUnit | 0 | 0 | 0 | 0 | 0 | 0
FixedInterchange | 0 | 0 | 0 | 0 | 0 | 0
CO2 Emissions (MMshortTons): MARITIMES
ReportingType | 2015 | 2020 | 2025 | 2030 | 2035 | 2040
BM | 0 | 0 | 0 | 0 | 0 | 0
CC | 0 | 0 | 0 | 0 | 0 | 0
CSP | 0 | 0 | 0 | 0 | 0 | 0
CT | 0 | 0 | 0 | 0 | 0 | 0
Coal | 0 | 0 | 0 | 0 | 0 | 0
Geo | 0 | 0 | 0 | 0 | 0 | 0
H | 0 | 0 | 0 | 0 | 0 | 0
LFG | 0 | 0 | 0 | 0 | 0 | 0
Nuc | 0 | 0 | 0 | 0 | 0 | 0
PS | 0 | 0 | 0 | 0 | 0 | 0
PV | 0 | 0 | 0 | 0 | 0 | 0
PeakG | 0 | 0 | 0 | 0 | 0 | 0
PeakO | 0 | 0 | 0 | 0 | 0 | 0
ST | 0 | 0 | 0 | 0 | 0 | 0
STOG | 0 | 0 | 0 | 0 | 0 | 0
STWD | 0 | 0 | 0 | 0 | 0 | 0
WT | 0 | 0 | 0 | 0 | 0 | 0
IGCC | 0 | 0 | 0 | 0 | 0 | 0
DemandResponse | 0 | 0 | 0 | 0 | 0 | 0
IGCC-CCS | 0 | 0 | 0 | 0 | 0 | 0
WT_off | 0 | 0 | 0 | 0 | 0 | 0
PseudoUnit | 0 | 0 | 0 | 0 | 0 | 0
FixedInterchange | 0 | 0 | 0 | 0 | 0 | 0
CO2 Emissions (MMshortTons): All
ReportingType | 2015 | 2020 | 2025 | 2030 | 2035 | 2040
BM | 0 | 0 | 0 | 0 | 0 | 0
CC | 631.66 | 680.2 | 666.26 | 461.51 | 249.19 | 119.59
CSP | 0 | 0 | 0 | 0 | 0 | 0
CT | 0.37 | 0.37 | 0.42 | 0.24 | 0 | 0.04
Coal | 1161.49 | 512.3 | 93.52 | 5.21 | 9.05 | 9.05
Geo | 0 | 0 | 0 | 0 | 0 | 0
H | 0 | 0 | 0 | 0 | 0 | 0
LFG | 0 | 0 | 0 | 0 | 0 | 0
Nuc | 0 | 0 | 0 | 0 | 0 | 0
PS | 0 | 0 | 0 | 0 | 0 | 0
PV | 0 | 0 | 0 | 0 | 0 | 0
PeakG | 1.73 | 1.41 | 2.04 | 1.48 | 1.12 | 0.71
PeakO | 0 | 0 | 0 | 0 | 0 | 0
ST | 0 | 0 | 0 | 0 | 0 | 0
STOG | 5.33 | 4.7 | 4.07 | 3.19 | 1.12 | 0.44
STWD | 0 | 0 | 0 | 0 | 0 | 0
WT | 0 | 0 | 0 | 0 | 0 | 0
IGCC | 4.15 | 4.15 | 0.65 | 0 | 0 | 0
DemandResponse | 0 | 0 | 0 | 0 | 0 | 0
IGCC-CCS | 0 | 0 | 0 | 0 | 0 | 0
WT_off | 0 | 0 | 0 | 0 | 0 | 0
PseudoUnit | 0 | 0 | 0 | 0 | 0 | 0
FixedInterchange | 0 | 0 | 0 | 0 | 0 | 0
CO2 Emissions (MMshortTons): EI_US
ReportingType | 2015 | 2020 | 2025 | 2030 | 2035 | 2040
BM | 0 | 0 | 0 | 0 | 0 | 0
CC | 419.41 | 467.26 | 457.41 | 314.55 | 190.32 | 78.74
CSP | 0 | 0 | 0 | 0 | 0 | 0
CT | 0.36 | 0.36 | 0.42 | 0.23 | 0 | 0.04
Coal | 901.54 | 301.09 | 28.19 | 3.81 | 7.29 | 7.45
Geo | 0 | 0 | 0 | 0 | 0 | 0
H | 0 | 0 | 0 | 0 | 0 | 0
LFG | 0 | 0 | 0 | 0 | 0 | 0
Nuc | 0 | 0 | 0 | 0 | 0 | 0
PS | 0 | 0 | 0 | 0 | 0 | 0
PV | 0 | 0 | 0 | 0 | 0 | 0
PeakG | 1.68 | 1.39 | 2.04 | 1.45 | 1.09 | 0.68
PeakO | 0 | 0 | 0 | 0 | 0 | 0
ST | 0 | 0 | 0 | 0 | 0 | 0
STOG | 3.61 | 2.52 | 3.17 | 2.63 | 1.09 | 0.43
STWD | 0 | 0 | 0 | 0 | 0 | 0
WT | 0 | 0 | 0 | 0 | 0 | 0
IGCC | 4.15 | 4.15 | 0.65 | 0 | 0 | 0
DemandResponse | 0 | 0 | 0 | 0 | 0 | 0
IGCC-CCS | 0 | 0 | 0 | 0 | 0 | 0
WT_off | 0 | 0 | 0 | 0 | 0 | 0
PseudoUnit | 0 | 0 | 0 | 0 | 0 | 0
FixedInterchange | 0 | 0 | 0 | 0 | 0 | 0
CO2 Emissions (MMshortTons): EI_Canada
ReportingType | 2015 | 2020 | 2025 | 2030 | 2035 | 2040
BM | 0 | 0 | 0 | 0 | 0 | 0
CC | 6.68 | 5.65 | 0.41 | 0.04 | 0.01 | 0.09
CSP | 0 | 0 | 0 | 0 | 0 | 0
CT | 0.01 | 0.01 | 0 | 0 | 0 | 0
Coal | 0.29 | 0.04 | 0 | 0 | 0 | 0
Geo | 0 | 0 | 0 | 0 | 0 | 0
H | 0 | 0 | 0 | 0 | 0 | 0
LFG | 0 | 0 | 0 | 0 | 0 | 0
Nuc | 0 | 0 | 0 | 0 | 0 | 0
PS | 0 | 0 | 0 | 0 | 0 | 0
PV | 0 | 0 | 0 | 0 | 0 | 0
PeakG | 0.05 | 0.01 | 0 | 0 | 0 | 0
PeakO | 0 | 0 | 0 | 0 | 0 | 0
ST | 0 | 0 | 0 | 0 | 0 | 0
STOG | 0 | 0 | 0 | 0 | 0 | 0
STWD | 0 | 0 | 0 | 0 | 0 | 0
WT | 0 | 0 | 0 | 0 | 0 | 0
IGCC | 0 | 0 | 0 | 0 | 0 | 0
DemandResponse | 0 | 0 | 0 | 0 | 0 | 0
IGCC-CCS | 0 | 0 | 0 | 0 | 0 | 0
WT_off | 0 | 0 | 0 | 0 | 0 | 0
PseudoUnit | 0 | 0 | 0 | 0 | 0 | 0
FixedInterchange | 0 | 0 | 0 | 0 | 0 | 0
CO2 Emissions (MMshortTons): EI
ReportingType | 2015 | 2020 | 2025 | 2030 | 2035 | 2040
BM | 0 | 0 | 0 | 0 | 0 | 0
CC | 426.09 | 472.91 | 457.82 | 314.6 | 190.34 | 78.83
CSP | 0 | 0 | 0 | 0 | 0 | 0
CT | 0.37 | 0.37 | 0.42 | 0.23 | 0 | 0.04
Coal | 901.83 | 301.13 | 28.19 | 3.81 | 7.29 | 7.45
Geo | 0 | 0 | 0 | 0 | 0 | 0
H | 0 | 0 | 0 | 0 | 0 | 0
LFG | 0 | 0 | 0 | 0 | 0 | 0
Nuc | 0 | 0 | 0 | 0 | 0 | 0
PS | 0 | 0 | 0 | 0 | 0 | 0
PV | 0 | 0 | 0 | 0 | 0 | 0
PeakG | 1.73 | 1.4 | 2.04 | 1.45 | 1.09 | 0.68
PeakO | 0 | 0 | 0 | 0 | 0 | 0
ST | 0 | 0 | 0 | 0 | 0 | 0
STOG | 3.62 | 2.52 | 3.17 | 2.63 | 1.09 | 0.43
STWD | 0 | 0 | 0 | 0 | 0 | 0
WT | 0 | 0 | 0 | 0 | 0 | 0
IGCC | 4.15 | 4.15 | 0.65 | 0 | 0 | 0
DemandResponse | 0 | 0 | 0 | 0 | 0 | 0
IGCC-CCS | 0 | 0 | 0 | 0 | 0 | 0
WT_off | 0 | 0 | 0 | 0 | 0 | 0
PseudoUnit | 0 | 0 | 0 | 0 | 0 | 0
FixedInterchange | 0 | 0 | 0 | 0 | 0 | 0
CO2 Emissions (MMshortTons): Outside_EI
ReportingType | 2015 | 2020 | 2025 | 2030 | 2035 | 2040
BM | 0 | 0 | 0 | 0 | 0 | 0
CC | 205.57 | 207.28 | 208.44 | 146.91 | 58.85 | 40.77
CSP | 0 | 0 | 0 | 0 | 0 | 0
CT | 0 | 0 | 0 | 0.01 | 0 | 0
Coal | 259.66 | 211.17 | 65.33 | 1.4 | 1.76 | 1.6
Geo | 0 | 0 | 0 | 0 | 0 | 0
H | 0 | 0 | 0 | 0 | 0 | 0
LFG | 0 | 0 | 0 | 0 | 0 | 0
Nuc | 0 | 0 | 0 | 0 | 0 | 0
PS | 0 | 0 | 0 | 0 | 0 | 0
PV | 0 | 0 | 0 | 0 | 0 | 0
PeakG | 0 | 0 | 0 | 0.03 | 0.03 | 0.03
PeakO | 0 | 0 | 0 | 0 | 0 | 0
ST | 0 | 0 | 0 | 0 | 0 | 0
STOG | 1.72 | 2.18 | 0.9 | 0.56 | 0.03 | 0.02
STWD | 0 | 0 | 0 | 0 | 0 | 0
WT | 0 | 0 | 0 | 0 | 0 | 0
IGCC | 0 | 0 | 0 | 0 | 0 | 0
DemandResponse | 0 | 0 | 0 | 0 | 0 | 0
IGCC-CCS | 0 | 0 | 0 | 0 | 0 | 0
WT_off | 0 | 0 | 0 | 0 | 0 | 0
PseudoUnit | 0 | 0 | 0 | 0 | 0 | 0
FixedInterchange | 0 | 0 | 0 | 0 | 0 | 0
CO2 Emissions (MMmetricTons): Entergy
ReportingType | 2015 | 2020 | 2025 | 2030 | 2035 | 2040
BM | 0 | 0 | 0 | 0 | 0 | 0
CC | 26.8 | 16.9 | 15.43 | 9.23 | 5.99 | 4.67
CSP | 0 | 0 | 0 | 0 | 0 | 0
CT | 0 | 0 | 0 | 0 | 0 | 0
Coal | 58.18 | 5.56 | 0.73 | 0 | 0 | 0
Geo | 0 | 0 | 0 | 0 | 0 | 0
H | 0 | 0 | 0 | 0 | 0 | 0
LFG | 0 | 0 | 0 | 0 | 0 | 0
Nuc | 0 | 0 | 0 | 0 | 0 | 0
PS | 0 | 0 | 0 | 0 | 0 | 0
PV | 0 | 0 | 0 | 0 | 0 | 0
PeakG | 0 | 0 | 0 | 0 | 0 | 0
PeakO | 0 | 0 | 0 | 0 | 0 | 0
ST | 0 | 0 | 0 | 0 | 0 | 0
STOG | 0.25 | 0.24 | 0.24 | 0.09 | 0 | 0
STWD | 0 | 0 | 0 | 0 | 0 | 0
WT | 0 | 0 | 0 | 0 | 0 | 0
IGCC | 0 | 0 | 0 | 0 | 0 | 0
DemandResponse | 0 | 0 | 0 | 0 | 0 | 0
IGCC-CCS | 0 | 0 | 0 | 0 | 0 | 0
WT_off | 0 | 0 | 0 | 0 | 0 | 0
PseudoUnit | 0 | 0 | 0 | 0 | 0 | 0
FixedInterchange | 0 | 0 | 0 | 0 | 0 | 0
CO2 Emissions (MMmetricTons): FRCC
ReportingType | 2015 | 2020 | 2025 | 2030 | 2035 | 2040
BM | 0 | 0 | 0 | 0 | 0 | 0
CC | 68.79 | 71.42 | 70.88 | 34 | 15.84 | 10.18
CSP | 0 | 0 | 0 | 0 | 0 | 0
CT | 0.28 | 0.28 | 0.33 | 0.2 | 0 | 0
Coal | 17.25 | 6.7 | 1.39 | 0.17 | 0.49 | 0.59
Geo | 0 | 0 | 0 | 0 | 0 | 0
H | 0 | 0 | 0 | 0 | 0 | 0
LFG | 0 | 0 | 0 | 0 | 0 | 0
Nuc | 0 | 0 | 0 | 0 | 0 | 0
PS | 0 | 0 | 0 | 0 | 0 | 0
PV | 0 | 0 | 0 | 0 | 0 | 0
PeakG | 0.23 | 0.23 | 0.4 | 0.04 | 0.06 | 0.05
PeakO | 0 | 0 | 0 | 0 | 0 | 0
ST | 0 | 0 | 0 | 0 | 0 | 0
STOG | 0.05 | 0.04 | 0 | 0 | 0 | 0
STWD | 0 | 0 | 0 | 0 | 0 | 0
WT | 0 | 0 | 0 | 0 | 0 | 0
IGCC | 0 | 0 | 0 | 0 | 0 | 0
DemandResponse | 0 | 0 | 0 | 0 | 0 | 0
IGCC-CCS | 0 | 0 | 0 | 0 | 0 | 0
WT_off | 0 | 0 | 0 | 0 | 0 | 0
PseudoUnit | 0 | 0 | 0 | 0 | 0 | 0
FixedInterchange | 0 | 0 | 0 | 0 | 0 | 0
CO2 Emissions (MMmetricTons): MAPP_US
ReportingType | 2015 | 2020 | 2025 | 2030 | 2035 | 2040
BM | 0 | 0 | 0 | 0 | 0 | 0
CC | 0.54 | 0.08 | 0.12 | 0.07 | 0.07 | 0.04
CSP | 0 | 0 | 0 | 0 | 0 | 0
CT | 0 | 0 | 0 | 0 | 0 | 0.03
Coal | 12.1 | 3.54 | 0.13 | 0 | 0 | 0
Geo | 0 | 0 | 0 | 0 | 0 | 0
H | 0 | 0 | 0 | 0 | 0 | 0
LFG | 0 | 0 | 0 | 0 | 0 | 0
Nuc | 0 | 0 | 0 | 0 | 0 | 0
PS | 0 | 0 | 0 | 0 | 0 | 0
PV | 0 | 0 | 0 | 0 | 0 | 0
PeakG | 0.05 | 0.04 | 0.04 | 0.04 | 0.02 | 0.04
PeakO | 0 | 0 | 0 | 0 | 0 | 0
ST | 0 | 0 | 0 | 0 | 0 | 0
STOG | 0 | 0 | 0 | 0 | 0 | 0
STWD | 0 | 0 | 0 | 0 | 0 | 0
WT | 0 | 0 | 0 | 0 | 0 | 0
IGCC | 0 | 0 | 0 | 0 | 0 | 0
DemandResponse | 0 | 0 | 0 | 0 | 0 | 0
IGCC-CCS | 0 | 0 | 0 | 0 | 0 | 0
WT_off | 0 | 0 | 0 | 0 | 0 | 0
PseudoUnit | 0 | 0 | 0 | 0 | 0 | 0
FixedInterchange | 0 | 0 | 0 | 0 | 0 | 0
CO2 Emissions (MMmetricTons): MISO_IN
ReportingType | 2015 | 2020 | 2025 | 2030 | 2035 | 2040
BM | 0 | 0 | 0 | 0 | 0 | 0
CC | 2.08 | 39.63 | 40.04 | 20.27 | 11.56 | 8.35
CSP | 0 | 0 | 0 | 0 | 0 | 0
CT | 0 | 0 | 0 | 0 | 0 | 0
Coal | 57.5 | 33.42 | 3.29 | 0.28 | 1.03 | 1.05
Geo | 0 | 0 | 0 | 0 | 0 | 0
H | 0 | 0 | 0 | 0 | 0 | 0
LFG | 0 | 0 | 0 | 0 | 0 | 0
Nuc | 0 | 0 | 0 | 0 | 0 | 0
PS | 0 | 0 | 0 | 0 | 0 | 0
PV | 0 | 0 | 0 | 0 | 0 | 0
PeakG | 0.01 | 0 | 0 | 0 | 0 | 0
PeakO | 0 | 0 | 0 | 0 | 0 | 0
ST | 0 | 0 | 0 | 0 | 0 | 0
STOG | 0.03 | 0.02 | 0.02 | 0 | 0 | 0
STWD | 0 | 0 | 0 | 0 | 0 | 0
WT | 0 | 0 | 0 | 0 | 0 | 0
IGCC | 3.76 | 3.76 | 0.59 | 0 | 0 | 0
DemandResponse | 0 | 0 | 0 | 0 | 0 | 0
IGCC-CCS | 0 | 0 | 0 | 0 | 0 | 0
WT_off | 0 | 0 | 0 | 0 | 0 | 0
PseudoUnit | 0 | 0 | 0 | 0 | 0 | 0
FixedInterchange | 0 | 0 | 0 | 0 | 0 | 0
CO2 Emissions (MMmetricTons): MISO_MI
ReportingType | 2015 | 2020 | 2025 | 2030 | 2035 | 2040
BM | 0 | 0 | 0 | 0 | 0 | 0
CC | 11.24 | 9.77 | 11.06 | 5.86 | 5.16 | 0.88
CSP | 0 | 0 | 0 | 0 | 0 | 0
CT | 0 | 0 | 0 | 0 | 0 | 0
Coal | 26.48 | 0 | 0 | 0 | 0 | 0
Geo | 0 | 0 | 0 | 0 | 0 | 0
H | 0 | 0 | 0 | 0 | 0 | 0
LFG | 0 | 0 | 0 | 0 | 0 | 0
Nuc | 0 | 0 | 0 | 0 | 0 | 0
PS | 0 | 0 | 0 | 0 | 0 | 0
PV | 0 | 0 | 0 | 0 | 0 | 0
PeakG | 0 | 0 | 0 | 0 | 0 | 0
PeakO | 0 | 0 | 0 | 0 | 0 | 0
ST | 0 | 0 | 0 | 0 | 0 | 0
STOG | 0.18 | 0.18 | 0.04 | 0 | 0 | 0
STWD | 0 | 0 | 0 | 0 | 0 | 0
WT | 0 | 0 | 0 | 0 | 0 | 0
IGCC | 0 | 0 | 0 | 0 | 0 | 0
DemandResponse | 0 | 0 | 0 | 0 | 0 | 0
IGCC-CCS | 0 | 0 | 0 | 0 | 0 | 0
WT_off | 0 | 0 | 0 | 0 | 0 | 0
PseudoUnit | 0 | 0 | 0 | 0 | 0 | 0
FixedInterchange | 0 | 0 | 0 | 0 | 0 | 0
CO2 Emissions (MMmetricTons): MISO_MO-IL
ReportingType | 2015 | 2020 | 2025 | 2030 | 2035 | 2040
BM | 0 | 0 | 0 | 0 | 0 | 0
CC | 1.19 | 2.55 | 2.18 | 0.9 | 0.69 | 0.28
CSP | 0 | 0 | 0 | 0 | 0 | 0
CT | 0 | 0 | 0 | 0 | 0 | 0
Coal | 72.51 | 20.27 | 2.71 | 0.11 | 0.34 | 0.34
Geo | 0 | 0 | 0 | 0 | 0 | 0
H | 0 | 0 | 0 | 0 | 0 | 0
LFG | 0 | 0 | 0 | 0 | 0 | 0
Nuc | 0 | 0 | 0 | 0 | 0 | 0
PS | 0 | 0 | 0 | 0 | 0 | 0
PV | 0 | 0 | 0 | 0 | 0 | 0
PeakG | 0.14 | 0.02 | 0.02 | 0 | 0 | 0
PeakO | 0 | 0 | 0 | 0 | 0 | 0
ST | 0 | 0 | 0 | 0 | 0 | 0
STOG | 0 | 0 | 0 | 0 | 0 | 0
STWD | 0 | 0 | 0 | 0 | 0 | 0
WT | 0 | 0 | 0 | 0 | 0 | 0
IGCC | 0 | 0 | 0 | 0 | 0 | 0
DemandResponse | 0 | 0 | 0 | 0 | 0 | 0
IGCC-CCS | 0 | 0 | 0 | 0 | 0 | 0
WT_off | 0 | 0 | 0 | 0 | 0 | 0
PseudoUnit | 0 | 0 | 0 | 0 | 0 | 0
FixedInterchange | 0 | 0 | 0 | 0 | 0 | 0
CO2 Emissions (MMmetricTons): MISO_W
ReportingType | 2015 | 2020 | 2025 | 2030 | 2035 | 2040
BM | 0 | 0 | 0 | 0 | 0 | 0
CC | 4.34 | 3.19 | 2.48 | 1.2 | 0.84 | 0.43
CSP | 0 | 0 | 0 | 0 | 0 | 0
CT | 0 | 0 | 0 | 0 | 0 | 0
Coal | 73.63 | 25.99 | 2.06 | 0.29 | 0.32 | 0.3
Geo | 0 | 0 | 0 | 0 | 0 | 0
H | 0 | 0 | 0 | 0 | 0 | 0
LFG | 0 | 0 | 0 | 0 | 0 | 0
Nuc | 0 | 0 | 0 | 0 | 0 | 0
PS | 0 | 0 | 0 | 0 | 0 | 0
PV | 0 | 0 | 0 | 0 | 0 | 0
PeakG | 0.15 | 0.01 | 0 | 0 | 0 | 0
PeakO | 0 | 0 | 0 | 0 | 0 | 0
ST | 0 | 0 | 0 | 0 | 0 | 0
STOG | 0 | 0 | 0 | 0 | 0 | 0
STWD | 0 | 0 | 0 | 0 | 0 | 0
WT | 0 | 0 | 0 | 0 | 0 | 0
IGCC | 0 | 0 | 0 | 0 | 0 | 0
DemandResponse | 0 | 0 | 0 | 0 | 0 | 0
IGCC-CCS | 0 | 0 | 0 | 0 | 0 | 0
WT_off | 0 | 0 | 0 | 0 | 0 | 0
PseudoUnit | 0 | 0 | 0 | 0 | 0 | 0
FixedInterchange | 0 | 0 | 0 | 0 | 0 | 0
CO2 Emissions (MMmetricTons): MISO_WUMS
ReportingType | 2015 | 2020 | 2025 | 2030 | 2035 | 2040
BM | 0 | 0 | 0 | 0 | 0 | 0
CC | 16.98 | 21.62 | 20.44 | 10.46 | 10.65 | 2.78
CSP | 0 | 0 | 0 | 0 | 0 | 0
CT | 0 | 0 | 0 | 0 | 0 | 0
Coal | 11.62 | 1.72 | 0.56 | 0.05 | 0.26 | 0.35
Geo | 0 | 0 | 0 | 0 | 0 | 0
H | 0 | 0 | 0 | 0 | 0 | 0
LFG | 0 | 0 | 0 | 0 | 0 | 0
Nuc | 0 | 0 | 0 | 0 | 0 | 0
PS | 0 | 0 | 0 | 0 | 0 | 0
PV | 0 | 0 | 0 | 0 | 0 | 0
PeakG | 0 | 0 | 0 | 0 | 0 | 0
PeakO | 0 | 0 | 0 | 0 | 0 | 0
ST | 0 | 0 | 0 | 0 | 0 | 0
STOG | 0 | 0 | 0 | 0 | 0 | 0
STWD | 0 | 0 | 0 | 0 | 0 | 0
WT | 0 | 0 | 0 | 0 | 0 | 0
IGCC | 0 | 0 | 0 | 0 | 0 | 0
DemandResponse | 0 | 0 | 0 | 0 | 0 | 0
IGCC-CCS | 0 | 0 | 0 | 0 | 0 | 0
WT_off | 0 | 0 | 0 | 0 | 0 | 0
PseudoUnit | 0 | 0 | 0 | 0 | 0 | 0
FixedInterchange | 0 | 0 | 0 | 0 | 0 | 0
CO2 Emissions (MMmetricTons): Nebraska
ReportingType | 2015 | 2020 | 2025 | 2030 | 2035 | 2040
BM | 0 | 0 | 0 | 0 | 0 | 0
CC | 0.2 | 0.1 | 0.15 | 0.1 | 0.06 | 0.02
CSP | 0 | 0 | 0 | 0 | 0 | 0
CT | 0 | 0 | 0 | 0 | 0 | 0
Coal | 32.1 | 1.79 | 0.44 | 0.21 | 0.2 | 0.17
Geo | 0 | 0 | 0 | 0 | 0 | 0
H | 0 | 0 | 0 | 0 | 0 | 0
LFG | 0 | 0 | 0 | 0 | 0 | 0
Nuc | 0 | 0 | 0 | 0 | 0 | 0
PS | 0 | 0 | 0 | 0 | 0 | 0
PV | 0 | 0 | 0 | 0 | 0 | 0
PeakG | 0.02 | 0 | 0 | 0 | 0 | 0
PeakO | 0 | 0 | 0 | 0 | 0 | 0
ST | 0 | 0 | 0 | 0 | 0 | 0
STOG | 0 | 0 | 0 | 0 | 0 | 0
STWD | 0 | 0 | 0 | 0 | 0 | 0
WT | 0 | 0 | 0 | 0 | 0 | 0
IGCC | 0 | 0 | 0 | 0 | 0 | 0
DemandResponse | 0 | 0 | 0 | 0 | 0 | 0
IGCC-CCS | 0 | 0 | 0 | 0 | 0 | 0
WT_off | 0 | 0 | 0 | 0 | 0 | 0
PseudoUnit | 0 | 0 | 0 | 0 | 0 | 0
FixedInterchange | 0 | 0 | 0 | 0 | 0 | 0
CO2 Emissions (MMmetricTons): NEISO
ReportingType | 2015 | 2020 | 2025 | 2030 | 2035 | 2040
BM | 0 | 0 | 0 | 0 | 0 | 0
CC | 15.99 | 10.49 | 9.17 | 5.39 | 2.43 | 2.1
CSP | 0 | 0 | 0 | 0 | 0 | 0
CT | 0 | 0.01 | 0.01 | 0 | 0 | 0
Coal | 0.03 | 0 | 0 | 0 | 0 | 0
Geo | 0 | 0 | 0 | 0 | 0 | 0
H | 0 | 0 | 0 | 0 | 0 | 0
LFG | 0 | 0 | 0 | 0 | 0 | 0
Nuc | 0 | 0 | 0 | 0 | 0 | 0
PS | 0 | 0 | 0 | 0 | 0 | 0
PV | 0 | 0 | 0 | 0 | 0 | 0
PeakG | 0.02 | 0.02 | 0.02 | 0 | 0 | 0.01
PeakO | 0 | 0 | 0 | 0 | 0 | 0
ST | 0 | 0 | 0 | 0 | 0 | 0
STOG | 0 | 0 | 0 | 0 | 0 | 0
STWD | 0 | 0 | 0 | 0 | 0 | 0
WT | 0 | 0 | 0 | 0 | 0 | 0
IGCC | 0 | 0 | 0 | 0 | 0 | 0
DemandResponse | 0 | 0 | 0 | 0 | 0 | 0
IGCC-CCS | 0 | 0 | 0 | 0 | 0 | 0
WT_off | 0 | 0 | 0 | 0 | 0 | 0
PseudoUnit | 0 | 0 | 0 | 0 | 0 | 0
FixedInterchange | 0 | 0 | 0 | 0 | 0 | 0
CO2 Emissions (MMmetricTons): NonRTO_Midwest
ReportingType | 2015 | 2020 | 2025 | 2030 | 2035 | 2040
BM | 0 | 0 | 0 | 0 | 0 | 0
CC | 7.2 | 12.26 | 12.26 | 11.72 | 9.63 | 1.26
CSP | 0 | 0 | 0 | 0 | 0 | 0
CT | 0 | 0 | 0 | 0 | 0 | 0
Coal | 35.1 | 20.97 | 3.34 | 0.33 | 0.81 | 0.81
Geo | 0 | 0 | 0 | 0 | 0 | 0
H | 0 | 0 | 0 | 0 | 0 | 0
LFG | 0 | 0 | 0 | 0 | 0 | 0
Nuc | 0 | 0 | 0 | 0 | 0 | 0
PS | 0 | 0 | 0 | 0 | 0 | 0
PV | 0 | 0 | 0 | 0 | 0 | 0
PeakG | 0.08 | 0 | 0 | 0 | 0 | 0
PeakO | 0 | 0 | 0 | 0 | 0 | 0
ST | 0 | 0 | 0 | 0 | 0 | 0
STOG | 0 | 0 | 0 | 0 | 0 | 0
STWD | 0 | 0 | 0 | 0 | 0 | 0
WT | 0 | 0 | 0 | 0 | 0 | 0
IGCC | 0 | 0 | 0 | 0 | 0 | 0
DemandResponse | 0 | 0 | 0 | 0 | 0 | 0
IGCC-CCS | 0 | 0 | 0 | 0 | 0 | 0
WT_off | 0 | 0 | 0 | 0 | 0 | 0
PseudoUnit | 0 | 0 | 0 | 0 | 0 | 0
FixedInterchange | 0 | 0 | 0 | 0 | 0 | 0
CO2 Emissions (MMmetricTons): NYISO_A-F
ReportingType | 2015 | 2020 | 2025 | 2030 | 2035 | 2040
BM | 0 | 0 | 0 | 0 | 0 | 0
CC | 3.34 | 3.59 | 1.95 | 1.43 | 0.33 | 0.12
CSP | 0 | 0 | 0 | 0 | 0 | 0
CT | 0 | 0 | 0 | 0 | 0 | 0
Coal | 0 | 0 | 0 | 0 | 0 | 0
Geo | 0 | 0 | 0 | 0 | 0 | 0
H | 0 | 0 | 0 | 0 | 0 | 0
LFG | 0 | 0 | 0 | 0 | 0 | 0
Nuc | 0 | 0 | 0 | 0 | 0 | 0
PS | 0 | 0 | 0 | 0 | 0 | 0
PV | 0 | 0 | 0 | 0 | 0 | 0
PeakG | 0 | 0 | 0 | 0 | 0 | 0
PeakO | 0 | 0 | 0 | 0 | 0 | 0
ST | 0 | 0 | 0 | 0 | 0 | 0
STOG | 0 | 0 | 0 | 0 | 0 | 0
STWD | 0 | 0 | 0 | 0 | 0 | 0
WT | 0 | 0 | 0 | 0 | 0 | 0
IGCC | 0 | 0 | 0 | 0 | 0 | 0
DemandResponse | 0 | 0 | 0 | 0 | 0 | 0
IGCC-CCS | 0 | 0 | 0 | 0 | 0 | 0
WT_off | 0 | 0 | 0 | 0 | 0 | 0
PseudoUnit | 0 | 0 | 0 | 0 | 0 | 0
FixedInterchange | 0 | 0 | 0 | 0 | 0 | 0
CO2 Emissions (MMmetricTons): NYISO_G-I
ReportingType | 2015 | 2020 | 2025 | 2030 | 2035 | 2040
BM | 0 | 0 | 0 | 0 | 0 | 0
CC | 0.67 | 2.52 | 0.92 | 0.47 | 0.55 | 0.29
CSP | 0 | 0 | 0 | 0 | 0 | 0
CT | 0 | 0 | 0 | 0 | 0 | 0
Coal | 0 | 0 | 0 | 0 | 0 | 0
Geo | 0 | 0 | 0 | 0 | 0 | 0
H | 0 | 0 | 0 | 0 | 0 | 0
LFG | 0 | 0 | 0 | 0 | 0 | 0
Nuc | 0 | 0 | 0 | 0 | 0 | 0
PS | 0 | 0 | 0 | 0 | 0 | 0
PV | 0 | 0 | 0 | 0 | 0 | 0
PeakG | 0 | 0 | 0 | 0 | 0 | 0
PeakO | 0 | 0 | 0 | 0 | 0 | 0
ST | 0 | 0 | 0 | 0 | 0 | 0
STOG | 0 | 0 | 0 | 0 | 0 | 0
STWD | 0 | 0 | 0 | 0 | 0 | 0
WT | 0 | 0 | 0 | 0 | 0 | 0
IGCC | 0 | 0 | 0 | 0 | 0 | 0
DemandResponse | 0 | 0 | 0 | 0 | 0 | 0
IGCC-CCS | 0 | 0 | 0 | 0 | 0 | 0
WT_off | 0 | 0 | 0 | 0 | 0 | 0
PseudoUnit | 0 | 0 | 0 | 0 | 0 | 0
FixedInterchange | 0 | 0 | 0 | 0 | 0 | 0
CO2 Emissions (MMmetricTons): NYISO_J-K
ReportingType | 2015 | 2020 | 2025 | 2030 | 2035 | 2040
BM | 0 | 0 | 0 | 0 | 0 | 0
CC | 8.39 | 8.87 | 7.19 | 5.3 | 4.48 | 3.5
CSP | 0 | 0 | 0 | 0 | 0 | 0
CT | 0 | 0 | 0 | 0 | 0 | 0
Coal | 0 | 0 | 0 | 0 | 0 | 0
Geo | 0 | 0 | 0 | 0 | 0 | 0
H | 0 | 0 | 0 | 0 | 0 | 0
LFG | 0 | 0 | 0 | 0 | 0 | 0
Nuc | 0 | 0 | 0 | 0 | 0 | 0
PS | 0 | 0 | 0 | 0 | 0 | 0
PV | 0 | 0 | 0 | 0 | 0 | 0
PeakG | 0.03 | 0.05 | 0.06 | 0.06 | 0.18 | 0.14
PeakO | 0 | 0 | 0 | 0 | 0 | 0
ST | 0 | 0 | 0 | 0 | 0 | 0
STOG | 0.27 | 0.36 | 0.57 | 0.53 | 0.25 | 0.11
STWD | 0 | 0 | 0 | 0 | 0 | 0
WT | 0 | 0 | 0 | 0 | 0 | 0
IGCC | 0 | 0 | 0 | 0 | 0 | 0
DemandResponse | 0 | 0 | 0 | 0 | 0 | 0
IGCC-CCS | 0 | 0 | 0 | 0 | 0 | 0
WT_off | 0 | 0 | 0 | 0 | 0 | 0
PseudoUnit | 0 | 0 | 0 | 0 | 0 | 0
FixedInterchange | 0 | 0 | 0 | 0 | 0 | 0
CO2 Emissions (MMmetricTons): PJM_E
ReportingType | 2015 | 2020 | 2025 | 2030 | 2035 | 2040
BM | 0 | 0 | 0 | 0 | 0 | 0
CC | 16.77 | 18.41 | 19.14 | 16.06 | 12.83 | 7.43
CSP | 0 | 0 | 0 | 0 | 0 | 0
CT | 0 | 0 | 0 | 0 | 0 | 0
Coal | 0.62 | 0.26 | 0.19 | 0 | 0.1 | 0.12
Geo | 0 | 0 | 0 | 0 | 0 | 0
H | 0 | 0 | 0 | 0 | 0 | 0
LFG | 0 | 0 | 0 | 0 | 0 | 0
Nuc | 0 | 0 | 0 | 0 | 0 | 0
PS | 0 | 0 | 0 | 0 | 0 | 0
PV | 0 | 0 | 0 | 0 | 0 | 0
PeakG | 0.01 | 0.15 | 0.15 | 0.28 | 0.15 | 0.15
PeakO | 0 | 0 | 0 | 0 | 0 | 0
ST | 0 | 0 | 0 | 0 | 0 | 0
STOG | 0.16 | 0.3 | 0.23 | 0.23 | 0 | 0
STWD | 0 | 0 | 0 | 0 | 0 | 0
WT | 0 | 0 | 0 | 0 | 0 | 0
IGCC | 0 | 0 | 0 | 0 | 0 | 0
DemandResponse | 0 | 0 | 0 | 0 | 0 | 0
IGCC-CCS | 0 | 0 | 0 | 0 | 0 | 0
WT_off | 0 | 0 | 0 | 0 | 0 | 0
PseudoUnit | 0 | 0 | 0 | 0 | 0 | 0
FixedInterchange | 0 | 0 | 0 | 0 | 0 | 0
CO2 Emissions (MMmetricTons): PJM_ROM
ReportingType | 2015 | 2020 | 2025 | 2030 | 2035 | 2040
BM | 0 | 0 | 0 | 0 | 0 | 0
CC | 7.41 | 8.29 | 9.28 | 6.6 | 5.78 | 3.21
CSP | 0 | 0 | 0 | 0 | 0 | 0
CT | 0 | 0 | 0 | 0 | 0 | 0
Coal | 12.97 | 3.54 | 0.05 | 0.01 | 0.02 | 0.02
Geo | 0 | 0 | 0 | 0 | 0 | 0
H | 0 | 0 | 0 | 0 | 0 | 0
LFG | 0 | 0 | 0 | 0 | 0 | 0
Nuc | 0 | 0 | 0 | 0 | 0 | 0
PS | 0 | 0 | 0 | 0 | 0 | 0
PV | 0 | 0 | 0 | 0 | 0 | 0
PeakG | 0 | 0 | 0 | 0.09 | 0.09 | 0.09
PeakO | 0 | 0 | 0 | 0 | 0 | 0
ST | 0 | 0 | 0 | 0 | 0 | 0
STOG | 0.39 | 0.39 | 0.71 | 0.39 | 0.35 | 0
STWD | 0 | 0 | 0 | 0 | 0 | 0
WT | 0 | 0 | 0 | 0 | 0 | 0
IGCC | 0 | 0 | 0 | 0 | 0 | 0
DemandResponse | 0 | 0 | 0 | 0 | 0 | 0
IGCC-CCS | 0 | 0 | 0 | 0 | 0 | 0
WT_off | 0 | 0 | 0 | 0 | 0 | 0
PseudoUnit | 0 | 0 | 0 | 0 | 0 | 0
FixedInterchange | 0 | 0 | 0 | 0 | 0 | 0
CO2 Emissions (MMmetricTons): PJM_ROR
ReportingType | 2015 | 2020 | 2025 | 2030 | 2035 | 2040
BM | 0 | 0 | 0 | 0 | 0 | 0
CC | 56.18 | 70.58 | 68.91 | 59.09 | 46.08 | 13.86
CSP | 0 | 0 | 0 | 0 | 0 | 0
CT | 0 | 0 | 0 | 0 | 0 | 0
Coal | 183.08 | 97.22 | 6.56 | 1.01 | 1.89 | 1.89
Geo | 0 | 0 | 0 | 0 | 0 | 0
H | 0 | 0 | 0 | 0 | 0 | 0
LFG | 0 | 0 | 0 | 0 | 0 | 0
Nuc | 0 | 0 | 0 | 0 | 0 | 0
PS | 0 | 0 | 0 | 0 | 0 | 0
PV | 0 | 0 | 0 | 0 | 0 | 0
PeakG | 0.5 | 0.45 | 0.6 | 0.48 | 0.43 | 0.13
PeakO | 0 | 0 | 0 | 0 | 0 | 0
ST | 0 | 0 | 0 | 0 | 0 | 0
STOG | 0.37 | 0.36 | 0.44 | 0.39 | 0.1 | 0
STWD | 0 | 0 | 0 | 0 | 0 | 0
WT | 0 | 0 | 0 | 0 | 0 | 0
IGCC | 0 | 0 | 0 | 0 | 0 | 0
DemandResponse | 0 | 0 | 0 | 0 | 0 | 0
IGCC-CCS | 0 | 0 | 0 | 0 | 0 | 0
WT_off | 0 | 0 | 0 | 0 | 0 | 0
PseudoUnit | 0 | 0 | 0 | 0 | 0 | 0
FixedInterchange | 0 | 0 | 0 | 0 | 0 | 0
CO2 Emissions (MMmetricTons): SOCO
ReportingType | 2015 | 2020 | 2025 | 2030 | 2035 | 2040
BM | 0 | 0 | 0 | 0 | 0 | 0
CC | 55.01 | 55.42 | 53.47 | 41.25 | 13.15 | 4.29
CSP | 0 | 0 | 0 | 0 | 0 | 0
CT | 0 | 0 | 0 | 0 | 0 | 0
Coal | 32.13 | 9.41 | 0.42 | 0.62 | 0.62 | 0.62
Geo | 0 | 0 | 0 | 0 | 0 | 0
H | 0 | 0 | 0 | 0 | 0 | 0
LFG | 0 | 0 | 0 | 0 | 0 | 0
Nuc | 0 | 0 | 0 | 0 | 0 | 0
PS | 0 | 0 | 0 | 0 | 0 | 0
PV | 0 | 0 | 0 | 0 | 0 | 0
PeakG | 0.19 | 0.23 | 0.41 | 0.15 | 0.04 | 0
PeakO | 0 | 0 | 0 | 0 | 0 | 0
ST | 0 | 0 | 0 | 0 | 0 | 0
STOG | 0 | 0 | 0 | 0 | 0 | 0
STWD | 0 | 0 | 0 | 0 | 0 | 0
WT | 0 | 0 | 0 | 0 | 0 | 0
IGCC | 0 | 0 | 0 | 0 | 0 | 0
DemandResponse | 0 | 0 | 0 | 0 | 0 | 0
IGCC-CCS | 0 | 0 | 0 | 0 | 0 | 0
WT_off | 0 | 0 | 0 | 0 | 0 | 0
PseudoUnit | 0 | 0 | 0 | 0 | 0 | 0
FixedInterchange | 0 | 0 | 0 | 0 | 0 | 0
CO2 Emissions (MMmetricTons): SPP_N
ReportingType | 2015 | 2020 | 2025 | 2030 | 2035 | 2040
BM | 0 | 0 | 0 | 0 | 0 | 0
CC | 2.18 | 0.36 | 0.57 | 0.35 | 0.2 | 0.1
CSP | 0 | 0 | 0 | 0 | 0 | 0
CT | 0 | 0 | 0 | 0 | 0 | 0
Coal | 57.36 | 9.62 | 0.58 | 0.06 | 0.15 | 0.11
Geo | 0 | 0 | 0 | 0 | 0 | 0
H | 0 | 0 | 0 | 0 | 0 | 0
LFG | 0 | 0 | 0 | 0 | 0 | 0
Nuc | 0 | 0 | 0 | 0 | 0 | 0
PS | 0 | 0 | 0 | 0 | 0 | 0
PV | 0 | 0 | 0 | 0 | 0 | 0
PeakG | 0.04 | 0 | 0 | 0 | 0 | 0
PeakO | 0 | 0 | 0 | 0 | 0 | 0
ST | 0 | 0 | 0 | 0 | 0 | 0
STOG | 0.15 | 0 | 0 | 0 | 0 | 0
STWD | 0 | 0 | 0 | 0 | 0 | 0
WT | 0 | 0 | 0 | 0 | 0 | 0
IGCC | 0 | 0 | 0 | 0 | 0 | 0
DemandResponse | 0 | 0 | 0 | 0 | 0 | 0
IGCC-CCS | 0 | 0 | 0 | 0 | 0 | 0
WT_off | 0 | 0 | 0 | 0 | 0 | 0
PseudoUnit | 0 | 0 | 0 | 0 | 0 | 0
FixedInterchange | 0 | 0 | 0 | 0 | 0 | 0
CO2 Emissions (MMmetricTons): SPP_S
ReportingType | 2015 | 2020 | 2025 | 2030 | 2035 | 2040
BM | 0 | 0 | 0 | 0 | 0 | 0
CC | 19.66 | 4.74 | 5.59 | 4.95 | 2.76 | 1.76
CSP | 0 | 0 | 0 | 0 | 0 | 0
CT | 0 | 0 | 0 | 0 | 0 | 0
Coal | 77.03 | 7.16 | 0.34 | 0 | 0 | 0
Geo | 0 | 0 | 0 | 0 | 0 | 0
H | 0 | 0 | 0 | 0 | 0 | 0
LFG | 0 | 0 | 0 | 0 | 0 | 0
Nuc | 0 | 0 | 0 | 0 | 0 | 0
PS | 0 | 0 | 0 | 0 | 0 | 0
PV | 0 | 0 | 0 | 0 | 0 | 0
PeakG | 0 | 0 | 0 | 0 | 0 | 0
PeakO | 0 | 0 | 0 | 0 | 0 | 0
ST | 0 | 0 | 0 | 0 | 0 | 0
STOG | 1.43 | 0.4 | 0.63 | 0.76 | 0.31 | 0.28
STWD | 0 | 0 | 0 | 0 | 0 | 0
WT | 0 | 0 | 0 | 0 | 0 | 0
IGCC | 0 | 0 | 0 | 0 | 0 | 0
DemandResponse | 0 | 0 | 0 | 0 | 0 | 0
IGCC-CCS | 0 | 0 | 0 | 0 | 0 | 0
WT_off | 0 | 0 | 0 | 0 | 0 | 0
PseudoUnit | 0 | 0 | 0 | 0 | 0 | 0
FixedInterchange | 0 | 0 | 0 | 0 | 0 | 0
CO2 Emissions (MMmetricTons): TVA
ReportingType | 2015 | 2020 | 2025 | 2030 | 2035 | 2040
BM | 0 | 0 | 0 | 0 | 0 | 0
CC | 16.62 | 24.38 | 26.61 | 21.35 | 10.41 | 2.93
CSP | 0 | 0 | 0 | 0 | 0 | 0
CT | 0 | 0 | 0 | 0 | 0 | 0
Coal | 32.6 | 11.72 | 0.44 | 0 | 0 | 0
Geo | 0 | 0 | 0 | 0 | 0 | 0
H | 0 | 0 | 0 | 0 | 0 | 0
LFG | 0 | 0 | 0 | 0 | 0 | 0
Nuc | 0 | 0 | 0 | 0 | 0 | 0
PS | 0 | 0 | 0 | 0 | 0 | 0
PV | 0 | 0 | 0 | 0 | 0 | 0
PeakG | 0 | 0 | 0 | 0 | 0 | 0
PeakO | 0 | 0 | 0 | 0 | 0 | 0
ST | 0 | 0 | 0 | 0 | 0 | 0
STOG | 0 | 0 | 0 | 0 | 0 | 0
STWD | 0 | 0 | 0 | 0 | 0 | 0
WT | 0 | 0 | 0 | 0 | 0 | 0
IGCC | 0 | 0 | 0 | 0 | 0 | 0
DemandResponse | 0 | 0 | 0 | 0 | 0 | 0
IGCC-CCS | 0 | 0 | 0 | 0 | 0 | 0
WT_off | 0 | 0 | 0 | 0 | 0 | 0
PseudoUnit | 0 | 0 | 0 | 0 | 0 | 0
FixedInterchange | 0 | 0 | 0 | 0 | 0 | 0
CO2 Emissions (MMmetricTons): TVA_Transmission
ReportingType | 2015 | 2020 | 2025 | 2030 | 2035 | 2040
BM | 0 | 0 | 0 | 0 | 0 | 0
CC | 0 | 0 | 0 | 0 | 0 | 0
CSP | 0 | 0 | 0 | 0 | 0 | 0
CT | 0 | 0 | 0 | 0 | 0 | 0
Coal | 0 | 0 | 0 | 0 | 0 | 0
Geo | 0 | 0 | 0 | 0 | 0 | 0
H | 0 | 0 | 0 | 0 | 0 | 0
LFG | 0 | 0 | 0 | 0 | 0 | 0
Nuc | 0 | 0 | 0 | 0 | 0 | 0
PS | 0 | 0 | 0 | 0 | 0 | 0
PV | 0 | 0 | 0 | 0 | 0 | 0
PeakG | 0 | 0 | 0 | 0 | 0 | 0
PeakO | 0 | 0 | 0 | 0 | 0 | 0
ST | 0 | 0 | 0 | 0 | 0 | 0
STOG | 0 | 0 | 0 | 0 | 0 | 0
STWD | 0 | 0 | 0 | 0 | 0 | 0
WT | 0 | 0 | 0 | 0 | 0 | 0
IGCC | 0 | 0 | 0 | 0 | 0 | 0
DemandResponse | 0 | 0 | 0 | 0 | 0 | 0
IGCC-CCS | 0 | 0 | 0 | 0 | 0 | 0
WT_off | 0 | 0 | 0 | 0 | 0 | 0
PseudoUnit | 0 | 0 | 0 | 0 | 0 | 0
FixedInterchange | 0 | 0 | 0 | 0 | 0 | 0
CO2 Emissions (MMmetricTons): VACAR
ReportingType | 2015 | 2020 | 2025 | 2030 | 2035 | 2040
BM | 0 | 0 | 0 | 0 | 0 | 0
CC | 38.93 | 38.73 | 37.12 | 29.33 | 13.16 | 2.93
CSP | 0 | 0 | 0 | 0 | 0 | 0
CT | 0.04 | 0.04 | 0.04 | 0 | 0 | 0
Coal | 25.57 | 14.25 | 2.34 | 0.31 | 0.4 | 0.4
Geo | 0 | 0 | 0 | 0 | 0 | 0
H | 0 | 0 | 0 | 0 | 0 | 0
LFG | 0 | 0 | 0 | 0 | 0 | 0
Nuc | 0 | 0 | 0 | 0 | 0 | 0
PS | 0 | 0 | 0 | 0 | 0 | 0
PV | 0 | 0 | 0 | 0 | 0 | 0
PeakG | 0.05 | 0.06 | 0.15 | 0.18 | 0.02 | 0.02
PeakO | 0 | 0 | 0 | 0 | 0 | 0
ST | 0 | 0 | 0 | 0 | 0 | 0
STOG | 0 | 0 | 0 | 0 | 0 | 0
STWD | 0 | 0 | 0 | 0 | 0 | 0
WT | 0 | 0 | 0 | 0 | 0 | 0
IGCC | 0 | 0 | 0 | 0 | 0 | 0
DemandResponse | 0 | 0 | 0 | 0 | 0 | 0
IGCC-CCS | 0 | 0 | 0 | 0 | 0 | 0
WT_off | 0 | 0 | 0 | 0 | 0 | 0
PseudoUnit | 0 | 0 | 0 | 0 | 0 | 0
FixedInterchange | 0 | 0 | 0 | 0 | 0 | 0
CO2 Emissions (MMmetricTons): IESO
ReportingType | 2015 | 2020 | 2025 | 2030 | 2035 | 2040
BM | 0 | 0 | 0 | 0 | 0 | 0
CC | 3.12 | 2.19 | 0.06 | 0.04 | 0.01 | 0.08
CSP | 0 | 0 | 0 | 0 | 0 | 0
CT | 0.01 | 0.01 | 0 | 0 | 0 | 0
Coal | 0 | 0 | 0 | 0 | 0 | 0
Geo | 0 | 0 | 0 | 0 | 0 | 0
H | 0 | 0 | 0 | 0 | 0 | 0
LFG | 0 | 0 | 0 | 0 | 0 | 0
Nuc | 0 | 0 | 0 | 0 | 0 | 0
PS | 0 | 0 | 0 | 0 | 0 | 0
PV | 0 | 0 | 0 | 0 | 0 | 0
PeakG | 0 | 0 | 0 | 0 | 0 | 0
PeakO | 0 | 0 | 0 | 0 | 0 | 0
ST | 0 | 0 | 0 | 0 | 0 | 0
STOG | 0 | 0 | 0 | 0 | 0 | 0
STWD | 0 | 0 | 0 | 0 | 0 | 0
WT | 0 | 0 | 0 | 0 | 0 | 0
IGCC | 0 | 0 | 0 | 0 | 0 | 0
DemandResponse | 0 | 0 | 0 | 0 | 0 | 0
IGCC-CCS | 0 | 0 | 0 | 0 | 0 | 0
WT_off | 0 | 0 | 0 | 0 | 0 | 0
PseudoUnit | 0 | 0 | 0 | 0 | 0 | 0
FixedInterchange | 0 | 0 | 0 | 0 | 0 | 0
CO2 Emissions (MMmetricTons): MAPP_CA
ReportingType | 2015 | 2020 | 2025 | 2030 | 2035 | 2040
BM | 0 | 0 | 0 | 0 | 0 | 0
CC | 2.94 | 2.94 | 0.31 | 0 | 0 | 0
CSP | 0 | 0 | 0 | 0 | 0 | 0
CT | 0 | 0 | 0 | 0 | 0 | 0
Coal | 0.26 | 0.04 | 0 | 0 | 0 | 0
Geo | 0 | 0 | 0 | 0 | 0 | 0
H | 0 | 0 | 0 | 0 | 0 | 0
LFG | 0 | 0 | 0 | 0 | 0 | 0
Nuc | 0 | 0 | 0 | 0 | 0 | 0
PS | 0 | 0 | 0 | 0 | 0 | 0
PV | 0 | 0 | 0 | 0 | 0 | 0
PeakG | 0.05 | 0.01 | 0 | 0 | 0 | 0
PeakO | 0 | 0 | 0 | 0 | 0 | 0
ST | 0 | 0 | 0 | 0 | 0 | 0
STOG | 0 | 0 | 0 | 0 | 0 | 0
STWD | 0 | 0 | 0 | 0 | 0 | 0
WT | 0 | 0 | 0 | 0 | 0 | 0
IGCC | 0 | 0 | 0 | 0 | 0 | 0
DemandResponse | 0 | 0 | 0 | 0 | 0 | 0
IGCC-CCS | 0 | 0 | 0 | 0 | 0 | 0
WT_off | 0 | 0 | 0 | 0 | 0 | 0
PseudoUnit | 0 | 0 | 0 | 0 | 0 | 0
FixedInterchange | 0 | 0 | 0 | 0 | 0 | 0
CO2 Emissions (MMmetricTons): AZ_NM_SNV_Coal
ReportingType | 2015 | 2020 | 2025 | 2030 | 2035 | 2040
BM | 0 | 0 | 0 | 0 | 0 | 0
CC | 0 | 0 | 0 | 0 | 0 | 0
CSP | 0 | 0 | 0 | 0 | 0 | 0
CT | 0 | 0 | 0 | 0 | 0 | 0
Coal | 47.57 | 43.18 | 9.58 | 0.04 | 0.26 | 0.13
Geo | 0 | 0 | 0 | 0 | 0 | 0
H | 0 | 0 | 0 | 0 | 0 | 0
LFG | 0 | 0 | 0 | 0 | 0 | 0
Nuc | 0 | 0 | 0 | 0 | 0 | 0
PS | 0 | 0 | 0 | 0 | 0 | 0
PV | 0 | 0 | 0 | 0 | 0 | 0
PeakG | 0 | 0 | 0 | 0 | 0 | 0
PeakO | 0 | 0 | 0 | 0 | 0 | 0
ST | 0 | 0 | 0 | 0 | 0 | 0
STOG | 0 | 0 | 0 | 0 | 0 | 0
STWD | 0 | 0 | 0 | 0 | 0 | 0
WT | 0 | 0 | 0 | 0 | 0 | 0
IGCC | 0 | 0 | 0 | 0 | 0 | 0
DemandResponse | 0 | 0 | 0 | 0 | 0 | 0
IGCC-CCS | 0 | 0 | 0 | 0 | 0 | 0
WT_off | 0 | 0 | 0 | 0 | 0 | 0
PseudoUnit | 0 | 0 | 0 | 0 | 0 | 0
FixedInterchange | 0 | 0 | 0 | 0 | 0 | 0
CO2 Emissions (MMmetricTons): AZ_NM_SNV_Gas
ReportingType | 2015 | 2020 | 2025 | 2030 | 2035 | 2040
BM | 0 | 0 | 0 | 0 | 0 | 0
CC | 25.18 | 20.41 | 30.81 | 17.77 | 6.46 | 4.73
CSP | 0 | 0 | 0 | 0 | 0 | 0
CT | 0 | 0 | 0 | 0 | 0 | 0
Coal | 0 | 0 | 0 | 0 | 0 | 0
Geo | 0 | 0 | 0 | 0 | 0 | 0
H | 0 | 0 | 0 | 0 | 0 | 0
LFG | 0 | 0 | 0 | 0 | 0 | 0
Nuc | 0 | 0 | 0 | 0 | 0 | 0
PS | 0 | 0 | 0 | 0 | 0 | 0
PV | 0 | 0 | 0 | 0 | 0 | 0
PeakG | 0 | 0 | 0 | 0 | 0 | 0
PeakO | 0 | 0 | 0 | 0 | 0 | 0
ST | 0 | 0 | 0 | 0 | 0 | 0
STOG | 0 | 0 | 0 | 0 | 0 | 0
STWD | 0 | 0 | 0 | 0 | 0 | 0
WT | 0 | 0 | 0 | 0 | 0 | 0
IGCC | 0 | 0 | 0 | 0 | 0 | 0
DemandResponse | 0 | 0 | 0 | 0 | 0 | 0
IGCC-CCS | 0 | 0 | 0 | 0 | 0 | 0
WT_off | 0 | 0 | 0 | 0 | 0 | 0
PseudoUnit | 0 | 0 | 0 | 0 | 0 | 0
FixedInterchange | 0 | 0 | 0 | 0 | 0 | 0
CO2 Emissions (MMmetricTons): AZ_NM_SNV_NucRenew
ReportingType | 2015 | 2020 | 2025 | 2030 | 2035 | 2040
BM | 0 | 0 | 0 | 0 | 0 | 0
CC | 0 | 0 | 0 | 0 | 0 | 0
CSP | 0 | 0 | 0 | 0 | 0 | 0
CT | 0 | 0 | 0 | 0 | 0 | 0
Coal | 0 | 0 | 0 | 0 | 0 | 0
Geo | 0 | 0 | 0 | 0 | 0 | 0
H | 0 | 0 | 0 | 0 | 0 | 0
LFG | 0 | 0 | 0 | 0 | 0 | 0
Nuc | 0 | 0 | 0 | 0 | 0 | 0
PS | 0 | 0 | 0 | 0 | 0 | 0
PV | 0 | 0 | 0 | 0 | 0 | 0
PeakG | 0 | 0 | 0 | 0 | 0 | 0
PeakO | 0 | 0 | 0 | 0 | 0 | 0
ST | 0 | 0 | 0 | 0 | 0 | 0
STOG | 0 | 0 | 0 | 0 | 0 | 0
STWD | 0 | 0 | 0 | 0 | 0 | 0
WT | 0 | 0 | 0 | 0 | 0 | 0
IGCC | 0 | 0 | 0 | 0 | 0 | 0
DemandResponse | 0 | 0 | 0 | 0 | 0 | 0
IGCC-CCS | 0 | 0 | 0 | 0 | 0 | 0
WT_off | 0 | 0 | 0 | 0 | 0 | 0
PseudoUnit | 0 | 0 | 0 | 0 | 0 | 0
FixedInterchange | 0 | 0 | 0 | 0 | 0 | 0
CO2 Emissions (MMmetricTons): ERCOT
ReportingType | 2015 | 2020 | 2025 | 2030 | 2035 | 2040
BM | 0 | 0 | 0 | 0 | 0 | 0
CC | 76.45 | 81.85 | 69.7 | 60.51 | 27.72 | 19.5
CSP | 0 | 0 | 0 | 0 | 0 | 0
CT | 0 | 0 | 0 | 0 | 0 | 0
Coal | 40.9 | 25.86 | 1.16 | 0.66 | 0.77 | 0.77
Geo | 0 | 0 | 0 | 0 | 0 | 0
H | 0 | 0 | 0 | 0 | 0 | 0
LFG | 0 | 0 | 0 | 0 | 0 | 0
Nuc | 0 | 0 | 0 | 0 | 0 | 0
PS | 0 | 0 | 0 | 0 | 0 | 0
PV | 0 | 0 | 0 | 0 | 0 | 0
PeakG | 0 | 0 | 0 | 0.02 | 0.03 | 0.02
PeakO | 0 | 0 | 0 | 0 | 0 | 0
ST | 0 | 0 | 0 | 0 | 0 | 0
STOG | 1.23 | 1.85 | 0.56 | 0.4 | 0 | 0
STWD | 0 | 0 | 0 | 0 | 0 | 0
WT | 0 | 0 | 0 | 0 | 0 | 0
IGCC | 0 | 0 | 0 | 0 | 0 | 0
DemandResponse | 0 | 0 | 0 | 0 | 0 | 0
IGCC-CCS | 0 | 0 | 0 | 0 | 0 | 0
WT_off | 0 | 0 | 0 | 0 | 0 | 0
PseudoUnit | 0 | 0 | 0 | 0 | 0 | 0
FixedInterchange | 0 | 0 | 0 | 0 | 0 | 0
CO2 Emissions (MMmetricTons): NP15
ReportingType | 2015 | 2020 | 2025 | 2030 | 2035 | 2040
BM | 0 | 0 | 0 | 0 | 0 | 0
CC | 22.02 | 21.41 | 21.44 | 12.14 | 4.03 | 2.53
CSP | 0 | 0 | 0 | 0 | 0 | 0
CT | 0 | 0 | 0 | 0 | 0 | 0
Coal | 1.57 | 0 | 0 | 0 | 0 | 0
Geo | 0 | 0 | 0 | 0 | 0 | 0
H | 0 | 0 | 0 | 0 | 0 | 0
LFG | 0 | 0 | 0 | 0 | 0 | 0
Nuc | 0 | 0 | 0 | 0 | 0 | 0
PS | 0 | 0 | 0 | 0 | 0 | 0
PV | 0 | 0 | 0 | 0 | 0 | 0
PeakG | 0 | 0 | 0 | 0 | 0 | 0
PeakO | 0 | 0 | 0 | 0 | 0 | 0
ST | 0 | 0 | 0 | 0 | 0 | 0
STOG | 0.04 | 0.02 | 0.04 | 0 | 0 | 0
STWD | 0 | 0 | 0 | 0 | 0 | 0
WT | 0 | 0 | 0 | 0 | 0 | 0
IGCC | 0 | 0 | 0 | 0 | 0 | 0
DemandResponse | 0 | 0 | 0 | 0 | 0 | 0
IGCC-CCS | 0 | 0 | 0 | 0 | 0 | 0
WT_off | 0 | 0 | 0 | 0 | 0 | 0
PseudoUnit | 0 | 0 | 0 | 0 | 0 | 0
FixedInterchange | 0 | 0 | 0 | 0 | 0 | 0
CO2 Emissions (MMmetricTons): NWPP_Coal
ReportingType | 2015 | 2020 | 2025 | 2030 | 2035 | 2040
BM | 0 | 0 | 0 | 0 | 0 | 0
CC | 0 | 0 | 0 | 0 | 0 | 0
CSP | 0 | 0 | 0 | 0 | 0 | 0
CT | 0 | 0 | 0 | 0 | 0 | 0
Coal | 48.88 | 36.47 | 0.16 | 0.16 | 0.16 | 0.16
Geo | 0 | 0 | 0 | 0 | 0 | 0
H | 0 | 0 | 0 | 0 | 0 | 0
LFG | 0 | 0 | 0 | 0 | 0 | 0
Nuc | 0 | 0 | 0 | 0 | 0 | 0
PS | 0 | 0 | 0 | 0 | 0 | 0
PV | 0 | 0 | 0 | 0 | 0 | 0
PeakG | 0 | 0 | 0 | 0 | 0 | 0
PeakO | 0 | 0 | 0 | 0 | 0 | 0
ST | 0 | 0 | 0 | 0 | 0 | 0
STOG | 0 | 0 | 0 | 0 | 0 | 0
STWD | 0 | 0 | 0 | 0 | 0 | 0
WT | 0 | 0 | 0 | 0 | 0 | 0
IGCC | 0 | 0 | 0 | 0 | 0 | 0
DemandResponse | 0 | 0 | 0 | 0 | 0 | 0
IGCC-CCS | 0 | 0 | 0 | 0 | 0 | 0
WT_off | 0 | 0 | 0 | 0 | 0 | 0
PseudoUnit | 0 | 0 | 0 | 0 | 0 | 0
FixedInterchange | 0 | 0 | 0 | 0 | 0 | 0
CO2 Emissions (MMmetricTons): NWPP_Gas
ReportingType | 2015 | 2020 | 2025 | 2030 | 2035 | 2040
BM | 0 | 0 | 0 | 0 | 0 | 0
CC | 19.13 | 23.56 | 23.56 | 14.12 | 2.33 | 2
CSP | 0 | 0 | 0 | 0 | 0 | 0
CT | 0 | 0 | 0 | 0 | 0 | 0
Coal | 0 | 0 | 0 | 0 | 0 | 0
Geo | 0 | 0 | 0 | 0 | 0 | 0
H | 0 | 0 | 0 | 0 | 0 | 0
LFG | 0 | 0 | 0 | 0 | 0 | 0
Nuc | 0 | 0 | 0 | 0 | 0 | 0
PS | 0 | 0 | 0 | 0 | 0 | 0
PV | 0 | 0 | 0 | 0 | 0 | 0
PeakG | 0 | 0 | 0 | 0 | 0 | 0
PeakO | 0 | 0 | 0 | 0 | 0 | 0
ST | 0 | 0 | 0 | 0 | 0 | 0
STOG | 0 | 0 | 0 | 0 | 0 | 0
STWD | 0 | 0 | 0 | 0 | 0 | 0
WT | 0 | 0 | 0 | 0 | 0 | 0
IGCC | 0 | 0 | 0 | 0 | 0 | 0
DemandResponse | 0 | 0 | 0 | 0 | 0 | 0
IGCC-CCS | 0 | 0 | 0 | 0 | 0 | 0
WT_off | 0 | 0 | 0 | 0 | 0 | 0
PseudoUnit | 0 | 0 | 0 | 0 | 0 | 0
FixedInterchange | 0 | 0 | 0 | 0 | 0 | 0
CO2 Emissions (MMmetricTons): NWPP_NucRenew
ReportingType | 2015 | 2020 | 2025 | 2030 | 2035 | 2040
BM | 0 | 0 | 0 | 0 | 0 | 0
CC | 0 | 0 | 0 | 0 | 0 | 0
CSP | 0 | 0 | 0 | 0 | 0 | 0
CT | 0 | 0 | 0 | 0 | 0 | 0
Coal | 0 | 0 | 0 | 0 | 0 | 0
Geo | 0 | 0 | 0 | 0 | 0 | 0
H | 0 | 0 | 0 | 0 | 0 | 0
LFG | 0 | 0 | 0 | 0 | 0 | 0
Nuc | 0 | 0 | 0 | 0 | 0 | 0
PS | 0 | 0 | 0 | 0 | 0 | 0
PV | 0 | 0 | 0 | 0 | 0 | 0
PeakG | 0 | 0 | 0 | 0 | 0 | 0
PeakO | 0 | 0 | 0 | 0 | 0 | 0
ST | 0 | 0 | 0 | 0 | 0 | 0
STOG | 0 | 0 | 0 | 0 | 0 | 0
STWD | 0 | 0 | 0 | 0 | 0 | 0
WT | 0 | 0 | 0 | 0 | 0 | 0
IGCC | 0 | 0 | 0 | 0 | 0 | 0
DemandResponse | 0 | 0 | 0 | 0 | 0 | 0
IGCC-CCS | 0 | 0 | 0 | 0 | 0 | 0
WT_off | 0 | 0 | 0 | 0 | 0 | 0
PseudoUnit | 0 | 0 | 0 | 0 | 0 | 0
FixedInterchange | 0 | 0 | 0 | 0 | 0 | 0
CO2 Emissions (MMmetricTons): RMPA
ReportingType | 2015 | 2020 | 2025 | 2030 | 2035 | 2040
BM | 0 | 0 | 0 | 0 | 0 | 0
CC | 4.13 | 4.05 | 7.33 | 4.14 | 1.9 | 1.54
CSP | 0 | 0 | 0 | 0 | 0 | 0
CT | 0 | 0 | 0 | 0 | 0 | 0
Coal | 49.8 | 39.88 | 3.29 | 0.41 | 0.41 | 0.4
Geo | 0 | 0 | 0 | 0 | 0 | 0
H | 0 | 0 | 0 | 0 | 0 | 0
LFG | 0 | 0 | 0 | 0 | 0 | 0
Nuc | 0 | 0 | 0 | 0 | 0 | 0
PS | 0 | 0 | 0 | 0 | 0 | 0
PV | 0 | 0 | 0 | 0 | 0 | 0
PeakG | 0 | 0 | 0 | 0 | 0 | 0
PeakO | 0 | 0 | 0 | 0 | 0 | 0
ST | 0 | 0 | 0 | 0 | 0 | 0
STOG | 0 | 0 | 0 | 0 | 0 | 0
STWD | 0 | 0 | 0 | 0 | 0 | 0
WT | 0 | 0 | 0 | 0 | 0 | 0
IGCC | 0 | 0 | 0 | 0 | 0 | 0
DemandResponse | 0 | 0 | 0 | 0 | 0 | 0
IGCC-CCS | 0 | 0 | 0 | 0 | 0 | 0
WT_off | 0 | 0 | 0 | 0 | 0 | 0
PseudoUnit | 0 | 0 | 0 | 0 | 0 | 0
FixedInterchange | 0 | 0 | 0 | 0 | 0 | 0
CO2 Emissions (MMmetricTons): SP15
ReportingType | 2015 | 2020 | 2025 | 2030 | 2035 | 2040
BM | 0 | 0 | 0 | 0 | 0 | 0
CC | 31.33 | 28.33 | 27.78 | 23.55 | 10.94 | 6.69
CSP | 0 | 0 | 0 | 0 | 0 | 0
CT | 0 | 0 | 0 | 0 | 0 | 0
Coal | 1.49 | 0.81 | 0.37 | 0 | 0 | 0
Geo | 0 | 0 | 0 | 0 | 0 | 0
H | 0 | 0 | 0 | 0 | 0 | 0
LFG | 0 | 0 | 0 | 0 | 0 | 0
Nuc | 0 | 0 | 0 | 0 | 0 | 0
PS | 0 | 0 | 0 | 0 | 0 | 0
PV | 0 | 0 | 0 | 0 | 0 | 0
PeakG | 0 | 0 | 0 | 0 | 0 | 0
PeakO | 0 | 0 | 0 | 0 | 0 | 0
ST | 0 | 0 | 0 | 0 | 0 | 0
STOG | 0.28 | 0.11 | 0.21 | 0.11 | 0.03 | 0.01
STWD | 0 | 0 | 0 | 0 | 0 | 0
WT | 0 | 0 | 0 | 0 | 0 | 0
IGCC | 0 | 0 | 0 | 0 | 0 | 0
DemandResponse | 0 | 0 | 0 | 0 | 0 | 0
IGCC-CCS | 0 | 0 | 0 | 0 | 0 | 0
WT_off | 0 | 0 | 0 | 0 | 0 | 0
PseudoUnit | 0 | 0 | 0 | 0 | 0 | 0
FixedInterchange | 0 | 0 | 0 | 0 | 0 | 0
CO2 Emissions (MMmetricTons): ALB
ReportingType | 2015 | 2020 | 2025 | 2030 | 2035 | 2040
BM | 0 | 0 | 0 | 0 | 0 | 0
CC | 6.61 | 6.8 | 6.85 | 0 | 0 | 0
CSP | 0 | 0 | 0 | 0 | 0 | 0
CT | 0 | 0 | 0 | 0 | 0 | 0
Coal | 45.36 | 45.36 | 44.73 | 0 | 0 | 0
Geo | 0 | 0 | 0 | 0 | 0 | 0
H | 0 | 0 | 0 | 0 | 0 | 0
LFG | 0 | 0 | 0 | 0 | 0 | 0
Nuc | 0 | 0 | 0 | 0 | 0 | 0
PS | 0 | 0 | 0 | 0 | 0 | 0
PV | 0 | 0 | 0 | 0 | 0 | 0
PeakG | 0 | 0 | 0 | 0 | 0 | 0
PeakO | 0 | 0 | 0 | 0 | 0 | 0
ST | 0 | 0 | 0 | 0 | 0 | 0
STOG | 0 | 0 | 0 | 0 | 0 | 0
STWD | 0 | 0 | 0 | 0 | 0 | 0
WT | 0 | 0 | 0 | 0 | 0 | 0
IGCC | 0 | 0 | 0 | 0 | 0 | 0
DemandResponse | 0 | 0 | 0 | 0 | 0 | 0
IGCC-CCS | 0 | 0 | 0 | 0 | 0 | 0
WT_off | 0 | 0 | 0 | 0 | 0 | 0
PseudoUnit | 0 | 0 | 0 | 0 | 0 | 0
FixedInterchange | 0 | 0 | 0 | 0 | 0 | 0
CO2 Emissions (MMmetricTons): BC
ReportingType | 2015 | 2020 | 2025 | 2030 | 2035 | 2040
BM | 0 | 0 | 0 | 0 | 0 | 0
CC | 1.63 | 1.63 | 1.63 | 1.03 | 0 | 0
CSP | 0 | 0 | 0 | 0 | 0 | 0
CT | 0 | 0 | 0 | 0 | 0 | 0
Coal | 0 | 0 | 0 | 0 | 0 | 0
Geo | 0 | 0 | 0 | 0 | 0 | 0
H | 0 | 0 | 0 | 0 | 0 | 0
LFG | 0 | 0 | 0 | 0 | 0 | 0
Nuc | 0 | 0 | 0 | 0 | 0 | 0
PS | 0 | 0 | 0 | 0 | 0 | 0
PV | 0 | 0 | 0 | 0 | 0 | 0
PeakG | 0 | 0 | 0 | 0 | 0 | 0
PeakO | 0 | 0 | 0 | 0 | 0 | 0
ST | 0 | 0 | 0 | 0 | 0 | 0
STOG | 0 | 0 | 0 | 0 | 0 | 0
STWD | 0 | 0 | 0 | 0 | 0 | 0
WT | 0 | 0 | 0 | 0 | 0 | 0
IGCC | 0 | 0 | 0 | 0 | 0 | 0
DemandResponse | 0 | 0 | 0 | 0 | 0 | 0
IGCC-CCS | 0 | 0 | 0 | 0 | 0 | 0
WT_off | 0 | 0 | 0 | 0 | 0 | 0
PseudoUnit | 0 | 0 | 0 | 0 | 0 | 0
FixedInterchange | 0 | 0 | 0 | 0 | 0 | 0
CO2 Emissions (MMmetricTons): HQ_IESO
ReportingType | 2015 | 2020 | 2025 | 2030 | 2035 | 2040
BM | 0 | 0 | 0 | 0 | 0 | 0
CC | 0 | 0 | 0 | 0 | 0 | 0
CSP | 0 | 0 | 0 | 0 | 0 | 0
CT | 0 | 0 | 0 | 0 | 0 | 0
Coal | 0 | 0 | 0 | 0 | 0 | 0
Geo | 0 | 0 | 0 | 0 | 0 | 0
H | 0 | 0 | 0 | 0 | 0 | 0
LFG | 0 | 0 | 0 | 0 | 0 | 0
Nuc | 0 | 0 | 0 | 0 | 0 | 0
PS | 0 | 0 | 0 | 0 | 0 | 0
PV | 0 | 0 | 0 | 0 | 0 | 0
PeakG | 0 | 0 | 0 | 0 | 0 | 0
PeakO | 0 | 0 | 0 | 0 | 0 | 0
ST | 0 | 0 | 0 | 0 | 0 | 0
STOG | 0 | 0 | 0 | 0 | 0 | 0
STWD | 0 | 0 | 0 | 0 | 0 | 0
WT | 0 | 0 | 0 | 0 | 0 | 0
IGCC | 0 | 0 | 0 | 0 | 0 | 0
DemandResponse | 0 | 0 | 0 | 0 | 0 | 0
IGCC-CCS | 0 | 0 | 0 | 0 | 0 | 0
WT_off | 0 | 0 | 0 | 0 | 0 | 0
PseudoUnit | 0 | 0 | 0 | 0 | 0 | 0
FixedInterchange | 0 | 0 | 0 | 0 | 0 | 0
CO2 Emissions (MMmetricTons): HQ_NEISO
ReportingType | 2015 | 2020 | 2025 | 2030 | 2035 | 2040
BM | 0 | 0 | 0 | 0 | 0 | 0
CC | 0 | 0 | 0 | 0 | 0 | 0
CSP | 0 | 0 | 0 | 0 | 0 | 0
CT | 0 | 0 | 0 | 0 | 0 | 0
Coal | 0 | 0 | 0 | 0 | 0 | 0
Geo | 0 | 0 | 0 | 0 | 0 | 0
H | 0 | 0 | 0 | 0 | 0 | 0
LFG | 0 | 0 | 0 | 0 | 0 | 0
Nuc | 0 | 0 | 0 | 0 | 0 | 0
PS | 0 | 0 | 0 | 0 | 0 | 0
PV | 0 | 0 | 0 | 0 | 0 | 0
PeakG | 0 | 0 | 0 | 0 | 0 | 0
PeakO | 0 | 0 | 0 | 0 | 0 | 0
ST | 0 | 0 | 0 | 0 | 0 | 0
STOG | 0 | 0 | 0 | 0 | 0 | 0
STWD | 0 | 0 | 0 | 0 | 0 | 0
WT | 0 | 0 | 0 | 0 | 0 | 0
IGCC | 0 | 0 | 0 | 0 | 0 | 0
DemandResponse | 0 | 0 | 0 | 0 | 0 | 0
IGCC-CCS | 0 | 0 | 0 | 0 | 0 | 0
WT_off | 0 | 0 | 0 | 0 | 0 | 0
PseudoUnit | 0 | 0 | 0 | 0 | 0 | 0
FixedInterchange | 0 | 0 | 0 | 0 | 0 | 0
CO2 Emissions (MMmetricTons): HQ_NY
ReportingType | 2015 | 2020 | 2025 | 2030 | 2035 | 2040
BM | 0 | 0 | 0 | 0 | 0 | 0
CC | 0 | 0 | 0 | 0 | 0 | 0
CSP | 0 | 0 | 0 | 0 | 0 | 0
CT | 0 | 0 | 0 | 0 | 0 | 0
Coal | 0 | 0 | 0 | 0 | 0 | 0
Geo | 0 | 0 | 0 | 0 | 0 | 0
H | 0 | 0 | 0 | 0 | 0 | 0
LFG | 0 | 0 | 0 | 0 | 0 | 0
Nuc | 0 | 0 | 0 | 0 | 0 | 0
PS | 0 | 0 | 0 | 0 | 0 | 0
PV | 0 | 0 | 0 | 0 | 0 | 0
PeakG | 0 | 0 | 0 | 0 | 0 | 0
PeakO | 0 | 0 | 0 | 0 | 0 | 0
ST | 0 | 0 | 0 | 0 | 0 | 0
STOG | 0 | 0 | 0 | 0 | 0 | 0
STWD | 0 | 0 | 0 | 0 | 0 | 0
WT | 0 | 0 | 0 | 0 | 0 | 0
IGCC | 0 | 0 | 0 | 0 | 0 | 0
DemandResponse | 0 | 0 | 0 | 0 | 0 | 0
IGCC-CCS | 0 | 0 | 0 | 0 | 0 | 0
WT_off | 0 | 0 | 0 | 0 | 0 | 0
PseudoUnit | 0 | 0 | 0 | 0 | 0 | 0
FixedInterchange | 0 | 0 | 0 | 0 | 0 | 0
CO2 Emissions (MMmetricTons): MARITIMES
ReportingType | 2015 | 2020 | 2025 | 2030 | 2035 | 2040
BM | 0 | 0 | 0 | 0 | 0 | 0
CC | 0 | 0 | 0 | 0 | 0 | 0
CSP | 0 | 0 | 0 | 0 | 0 | 0
CT | 0 | 0 | 0 | 0 | 0 | 0
Coal | 0 | 0 | 0 | 0 | 0 | 0
Geo | 0 | 0 | 0 | 0 | 0 | 0
H | 0 | 0 | 0 | 0 | 0 | 0
LFG | 0 | 0 | 0 | 0 | 0 | 0
Nuc | 0 | 0 | 0 | 0 | 0 | 0
PS | 0 | 0 | 0 | 0 | 0 | 0
PV | 0 | 0 | 0 | 0 | 0 | 0
PeakG | 0 | 0 | 0 | 0 | 0 | 0
PeakO | 0 | 0 | 0 | 0 | 0 | 0
ST | 0 | 0 | 0 | 0 | 0 | 0
STOG | 0 | 0 | 0 | 0 | 0 | 0
STWD | 0 | 0 | 0 | 0 | 0 | 0
WT | 0 | 0 | 0 | 0 | 0 | 0
IGCC | 0 | 0 | 0 | 0 | 0 | 0
DemandResponse | 0 | 0 | 0 | 0 | 0 | 0
IGCC-CCS | 0 | 0 | 0 | 0 | 0 | 0
WT_off | 0 | 0 | 0 | 0 | 0 | 0
PseudoUnit | 0 | 0 | 0 | 0 | 0 | 0
FixedInterchange | 0 | 0 | 0 | 0 | 0 | 0
CO2 Emissions (MMmetricTons): All
ReportingType | 2015 | 2020 | 2025 | 2030 | 2035 | 2040
BM | 0 | 0 | 0 | 0 | 0 | 0
CC | 573.04 | 617.07 | 604.42 | 418.67 | 226.06 | 108.49
CSP | 0 | 0 | 0 | 0 | 0 | 0
CT | 0.33 | 0.34 | 0.38 | 0.21 | 0 | 0.03
Coal | 1053.7 | 464.75 | 84.84 | 4.72 | 8.21 | 8.21
Geo | 0 | 0 | 0 | 0 | 0 | 0
H | 0 | 0 | 0 | 0 | 0 | 0
LFG | 0 | 0 | 0 | 0 | 0 | 0
Nuc | 0 | 0 | 0 | 0 | 0 | 0
PS | 0 | 0 | 0 | 0 | 0 | 0
PV | 0 | 0 | 0 | 0 | 0 | 0
PeakG | 1.57 | 1.28 | 1.85 | 1.34 | 1.01 | 0.64
PeakO | 0 | 0 | 0 | 0 | 0 | 0
ST | 0 | 0 | 0 | 0 | 0 | 0
STOG | 4.84 | 4.27 | 3.69 | 2.89 | 1.02 | 0.4
STWD | 0 | 0 | 0 | 0 | 0 | 0
WT | 0 | 0 | 0 | 0 | 0 | 0
IGCC | 3.76 | 3.76 | 0.59 | 0 | 0 | 0
DemandResponse | 0 | 0 | 0 | 0 | 0 | 0
IGCC-CCS | 0 | 0 | 0 | 0 | 0 | 0
WT_off | 0 | 0 | 0 | 0 | 0 | 0
PseudoUnit | 0 | 0 | 0 | 0 | 0 | 0
FixedInterchange | 0 | 0 | 0 | 0 | 0 | 0
CO2 Emissions (MMmetricTons): EI_US
ReportingType | 2015 | 2020 | 2025 | 2030 | 2035 | 2040
BM | 0 | 0 | 0 | 0 | 0 | 0
CC | 380.49 | 423.89 | 414.96 | 285.36 | 172.66 | 71.43
CSP | 0 | 0 | 0 | 0 | 0 | 0
CT | 0.32 | 0.33 | 0.38 | 0.21 | 0 | 0.03
Coal | 817.87 | 273.15 | 25.57 | 3.45 | 6.62 | 6.76
Geo | 0 | 0 | 0 | 0 | 0 | 0
H | 0 | 0 | 0 | 0 | 0 | 0
LFG | 0 | 0 | 0 | 0 | 0 | 0
Nuc | 0 | 0 | 0 | 0 | 0 | 0
PS | 0 | 0 | 0 | 0 | 0 | 0
PV | 0 | 0 | 0 | 0 | 0 | 0
PeakG | 1.52 | 1.26 | 1.85 | 1.32 | 0.99 | 0.62
PeakO | 0 | 0 | 0 | 0 | 0 | 0
ST | 0 | 0 | 0 | 0 | 0 | 0
STOG | 3.28 | 2.29 | 2.87 | 2.38 | 0.99 | 0.39
STWD | 0 | 0 | 0 | 0 | 0 | 0
WT | 0 | 0 | 0 | 0 | 0 | 0
IGCC | 3.76 | 3.76 | 0.59 | 0 | 0 | 0
DemandResponse | 0 | 0 | 0 | 0 | 0 | 0
IGCC-CCS | 0 | 0 | 0 | 0 | 0 | 0
WT_off | 0 | 0 | 0 | 0 | 0 | 0
PseudoUnit | 0 | 0 | 0 | 0 | 0 | 0
FixedInterchange | 0 | 0 | 0 | 0 | 0 | 0
CO2 Emissions (MMmetricTons): EI_Canada
ReportingType | 2015 | 2020 | 2025 | 2030 | 2035 | 2040
BM | 0 | 0 | 0 | 0 | 0 | 0
CC | 6.06 | 5.13 | 0.37 | 0.04 | 0.01 | 0.08
CSP | 0 | 0 | 0 | 0 | 0 | 0
CT | 0.01 | 0.01 | 0 | 0 | 0 | 0
Coal | 0.26 | 0.04 | 0 | 0 | 0 | 0
Geo | 0 | 0 | 0 | 0 | 0 | 0
H | 0 | 0 | 0 | 0 | 0 | 0
LFG | 0 | 0 | 0 | 0 | 0 | 0
Nuc | 0 | 0 | 0 | 0 | 0 | 0
PS | 0 | 0 | 0 | 0 | 0 | 0
PV | 0 | 0 | 0 | 0 | 0 | 0
PeakG | 0.05 | 0.01 | 0 | 0 | 0 | 0
PeakO | 0 | 0 | 0 | 0 | 0 | 0
ST | 0 | 0 | 0 | 0 | 0 | 0
STOG | 0 | 0 | 0 | 0 | 0 | 0
STWD | 0 | 0 | 0 | 0 | 0 | 0
WT | 0 | 0 | 0 | 0 | 0 | 0
IGCC | 0 | 0 | 0 | 0 | 0 | 0
DemandResponse | 0 | 0 | 0 | 0 | 0 | 0
IGCC-CCS | 0 | 0 | 0 | 0 | 0 | 0
WT_off | 0 | 0 | 0 | 0 | 0 | 0
PseudoUnit | 0 | 0 | 0 | 0 | 0 | 0
FixedInterchange | 0 | 0 | 0 | 0 | 0 | 0
CO2 Emissions (MMmetricTons): EI
ReportingType | 2015 | 2020 | 2025 | 2030 | 2035 | 2040
BM | 0 | 0 | 0 | 0 | 0 | 0
CC | 386.55 | 429.02 | 415.33 | 285.4 | 172.67 | 71.51
CSP | 0 | 0 | 0 | 0 | 0 | 0
CT | 0.33 | 0.34 | 0.38 | 0.21 | 0 | 0.03
Coal | 818.13 | 273.18 | 25.57 | 3.45 | 6.62 | 6.76
Geo | 0 | 0 | 0 | 0 | 0 | 0
H | 0 | 0 | 0 | 0 | 0 | 0
LFG | 0 | 0 | 0 | 0 | 0 | 0
Nuc | 0 | 0 | 0 | 0 | 0 | 0
PS | 0 | 0 | 0 | 0 | 0 | 0
PV | 0 | 0 | 0 | 0 | 0 | 0
PeakG | 1.57 | 1.27 | 1.85 | 1.32 | 0.99 | 0.62
PeakO | 0 | 0 | 0 | 0 | 0 | 0
ST | 0 | 0 | 0 | 0 | 0 | 0
STOG | 3.28 | 2.29 | 2.87 | 2.38 | 0.99 | 0.39
STWD | 0 | 0 | 0 | 0 | 0 | 0
WT | 0 | 0 | 0 | 0 | 0 | 0
IGCC | 3.76 | 3.76 | 0.59 | 0 | 0 | 0
DemandResponse | 0 | 0 | 0 | 0 | 0 | 0
IGCC-CCS | 0 | 0 | 0 | 0 | 0 | 0
WT_off | 0 | 0 | 0 | 0 | 0 | 0
PseudoUnit | 0 | 0 | 0 | 0 | 0 | 0
FixedInterchange | 0 | 0 | 0 | 0 | 0 | 0
CO2 Emissions (MMmetricTons): Outside_EI
ReportingType | 2015 | 2020 | 2025 | 2030 | 2035 | 2040
BM | 0 | 0 | 0 | 0 | 0 | 0
CC | 186.49 | 188.05 | 189.1 | 133.28 | 53.39 | 36.98
CSP | 0 | 0 | 0 | 0 | 0 | 0
CT | 0 | 0 | 0 | 0 | 0 | 0
Coal | 235.56 | 191.57 | 59.27 | 1.27 | 1.6 | 1.45
Geo | 0 | 0 | 0 | 0 | 0 | 0
H | 0 | 0 | 0 | 0 | 0 | 0
LFG | 0 | 0 | 0 | 0 | 0 | 0
Nuc | 0 | 0 | 0 | 0 | 0 | 0
PS | 0 | 0 | 0 | 0 | 0 | 0
PV | 0 | 0 | 0 | 0 | 0 | 0
PeakG | 0 | 0 | 0 | 0.02 | 0.03 | 0.03
PeakO | 0 | 0 | 0 | 0 | 0 | 0
ST | 0 | 0 | 0 | 0 | 0 | 0
STOG | 1.56 | 1.98 | 0.82 | 0.51 | 0.03 | 0.01
STWD | 0 | 0 | 0 | 0 | 0 | 0
WT | 0 | 0 | 0 | 0 | 0 | 0
IGCC | 0 | 0 | 0 | 0 | 0 | 0
DemandResponse | 0 | 0 | 0 | 0 | 0 | 0
IGCC-CCS | 0 | 0 | 0 | 0 | 0 | 0
WT_off | 0 | 0 | 0 | 0 | 0 | 0
PseudoUnit | 0 | 0 | 0 | 0 | 0 | 0
FixedInterchange | 0 | 0 | 0 | 0 | 0 | 0
#6 | 0: Fuel Cost [includes coal shadow price] ($million)
Fuel Cost by Reporting Type: Entergy
ReportingType | 2015 | 2020 | 2025 | 2030 | 2035 | 2040
BM | 0 | 0 | 0 | 0 | 0 | 345.01
CC | 3142.41 | 2124.91 | 1773.33 | 808.43 | 529.23 | 459.27
CSP | 0 | 0 | 0 | 0 | 0 | 0
CT | 0 | 0 | 0 | 0 | 0 | 0
Coal | 1312.05 | 128.53 | 15.48 | 0 | 0 | 0
Geo | 0 | 0 | 0 | 0 | 0 | 0
H | 0 | 0 | 0 | 0 | 0 | 0
LFG | 0 | 0 | 0.1 | 0.14 | 0.14 | 0.14
Nuc | 372.97 | 380.57 | 404.36 | 411.87 | 348.24 | 272.43
PS | 0 | 0 | 0 | 0 | 0 | 0
PV | 0 | 0 | 0 | 0 | 0 | 0
PeakG | 0 | 0 | 0 | 0 | 0 | 0
PeakO | 0 | 0 | 0 | 0 | 0 | 0
ST | 0 | 0 | 0 | 0 | 0 | 0
STOG | 28.33 | 29.19 | 26.59 | 7.97 | 0 | 0
STWD | 3.33 | 3.18 | 6.35 | 25.96 | 96.04 | 76.34
WT | 0 | 0 | 0 | 0 | 0 | 0
IGCC | 0 | 0 | 0 | 0 | 0 | 0
DemandResponse | 0 | 0 | 0 | 0 | 0 | 0
IGCC-CCS | 0 | 0 | 0 | 0 | 0 | 0
WT_off | 0 | 0 | 0 | 0 | 0 | 0
PseudoUnit | 0 | 0 | 0 | 0 | 0 | 0
FixedInterchange | 0 | 0 | 0 | 0 | 0 | 0
Fuel Cost by Reporting Type: FRCC
ReportingType | 2015 | 2020 | 2025 | 2030 | 2035 | 2040
BM | 0 | 0 | 0 | 0 | 0 | 687.38
CC | 9320.9 | 10407.94 | 9640.67 | 3737.41 | 1770.06 | 1229.05
CSP | 0 | 0 | 0 | 0 | 0 | 0
CT | 37.17 | 39.97 | 43.67 | 21.92 | 0 | 0
Coal | 494.64 | 184.91 | 39.83 | 47.85 | 140.54 | 172.72
Geo | 0 | 0 | 0 | 0 | 0 | 0
H | 0 | 0 | 0 | 0 | 0 | 0
LFG | 0 | 0 | 0.25 | 0.25 | 0.25 | 0.25
Nuc | 282.48 | 288.24 | 473.67 | 1428.43 | 1815.2 | 1948.04
PS | 0 | 0 | 0 | 0 | 0 | 0
PV | 0 | 0 | 0 | 0 | 0 | 0
PeakG | 30.88 | 33.28 | 53.73 | 4.44 | 6.41 | 5.42
PeakO | 0 | 0 | 0 | 0 | 0 | 0
ST | 0 | 0 | 0 | 0 | 0 | 0
STOG | 6.06 | 6.13 | 0 | 0 | 0 | 0
STWD | 9.73 | 21.39 | 100.84 | 100.84 | 100.84 | 62.27
WT | 0 | 0 | 0 | 0 | 0 | 0
IGCC | 0 | 0 | 0 | 0 | 0 | 0
DemandResponse | 0 | 0 | 0 | 0 | 0 | 0
IGCC-CCS | 0 | 0 | 0 | 0 | 0 | 0
WT_off | 0 | 0 | 0 | 0 | 0 | 0
PseudoUnit | 0 | 0 | 0 | 0 | 0 | 0
FixedInterchange | 0 | 0 | 0 | 0 | 0 | 0
Fuel Cost by Reporting Type: MAPP_US
ReportingType | 2015 | 2020 | 2025 | 2030 | 2035 | 2040
BM | 0 | 0 | 0 | 0 | 0 | 0
CC | 62.2 | 9.04 | 12.83 | 6.21 | 6.31 | 3.88
CSP | 0 | 0 | 0 | 0 | 0 | 0
CT | 0 | 0 | 0 | 0 | 0 | 3.41
Coal | 145.53 | 34.15 | 1.61 | 0 | 0 | 0
Geo | 0 | 0 | 0 | 0 | 0 | 0
H | 0 | 0 | 0 | 0 | 0 | 0
LFG | 0 | 0 | 0 | 0.09 | 0.09 | 0.09
Nuc | 0 | 0 | 0 | 0.01 | 0.04 | 0.03
PS | 0 | 0 | 0 | 0 | 0 | 0
PV | 0 | 0 | 0 | 0 | 0 | 0
PeakG | 5.22 | 4.29 | 3.94 | 3.06 | 2.17 | 3.59
PeakO | 0 | 0 | 0 | 0 | 0 | 0
ST | 0 | 0 | 0 | 0 | 0 | 0
STOG | 0 | 0 | 0 | 0 | 0 | 0
STWD | 0 | 0 | 0 | 0 | 0 | 0
WT | 0 | 0 | 0 | 0 | 0 | 0
IGCC | 0 | 0 | 0 | 0 | 0 | 0
DemandResponse | 0 | 0 | 0 | 0 | 0 | 0
IGCC-CCS | 0 | 0 | 0 | 0 | 0 | 0
WT_off | 0 | 0 | 0 | 0 | 0 | 0
PseudoUnit | 0 | 0 | 0 | 0 | 0 | 0
FixedInterchange | 0 | 0 | 0 | 0 | 0 | 0
Fuel Cost by Reporting Type: MISO_IN
ReportingType | 2015 | 2020 | 2025 | 2030 | 2035 | 2040
BM | 0 | 0 | 0 | 0 | 0 | 0
CC | 231.34 | 4739.04 | 4386.61 | 1676.28 | 933.82 | 752.29
CSP | 0 | 0 | 0 | 0 | 0 | 0
CT | 0 | 0 | 0 | 0 | 0 | 0
Coal | 1175.14 | 612.87 | 55.86 | 42.92 | 167.74 | 171.36
Geo | 0 | 0 | 0 | 0 | 0 | 0
H | 0 | 0 | 0 | 0 | 0 | 0
LFG | 0 | 0 | 0.1 | 0.1 | 0.1 | 0.1
Nuc | 0 | 0 | 0 | 0.01 | 0.07 | 0.05
PS | 0 | 0 | 0 | 0 | 0 | 0
PV | 0 | 0 | 0 | 0 | 0 | 0
PeakG | 0.66 | 0 | 0 | 0 | 0 | 0
PeakO | 0 | 0 | 0 | 0 | 0 | 0
ST | 0 | 0 | 0 | 0 | 0 | 0
STOG | 3.71 | 2.09 | 1.89 | 0 | 0 | 0
STWD | 0 | 0 | 0 | 0 | 0 | 0
WT | 0 | 0 | 0 | 0 | 0 | 0
IGCC | 87.33 | 82.12 | 10.51 | 0 | 0 | 0
DemandResponse | 0 | 0 | 0 | 0 | 0 | 0
IGCC-CCS | 0 | 0 | 0 | 0 | 0 | 0
WT_off | 0 | 0 | 0 | 0 | 0 | 0
PseudoUnit | 0 | 0 | 0 | 0 | 0 | 0
FixedInterchange | 0 | 0 | 0 | 0 | 0 | 0
Fuel Cost by Reporting Type: MISO_MI
ReportingType | 2015 | 2020 | 2025 | 2030 | 2035 | 2040
BM | 0 | 0 | 0 | 0 | 0 | 1701.88
CC | 1221.4 | 1161.75 | 1199.05 | 485.19 | 436.92 | 81.18
CSP | 0 | 0 | 0 | 0 | 0 | 0
CT | 0 | 0 | 0 | 0 | 0 | 0
Coal | 636.54 | 0 | 0 | 0 | 0 | 0
Geo | 0 | 0 | 0 | 0 | 0 | 0
H | 0 | 0 | 0 | 0 | 0 | 0
LFG | 0 | 0 | 0.2 | 0.2 | 0.2 | 0.2
Nuc | 139.75 | 142.6 | 151.51 | 154.47 | 90.85 | 90.85
PS | 0 | 0 | 0 | 0 | 0 | 0
PV | 0 | 0 | 0 | 0 | 0 | 0
PeakG | 0.46 | 0 | 0 | 0 | 0 | 0
PeakO | 0 | 0 | 0 | 0 | 0 | 0
ST | 0 | 0 | 0 | 0 | 0 | 0
STOG | 19.08 | 20.79 | 4.12 | 0 | 0 | 0
STWD | 87.42 | 55.26 | 8.25 | 19.67 | 87.42 | 87.42
WT | 0 | 0 | 0 | 0 | 0 | 0
IGCC | 0 | 0 | 0 | 0 | 0 | 0
DemandResponse | 0 | 0 | 0 | 0 | 0 | 0
IGCC-CCS | 0 | 0 | 0 | 0 | 0 | 0
WT_off | 0 | 0 | 0 | 0 | 0 | 0
PseudoUnit | 0 | 0 | 0 | 0 | 0 | 0
FixedInterchange | 0 | 0 | 0 | 0 | 0 | 0
Fuel Cost by Reporting Type: MISO_MO-IL
ReportingType | 2015 | 2020 | 2025 | 2030 | 2035 | 2040
BM | 0 | 0 | 0 | 0 | 0 | 0
CC | 132.51 | 307.26 | 241.85 | 75.37 | 57.94 | 26.25
CSP | 0 | 0 | 0 | 0 | 0 | 0
CT | 0 | 0 | 0 | 0 | 0 | 0
Coal | 1435.54 | 376.82 | 46.54 | 18.06 | 60.23 | 60.35
Geo | 0 | 0 | 0 | 0 | 0 | 0
H | 0 | 0 | 0 | 0 | 0 | 0
LFG | 0 | 0 | 0.29 | 0.29 | 0.29 | 0.29
Nuc | 143.46 | 146.38 | 155.53 | 158.57 | 158.57 | 158.57
PS | 0 | 0 | 0 | 0 | 0 | 0
PV | 0 | 0 | 0 | 0 | 0 | 0
PeakG | 15.16 | 2.8 | 2.03 | 0 | 0 | 0
PeakO | 0 | 0 | 0 | 0 | 0 | 0
ST | 0 | 0 | 0 | 0 | 0 | 0
STOG | 0.37 | 0 | 0 | 0 | 0 | 0
STWD | 0 | 0 | 0 | 0 | 0 | 0
WT | 0 | 0 | 0 | 0 | 0 | 0
IGCC | 0 | 0 | 0 | 0 | 0 | 0
DemandResponse | 0 | 0 | 0 | 0 | 0 | 0
IGCC-CCS | 0 | 0 | 0 | 0 | 0 | 0
WT_off | 0 | 0 | 0 | 0 | 0 | 0
PseudoUnit | 0 | 0 | 0 | 0 | 0 | 0
FixedInterchange | 0 | 0 | 0 | 0 | 0 | 0
Fuel Cost by Reporting Type: MISO_W
ReportingType | 2015 | 2020 | 2025 | 2030 | 2035 | 2040
BM | 0 | 0 | 0 | 0 | 0 | 0
CC | 488.26 | 392.24 | 277.03 | 103.28 | 73.69 | 41.96
CSP | 0 | 0 | 0 | 0 | 0 | 0
CT | 0 | 0 | 0 | 0 | 0 | 0
Coal | 1228.66 | 407.14 | 74.78 | 41.16 | 44.45 | 41.64
Geo | 0 | 0 | 0 | 0 | 0 | 0
H | 0 | 0 | 0 | 0 | 0 | 0
LFG | 0 | 0 | 0 | 0.09 | 0.09 | 0.09
Nuc | 152.53 | 155.64 | 158.43 | 161.2 | 0.01 | 0.01
PS | 0 | 0 | 0 | 0 | 0 | 0
PV | 0 | 0 | 0 | 0 | 0 | 0
PeakG | 16.41 | 1.41 | 0 | 0 | 0 | 0
PeakO | 0 | 0 | 0 | 0 | 0 | 0
ST | 0 | 0 | 0 | 0 | 0 | 0
STOG | 0.01 | 0 | 0 | 0 | 0 | 0
STWD | 9.45 | 9.1 | 23.74 | 84.92 | 123.87 | 84.92
WT | 0 | 0 | 0 | 0 | 0 | 0
IGCC | 0 | 0 | 0 | 0 | 0 | 0
DemandResponse | 0 | 0 | 0 | 0 | 0 | 0
IGCC-CCS | 0 | 0 | 0 | 0 | 0 | 0
WT_off | 0 | 0 | 0 | 0 | 0 | 0
PseudoUnit | 0 | 0 | 0 | 0 | 0 | 0
FixedInterchange | 0 | 0 | 0 | 0 | 0 | 0
Fuel Cost by Reporting Type: MISO_WUMS
ReportingType | 2015 | 2020 | 2025 | 2030 | 2035 | 2040
BM | 0 | 0 | 0 | 0 | 128.39 | 1231.17
CC | 1843.48 | 2564.58 | 2208.43 | 857.34 | 882.02 | 249.9
CSP | 0 | 0 | 0 | 0 | 0 | 0
CT | 0 | 0 | 0 | 0 | 0 | 0
Coal | 265.65 | 46.3 | 25.3 | 12 | 62.59 | 82.97
Geo | 0 | 0 | 0 | 0 | 0 | 0
H | 0 | 0 | 0 | 0 | 0 | 0
LFG | 0 | 0 | 0.29 | 0.29 | 0.29 | 0.29
Nuc | 120.89 | 123.35 | 131.06 | 133.62 | 0.01 | 0.01
PS | 0 | 0 | 0 | 0 | 0 | 0
PV | 0 | 0 | 0 | 0 | 0 | 0
PeakG | 0 | 0 | 0 | 0 | 0 | 0
PeakO | 0 | 0 | 0 | 0 | 0 | 0
ST | 0 | 0 | 0 | 0 | 0 | 0
STOG | 0 | 0 | 0 | 0 | 0 | 0
STWD | 2.72 | 1.71 | 3.33 | 1.42 | 63.34 | 49.36
WT | 0 | 0 | 0 | 0 | 0 | 0
IGCC | 0 | 0 | 0 | 0 | 0 | 0
DemandResponse | 0 | 0 | 0 | 0 | 0 | 0
IGCC-CCS | 0 | 0 | 0 | 0 | 0 | 0
WT_off | 0 | 0 | 0 | 0 | 0 | 0
PseudoUnit | 0 | 0 | 0 | 0 | 0 | 0
FixedInterchange | 0 | 0 | 0 | 0 | 0 | 0
Fuel Cost by Reporting Type: Nebraska
ReportingType | 2015 | 2020 | 2025 | 2030 | 2035 | 2040
BM | 0 | 0 | 0 | 0 | 0 | 0
CC | 21.85 | 11.89 | 17.09 | 8.51 | 5.04 | 1.52
CSP | 0 | 0 | 0 | 0 | 0 | 0
CT | 0 | 0 | 0 | 0 | 0 | 0
Coal | 414.89 | 48.2 | 34.36 | 31.22 | 29.36 | 24.63
Geo | 0 | 0 | 0 | 0 | 0 | 0
H | 0 | 0 | 0 | 0 | 0 | 0
LFG | 0 | 0 | 0 | 0.08 | 0.09 | 0.09
Nuc | 83.67 | 85.36 | 80.34 | 64.77 | 0.01 | 0.01
PS | 0 | 0 | 0 | 0 | 0 | 0
PV | 0 | 0 | 0 | 0 | 0 | 0
PeakG | 2.44 | 0 | 0 | 0 | 0 | 0
PeakO | 0 | 0 | 0 | 0 | 0 | 0
ST | 0 | 0 | 0 | 0 | 0 | 0
STOG | 0 | 0 | 0 | 0 | 0 | 0
STWD | 0 | 0 | 0 | 0 | 0 | 0
WT | 0 | 0 | 0 | 0 | 0 | 0
IGCC | 0 | 0 | 0 | 0 | 0 | 0
DemandResponse | 0 | 0 | 0 | 0 | 0 | 0
IGCC-CCS | 0 | 0 | 0 | 0 | 0 | 0
WT_off | 0 | 0 | 0 | 0 | 0 | 0
PseudoUnit | 0 | 0 | 0 | 0 | 0 | 0
FixedInterchange | 0 | 0 | 0 | 0 | 0 | 0
Fuel Cost by Reporting Type: NEISO
ReportingType | 2015 | 2020 | 2025 | 2030 | 2035 | 2040
BM | 128.98 | 83.79 | 22.86 | 128.98 | 128.98 | 128.98
CC | 1810.36 | 1203.19 | 926.83 | 381.24 | 143.55 | 125.83
CSP | 0 | 0 | 0 | 0 | 0 | 0
CT | 0.04 | 0.67 | 0.6 | 0 | 0 | 0
Coal | 1.1 | 0 | 0 | 0 | 0 | 0
Geo | 0 | 0 | 0 | 0 | 0 | 0
H | 0 | 0 | 0 | 0 | 0 | 0
LFG | 0.06 | 0.06 | 0.06 | 0.15 | 0.15 | 0.15
Nuc | 293.25 | 299.23 | 317.93 | 324.14 | 234.19 | 173
PS | 0 | 0 | 0 | 0 | 0 | 0
PV | 0 | 0 | 0 | 0 | 0 | 0
PeakG | 1.73 | 1.94 | 2.04 | 0.29 | 0.11 | 0.42
PeakO | 0 | 0 | 0 | 0 | 0 | 0
ST | 0 | 0 | 0 | 0 | 0 | 0
STOG | 0 | 0 | 0 | 0 | 0 | 0
STWD | 338.09 | 95.44 | 10.58 | 69.6 | 214.26 | 214.65
WT | 0 | 0 | 0 | 0 | 0 | 0
IGCC | 0 | 0 | 0 | 0 | 0 | 0
DemandResponse | 0 | 0 | 0 | 0 | 0 | 0
IGCC-CCS | 0 | 0 | 0 | 0 | 0 | 0
WT_off | 0 | 0 | 0 | 0 | 0 | 0
PseudoUnit | 0 | 0 | 0 | 0 | 0 | 0
FixedInterchange | 0 | 0 | 0 | 0 | 0 | 0
Fuel Cost by Reporting Type: NonRTO_Midwest
ReportingType | 2015 | 2020 | 2025 | 2030 | 2035 | 2040
BM | 0 | 0 | 0 | 0 | 724.21 | 2906.52
CC | 878.91 | 1611.65 | 1477.47 | 1105.84 | 912.56 | 130.19
CSP | 0 | 0 | 0 | 0 | 0 | 0
CT | 0 | 0 | 0 | 0 | 0 | 0
Coal | 814.17 | 452.85 | 61.8 | 57.59 | 142.24 | 141.28
Geo | 0 | 0 | 0 | 0 | 0 | 0
H | 0 | 0 | 0 | 0 | 0 | 0
LFG | 0 | 0 | 0.2 | 0.2 | 0.2 | 0.2
Nuc | 0 | 0 | 0.01 | 0.01 | 0.07 | 0.04
PS | 0 | 0 | 0 | 0 | 0 | 0
PV | 0 | 0 | 0 | 0 | 0 | 0
PeakG | 9.76 | 0 | 0 | 0 | 0 | 0
PeakO | 0 | 0 | 0 | 0 | 0 | 0
ST | 0 | 0 | 0 | 0 | 0 | 0
STOG | 0 | 0 | 0 | 0 | 0 | 0
STWD | 0 | 0 | 0 | 0 | 0 | 0
WT | 0 | 0 | 0 | 0 | 0 | 0
IGCC | 0 | 0 | 0 | 0 | 0 | 0
DemandResponse | 0 | 0 | 0 | 0 | 0 | 0
IGCC-CCS | 0 | 0 | 0 | 0 | 0 | 0
WT_off | 0 | 0 | 0 | 0 | 0 | 0
PseudoUnit | 0 | 0 | 0 | 0 | 0 | 0
FixedInterchange | 0 | 0 | 0 | 0 | 0 | 0
Fuel Cost by Reporting Type: NYISO_A-F
ReportingType | 2015 | 2020 | 2025 | 2030 | 2035 | 2040
BM | 0 | 0 | 0 | 0 | 0 | 0
CC | 410.16 | 446.98 | 215.6 | 116.23 | 24.13 | 9.39
CSP | 0 | 0 | 0 | 0 | 0 | 0
CT | 0 | 0 | 0 | 0 | 0 | 0
Coal | 0 | 0 | 0 | 0 | 0 | 0
Geo | 0 | 0 | 0 | 0 | 0 | 0
H | 0 | 0 | 0 | 0 | 0 | 0
LFG | 0.01 | 0.01 | 0.01 | 0.09 | 0.09 | 0.09
Nuc | 217.02 | 221.45 | 235.29 | 195.6 | 154.22 | 93.47
PS | 0 | 0 | 0 | 0 | 0 | 0
PV | 0 | 0 | 0 | 0 | 0 | 0
PeakG | 0.12 | 0.42 | 0 | 0 | 0 | 0
PeakO | 0 | 0 | 0 | 0 | 0 | 0
ST | 0 | 0 | 0 | 0 | 0 | 0
STOG | 0 | 0 | 0 | 0 | 0 | 0
STWD | 0.06 | 0.22 | 1.33 | 7.01 | 49.16 | 49.16
WT | 0 | 0 | 0 | 0 | 0 | 0
IGCC | 0 | 0 | 0 | 0 | 0 | 0
DemandResponse | 0 | 0 | 0 | 0 | 0 | 0
IGCC-CCS | 0 | 0 | 0 | 0 | 0 | 0
WT_off | 0 | 0 | 0 | 0 | 0 | 0
PseudoUnit | 0 | 0 | 0 | 0 | 0 | 0
FixedInterchange | 0 | 0 | 0 | 0 | 0 | 0
Fuel Cost by Reporting Type: NYISO_G-I
ReportingType | 2015 | 2020 | 2025 | 2030 | 2035 | 2040
BM | 0 | 0 | 0 | 0 | 278.77 | 409.14
CC | 81.88 | 297.64 | 97.7 | 33.88 | 39.33 | 19.58
CSP | 0 | 0 | 0 | 0 | 0 | 0
CT | 0 | 0 | 0 | 0 | 0 | 0
Coal | 0 | 0 | 0 | 0 | 0 | 0
Geo | 0 | 0 | 0 | 0 | 0 | 0
H | 0 | 0 | 0 | 0 | 0 | 0
LFG | 0 | 0 | 0 | 0.09 | 0.09 | 0.09
Nuc | 130.64 | 133.3 | 141.63 | 144.4 | 72.41 | 177.21
PS | 0 | 0 | 0 | 0 | 0 | 0
PV | 0 | 0 | 0 | 0 | 0 | 0
PeakG | 0 | 0 | 0 | 0 | 0 | 0
PeakO | 0 | 0 | 0 | 0 | 0 | 0
ST | 0 | 0 | 0 | 0 | 0 | 0
STOG | 0 | 0 | 0 | 0 | 0 | 0
STWD | 0 | 0 | 0 | 0 | 0 | 0
WT | 0 | 0 | 0 | 0 | 0 | 0
IGCC | 0 | 0 | 0 | 0 | 0 | 0
DemandResponse | 0 | 0 | 0 | 0 | 0 | 0
IGCC-CCS | 0 | 0 | 0 | 0 | 0 | 0
WT_off | 0 | 0 | 0 | 0 | 0 | 0
PseudoUnit | 0 | 0 | 0 | 0 | 0 | 0
FixedInterchange | 0 | 0 | 0 | 0 | 0 | 0
Fuel Cost by Reporting Type: NYISO_J-K
ReportingType | 2015 | 2020 | 2025 | 2030 | 2035 | 2040
BM | 0 | 0 | 0 | 0 | 0 | 0
CC | 957.97 | 1029.85 | 742.35 | 396.47 | 303.18 | 245.68
CSP | 0 | 0 | 0 | 0 | 0 | 0
CT | 0 | 0 | 0 | 0 | 0 | 0
Coal | 0 | 0 | 0 | 0 | 0 | 0
Geo | 0 | 0 | 0 | 0 | 0 | 0
H | 0 | 0 | 0 | 0 | 0 | 0
LFG | 0 | 0 | 0 | 0.09 | 0.09 | 0.09
Nuc | 0 | 0 | 0 | 0.02 | 0.07 | 0.05
PS | 0 | 0 | 0 | 0 | 0 | 0
PV | 0 | 0 | 0 | 0 | 0 | 0
PeakG | 3.04 | 5.51 | 6.2 | 3.73 | 10.69 | 8.89
PeakO | 0 | 0 | 0 | 0 | 0 | 0
ST | 0 | 0 | 0 | 0 | 0 | 0
STOG | 29.43 | 39.69 | 55.06 | 36.1 | 14.97 | 6.63
STWD | 0 | 0 | 0 | 0 | 0 | 0
WT | 0 | 0 | 0 | 0 | 0 | 0
IGCC | 0 | 0 | 0 | 0 | 0 | 0
DemandResponse | 0 | 0 | 0 | 0 | 0 | 0
IGCC-CCS | 0 | 0 | 0 | 0 | 0 | 0
WT_off | 0 | 0 | 0 | 0 | 0 | 0
PseudoUnit | 0 | 0 | 0 | 0 | 0 | 0
FixedInterchange | 0 | 0 | 0 | 0 | 0 | 0
Fuel Cost by Reporting Type: PJM_E
ReportingType | 2015 | 2020 | 2025 | 2030 | 2035 | 2040
BM | 0.86 | 15.34 | 15.34 | 15.34 | 15.34 | 15.34
CC | 2025.73 | 2268.29 | 2128.22 | 1318.66 | 984.02 | 582.07
CSP | 0 | 0 | 0 | 0 | 0 | 0
CT | 0.02 | 0.18 | 0.16 | 0.23 | 0.11 | 0
Coal | 19.94 | 8.37 | 5.2 | 0 | 26.46 | 32.04
Geo | 0 | 0 | 0 | 0 | 0 | 0
H | 0 | 0 | 0 | 0 | 0 | 0
LFG | 0.01 | 0.18 | 0.18 | 0.18 | 0.18 | 0.18
Nuc | 563.79 | 533.75 | 567.11 | 578.18 | 415.32 | 329.35
PS | 0 | 0 | 0 | 0 | 0 | 0
PV | 0 | 0 | 0 | 0 | 0 | 0
PeakG | 1.53 | 17.14 | 15.35 | 21.43 | 10.29 | 10.59
PeakO | 0 | 0 | 0 | 0 | 0 | 0
ST | 0 | 0 | 0 | 0 | 0 | 0
STOG | 18.56 | 36 | 24.1 | 17.62 | 0 | 0
STWD | 0 | 0 | 0 | 0 | 0 | 0
WT | 0 | 0 | 0 | 0 | 0 | 0
IGCC | 0 | 0 | 0 | 0 | 0 | 0
DemandResponse | 0 | 0 | 0 | 0 | 0 | 0
IGCC-CCS | 0 | 0 | 0 | 0 | 0 | 0
WT_off | 0 | 0 | 0 | 0 | 0 | 0
PseudoUnit | 0 | 0 | 0 | 0 | 0 | 0
FixedInterchange | 0 | 0 | 0 | 0 | 0 | 0
Fuel Cost by Reporting Type: PJM_ROM
ReportingType | 2015 | 2020 | 2025 | 2030 | 2035 | 2040
BM | 0.52 | 9.21 | 9.21 | 9.21 | 1205.84 | 1205.84
CC | 903.48 | 1030.9 | 1039.13 | 562.24 | 446.68 | 252.88
CSP | 0 | 0 | 0 | 0 | 0 | 0
CT | 0.01 | 0.11 | 0.1 | 0.14 | 0 | 0
Coal | 325.3 | 86.16 | 1.2 | 1.45 | 2.98 | 2.85
Geo | 0 | 0 | 0 | 0 | 0 | 0
H | 0 | 0 | 0 | 0 | 0 | 0
LFG | 0.02 | 0.36 | 0.36 | 0.36 | 0.36 | 0.36
Nuc | 337.6 | 344.49 | 366.02 | 373.17 | 587.72 | 996.2
PS | 0 | 0 | 0 | 0 | 0 | 0
PV | 0 | 0 | 0 | 0 | 0 | 0
PeakG | 0 | 0 | 0 | 7.21 | 6.6 | 6.77
PeakO | 0 | 0 | 0 | 0 | 0 | 0
ST | 0 | 0 | 0 | 0 | 0 | 0
STOG | 45.13 | 46.09 | 75.58 | 30.29 | 24.72 | 0
STWD | 2.04 | 35.1 | 35.1 | 35.1 | 35.1 | 35.1
WT | 0 | 0 | 0 | 0 | 0 | 0
IGCC | 0 | 0 | 0 | 0 | 0 | 0
DemandResponse | 0 | 0 | 0 | 0 | 0 | 0
IGCC-CCS | 0 | 0 | 0 | 0 | 0 | 0
WT_off | 0 | 0 | 0 | 0 | 0 | 0
PseudoUnit | 0 | 0 | 0 | 0 | 0 | 0
FixedInterchange | 0 | 0 | 0 | 0 | 0 | 0
Fuel Cost by Reporting Type: PJM_ROR
ReportingType | 2015 | 2020 | 2025 | 2030 | 2035 | 2040
BM | 11.05 | 196.9 | 196.9 | 196.9 | 196.9 | 5398.8
CC | 6232.3 | 8416.69 | 7521.39 | 4921.89 | 3883.06 | 1246.6
CSP | 0 | 0 | 0 | 0 | 0 | 0
CT | 0.35 | 0.2 | 0.18 | 0.14 | 0 | 0
Coal | 4047.8 | 1999.87 | 179.73 | 131.91 | 316.44 | 313.64
Geo | 0 | 0 | 0 | 0 | 0 | 0
H | 0 | 0 | 0 | 0 | 0 | 0
LFG | 0.07 | 0.73 | 0.73 | 0.73 | 0.73 | 0.73
Nuc | 1319.64 | 1346.55 | 1430.71 | 1506.51 | 1460.72 | 1785.86
PS | 0 | 0 | 0 | 0 | 0 | 0
PV | 0 | 0 | 0 | 0 | 0 | 0
PeakG | 53.57 | 51.96 | 62.63 | 38.32 | 34.33 | 11.25
PeakO | 0 | 0 | 0 | 0 | 0 | 0
ST | 0 | 0 | 0 | 0 | 0 | 0
STOG | 39.88 | 41.91 | 46.48 | 30.63 | 7.6 | 0
STWD | 2.8 | 103.87 | 103.87 | 76.32 | 103.87 | 103.87
WT | 0 | 0 | 0 | 0 | 0 | 0
IGCC | 0 | 0 | 0 | 0 | 0 | 0
DemandResponse | 0 | 0 | 0 | 0 | 0 | 0
IGCC-CCS | 0 | 0 | 0 | 0 | 0 | 0
WT_off | 0 | 0 | 0 | 0 | 0 | 0
PseudoUnit | 0 | 0 | 0 | 0 | 0 | 0
FixedInterchange | 0 | 0 | 0 | 0 | 0 | 0
Fuel Cost by Reporting Type: SOCO
ReportingType | 2015 | 2020 | 2025 | 2030 | 2035 | 2040
BM | 2.62 | 4.01 | 14.85 | 28.13 | 1299.86 | 3195.26
CC | 6799.98 | 7334.5 | 6510.96 | 3944.61 | 1268.24 | 455.03
CSP | 0 | 0 | 0 | 0 | 0 | 0
CT | 0 | 0 | 0 | 0 | 0 | 0
Coal | 858.49 | 246.22 | 85.46 | 123.9 | 129.2 | 129.16
Geo | 0 | 0 | 0 | 0 | 0 | 0
H | 0 | 0 | 0 | 0 | 0 | 0
LFG | 0 | 0 | 0.14 | 0.14 | 0.14 | 0.14
Nuc | 396.64 | 551.11 | 585.56 | 901.44 | 1533.95 | 1579.36
PS | 0 | 0 | 0 | 0 | 0 | 0
PV | 0 | 0 | 0 | 0 | 0 | 0
PeakG | 23.06 | 30.34 | 48.8 | 14.12 | 3.33 | 0
PeakO | 0 | 0 | 0 | 0 | 0 | 0
ST | 0 | 0 | 0 | 0 | 0 | 0
STOG | 0 | 0 | 0 | 0 | 0 | 0
STWD | 21.93 | 20.67 | 58.06 | 288.43 | 392.54 | 242.38
WT | 0 | 0 | 0 | 0 | 0 | 0
IGCC | 0 | 0 | 0 | 0 | 0 | 0
DemandResponse | 0 | 0 | 0 | 0 | 0 | 0
IGCC-CCS | 0 | 0 | 0 | 0 | 0 | 0
WT_off | 0 | 0 | 0 | 0 | 0 | 0
PseudoUnit | 0 | 0 | 0 | 0 | 0 | 0
FixedInterchange | 0 | 0 | 0 | 0 | 0 | 0
Fuel Cost by Reporting Type: SPP_N
ReportingType | 2015 | 2020 | 2025 | 2030 | 2035 | 2040
BM | 0 | 0 | 0 | 0 | 0 | 0
CC | 249.92 | 44.69 | 64.65 | 31.41 | 18.34 | 10.24
CSP | 0 | 0 | 0 | 0 | 0 | 0
CT | 0 | 0 | 0 | 0 | 0 | 0
Coal | 934.11 | 158.93 | 10.4 | 9.19 | 22.27 | 16.29
Geo | 0 | 0 | 0 | 0 | 0 | 0
H | 0 | 0 | 0 | 0 | 0 | 0
LFG | 0 | 0 | 0 | 0.11 | 0.12 | 0.12
Nuc | 74.76 | 76.29 | 71.88 | 56.69 | 82.64 | 67.65
PS | 0 | 0 | 0 | 0 | 0 | 0
PV | 0 | 0 | 0 | 0 | 0 | 0
PeakG | 4.99 | 0 | 0 | 0 | 0 | 0
PeakO | 0 | 0 | 0 | 0 | 0 | 0
ST | 0 | 0 | 0 | 0 | 0 | 0
STOG | 16.84 | 0 | 0 | 0 | 0 | 0
STWD | 0 | 0 | 0 | 0 | 0 | 0
WT | 0 | 0 | 0 | 0 | 0 | 0
IGCC | 0 | 0 | 0 | 0 | 0 | 0
DemandResponse | 0 | 0 | 0 | 0 | 0 | 0
IGCC-CCS | 0 | 0 | 0 | 0 | 0 | 0
WT_off | 0 | 0 | 0 | 0 | 0 | 0
PseudoUnit | 0 | 0 | 0 | 0 | 0 | 0
FixedInterchange | 0 | 0 | 0 | 0 | 0 | 0
Fuel Cost by Reporting Type: SPP_S
ReportingType | 2015 | 2020 | 2025 | 2030 | 2035 | 2040
BM | 0 | 0 | 0 | 0 | 0 | 0
CC | 2289.35 | 586.1 | 628.96 | 427 | 241.73 | 171.42
CSP | 0 | 0 | 0 | 0 | 0 | 0
CT | 0 | 0 | 0 | 0 | 0 | 0
Coal | 1497.82 | 149.89 | 8.72 | 0 | 0 | 0
Geo | 0 | 0 | 0 | 0 | 0 | 0
H | 0 | 0 | 0 | 0 | 0 | 0
LFG | 0 | 0 | 0 | 0.11 | 0.12 | 0.12
Nuc | 0 | 0 | 0 | 0.01 | 0.04 | 0.03
PS | 0 | 0 | 0 | 0 | 0 | 0
PV | 0 | 0 | 0 | 0 | 0 | 0
PeakG | 0 | 0 | 0 | 0 | 0 | 0
PeakO | 0 | 0 | 0 | 0 | 0 | 0
ST | 0 | 0 | 0 | 0 | 0 | 0
STOG | 163.14 | 48.99 | 71.18 | 65.35 | 26.72 | 27.29
STWD | 4.81 | 1.29 | 2.57 | 15.65 | 30.26 | 18.97
WT | 0 | 0 | 0 | 0 | 0 | 0
IGCC | 0 | 0 | 0 | 0 | 0 | 0
DemandResponse | 0 | 0 | 0 | 0 | 0 | 0
IGCC-CCS | 0 | 0 | 0 | 0 | 0 | 0
WT_off | 0 | 0 | 0 | 0 | 0 | 0
PseudoUnit | 0 | 0 | 0 | 0 | 0 | 0
FixedInterchange | 0 | 0 | 0 | 0 | 0 | 0
Fuel Cost by Reporting Type: TVA
ReportingType | 2015 | 2020 | 2025 | 2030 | 2035 | 2040
BM | 0 | 0 | 0 | 0 | 3781.64 | 3781.64
CC | 2026.24 | 3204.36 | 3214.52 | 2009.45 | 991.17 | 302.87
CSP | 0 | 0 | 0 | 0 | 0 | 0
CT | 0 | 0 | 0 | 0 | 0 | 0
Coal | 717.97 | 250.29 | 7.7 | 0 | 0 | 0
Geo | 0 | 0 | 0 | 0 | 0 | 0
H | 0 | 0 | 0 | 0 | 0 | 0
LFG | 0 | 0 | 0.14 | 0.14 | 0.14 | 0.14
Nuc | 542.87 | 553.94 | 588.56 | 600.05 | 430.09 | 706.38
PS | 0 | 0 | 0 | 0 | 0 | 0
PV | 0 | 0 | 0 | 0 | 0 | 0
PeakG | 0 | 0 | 0 | 0 | 0 | 0
PeakO | 0 | 0 | 0 | 0 | 0 | 0
ST | 0 | 0 | 0 | 0 | 0 | 0
STOG | 0 | 0 | 0 | 0 | 0 | 0
STWD | 0.15 | 0.14 | 0.27 | 2.02 | 2.75 | 1.88
WT | 0 | 0 | 0 | 0 | 0 | 0
IGCC | 0 | 0 | 0 | 0 | 0 | 0
DemandResponse | 0 | 0 | 0 | 0 | 0 | 0
IGCC-CCS | 0 | 0 | 0 | 0 | 0 | 0
WT_off | 0 | 0 | 0 | 0 | 0 | 0
PseudoUnit | 0 | 0 | 0 | 0 | 0 | 0
FixedInterchange | 0 | 0 | 0 | 0 | 0 | 0
Fuel Cost by Reporting Type: TVA_Transmission
ReportingType | 2015 | 2020 | 2025 | 2030 | 2035 | 2040
BM | 0 | 0 | 0 | 0 | 0 | 0
CC | 0 | 0 | 0 | 0 | 0 | 0
CSP | 0 | 0 | 0 | 0 | 0 | 0
CT | 0 | 0 | 0 | 0 | 0 | 0
Coal | 0 | 0 | 0 | 0 | 0 | 0
Geo | 0 | 0 | 0 | 0 | 0 | 0
H | 0 | 0 | 0 | 0 | 0 | 0
LFG | 0 | 0 | 0 | 0 | 0 | 0
Nuc | 0 | 0 | 0 | 0 | 0 | 0
PS | 0 | 0 | 0 | 0 | 0 | 0
PV | 0 | 0 | 0 | 0 | 0 | 0
PeakG | 0 | 0 | 0 | 0 | 0 | 0
PeakO | 0 | 0 | 0 | 0 | 0 | 0
ST | 0 | 0 | 0 | 0 | 0 | 0
STOG | 0 | 0 | 0 | 0 | 0 | 0
STWD | 0 | 0 | 0 | 0 | 0 | 0
WT | 0 | 0 | 0 | 0 | 0 | 0
IGCC | 0 | 0 | 0 | 0 | 0 | 0
DemandResponse | 0 | 0 | 0 | 0 | 0 | 0
IGCC-CCS | 0 | 0 | 0 | 0 | 0 | 0
WT_off | 0 | 0 | 0 | 0 | 0 | 0
PseudoUnit | 0 | 0 | 0 | 0 | 0 | 0
FixedInterchange | 0 | 0 | 0 | 0 | 0 | 0
Fuel Cost by Reporting Type: VACAR
ReportingType | 2015 | 2020 | 2025 | 2030 | 2035 | 2040
BM | 0.47 | 87.52 | 362.95 | 369.47 | 3572.99 | 3320.66
CC | 5134.33 | 5468.18 | 4873.24 | 3080.31 | 1333.99 | 307.15
CSP | 0 | 0 | 0 | 0 | 0 | 0
CT | 5.38 | 5.75 | 5.31 | 0 | 0 | 0
Coal | 810.83 | 453.32 | 122.51 | 73.55 | 122.88 | 122.79
Geo | 0 | 0 | 0 | 0 | 0 | 0
H | 0 | 0 | 0 | 0 | 0 | 0
LFG | 0 | 0.14 | 0.14 | 0.14 | 0.14 | 0.14
Nuc | 730.67 | 900.6 | 1063.46 | 1353.13 | 1452 | 2068
PS | 0 | 0 | 0 | 0 | 0 | 0
PV | 0 | 0 | 0 | 0 | 0 | 0
PeakG | 6.22 | 7.96 | 19.46 | 17.55 | 2.37 | 2.32
PeakO | 0 | 0 | 0 | 0 | 0 | 0
ST | 0 | 0 | 0 | 0 | 0 | 0
STOG | 0 | 0 | 0 | 0 | 0 | 0
STWD | 159.73 | 159.73 | 159.73 | 159.73 | 159.73 | 98.63
WT | 0 | 0 | 0 | 0 | 0 | 0
IGCC | 0 | 0 | 0 | 0 | 0 | 0
DemandResponse | 0 | 0 | 0 | 0 | 0 | 0
IGCC-CCS | 0 | 0 | 0 | 0 | 0 | 0
WT_off | 0 | 0 | 0 | 0 | 0 | 0
PseudoUnit | 0 | 0 | 0 | 0 | 0 | 0
FixedInterchange | 0 | 0 | 0 | 0 | 0 | 0
Fuel Cost by Reporting Type: IESO
ReportingType | 2015 | 2020 | 2025 | 2030 | 2035 | 2040
BM | 0 | 0.53 | 0.38 | 0.64 | 5.36 | 19.98
CC | 301.64 | 219.69 | 6.9 | 4.66 | 1.48 | 10.23
CSP | 0 | 0 | 0 | 0 | 0 | 0
CT | 0.65 | 0.66 | 0 | 0 | 0 | 0
Coal | 0 | 0 | 0 | 0 | 0 | 0
Geo | 0 | 0 | 0 | 0 | 0 | 0
H | 0 | 0 | 0 | 0 | 0 | 0
LFG | 0.02 | 0.02 | 0.02 | 0.02 | 0.02 | 0.02
Nuc | 854.23 | 871.65 | 926.13 | 944.22 | 869.51 | 757.81
PS | 0 | 0 | 0 | 0 | 0 | 0
PV | 0 | 0 | 0 | 0 | 0 | 0
PeakG | 0 | 0 | 0 | 0 | 0 | 0
PeakO | 0 | 0 | 0 | 0 | 0 | 0
ST | 0 | 0 | 0 | 0 | 0 | 0
STOG | 0 | 0 | 0 | 0 | 0 | 0
STWD | 0.67 | 0.95 | 0.95 | 22.24 | 67.38 | 67.38
WT | 0 | 0 | 0 | 0 | 0 | 0
IGCC | 0 | 0 | 0 | 0 | 0 | 0
DemandResponse | 0 | 0 | 0 | 0 | 0 | 0
IGCC-CCS | 0 | 0 | 0 | 0 | 0 | 0
WT_off | 0 | 0 | 0 | 0 | 0 | 0
PseudoUnit | 0 | 0 | 0 | 0 | 0 | 0
FixedInterchange | 0 | 0 | 0 | 0 | 0 | 0
Fuel Cost by Reporting Type: MAPP_CA
ReportingType | 2015 | 2020 | 2025 | 2030 | 2035 | 2040
BM | 0 | 0 | 0 | 0 | 0 | 0
CC | 257.74 | 296.57 | 35.79 | 0 | 0 | 0
CSP | 0 | 0 | 0 | 0 | 0 | 0
CT | 0 | 0 | 0 | 0 | 0 | 0
Coal | 11.86 | 1.62 | 0 | 0 | 0 | 0
Geo | 0 | 0 | 0 | 0 | 0 | 0
H | 0 | 0 | 0 | 0 | 0 | 0
LFG | 0 | 0 | 0 | 0 | 0 | 0
Nuc | 0 | 0 | 0 | 0 | 0.03 | 0
PS | 0 | 0 | 0 | 0 | 0 | 0
PV | 0 | 0 | 0 | 0 | 0 | 0
PeakG | 4.07 | 1.14 | 0 | 0 | 0 | 0
PeakO | 0 | 0 | 0 | 0 | 0 | 0
ST | 0 | 0 | 0 | 0 | 0 | 0
STOG | 0.23 | 0 | 0 | 0 | 0 | 0
STWD | 0 | 0 | 0 | 0 | 0 | 0
WT | 0 | 0 | 0 | 0 | 0 | 0
IGCC | 0 | 0 | 0 | 0 | 0 | 0
DemandResponse | 0 | 0 | 0 | 0 | 0 | 0
IGCC-CCS | 0 | 0 | 0 | 0 | 0 | 0
WT_off | 0 | 0 | 0 | 0 | 0 | 0
PseudoUnit | 0 | 0 | 0 | 0 | 0 | 0
FixedInterchange | 0 | 0 | 0 | 0 | 0 | 0
Fuel Cost by Reporting Type: AZ_NM_SNV_Coal
ReportingType | 2015 | 2020 | 2025 | 2030 | 2035 | 2040
BM | 0 | 0 | 0 | 0 | 0 | 0
CC | 0 | 0 | 0 | 0 | 0 | 0
CSP | 0 | 0 | 0 | 0 | 0 | 0
CT | 0 | 0 | 0 | 0 | 0 | 0
Coal | 814.09 | 643.81 | 96.57 | 8.26 | 54.77 | 27.14
Geo | 0 | 0 | 0 | 0 | 0 | 0
H | 0 | 0 | 0 | 0 | 0 | 0
LFG | 0 | 0 | 0 | 0 | 0 | 0
Nuc | 0 | 0 | 0 | 0 | 0 | 0
PS | 0 | 0 | 0 | 0 | 0 | 0
PV | 0 | 0 | 0 | 0 | 0 | 0
PeakG | 0 | 0 | 0 | 0 | 0 | 0
PeakO | 0 | 0 | 0 | 0 | 0 | 0
ST | 0 | 0 | 0 | 0 | 0 | 0
STOG | 0 | 0 | 0 | 0 | 0 | 0
STWD | 0 | 0 | 0 | 0 | 0 | 0
WT | 0 | 0 | 0 | 0 | 0 | 0
IGCC | 0 | 0 | 0 | 0 | 0 | 0
DemandResponse | 0 | 0 | 0 | 0 | 0 | 0
IGCC-CCS | 0 | 0 | 0 | 0 | 0 | 0
WT_off | 0 | 0 | 0 | 0 | 0 | 0
PseudoUnit | 0 | 0 | 0 | 0 | 0 | 0
FixedInterchange | 0 | 0 | 0 | 0 | 0 | 0
Fuel Cost by Reporting Type: AZ_NM_SNV_Gas
ReportingType | 2015 | 2020 | 2025 | 2030 | 2035 | 2040
BM | 0 | 0 | 0 | 0 | 0 | 0
CC | 2953.46 | 2625.04 | 3681.45 | 1669.07 | 599.34 | 481.5
CSP | 0 | 0 | 0 | 0 | 0 | 0
CT | 0 | 0 | 0 | 0 | 0 | 0
Coal | 0 | 0 | 0 | 0 | 0 | 0
Geo | 0 | 0 | 0 | 0 | 0 | 0
H | 0 | 0 | 0 | 0 | 0 | 0
LFG | 0 | 0 | 0 | 0 | 0 | 0
Nuc | 0 | 0 | 0 | 0 | 0 | 0
PS | 0 | 0 | 0 | 0 | 0 | 0
PV | 0 | 0 | 0 | 0 | 0 | 0
PeakG | 0 | 0 | 0 | 0 | 0 | 0
PeakO | 0 | 0 | 0 | 0 | 0 | 0
ST | 0 | 0 | 0 | 0 | 0 | 0
STOG | 0 | 0 | 0 | 0 | 0 | 0
STWD | 0 | 0 | 0 | 0 | 0 | 0
WT | 0 | 0 | 0 | 0 | 0 | 0
IGCC | 0 | 0 | 0 | 0 | 0 | 0
DemandResponse | 0 | 0 | 0 | 0 | 0 | 0
IGCC-CCS | 0 | 0 | 0 | 0 | 0 | 0
WT_off | 0 | 0 | 0 | 0 | 0 | 0
PseudoUnit | 0 | 0 | 0 | 0 | 0 | 0
FixedInterchange | 0 | 0 | 0 | 0 | 0 | 0
Fuel Cost by Reporting Type: AZ_NM_SNV_NucRenew
ReportingType | 2015 | 2020 | 2025 | 2030 | 2035 | 2040
BM | 0 | 0 | 0 | 0 | 0 | 301.63
CC | 0 | 0 | 0 | 0 | 0 | 0
CSP | 0 | 0 | 0 | 0 | 0 | 0
CT | 0 | 0 | 0 | 0 | 0 | 0
Coal | 0 | 0 | 0 | 0 | 0 | 0
Geo | 0 | 0 | 0 | 0 | 0 | 0
H | 0 | 0 | 0 | 0 | 0 | 0
LFG | 0 | 0 | 0.08 | 0.08 | 0.08 | 0.08
Nuc | 254.91 | 260.1 | 276.36 | 526.3 | 998.94 | 998.94
PS | 0 | 0 | 0 | 0 | 0 | 0
PV | 0 | 0 | 0 | 0 | 0 | 0
PeakG | 0 | 0 | 0 | 0 | 0 | 0
PeakO | 0 | 0 | 0 | 0 | 0 | 0
ST | 0 | 0 | 0 | 0 | 0 | 0
STOG | 0 | 0 | 0 | 0 | 0 | 0
STWD | 11.54 | 11.54 | 11.54 | 11.54 | 11.54 | 11.54
WT | 0 | 0 | 0 | 0 | 0 | 0
IGCC | 0 | 0 | 0 | 0 | 0 | 0
DemandResponse | 0 | 0 | 0 | 0 | 0 | 0
IGCC-CCS | 0 | 0 | 0 | 0 | 0 | 0
WT_off | 0 | 0 | 0 | 0 | 0 | 0
PseudoUnit | 0 | 0 | 0 | 0 | 0 | 0
FixedInterchange | 0 | 0 | 0 | 0 | 0 | 0
Fuel Cost by Reporting Type: ERCOT
ReportingType | 2015 | 2020 | 2025 | 2030 | 2035 | 2040
BM | 3.98 | 6.89 | 10.55 | 74.16 | 2078.94 | 1603.69
CC | 8934.19 | 10374.5 | 8069.12 | 5437.24 | 2503.62 | 1956.82
CSP | 0 | 0 | 0 | 0 | 0 | 0
CT | 0 | 0.17 | 0.09 | 0.41 | 0 | 0
Coal | 785.74 | 489.23 | 96.7 | 125.82 | 155.2 | 155.2
Geo | 0 | 0 | 0 | 0 | 0 | 0
H | 0 | 0 | 0 | 0 | 0 | 0
LFG | 0 | 0 | 0.45 | 0.45 | 0.45 | 0.45
Nuc | 339.13 | 346.04 | 367.67 | 558.1 | 1145.64 | 1454.59
PS | 0 | 0 | 0 | 0 | 0 | 0
PV | 0 | 0 | 0 | 0 | 0 | 0
PeakG | 0 | 0.48 | 0 | 2.15 | 2.21 | 2.41
PeakO | 0 | 0 | 0 | 0 | 0 | 0
ST | 0 | 0 | 0 | 0 | 0 | 0
STOG | 141.25 | 229.49 | 62.97 | 34.57 | 0 | 0
STWD | 0 | 0 | 0 | 0 | 0 | 0
WT | 0 | 0 | 0 | 0 | 0 | 0
IGCC | 0 | 0 | 0 | 0 | 0 | 0
DemandResponse | 0 | 0 | 0 | 0 | 0 | 0
IGCC-CCS | 0 | 0 | 0 | 0 | 0 | 0
WT_off | 0 | 0 | 0 | 0 | 0 | 0
PseudoUnit | 0 | 0 | 0 | 0 | 0 | 0
FixedInterchange | 0 | 0 | 0 | 0 | 0 | 0
Fuel Cost by Reporting Type: NP15
ReportingType | 2015 | 2020 | 2025 | 2030 | 2035 | 2040
BM | 0 | 0 | 0 | 0 | 0 | 0
CC | 2723.36 | 2938.09 | 2754.29 | 1261.67 | 420.27 | 284.59
CSP | 0 | 0 | 0 | 0 | 0 | 0
CT | 0 | 0 | 0 | 0 | 0 | 0
Coal | 35.53 | 0 | 0 | 0 | 0 | 0
Geo | 0 | 0 | 0 | 0 | 0 | 0
H | 0 | 0 | 0 | 0 | 0 | 0
LFG | 0 | 0.48 | 0.72 | 0.72 | 0.72 | 0.72
Nuc | 150.62 | 153.69 | 163.3 | 572.18 | 682.54 | 740.81
PS | 0 | 0 | 0 | 0 | 0 | 0
PV | 0 | 0 | 0 | 0 | 0 | 0
PeakG | 0 | 0 | 0 | 0 | 0 | 0
PeakO | 0 | 0 | 0 | 0 | 0 | 0
ST | 0 | 0 | 0 | 0 | 0 | 0
STOG | 4.76 | 3.15 | 5.42 | 0 | 0 | 0
STWD | 244.45 | 244.45 | 132.03 | 244.45 | 244.45 | 244.45
WT | 0 | 0 | 0 | 0 | 0 | 0
IGCC | 0 | 0 | 0 | 0 | 0 | 0
DemandResponse | 0 | 0 | 0 | 0 | 0 | 0
IGCC-CCS | 0 | 0 | 0 | 0 | 0 | 0
WT_off | 0 | 0 | 0 | 0 | 0 | 0
PseudoUnit | 0 | 0 | 0 | 0 | 0 | 0
FixedInterchange | 0 | 0 | 0 | 0 | 0 | 0
Fuel Cost by Reporting Type: NWPP_Coal
ReportingType | 2015 | 2020 | 2025 | 2030 | 2035 | 2040
BM | 0 | 0 | 0 | 0 | 0 | 0
CC | 0 | 0 | 0 | 0 | 0 | 0
CSP | 0 | 0 | 0 | 0 | 0 | 0
CT | 0 | 0 | 0 | 0 | 0 | 0
Coal | 524.55 | 342.33 | 21.69 | 21.69 | 21.69 | 21.69
Geo | 0 | 0 | 0 | 0 | 0 | 0
H | 0 | 0 | 0 | 0 | 0 | 0
LFG | 0 | 0 | 0 | 0 | 0 | 0
Nuc | 0 | 0 | 0 | 0 | 0 | 0
PS | 0 | 0 | 0 | 0 | 0 | 0
PV | 0 | 0 | 0 | 0 | 0 | 0
PeakG | 0 | 0 | 0 | 0 | 0 | 0
PeakO | 0 | 0 | 0 | 0 | 0 | 0
ST | 0 | 0 | 0 | 0 | 0 | 0
STOG | 0 | 0 | 0 | 0 | 0 | 0
STWD | 0 | 0 | 0 | 0 | 0 | 0
WT | 0 | 0 | 0 | 0 | 0 | 0
IGCC | 0 | 0 | 0 | 0 | 0 | 0
DemandResponse | 0 | 0 | 0 | 0 | 0 | 0
IGCC-CCS | 0 | 0 | 0 | 0 | 0 | 0
WT_off | 0 | 0 | 0 | 0 | 0 | 0
PseudoUnit | 0 | 0 | 0 | 0 | 0 | 0
FixedInterchange | 0 | 0 | 0 | 0 | 0 | 0
Fuel Cost by Reporting Type: NWPP_Gas
ReportingType | 2015 | 2020 | 2025 | 2030 | 2035 | 2040
BM | 0 | 0 | 0 | 0 | 0 | 0
CC | 2204.49 | 3034.23 | 2817.04 | 1326.67 | 217.86 | 210.96
CSP | 0 | 0 | 0 | 0 | 0 | 0
CT | 0 | 0 | 0 | 0 | 0 | 0
Coal | 0 | 0 | 0 | 0 | 0 | 0
Geo | 0 | 0 | 0 | 0 | 0 | 0
H | 0 | 0 | 0 | 0 | 0 | 0
LFG | 0 | 0 | 0 | 0 | 0 | 0
Nuc | 0 | 0 | 0 | 0 | 0 | 0
PS | 0 | 0 | 0 | 0 | 0 | 0
PV | 0 | 0 | 0 | 0 | 0 | 0
PeakG | 0 | 0 | 0 | 0 | 0 | 0
PeakO | 0 | 0 | 0 | 0 | 0 | 0
ST | 0 | 0 | 0 | 0 | 0 | 0
STOG | 0 | 0 | 0 | 0 | 0 | 0
STWD | 0 | 0 | 0 | 0 | 0 | 0
WT | 0 | 0 | 0 | 0 | 0 | 0
IGCC | 0 | 0 | 0 | 0 | 0 | 0
DemandResponse | 0 | 0 | 0 | 0 | 0 | 0
IGCC-CCS | 0 | 0 | 0 | 0 | 0 | 0
WT_off | 0 | 0 | 0 | 0 | 0 | 0
PseudoUnit | 0 | 0 | 0 | 0 | 0 | 0
FixedInterchange | 0 | 0 | 0 | 0 | 0 | 0
Fuel Cost by Reporting Type: NWPP_NucRenew
ReportingType | 2015 | 2020 | 2025 | 2030 | 2035 | 2040
BM | 0 | 4.51 | 16.65 | 16.65 | 16.65 | 1106.34
CC | 0 | 0 | 0 | 0 | 0 | 0
CSP | 0 | 0 | 0 | 0 | 0 | 0
CT | 0 | 0 | 0 | 0 | 0 | 0
Coal | 0 | 0 | 0 | 0 | 0 | 0
Geo | 0 | 0 | 0 | 0 | 0 | 0
H | 0 | 0 | 0 | 0 | 0 | 0
LFG | 0.03 | 0.03 | 0.34 | 0.34 | 0.34 | 0.34
Nuc | 71.13 | 72.58 | 77.12 | 78.63 | 345.94 | 347.39
PS | 0 | 0 | 0 | 0 | 0 | 0
PV | 0 | 0 | 0 | 0 | 0 | 0
PeakG | 0 | 0 | 0 | 0 | 0 | 0
PeakO | 0 | 0 | 0 | 0 | 0 | 0
ST | 0 | 0 | 0 | 0 | 0 | 0
STOG | 0 | 0 | 0 | 0 | 0 | 0
STWD | 0 | 0 | 301.46 | 301.46 | 301.46 | 301.46
WT | 0 | 0 | 0 | 0 | 0 | 0
IGCC | 0 | 0 | 0 | 0 | 0 | 0
DemandResponse | 0 | 0 | 0 | 0 | 0 | 0
IGCC-CCS | 0 | 0 | 0 | 0 | 0 | 0
WT_off | 0 | 0 | 0 | 0 | 0 | 0
PseudoUnit | 0 | 0 | 0 | 0 | 0 | 0
FixedInterchange | 0 | 0 | 0 | 0 | 0 | 0
Fuel Cost by Reporting Type: RMPA
ReportingType | 2015 | 2020 | 2025 | 2030 | 2035 | 2040
BM | 0 | 0 | 0 | 0 | 456.7 | 610.37
CC | 488.01 | 527.53 | 887.11 | 398.74 | 179.73 | 160.1
CSP | 0 | 0 | 0 | 0 | 0 | 0
CT | 0 | 0 | 0 | 0 | 0 | 0
Coal | 560.74 | 455.6 | 87.38 | 52.6 | 52.6 | 50.49
Geo | 0 | 0 | 0 | 0 | 0 | 0
H | 0 | 0 | 0 | 0 | 0 | 0
LFG | 0 | 0 | 0.04 | 0.04 | 0.04 | 0.04
Nuc | 0 | 0 | 8.73 | 135.04 | 135.07 | 135.07
PS | 0 | 0 | 0 | 0 | 0 | 0
PV | 0 | 0 | 0 | 0 | 0 | 0
PeakG | 0 | 0 | 0 | 0 | 0 | 0
PeakO | 0 | 0 | 0 | 0 | 0 | 0
ST | 0 | 0 | 0 | 0 | 0 | 0
STOG | 0 | 0 | 0 | 0 | 0 | 0
STWD | 0 | 0 | 0 | 0 | 0 | 0
WT | 0 | 0 | 0 | 0 | 0 | 0
IGCC | 0 | 0 | 0 | 0 | 0 | 0
DemandResponse | 0 | 0 | 0 | 0 | 0 | 0
IGCC-CCS | 0 | 0 | 0 | 0 | 0 | 0
WT_off | 0 | 0 | 0 | 0 | 0 | 0
PseudoUnit | 0 | 0 | 0 | 0 | 0 | 0
FixedInterchange | 0 | 0 | 0 | 0 | 0 | 0
Fuel Cost by Reporting Type: SP15
ReportingType | 2015 | 2020 | 2025 | 2030 | 2035 | 2040
BM | 3.07 | 3.07 | 3.07 | 3.07 | 3.07 | 3.07
CC | 3863.86 | 3877.06 | 3556.13 | 2431.8 | 1130.17 | 748.88
CSP | 0 | 0 | 0 | 0 | 0 | 0
CT | 0 | 0 | 0 | 0 | 0 | 0
Coal | 20.36 | 3.9 | 1.76 | 0 | 0 | 0
Geo | 0 | 0 | 0 | 0 | 0 | 0
H | 0 | 0 | 0 | 0 | 0 | 0
LFG | 0.01 | 0.72 | 0.72 | 0.72 | 0.72 | 0.72
Nuc | 139.02 | 141.86 | 150.73 | 201.86 | 269.66 | 496.3
PS | 0 | 0 | 0 | 0 | 0 | 0
PV | 0 | 0 | 0 | 0 | 0 | 0
PeakG | 0 | 0 | 0 | 0 | 0 | 0
PeakO | 0 | 0 | 0 | 0 | 0 | 0
ST | 0 | 0 | 0 | 0 | 0 | 0
STOG | 34.29 | 14.51 | 26.67 | 10.96 | 2.78 | 1.61
STWD | 62.63 | 62.63 | 62.63 | 62.63 | 62.63 | 62.63
WT | 0 | 0 | 0 | 0 | 0 | 0
IGCC | 0 | 0 | 0 | 0 | 0 | 0
DemandResponse | 0 | 0 | 0 | 0 | 0 | 0
IGCC-CCS | 0 | 0 | 0 | 0 | 0 | 0
WT_off | 0 | 0 | 0 | 0 | 0 | 0
PseudoUnit | 0 | 0 | 0 | 0 | 0 | 0
FixedInterchange | 0 | 0 | 0 | 0 | 0 | 0
Fuel Cost by Reporting Type: ALB
ReportingType | 2015 | 2020 | 2025 | 2030 | 2035 | 2040
BM | 0 | 0 | 0 | 0 | 0 | 0
CC | 604.63 | 718.2 | 809.26 | 0.32 | 0 | 0.4
CSP | 0 | 0 | 0 | 0 | 0 | 0
CT | 0 | 0 | 0 | 0 | 0 | 0
Coal | 217.7 | 217.7 | 214.67 | 0 | 0 | 0
Geo | 0 | 0 | 0 | 0 | 0 | 0
H | 0 | 0 | 0 | 0 | 0 | 0
LFG | 0 | 0 | 0 | 0 | 0 | 0
Nuc | 0 | 0 | 0.05 | 626.79 | 637.55 | 647.53
PS | 0 | 0 | 0 | 0 | 0 | 0
PV | 0 | 0 | 0 | 0 | 0 | 0
PeakG | 0 | 0 | 0 | 0 | 0 | 0.25
PeakO | 0 | 0 | 0 | 0 | 0 | 0
ST | 0 | 0 | 0 | 0 | 0 | 0
STOG | 0 | 0 | 0 | 0 | 0 | 0
STWD | 0 | 49.89 | 85 | 85 | 85 | 85
WT | 0 | 0 | 0 | 0 | 0 | 0
IGCC | 0 | 0 | 0 | 0 | 0 | 0
DemandResponse | 0 | 0 | 0 | 0 | 0 | 0
IGCC-CCS | 0 | 0 | 0 | 0 | 0 | 0
WT_off | 0 | 0 | 0 | 0 | 0 | 0
PseudoUnit | 0 | 0 | 0 | 0 | 0 | 0
FixedInterchange | 0 | 0 | 0 | 0 | 0 | 0
Fuel Cost by Reporting Type: BC
ReportingType | 2015 | 2020 | 2025 | 2030 | 2035 | 2040
BM | 0 | 0 | 0 | 0 | 0 | 0
CC | 149.7 | 173.15 | 193.57 | 136.22 | 0 | 0
CSP | 0 | 0 | 0 | 0 | 0 | 0
CT | 0 | 0 | 0 | 0 | 0 | 0
Coal | 0 | 0 | 0 | 0 | 0 | 0
Geo | 0 | 0 | 0 | 0 | 0 | 0
H | 0 | 0 | 0 | 0 | 0 | 0
LFG | 0 | 0 | 0 | 0 | 0 | 0
Nuc | 0 | 0 | 0.02 | 51.31 | 51.31 | 98.55
PS | 0 | 0 | 0 | 0 | 0 | 0
PV | 0 | 0 | 0 | 0 | 0 | 0
PeakG | 0 | 0 | 0 | 0 | 0 | 0
PeakO | 0 | 0 | 0 | 0 | 0 | 0
ST | 0 | 0 | 0 | 0 | 0 | 0
STOG | 0 | 0 | 0 | 0 | 0 | 0
STWD | 0 | 140.84 | 271.44 | 271.44 | 271.44 | 271.44
WT | 0 | 0 | 0 | 0 | 0 | 0
IGCC | 0 | 0 | 0 | 0 | 0 | 0
DemandResponse | 0 | 0 | 0 | 0 | 0 | 0
IGCC-CCS | 0 | 0 | 0 | 0 | 0 | 0
WT_off | 0 | 0 | 0 | 0 | 0 | 0
PseudoUnit | 0 | 0 | 0 | 0 | 0 | 0
FixedInterchange | 0 | 0 | 0 | 0 | 0 | 0
Fuel Cost by Reporting Type: HQ_IESO
ReportingType | 2015 | 2020 | 2025 | 2030 | 2035 | 2040
BM | 0 | 0 | 0 | 0 | 0 | 0
CC | 0 | 0 | 0 | 0 | 0 | 0
CSP | 0 | 0 | 0 | 0 | 0 | 0
CT | 0 | 0 | 0 | 0 | 0 | 0
Coal | 0 | 0 | 0 | 0 | 0 | 0
Geo | 0 | 0 | 0 | 0 | 0 | 0
H | 0 | 0 | 0 | 0 | 0 | 0
LFG | 0 | 0 | 0 | 0 | 0 | 0
Nuc | 0 | 0 | 0 | 0 | 0 | 0.01
PS | 0 | 0 | 0 | 0 | 0 | 0
PV | 0 | 0 | 0 | 0 | 0 | 0
PeakG | 0 | 0 | 0 | 0 | 0 | 0
PeakO | 0 | 0 | 0 | 0 | 0 | 0
ST | 0 | 0 | 0 | 0 | 0 | 0
STOG | 0 | 0 | 0 | 0 | 0 | 0
STWD | 0 | 0 | 0 | 0 | 0 | 0
WT | 0 | 0 | 0 | 0 | 0 | 0
IGCC | 0 | 0 | 0 | 0 | 0 | 0
DemandResponse | 0 | 0 | 0 | 0 | 0 | 0
IGCC-CCS | 0 | 0 | 0 | 0 | 0 | 0
WT_off | 0 | 0 | 0 | 0 | 0 | 0
PseudoUnit | 0 | 0 | 0 | 0 | 0 | 0
FixedInterchange | 0 | 0 | 0 | 0 | 0 | 0
Fuel Cost by Reporting Type: HQ_NEISO
ReportingType | 2015 | 2020 | 2025 | 2030 | 2035 | 2040
BM | 0 | 0 | 0 | 0 | 0 | 0
CC | 0 | 0 | 0 | 0 | 0 | 0
CSP | 0 | 0 | 0 | 0 | 0 | 0
CT | 0 | 0 | 0 | 0 | 0 | 0
Coal | 0 | 0 | 0 | 0 | 0 | 0
Geo | 0 | 0 | 0 | 0 | 0 | 0
H | 0 | 0 | 0 | 0 | 0 | 0
LFG | 0 | 0 | 0 | 0 | 0 | 0
Nuc | 0 | 0 | 0 | 0 | 0.03 | 0.03
PS | 0 | 0 | 0 | 0 | 0 | 0
PV | 0 | 0 | 0 | 0 | 0 | 0
PeakG | 0 | 0 | 0 | 0 | 0 | 0
PeakO | 0 | 0 | 0 | 0 | 0 | 0
ST | 0 | 0 | 0 | 0 | 0 | 0
STOG | 0 | 0 | 0 | 0 | 0 | 0
STWD | 0 | 0 | 0 | 0 | 0 | 0
WT | 0 | 0 | 0 | 0 | 0 | 0
IGCC | 0 | 0 | 0 | 0 | 0 | 0
DemandResponse | 0 | 0 | 0 | 0 | 0 | 0
IGCC-CCS | 0 | 0 | 0 | 0 | 0 | 0
WT_off | 0 | 0 | 0 | 0 | 0 | 0
PseudoUnit | 0 | 0 | 0 | 0 | 0 | 0
FixedInterchange | 0 | 0 | 0 | 0 | 0 | 0
Fuel Cost by Reporting Type: HQ_NY
ReportingType | 2015 | 2020 | 2025 | 2030 | 2035 | 2040
BM | 0 | 0 | 0 | 0 | 0 | 0
CC | 0 | 0 | 0 | 0 | 0 | 0
CSP | 0 | 0 | 0 | 0 | 0 | 0
CT | 0 | 0 | 0 | 0 | 0 | 0
Coal | 0 | 0 | 0 | 0 | 0 | 0
Geo | 0 | 0 | 0 | 0 | 0 | 0
H | 0 | 0 | 0 | 0 | 0 | 0
LFG | 0 | 0 | 0 | 0 | 0 | 0
Nuc | 0 | 0 | 0 | 0 | 0.03 | 0.05
PS | 0 | 0 | 0 | 0 | 0 | 0
PV | 0 | 0 | 0 | 0 | 0 | 0
PeakG | 0 | 0 | 0 | 0 | 0 | 0
PeakO | 0 | 0 | 0 | 0 | 0 | 0
ST | 0 | 0 | 0 | 0 | 0 | 0
STOG | 0 | 0 | 0 | 0 | 0 | 0
STWD | 0 | 0 | 0 | 0 | 0 | 0
WT | 0 | 0 | 0 | 0 | 0 | 0
IGCC | 0 | 0 | 0 | 0 | 0 | 0
DemandResponse | 0 | 0 | 0 | 0 | 0 | 0
IGCC-CCS | 0 | 0 | 0 | 0 | 0 | 0
WT_off | 0 | 0 | 0 | 0 | 0 | 0
PseudoUnit | 0 | 0 | 0 | 0 | 0 | 0
FixedInterchange | 0 | 0 | 0 | 0 | 0 | 0
Fuel Cost by Reporting Type: MARITIMES
ReportingType | 2015 | 2020 | 2025 | 2030 | 2035 | 2040
BM | 0 | 0 | 0 | 0 | 0 | 0
CC | 0 | 0 | 0 | 0 | 0 | 0
CSP | 0 | 0 | 0 | 0 | 0 | 0
CT | 0 | 0 | 0 | 0 | 0 | 0
Coal | 0 | 0 | 0 | 0 | 0 | 0
Geo | 0 | 0 | 0 | 0 | 0 | 0
H | 0 | 0 | 0 | 0 | 0 | 0
LFG | 0 | 0 | 0 | 0 | 0 | 0
Nuc | 0 | 0 | 0 | 0 | 0.03 | 0.03
PS | 0 | 0 | 0 | 0 | 0 | 0
PV | 0 | 0 | 0 | 0 | 0 | 0
PeakG | 0 | 0 | 0 | 0 | 0 | 0
PeakO | 0 | 0 | 0 | 0 | 0 | 0
ST | 0 | 0 | 0 | 0 | 0 | 0
STOG | 0 | 0 | 0 | 0 | 0 | 0
STWD | 0 | 0 | 0 | 0 | 0 | 0
WT | 0 | 0 | 0 | 0 | 0 | 0
IGCC | 0 | 0 | 0 | 0 | 0 | 0
DemandResponse | 0 | 0 | 0 | 0 | 0 | 0
IGCC-CCS | 0 | 0 | 0 | 0 | 0 | 0
WT_off | 0 | 0 | 0 | 0 | 0 | 0
PseudoUnit | 0 | 0 | 0 | 0 | 0 | 0
FixedInterchange | 0 | 0 | 0 | 0 | 0 | 0
Fuel Cost by Reporting Type: All
ReportingType | 2015 | 2020 | 2025 | 2030 | 2035 | 2040
BM | 151.55 | 411.77 | 652.75 | 842.54 | 13893.65 | 27972.71
CC | 68746.02 | 79445.74 | 72008.57 | 38753.62 | 20337.46 | 10557.7
CSP | 0 | 0 | 0 | 0 | 0 | 0
CT | 43.61 | 47.71 | 50.12 | 22.82 | 0.11 | 3.41
Coal | 20106.72 | 7799.02 | 1295.25 | 799.17 | 1551.66 | 1566.25
Geo | 0 | 0 | 0 | 0 | 0 | 0
H | 0 | 0 | 0 | 0 | 0 | 0
LFG | 0.25 | 2.74 | 5.56 | 6.45 | 6.49 | 6.49
Nuc | 7711.7 | 8128.82 | 8893.17 | 12240.72 | 13972.72 | 16123.71
PS | 0 | 0 | 0 | 0 | 0 | 0
PV | 0 | 0 | 0 | 0 | 0 | 0
PeakG | 179.3 | 158.68 | 214.18 | 112.29 | 78.51 | 51.92
PeakO | 0 | 0 | 0 | 0 | 0 | 0
ST | 0 | 0 | 0 | 0 | 0 | 0
STOG | 551.08 | 518.03 | 400.05 | 233.49 | 76.79 | 35.53
STWD | 961.57 | 1017.38 | 1379.05 | 1885.43 | 2503.06 | 2168.83
WT | 0 | 0.01 | 0.01 | 0.01 | 0.02 | 0.02
IGCC | 87.33 | 82.12 | 10.51 | 0 | 0 | 0
DemandResponse | 0 | 0 | 0 | 0 | 0 | 0
IGCC-CCS | 0 | 0 | 0 | 0 | 0 | 0
WT_off | 0 | 0 | 0 | 0 | 0 | 0
PseudoUnit | 0 | 0 | 0 | 0 | 0 | 0
FixedInterchange | 0 | 0 | 0 | 0 | 0 | 0
Fuel Cost by Reporting Type: EI_US
ReportingType | 2015 | 2020 | 2025 | 2030 | 2035 | 2040
BM | 144.5 | 396.77 | 622.11 | 748.03 | 11332.93 | 24327.64
CC | 46264.94 | 54661.67 | 49197.91 | 26087.24 | 15285 | 6704.21
CSP | 0 | 0 | 0 | 0 | 0 | 0
CT | 42.97 | 46.88 | 50.02 | 22.42 | 0.11 | 3.41
Coal | 17136.16 | 5644.83 | 776.48 | 590.81 | 1267.4 | 1311.72
Geo | 0 | 0 | 0 | 0 | 0 | 0
H | 0 | 0 | 0 | 0 | 0 | 0
LFG | 0.18 | 1.48 | 3.19 | 4.07 | 4.11 | 4.11
Nuc | 5902.65 | 6282.88 | 6923.07 | 8546.3 | 8836.53 | 10446.71
PS | 0 | 0 | 0 | 0 | 0 | 0
PV | 0 | 0 | 0 | 0 | 0 | 0
PeakG | 175.23 | 157.06 | 214.18 | 110.14 | 76.3 | 49.25
PeakO | 0 | 0 | 0 | 0 | 0 | 0
ST | 0 | 0 | 0 | 0 | 0 | 0
STOG | 370.54 | 270.88 | 304.99 | 187.96 | 74.01 | 33.93
STWD | 642.28 | 507.08 | 514.01 | 886.68 | 1459.17 | 1124.94
WT | 0 | 0.01 | 0.01 | 0.01 | 0.01 | 0.01
IGCC | 87.33 | 82.12 | 10.51 | 0 | 0 | 0
DemandResponse | 0 | 0 | 0 | 0 | 0 | 0
IGCC-CCS | 0 | 0 | 0 | 0 | 0 | 0
WT_off | 0 | 0 | 0 | 0 | 0 | 0
PseudoUnit | 0 | 0 | 0 | 0 | 0 | 0
FixedInterchange | 0 | 0 | 0 | 0 | 0 | 0
Fuel Cost by Reporting Type: EI_Canada
ReportingType | 2015 | 2020 | 2025 | 2030 | 2035 | 2040
BM | 0 | 0.53 | 0.38 | 0.64 | 5.36 | 19.98
CC | 559.38 | 516.26 | 42.69 | 4.66 | 1.48 | 10.23
CSP | 0 | 0 | 0 | 0 | 0 | 0
CT | 0.65 | 0.66 | 0 | 0 | 0 | 0
Coal | 11.86 | 1.62 | 0 | 0 | 0 | 0
Geo | 0 | 0 | 0 | 0 | 0 | 0
H | 0 | 0 | 0 | 0 | 0 | 0
LFG | 0.02 | 0.02 | 0.02 | 0.02 | 0.02 | 0.02
Nuc | 854.23 | 871.66 | 926.13 | 944.22 | 869.55 | 757.82
PS | 0 | 0 | 0 | 0 | 0 | 0
PV | 0 | 0 | 0 | 0 | 0 | 0
PeakG | 4.07 | 1.14 | 0 | 0 | 0 | 0
PeakO | 0 | 0 | 0 | 0 | 0 | 0
ST | 0 | 0 | 0 | 0 | 0 | 0
STOG | 0.23 | 0 | 0 | 0 | 0 | 0
STWD | 0.67 | 0.95 | 0.95 | 22.24 | 67.38 | 67.38
WT | 0 | 0 | 0 | 0 | 0 | 0
IGCC | 0 | 0 | 0 | 0 | 0 | 0
DemandResponse | 0 | 0 | 0 | 0 | 0 | 0
IGCC-CCS | 0 | 0 | 0 | 0 | 0 | 0
WT_off | 0 | 0 | 0 | 0 | 0 | 0
PseudoUnit | 0 | 0 | 0 | 0 | 0 | 0
FixedInterchange | 0 | 0 | 0 | 0 | 0 | 0
Fuel Cost by Reporting Type: EI
ReportingType | 2015 | 2020 | 2025 | 2030 | 2035 | 2040
BM | 144.5 | 397.3 | 622.49 | 748.67 | 11338.3 | 24347.62
CC | 46824.32 | 55177.93 | 49240.6 | 26091.89 | 15286.48 | 6714.44
CSP | 0 | 0 | 0 | 0 | 0 | 0
CT | 43.61 | 47.55 | 50.02 | 22.42 | 0.11 | 3.41
Coal | 17148.02 | 5646.45 | 776.48 | 590.81 | 1267.4 | 1311.72
Geo | 0 | 0 | 0 | 0 | 0 | 0
H | 0 | 0 | 0 | 0 | 0 | 0
LFG | 0.2 | 1.5 | 3.21 | 4.09 | 4.13 | 4.13
Nuc | 6756.88 | 7154.54 | 7849.2 | 9490.52 | 9706.07 | 11204.53
PS | 0 | 0 | 0 | 0 | 0 | 0
PV | 0 | 0 | 0 | 0 | 0 | 0
PeakG | 179.3 | 158.2 | 214.18 | 110.14 | 76.3 | 49.25
PeakO | 0 | 0 | 0 | 0 | 0 | 0
ST | 0 | 0 | 0 | 0 | 0 | 0
STOG | 370.77 | 270.88 | 304.99 | 187.96 | 74.01 | 33.93
STWD | 642.95 | 508.03 | 514.96 | 908.92 | 1526.55 | 1192.32
WT | 0 | 0.01 | 0.01 | 0.01 | 0.01 | 0.01
IGCC | 87.33 | 82.12 | 10.51 | 0 | 0 | 0
DemandResponse | 0 | 0 | 0 | 0 | 0 | 0
IGCC-CCS | 0 | 0 | 0 | 0 | 0 | 0
WT_off | 0 | 0 | 0 | 0 | 0 | 0
PseudoUnit | 0 | 0 | 0 | 0 | 0 | 0
FixedInterchange | 0 | 0 | 0 | 0 | 0 | 0
Fuel Cost by Reporting Type: Outside_EI
ReportingType | 2015 | 2020 | 2025 | 2030 | 2035 | 2040
BM | 7.05 | 14.47 | 30.27 | 93.87 | 2555.35 | 3625.09
CC | 21921.7 | 24267.81 | 22767.97 | 12661.73 | 5050.98 | 3843.26
CSP | 0 | 0 | 0 | 0 | 0 | 0
CT | 0 | 0.17 | 0.09 | 0.41 | 0 | 0
Coal | 2958.7 | 2152.57 | 518.78 | 208.37 | 284.26 | 254.53
Geo | 0 | 0 | 0 | 0 | 0 | 0
H | 0 | 0 | 0 | 0 | 0 | 0
LFG | 0.05 | 1.24 | 2.36 | 2.36 | 2.36 | 2.36
Nuc | 954.81 | 974.29 | 1043.97 | 2750.2 | 4266.65 | 4919.18
PS | 0 | 0 | 0 | 0 | 0 | 0
PV | 0 | 0 | 0 | 0 | 0 | 0
PeakG | 0 | 0.48 | 0 | 2.15 | 2.21 | 2.67
PeakO | 0 | 0 | 0 | 0 | 0 | 0
ST | 0 | 0 | 0 | 0 | 0 | 0
STOG | 180.31 | 247.15 | 95.06 | 45.53 | 2.78 | 1.61
STWD | 318.62 | 509.34 | 864.09 | 976.51 | 976.51 | 976.51
WT | 0 | 0 | 0 | 0 | 0 | 0
IGCC | 0 | 0 | 0 | 0 | 0 | 0
DemandResponse | 0 | 0 | 0 | 0 | 0 | 0
IGCC-CCS | 0 | 0 | 0 | 0 | 0 | 0
WT_off | 0 | 0 | 0 | 0 | 0 | 0
PseudoUnit | 0 | 0 | 0 | 0 | 0 | 0
FixedInterchange | 0 | 0 | 0 | 0 | 0 | 0
#7 | 0: Emission Cost ($million)
==== Emission Program: TitleIV_CAIRSO2 : (SO2) ====
Emission Cost by Reporting Type: Entergy
ReportingType | 2015 | 2020 | 2025 | 2030 | 2035 | 2040
BM | 0 | 0 | 0 | 0 | 0 | 0
CC | 0 | 0 | 0 | 0 | 0 | 0
CSP | 0 | 0 | 0 | 0 | 0 | 0
CT | 0 | 0 | 0 | 0 | 0 | 0
Coal | 32.36 | 0 | 0 | 0 | 0 | 0
Geo | 0 | 0 | 0 | 0 | 0 | 0
H | 0 | 0 | 0 | 0 | 0 | 0
LFG | 0 | 0 | 0 | 0 | 0 | 0
Nuc | 0 | 0 | 0 | 0 | 0 | 0
PS | 0 | 0 | 0 | 0 | 0 | 0
PV | 0 | 0 | 0 | 0 | 0 | 0
PeakG | 0 | 0 | 0 | 0 | 0 | 0
PeakO | 0 | 0 | 0 | 0 | 0 | 0
ST | 0 | 0 | 0 | 0 | 0 | 0
STOG | 0 | 0 | 0 | 0 | 0 | 0
STWD | 0 | 0 | 0 | 0 | 0 | 0
WT | 0 | 0 | 0 | 0 | 0 | 0
IGCC | 0 | 0 | 0 | 0 | 0 | 0
DemandResponse | 0 | 0 | 0 | 0 | 0 | 0
IGCC-CCS | 0 | 0 | 0 | 0 | 0 | 0
WT_off | 0 | 0 | 0 | 0 | 0 | 0
PseudoUnit | 0 | 0 | 0 | 0 | 0 | 0
FixedInterchange | 0 | 0 | 0 | 0 | 0 | 0
Emission Cost by Reporting Type: FRCC
ReportingType | 2015 | 2020 | 2025 | 2030 | 2035 | 2040
BM | 0 | 0 | 0 | 0 | 0 | 0
CC | 0 | 0 | 0 | 0 | 0 | 0
CSP | 0 | 0 | 0 | 0 | 0 | 0
CT | 0 | 0 | 0 | 0 | 0 | 0
Coal | 4.33 | 0 | 0 | 0 | 0 | 0
Geo | 0 | 0 | 0 | 0 | 0 | 0
H | 0 | 0 | 0 | 0 | 0 | 0
LFG | 0 | 0 | 0 | 0 | 0 | 0
Nuc | 0 | 0 | 0 | 0 | 0 | 0
PS | 0 | 0 | 0 | 0 | 0 | 0
PV | 0 | 0 | 0 | 0 | 0 | 0
PeakG | 0 | 0 | 0 | 0 | 0 | 0
PeakO | 0 | 0 | 0 | 0 | 0 | 0
ST | 0 | 0 | 0 | 0 | 0 | 0
STOG | 0 | 0 | 0 | 0 | 0 | 0
STWD | 0 | 0 | 0 | 0 | 0 | 0
WT | 0 | 0 | 0 | 0 | 0 | 0
IGCC | 0 | 0 | 0 | 0 | 0 | 0
DemandResponse | 0 | 0 | 0 | 0 | 0 | 0
IGCC-CCS | 0 | 0 | 0 | 0 | 0 | 0
WT_off | 0 | 0 | 0 | 0 | 0 | 0
PseudoUnit | 0 | 0 | 0 | 0 | 0 | 0
FixedInterchange | 0 | 0 | 0 | 0 | 0 | 0
Emission Cost by Reporting Type: MAPP_US
ReportingType | 2015 | 2020 | 2025 | 2030 | 2035 | 2040
BM | 0 | 0 | 0 | 0 | 0 | 0
CC | 0 | 0 | 0 | 0 | 0 | 0
CSP | 0 | 0 | 0 | 0 | 0 | 0
CT | 0 | 0 | 0 | 0 | 0 | 0
Coal | 1.03 | 0 | 0 | 0 | 0 | 0
Geo | 0 | 0 | 0 | 0 | 0 | 0
H | 0 | 0 | 0 | 0 | 0 | 0
LFG | 0 | 0 | 0 | 0 | 0 | 0
Nuc | 0 | 0 | 0 | 0 | 0 | 0
PS | 0 | 0 | 0 | 0 | 0 | 0
PV | 0 | 0 | 0 | 0 | 0 | 0
PeakG | 0 | 0 | 0 | 0 | 0 | 0
PeakO | 0 | 0 | 0 | 0 | 0 | 0
ST | 0 | 0 | 0 | 0 | 0 | 0
STOG | 0 | 0 | 0 | 0 | 0 | 0
STWD | 0 | 0 | 0 | 0 | 0 | 0
WT | 0 | 0 | 0 | 0 | 0 | 0
IGCC | 0 | 0 | 0 | 0 | 0 | 0
DemandResponse | 0 | 0 | 0 | 0 | 0 | 0
IGCC-CCS | 0 | 0 | 0 | 0 | 0 | 0
WT_off | 0 | 0 | 0 | 0 | 0 | 0
PseudoUnit | 0 | 0 | 0 | 0 | 0 | 0
FixedInterchange | 0 | 0 | 0 | 0 | 0 | 0
Emission Cost by Reporting Type: MISO_IN
ReportingType | 2015 | 2020 | 2025 | 2030 | 2035 | 2040
BM | 0 | 0 | 0 | 0 | 0 | 0
CC | 0 | 0 | 0 | 0 | 0 | 0
CSP | 0 | 0 | 0 | 0 | 0 | 0
CT | 0 | 0 | 0 | 0 | 0 | 0
Coal | 24.04 | 0 | 0 | 0 | 0 | 0
Geo | 0 | 0 | 0 | 0 | 0 | 0
H | 0 | 0 | 0 | 0 | 0 | 0
LFG | 0 | 0 | 0 | 0 | 0 | 0
Nuc | 0 | 0 | 0 | 0 | 0 | 0
PS | 0 | 0 | 0 | 0 | 0 | 0
PV | 0 | 0 | 0 | 0 | 0 | 0
PeakG | 0 | 0 | 0 | 0 | 0 | 0
PeakO | 0 | 0 | 0 | 0 | 0 | 0
ST | 0 | 0 | 0 | 0 | 0 | 0
STOG | 0 | 0 | 0 | 0 | 0 | 0
STWD | 0 | 0 | 0 | 0 | 0 | 0
WT | 0 | 0 | 0 | 0 | 0 | 0
IGCC | 0.2 | 0 | 0 | 0 | 0 | 0
DemandResponse | 0 | 0 | 0 | 0 | 0 | 0
IGCC-CCS | 0 | 0 | 0 | 0 | 0 | 0
WT_off | 0 | 0 | 0 | 0 | 0 | 0
PseudoUnit | 0 | 0 | 0 | 0 | 0 | 0
FixedInterchange | 0 | 0 | 0 | 0 | 0 | 0
Emission Cost by Reporting Type: MISO_MI
ReportingType | 2015 | 2020 | 2025 | 2030 | 2035 | 2040
BM | 0 | 0 | 0 | 0 | 0 | 0
CC | 0 | 0 | 0 | 0 | 0 | 0
CSP | 0 | 0 | 0 | 0 | 0 | 0
CT | 0 | 0 | 0 | 0 | 0 | 0
Coal | 12.9 | 0 | 0 | 0 | 0 | 0
Geo | 0 | 0 | 0 | 0 | 0 | 0
H | 0 | 0 | 0 | 0 | 0 | 0
LFG | 0 | 0 | 0 | 0 | 0 | 0
Nuc | 0 | 0 | 0 | 0 | 0 | 0
PS | 0 | 0 | 0 | 0 | 0 | 0
PV | 0 | 0 | 0 | 0 | 0 | 0
PeakG | 0 | 0 | 0 | 0 | 0 | 0
PeakO | 0 | 0 | 0 | 0 | 0 | 0
ST | 0 | 0 | 0 | 0 | 0 | 0
STOG | 0 | 0 | 0 | 0 | 0 | 0
STWD | 0 | 0 | 0 | 0 | 0 | 0
WT | 0 | 0 | 0 | 0 | 0 | 0
IGCC | 0 | 0 | 0 | 0 | 0 | 0
DemandResponse | 0 | 0 | 0 | 0 | 0 | 0
IGCC-CCS | 0 | 0 | 0 | 0 | 0 | 0
WT_off | 0 | 0 | 0 | 0 | 0 | 0
PseudoUnit | 0 | 0 | 0 | 0 | 0 | 0
FixedInterchange | 0 | 0 | 0 | 0 | 0 | 0
Emission Cost by Reporting Type: MISO_MO-IL
ReportingType | 2015 | 2020 | 2025 | 2030 | 2035 | 2040
BM | 0 | 0 | 0 | 0 | 0 | 0
CC | 0 | 0 | 0 | 0 | 0 | 0
CSP | 0 | 0 | 0 | 0 | 0 | 0
CT | 0 | 0 | 0 | 0 | 0 | 0
Coal | 36.95 | 0 | 0 | 0 | 0 | 0
Geo | 0 | 0 | 0 | 0 | 0 | 0
H | 0 | 0 | 0 | 0 | 0 | 0
LFG | 0 | 0 | 0 | 0 | 0 | 0
Nuc | 0 | 0 | 0 | 0 | 0 | 0
PS | 0 | 0 | 0 | 0 | 0 | 0
PV | 0 | 0 | 0 | 0 | 0 | 0
PeakG | 0 | 0 | 0 | 0 | 0 | 0
PeakO | 0 | 0 | 0 | 0 | 0 | 0
ST | 0 | 0 | 0 | 0 | 0 | 0
STOG | 0 | 0 | 0 | 0 | 0 | 0
STWD | 0 | 0 | 0 | 0 | 0 | 0
WT | 0 | 0 | 0 | 0 | 0 | 0
IGCC | 0 | 0 | 0 | 0 | 0 | 0
DemandResponse | 0 | 0 | 0 | 0 | 0 | 0
IGCC-CCS | 0 | 0 | 0 | 0 | 0 | 0
WT_off | 0 | 0 | 0 | 0 | 0 | 0
PseudoUnit | 0 | 0 | 0 | 0 | 0 | 0
FixedInterchange | 0 | 0 | 0 | 0 | 0 | 0
Emission Cost by Reporting Type: MISO_W
ReportingType | 2015 | 2020 | 2025 | 2030 | 2035 | 2040
BM | 0 | 0 | 0 | 0 | 0 | 0
CC | 0 | 0 | 0 | 0 | 0 | 0
CSP | 0 | 0 | 0 | 0 | 0 | 0
CT | 0 | 0 | 0 | 0 | 0 | 0
Coal | 20.1 | 0 | 0 | 0 | 0 | 0
Geo | 0 | 0 | 0 | 0 | 0 | 0
H | 0 | 0 | 0 | 0 | 0 | 0
LFG | 0 | 0 | 0 | 0 | 0 | 0
Nuc | 0 | 0 | 0 | 0 | 0 | 0
PS | 0 | 0 | 0 | 0 | 0 | 0
PV | 0 | 0 | 0 | 0 | 0 | 0
PeakG | 0 | 0 | 0 | 0 | 0 | 0
PeakO | 0 | 0 | 0 | 0 | 0 | 0
ST | 0 | 0 | 0 | 0 | 0 | 0
STOG | 0 | 0 | 0 | 0 | 0 | 0
STWD | 0 | 0 | 0 | 0 | 0 | 0
WT | 0 | 0 | 0 | 0 | 0 | 0
IGCC | 0 | 0 | 0 | 0 | 0 | 0
DemandResponse | 0 | 0 | 0 | 0 | 0 | 0
IGCC-CCS | 0 | 0 | 0 | 0 | 0 | 0
WT_off | 0 | 0 | 0 | 0 | 0 | 0
PseudoUnit | 0 | 0 | 0 | 0 | 0 | 0
FixedInterchange | 0 | 0 | 0 | 0 | 0 | 0
Emission Cost by Reporting Type: MISO_WUMS
ReportingType | 2015 | 2020 | 2025 | 2030 | 2035 | 2040
BM | 0 | 0 | 0 | 0 | 0 | 0
CC | 0 | 0 | 0 | 0 | 0 | 0
CSP | 0 | 0 | 0 | 0 | 0 | 0
CT | 0 | 0 | 0 | 0 | 0 | 0
Coal | 2.48 | 0 | 0 | 0 | 0 | 0
Geo | 0 | 0 | 0 | 0 | 0 | 0
H | 0 | 0 | 0 | 0 | 0 | 0
LFG | 0 | 0 | 0 | 0 | 0 | 0
Nuc | 0 | 0 | 0 | 0 | 0 | 0
PS | 0 | 0 | 0 | 0 | 0 | 0
PV | 0 | 0 | 0 | 0 | 0 | 0
PeakG | 0 | 0 | 0 | 0 | 0 | 0
PeakO | 0 | 0 | 0 | 0 | 0 | 0
ST | 0 | 0 | 0 | 0 | 0 | 0
STOG | 0 | 0 | 0 | 0 | 0 | 0
STWD | 0 | 0 | 0 | 0 | 0 | 0
WT | 0 | 0 | 0 | 0 | 0 | 0
IGCC | 0 | 0 | 0 | 0 | 0 | 0
DemandResponse | 0 | 0 | 0 | 0 | 0 | 0
IGCC-CCS | 0 | 0 | 0 | 0 | 0 | 0
WT_off | 0 | 0 | 0 | 0 | 0 | 0
PseudoUnit | 0 | 0 | 0 | 0 | 0 | 0
FixedInterchange | 0 | 0 | 0 | 0 | 0 | 0
Emission Cost by Reporting Type: Nebraska
ReportingType | 2015 | 2020 | 2025 | 2030 | 2035 | 2040
BM | 0 | 0 | 0 | 0 | 0 | 0
CC | 0 | 0 | 0 | 0 | 0 | 0
CSP | 0 | 0 | 0 | 0 | 0 | 0
CT | 0 | 0 | 0 | 0 | 0 | 0
Coal | 3.67 | 0 | 0 | 0 | 0 | 0
Geo | 0 | 0 | 0 | 0 | 0 | 0
H | 0 | 0 | 0 | 0 | 0 | 0
LFG | 0 | 0 | 0 | 0 | 0 | 0
Nuc | 0 | 0 | 0 | 0 | 0 | 0
PS | 0 | 0 | 0 | 0 | 0 | 0
PV | 0 | 0 | 0 | 0 | 0 | 0
PeakG | 0 | 0 | 0 | 0 | 0 | 0
PeakO | 0 | 0 | 0 | 0 | 0 | 0
ST | 0 | 0 | 0 | 0 | 0 | 0
STOG | 0 | 0 | 0 | 0 | 0 | 0
STWD | 0 | 0 | 0 | 0 | 0 | 0
WT | 0 | 0 | 0 | 0 | 0 | 0
IGCC | 0 | 0 | 0 | 0 | 0 | 0
DemandResponse | 0 | 0 | 0 | 0 | 0 | 0
IGCC-CCS | 0 | 0 | 0 | 0 | 0 | 0
WT_off | 0 | 0 | 0 | 0 | 0 | 0
PseudoUnit | 0 | 0 | 0 | 0 | 0 | 0
FixedInterchange | 0 | 0 | 0 | 0 | 0 | 0
Emission Cost by Reporting Type: NEISO
ReportingType | 2015 | 2020 | 2025 | 2030 | 2035 | 2040
BM | 0 | 0 | 0 | 0 | 0 | 0
CC | 0 | 0 | 0 | 0 | 0 | 0
CSP | 0 | 0 | 0 | 0 | 0 | 0
CT | 0 | 0 | 0 | 0 | 0 | 0
Coal | 0 | 0 | 0 | 0 | 0 | 0
Geo | 0 | 0 | 0 | 0 | 0 | 0
H | 0 | 0 | 0 | 0 | 0 | 0
LFG | 0 | 0 | 0 | 0 | 0 | 0
Nuc | 0 | 0 | 0 | 0 | 0 | 0
PS | 0 | 0 | 0 | 0 | 0 | 0
PV | 0 | 0 | 0 | 0 | 0 | 0
PeakG | 0 | 0 | 0 | 0 | 0 | 0
PeakO | 0 | 0 | 0 | 0 | 0 | 0
ST | 0 | 0 | 0 | 0 | 0 | 0
STOG | 0 | 0 | 0 | 0 | 0 | 0
STWD | 0 | 0 | 0 | 0 | 0 | 0
WT | 0 | 0 | 0 | 0 | 0 | 0
IGCC | 0 | 0 | 0 | 0 | 0 | 0
DemandResponse | 0 | 0 | 0 | 0 | 0 | 0
IGCC-CCS | 0 | 0 | 0 | 0 | 0 | 0
WT_off | 0 | 0 | 0 | 0 | 0 | 0
PseudoUnit | 0 | 0 | 0 | 0 | 0 | 0
FixedInterchange | 0 | 0 | 0 | 0 | 0 | 0
Emission Cost by Reporting Type: NonRTO_Midwest
ReportingType | 2015 | 2020 | 2025 | 2030 | 2035 | 2040
BM | 0 | 0 | 0 | 0 | 0 | 0
CC | 0 | 0 | 0 | 0 | 0 | 0
CSP | 0 | 0 | 0 | 0 | 0 | 0
CT | 0 | 0 | 0 | 0 | 0 | 0
Coal | 9.88 | 0 | 0 | 0 | 0 | 0
Geo | 0 | 0 | 0 | 0 | 0 | 0
H | 0 | 0 | 0 | 0 | 0 | 0
LFG | 0 | 0 | 0 | 0 | 0 | 0
Nuc | 0 | 0 | 0 | 0 | 0 | 0
PS | 0 | 0 | 0 | 0 | 0 | 0
PV | 0 | 0 | 0 | 0 | 0 | 0
PeakG | 0 | 0 | 0 | 0 | 0 | 0
PeakO | 0 | 0 | 0 | 0 | 0 | 0
ST | 0 | 0 | 0 | 0 | 0 | 0
STOG | 0 | 0 | 0 | 0 | 0 | 0
STWD | 0 | 0 | 0 | 0 | 0 | 0
WT | 0 | 0 | 0 | 0 | 0 | 0
IGCC | 0 | 0 | 0 | 0 | 0 | 0
DemandResponse | 0 | 0 | 0 | 0 | 0 | 0
IGCC-CCS | 0 | 0 | 0 | 0 | 0 | 0
WT_off | 0 | 0 | 0 | 0 | 0 | 0
PseudoUnit | 0 | 0 | 0 | 0 | 0 | 0
FixedInterchange | 0 | 0 | 0 | 0 | 0 | 0
Emission Cost by Reporting Type: NYISO_A-F
ReportingType | 2015 | 2020 | 2025 | 2030 | 2035 | 2040
BM | 0 | 0 | 0 | 0 | 0 | 0
CC | 0 | 0 | 0 | 0 | 0 | 0
CSP | 0 | 0 | 0 | 0 | 0 | 0
CT | 0 | 0 | 0 | 0 | 0 | 0
Coal | 0 | 0 | 0 | 0 | 0 | 0
Geo | 0 | 0 | 0 | 0 | 0 | 0
H | 0 | 0 | 0 | 0 | 0 | 0
LFG | 0 | 0 | 0 | 0 | 0 | 0
Nuc | 0 | 0 | 0 | 0 | 0 | 0
PS | 0 | 0 | 0 | 0 | 0 | 0
PV | 0 | 0 | 0 | 0 | 0 | 0
PeakG | 0 | 0 | 0 | 0 | 0 | 0
PeakO | 0 | 0 | 0 | 0 | 0 | 0
ST | 0 | 0 | 0 | 0 | 0 | 0
STOG | 0 | 0 | 0 | 0 | 0 | 0
STWD | 0 | 0 | 0 | 0 | 0 | 0
WT | 0 | 0 | 0 | 0 | 0 | 0
IGCC | 0 | 0 | 0 | 0 | 0 | 0
DemandResponse | 0 | 0 | 0 | 0 | 0 | 0
IGCC-CCS | 0 | 0 | 0 | 0 | 0 | 0
WT_off | 0 | 0 | 0 | 0 | 0 | 0
PseudoUnit | 0 | 0 | 0 | 0 | 0 | 0
FixedInterchange | 0 | 0 | 0 | 0 | 0 | 0
Emission Cost by Reporting Type: NYISO_G-I
ReportingType | 2015 | 2020 | 2025 | 2030 | 2035 | 2040
BM | 0 | 0 | 0 | 0 | 0 | 0
CC | 0 | 0 | 0 | 0 | 0 | 0
CSP | 0 | 0 | 0 | 0 | 0 | 0
CT | 0 | 0 | 0 | 0 | 0 | 0
Coal | 0 | 0 | 0 | 0 | 0 | 0
Geo | 0 | 0 | 0 | 0 | 0 | 0
H | 0 | 0 | 0 | 0 | 0 | 0
LFG | 0 | 0 | 0 | 0 | 0 | 0
Nuc | 0 | 0 | 0 | 0 | 0 | 0
PS | 0 | 0 | 0 | 0 | 0 | 0
PV | 0 | 0 | 0 | 0 | 0 | 0
PeakG | 0 | 0 | 0 | 0 | 0 | 0
PeakO | 0 | 0 | 0 | 0 | 0 | 0
ST | 0 | 0 | 0 | 0 | 0 | 0
STOG | 0 | 0 | 0 | 0 | 0 | 0
STWD | 0 | 0 | 0 | 0 | 0 | 0
WT | 0 | 0 | 0 | 0 | 0 | 0
IGCC | 0 | 0 | 0 | 0 | 0 | 0
DemandResponse | 0 | 0 | 0 | 0 | 0 | 0
IGCC-CCS | 0 | 0 | 0 | 0 | 0 | 0
WT_off | 0 | 0 | 0 | 0 | 0 | 0
PseudoUnit | 0 | 0 | 0 | 0 | 0 | 0
FixedInterchange | 0 | 0 | 0 | 0 | 0 | 0
Emission Cost by Reporting Type: NYISO_J-K
ReportingType | 2015 | 2020 | 2025 | 2030 | 2035 | 2040
BM | 0 | 0 | 0 | 0 | 0 | 0
CC | 0 | 0 | 0 | 0 | 0 | 0
CSP | 0 | 0 | 0 | 0 | 0 | 0
CT | 0 | 0 | 0 | 0 | 0 | 0
Coal | 0 | 0 | 0 | 0 | 0 | 0
Geo | 0 | 0 | 0 | 0 | 0 | 0
H | 0 | 0 | 0 | 0 | 0 | 0
LFG | 0 | 0 | 0 | 0 | 0 | 0
Nuc | 0 | 0 | 0 | 0 | 0 | 0
PS | 0 | 0 | 0 | 0 | 0 | 0
PV | 0 | 0 | 0 | 0 | 0 | 0
PeakG | 0 | 0 | 0 | 0 | 0 | 0
PeakO | 0 | 0 | 0 | 0 | 0 | 0
ST | 0 | 0 | 0 | 0 | 0 | 0
STOG | 0 | 0 | 0 | 0 | 0 | 0
STWD | 0 | 0 | 0 | 0 | 0 | 0
WT | 0 | 0 | 0 | 0 | 0 | 0
IGCC | 0 | 0 | 0 | 0 | 0 | 0
DemandResponse | 0 | 0 | 0 | 0 | 0 | 0
IGCC-CCS | 0 | 0 | 0 | 0 | 0 | 0
WT_off | 0 | 0 | 0 | 0 | 0 | 0
PseudoUnit | 0 | 0 | 0 | 0 | 0 | 0
FixedInterchange | 0 | 0 | 0 | 0 | 0 | 0
Emission Cost by Reporting Type: PJM_E
ReportingType | 2015 | 2020 | 2025 | 2030 | 2035 | 2040
BM | 0 | 0 | 0 | 0 | 0 | 0
CC | 0 | 0 | 0 | 0 | 0 | 0
CSP | 0 | 0 | 0 | 0 | 0 | 0
CT | 0 | 0 | 0 | 0 | 0 | 0
Coal | 0.07 | 0 | 0 | 0 | 0 | 0
Geo | 0 | 0 | 0 | 0 | 0 | 0
H | 0 | 0 | 0 | 0 | 0 | 0
LFG | 0 | 0 | 0 | 0 | 0 | 0
Nuc | 0 | 0 | 0 | 0 | 0 | 0
PS | 0 | 0 | 0 | 0 | 0 | 0
PV | 0 | 0 | 0 | 0 | 0 | 0
PeakG | 0 | 0 | 0 | 0 | 0 | 0
PeakO | 0 | 0 | 0 | 0 | 0 | 0
ST | 0 | 0 | 0 | 0 | 0 | 0
STOG | 0 | 0 | 0 | 0 | 0 | 0
STWD | 0 | 0 | 0 | 0 | 0 | 0
WT | 0 | 0 | 0 | 0 | 0 | 0
IGCC | 0 | 0 | 0 | 0 | 0 | 0
DemandResponse | 0 | 0 | 0 | 0 | 0 | 0
IGCC-CCS | 0 | 0 | 0 | 0 | 0 | 0
WT_off | 0 | 0 | 0 | 0 | 0 | 0
PseudoUnit | 0 | 0 | 0 | 0 | 0 | 0
FixedInterchange | 0 | 0 | 0 | 0 | 0 | 0
Emission Cost by Reporting Type: PJM_ROM
ReportingType | 2015 | 2020 | 2025 | 2030 | 2035 | 2040
BM | 0 | 0 | 0 | 0 | 0 | 0
CC | 0 | 0 | 0 | 0 | 0 | 0
CSP | 0 | 0 | 0 | 0 | 0 | 0
CT | 0 | 0 | 0 | 0 | 0 | 0
Coal | 15.03 | 0 | 0 | 0 | 0 | 0
Geo | 0 | 0 | 0 | 0 | 0 | 0
H | 0 | 0 | 0 | 0 | 0 | 0
LFG | 0 | 0 | 0 | 0 | 0 | 0
Nuc | 0 | 0 | 0 | 0 | 0 | 0
PS | 0 | 0 | 0 | 0 | 0 | 0
PV | 0 | 0 | 0 | 0 | 0 | 0
PeakG | 0 | 0 | 0 | 0 | 0 | 0
PeakO | 0 | 0 | 0 | 0 | 0 | 0
ST | 0 | 0 | 0 | 0 | 0 | 0
STOG | 0 | 0 | 0 | 0 | 0 | 0
STWD | 0 | 0 | 0 | 0 | 0 | 0
WT | 0 | 0 | 0 | 0 | 0 | 0
IGCC | 0 | 0 | 0 | 0 | 0 | 0
DemandResponse | 0 | 0 | 0 | 0 | 0 | 0
IGCC-CCS | 0 | 0 | 0 | 0 | 0 | 0
WT_off | 0 | 0 | 0 | 0 | 0 | 0
PseudoUnit | 0 | 0 | 0 | 0 | 0 | 0
FixedInterchange | 0 | 0 | 0 | 0 | 0 | 0
Emission Cost by Reporting Type: PJM_ROR
ReportingType | 2015 | 2020 | 2025 | 2030 | 2035 | 2040
BM | 0 | 0 | 0 | 0 | 0 | 0
CC | 0 | 0 | 0 | 0 | 0 | 0
CSP | 0 | 0 | 0 | 0 | 0 | 0
CT | 0 | 0 | 0 | 0 | 0 | 0
Coal | 91.71 | 0 | 0 | 0 | 0 | 0
Geo | 0 | 0 | 0 | 0 | 0 | 0
H | 0 | 0 | 0 | 0 | 0 | 0
LFG | 0 | 0 | 0 | 0 | 0 | 0
Nuc | 0 | 0 | 0 | 0 | 0 | 0
PS | 0 | 0 | 0 | 0 | 0 | 0
PV | 0 | 0 | 0 | 0 | 0 | 0
PeakG | 0 | 0 | 0 | 0 | 0 | 0
PeakO | 0 | 0 | 0 | 0 | 0 | 0
ST | 0 | 0 | 0 | 0 | 0 | 0
STOG | 0 | 0 | 0 | 0 | 0 | 0
STWD | 0 | 0 | 0 | 0 | 0 | 0
WT | 0 | 0 | 0 | 0 | 0 | 0
IGCC | 0 | 0 | 0 | 0 | 0 | 0
DemandResponse | 0 | 0 | 0 | 0 | 0 | 0
IGCC-CCS | 0 | 0 | 0 | 0 | 0 | 0
WT_off | 0 | 0 | 0 | 0 | 0 | 0
PseudoUnit | 0 | 0 | 0 | 0 | 0 | 0
FixedInterchange | 0 | 0 | 0 | 0 | 0 | 0
Emission Cost by Reporting Type: SOCO
ReportingType | 2015 | 2020 | 2025 | 2030 | 2035 | 2040
BM | 0 | 0 | 0 | 0 | 0 | 0
CC | 0 | 0 | 0 | 0 | 0 | 0
CSP | 0 | 0 | 0 | 0 | 0 | 0
CT | 0 | 0 | 0 | 0 | 0 | 0
Coal | 21.93 | 0 | 0 | 0 | 0 | 0
Geo | 0 | 0 | 0 | 0 | 0 | 0
H | 0 | 0 | 0 | 0 | 0 | 0
LFG | 0 | 0 | 0 | 0 | 0 | 0
Nuc | 0 | 0 | 0 | 0 | 0 | 0
PS | 0 | 0 | 0 | 0 | 0 | 0
PV | 0 | 0 | 0 | 0 | 0 | 0
PeakG | 0 | 0 | 0 | 0 | 0 | 0
PeakO | 0 | 0 | 0 | 0 | 0 | 0
ST | 0 | 0 | 0 | 0 | 0 | 0
STOG | 0 | 0 | 0 | 0 | 0 | 0
STWD | 0 | 0 | 0 | 0 | 0 | 0
WT | 0 | 0 | 0 | 0 | 0 | 0
IGCC | 0 | 0 | 0 | 0 | 0 | 0
DemandResponse | 0 | 0 | 0 | 0 | 0 | 0
IGCC-CCS | 0 | 0 | 0 | 0 | 0 | 0
WT_off | 0 | 0 | 0 | 0 | 0 | 0
PseudoUnit | 0 | 0 | 0 | 0 | 0 | 0
FixedInterchange | 0 | 0 | 0 | 0 | 0 | 0
Emission Cost by Reporting Type: SPP_N
ReportingType | 2015 | 2020 | 2025 | 2030 | 2035 | 2040
BM | 0 | 0 | 0 | 0 | 0 | 0
CC | 0 | 0 | 0 | 0 | 0 | 0
CSP | 0 | 0 | 0 | 0 | 0 | 0
CT | 0 | 0 | 0 | 0 | 0 | 0
Coal | 4.89 | 0 | 0 | 0 | 0 | 0
Geo | 0 | 0 | 0 | 0 | 0 | 0
H | 0 | 0 | 0 | 0 | 0 | 0
LFG | 0 | 0 | 0 | 0 | 0 | 0
Nuc | 0 | 0 | 0 | 0 | 0 | 0
PS | 0 | 0 | 0 | 0 | 0 | 0
PV | 0 | 0 | 0 | 0 | 0 | 0
PeakG | 0 | 0 | 0 | 0 | 0 | 0
PeakO | 0 | 0 | 0 | 0 | 0 | 0
ST | 0 | 0 | 0 | 0 | 0 | 0
STOG | 0 | 0 | 0 | 0 | 0 | 0
STWD | 0 | 0 | 0 | 0 | 0 | 0
WT | 0 | 0 | 0 | 0 | 0 | 0
IGCC | 0 | 0 | 0 | 0 | 0 | 0
DemandResponse | 0 | 0 | 0 | 0 | 0 | 0
IGCC-CCS | 0 | 0 | 0 | 0 | 0 | 0
WT_off | 0 | 0 | 0 | 0 | 0 | 0
PseudoUnit | 0 | 0 | 0 | 0 | 0 | 0
FixedInterchange | 0 | 0 | 0 | 0 | 0 | 0
Emission Cost by Reporting Type: SPP_S
ReportingType | 2015 | 2020 | 2025 | 2030 | 2035 | 2040
BM | 0 | 0 | 0 | 0 | 0 | 0
CC | 0 | 0 | 0 | 0 | 0 | 0
CSP | 0 | 0 | 0 | 0 | 0 | 0
CT | 0 | 0 | 0 | 0 | 0 | 0
Coal | 15.59 | 0 | 0 | 0 | 0 | 0
Geo | 0 | 0 | 0 | 0 | 0 | 0
H | 0 | 0 | 0 | 0 | 0 | 0
LFG | 0 | 0 | 0 | 0 | 0 | 0
Nuc | 0 | 0 | 0 | 0 | 0 | 0
PS | 0 | 0 | 0 | 0 | 0 | 0
PV | 0 | 0 | 0 | 0 | 0 | 0
PeakG | 0 | 0 | 0 | 0 | 0 | 0
PeakO | 0 | 0 | 0 | 0 | 0 | 0
ST | 0 | 0 | 0 | 0 | 0 | 0
STOG | 0 | 0 | 0 | 0 | 0 | 0
STWD | 0 | 0 | 0 | 0 | 0 | 0
WT | 0 | 0 | 0 | 0 | 0 | 0
IGCC | 0 | 0 | 0 | 0 | 0 | 0
DemandResponse | 0 | 0 | 0 | 0 | 0 | 0
IGCC-CCS | 0 | 0 | 0 | 0 | 0 | 0
WT_off | 0 | 0 | 0 | 0 | 0 | 0
PseudoUnit | 0 | 0 | 0 | 0 | 0 | 0
FixedInterchange | 0 | 0 | 0 | 0 | 0 | 0
Emission Cost by Reporting Type: TVA
ReportingType | 2015 | 2020 | 2025 | 2030 | 2035 | 2040
BM | 0 | 0 | 0 | 0 | 0 | 0
CC | 0 | 0 | 0 | 0 | 0 | 0
CSP | 0 | 0 | 0 | 0 | 0 | 0
CT | 0 | 0 | 0 | 0 | 0 | 0
Coal | 21.38 | 0 | 0 | 0 | 0 | 0
Geo | 0 | 0 | 0 | 0 | 0 | 0
H | 0 | 0 | 0 | 0 | 0 | 0
LFG | 0 | 0 | 0 | 0 | 0 | 0
Nuc | 0 | 0 | 0 | 0 | 0 | 0
PS | 0 | 0 | 0 | 0 | 0 | 0
PV | 0 | 0 | 0 | 0 | 0 | 0
PeakG | 0 | 0 | 0 | 0 | 0 | 0
PeakO | 0 | 0 | 0 | 0 | 0 | 0
ST | 0 | 0 | 0 | 0 | 0 | 0
STOG | 0 | 0 | 0 | 0 | 0 | 0
STWD | 0 | 0 | 0 | 0 | 0 | 0
WT | 0 | 0 | 0 | 0 | 0 | 0
IGCC | 0 | 0 | 0 | 0 | 0 | 0
DemandResponse | 0 | 0 | 0 | 0 | 0 | 0
IGCC-CCS | 0 | 0 | 0 | 0 | 0 | 0
WT_off | 0 | 0 | 0 | 0 | 0 | 0
PseudoUnit | 0 | 0 | 0 | 0 | 0 | 0
FixedInterchange | 0 | 0 | 0 | 0 | 0 | 0
Emission Cost by Reporting Type: TVA_Transmission
ReportingType | 2015 | 2020 | 2025 | 2030 | 2035 | 2040
BM | 0 | 0 | 0 | 0 | 0 | 0
CC | 0 | 0 | 0 | 0 | 0 | 0
CSP | 0 | 0 | 0 | 0 | 0 | 0
CT | 0 | 0 | 0 | 0 | 0 | 0
Coal | 0 | 0 | 0 | 0 | 0 | 0
Geo | 0 | 0 | 0 | 0 | 0 | 0
H | 0 | 0 | 0 | 0 | 0 | 0
LFG | 0 | 0 | 0 | 0 | 0 | 0
Nuc | 0 | 0 | 0 | 0 | 0 | 0
PS | 0 | 0 | 0 | 0 | 0 | 0
PV | 0 | 0 | 0 | 0 | 0 | 0
PeakG | 0 | 0 | 0 | 0 | 0 | 0
PeakO | 0 | 0 | 0 | 0 | 0 | 0
ST | 0 | 0 | 0 | 0 | 0 | 0
STOG | 0 | 0 | 0 | 0 | 0 | 0
STWD | 0 | 0 | 0 | 0 | 0 | 0
WT | 0 | 0 | 0 | 0 | 0 | 0
IGCC | 0 | 0 | 0 | 0 | 0 | 0
DemandResponse | 0 | 0 | 0 | 0 | 0 | 0
IGCC-CCS | 0 | 0 | 0 | 0 | 0 | 0
WT_off | 0 | 0 | 0 | 0 | 0 | 0
PseudoUnit | 0 | 0 | 0 | 0 | 0 | 0
FixedInterchange | 0 | 0 | 0 | 0 | 0 | 0
Emission Cost by Reporting Type: VACAR
ReportingType | 2015 | 2020 | 2025 | 2030 | 2035 | 2040
BM | 0 | 0 | 0 | 0 | 0 | 0
CC | 0 | 0 | 0 | 0 | 0 | 0
CSP | 0 | 0 | 0 | 0 | 0 | 0
CT | 0 | 0 | 0 | 0 | 0 | 0
Coal | 3.34 | 0 | 0 | 0 | 0 | 0
Geo | 0 | 0 | 0 | 0 | 0 | 0
H | 0 | 0 | 0 | 0 | 0 | 0
LFG | 0 | 0 | 0 | 0 | 0 | 0
Nuc | 0 | 0 | 0 | 0 | 0 | 0
PS | 0 | 0 | 0 | 0 | 0 | 0
PV | 0 | 0 | 0 | 0 | 0 | 0
PeakG | 0 | 0 | 0 | 0 | 0 | 0
PeakO | 0 | 0 | 0 | 0 | 0 | 0
ST | 0 | 0 | 0 | 0 | 0 | 0
STOG | 0 | 0 | 0 | 0 | 0 | 0
STWD | 0 | 0 | 0 | 0 | 0 | 0
WT | 0 | 0 | 0 | 0 | 0 | 0
IGCC | 0 | 0 | 0 | 0 | 0 | 0
DemandResponse | 0 | 0 | 0 | 0 | 0 | 0
IGCC-CCS | 0 | 0 | 0 | 0 | 0 | 0
WT_off | 0 | 0 | 0 | 0 | 0 | 0
PseudoUnit | 0 | 0 | 0 | 0 | 0 | 0
FixedInterchange | 0 | 0 | 0 | 0 | 0 | 0
Emission Cost by Reporting Type: IESO
ReportingType | 2015 | 2020 | 2025 | 2030 | 2035 | 2040
BM | 0 | 0 | 0 | 0 | 0 | 0
CC | 0 | 0 | 0 | 0 | 0 | 0
CSP | 0 | 0 | 0 | 0 | 0 | 0
CT | 0 | 0 | 0 | 0 | 0 | 0
Coal | 0 | 0 | 0 | 0 | 0 | 0
Geo | 0 | 0 | 0 | 0 | 0 | 0
H | 0 | 0 | 0 | 0 | 0 | 0
LFG | 0 | 0 | 0 | 0 | 0 | 0
Nuc | 0 | 0 | 0 | 0 | 0 | 0
PS | 0 | 0 | 0 | 0 | 0 | 0
PV | 0 | 0 | 0 | 0 | 0 | 0
PeakG | 0 | 0 | 0 | 0 | 0 | 0
PeakO | 0 | 0 | 0 | 0 | 0 | 0
ST | 0 | 0 | 0 | 0 | 0 | 0
STOG | 0 | 0 | 0 | 0 | 0 | 0
STWD | 0 | 0 | 0 | 0 | 0 | 0
WT | 0 | 0 | 0 | 0 | 0 | 0
IGCC | 0 | 0 | 0 | 0 | 0 | 0
DemandResponse | 0 | 0 | 0 | 0 | 0 | 0
IGCC-CCS | 0 | 0 | 0 | 0 | 0 | 0
WT_off | 0 | 0 | 0 | 0 | 0 | 0
PseudoUnit | 0 | 0 | 0 | 0 | 0 | 0
FixedInterchange | 0 | 0 | 0 | 0 | 0 | 0
Emission Cost by Reporting Type: MAPP_CA
ReportingType | 2015 | 2020 | 2025 | 2030 | 2035 | 2040
BM | 0 | 0 | 0 | 0 | 0 | 0
CC | 0 | 0 | 0 | 0 | 0 | 0
CSP | 0 | 0 | 0 | 0 | 0 | 0
CT | 0 | 0 | 0 | 0 | 0 | 0
Coal | 0 | 0 | 0 | 0 | 0 | 0
Geo | 0 | 0 | 0 | 0 | 0 | 0
H | 0 | 0 | 0 | 0 | 0 | 0
LFG | 0 | 0 | 0 | 0 | 0 | 0
Nuc | 0 | 0 | 0 | 0 | 0 | 0
PS | 0 | 0 | 0 | 0 | 0 | 0
PV | 0 | 0 | 0 | 0 | 0 | 0
PeakG | 0 | 0 | 0 | 0 | 0 | 0
PeakO | 0 | 0 | 0 | 0 | 0 | 0
ST | 0 | 0 | 0 | 0 | 0 | 0
STOG | 0 | 0 | 0 | 0 | 0 | 0
STWD | 0 | 0 | 0 | 0 | 0 | 0
WT | 0 | 0 | 0 | 0 | 0 | 0
IGCC | 0 | 0 | 0 | 0 | 0 | 0
DemandResponse | 0 | 0 | 0 | 0 | 0 | 0
IGCC-CCS | 0 | 0 | 0 | 0 | 0 | 0
WT_off | 0 | 0 | 0 | 0 | 0 | 0
PseudoUnit | 0 | 0 | 0 | 0 | 0 | 0
FixedInterchange | 0 | 0 | 0 | 0 | 0 | 0
Emission Cost by Reporting Type: AZ_NM_SNV_Coal
ReportingType | 2015 | 2020 | 2025 | 2030 | 2035 | 2040
BM | 0 | 0 | 0 | 0 | 0 | 0
CC | 0 | 0 | 0 | 0 | 0 | 0
CSP | 0 | 0 | 0 | 0 | 0 | 0
CT | 0 | 0 | 0 | 0 | 0 | 0
Coal | 0.83 | 0 | 0 | 0 | 0 | 0
Geo | 0 | 0 | 0 | 0 | 0 | 0
H | 0 | 0 | 0 | 0 | 0 | 0
LFG | 0 | 0 | 0 | 0 | 0 | 0
Nuc | 0 | 0 | 0 | 0 | 0 | 0
PS | 0 | 0 | 0 | 0 | 0 | 0
PV | 0 | 0 | 0 | 0 | 0 | 0
PeakG | 0 | 0 | 0 | 0 | 0 | 0
PeakO | 0 | 0 | 0 | 0 | 0 | 0
ST | 0 | 0 | 0 | 0 | 0 | 0
STOG | 0 | 0 | 0 | 0 | 0 | 0
STWD | 0 | 0 | 0 | 0 | 0 | 0
WT | 0 | 0 | 0 | 0 | 0 | 0
IGCC | 0 | 0 | 0 | 0 | 0 | 0
DemandResponse | 0 | 0 | 0 | 0 | 0 | 0
IGCC-CCS | 0 | 0 | 0 | 0 | 0 | 0
WT_off | 0 | 0 | 0 | 0 | 0 | 0
PseudoUnit | 0 | 0 | 0 | 0 | 0 | 0
FixedInterchange | 0 | 0 | 0 | 0 | 0 | 0
Emission Cost by Reporting Type: AZ_NM_SNV_Gas
ReportingType | 2015 | 2020 | 2025 | 2030 | 2035 | 2040
BM | 0 | 0 | 0 | 0 | 0 | 0
CC | 0 | 0 | 0 | 0 | 0 | 0
CSP | 0 | 0 | 0 | 0 | 0 | 0
CT | 0 | 0 | 0 | 0 | 0 | 0
Coal | 0 | 0 | 0 | 0 | 0 | 0
Geo | 0 | 0 | 0 | 0 | 0 | 0
H | 0 | 0 | 0 | 0 | 0 | 0
LFG | 0 | 0 | 0 | 0 | 0 | 0
Nuc | 0 | 0 | 0 | 0 | 0 | 0
PS | 0 | 0 | 0 | 0 | 0 | 0
PV | 0 | 0 | 0 | 0 | 0 | 0
PeakG | 0 | 0 | 0 | 0 | 0 | 0
PeakO | 0 | 0 | 0 | 0 | 0 | 0
ST | 0 | 0 | 0 | 0 | 0 | 0
STOG | 0 | 0 | 0 | 0 | 0 | 0
STWD | 0 | 0 | 0 | 0 | 0 | 0
WT | 0 | 0 | 0 | 0 | 0 | 0
IGCC | 0 | 0 | 0 | 0 | 0 | 0
DemandResponse | 0 | 0 | 0 | 0 | 0 | 0
IGCC-CCS | 0 | 0 | 0 | 0 | 0 | 0
WT_off | 0 | 0 | 0 | 0 | 0 | 0
PseudoUnit | 0 | 0 | 0 | 0 | 0 | 0
FixedInterchange | 0 | 0 | 0 | 0 | 0 | 0
Emission Cost by Reporting Type: AZ_NM_SNV_NucRenew
ReportingType | 2015 | 2020 | 2025 | 2030 | 2035 | 2040
BM | 0 | 0 | 0 | 0 | 0 | 0
CC | 0 | 0 | 0 | 0 | 0 | 0
CSP | 0 | 0 | 0 | 0 | 0 | 0
CT | 0 | 0 | 0 | 0 | 0 | 0
Coal | 0 | 0 | 0 | 0 | 0 | 0
Geo | 0 | 0 | 0 | 0 | 0 | 0
H | 0 | 0 | 0 | 0 | 0 | 0
LFG | 0 | 0 | 0 | 0 | 0 | 0
Nuc | 0 | 0 | 0 | 0 | 0 | 0
PS | 0 | 0 | 0 | 0 | 0 | 0
PV | 0 | 0 | 0 | 0 | 0 | 0
PeakG | 0 | 0 | 0 | 0 | 0 | 0
PeakO | 0 | 0 | 0 | 0 | 0 | 0
ST | 0 | 0 | 0 | 0 | 0 | 0
STOG | 0 | 0 | 0 | 0 | 0 | 0
STWD | 0 | 0 | 0 | 0 | 0 | 0
WT | 0 | 0 | 0 | 0 | 0 | 0
IGCC | 0 | 0 | 0 | 0 | 0 | 0
DemandResponse | 0 | 0 | 0 | 0 | 0 | 0
IGCC-CCS | 0 | 0 | 0 | 0 | 0 | 0
WT_off | 0 | 0 | 0 | 0 | 0 | 0
PseudoUnit | 0 | 0 | 0 | 0 | 0 | 0
FixedInterchange | 0 | 0 | 0 | 0 | 0 | 0
Emission Cost by Reporting Type: ERCOT
ReportingType | 2015 | 2020 | 2025 | 2030 | 2035 | 2040
BM | 0 | 0 | 0 | 0 | 0 | 0
CC | 0 | 0 | 0 | 0 | 0 | 0
CSP | 0 | 0 | 0 | 0 | 0 | 0
CT | 0 | 0 | 0 | 0 | 0 | 0
Coal | 7.04 | 0 | 0 | 0 | 0 | 0
Geo | 0 | 0 | 0 | 0 | 0 | 0
H | 0 | 0 | 0 | 0 | 0 | 0
LFG | 0 | 0 | 0 | 0 | 0 | 0
Nuc | 0 | 0 | 0 | 0 | 0 | 0
PS | 0 | 0 | 0 | 0 | 0 | 0
PV | 0 | 0 | 0 | 0 | 0 | 0
PeakG | 0 | 0 | 0 | 0 | 0 | 0
PeakO | 0 | 0 | 0 | 0 | 0 | 0
ST | 0 | 0 | 0 | 0 | 0 | 0
STOG | 0 | 0 | 0 | 0 | 0 | 0
STWD | 0 | 0 | 0 | 0 | 0 | 0
WT | 0 | 0 | 0 | 0 | 0 | 0
IGCC | 0 | 0 | 0 | 0 | 0 | 0
DemandResponse | 0 | 0 | 0 | 0 | 0 | 0
IGCC-CCS | 0 | 0 | 0 | 0 | 0 | 0
WT_off | 0 | 0 | 0 | 0 | 0 | 0
PseudoUnit | 0 | 0 | 0 | 0 | 0 | 0
FixedInterchange | 0 | 0 | 0 | 0 | 0 | 0
Emission Cost by Reporting Type: NP15
ReportingType | 2015 | 2020 | 2025 | 2030 | 2035 | 2040
BM | 0 | 0 | 0 | 0 | 0 | 0
CC | 0 | 0 | 0 | 0 | 0 | 0
CSP | 0 | 0 | 0 | 0 | 0 | 0
CT | 0 | 0 | 0 | 0 | 0 | 0
Coal | 0.32 | 0 | 0 | 0 | 0 | 0
Geo | 0 | 0 | 0 | 0 | 0 | 0
H | 0 | 0 | 0 | 0 | 0 | 0
LFG | 0 | 0 | 0 | 0 | 0 | 0
Nuc | 0 | 0 | 0 | 0 | 0 | 0
PS | 0 | 0 | 0 | 0 | 0 | 0
PV | 0 | 0 | 0 | 0 | 0 | 0
PeakG | 0 | 0 | 0 | 0 | 0 | 0
PeakO | 0 | 0 | 0 | 0 | 0 | 0
ST | 0 | 0 | 0 | 0 | 0 | 0
STOG | 0 | 0 | 0 | 0 | 0 | 0
STWD | 0 | 0 | 0 | 0 | 0 | 0
WT | 0 | 0 | 0 | 0 | 0 | 0
IGCC | 0 | 0 | 0 | 0 | 0 | 0
DemandResponse | 0 | 0 | 0 | 0 | 0 | 0
IGCC-CCS | 0 | 0 | 0 | 0 | 0 | 0
WT_off | 0 | 0 | 0 | 0 | 0 | 0
PseudoUnit | 0 | 0 | 0 | 0 | 0 | 0
FixedInterchange | 0 | 0 | 0 | 0 | 0 | 0
Emission Cost by Reporting Type: NWPP_Coal
ReportingType | 2015 | 2020 | 2025 | 2030 | 2035 | 2040
BM | 0 | 0 | 0 | 0 | 0 | 0
CC | 0 | 0 | 0 | 0 | 0 | 0
CSP | 0 | 0 | 0 | 0 | 0 | 0
CT | 0 | 0 | 0 | 0 | 0 | 0
Coal | 2.33 | 0 | 0 | 0 | 0 | 0
Geo | 0 | 0 | 0 | 0 | 0 | 0
H | 0 | 0 | 0 | 0 | 0 | 0
LFG | 0 | 0 | 0 | 0 | 0 | 0
Nuc | 0 | 0 | 0 | 0 | 0 | 0
PS | 0 | 0 | 0 | 0 | 0 | 0
PV | 0 | 0 | 0 | 0 | 0 | 0
PeakG | 0 | 0 | 0 | 0 | 0 | 0
PeakO | 0 | 0 | 0 | 0 | 0 | 0
ST | 0 | 0 | 0 | 0 | 0 | 0
STOG | 0 | 0 | 0 | 0 | 0 | 0
STWD | 0 | 0 | 0 | 0 | 0 | 0
WT | 0 | 0 | 0 | 0 | 0 | 0
IGCC | 0 | 0 | 0 | 0 | 0 | 0
DemandResponse | 0 | 0 | 0 | 0 | 0 | 0
IGCC-CCS | 0 | 0 | 0 | 0 | 0 | 0
WT_off | 0 | 0 | 0 | 0 | 0 | 0
PseudoUnit | 0 | 0 | 0 | 0 | 0 | 0
FixedInterchange | 0 | 0 | 0 | 0 | 0 | 0
Emission Cost by Reporting Type: NWPP_Gas
ReportingType | 2015 | 2020 | 2025 | 2030 | 2035 | 2040
BM | 0 | 0 | 0 | 0 | 0 | 0
CC | 0 | 0 | 0 | 0 | 0 | 0
CSP | 0 | 0 | 0 | 0 | 0 | 0
CT | 0 | 0 | 0 | 0 | 0 | 0
Coal | 0 | 0 | 0 | 0 | 0 | 0
Geo | 0 | 0 | 0 | 0 | 0 | 0
H | 0 | 0 | 0 | 0 | 0 | 0
LFG | 0 | 0 | 0 | 0 | 0 | 0
Nuc | 0 | 0 | 0 | 0 | 0 | 0
PS | 0 | 0 | 0 | 0 | 0 | 0
PV | 0 | 0 | 0 | 0 | 0 | 0
PeakG | 0 | 0 | 0 | 0 | 0 | 0
PeakO | 0 | 0 | 0 | 0 | 0 | 0
ST | 0 | 0 | 0 | 0 | 0 | 0
STOG | 0 | 0 | 0 | 0 | 0 | 0
STWD | 0 | 0 | 0 | 0 | 0 | 0
WT | 0 | 0 | 0 | 0 | 0 | 0
IGCC | 0 | 0 | 0 | 0 | 0 | 0
DemandResponse | 0 | 0 | 0 | 0 | 0 | 0
IGCC-CCS | 0 | 0 | 0 | 0 | 0 | 0
WT_off | 0 | 0 | 0 | 0 | 0 | 0
PseudoUnit | 0 | 0 | 0 | 0 | 0 | 0
FixedInterchange | 0 | 0 | 0 | 0 | 0 | 0
Emission Cost by Reporting Type: NWPP_NucRenew
ReportingType | 2015 | 2020 | 2025 | 2030 | 2035 | 2040
BM | 0 | 0 | 0 | 0 | 0 | 0
CC | 0 | 0 | 0 | 0 | 0 | 0
CSP | 0 | 0 | 0 | 0 | 0 | 0
CT | 0 | 0 | 0 | 0 | 0 | 0
Coal | 0 | 0 | 0 | 0 | 0 | 0
Geo | 0 | 0 | 0 | 0 | 0 | 0
H | 0 | 0 | 0 | 0 | 0 | 0
LFG | 0 | 0 | 0 | 0 | 0 | 0
Nuc | 0 | 0 | 0 | 0 | 0 | 0
PS | 0 | 0 | 0 | 0 | 0 | 0
PV | 0 | 0 | 0 | 0 | 0 | 0
PeakG | 0 | 0 | 0 | 0 | 0 | 0
PeakO | 0 | 0 | 0 | 0 | 0 | 0
ST | 0 | 0 | 0 | 0 | 0 | 0
STOG | 0 | 0 | 0 | 0 | 0 | 0
STWD | 0 | 0 | 0 | 0 | 0 | 0
WT | 0 | 0 | 0 | 0 | 0 | 0
IGCC | 0 | 0 | 0 | 0 | 0 | 0
DemandResponse | 0 | 0 | 0 | 0 | 0 | 0
IGCC-CCS | 0 | 0 | 0 | 0 | 0 | 0
WT_off | 0 | 0 | 0 | 0 | 0 | 0
PseudoUnit | 0 | 0 | 0 | 0 | 0 | 0
FixedInterchange | 0 | 0 | 0 | 0 | 0 | 0
Emission Cost by Reporting Type: RMPA
ReportingType | 2015 | 2020 | 2025 | 2030 | 2035 | 2040
BM | 0 | 0 | 0 | 0 | 0 | 0
CC | 0 | 0 | 0 | 0 | 0 | 0
CSP | 0 | 0 | 0 | 0 | 0 | 0
CT | 0 | 0 | 0 | 0 | 0 | 0
Coal | 1.97 | 0 | 0 | 0 | 0 | 0
Geo | 0 | 0 | 0 | 0 | 0 | 0
H | 0 | 0 | 0 | 0 | 0 | 0
LFG | 0 | 0 | 0 | 0 | 0 | 0
Nuc | 0 | 0 | 0 | 0 | 0 | 0
PS | 0 | 0 | 0 | 0 | 0 | 0
PV | 0 | 0 | 0 | 0 | 0 | 0
PeakG | 0 | 0 | 0 | 0 | 0 | 0
PeakO | 0 | 0 | 0 | 0 | 0 | 0
ST | 0 | 0 | 0 | 0 | 0 | 0
STOG | 0 | 0 | 0 | 0 | 0 | 0
STWD | 0 | 0 | 0 | 0 | 0 | 0
WT | 0 | 0 | 0 | 0 | 0 | 0
IGCC | 0 | 0 | 0 | 0 | 0 | 0
DemandResponse | 0 | 0 | 0 | 0 | 0 | 0
IGCC-CCS | 0 | 0 | 0 | 0 | 0 | 0
WT_off | 0 | 0 | 0 | 0 | 0 | 0
PseudoUnit | 0 | 0 | 0 | 0 | 0 | 0
FixedInterchange | 0 | 0 | 0 | 0 | 0 | 0
Emission Cost by Reporting Type: SP15
ReportingType | 2015 | 2020 | 2025 | 2030 | 2035 | 2040
BM | 0 | 0 | 0 | 0 | 0 | 0
CC | 0 | 0 | 0 | 0 | 0 | 0
CSP | 0 | 0 | 0 | 0 | 0 | 0
CT | 0 | 0 | 0 | 0 | 0 | 0
Coal | 0.17 | 0 | 0 | 0 | 0 | 0
Geo | 0 | 0 | 0 | 0 | 0 | 0
H | 0 | 0 | 0 | 0 | 0 | 0
LFG | 0 | 0 | 0 | 0 | 0 | 0
Nuc | 0 | 0 | 0 | 0 | 0 | 0
PS | 0 | 0 | 0 | 0 | 0 | 0
PV | 0 | 0 | 0 | 0 | 0 | 0
PeakG | 0 | 0 | 0 | 0 | 0 | 0
PeakO | 0 | 0 | 0 | 0 | 0 | 0
ST | 0 | 0 | 0 | 0 | 0 | 0
STOG | 0 | 0 | 0 | 0 | 0 | 0
STWD | 0 | 0 | 0 | 0 | 0 | 0
WT | 0 | 0 | 0 | 0 | 0 | 0
IGCC | 0 | 0 | 0 | 0 | 0 | 0
DemandResponse | 0 | 0 | 0 | 0 | 0 | 0
IGCC-CCS | 0 | 0 | 0 | 0 | 0 | 0
WT_off | 0 | 0 | 0 | 0 | 0 | 0
PseudoUnit | 0 | 0 | 0 | 0 | 0 | 0
FixedInterchange | 0 | 0 | 0 | 0 | 0 | 0
Emission Cost by Reporting Type: ALB
ReportingType | 2015 | 2020 | 2025 | 2030 | 2035 | 2040
BM | 0 | 0 | 0 | 0 | 0 | 0
CC | 0 | 0 | 0 | 0 | 0 | 0
CSP | 0 | 0 | 0 | 0 | 0 | 0
CT | 0 | 0 | 0 | 0 | 0 | 0
Coal | 0 | 0 | 0 | 0 | 0 | 0
Geo | 0 | 0 | 0 | 0 | 0 | 0
H | 0 | 0 | 0 | 0 | 0 | 0
LFG | 0 | 0 | 0 | 0 | 0 | 0
Nuc | 0 | 0 | 0 | 0 | 0 | 0
PS | 0 | 0 | 0 | 0 | 0 | 0
PV | 0 | 0 | 0 | 0 | 0 | 0
PeakG | 0 | 0 | 0 | 0 | 0 | 0
PeakO | 0 | 0 | 0 | 0 | 0 | 0
ST | 0 | 0 | 0 | 0 | 0 | 0
STOG | 0 | 0 | 0 | 0 | 0 | 0
STWD | 0 | 0 | 0 | 0 | 0 | 0
WT | 0 | 0 | 0 | 0 | 0 | 0
IGCC | 0 | 0 | 0 | 0 | 0 | 0
DemandResponse | 0 | 0 | 0 | 0 | 0 | 0
IGCC-CCS | 0 | 0 | 0 | 0 | 0 | 0
WT_off | 0 | 0 | 0 | 0 | 0 | 0
PseudoUnit | 0 | 0 | 0 | 0 | 0 | 0
FixedInterchange | 0 | 0 | 0 | 0 | 0 | 0
Emission Cost by Reporting Type: BC
ReportingType | 2015 | 2020 | 2025 | 2030 | 2035 | 2040
BM | 0 | 0 | 0 | 0 | 0 | 0
CC | 0 | 0 | 0 | 0 | 0 | 0
CSP | 0 | 0 | 0 | 0 | 0 | 0
CT | 0 | 0 | 0 | 0 | 0 | 0
Coal | 0 | 0 | 0 | 0 | 0 | 0
Geo | 0 | 0 | 0 | 0 | 0 | 0
H | 0 | 0 | 0 | 0 | 0 | 0
LFG | 0 | 0 | 0 | 0 | 0 | 0
Nuc | 0 | 0 | 0 | 0 | 0 | 0
PS | 0 | 0 | 0 | 0 | 0 | 0
PV | 0 | 0 | 0 | 0 | 0 | 0
PeakG | 0 | 0 | 0 | 0 | 0 | 0
PeakO | 0 | 0 | 0 | 0 | 0 | 0
ST | 0 | 0 | 0 | 0 | 0 | 0
STOG | 0 | 0 | 0 | 0 | 0 | 0
STWD | 0 | 0 | 0 | 0 | 0 | 0
WT | 0 | 0 | 0 | 0 | 0 | 0
IGCC | 0 | 0 | 0 | 0 | 0 | 0
DemandResponse | 0 | 0 | 0 | 0 | 0 | 0
IGCC-CCS | 0 | 0 | 0 | 0 | 0 | 0
WT_off | 0 | 0 | 0 | 0 | 0 | 0
PseudoUnit | 0 | 0 | 0 | 0 | 0 | 0
FixedInterchange | 0 | 0 | 0 | 0 | 0 | 0
Emission Cost by Reporting Type: HQ_IESO
ReportingType | 2015 | 2020 | 2025 | 2030 | 2035 | 2040
BM | 0 | 0 | 0 | 0 | 0 | 0
CC | 0 | 0 | 0 | 0 | 0 | 0
CSP | 0 | 0 | 0 | 0 | 0 | 0
CT | 0 | 0 | 0 | 0 | 0 | 0
Coal | 0 | 0 | 0 | 0 | 0 | 0
Geo | 0 | 0 | 0 | 0 | 0 | 0
H | 0 | 0 | 0 | 0 | 0 | 0
LFG | 0 | 0 | 0 | 0 | 0 | 0
Nuc | 0 | 0 | 0 | 0 | 0 | 0
PS | 0 | 0 | 0 | 0 | 0 | 0
PV | 0 | 0 | 0 | 0 | 0 | 0
PeakG | 0 | 0 | 0 | 0 | 0 | 0
PeakO | 0 | 0 | 0 | 0 | 0 | 0
ST | 0 | 0 | 0 | 0 | 0 | 0
STOG | 0 | 0 | 0 | 0 | 0 | 0
STWD | 0 | 0 | 0 | 0 | 0 | 0
WT | 0 | 0 | 0 | 0 | 0 | 0
IGCC | 0 | 0 | 0 | 0 | 0 | 0
DemandResponse | 0 | 0 | 0 | 0 | 0 | 0
IGCC-CCS | 0 | 0 | 0 | 0 | 0 | 0
WT_off | 0 | 0 | 0 | 0 | 0 | 0
PseudoUnit | 0 | 0 | 0 | 0 | 0 | 0
FixedInterchange | 0 | 0 | 0 | 0 | 0 | 0
Emission Cost by Reporting Type: HQ_NEISO
ReportingType | 2015 | 2020 | 2025 | 2030 | 2035 | 2040
BM | 0 | 0 | 0 | 0 | 0 | 0
CC | 0 | 0 | 0 | 0 | 0 | 0
CSP | 0 | 0 | 0 | 0 | 0 | 0
CT | 0 | 0 | 0 | 0 | 0 | 0
Coal | 0 | 0 | 0 | 0 | 0 | 0
Geo | 0 | 0 | 0 | 0 | 0 | 0
H | 0 | 0 | 0 | 0 | 0 | 0
LFG | 0 | 0 | 0 | 0 | 0 | 0
Nuc | 0 | 0 | 0 | 0 | 0 | 0
PS | 0 | 0 | 0 | 0 | 0 | 0
PV | 0 | 0 | 0 | 0 | 0 | 0
PeakG | 0 | 0 | 0 | 0 | 0 | 0
PeakO | 0 | 0 | 0 | 0 | 0 | 0
ST | 0 | 0 | 0 | 0 | 0 | 0
STOG | 0 | 0 | 0 | 0 | 0 | 0
STWD | 0 | 0 | 0 | 0 | 0 | 0
WT | 0 | 0 | 0 | 0 | 0 | 0
IGCC | 0 | 0 | 0 | 0 | 0 | 0
DemandResponse | 0 | 0 | 0 | 0 | 0 | 0
IGCC-CCS | 0 | 0 | 0 | 0 | 0 | 0
WT_off | 0 | 0 | 0 | 0 | 0 | 0
PseudoUnit | 0 | 0 | 0 | 0 | 0 | 0
FixedInterchange | 0 | 0 | 0 | 0 | 0 | 0
Emission Cost by Reporting Type: HQ_NY
ReportingType | 2015 | 2020 | 2025 | 2030 | 2035 | 2040
BM | 0 | 0 | 0 | 0 | 0 | 0
CC | 0 | 0 | 0 | 0 | 0 | 0
CSP | 0 | 0 | 0 | 0 | 0 | 0
CT | 0 | 0 | 0 | 0 | 0 | 0
Coal | 0 | 0 | 0 | 0 | 0 | 0
Geo | 0 | 0 | 0 | 0 | 0 | 0
H | 0 | 0 | 0 | 0 | 0 | 0
LFG | 0 | 0 | 0 | 0 | 0 | 0
Nuc | 0 | 0 | 0 | 0 | 0 | 0
PS | 0 | 0 | 0 | 0 | 0 | 0
PV | 0 | 0 | 0 | 0 | 0 | 0
PeakG | 0 | 0 | 0 | 0 | 0 | 0
PeakO | 0 | 0 | 0 | 0 | 0 | 0
ST | 0 | 0 | 0 | 0 | 0 | 0
STOG | 0 | 0 | 0 | 0 | 0 | 0
STWD | 0 | 0 | 0 | 0 | 0 | 0
WT | 0 | 0 | 0 | 0 | 0 | 0
IGCC | 0 | 0 | 0 | 0 | 0 | 0
DemandResponse | 0 | 0 | 0 | 0 | 0 | 0
IGCC-CCS | 0 | 0 | 0 | 0 | 0 | 0
WT_off | 0 | 0 | 0 | 0 | 0 | 0
PseudoUnit | 0 | 0 | 0 | 0 | 0 | 0
FixedInterchange | 0 | 0 | 0 | 0 | 0 | 0
Emission Cost by Reporting Type: MARITIMES
ReportingType | 2015 | 2020 | 2025 | 2030 | 2035 | 2040
BM | 0 | 0 | 0 | 0 | 0 | 0
CC | 0 | 0 | 0 | 0 | 0 | 0
CSP | 0 | 0 | 0 | 0 | 0 | 0
CT | 0 | 0 | 0 | 0 | 0 | 0
Coal | 0 | 0 | 0 | 0 | 0 | 0
Geo | 0 | 0 | 0 | 0 | 0 | 0
H | 0 | 0 | 0 | 0 | 0 | 0
LFG | 0 | 0 | 0 | 0 | 0 | 0
Nuc | 0 | 0 | 0 | 0 | 0 | 0
PS | 0 | 0 | 0 | 0 | 0 | 0
PV | 0 | 0 | 0 | 0 | 0 | 0
PeakG | 0 | 0 | 0 | 0 | 0 | 0
PeakO | 0 | 0 | 0 | 0 | 0 | 0
ST | 0 | 0 | 0 | 0 | 0 | 0
STOG | 0 | 0 | 0 | 0 | 0 | 0
STWD | 0 | 0 | 0 | 0 | 0 | 0
WT | 0 | 0 | 0 | 0 | 0 | 0
IGCC | 0 | 0 | 0 | 0 | 0 | 0
DemandResponse | 0 | 0 | 0 | 0 | 0 | 0
IGCC-CCS | 0 | 0 | 0 | 0 | 0 | 0
WT_off | 0 | 0 | 0 | 0 | 0 | 0
PseudoUnit | 0 | 0 | 0 | 0 | 0 | 0
FixedInterchange | 0 | 0 | 0 | 0 | 0 | 0
Emission Cost by Reporting Type: All
ReportingType | 2015 | 2020 | 2025 | 2030 | 2035 | 2040
BM | 0 | 0 | 0 | 0 | 0 | 0
CC | 0 | 0 | 0 | 0 | 0 | 0
CSP | 0 | 0 | 0 | 0 | 0 | 0
CT | 0 | 0 | 0 | 0 | 0 | 0
Coal | 334.35 | 0 | 0 | 0 | 0 | 0
Geo | 0 | 0 | 0 | 0 | 0 | 0
H | 0 | 0 | 0 | 0 | 0 | 0
LFG | 0 | 0 | 0 | 0 | 0 | 0
Nuc | 0 | 0 | 0 | 0 | 0 | 0
PS | 0 | 0 | 0 | 0 | 0 | 0
PV | 0 | 0 | 0 | 0 | 0 | 0
PeakG | 0 | 0 | 0 | 0 | 0 | 0
PeakO | 0 | 0 | 0 | 0 | 0 | 0
ST | 0 | 0 | 0 | 0 | 0 | 0
STOG | 0 | 0 | 0 | 0 | 0 | 0
STWD | 0 | 0 | 0 | 0 | 0 | 0
WT | 0 | 0 | 0 | 0 | 0 | 0
IGCC | 0.2 | 0 | 0 | 0 | 0 | 0
DemandResponse | 0 | 0 | 0 | 0 | 0 | 0
IGCC-CCS | 0 | 0 | 0 | 0 | 0 | 0
WT_off | 0 | 0 | 0 | 0 | 0 | 0
PseudoUnit | 0 | 0 | 0 | 0 | 0 | 0
FixedInterchange | 0 | 0 | 0 | 0 | 0 | 0
Emission Cost by Reporting Type: EI_US
ReportingType | 2015 | 2020 | 2025 | 2030 | 2035 | 2040
BM | 0 | 0 | 0 | 0 | 0 | 0
CC | 0 | 0 | 0 | 0 | 0 | 0
CSP | 0 | 0 | 0 | 0 | 0 | 0
CT | 0 | 0 | 0 | 0 | 0 | 0
Coal | 321.68 | 0 | 0 | 0 | 0 | 0
Geo | 0 | 0 | 0 | 0 | 0 | 0
H | 0 | 0 | 0 | 0 | 0 | 0
LFG | 0 | 0 | 0 | 0 | 0 | 0
Nuc | 0 | 0 | 0 | 0 | 0 | 0
PS | 0 | 0 | 0 | 0 | 0 | 0
PV | 0 | 0 | 0 | 0 | 0 | 0
PeakG | 0 | 0 | 0 | 0 | 0 | 0
PeakO | 0 | 0 | 0 | 0 | 0 | 0
ST | 0 | 0 | 0 | 0 | 0 | 0
STOG | 0 | 0 | 0 | 0 | 0 | 0
STWD | 0 | 0 | 0 | 0 | 0 | 0
WT | 0 | 0 | 0 | 0 | 0 | 0
IGCC | 0.2 | 0 | 0 | 0 | 0 | 0
DemandResponse | 0 | 0 | 0 | 0 | 0 | 0
IGCC-CCS | 0 | 0 | 0 | 0 | 0 | 0
WT_off | 0 | 0 | 0 | 0 | 0 | 0
PseudoUnit | 0 | 0 | 0 | 0 | 0 | 0
FixedInterchange | 0 | 0 | 0 | 0 | 0 | 0
Emission Cost by Reporting Type: EI_Canada
ReportingType | 2015 | 2020 | 2025 | 2030 | 2035 | 2040
BM | 0 | 0 | 0 | 0 | 0 | 0
CC | 0 | 0 | 0 | 0 | 0 | 0
CSP | 0 | 0 | 0 | 0 | 0 | 0
CT | 0 | 0 | 0 | 0 | 0 | 0
Coal | 0 | 0 | 0 | 0 | 0 | 0
Geo | 0 | 0 | 0 | 0 | 0 | 0
H | 0 | 0 | 0 | 0 | 0 | 0
LFG | 0 | 0 | 0 | 0 | 0 | 0
Nuc | 0 | 0 | 0 | 0 | 0 | 0
PS | 0 | 0 | 0 | 0 | 0 | 0
PV | 0 | 0 | 0 | 0 | 0 | 0
PeakG | 0 | 0 | 0 | 0 | 0 | 0
PeakO | 0 | 0 | 0 | 0 | 0 | 0
ST | 0 | 0 | 0 | 0 | 0 | 0
STOG | 0 | 0 | 0 | 0 | 0 | 0
STWD | 0 | 0 | 0 | 0 | 0 | 0
WT | 0 | 0 | 0 | 0 | 0 | 0
IGCC | 0 | 0 | 0 | 0 | 0 | 0
DemandResponse | 0 | 0 | 0 | 0 | 0 | 0
IGCC-CCS | 0 | 0 | 0 | 0 | 0 | 0
WT_off | 0 | 0 | 0 | 0 | 0 | 0
PseudoUnit | 0 | 0 | 0 | 0 | 0 | 0
FixedInterchange | 0 | 0 | 0 | 0 | 0 | 0
Emission Cost by Reporting Type: EI
ReportingType | 2015 | 2020 | 2025 | 2030 | 2035 | 2040
BM | 0 | 0 | 0 | 0 | 0 | 0
CC | 0 | 0 | 0 | 0 | 0 | 0
CSP | 0 | 0 | 0 | 0 | 0 | 0
CT | 0 | 0 | 0 | 0 | 0 | 0
Coal | 321.68 | 0 | 0 | 0 | 0 | 0
Geo | 0 | 0 | 0 | 0 | 0 | 0
H | 0 | 0 | 0 | 0 | 0 | 0
LFG | 0 | 0 | 0 | 0 | 0 | 0
Nuc | 0 | 0 | 0 | 0 | 0 | 0
PS | 0 | 0 | 0 | 0 | 0 | 0
PV | 0 | 0 | 0 | 0 | 0 | 0
PeakG | 0 | 0 | 0 | 0 | 0 | 0
PeakO | 0 | 0 | 0 | 0 | 0 | 0
ST | 0 | 0 | 0 | 0 | 0 | 0
STOG | 0 | 0 | 0 | 0 | 0 | 0
STWD | 0 | 0 | 0 | 0 | 0 | 0
WT | 0 | 0 | 0 | 0 | 0 | 0
IGCC | 0.2 | 0 | 0 | 0 | 0 | 0
DemandResponse | 0 | 0 | 0 | 0 | 0 | 0
IGCC-CCS | 0 | 0 | 0 | 0 | 0 | 0
WT_off | 0 | 0 | 0 | 0 | 0 | 0
PseudoUnit | 0 | 0 | 0 | 0 | 0 | 0
FixedInterchange | 0 | 0 | 0 | 0 | 0 | 0
Emission Cost by Reporting Type: Outside_EI
ReportingType | 2015 | 2020 | 2025 | 2030 | 2035 | 2040
BM | 0 | 0 | 0 | 0 | 0 | 0
CC | 0 | 0 | 0 | 0 | 0 | 0
CSP | 0 | 0 | 0 | 0 | 0 | 0
CT | 0 | 0 | 0 | 0 | 0 | 0
Coal | 12.67 | 0 | 0 | 0 | 0 | 0
Geo | 0 | 0 | 0 | 0 | 0 | 0
H | 0 | 0 | 0 | 0 | 0 | 0
LFG | 0 | 0 | 0 | 0 | 0 | 0
Nuc | 0 | 0 | 0 | 0 | 0 | 0
PS | 0 | 0 | 0 | 0 | 0 | 0
PV | 0 | 0 | 0 | 0 | 0 | 0
PeakG | 0 | 0 | 0 | 0 | 0 | 0
PeakO | 0 | 0 | 0 | 0 | 0 | 0
ST | 0 | 0 | 0 | 0 | 0 | 0
STOG | 0 | 0 | 0 | 0 | 0 | 0
STWD | 0 | 0 | 0 | 0 | 0 | 0
WT | 0 | 0 | 0 | 0 | 0 | 0
IGCC | 0 | 0 | 0 | 0 | 0 | 0
DemandResponse | 0 | 0 | 0 | 0 | 0 | 0
IGCC-CCS | 0 | 0 | 0 | 0 | 0 | 0
WT_off | 0 | 0 | 0 | 0 | 0 | 0
PseudoUnit | 0 | 0 | 0 | 0 | 0 | 0
FixedInterchange | 0 | 0 | 0 | 0 | 0 | 0
==== Emission Program: CAIRNoxSeasonal : (NOx) ====
Emission Cost by Reporting Type: Entergy
ReportingType | 2015 | 2020 | 2025 | 2030 | 2035 | 2040
BM | 0 | 0 | 0 | 0 | 0 | 0
CC | 0 | 0 | 0 | 0 | 0 | 0
CSP | 0 | 0 | 0 | 0 | 0 | 0
CT | 0 | 0 | 0 | 0 | 0 | 0
Coal | 0 | 0 | 0 | 0 | 0 | 0
Geo | 0 | 0 | 0 | 0 | 0 | 0
H | 0 | 0 | 0 | 0 | 0 | 0
LFG | 0 | 0 | 0 | 0 | 0 | 0
Nuc | 0 | 0 | 0 | 0 | 0 | 0
PS | 0 | 0 | 0 | 0 | 0 | 0
PV | 0 | 0 | 0 | 0 | 0 | 0
PeakG | 0 | 0 | 0 | 0 | 0 | 0
PeakO | 0 | 0 | 0 | 0 | 0 | 0
ST | 0 | 0 | 0 | 0 | 0 | 0
STOG | 0 | 0 | 0 | 0 | 0 | 0
STWD | 0 | 0 | 0 | 0 | 0 | 0
WT | 0 | 0 | 0 | 0 | 0 | 0
IGCC | 0 | 0 | 0 | 0 | 0 | 0
DemandResponse | 0 | 0 | 0 | 0 | 0 | 0
IGCC-CCS | 0 | 0 | 0 | 0 | 0 | 0
WT_off | 0 | 0 | 0 | 0 | 0 | 0
PseudoUnit | 0 | 0 | 0 | 0 | 0 | 0
FixedInterchange | 0 | 0 | 0 | 0 | 0 | 0
Emission Cost by Reporting Type: FRCC
ReportingType | 2015 | 2020 | 2025 | 2030 | 2035 | 2040
BM | 0 | 0 | 0 | 0 | 0 | 0
CC | 0 | 0 | 0 | 0 | 0 | 0
CSP | 0 | 0 | 0 | 0 | 0 | 0
CT | 0 | 0 | 0 | 0 | 0 | 0
Coal | 0 | 0 | 0 | 0 | 0 | 0
Geo | 0 | 0 | 0 | 0 | 0 | 0
H | 0 | 0 | 0 | 0 | 0 | 0
LFG | 0 | 0 | 0 | 0 | 0 | 0
Nuc | 0 | 0 | 0 | 0 | 0 | 0
PS | 0 | 0 | 0 | 0 | 0 | 0
PV | 0 | 0 | 0 | 0 | 0 | 0
PeakG | 0 | 0 | 0 | 0 | 0 | 0
PeakO | 0 | 0 | 0 | 0 | 0 | 0
ST | 0 | 0 | 0 | 0 | 0 | 0
STOG | 0 | 0 | 0 | 0 | 0 | 0
STWD | 0 | 0 | 0 | 0 | 0 | 0
WT | 0 | 0 | 0 | 0 | 0 | 0
IGCC | 0 | 0 | 0 | 0 | 0 | 0
DemandResponse | 0 | 0 | 0 | 0 | 0 | 0
IGCC-CCS | 0 | 0 | 0 | 0 | 0 | 0
WT_off | 0 | 0 | 0 | 0 | 0 | 0
PseudoUnit | 0 | 0 | 0 | 0 | 0 | 0
FixedInterchange | 0 | 0 | 0 | 0 | 0 | 0
Emission Cost by Reporting Type: MAPP_US
ReportingType | 2015 | 2020 | 2025 | 2030 | 2035 | 2040
BM | 0 | 0 | 0 | 0 | 0 | 0
CC | 0 | 0 | 0 | 0 | 0 | 0
CSP | 0 | 0 | 0 | 0 | 0 | 0
CT | 0 | 0 | 0 | 0 | 0 | 0
Coal | 0 | 0 | 0 | 0 | 0 | 0
Geo | 0 | 0 | 0 | 0 | 0 | 0
H | 0 | 0 | 0 | 0 | 0 | 0
LFG | 0 | 0 | 0 | 0 | 0 | 0
Nuc | 0 | 0 | 0 | 0 | 0 | 0
PS | 0 | 0 | 0 | 0 | 0 | 0
PV | 0 | 0 | 0 | 0 | 0 | 0
PeakG | 0 | 0 | 0 | 0 | 0 | 0
PeakO | 0 | 0 | 0 | 0 | 0 | 0
ST | 0 | 0 | 0 | 0 | 0 | 0
STOG | 0 | 0 | 0 | 0 | 0 | 0
STWD | 0 | 0 | 0 | 0 | 0 | 0
WT | 0 | 0 | 0 | 0 | 0 | 0
IGCC | 0 | 0 | 0 | 0 | 0 | 0
DemandResponse | 0 | 0 | 0 | 0 | 0 | 0
IGCC-CCS | 0 | 0 | 0 | 0 | 0 | 0
WT_off | 0 | 0 | 0 | 0 | 0 | 0
PseudoUnit | 0 | 0 | 0 | 0 | 0 | 0
FixedInterchange | 0 | 0 | 0 | 0 | 0 | 0
Emission Cost by Reporting Type: MISO_IN
ReportingType | 2015 | 2020 | 2025 | 2030 | 2035 | 2040
BM | 0 | 0 | 0 | 0 | 0 | 0
CC | 0 | 0 | 0 | 0 | 0 | 0
CSP | 0 | 0 | 0 | 0 | 0 | 0
CT | 0 | 0 | 0 | 0 | 0 | 0
Coal | 0 | 0 | 0 | 0 | 0 | 0
Geo | 0 | 0 | 0 | 0 | 0 | 0
H | 0 | 0 | 0 | 0 | 0 | 0
LFG | 0 | 0 | 0 | 0 | 0 | 0
Nuc | 0 | 0 | 0 | 0 | 0 | 0
PS | 0 | 0 | 0 | 0 | 0 | 0
PV | 0 | 0 | 0 | 0 | 0 | 0
PeakG | 0 | 0 | 0 | 0 | 0 | 0
PeakO | 0 | 0 | 0 | 0 | 0 | 0
ST | 0 | 0 | 0 | 0 | 0 | 0
STOG | 0 | 0 | 0 | 0 | 0 | 0
STWD | 0 | 0 | 0 | 0 | 0 | 0
WT | 0 | 0 | 0 | 0 | 0 | 0
IGCC | 0 | 0 | 0 | 0 | 0 | 0
DemandResponse | 0 | 0 | 0 | 0 | 0 | 0
IGCC-CCS | 0 | 0 | 0 | 0 | 0 | 0
WT_off | 0 | 0 | 0 | 0 | 0 | 0
PseudoUnit | 0 | 0 | 0 | 0 | 0 | 0
FixedInterchange | 0 | 0 | 0 | 0 | 0 | 0
Emission Cost by Reporting Type: MISO_MI
ReportingType | 2015 | 2020 | 2025 | 2030 | 2035 | 2040
BM | 0 | 0 | 0 | 0 | 0 | 0
CC | 0 | 0 | 0 | 0 | 0 | 0
CSP | 0 | 0 | 0 | 0 | 0 | 0
CT | 0 | 0 | 0 | 0 | 0 | 0
Coal | 0 | 0 | 0 | 0 | 0 | 0
Geo | 0 | 0 | 0 | 0 | 0 | 0
H | 0 | 0 | 0 | 0 | 0 | 0
LFG | 0 | 0 | 0 | 0 | 0 | 0
Nuc | 0 | 0 | 0 | 0 | 0 | 0
PS | 0 | 0 | 0 | 0 | 0 | 0
PV | 0 | 0 | 0 | 0 | 0 | 0
PeakG | 0 | 0 | 0 | 0 | 0 | 0
PeakO | 0 | 0 | 0 | 0 | 0 | 0
ST | 0 | 0 | 0 | 0 | 0 | 0
STOG | 0 | 0 | 0 | 0 | 0 | 0
STWD | 0 | 0 | 0 | 0 | 0 | 0
WT | 0 | 0 | 0 | 0 | 0 | 0
IGCC | 0 | 0 | 0 | 0 | 0 | 0
DemandResponse | 0 | 0 | 0 | 0 | 0 | 0
IGCC-CCS | 0 | 0 | 0 | 0 | 0 | 0
WT_off | 0 | 0 | 0 | 0 | 0 | 0
PseudoUnit | 0 | 0 | 0 | 0 | 0 | 0
FixedInterchange | 0 | 0 | 0 | 0 | 0 | 0
Emission Cost by Reporting Type: MISO_MO-IL
ReportingType | 2015 | 2020 | 2025 | 2030 | 2035 | 2040
BM | 0 | 0 | 0 | 0 | 0 | 0
CC | 0 | 0 | 0 | 0 | 0 | 0
CSP | 0 | 0 | 0 | 0 | 0 | 0
CT | 0 | 0 | 0 | 0 | 0 | 0
Coal | 0 | 0 | 0 | 0 | 0 | 0
Geo | 0 | 0 | 0 | 0 | 0 | 0
H | 0 | 0 | 0 | 0 | 0 | 0
LFG | 0 | 0 | 0 | 0 | 0 | 0
Nuc | 0 | 0 | 0 | 0 | 0 | 0
PS | 0 | 0 | 0 | 0 | 0 | 0
PV | 0 | 0 | 0 | 0 | 0 | 0
PeakG | 0 | 0 | 0 | 0 | 0 | 0
PeakO | 0 | 0 | 0 | 0 | 0 | 0
ST | 0 | 0 | 0 | 0 | 0 | 0
STOG | 0 | 0 | 0 | 0 | 0 | 0
STWD | 0 | 0 | 0 | 0 | 0 | 0
WT | 0 | 0 | 0 | 0 | 0 | 0
IGCC | 0 | 0 | 0 | 0 | 0 | 0
DemandResponse | 0 | 0 | 0 | 0 | 0 | 0
IGCC-CCS | 0 | 0 | 0 | 0 | 0 | 0
WT_off | 0 | 0 | 0 | 0 | 0 | 0
PseudoUnit | 0 | 0 | 0 | 0 | 0 | 0
FixedInterchange | 0 | 0 | 0 | 0 | 0 | 0
Emission Cost by Reporting Type: MISO_W
ReportingType | 2015 | 2020 | 2025 | 2030 | 2035 | 2040
BM | 0 | 0 | 0 | 0 | 0 | 0
CC | 0 | 0 | 0 | 0 | 0 | 0
CSP | 0 | 0 | 0 | 0 | 0 | 0
CT | 0 | 0 | 0 | 0 | 0 | 0
Coal | 0 | 0 | 0 | 0 | 0 | 0
Geo | 0 | 0 | 0 | 0 | 0 | 0
H | 0 | 0 | 0 | 0 | 0 | 0
LFG | 0 | 0 | 0 | 0 | 0 | 0
Nuc | 0 | 0 | 0 | 0 | 0 | 0
PS | 0 | 0 | 0 | 0 | 0 | 0
PV | 0 | 0 | 0 | 0 | 0 | 0
PeakG | 0 | 0 | 0 | 0 | 0 | 0
PeakO | 0 | 0 | 0 | 0 | 0 | 0
ST | 0 | 0 | 0 | 0 | 0 | 0
STOG | 0 | 0 | 0 | 0 | 0 | 0
STWD | 0 | 0 | 0 | 0 | 0 | 0
WT | 0 | 0 | 0 | 0 | 0 | 0
IGCC | 0 | 0 | 0 | 0 | 0 | 0
DemandResponse | 0 | 0 | 0 | 0 | 0 | 0
IGCC-CCS | 0 | 0 | 0 | 0 | 0 | 0
WT_off | 0 | 0 | 0 | 0 | 0 | 0
PseudoUnit | 0 | 0 | 0 | 0 | 0 | 0
FixedInterchange | 0 | 0 | 0 | 0 | 0 | 0
Emission Cost by Reporting Type: MISO_WUMS
ReportingType | 2015 | 2020 | 2025 | 2030 | 2035 | 2040
BM | 0 | 0 | 0 | 0 | 0 | 0
CC | 0 | 0 | 0 | 0 | 0 | 0
CSP | 0 | 0 | 0 | 0 | 0 | 0
CT | 0 | 0 | 0 | 0 | 0 | 0
Coal | 0 | 0 | 0 | 0 | 0 | 0
Geo | 0 | 0 | 0 | 0 | 0 | 0
H | 0 | 0 | 0 | 0 | 0 | 0
LFG | 0 | 0 | 0 | 0 | 0 | 0
Nuc | 0 | 0 | 0 | 0 | 0 | 0
PS | 0 | 0 | 0 | 0 | 0 | 0
PV | 0 | 0 | 0 | 0 | 0 | 0
PeakG | 0 | 0 | 0 | 0 | 0 | 0
PeakO | 0 | 0 | 0 | 0 | 0 | 0
ST | 0 | 0 | 0 | 0 | 0 | 0
STOG | 0 | 0 | 0 | 0 | 0 | 0
STWD | 0 | 0 | 0 | 0 | 0 | 0
WT | 0 | 0 | 0 | 0 | 0 | 0
IGCC | 0 | 0 | 0 | 0 | 0 | 0
DemandResponse | 0 | 0 | 0 | 0 | 0 | 0
IGCC-CCS | 0 | 0 | 0 | 0 | 0 | 0
WT_off | 0 | 0 | 0 | 0 | 0 | 0
PseudoUnit | 0 | 0 | 0 | 0 | 0 | 0
FixedInterchange | 0 | 0 | 0 | 0 | 0 | 0
Emission Cost by Reporting Type: Nebraska
ReportingType | 2015 | 2020 | 2025 | 2030 | 2035 | 2040
BM | 0 | 0 | 0 | 0 | 0 | 0
CC | 0 | 0 | 0 | 0 | 0 | 0
CSP | 0 | 0 | 0 | 0 | 0 | 0
CT | 0 | 0 | 0 | 0 | 0 | 0
Coal | 0 | 0 | 0 | 0 | 0 | 0
Geo | 0 | 0 | 0 | 0 | 0 | 0
H | 0 | 0 | 0 | 0 | 0 | 0
LFG | 0 | 0 | 0 | 0 | 0 | 0
Nuc | 0 | 0 | 0 | 0 | 0 | 0
PS | 0 | 0 | 0 | 0 | 0 | 0
PV | 0 | 0 | 0 | 0 | 0 | 0
PeakG | 0 | 0 | 0 | 0 | 0 | 0
PeakO | 0 | 0 | 0 | 0 | 0 | 0
ST | 0 | 0 | 0 | 0 | 0 | 0
STOG | 0 | 0 | 0 | 0 | 0 | 0
STWD | 0 | 0 | 0 | 0 | 0 | 0
WT | 0 | 0 | 0 | 0 | 0 | 0
IGCC | 0 | 0 | 0 | 0 | 0 | 0
DemandResponse | 0 | 0 | 0 | 0 | 0 | 0
IGCC-CCS | 0 | 0 | 0 | 0 | 0 | 0
WT_off | 0 | 0 | 0 | 0 | 0 | 0
PseudoUnit | 0 | 0 | 0 | 0 | 0 | 0
FixedInterchange | 0 | 0 | 0 | 0 | 0 | 0
Emission Cost by Reporting Type: NEISO
ReportingType | 2015 | 2020 | 2025 | 2030 | 2035 | 2040
BM | 0 | 0 | 0 | 0 | 0 | 0
CC | 0 | 0 | 0 | 0 | 0 | 0
CSP | 0 | 0 | 0 | 0 | 0 | 0
CT | 0 | 0 | 0 | 0 | 0 | 0
Coal | 0 | 0 | 0 | 0 | 0 | 0
Geo | 0 | 0 | 0 | 0 | 0 | 0
H | 0 | 0 | 0 | 0 | 0 | 0
LFG | 0 | 0 | 0 | 0 | 0 | 0
Nuc | 0 | 0 | 0 | 0 | 0 | 0
PS | 0 | 0 | 0 | 0 | 0 | 0
PV | 0 | 0 | 0 | 0 | 0 | 0
PeakG | 0 | 0 | 0 | 0 | 0 | 0
PeakO | 0 | 0 | 0 | 0 | 0 | 0
ST | 0 | 0 | 0 | 0 | 0 | 0
STOG | 0 | 0 | 0 | 0 | 0 | 0
STWD | 0 | 0 | 0 | 0 | 0 | 0
WT | 0 | 0 | 0 | 0 | 0 | 0
IGCC | 0 | 0 | 0 | 0 | 0 | 0
DemandResponse | 0 | 0 | 0 | 0 | 0 | 0
IGCC-CCS | 0 | 0 | 0 | 0 | 0 | 0
WT_off | 0 | 0 | 0 | 0 | 0 | 0
PseudoUnit | 0 | 0 | 0 | 0 | 0 | 0
FixedInterchange | 0 | 0 | 0 | 0 | 0 | 0
Emission Cost by Reporting Type: NonRTO_Midwest
ReportingType | 2015 | 2020 | 2025 | 2030 | 2035 | 2040
BM | 0 | 0 | 0 | 0 | 0 | 0
CC | 0 | 0 | 0 | 0 | 0 | 0
CSP | 0 | 0 | 0 | 0 | 0 | 0
CT | 0 | 0 | 0 | 0 | 0 | 0
Coal | 0 | 0 | 0 | 0 | 0 | 0
Geo | 0 | 0 | 0 | 0 | 0 | 0
H | 0 | 0 | 0 | 0 | 0 | 0
LFG | 0 | 0 | 0 | 0 | 0 | 0
Nuc | 0 | 0 | 0 | 0 | 0 | 0
PS | 0 | 0 | 0 | 0 | 0 | 0
PV | 0 | 0 | 0 | 0 | 0 | 0
PeakG | 0 | 0 | 0 | 0 | 0 | 0
PeakO | 0 | 0 | 0 | 0 | 0 | 0
ST | 0 | 0 | 0 | 0 | 0 | 0
STOG | 0 | 0 | 0 | 0 | 0 | 0
STWD | 0 | 0 | 0 | 0 | 0 | 0
WT | 0 | 0 | 0 | 0 | 0 | 0
IGCC | 0 | 0 | 0 | 0 | 0 | 0
DemandResponse | 0 | 0 | 0 | 0 | 0 | 0
IGCC-CCS | 0 | 0 | 0 | 0 | 0 | 0
WT_off | 0 | 0 | 0 | 0 | 0 | 0
PseudoUnit | 0 | 0 | 0 | 0 | 0 | 0
FixedInterchange | 0 | 0 | 0 | 0 | 0 | 0
Emission Cost by Reporting Type: NYISO_A-F
ReportingType | 2015 | 2020 | 2025 | 2030 | 2035 | 2040
BM | 0 | 0 | 0 | 0 | 0 | 0
CC | 0 | 0 | 0 | 0 | 0 | 0
CSP | 0 | 0 | 0 | 0 | 0 | 0
CT | 0 | 0 | 0 | 0 | 0 | 0
Coal | 0 | 0 | 0 | 0 | 0 | 0
Geo | 0 | 0 | 0 | 0 | 0 | 0
H | 0 | 0 | 0 | 0 | 0 | 0
LFG | 0 | 0 | 0 | 0 | 0 | 0
Nuc | 0 | 0 | 0 | 0 | 0 | 0
PS | 0 | 0 | 0 | 0 | 0 | 0
PV | 0 | 0 | 0 | 0 | 0 | 0
PeakG | 0 | 0 | 0 | 0 | 0 | 0
PeakO | 0 | 0 | 0 | 0 | 0 | 0
ST | 0 | 0 | 0 | 0 | 0 | 0
STOG | 0 | 0 | 0 | 0 | 0 | 0
STWD | 0 | 0 | 0 | 0 | 0 | 0
WT | 0 | 0 | 0 | 0 | 0 | 0
IGCC | 0 | 0 | 0 | 0 | 0 | 0
DemandResponse | 0 | 0 | 0 | 0 | 0 | 0
IGCC-CCS | 0 | 0 | 0 | 0 | 0 | 0
WT_off | 0 | 0 | 0 | 0 | 0 | 0
PseudoUnit | 0 | 0 | 0 | 0 | 0 | 0
FixedInterchange | 0 | 0 | 0 | 0 | 0 | 0
Emission Cost by Reporting Type: NYISO_G-I
ReportingType | 2015 | 2020 | 2025 | 2030 | 2035 | 2040
BM | 0 | 0 | 0 | 0 | 0 | 0
CC | 0 | 0 | 0 | 0 | 0 | 0
CSP | 0 | 0 | 0 | 0 | 0 | 0
CT | 0 | 0 | 0 | 0 | 0 | 0
Coal | 0 | 0 | 0 | 0 | 0 | 0
Geo | 0 | 0 | 0 | 0 | 0 | 0
H | 0 | 0 | 0 | 0 | 0 | 0
LFG | 0 | 0 | 0 | 0 | 0 | 0
Nuc | 0 | 0 | 0 | 0 | 0 | 0
PS | 0 | 0 | 0 | 0 | 0 | 0
PV | 0 | 0 | 0 | 0 | 0 | 0
PeakG | 0 | 0 | 0 | 0 | 0 | 0
PeakO | 0 | 0 | 0 | 0 | 0 | 0
ST | 0 | 0 | 0 | 0 | 0 | 0
STOG | 0 | 0 | 0 | 0 | 0 | 0
STWD | 0 | 0 | 0 | 0 | 0 | 0
WT | 0 | 0 | 0 | 0 | 0 | 0
IGCC | 0 | 0 | 0 | 0 | 0 | 0
DemandResponse | 0 | 0 | 0 | 0 | 0 | 0
IGCC-CCS | 0 | 0 | 0 | 0 | 0 | 0
WT_off | 0 | 0 | 0 | 0 | 0 | 0
PseudoUnit | 0 | 0 | 0 | 0 | 0 | 0
FixedInterchange | 0 | 0 | 0 | 0 | 0 | 0
Emission Cost by Reporting Type: NYISO_J-K
ReportingType | 2015 | 2020 | 2025 | 2030 | 2035 | 2040
BM | 0 | 0 | 0 | 0 | 0 | 0
CC | 0 | 0 | 0 | 0 | 0 | 0
CSP | 0 | 0 | 0 | 0 | 0 | 0
CT | 0 | 0 | 0 | 0 | 0 | 0
Coal | 0 | 0 | 0 | 0 | 0 | 0
Geo | 0 | 0 | 0 | 0 | 0 | 0
H | 0 | 0 | 0 | 0 | 0 | 0
LFG | 0 | 0 | 0 | 0 | 0 | 0
Nuc | 0 | 0 | 0 | 0 | 0 | 0
PS | 0 | 0 | 0 | 0 | 0 | 0
PV | 0 | 0 | 0 | 0 | 0 | 0
PeakG | 0 | 0 | 0 | 0 | 0 | 0
PeakO | 0 | 0 | 0 | 0 | 0 | 0
ST | 0 | 0 | 0 | 0 | 0 | 0
STOG | 0 | 0 | 0 | 0 | 0 | 0
STWD | 0 | 0 | 0 | 0 | 0 | 0
WT | 0 | 0 | 0 | 0 | 0 | 0
IGCC | 0 | 0 | 0 | 0 | 0 | 0
DemandResponse | 0 | 0 | 0 | 0 | 0 | 0
IGCC-CCS | 0 | 0 | 0 | 0 | 0 | 0
WT_off | 0 | 0 | 0 | 0 | 0 | 0
PseudoUnit | 0 | 0 | 0 | 0 | 0 | 0
FixedInterchange | 0 | 0 | 0 | 0 | 0 | 0
Emission Cost by Reporting Type: PJM_E
ReportingType | 2015 | 2020 | 2025 | 2030 | 2035 | 2040
BM | 0 | 0 | 0 | 0 | 0 | 0
CC | 0 | 0 | 0 | 0 | 0 | 0
CSP | 0 | 0 | 0 | 0 | 0 | 0
CT | 0 | 0 | 0 | 0 | 0 | 0
Coal | 0 | 0 | 0 | 0 | 0 | 0
Geo | 0 | 0 | 0 | 0 | 0 | 0
H | 0 | 0 | 0 | 0 | 0 | 0
LFG | 0 | 0 | 0 | 0 | 0 | 0
Nuc | 0 | 0 | 0 | 0 | 0 | 0
PS | 0 | 0 | 0 | 0 | 0 | 0
PV | 0 | 0 | 0 | 0 | 0 | 0
PeakG | 0 | 0 | 0 | 0 | 0 | 0
PeakO | 0 | 0 | 0 | 0 | 0 | 0
ST | 0 | 0 | 0 | 0 | 0 | 0
STOG | 0 | 0 | 0 | 0 | 0 | 0
STWD | 0 | 0 | 0 | 0 | 0 | 0
WT | 0 | 0 | 0 | 0 | 0 | 0
IGCC | 0 | 0 | 0 | 0 | 0 | 0
DemandResponse | 0 | 0 | 0 | 0 | 0 | 0
IGCC-CCS | 0 | 0 | 0 | 0 | 0 | 0
WT_off | 0 | 0 | 0 | 0 | 0 | 0
PseudoUnit | 0 | 0 | 0 | 0 | 0 | 0
FixedInterchange | 0 | 0 | 0 | 0 | 0 | 0
Emission Cost by Reporting Type: PJM_ROM
ReportingType | 2015 | 2020 | 2025 | 2030 | 2035 | 2040
BM | 0 | 0 | 0 | 0 | 0 | 0
CC | 0 | 0 | 0 | 0 | 0 | 0
CSP | 0 | 0 | 0 | 0 | 0 | 0
CT | 0 | 0 | 0 | 0 | 0 | 0
Coal | 0 | 0 | 0 | 0 | 0 | 0
Geo | 0 | 0 | 0 | 0 | 0 | 0
H | 0 | 0 | 0 | 0 | 0 | 0
LFG | 0 | 0 | 0 | 0 | 0 | 0
Nuc | 0 | 0 | 0 | 0 | 0 | 0
PS | 0 | 0 | 0 | 0 | 0 | 0
PV | 0 | 0 | 0 | 0 | 0 | 0
PeakG | 0 | 0 | 0 | 0 | 0 | 0
PeakO | 0 | 0 | 0 | 0 | 0 | 0
ST | 0 | 0 | 0 | 0 | 0 | 0
STOG | 0 | 0 | 0 | 0 | 0 | 0
STWD | 0 | 0 | 0 | 0 | 0 | 0
WT | 0 | 0 | 0 | 0 | 0 | 0
IGCC | 0 | 0 | 0 | 0 | 0 | 0
DemandResponse | 0 | 0 | 0 | 0 | 0 | 0
IGCC-CCS | 0 | 0 | 0 | 0 | 0 | 0
WT_off | 0 | 0 | 0 | 0 | 0 | 0
PseudoUnit | 0 | 0 | 0 | 0 | 0 | 0
FixedInterchange | 0 | 0 | 0 | 0 | 0 | 0
Emission Cost by Reporting Type: PJM_ROR
ReportingType | 2015 | 2020 | 2025 | 2030 | 2035 | 2040
BM | 0 | 0 | 0 | 0 | 0 | 0
CC | 0 | 0 | 0 | 0 | 0 | 0
CSP | 0 | 0 | 0 | 0 | 0 | 0
CT | 0 | 0 | 0 | 0 | 0 | 0
Coal | 0 | 0 | 0 | 0 | 0 | 0
Geo | 0 | 0 | 0 | 0 | 0 | 0
H | 0 | 0 | 0 | 0 | 0 | 0
LFG | 0 | 0 | 0 | 0 | 0 | 0
Nuc | 0 | 0 | 0 | 0 | 0 | 0
PS | 0 | 0 | 0 | 0 | 0 | 0
PV | 0 | 0 | 0 | 0 | 0 | 0
PeakG | 0 | 0 | 0 | 0 | 0 | 0
PeakO | 0 | 0 | 0 | 0 | 0 | 0
ST | 0 | 0 | 0 | 0 | 0 | 0
STOG | 0 | 0 | 0 | 0 | 0 | 0
STWD | 0 | 0 | 0 | 0 | 0 | 0
WT | 0 | 0 | 0 | 0 | 0 | 0
IGCC | 0 | 0 | 0 | 0 | 0 | 0
DemandResponse | 0 | 0 | 0 | 0 | 0 | 0
IGCC-CCS | 0 | 0 | 0 | 0 | 0 | 0
WT_off | 0 | 0 | 0 | 0 | 0 | 0
PseudoUnit | 0 | 0 | 0 | 0 | 0 | 0
FixedInterchange | 0 | 0 | 0 | 0 | 0 | 0
Emission Cost by Reporting Type: SOCO
ReportingType | 2015 | 2020 | 2025 | 2030 | 2035 | 2040
BM | 0 | 0 | 0 | 0 | 0 | 0
CC | 0 | 0 | 0 | 0 | 0 | 0
CSP | 0 | 0 | 0 | 0 | 0 | 0
CT | 0 | 0 | 0 | 0 | 0 | 0
Coal | 0 | 0 | 0 | 0 | 0 | 0
Geo | 0 | 0 | 0 | 0 | 0 | 0
H | 0 | 0 | 0 | 0 | 0 | 0
LFG | 0 | 0 | 0 | 0 | 0 | 0
Nuc | 0 | 0 | 0 | 0 | 0 | 0
PS | 0 | 0 | 0 | 0 | 0 | 0
PV | 0 | 0 | 0 | 0 | 0 | 0
PeakG | 0 | 0 | 0 | 0 | 0 | 0
PeakO | 0 | 0 | 0 | 0 | 0 | 0
ST | 0 | 0 | 0 | 0 | 0 | 0
STOG | 0 | 0 | 0 | 0 | 0 | 0
STWD | 0 | 0 | 0 | 0 | 0 | 0
WT | 0 | 0 | 0 | 0 | 0 | 0
IGCC | 0 | 0 | 0 | 0 | 0 | 0
DemandResponse | 0 | 0 | 0 | 0 | 0 | 0
IGCC-CCS | 0 | 0 | 0 | 0 | 0 | 0
WT_off | 0 | 0 | 0 | 0 | 0 | 0
PseudoUnit | 0 | 0 | 0 | 0 | 0 | 0
FixedInterchange | 0 | 0 | 0 | 0 | 0 | 0
Emission Cost by Reporting Type: SPP_N
ReportingType | 2015 | 2020 | 2025 | 2030 | 2035 | 2040
BM | 0 | 0 | 0 | 0 | 0 | 0
CC | 0 | 0 | 0 | 0 | 0 | 0
CSP | 0 | 0 | 0 | 0 | 0 | 0
CT | 0 | 0 | 0 | 0 | 0 | 0
Coal | 0 | 0 | 0 | 0 | 0 | 0
Geo | 0 | 0 | 0 | 0 | 0 | 0
H | 0 | 0 | 0 | 0 | 0 | 0
LFG | 0 | 0 | 0 | 0 | 0 | 0
Nuc | 0 | 0 | 0 | 0 | 0 | 0
PS | 0 | 0 | 0 | 0 | 0 | 0
PV | 0 | 0 | 0 | 0 | 0 | 0
PeakG | 0 | 0 | 0 | 0 | 0 | 0
PeakO | 0 | 0 | 0 | 0 | 0 | 0
ST | 0 | 0 | 0 | 0 | 0 | 0
STOG | 0 | 0 | 0 | 0 | 0 | 0
STWD | 0 | 0 | 0 | 0 | 0 | 0
WT | 0 | 0 | 0 | 0 | 0 | 0
IGCC | 0 | 0 | 0 | 0 | 0 | 0
DemandResponse | 0 | 0 | 0 | 0 | 0 | 0
IGCC-CCS | 0 | 0 | 0 | 0 | 0 | 0
WT_off | 0 | 0 | 0 | 0 | 0 | 0
PseudoUnit | 0 | 0 | 0 | 0 | 0 | 0
FixedInterchange | 0 | 0 | 0 | 0 | 0 | 0
Emission Cost by Reporting Type: SPP_S
ReportingType | 2015 | 2020 | 2025 | 2030 | 2035 | 2040
BM | 0 | 0 | 0 | 0 | 0 | 0
CC | 0 | 0 | 0 | 0 | 0 | 0
CSP | 0 | 0 | 0 | 0 | 0 | 0
CT | 0 | 0 | 0 | 0 | 0 | 0
Coal | 0 | 0 | 0 | 0 | 0 | 0
Geo | 0 | 0 | 0 | 0 | 0 | 0
H | 0 | 0 | 0 | 0 | 0 | 0
LFG | 0 | 0 | 0 | 0 | 0 | 0
Nuc | 0 | 0 | 0 | 0 | 0 | 0
PS | 0 | 0 | 0 | 0 | 0 | 0
PV | 0 | 0 | 0 | 0 | 0 | 0
PeakG | 0 | 0 | 0 | 0 | 0 | 0
PeakO | 0 | 0 | 0 | 0 | 0 | 0
ST | 0 | 0 | 0 | 0 | 0 | 0
STOG | 0 | 0 | 0 | 0 | 0 | 0
STWD | 0 | 0 | 0 | 0 | 0 | 0
WT | 0 | 0 | 0 | 0 | 0 | 0
IGCC | 0 | 0 | 0 | 0 | 0 | 0
DemandResponse | 0 | 0 | 0 | 0 | 0 | 0
IGCC-CCS | 0 | 0 | 0 | 0 | 0 | 0
WT_off | 0 | 0 | 0 | 0 | 0 | 0
PseudoUnit | 0 | 0 | 0 | 0 | 0 | 0
FixedInterchange | 0 | 0 | 0 | 0 | 0 | 0
Emission Cost by Reporting Type: TVA
ReportingType | 2015 | 2020 | 2025 | 2030 | 2035 | 2040
BM | 0 | 0 | 0 | 0 | 0 | 0
CC | 0 | 0 | 0 | 0 | 0 | 0
CSP | 0 | 0 | 0 | 0 | 0 | 0
CT | 0 | 0 | 0 | 0 | 0 | 0
Coal | 0 | 0 | 0 | 0 | 0 | 0
Geo | 0 | 0 | 0 | 0 | 0 | 0
H | 0 | 0 | 0 | 0 | 0 | 0
LFG | 0 | 0 | 0 | 0 | 0 | 0
Nuc | 0 | 0 | 0 | 0 | 0 | 0
PS | 0 | 0 | 0 | 0 | 0 | 0
PV | 0 | 0 | 0 | 0 | 0 | 0
PeakG | 0 | 0 | 0 | 0 | 0 | 0
PeakO | 0 | 0 | 0 | 0 | 0 | 0
ST | 0 | 0 | 0 | 0 | 0 | 0
STOG | 0 | 0 | 0 | 0 | 0 | 0
STWD | 0 | 0 | 0 | 0 | 0 | 0
WT | 0 | 0 | 0 | 0 | 0 | 0
IGCC | 0 | 0 | 0 | 0 | 0 | 0
DemandResponse | 0 | 0 | 0 | 0 | 0 | 0
IGCC-CCS | 0 | 0 | 0 | 0 | 0 | 0
WT_off | 0 | 0 | 0 | 0 | 0 | 0
PseudoUnit | 0 | 0 | 0 | 0 | 0 | 0
FixedInterchange | 0 | 0 | 0 | 0 | 0 | 0
Emission Cost by Reporting Type: TVA_Transmission
ReportingType | 2015 | 2020 | 2025 | 2030 | 2035 | 2040
BM | 0 | 0 | 0 | 0 | 0 | 0
CC | 0 | 0 | 0 | 0 | 0 | 0
CSP | 0 | 0 | 0 | 0 | 0 | 0
CT | 0 | 0 | 0 | 0 | 0 | 0
Coal | 0 | 0 | 0 | 0 | 0 | 0
Geo | 0 | 0 | 0 | 0 | 0 | 0
H | 0 | 0 | 0 | 0 | 0 | 0
LFG | 0 | 0 | 0 | 0 | 0 | 0
Nuc | 0 | 0 | 0 | 0 | 0 | 0
PS | 0 | 0 | 0 | 0 | 0 | 0
PV | 0 | 0 | 0 | 0 | 0 | 0
PeakG | 0 | 0 | 0 | 0 | 0 | 0
PeakO | 0 | 0 | 0 | 0 | 0 | 0
ST | 0 | 0 | 0 | 0 | 0 | 0
STOG | 0 | 0 | 0 | 0 | 0 | 0
STWD | 0 | 0 | 0 | 0 | 0 | 0
WT | 0 | 0 | 0 | 0 | 0 | 0
IGCC | 0 | 0 | 0 | 0 | 0 | 0
DemandResponse | 0 | 0 | 0 | 0 | 0 | 0
IGCC-CCS | 0 | 0 | 0 | 0 | 0 | 0
WT_off | 0 | 0 | 0 | 0 | 0 | 0
PseudoUnit | 0 | 0 | 0 | 0 | 0 | 0
FixedInterchange | 0 | 0 | 0 | 0 | 0 | 0
Emission Cost by Reporting Type: VACAR
ReportingType | 2015 | 2020 | 2025 | 2030 | 2035 | 2040
BM | 0 | 0 | 0 | 0 | 0 | 0
CC | 0 | 0 | 0 | 0 | 0 | 0
CSP | 0 | 0 | 0 | 0 | 0 | 0
CT | 0 | 0 | 0 | 0 | 0 | 0
Coal | 0 | 0 | 0 | 0 | 0 | 0
Geo | 0 | 0 | 0 | 0 | 0 | 0
H | 0 | 0 | 0 | 0 | 0 | 0
LFG | 0 | 0 | 0 | 0 | 0 | 0
Nuc | 0 | 0 | 0 | 0 | 0 | 0
PS | 0 | 0 | 0 | 0 | 0 | 0
PV | 0 | 0 | 0 | 0 | 0 | 0
PeakG | 0 | 0 | 0 | 0 | 0 | 0
PeakO | 0 | 0 | 0 | 0 | 0 | 0
ST | 0 | 0 | 0 | 0 | 0 | 0
STOG | 0 | 0 | 0 | 0 | 0 | 0
STWD | 0 | 0 | 0 | 0 | 0 | 0
WT | 0 | 0 | 0 | 0 | 0 | 0
IGCC | 0 | 0 | 0 | 0 | 0 | 0
DemandResponse | 0 | 0 | 0 | 0 | 0 | 0
IGCC-CCS | 0 | 0 | 0 | 0 | 0 | 0
WT_off | 0 | 0 | 0 | 0 | 0 | 0
PseudoUnit | 0 | 0 | 0 | 0 | 0 | 0
FixedInterchange | 0 | 0 | 0 | 0 | 0 | 0
Emission Cost by Reporting Type: IESO
ReportingType | 2015 | 2020 | 2025 | 2030 | 2035 | 2040
BM | 0 | 0 | 0 | 0 | 0 | 0
CC | 0 | 0 | 0 | 0 | 0 | 0
CSP | 0 | 0 | 0 | 0 | 0 | 0
CT | 0 | 0 | 0 | 0 | 0 | 0
Coal | 0 | 0 | 0 | 0 | 0 | 0
Geo | 0 | 0 | 0 | 0 | 0 | 0
H | 0 | 0 | 0 | 0 | 0 | 0
LFG | 0 | 0 | 0 | 0 | 0 | 0
Nuc | 0 | 0 | 0 | 0 | 0 | 0
PS | 0 | 0 | 0 | 0 | 0 | 0
PV | 0 | 0 | 0 | 0 | 0 | 0
PeakG | 0 | 0 | 0 | 0 | 0 | 0
PeakO | 0 | 0 | 0 | 0 | 0 | 0
ST | 0 | 0 | 0 | 0 | 0 | 0
STOG | 0 | 0 | 0 | 0 | 0 | 0
STWD | 0 | 0 | 0 | 0 | 0 | 0
WT | 0 | 0 | 0 | 0 | 0 | 0
IGCC | 0 | 0 | 0 | 0 | 0 | 0
DemandResponse | 0 | 0 | 0 | 0 | 0 | 0
IGCC-CCS | 0 | 0 | 0 | 0 | 0 | 0
WT_off | 0 | 0 | 0 | 0 | 0 | 0
PseudoUnit | 0 | 0 | 0 | 0 | 0 | 0
FixedInterchange | 0 | 0 | 0 | 0 | 0 | 0
Emission Cost by Reporting Type: MAPP_CA
ReportingType | 2015 | 2020 | 2025 | 2030 | 2035 | 2040
BM | 0 | 0 | 0 | 0 | 0 | 0
CC | 0 | 0 | 0 | 0 | 0 | 0
CSP | 0 | 0 | 0 | 0 | 0 | 0
CT | 0 | 0 | 0 | 0 | 0 | 0
Coal | 0 | 0 | 0 | 0 | 0 | 0
Geo | 0 | 0 | 0 | 0 | 0 | 0
H | 0 | 0 | 0 | 0 | 0 | 0
LFG | 0 | 0 | 0 | 0 | 0 | 0
Nuc | 0 | 0 | 0 | 0 | 0 | 0
PS | 0 | 0 | 0 | 0 | 0 | 0
PV | 0 | 0 | 0 | 0 | 0 | 0
PeakG | 0 | 0 | 0 | 0 | 0 | 0
PeakO | 0 | 0 | 0 | 0 | 0 | 0
ST | 0 | 0 | 0 | 0 | 0 | 0
STOG | 0 | 0 | 0 | 0 | 0 | 0
STWD | 0 | 0 | 0 | 0 | 0 | 0
WT | 0 | 0 | 0 | 0 | 0 | 0
IGCC | 0 | 0 | 0 | 0 | 0 | 0
DemandResponse | 0 | 0 | 0 | 0 | 0 | 0
IGCC-CCS | 0 | 0 | 0 | 0 | 0 | 0
WT_off | 0 | 0 | 0 | 0 | 0 | 0
PseudoUnit | 0 | 0 | 0 | 0 | 0 | 0
FixedInterchange | 0 | 0 | 0 | 0 | 0 | 0
Emission Cost by Reporting Type: AZ_NM_SNV_Coal
ReportingType | 2015 | 2020 | 2025 | 2030 | 2035 | 2040
BM | 0 | 0 | 0 | 0 | 0 | 0
CC | 0 | 0 | 0 | 0 | 0 | 0
CSP | 0 | 0 | 0 | 0 | 0 | 0
CT | 0 | 0 | 0 | 0 | 0 | 0
Coal | 0 | 0 | 0 | 0 | 0 | 0
Geo | 0 | 0 | 0 | 0 | 0 | 0
H | 0 | 0 | 0 | 0 | 0 | 0
LFG | 0 | 0 | 0 | 0 | 0 | 0
Nuc | 0 | 0 | 0 | 0 | 0 | 0
PS | 0 | 0 | 0 | 0 | 0 | 0
PV | 0 | 0 | 0 | 0 | 0 | 0
PeakG | 0 | 0 | 0 | 0 | 0 | 0
PeakO | 0 | 0 | 0 | 0 | 0 | 0
ST | 0 | 0 | 0 | 0 | 0 | 0
STOG | 0 | 0 | 0 | 0 | 0 | 0
STWD | 0 | 0 | 0 | 0 | 0 | 0
WT | 0 | 0 | 0 | 0 | 0 | 0
IGCC | 0 | 0 | 0 | 0 | 0 | 0
DemandResponse | 0 | 0 | 0 | 0 | 0 | 0
IGCC-CCS | 0 | 0 | 0 | 0 | 0 | 0
WT_off | 0 | 0 | 0 | 0 | 0 | 0
PseudoUnit | 0 | 0 | 0 | 0 | 0 | 0
FixedInterchange | 0 | 0 | 0 | 0 | 0 | 0
Emission Cost by Reporting Type: AZ_NM_SNV_Gas
ReportingType | 2015 | 2020 | 2025 | 2030 | 2035 | 2040
BM | 0 | 0 | 0 | 0 | 0 | 0
CC | 0 | 0 | 0 | 0 | 0 | 0
CSP | 0 | 0 | 0 | 0 | 0 | 0
CT | 0 | 0 | 0 | 0 | 0 | 0
Coal | 0 | 0 | 0 | 0 | 0 | 0
Geo | 0 | 0 | 0 | 0 | 0 | 0
H | 0 | 0 | 0 | 0 | 0 | 0
LFG | 0 | 0 | 0 | 0 | 0 | 0
Nuc | 0 | 0 | 0 | 0 | 0 | 0
PS | 0 | 0 | 0 | 0 | 0 | 0
PV | 0 | 0 | 0 | 0 | 0 | 0
PeakG | 0 | 0 | 0 | 0 | 0 | 0
PeakO | 0 | 0 | 0 | 0 | 0 | 0
ST | 0 | 0 | 0 | 0 | 0 | 0
STOG | 0 | 0 | 0 | 0 | 0 | 0
STWD | 0 | 0 | 0 | 0 | 0 | 0
WT | 0 | 0 | 0 | 0 | 0 | 0
IGCC | 0 | 0 | 0 | 0 | 0 | 0
DemandResponse | 0 | 0 | 0 | 0 | 0 | 0
IGCC-CCS | 0 | 0 | 0 | 0 | 0 | 0
WT_off | 0 | 0 | 0 | 0 | 0 | 0
PseudoUnit | 0 | 0 | 0 | 0 | 0 | 0
FixedInterchange | 0 | 0 | 0 | 0 | 0 | 0
Emission Cost by Reporting Type: AZ_NM_SNV_NucRenew
ReportingType | 2015 | 2020 | 2025 | 2030 | 2035 | 2040
BM | 0 | 0 | 0 | 0 | 0 | 0
CC | 0 | 0 | 0 | 0 | 0 | 0
CSP | 0 | 0 | 0 | 0 | 0 | 0
CT | 0 | 0 | 0 | 0 | 0 | 0
Coal | 0 | 0 | 0 | 0 | 0 | 0
Geo | 0 | 0 | 0 | 0 | 0 | 0
H | 0 | 0 | 0 | 0 | 0 | 0
LFG | 0 | 0 | 0 | 0 | 0 | 0
Nuc | 0 | 0 | 0 | 0 | 0 | 0
PS | 0 | 0 | 0 | 0 | 0 | 0
PV | 0 | 0 | 0 | 0 | 0 | 0
PeakG | 0 | 0 | 0 | 0 | 0 | 0
PeakO | 0 | 0 | 0 | 0 | 0 | 0
ST | 0 | 0 | 0 | 0 | 0 | 0
STOG | 0 | 0 | 0 | 0 | 0 | 0
STWD | 0 | 0 | 0 | 0 | 0 | 0
WT | 0 | 0 | 0 | 0 | 0 | 0
IGCC | 0 | 0 | 0 | 0 | 0 | 0
DemandResponse | 0 | 0 | 0 | 0 | 0 | 0
IGCC-CCS | 0 | 0 | 0 | 0 | 0 | 0
WT_off | 0 | 0 | 0 | 0 | 0 | 0
PseudoUnit | 0 | 0 | 0 | 0 | 0 | 0
FixedInterchange | 0 | 0 | 0 | 0 | 0 | 0
Emission Cost by Reporting Type: ERCOT
ReportingType | 2015 | 2020 | 2025 | 2030 | 2035 | 2040
BM | 0 | 0 | 0 | 0 | 0 | 0
CC | 0 | 0 | 0 | 0 | 0 | 0
CSP | 0 | 0 | 0 | 0 | 0 | 0
CT | 0 | 0 | 0 | 0 | 0 | 0
Coal | 0 | 0 | 0 | 0 | 0 | 0
Geo | 0 | 0 | 0 | 0 | 0 | 0
H | 0 | 0 | 0 | 0 | 0 | 0
LFG | 0 | 0 | 0 | 0 | 0 | 0
Nuc | 0 | 0 | 0 | 0 | 0 | 0
PS | 0 | 0 | 0 | 0 | 0 | 0
PV | 0 | 0 | 0 | 0 | 0 | 0
PeakG | 0 | 0 | 0 | 0 | 0 | 0
PeakO | 0 | 0 | 0 | 0 | 0 | 0
ST | 0 | 0 | 0 | 0 | 0 | 0
STOG | 0 | 0 | 0 | 0 | 0 | 0
STWD | 0 | 0 | 0 | 0 | 0 | 0
WT | 0 | 0 | 0 | 0 | 0 | 0
IGCC | 0 | 0 | 0 | 0 | 0 | 0
DemandResponse | 0 | 0 | 0 | 0 | 0 | 0
IGCC-CCS | 0 | 0 | 0 | 0 | 0 | 0
WT_off | 0 | 0 | 0 | 0 | 0 | 0
PseudoUnit | 0 | 0 | 0 | 0 | 0 | 0
FixedInterchange | 0 | 0 | 0 | 0 | 0 | 0
Emission Cost by Reporting Type: NP15
ReportingType | 2015 | 2020 | 2025 | 2030 | 2035 | 2040
BM | 0 | 0 | 0 | 0 | 0 | 0
CC | 0 | 0 | 0 | 0 | 0 | 0
CSP | 0 | 0 | 0 | 0 | 0 | 0
CT | 0 | 0 | 0 | 0 | 0 | 0
Coal | 0 | 0 | 0 | 0 | 0 | 0
Geo | 0 | 0 | 0 | 0 | 0 | 0
H | 0 | 0 | 0 | 0 | 0 | 0
LFG | 0 | 0 | 0 | 0 | 0 | 0
Nuc | 0 | 0 | 0 | 0 | 0 | 0
PS | 0 | 0 | 0 | 0 | 0 | 0
PV | 0 | 0 | 0 | 0 | 0 | 0
PeakG | 0 | 0 | 0 | 0 | 0 | 0
PeakO | 0 | 0 | 0 | 0 | 0 | 0
ST | 0 | 0 | 0 | 0 | 0 | 0
STOG | 0 | 0 | 0 | 0 | 0 | 0
STWD | 0 | 0 | 0 | 0 | 0 | 0
WT | 0 | 0 | 0 | 0 | 0 | 0
IGCC | 0 | 0 | 0 | 0 | 0 | 0
DemandResponse | 0 | 0 | 0 | 0 | 0 | 0
IGCC-CCS | 0 | 0 | 0 | 0 | 0 | 0
WT_off | 0 | 0 | 0 | 0 | 0 | 0
PseudoUnit | 0 | 0 | 0 | 0 | 0 | 0
FixedInterchange | 0 | 0 | 0 | 0 | 0 | 0
Emission Cost by Reporting Type: NWPP_Coal
ReportingType | 2015 | 2020 | 2025 | 2030 | 2035 | 2040
BM | 0 | 0 | 0 | 0 | 0 | 0
CC | 0 | 0 | 0 | 0 | 0 | 0
CSP | 0 | 0 | 0 | 0 | 0 | 0
CT | 0 | 0 | 0 | 0 | 0 | 0
Coal | 0 | 0 | 0 | 0 | 0 | 0
Geo | 0 | 0 | 0 | 0 | 0 | 0
H | 0 | 0 | 0 | 0 | 0 | 0
LFG | 0 | 0 | 0 | 0 | 0 | 0
Nuc | 0 | 0 | 0 | 0 | 0 | 0
PS | 0 | 0 | 0 | 0 | 0 | 0
PV | 0 | 0 | 0 | 0 | 0 | 0
PeakG | 0 | 0 | 0 | 0 | 0 | 0
PeakO | 0 | 0 | 0 | 0 | 0 | 0
ST | 0 | 0 | 0 | 0 | 0 | 0
STOG | 0 | 0 | 0 | 0 | 0 | 0
STWD | 0 | 0 | 0 | 0 | 0 | 0
WT | 0 | 0 | 0 | 0 | 0 | 0
IGCC | 0 | 0 | 0 | 0 | 0 | 0
DemandResponse | 0 | 0 | 0 | 0 | 0 | 0
IGCC-CCS | 0 | 0 | 0 | 0 | 0 | 0
WT_off | 0 | 0 | 0 | 0 | 0 | 0
PseudoUnit | 0 | 0 | 0 | 0 | 0 | 0
FixedInterchange | 0 | 0 | 0 | 0 | 0 | 0
Emission Cost by Reporting Type: NWPP_Gas
ReportingType | 2015 | 2020 | 2025 | 2030 | 2035 | 2040
BM | 0 | 0 | 0 | 0 | 0 | 0
CC | 0 | 0 | 0 | 0 | 0 | 0
CSP | 0 | 0 | 0 | 0 | 0 | 0
CT | 0 | 0 | 0 | 0 | 0 | 0
Coal | 0 | 0 | 0 | 0 | 0 | 0
Geo | 0 | 0 | 0 | 0 | 0 | 0
H | 0 | 0 | 0 | 0 | 0 | 0
LFG | 0 | 0 | 0 | 0 | 0 | 0
Nuc | 0 | 0 | 0 | 0 | 0 | 0
PS | 0 | 0 | 0 | 0 | 0 | 0
PV | 0 | 0 | 0 | 0 | 0 | 0
PeakG | 0 | 0 | 0 | 0 | 0 | 0
PeakO | 0 | 0 | 0 | 0 | 0 | 0
ST | 0 | 0 | 0 | 0 | 0 | 0
STOG | 0 | 0 | 0 | 0 | 0 | 0
STWD | 0 | 0 | 0 | 0 | 0 | 0
WT | 0 | 0 | 0 | 0 | 0 | 0
IGCC | 0 | 0 | 0 | 0 | 0 | 0
DemandResponse | 0 | 0 | 0 | 0 | 0 | 0
IGCC-CCS | 0 | 0 | 0 | 0 | 0 | 0
WT_off | 0 | 0 | 0 | 0 | 0 | 0
PseudoUnit | 0 | 0 | 0 | 0 | 0 | 0
FixedInterchange | 0 | 0 | 0 | 0 | 0 | 0
Emission Cost by Reporting Type: NWPP_NucRenew
ReportingType | 2015 | 2020 | 2025 | 2030 | 2035 | 2040
BM | 0 | 0 | 0 | 0 | 0 | 0
CC | 0 | 0 | 0 | 0 | 0 | 0
CSP | 0 | 0 | 0 | 0 | 0 | 0
CT | 0 | 0 | 0 | 0 | 0 | 0
Coal | 0 | 0 | 0 | 0 | 0 | 0
Geo | 0 | 0 | 0 | 0 | 0 | 0
H | 0 | 0 | 0 | 0 | 0 | 0
LFG | 0 | 0 | 0 | 0 | 0 | 0
Nuc | 0 | 0 | 0 | 0 | 0 | 0
PS | 0 | 0 | 0 | 0 | 0 | 0
PV | 0 | 0 | 0 | 0 | 0 | 0
PeakG | 0 | 0 | 0 | 0 | 0 | 0
PeakO | 0 | 0 | 0 | 0 | 0 | 0
ST | 0 | 0 | 0 | 0 | 0 | 0
STOG | 0 | 0 | 0 | 0 | 0 | 0
STWD | 0 | 0 | 0 | 0 | 0 | 0
WT | 0 | 0 | 0 | 0 | 0 | 0
IGCC | 0 | 0 | 0 | 0 | 0 | 0
DemandResponse | 0 | 0 | 0 | 0 | 0 | 0
IGCC-CCS | 0 | 0 | 0 | 0 | 0 | 0
WT_off | 0 | 0 | 0 | 0 | 0 | 0
PseudoUnit | 0 | 0 | 0 | 0 | 0 | 0
FixedInterchange | 0 | 0 | 0 | 0 | 0 | 0
Emission Cost by Reporting Type: RMPA
ReportingType | 2015 | 2020 | 2025 | 2030 | 2035 | 2040
BM | 0 | 0 | 0 | 0 | 0 | 0
CC | 0 | 0 | 0 | 0 | 0 | 0
CSP | 0 | 0 | 0 | 0 | 0 | 0
CT | 0 | 0 | 0 | 0 | 0 | 0
Coal | 0 | 0 | 0 | 0 | 0 | 0
Geo | 0 | 0 | 0 | 0 | 0 | 0
H | 0 | 0 | 0 | 0 | 0 | 0
LFG | 0 | 0 | 0 | 0 | 0 | 0
Nuc | 0 | 0 | 0 | 0 | 0 | 0
PS | 0 | 0 | 0 | 0 | 0 | 0
PV | 0 | 0 | 0 | 0 | 0 | 0
PeakG | 0 | 0 | 0 | 0 | 0 | 0
PeakO | 0 | 0 | 0 | 0 | 0 | 0
ST | 0 | 0 | 0 | 0 | 0 | 0
STOG | 0 | 0 | 0 | 0 | 0 | 0
STWD | 0 | 0 | 0 | 0 | 0 | 0
WT | 0 | 0 | 0 | 0 | 0 | 0
IGCC | 0 | 0 | 0 | 0 | 0 | 0
DemandResponse | 0 | 0 | 0 | 0 | 0 | 0
IGCC-CCS | 0 | 0 | 0 | 0 | 0 | 0
WT_off | 0 | 0 | 0 | 0 | 0 | 0
PseudoUnit | 0 | 0 | 0 | 0 | 0 | 0
FixedInterchange | 0 | 0 | 0 | 0 | 0 | 0
Emission Cost by Reporting Type: SP15
ReportingType | 2015 | 2020 | 2025 | 2030 | 2035 | 2040
BM | 0 | 0 | 0 | 0 | 0 | 0
CC | 0 | 0 | 0 | 0 | 0 | 0
CSP | 0 | 0 | 0 | 0 | 0 | 0
CT | 0 | 0 | 0 | 0 | 0 | 0
Coal | 0 | 0 | 0 | 0 | 0 | 0
Geo | 0 | 0 | 0 | 0 | 0 | 0
H | 0 | 0 | 0 | 0 | 0 | 0
LFG | 0 | 0 | 0 | 0 | 0 | 0
Nuc | 0 | 0 | 0 | 0 | 0 | 0
PS | 0 | 0 | 0 | 0 | 0 | 0
PV | 0 | 0 | 0 | 0 | 0 | 0
PeakG | 0 | 0 | 0 | 0 | 0 | 0
PeakO | 0 | 0 | 0 | 0 | 0 | 0
ST | 0 | 0 | 0 | 0 | 0 | 0
STOG | 0 | 0 | 0 | 0 | 0 | 0
STWD | 0 | 0 | 0 | 0 | 0 | 0
WT | 0 | 0 | 0 | 0 | 0 | 0
IGCC | 0 | 0 | 0 | 0 | 0 | 0
DemandResponse | 0 | 0 | 0 | 0 | 0 | 0
IGCC-CCS | 0 | 0 | 0 | 0 | 0 | 0
WT_off | 0 | 0 | 0 | 0 | 0 | 0
PseudoUnit | 0 | 0 | 0 | 0 | 0 | 0
FixedInterchange | 0 | 0 | 0 | 0 | 0 | 0
Emission Cost by Reporting Type: ALB
ReportingType | 2015 | 2020 | 2025 | 2030 | 2035 | 2040
BM | 0 | 0 | 0 | 0 | 0 | 0
CC | 0 | 0 | 0 | 0 | 0 | 0
CSP | 0 | 0 | 0 | 0 | 0 | 0
CT | 0 | 0 | 0 | 0 | 0 | 0
Coal | 0 | 0 | 0 | 0 | 0 | 0
Geo | 0 | 0 | 0 | 0 | 0 | 0
H | 0 | 0 | 0 | 0 | 0 | 0
LFG | 0 | 0 | 0 | 0 | 0 | 0
Nuc | 0 | 0 | 0 | 0 | 0 | 0
PS | 0 | 0 | 0 | 0 | 0 | 0
PV | 0 | 0 | 0 | 0 | 0 | 0
PeakG | 0 | 0 | 0 | 0 | 0 | 0
PeakO | 0 | 0 | 0 | 0 | 0 | 0
ST | 0 | 0 | 0 | 0 | 0 | 0
STOG | 0 | 0 | 0 | 0 | 0 | 0
STWD | 0 | 0 | 0 | 0 | 0 | 0
WT | 0 | 0 | 0 | 0 | 0 | 0
IGCC | 0 | 0 | 0 | 0 | 0 | 0
DemandResponse | 0 | 0 | 0 | 0 | 0 | 0
IGCC-CCS | 0 | 0 | 0 | 0 | 0 | 0
WT_off | 0 | 0 | 0 | 0 | 0 | 0
PseudoUnit | 0 | 0 | 0 | 0 | 0 | 0
FixedInterchange | 0 | 0 | 0 | 0 | 0 | 0
Emission Cost by Reporting Type: BC
ReportingType | 2015 | 2020 | 2025 | 2030 | 2035 | 2040
BM | 0 | 0 | 0 | 0 | 0 | 0
CC | 0 | 0 | 0 | 0 | 0 | 0
CSP | 0 | 0 | 0 | 0 | 0 | 0
CT | 0 | 0 | 0 | 0 | 0 | 0
Coal | 0 | 0 | 0 | 0 | 0 | 0
Geo | 0 | 0 | 0 | 0 | 0 | 0
H | 0 | 0 | 0 | 0 | 0 | 0
LFG | 0 | 0 | 0 | 0 | 0 | 0
Nuc | 0 | 0 | 0 | 0 | 0 | 0
PS | 0 | 0 | 0 | 0 | 0 | 0
PV | 0 | 0 | 0 | 0 | 0 | 0
PeakG | 0 | 0 | 0 | 0 | 0 | 0
PeakO | 0 | 0 | 0 | 0 | 0 | 0
ST | 0 | 0 | 0 | 0 | 0 | 0
STOG | 0 | 0 | 0 | 0 | 0 | 0
STWD | 0 | 0 | 0 | 0 | 0 | 0
WT | 0 | 0 | 0 | 0 | 0 | 0
IGCC | 0 | 0 | 0 | 0 | 0 | 0
DemandResponse | 0 | 0 | 0 | 0 | 0 | 0
IGCC-CCS | 0 | 0 | 0 | 0 | 0 | 0
WT_off | 0 | 0 | 0 | 0 | 0 | 0
PseudoUnit | 0 | 0 | 0 | 0 | 0 | 0
FixedInterchange | 0 | 0 | 0 | 0 | 0 | 0
Emission Cost by Reporting Type: HQ_IESO
ReportingType | 2015 | 2020 | 2025 | 2030 | 2035 | 2040
BM | 0 | 0 | 0 | 0 | 0 | 0
CC | 0 | 0 | 0 | 0 | 0 | 0
CSP | 0 | 0 | 0 | 0 | 0 | 0
CT | 0 | 0 | 0 | 0 | 0 | 0
Coal | 0 | 0 | 0 | 0 | 0 | 0
Geo | 0 | 0 | 0 | 0 | 0 | 0
H | 0 | 0 | 0 | 0 | 0 | 0
LFG | 0 | 0 | 0 | 0 | 0 | 0
Nuc | 0 | 0 | 0 | 0 | 0 | 0
PS | 0 | 0 | 0 | 0 | 0 | 0
PV | 0 | 0 | 0 | 0 | 0 | 0
PeakG | 0 | 0 | 0 | 0 | 0 | 0
PeakO | 0 | 0 | 0 | 0 | 0 | 0
ST | 0 | 0 | 0 | 0 | 0 | 0
STOG | 0 | 0 | 0 | 0 | 0 | 0
STWD | 0 | 0 | 0 | 0 | 0 | 0
WT | 0 | 0 | 0 | 0 | 0 | 0
IGCC | 0 | 0 | 0 | 0 | 0 | 0
DemandResponse | 0 | 0 | 0 | 0 | 0 | 0
IGCC-CCS | 0 | 0 | 0 | 0 | 0 | 0
WT_off | 0 | 0 | 0 | 0 | 0 | 0
PseudoUnit | 0 | 0 | 0 | 0 | 0 | 0
FixedInterchange | 0 | 0 | 0 | 0 | 0 | 0
Emission Cost by Reporting Type: HQ_NEISO
ReportingType | 2015 | 2020 | 2025 | 2030 | 2035 | 2040
BM | 0 | 0 | 0 | 0 | 0 | 0
CC | 0 | 0 | 0 | 0 | 0 | 0
CSP | 0 | 0 | 0 | 0 | 0 | 0
CT | 0 | 0 | 0 | 0 | 0 | 0
Coal | 0 | 0 | 0 | 0 | 0 | 0
Geo | 0 | 0 | 0 | 0 | 0 | 0
H | 0 | 0 | 0 | 0 | 0 | 0
LFG | 0 | 0 | 0 | 0 | 0 | 0
Nuc | 0 | 0 | 0 | 0 | 0 | 0
PS | 0 | 0 | 0 | 0 | 0 | 0
PV | 0 | 0 | 0 | 0 | 0 | 0
PeakG | 0 | 0 | 0 | 0 | 0 | 0
PeakO | 0 | 0 | 0 | 0 | 0 | 0
ST | 0 | 0 | 0 | 0 | 0 | 0
STOG | 0 | 0 | 0 | 0 | 0 | 0
STWD | 0 | 0 | 0 | 0 | 0 | 0
WT | 0 | 0 | 0 | 0 | 0 | 0
IGCC | 0 | 0 | 0 | 0 | 0 | 0
DemandResponse | 0 | 0 | 0 | 0 | 0 | 0
IGCC-CCS | 0 | 0 | 0 | 0 | 0 | 0
WT_off | 0 | 0 | 0 | 0 | 0 | 0
PseudoUnit | 0 | 0 | 0 | 0 | 0 | 0
FixedInterchange | 0 | 0 | 0 | 0 | 0 | 0
Emission Cost by Reporting Type: HQ_NY
ReportingType | 2015 | 2020 | 2025 | 2030 | 2035 | 2040
BM | 0 | 0 | 0 | 0 | 0 | 0
CC | 0 | 0 | 0 | 0 | 0 | 0
CSP | 0 | 0 | 0 | 0 | 0 | 0
CT | 0 | 0 | 0 | 0 | 0 | 0
Coal | 0 | 0 | 0 | 0 | 0 | 0
Geo | 0 | 0 | 0 | 0 | 0 | 0
H | 0 | 0 | 0 | 0 | 0 | 0
LFG | 0 | 0 | 0 | 0 | 0 | 0
Nuc | 0 | 0 | 0 | 0 | 0 | 0
PS | 0 | 0 | 0 | 0 | 0 | 0
PV | 0 | 0 | 0 | 0 | 0 | 0
PeakG | 0 | 0 | 0 | 0 | 0 | 0
PeakO | 0 | 0 | 0 | 0 | 0 | 0
ST | 0 | 0 | 0 | 0 | 0 | 0
STOG | 0 | 0 | 0 | 0 | 0 | 0
STWD | 0 | 0 | 0 | 0 | 0 | 0
WT | 0 | 0 | 0 | 0 | 0 | 0
IGCC | 0 | 0 | 0 | 0 | 0 | 0
DemandResponse | 0 | 0 | 0 | 0 | 0 | 0
IGCC-CCS | 0 | 0 | 0 | 0 | 0 | 0
WT_off | 0 | 0 | 0 | 0 | 0 | 0
PseudoUnit | 0 | 0 | 0 | 0 | 0 | 0
FixedInterchange | 0 | 0 | 0 | 0 | 0 | 0
Emission Cost by Reporting Type: MARITIMES
ReportingType | 2015 | 2020 | 2025 | 2030 | 2035 | 2040
BM | 0 | 0 | 0 | 0 | 0 | 0
CC | 0 | 0 | 0 | 0 | 0 | 0
CSP | 0 | 0 | 0 | 0 | 0 | 0
CT | 0 | 0 | 0 | 0 | 0 | 0
Coal | 0 | 0 | 0 | 0 | 0 | 0
Geo | 0 | 0 | 0 | 0 | 0 | 0
H | 0 | 0 | 0 | 0 | 0 | 0
LFG | 0 | 0 | 0 | 0 | 0 | 0
Nuc | 0 | 0 | 0 | 0 | 0 | 0
PS | 0 | 0 | 0 | 0 | 0 | 0
PV | 0 | 0 | 0 | 0 | 0 | 0
PeakG | 0 | 0 | 0 | 0 | 0 | 0
PeakO | 0 | 0 | 0 | 0 | 0 | 0
ST | 0 | 0 | 0 | 0 | 0 | 0
STOG | 0 | 0 | 0 | 0 | 0 | 0
STWD | 0 | 0 | 0 | 0 | 0 | 0
WT | 0 | 0 | 0 | 0 | 0 | 0
IGCC | 0 | 0 | 0 | 0 | 0 | 0
DemandResponse | 0 | 0 | 0 | 0 | 0 | 0
IGCC-CCS | 0 | 0 | 0 | 0 | 0 | 0
WT_off | 0 | 0 | 0 | 0 | 0 | 0
PseudoUnit | 0 | 0 | 0 | 0 | 0 | 0
FixedInterchange | 0 | 0 | 0 | 0 | 0 | 0
Emission Cost by Reporting Type: All
ReportingType | 2015 | 2020 | 2025 | 2030 | 2035 | 2040
BM | 0 | 0 | 0 | 0 | 0 | 0
CC | 0 | 0 | 0 | 0 | 0 | 0
CSP | 0 | 0 | 0 | 0 | 0 | 0
CT | 0 | 0 | 0 | 0 | 0 | 0
Coal | 0 | 0 | 0 | 0 | 0 | 0
Geo | 0 | 0 | 0 | 0 | 0 | 0
H | 0 | 0 | 0 | 0 | 0 | 0
LFG | 0 | 0 | 0 | 0 | 0 | 0
Nuc | 0 | 0 | 0 | 0 | 0 | 0
PS | 0 | 0 | 0 | 0 | 0 | 0
PV | 0 | 0 | 0 | 0 | 0 | 0
PeakG | 0 | 0 | 0 | 0 | 0 | 0
PeakO | 0 | 0 | 0 | 0 | 0 | 0
ST | 0 | 0 | 0 | 0 | 0 | 0
STOG | 0 | 0 | 0 | 0 | 0 | 0
STWD | 0 | 0 | 0 | 0 | 0 | 0
WT | 0 | 0 | 0 | 0 | 0 | 0
IGCC | 0 | 0 | 0 | 0 | 0 | 0
DemandResponse | 0 | 0 | 0 | 0 | 0 | 0
IGCC-CCS | 0 | 0 | 0 | 0 | 0 | 0
WT_off | 0 | 0 | 0 | 0 | 0 | 0
PseudoUnit | 0 | 0 | 0 | 0 | 0 | 0
FixedInterchange | 0 | 0 | 0 | 0 | 0 | 0
Emission Cost by Reporting Type: EI_US
ReportingType | 2015 | 2020 | 2025 | 2030 | 2035 | 2040
BM | 0 | 0 | 0 | 0 | 0 | 0
CC | 0 | 0 | 0 | 0 | 0 | 0
CSP | 0 | 0 | 0 | 0 | 0 | 0
CT | 0 | 0 | 0 | 0 | 0 | 0
Coal | 0 | 0 | 0 | 0 | 0 | 0
Geo | 0 | 0 | 0 | 0 | 0 | 0
H | 0 | 0 | 0 | 0 | 0 | 0
LFG | 0 | 0 | 0 | 0 | 0 | 0
Nuc | 0 | 0 | 0 | 0 | 0 | 0
PS | 0 | 0 | 0 | 0 | 0 | 0
PV | 0 | 0 | 0 | 0 | 0 | 0
PeakG | 0 | 0 | 0 | 0 | 0 | 0
PeakO | 0 | 0 | 0 | 0 | 0 | 0
ST | 0 | 0 | 0 | 0 | 0 | 0
STOG | 0 | 0 | 0 | 0 | 0 | 0
STWD | 0 | 0 | 0 | 0 | 0 | 0
WT | 0 | 0 | 0 | 0 | 0 | 0
IGCC | 0 | 0 | 0 | 0 | 0 | 0
DemandResponse | 0 | 0 | 0 | 0 | 0 | 0
IGCC-CCS | 0 | 0 | 0 | 0 | 0 | 0
WT_off | 0 | 0 | 0 | 0 | 0 | 0
PseudoUnit | 0 | 0 | 0 | 0 | 0 | 0
FixedInterchange | 0 | 0 | 0 | 0 | 0 | 0
Emission Cost by Reporting Type: EI_Canada
ReportingType | 2015 | 2020 | 2025 | 2030 | 2035 | 2040
BM | 0 | 0 | 0 | 0 | 0 | 0
CC | 0 | 0 | 0 | 0 | 0 | 0
CSP | 0 | 0 | 0 | 0 | 0 | 0
CT | 0 | 0 | 0 | 0 | 0 | 0
Coal | 0 | 0 | 0 | 0 | 0 | 0
Geo | 0 | 0 | 0 | 0 | 0 | 0
H | 0 | 0 | 0 | 0 | 0 | 0
LFG | 0 | 0 | 0 | 0 | 0 | 0
Nuc | 0 | 0 | 0 | 0 | 0 | 0
PS | 0 | 0 | 0 | 0 | 0 | 0
PV | 0 | 0 | 0 | 0 | 0 | 0
PeakG | 0 | 0 | 0 | 0 | 0 | 0
PeakO | 0 | 0 | 0 | 0 | 0 | 0
ST | 0 | 0 | 0 | 0 | 0 | 0
STOG | 0 | 0 | 0 | 0 | 0 | 0
STWD | 0 | 0 | 0 | 0 | 0 | 0
WT | 0 | 0 | 0 | 0 | 0 | 0
IGCC | 0 | 0 | 0 | 0 | 0 | 0
DemandResponse | 0 | 0 | 0 | 0 | 0 | 0
IGCC-CCS | 0 | 0 | 0 | 0 | 0 | 0
WT_off | 0 | 0 | 0 | 0 | 0 | 0
PseudoUnit | 0 | 0 | 0 | 0 | 0 | 0
FixedInterchange | 0 | 0 | 0 | 0 | 0 | 0
Emission Cost by Reporting Type: EI
ReportingType | 2015 | 2020 | 2025 | 2030 | 2035 | 2040
BM | 0 | 0 | 0 | 0 | 0 | 0
CC | 0 | 0 | 0 | 0 | 0 | 0
CSP | 0 | 0 | 0 | 0 | 0 | 0
CT | 0 | 0 | 0 | 0 | 0 | 0
Coal | 0 | 0 | 0 | 0 | 0 | 0
Geo | 0 | 0 | 0 | 0 | 0 | 0
H | 0 | 0 | 0 | 0 | 0 | 0
LFG | 0 | 0 | 0 | 0 | 0 | 0
Nuc | 0 | 0 | 0 | 0 | 0 | 0
PS | 0 | 0 | 0 | 0 | 0 | 0
PV | 0 | 0 | 0 | 0 | 0 | 0
PeakG | 0 | 0 | 0 | 0 | 0 | 0
PeakO | 0 | 0 | 0 | 0 | 0 | 0
ST | 0 | 0 | 0 | 0 | 0 | 0
STOG | 0 | 0 | 0 | 0 | 0 | 0
STWD | 0 | 0 | 0 | 0 | 0 | 0
WT | 0 | 0 | 0 | 0 | 0 | 0
IGCC | 0 | 0 | 0 | 0 | 0 | 0
DemandResponse | 0 | 0 | 0 | 0 | 0 | 0
IGCC-CCS | 0 | 0 | 0 | 0 | 0 | 0
WT_off | 0 | 0 | 0 | 0 | 0 | 0
PseudoUnit | 0 | 0 | 0 | 0 | 0 | 0
FixedInterchange | 0 | 0 | 0 | 0 | 0 | 0
Emission Cost by Reporting Type: Outside_EI
ReportingType | 2015 | 2020 | 2025 | 2030 | 2035 | 2040
BM | 0 | 0 | 0 | 0 | 0 | 0
CC | 0 | 0 | 0 | 0 | 0 | 0
CSP | 0 | 0 | 0 | 0 | 0 | 0
CT | 0 | 0 | 0 | 0 | 0 | 0
Coal | 0 | 0 | 0 | 0 | 0 | 0
Geo | 0 | 0 | 0 | 0 | 0 | 0
H | 0 | 0 | 0 | 0 | 0 | 0
LFG | 0 | 0 | 0 | 0 | 0 | 0
Nuc | 0 | 0 | 0 | 0 | 0 | 0
PS | 0 | 0 | 0 | 0 | 0 | 0
PV | 0 | 0 | 0 | 0 | 0 | 0
PeakG | 0 | 0 | 0 | 0 | 0 | 0
PeakO | 0 | 0 | 0 | 0 | 0 | 0
ST | 0 | 0 | 0 | 0 | 0 | 0
STOG | 0 | 0 | 0 | 0 | 0 | 0
STWD | 0 | 0 | 0 | 0 | 0 | 0
WT | 0 | 0 | 0 | 0 | 0 | 0
IGCC | 0 | 0 | 0 | 0 | 0 | 0
DemandResponse | 0 | 0 | 0 | 0 | 0 | 0
IGCC-CCS | 0 | 0 | 0 | 0 | 0 | 0
WT_off | 0 | 0 | 0 | 0 | 0 | 0
PseudoUnit | 0 | 0 | 0 | 0 | 0 | 0
FixedInterchange | 0 | 0 | 0 | 0 | 0 | 0
==== Emission Program: CAMR : (Hg) ====
Emission Cost by Reporting Type: Entergy
ReportingType | 2015 | 2020 | 2025 | 2030 | 2035 | 2040
BM | 0 | 0 | 0 | 0 | 0 | 0
CC | 0 | 0 | 0 | 0 | 0 | 0
CSP | 0 | 0 | 0 | 0 | 0 | 0
CT | 0 | 0 | 0 | 0 | 0 | 0
Coal | 0 | 0 | 0 | 0 | 0 | 0
Geo | 0 | 0 | 0 | 0 | 0 | 0
H | 0 | 0 | 0 | 0 | 0 | 0
LFG | 0 | 0 | 0 | 0 | 0 | 0
Nuc | 0 | 0 | 0 | 0 | 0 | 0
PS | 0 | 0 | 0 | 0 | 0 | 0
PV | 0 | 0 | 0 | 0 | 0 | 0
PeakG | 0 | 0 | 0 | 0 | 0 | 0
PeakO | 0 | 0 | 0 | 0 | 0 | 0
ST | 0 | 0 | 0 | 0 | 0 | 0
STOG | 0 | 0 | 0 | 0 | 0 | 0
STWD | 0 | 0 | 0 | 0 | 0 | 0
WT | 0 | 0 | 0 | 0 | 0 | 0
IGCC | 0 | 0 | 0 | 0 | 0 | 0
DemandResponse | 0 | 0 | 0 | 0 | 0 | 0
IGCC-CCS | 0 | 0 | 0 | 0 | 0 | 0
WT_off | 0 | 0 | 0 | 0 | 0 | 0
PseudoUnit | 0 | 0 | 0 | 0 | 0 | 0
FixedInterchange | 0 | 0 | 0 | 0 | 0 | 0
Emission Cost by Reporting Type: FRCC
ReportingType | 2015 | 2020 | 2025 | 2030 | 2035 | 2040
BM | 0 | 0 | 0 | 0 | 0 | 0
CC | 0 | 0 | 0 | 0 | 0 | 0
CSP | 0 | 0 | 0 | 0 | 0 | 0
CT | 0 | 0 | 0 | 0 | 0 | 0
Coal | 0 | 0 | 0 | 0 | 0 | 0
Geo | 0 | 0 | 0 | 0 | 0 | 0
H | 0 | 0 | 0 | 0 | 0 | 0
LFG | 0 | 0 | 0 | 0 | 0 | 0
Nuc | 0 | 0 | 0 | 0 | 0 | 0
PS | 0 | 0 | 0 | 0 | 0 | 0
PV | 0 | 0 | 0 | 0 | 0 | 0
PeakG | 0 | 0 | 0 | 0 | 0 | 0
PeakO | 0 | 0 | 0 | 0 | 0 | 0
ST | 0 | 0 | 0 | 0 | 0 | 0
STOG | 0 | 0 | 0 | 0 | 0 | 0
STWD | 0 | 0 | 0 | 0 | 0 | 0
WT | 0 | 0 | 0 | 0 | 0 | 0
IGCC | 0 | 0 | 0 | 0 | 0 | 0
DemandResponse | 0 | 0 | 0 | 0 | 0 | 0
IGCC-CCS | 0 | 0 | 0 | 0 | 0 | 0
WT_off | 0 | 0 | 0 | 0 | 0 | 0
PseudoUnit | 0 | 0 | 0 | 0 | 0 | 0
FixedInterchange | 0 | 0 | 0 | 0 | 0 | 0
Emission Cost by Reporting Type: MAPP_US
ReportingType | 2015 | 2020 | 2025 | 2030 | 2035 | 2040
BM | 0 | 0 | 0 | 0 | 0 | 0
CC | 0 | 0 | 0 | 0 | 0 | 0
CSP | 0 | 0 | 0 | 0 | 0 | 0
CT | 0 | 0 | 0 | 0 | 0 | 0
Coal | 0 | 0 | 0 | 0 | 0 | 0
Geo | 0 | 0 | 0 | 0 | 0 | 0
H | 0 | 0 | 0 | 0 | 0 | 0
LFG | 0 | 0 | 0 | 0 | 0 | 0
Nuc | 0 | 0 | 0 | 0 | 0 | 0
PS | 0 | 0 | 0 | 0 | 0 | 0
PV | 0 | 0 | 0 | 0 | 0 | 0
PeakG | 0 | 0 | 0 | 0 | 0 | 0
PeakO | 0 | 0 | 0 | 0 | 0 | 0
ST | 0 | 0 | 0 | 0 | 0 | 0
STOG | 0 | 0 | 0 | 0 | 0 | 0
STWD | 0 | 0 | 0 | 0 | 0 | 0
WT | 0 | 0 | 0 | 0 | 0 | 0
IGCC | 0 | 0 | 0 | 0 | 0 | 0
DemandResponse | 0 | 0 | 0 | 0 | 0 | 0
IGCC-CCS | 0 | 0 | 0 | 0 | 0 | 0
WT_off | 0 | 0 | 0 | 0 | 0 | 0
PseudoUnit | 0 | 0 | 0 | 0 | 0 | 0
FixedInterchange | 0 | 0 | 0 | 0 | 0 | 0
Emission Cost by Reporting Type: MISO_IN
ReportingType | 2015 | 2020 | 2025 | 2030 | 2035 | 2040
BM | 0 | 0 | 0 | 0 | 0 | 0
CC | 0 | 0 | 0 | 0 | 0 | 0
CSP | 0 | 0 | 0 | 0 | 0 | 0
CT | 0 | 0 | 0 | 0 | 0 | 0
Coal | 0 | 0 | 0 | 0 | 0 | 0
Geo | 0 | 0 | 0 | 0 | 0 | 0
H | 0 | 0 | 0 | 0 | 0 | 0
LFG | 0 | 0 | 0 | 0 | 0 | 0
Nuc | 0 | 0 | 0 | 0 | 0 | 0
PS | 0 | 0 | 0 | 0 | 0 | 0
PV | 0 | 0 | 0 | 0 | 0 | 0
PeakG | 0 | 0 | 0 | 0 | 0 | 0
PeakO | 0 | 0 | 0 | 0 | 0 | 0
ST | 0 | 0 | 0 | 0 | 0 | 0
STOG | 0 | 0 | 0 | 0 | 0 | 0
STWD | 0 | 0 | 0 | 0 | 0 | 0
WT | 0 | 0 | 0 | 0 | 0 | 0
IGCC | 0 | 0 | 0 | 0 | 0 | 0
DemandResponse | 0 | 0 | 0 | 0 | 0 | 0
IGCC-CCS | 0 | 0 | 0 | 0 | 0 | 0
WT_off | 0 | 0 | 0 | 0 | 0 | 0
PseudoUnit | 0 | 0 | 0 | 0 | 0 | 0
FixedInterchange | 0 | 0 | 0 | 0 | 0 | 0
Emission Cost by Reporting Type: MISO_MI
ReportingType | 2015 | 2020 | 2025 | 2030 | 2035 | 2040
BM | 0 | 0 | 0 | 0 | 0 | 0
CC | 0 | 0 | 0 | 0 | 0 | 0
CSP | 0 | 0 | 0 | 0 | 0 | 0
CT | 0 | 0 | 0 | 0 | 0 | 0
Coal | 0 | 0 | 0 | 0 | 0 | 0
Geo | 0 | 0 | 0 | 0 | 0 | 0
H | 0 | 0 | 0 | 0 | 0 | 0
LFG | 0 | 0 | 0 | 0 | 0 | 0
Nuc | 0 | 0 | 0 | 0 | 0 | 0
PS | 0 | 0 | 0 | 0 | 0 | 0
PV | 0 | 0 | 0 | 0 | 0 | 0
PeakG | 0 | 0 | 0 | 0 | 0 | 0
PeakO | 0 | 0 | 0 | 0 | 0 | 0
ST | 0 | 0 | 0 | 0 | 0 | 0
STOG | 0 | 0 | 0 | 0 | 0 | 0
STWD | 0 | 0 | 0 | 0 | 0 | 0
WT | 0 | 0 | 0 | 0 | 0 | 0
IGCC | 0 | 0 | 0 | 0 | 0 | 0
DemandResponse | 0 | 0 | 0 | 0 | 0 | 0
IGCC-CCS | 0 | 0 | 0 | 0 | 0 | 0
WT_off | 0 | 0 | 0 | 0 | 0 | 0
PseudoUnit | 0 | 0 | 0 | 0 | 0 | 0
FixedInterchange | 0 | 0 | 0 | 0 | 0 | 0
Emission Cost by Reporting Type: MISO_MO-IL
ReportingType | 2015 | 2020 | 2025 | 2030 | 2035 | 2040
BM | 0 | 0 | 0 | 0 | 0 | 0
CC | 0 | 0 | 0 | 0 | 0 | 0
CSP | 0 | 0 | 0 | 0 | 0 | 0
CT | 0 | 0 | 0 | 0 | 0 | 0
Coal | 0 | 0 | 0 | 0 | 0 | 0
Geo | 0 | 0 | 0 | 0 | 0 | 0
H | 0 | 0 | 0 | 0 | 0 | 0
LFG | 0 | 0 | 0 | 0 | 0 | 0
Nuc | 0 | 0 | 0 | 0 | 0 | 0
PS | 0 | 0 | 0 | 0 | 0 | 0
PV | 0 | 0 | 0 | 0 | 0 | 0
PeakG | 0 | 0 | 0 | 0 | 0 | 0
PeakO | 0 | 0 | 0 | 0 | 0 | 0
ST | 0 | 0 | 0 | 0 | 0 | 0
STOG | 0 | 0 | 0 | 0 | 0 | 0
STWD | 0 | 0 | 0 | 0 | 0 | 0
WT | 0 | 0 | 0 | 0 | 0 | 0
IGCC | 0 | 0 | 0 | 0 | 0 | 0
DemandResponse | 0 | 0 | 0 | 0 | 0 | 0
IGCC-CCS | 0 | 0 | 0 | 0 | 0 | 0
WT_off | 0 | 0 | 0 | 0 | 0 | 0
PseudoUnit | 0 | 0 | 0 | 0 | 0 | 0
FixedInterchange | 0 | 0 | 0 | 0 | 0 | 0
Emission Cost by Reporting Type: MISO_W
ReportingType | 2015 | 2020 | 2025 | 2030 | 2035 | 2040
BM | 0 | 0 | 0 | 0 | 0 | 0
CC | 0 | 0 | 0 | 0 | 0 | 0
CSP | 0 | 0 | 0 | 0 | 0 | 0
CT | 0 | 0 | 0 | 0 | 0 | 0
Coal | 0 | 0 | 0 | 0 | 0 | 0
Geo | 0 | 0 | 0 | 0 | 0 | 0
H | 0 | 0 | 0 | 0 | 0 | 0
LFG | 0 | 0 | 0 | 0 | 0 | 0
Nuc | 0 | 0 | 0 | 0 | 0 | 0
PS | 0 | 0 | 0 | 0 | 0 | 0
PV | 0 | 0 | 0 | 0 | 0 | 0
PeakG | 0 | 0 | 0 | 0 | 0 | 0
PeakO | 0 | 0 | 0 | 0 | 0 | 0
ST | 0 | 0 | 0 | 0 | 0 | 0
STOG | 0 | 0 | 0 | 0 | 0 | 0
STWD | 0 | 0 | 0 | 0 | 0 | 0
WT | 0 | 0 | 0 | 0 | 0 | 0
IGCC | 0 | 0 | 0 | 0 | 0 | 0
DemandResponse | 0 | 0 | 0 | 0 | 0 | 0
IGCC-CCS | 0 | 0 | 0 | 0 | 0 | 0
WT_off | 0 | 0 | 0 | 0 | 0 | 0
PseudoUnit | 0 | 0 | 0 | 0 | 0 | 0
FixedInterchange | 0 | 0 | 0 | 0 | 0 | 0
Emission Cost by Reporting Type: MISO_WUMS
ReportingType | 2015 | 2020 | 2025 | 2030 | 2035 | 2040
BM | 0 | 0 | 0 | 0 | 0 | 0
CC | 0 | 0 | 0 | 0 | 0 | 0
CSP | 0 | 0 | 0 | 0 | 0 | 0
CT | 0 | 0 | 0 | 0 | 0 | 0
Coal | 0 | 0 | 0 | 0 | 0 | 0
Geo | 0 | 0 | 0 | 0 | 0 | 0
H | 0 | 0 | 0 | 0 | 0 | 0
LFG | 0 | 0 | 0 | 0 | 0 | 0
Nuc | 0 | 0 | 0 | 0 | 0 | 0
PS | 0 | 0 | 0 | 0 | 0 | 0
PV | 0 | 0 | 0 | 0 | 0 | 0
PeakG | 0 | 0 | 0 | 0 | 0 | 0
PeakO | 0 | 0 | 0 | 0 | 0 | 0
ST | 0 | 0 | 0 | 0 | 0 | 0
STOG | 0 | 0 | 0 | 0 | 0 | 0
STWD | 0 | 0 | 0 | 0 | 0 | 0
WT | 0 | 0 | 0 | 0 | 0 | 0
IGCC | 0 | 0 | 0 | 0 | 0 | 0
DemandResponse | 0 | 0 | 0 | 0 | 0 | 0
IGCC-CCS | 0 | 0 | 0 | 0 | 0 | 0
WT_off | 0 | 0 | 0 | 0 | 0 | 0
PseudoUnit | 0 | 0 | 0 | 0 | 0 | 0
FixedInterchange | 0 | 0 | 0 | 0 | 0 | 0
Emission Cost by Reporting Type: Nebraska
ReportingType | 2015 | 2020 | 2025 | 2030 | 2035 | 2040
BM | 0 | 0 | 0 | 0 | 0 | 0
CC | 0 | 0 | 0 | 0 | 0 | 0
CSP | 0 | 0 | 0 | 0 | 0 | 0
CT | 0 | 0 | 0 | 0 | 0 | 0
Coal | 0 | 0 | 0 | 0 | 0 | 0
Geo | 0 | 0 | 0 | 0 | 0 | 0
H | 0 | 0 | 0 | 0 | 0 | 0
LFG | 0 | 0 | 0 | 0 | 0 | 0
Nuc | 0 | 0 | 0 | 0 | 0 | 0
PS | 0 | 0 | 0 | 0 | 0 | 0
PV | 0 | 0 | 0 | 0 | 0 | 0
PeakG | 0 | 0 | 0 | 0 | 0 | 0
PeakO | 0 | 0 | 0 | 0 | 0 | 0
ST | 0 | 0 | 0 | 0 | 0 | 0
STOG | 0 | 0 | 0 | 0 | 0 | 0
STWD | 0 | 0 | 0 | 0 | 0 | 0
WT | 0 | 0 | 0 | 0 | 0 | 0
IGCC | 0 | 0 | 0 | 0 | 0 | 0
DemandResponse | 0 | 0 | 0 | 0 | 0 | 0
IGCC-CCS | 0 | 0 | 0 | 0 | 0 | 0
WT_off | 0 | 0 | 0 | 0 | 0 | 0
PseudoUnit | 0 | 0 | 0 | 0 | 0 | 0
FixedInterchange | 0 | 0 | 0 | 0 | 0 | 0
Emission Cost by Reporting Type: NEISO
ReportingType | 2015 | 2020 | 2025 | 2030 | 2035 | 2040
BM | 0 | 0 | 0 | 0 | 0 | 0
CC | 0 | 0 | 0 | 0 | 0 | 0
CSP | 0 | 0 | 0 | 0 | 0 | 0
CT | 0 | 0 | 0 | 0 | 0 | 0
Coal | 0 | 0 | 0 | 0 | 0 | 0
Geo | 0 | 0 | 0 | 0 | 0 | 0
H | 0 | 0 | 0 | 0 | 0 | 0
LFG | 0 | 0 | 0 | 0 | 0 | 0
Nuc | 0 | 0 | 0 | 0 | 0 | 0
PS | 0 | 0 | 0 | 0 | 0 | 0
PV | 0 | 0 | 0 | 0 | 0 | 0
PeakG | 0 | 0 | 0 | 0 | 0 | 0
PeakO | 0 | 0 | 0 | 0 | 0 | 0
ST | 0 | 0 | 0 | 0 | 0 | 0
STOG | 0 | 0 | 0 | 0 | 0 | 0
STWD | 0 | 0 | 0 | 0 | 0 | 0
WT | 0 | 0 | 0 | 0 | 0 | 0
IGCC | 0 | 0 | 0 | 0 | 0 | 0
DemandResponse | 0 | 0 | 0 | 0 | 0 | 0
IGCC-CCS | 0 | 0 | 0 | 0 | 0 | 0
WT_off | 0 | 0 | 0 | 0 | 0 | 0
PseudoUnit | 0 | 0 | 0 | 0 | 0 | 0
FixedInterchange | 0 | 0 | 0 | 0 | 0 | 0
Emission Cost by Reporting Type: NonRTO_Midwest
ReportingType | 2015 | 2020 | 2025 | 2030 | 2035 | 2040
BM | 0 | 0 | 0 | 0 | 0 | 0
CC | 0 | 0 | 0 | 0 | 0 | 0
CSP | 0 | 0 | 0 | 0 | 0 | 0
CT | 0 | 0 | 0 | 0 | 0 | 0
Coal | 0 | 0 | 0 | 0 | 0 | 0
Geo | 0 | 0 | 0 | 0 | 0 | 0
H | 0 | 0 | 0 | 0 | 0 | 0
LFG | 0 | 0 | 0 | 0 | 0 | 0
Nuc | 0 | 0 | 0 | 0 | 0 | 0
PS | 0 | 0 | 0 | 0 | 0 | 0
PV | 0 | 0 | 0 | 0 | 0 | 0
PeakG | 0 | 0 | 0 | 0 | 0 | 0
PeakO | 0 | 0 | 0 | 0 | 0 | 0
ST | 0 | 0 | 0 | 0 | 0 | 0
STOG | 0 | 0 | 0 | 0 | 0 | 0
STWD | 0 | 0 | 0 | 0 | 0 | 0
WT | 0 | 0 | 0 | 0 | 0 | 0
IGCC | 0 | 0 | 0 | 0 | 0 | 0
DemandResponse | 0 | 0 | 0 | 0 | 0 | 0
IGCC-CCS | 0 | 0 | 0 | 0 | 0 | 0
WT_off | 0 | 0 | 0 | 0 | 0 | 0
PseudoUnit | 0 | 0 | 0 | 0 | 0 | 0
FixedInterchange | 0 | 0 | 0 | 0 | 0 | 0
Emission Cost by Reporting Type: NYISO_A-F
ReportingType | 2015 | 2020 | 2025 | 2030 | 2035 | 2040
BM | 0 | 0 | 0 | 0 | 0 | 0
CC | 0 | 0 | 0 | 0 | 0 | 0
CSP | 0 | 0 | 0 | 0 | 0 | 0
CT | 0 | 0 | 0 | 0 | 0 | 0
Coal | 0 | 0 | 0 | 0 | 0 | 0
Geo | 0 | 0 | 0 | 0 | 0 | 0
H | 0 | 0 | 0 | 0 | 0 | 0
LFG | 0 | 0 | 0 | 0 | 0 | 0
Nuc | 0 | 0 | 0 | 0 | 0 | 0
PS | 0 | 0 | 0 | 0 | 0 | 0
PV | 0 | 0 | 0 | 0 | 0 | 0
PeakG | 0 | 0 | 0 | 0 | 0 | 0
PeakO | 0 | 0 | 0 | 0 | 0 | 0
ST | 0 | 0 | 0 | 0 | 0 | 0
STOG | 0 | 0 | 0 | 0 | 0 | 0
STWD | 0 | 0 | 0 | 0 | 0 | 0
WT | 0 | 0 | 0 | 0 | 0 | 0
IGCC | 0 | 0 | 0 | 0 | 0 | 0
DemandResponse | 0 | 0 | 0 | 0 | 0 | 0
IGCC-CCS | 0 | 0 | 0 | 0 | 0 | 0
WT_off | 0 | 0 | 0 | 0 | 0 | 0
PseudoUnit | 0 | 0 | 0 | 0 | 0 | 0
FixedInterchange | 0 | 0 | 0 | 0 | 0 | 0
Emission Cost by Reporting Type: NYISO_G-I
ReportingType | 2015 | 2020 | 2025 | 2030 | 2035 | 2040
BM | 0 | 0 | 0 | 0 | 0 | 0
CC | 0 | 0 | 0 | 0 | 0 | 0
CSP | 0 | 0 | 0 | 0 | 0 | 0
CT | 0 | 0 | 0 | 0 | 0 | 0
Coal | 0 | 0 | 0 | 0 | 0 | 0
Geo | 0 | 0 | 0 | 0 | 0 | 0
H | 0 | 0 | 0 | 0 | 0 | 0
LFG | 0 | 0 | 0 | 0 | 0 | 0
Nuc | 0 | 0 | 0 | 0 | 0 | 0
PS | 0 | 0 | 0 | 0 | 0 | 0
PV | 0 | 0 | 0 | 0 | 0 | 0
PeakG | 0 | 0 | 0 | 0 | 0 | 0
PeakO | 0 | 0 | 0 | 0 | 0 | 0
ST | 0 | 0 | 0 | 0 | 0 | 0
STOG | 0 | 0 | 0 | 0 | 0 | 0
STWD | 0 | 0 | 0 | 0 | 0 | 0
WT | 0 | 0 | 0 | 0 | 0 | 0
IGCC | 0 | 0 | 0 | 0 | 0 | 0
DemandResponse | 0 | 0 | 0 | 0 | 0 | 0
IGCC-CCS | 0 | 0 | 0 | 0 | 0 | 0
WT_off | 0 | 0 | 0 | 0 | 0 | 0
PseudoUnit | 0 | 0 | 0 | 0 | 0 | 0
FixedInterchange | 0 | 0 | 0 | 0 | 0 | 0
Emission Cost by Reporting Type: NYISO_J-K
ReportingType | 2015 | 2020 | 2025 | 2030 | 2035 | 2040
BM | 0 | 0 | 0 | 0 | 0 | 0
CC | 0 | 0 | 0 | 0 | 0 | 0
CSP | 0 | 0 | 0 | 0 | 0 | 0
CT | 0 | 0 | 0 | 0 | 0 | 0
Coal | 0 | 0 | 0 | 0 | 0 | 0
Geo | 0 | 0 | 0 | 0 | 0 | 0
H | 0 | 0 | 0 | 0 | 0 | 0
LFG | 0 | 0 | 0 | 0 | 0 | 0
Nuc | 0 | 0 | 0 | 0 | 0 | 0
PS | 0 | 0 | 0 | 0 | 0 | 0
PV | 0 | 0 | 0 | 0 | 0 | 0
PeakG | 0 | 0 | 0 | 0 | 0 | 0
PeakO | 0 | 0 | 0 | 0 | 0 | 0
ST | 0 | 0 | 0 | 0 | 0 | 0
STOG | 0 | 0 | 0 | 0 | 0 | 0
STWD | 0 | 0 | 0 | 0 | 0 | 0
WT | 0 | 0 | 0 | 0 | 0 | 0
IGCC | 0 | 0 | 0 | 0 | 0 | 0
DemandResponse | 0 | 0 | 0 | 0 | 0 | 0
IGCC-CCS | 0 | 0 | 0 | 0 | 0 | 0
WT_off | 0 | 0 | 0 | 0 | 0 | 0
PseudoUnit | 0 | 0 | 0 | 0 | 0 | 0
FixedInterchange | 0 | 0 | 0 | 0 | 0 | 0
Emission Cost by Reporting Type: PJM_E
ReportingType | 2015 | 2020 | 2025 | 2030 | 2035 | 2040
BM | 0 | 0 | 0 | 0 | 0 | 0
CC | 0 | 0 | 0 | 0 | 0 | 0
CSP | 0 | 0 | 0 | 0 | 0 | 0
CT | 0 | 0 | 0 | 0 | 0 | 0
Coal | 0 | 0 | 0 | 0 | 0 | 0
Geo | 0 | 0 | 0 | 0 | 0 | 0
H | 0 | 0 | 0 | 0 | 0 | 0
LFG | 0 | 0 | 0 | 0 | 0 | 0
Nuc | 0 | 0 | 0 | 0 | 0 | 0
PS | 0 | 0 | 0 | 0 | 0 | 0
PV | 0 | 0 | 0 | 0 | 0 | 0
PeakG | 0 | 0 | 0 | 0 | 0 | 0
PeakO | 0 | 0 | 0 | 0 | 0 | 0
ST | 0 | 0 | 0 | 0 | 0 | 0
STOG | 0 | 0 | 0 | 0 | 0 | 0
STWD | 0 | 0 | 0 | 0 | 0 | 0
WT | 0 | 0 | 0 | 0 | 0 | 0
IGCC | 0 | 0 | 0 | 0 | 0 | 0
DemandResponse | 0 | 0 | 0 | 0 | 0 | 0
IGCC-CCS | 0 | 0 | 0 | 0 | 0 | 0
WT_off | 0 | 0 | 0 | 0 | 0 | 0
PseudoUnit | 0 | 0 | 0 | 0 | 0 | 0
FixedInterchange | 0 | 0 | 0 | 0 | 0 | 0
Emission Cost by Reporting Type: PJM_ROM
ReportingType | 2015 | 2020 | 2025 | 2030 | 2035 | 2040
BM | 0 | 0 | 0 | 0 | 0 | 0
CC | 0 | 0 | 0 | 0 | 0 | 0
CSP | 0 | 0 | 0 | 0 | 0 | 0
CT | 0 | 0 | 0 | 0 | 0 | 0
Coal | 0 | 0 | 0 | 0 | 0 | 0
Geo | 0 | 0 | 0 | 0 | 0 | 0
H | 0 | 0 | 0 | 0 | 0 | 0
LFG | 0 | 0 | 0 | 0 | 0 | 0
Nuc | 0 | 0 | 0 | 0 | 0 | 0
PS | 0 | 0 | 0 | 0 | 0 | 0
PV | 0 | 0 | 0 | 0 | 0 | 0
PeakG | 0 | 0 | 0 | 0 | 0 | 0
PeakO | 0 | 0 | 0 | 0 | 0 | 0
ST | 0 | 0 | 0 | 0 | 0 | 0
STOG | 0 | 0 | 0 | 0 | 0 | 0
STWD | 0 | 0 | 0 | 0 | 0 | 0
WT | 0 | 0 | 0 | 0 | 0 | 0
IGCC | 0 | 0 | 0 | 0 | 0 | 0
DemandResponse | 0 | 0 | 0 | 0 | 0 | 0
IGCC-CCS | 0 | 0 | 0 | 0 | 0 | 0
WT_off | 0 | 0 | 0 | 0 | 0 | 0
PseudoUnit | 0 | 0 | 0 | 0 | 0 | 0
FixedInterchange | 0 | 0 | 0 | 0 | 0 | 0
Emission Cost by Reporting Type: PJM_ROR
ReportingType | 2015 | 2020 | 2025 | 2030 | 2035 | 2040
BM | 0 | 0 | 0 | 0 | 0 | 0
CC | 0 | 0 | 0 | 0 | 0 | 0
CSP | 0 | 0 | 0 | 0 | 0 | 0
CT | 0 | 0 | 0 | 0 | 0 | 0
Coal | 0 | 0 | 0 | 0 | 0 | 0
Geo | 0 | 0 | 0 | 0 | 0 | 0
H | 0 | 0 | 0 | 0 | 0 | 0
LFG | 0 | 0 | 0 | 0 | 0 | 0
Nuc | 0 | 0 | 0 | 0 | 0 | 0
PS | 0 | 0 | 0 | 0 | 0 | 0
PV | 0 | 0 | 0 | 0 | 0 | 0
PeakG | 0 | 0 | 0 | 0 | 0 | 0
PeakO | 0 | 0 | 0 | 0 | 0 | 0
ST | 0 | 0 | 0 | 0 | 0 | 0
STOG | 0 | 0 | 0 | 0 | 0 | 0
STWD | 0 | 0 | 0 | 0 | 0 | 0
WT | 0 | 0 | 0 | 0 | 0 | 0
IGCC | 0 | 0 | 0 | 0 | 0 | 0
DemandResponse | 0 | 0 | 0 | 0 | 0 | 0
IGCC-CCS | 0 | 0 | 0 | 0 | 0 | 0
WT_off | 0 | 0 | 0 | 0 | 0 | 0
PseudoUnit | 0 | 0 | 0 | 0 | 0 | 0
FixedInterchange | 0 | 0 | 0 | 0 | 0 | 0
Emission Cost by Reporting Type: SOCO
ReportingType | 2015 | 2020 | 2025 | 2030 | 2035 | 2040
BM | 0 | 0 | 0 | 0 | 0 | 0
CC | 0 | 0 | 0 | 0 | 0 | 0
CSP | 0 | 0 | 0 | 0 | 0 | 0
CT | 0 | 0 | 0 | 0 | 0 | 0
Coal | 0 | 0 | 0 | 0 | 0 | 0
Geo | 0 | 0 | 0 | 0 | 0 | 0
H | 0 | 0 | 0 | 0 | 0 | 0
LFG | 0 | 0 | 0 | 0 | 0 | 0
Nuc | 0 | 0 | 0 | 0 | 0 | 0
PS | 0 | 0 | 0 | 0 | 0 | 0
PV | 0 | 0 | 0 | 0 | 0 | 0
PeakG | 0 | 0 | 0 | 0 | 0 | 0
PeakO | 0 | 0 | 0 | 0 | 0 | 0
ST | 0 | 0 | 0 | 0 | 0 | 0
STOG | 0 | 0 | 0 | 0 | 0 | 0
STWD | 0 | 0 | 0 | 0 | 0 | 0
WT | 0 | 0 | 0 | 0 | 0 | 0
IGCC | 0 | 0 | 0 | 0 | 0 | 0
DemandResponse | 0 | 0 | 0 | 0 | 0 | 0
IGCC-CCS | 0 | 0 | 0 | 0 | 0 | 0
WT_off | 0 | 0 | 0 | 0 | 0 | 0
PseudoUnit | 0 | 0 | 0 | 0 | 0 | 0
FixedInterchange | 0 | 0 | 0 | 0 | 0 | 0
Emission Cost by Reporting Type: SPP_N
ReportingType | 2015 | 2020 | 2025 | 2030 | 2035 | 2040
BM | 0 | 0 | 0 | 0 | 0 | 0
CC | 0 | 0 | 0 | 0 | 0 | 0
CSP | 0 | 0 | 0 | 0 | 0 | 0
CT | 0 | 0 | 0 | 0 | 0 | 0
Coal | 0 | 0 | 0 | 0 | 0 | 0
Geo | 0 | 0 | 0 | 0 | 0 | 0
H | 0 | 0 | 0 | 0 | 0 | 0
LFG | 0 | 0 | 0 | 0 | 0 | 0
Nuc | 0 | 0 | 0 | 0 | 0 | 0
PS | 0 | 0 | 0 | 0 | 0 | 0
PV | 0 | 0 | 0 | 0 | 0 | 0
PeakG | 0 | 0 | 0 | 0 | 0 | 0
PeakO | 0 | 0 | 0 | 0 | 0 | 0
ST | 0 | 0 | 0 | 0 | 0 | 0
STOG | 0 | 0 | 0 | 0 | 0 | 0
STWD | 0 | 0 | 0 | 0 | 0 | 0
WT | 0 | 0 | 0 | 0 | 0 | 0
IGCC | 0 | 0 | 0 | 0 | 0 | 0
DemandResponse | 0 | 0 | 0 | 0 | 0 | 0
IGCC-CCS | 0 | 0 | 0 | 0 | 0 | 0
WT_off | 0 | 0 | 0 | 0 | 0 | 0
PseudoUnit | 0 | 0 | 0 | 0 | 0 | 0
FixedInterchange | 0 | 0 | 0 | 0 | 0 | 0
Emission Cost by Reporting Type: SPP_S
ReportingType | 2015 | 2020 | 2025 | 2030 | 2035 | 2040
BM | 0 | 0 | 0 | 0 | 0 | 0
CC | 0 | 0 | 0 | 0 | 0 | 0
CSP | 0 | 0 | 0 | 0 | 0 | 0
CT | 0 | 0 | 0 | 0 | 0 | 0
Coal | 0 | 0 | 0 | 0 | 0 | 0
Geo | 0 | 0 | 0 | 0 | 0 | 0
H | 0 | 0 | 0 | 0 | 0 | 0
LFG | 0 | 0 | 0 | 0 | 0 | 0
Nuc | 0 | 0 | 0 | 0 | 0 | 0
PS | 0 | 0 | 0 | 0 | 0 | 0
PV | 0 | 0 | 0 | 0 | 0 | 0
PeakG | 0 | 0 | 0 | 0 | 0 | 0
PeakO | 0 | 0 | 0 | 0 | 0 | 0
ST | 0 | 0 | 0 | 0 | 0 | 0
STOG | 0 | 0 | 0 | 0 | 0 | 0
STWD | 0 | 0 | 0 | 0 | 0 | 0
WT | 0 | 0 | 0 | 0 | 0 | 0
IGCC | 0 | 0 | 0 | 0 | 0 | 0
DemandResponse | 0 | 0 | 0 | 0 | 0 | 0
IGCC-CCS | 0 | 0 | 0 | 0 | 0 | 0
WT_off | 0 | 0 | 0 | 0 | 0 | 0
PseudoUnit | 0 | 0 | 0 | 0 | 0 | 0
FixedInterchange | 0 | 0 | 0 | 0 | 0 | 0
Emission Cost by Reporting Type: TVA
ReportingType | 2015 | 2020 | 2025 | 2030 | 2035 | 2040
BM | 0 | 0 | 0 | 0 | 0 | 0
CC | 0 | 0 | 0 | 0 | 0 | 0
CSP | 0 | 0 | 0 | 0 | 0 | 0
CT | 0 | 0 | 0 | 0 | 0 | 0
Coal | 0 | 0 | 0 | 0 | 0 | 0
Geo | 0 | 0 | 0 | 0 | 0 | 0
H | 0 | 0 | 0 | 0 | 0 | 0
LFG | 0 | 0 | 0 | 0 | 0 | 0
Nuc | 0 | 0 | 0 | 0 | 0 | 0
PS | 0 | 0 | 0 | 0 | 0 | 0
PV | 0 | 0 | 0 | 0 | 0 | 0
PeakG | 0 | 0 | 0 | 0 | 0 | 0
PeakO | 0 | 0 | 0 | 0 | 0 | 0
ST | 0 | 0 | 0 | 0 | 0 | 0
STOG | 0 | 0 | 0 | 0 | 0 | 0
STWD | 0 | 0 | 0 | 0 | 0 | 0
WT | 0 | 0 | 0 | 0 | 0 | 0
IGCC | 0 | 0 | 0 | 0 | 0 | 0
DemandResponse | 0 | 0 | 0 | 0 | 0 | 0
IGCC-CCS | 0 | 0 | 0 | 0 | 0 | 0
WT_off | 0 | 0 | 0 | 0 | 0 | 0
PseudoUnit | 0 | 0 | 0 | 0 | 0 | 0
FixedInterchange | 0 | 0 | 0 | 0 | 0 | 0
Emission Cost by Reporting Type: TVA_Transmission
ReportingType | 2015 | 2020 | 2025 | 2030 | 2035 | 2040
BM | 0 | 0 | 0 | 0 | 0 | 0
CC | 0 | 0 | 0 | 0 | 0 | 0
CSP | 0 | 0 | 0 | 0 | 0 | 0
CT | 0 | 0 | 0 | 0 | 0 | 0
Coal | 0 | 0 | 0 | 0 | 0 | 0
Geo | 0 | 0 | 0 | 0 | 0 | 0
H | 0 | 0 | 0 | 0 | 0 | 0
LFG | 0 | 0 | 0 | 0 | 0 | 0
Nuc | 0 | 0 | 0 | 0 | 0 | 0
PS | 0 | 0 | 0 | 0 | 0 | 0
PV | 0 | 0 | 0 | 0 | 0 | 0
PeakG | 0 | 0 | 0 | 0 | 0 | 0
PeakO | 0 | 0 | 0 | 0 | 0 | 0
ST | 0 | 0 | 0 | 0 | 0 | 0
STOG | 0 | 0 | 0 | 0 | 0 | 0
STWD | 0 | 0 | 0 | 0 | 0 | 0
WT | 0 | 0 | 0 | 0 | 0 | 0
IGCC | 0 | 0 | 0 | 0 | 0 | 0
DemandResponse | 0 | 0 | 0 | 0 | 0 | 0
IGCC-CCS | 0 | 0 | 0 | 0 | 0 | 0
WT_off | 0 | 0 | 0 | 0 | 0 | 0
PseudoUnit | 0 | 0 | 0 | 0 | 0 | 0
FixedInterchange | 0 | 0 | 0 | 0 | 0 | 0
Emission Cost by Reporting Type: VACAR
ReportingType | 2015 | 2020 | 2025 | 2030 | 2035 | 2040
BM | 0 | 0 | 0 | 0 | 0 | 0
CC | 0 | 0 | 0 | 0 | 0 | 0
CSP | 0 | 0 | 0 | 0 | 0 | 0
CT | 0 | 0 | 0 | 0 | 0 | 0
Coal | 0 | 0 | 0 | 0 | 0 | 0
Geo | 0 | 0 | 0 | 0 | 0 | 0
H | 0 | 0 | 0 | 0 | 0 | 0
LFG | 0 | 0 | 0 | 0 | 0 | 0
Nuc | 0 | 0 | 0 | 0 | 0 | 0
PS | 0 | 0 | 0 | 0 | 0 | 0
PV | 0 | 0 | 0 | 0 | 0 | 0
PeakG | 0 | 0 | 0 | 0 | 0 | 0
PeakO | 0 | 0 | 0 | 0 | 0 | 0
ST | 0 | 0 | 0 | 0 | 0 | 0
STOG | 0 | 0 | 0 | 0 | 0 | 0
STWD | 0 | 0 | 0 | 0 | 0 | 0
WT | 0 | 0 | 0 | 0 | 0 | 0
IGCC | 0 | 0 | 0 | 0 | 0 | 0
DemandResponse | 0 | 0 | 0 | 0 | 0 | 0
IGCC-CCS | 0 | 0 | 0 | 0 | 0 | 0
WT_off | 0 | 0 | 0 | 0 | 0 | 0
PseudoUnit | 0 | 0 | 0 | 0 | 0 | 0
FixedInterchange | 0 | 0 | 0 | 0 | 0 | 0
Emission Cost by Reporting Type: IESO
ReportingType | 2015 | 2020 | 2025 | 2030 | 2035 | 2040
BM | 0 | 0 | 0 | 0 | 0 | 0
CC | 0 | 0 | 0 | 0 | 0 | 0
CSP | 0 | 0 | 0 | 0 | 0 | 0
CT | 0 | 0 | 0 | 0 | 0 | 0
Coal | 0 | 0 | 0 | 0 | 0 | 0
Geo | 0 | 0 | 0 | 0 | 0 | 0
H | 0 | 0 | 0 | 0 | 0 | 0
LFG | 0 | 0 | 0 | 0 | 0 | 0
Nuc | 0 | 0 | 0 | 0 | 0 | 0
PS | 0 | 0 | 0 | 0 | 0 | 0
PV | 0 | 0 | 0 | 0 | 0 | 0
PeakG | 0 | 0 | 0 | 0 | 0 | 0
PeakO | 0 | 0 | 0 | 0 | 0 | 0
ST | 0 | 0 | 0 | 0 | 0 | 0
STOG | 0 | 0 | 0 | 0 | 0 | 0
STWD | 0 | 0 | 0 | 0 | 0 | 0
WT | 0 | 0 | 0 | 0 | 0 | 0
IGCC | 0 | 0 | 0 | 0 | 0 | 0
DemandResponse | 0 | 0 | 0 | 0 | 0 | 0
IGCC-CCS | 0 | 0 | 0 | 0 | 0 | 0
WT_off | 0 | 0 | 0 | 0 | 0 | 0
PseudoUnit | 0 | 0 | 0 | 0 | 0 | 0
FixedInterchange | 0 | 0 | 0 | 0 | 0 | 0
Emission Cost by Reporting Type: MAPP_CA
ReportingType | 2015 | 2020 | 2025 | 2030 | 2035 | 2040
BM | 0 | 0 | 0 | 0 | 0 | 0
CC | 0 | 0 | 0 | 0 | 0 | 0
CSP | 0 | 0 | 0 | 0 | 0 | 0
CT | 0 | 0 | 0 | 0 | 0 | 0
Coal | 0 | 0 | 0 | 0 | 0 | 0
Geo | 0 | 0 | 0 | 0 | 0 | 0
H | 0 | 0 | 0 | 0 | 0 | 0
LFG | 0 | 0 | 0 | 0 | 0 | 0
Nuc | 0 | 0 | 0 | 0 | 0 | 0
PS | 0 | 0 | 0 | 0 | 0 | 0
PV | 0 | 0 | 0 | 0 | 0 | 0
PeakG | 0 | 0 | 0 | 0 | 0 | 0
PeakO | 0 | 0 | 0 | 0 | 0 | 0
ST | 0 | 0 | 0 | 0 | 0 | 0
STOG | 0 | 0 | 0 | 0 | 0 | 0
STWD | 0 | 0 | 0 | 0 | 0 | 0
WT | 0 | 0 | 0 | 0 | 0 | 0
IGCC | 0 | 0 | 0 | 0 | 0 | 0
DemandResponse | 0 | 0 | 0 | 0 | 0 | 0
IGCC-CCS | 0 | 0 | 0 | 0 | 0 | 0
WT_off | 0 | 0 | 0 | 0 | 0 | 0
PseudoUnit | 0 | 0 | 0 | 0 | 0 | 0
FixedInterchange | 0 | 0 | 0 | 0 | 0 | 0
Emission Cost by Reporting Type: AZ_NM_SNV_Coal
ReportingType | 2015 | 2020 | 2025 | 2030 | 2035 | 2040
BM | 0 | 0 | 0 | 0 | 0 | 0
CC | 0 | 0 | 0 | 0 | 0 | 0
CSP | 0 | 0 | 0 | 0 | 0 | 0
CT | 0 | 0 | 0 | 0 | 0 | 0
Coal | 0 | 0 | 0 | 0 | 0 | 0
Geo | 0 | 0 | 0 | 0 | 0 | 0
H | 0 | 0 | 0 | 0 | 0 | 0
LFG | 0 | 0 | 0 | 0 | 0 | 0
Nuc | 0 | 0 | 0 | 0 | 0 | 0
PS | 0 | 0 | 0 | 0 | 0 | 0
PV | 0 | 0 | 0 | 0 | 0 | 0
PeakG | 0 | 0 | 0 | 0 | 0 | 0
PeakO | 0 | 0 | 0 | 0 | 0 | 0
ST | 0 | 0 | 0 | 0 | 0 | 0
STOG | 0 | 0 | 0 | 0 | 0 | 0
STWD | 0 | 0 | 0 | 0 | 0 | 0
WT | 0 | 0 | 0 | 0 | 0 | 0
IGCC | 0 | 0 | 0 | 0 | 0 | 0
DemandResponse | 0 | 0 | 0 | 0 | 0 | 0
IGCC-CCS | 0 | 0 | 0 | 0 | 0 | 0
WT_off | 0 | 0 | 0 | 0 | 0 | 0
PseudoUnit | 0 | 0 | 0 | 0 | 0 | 0
FixedInterchange | 0 | 0 | 0 | 0 | 0 | 0
Emission Cost by Reporting Type: AZ_NM_SNV_Gas
ReportingType | 2015 | 2020 | 2025 | 2030 | 2035 | 2040
BM | 0 | 0 | 0 | 0 | 0 | 0
CC | 0 | 0 | 0 | 0 | 0 | 0
CSP | 0 | 0 | 0 | 0 | 0 | 0
CT | 0 | 0 | 0 | 0 | 0 | 0
Coal | 0 | 0 | 0 | 0 | 0 | 0
Geo | 0 | 0 | 0 | 0 | 0 | 0
H | 0 | 0 | 0 | 0 | 0 | 0
LFG | 0 | 0 | 0 | 0 | 0 | 0
Nuc | 0 | 0 | 0 | 0 | 0 | 0
PS | 0 | 0 | 0 | 0 | 0 | 0
PV | 0 | 0 | 0 | 0 | 0 | 0
PeakG | 0 | 0 | 0 | 0 | 0 | 0
PeakO | 0 | 0 | 0 | 0 | 0 | 0
ST | 0 | 0 | 0 | 0 | 0 | 0
STOG | 0 | 0 | 0 | 0 | 0 | 0
STWD | 0 | 0 | 0 | 0 | 0 | 0
WT | 0 | 0 | 0 | 0 | 0 | 0
IGCC | 0 | 0 | 0 | 0 | 0 | 0
DemandResponse | 0 | 0 | 0 | 0 | 0 | 0
IGCC-CCS | 0 | 0 | 0 | 0 | 0 | 0
WT_off | 0 | 0 | 0 | 0 | 0 | 0
PseudoUnit | 0 | 0 | 0 | 0 | 0 | 0
FixedInterchange | 0 | 0 | 0 | 0 | 0 | 0
Emission Cost by Reporting Type: AZ_NM_SNV_NucRenew
ReportingType | 2015 | 2020 | 2025 | 2030 | 2035 | 2040
BM | 0 | 0 | 0 | 0 | 0 | 0
CC | 0 | 0 | 0 | 0 | 0 | 0
CSP | 0 | 0 | 0 | 0 | 0 | 0
CT | 0 | 0 | 0 | 0 | 0 | 0
Coal | 0 | 0 | 0 | 0 | 0 | 0
Geo | 0 | 0 | 0 | 0 | 0 | 0
H | 0 | 0 | 0 | 0 | 0 | 0
LFG | 0 | 0 | 0 | 0 | 0 | 0
Nuc | 0 | 0 | 0 | 0 | 0 | 0
PS | 0 | 0 | 0 | 0 | 0 | 0
PV | 0 | 0 | 0 | 0 | 0 | 0
PeakG | 0 | 0 | 0 | 0 | 0 | 0
PeakO | 0 | 0 | 0 | 0 | 0 | 0
ST | 0 | 0 | 0 | 0 | 0 | 0
STOG | 0 | 0 | 0 | 0 | 0 | 0
STWD | 0 | 0 | 0 | 0 | 0 | 0
WT | 0 | 0 | 0 | 0 | 0 | 0
IGCC | 0 | 0 | 0 | 0 | 0 | 0
DemandResponse | 0 | 0 | 0 | 0 | 0 | 0
IGCC-CCS | 0 | 0 | 0 | 0 | 0 | 0
WT_off | 0 | 0 | 0 | 0 | 0 | 0
PseudoUnit | 0 | 0 | 0 | 0 | 0 | 0
FixedInterchange | 0 | 0 | 0 | 0 | 0 | 0
Emission Cost by Reporting Type: ERCOT
ReportingType | 2015 | 2020 | 2025 | 2030 | 2035 | 2040
BM | 0 | 0 | 0 | 0 | 0 | 0
CC | 0 | 0 | 0 | 0 | 0 | 0
CSP | 0 | 0 | 0 | 0 | 0 | 0
CT | 0 | 0 | 0 | 0 | 0 | 0
Coal | 0 | 0 | 0 | 0 | 0 | 0
Geo | 0 | 0 | 0 | 0 | 0 | 0
H | 0 | 0 | 0 | 0 | 0 | 0
LFG | 0 | 0 | 0 | 0 | 0 | 0
Nuc | 0 | 0 | 0 | 0 | 0 | 0
PS | 0 | 0 | 0 | 0 | 0 | 0
PV | 0 | 0 | 0 | 0 | 0 | 0
PeakG | 0 | 0 | 0 | 0 | 0 | 0
PeakO | 0 | 0 | 0 | 0 | 0 | 0
ST | 0 | 0 | 0 | 0 | 0 | 0
STOG | 0 | 0 | 0 | 0 | 0 | 0
STWD | 0 | 0 | 0 | 0 | 0 | 0
WT | 0 | 0 | 0 | 0 | 0 | 0
IGCC | 0 | 0 | 0 | 0 | 0 | 0
DemandResponse | 0 | 0 | 0 | 0 | 0 | 0
IGCC-CCS | 0 | 0 | 0 | 0 | 0 | 0
WT_off | 0 | 0 | 0 | 0 | 0 | 0
PseudoUnit | 0 | 0 | 0 | 0 | 0 | 0
FixedInterchange | 0 | 0 | 0 | 0 | 0 | 0
Emission Cost by Reporting Type: NP15
ReportingType | 2015 | 2020 | 2025 | 2030 | 2035 | 2040
BM | 0 | 0 | 0 | 0 | 0 | 0
CC | 0 | 0 | 0 | 0 | 0 | 0
CSP | 0 | 0 | 0 | 0 | 0 | 0
CT | 0 | 0 | 0 | 0 | 0 | 0
Coal | 0 | 0 | 0 | 0 | 0 | 0
Geo | 0 | 0 | 0 | 0 | 0 | 0
H | 0 | 0 | 0 | 0 | 0 | 0
LFG | 0 | 0 | 0 | 0 | 0 | 0
Nuc | 0 | 0 | 0 | 0 | 0 | 0
PS | 0 | 0 | 0 | 0 | 0 | 0
PV | 0 | 0 | 0 | 0 | 0 | 0
PeakG | 0 | 0 | 0 | 0 | 0 | 0
PeakO | 0 | 0 | 0 | 0 | 0 | 0
ST | 0 | 0 | 0 | 0 | 0 | 0
STOG | 0 | 0 | 0 | 0 | 0 | 0
STWD | 0 | 0 | 0 | 0 | 0 | 0
WT | 0 | 0 | 0 | 0 | 0 | 0
IGCC | 0 | 0 | 0 | 0 | 0 | 0
DemandResponse | 0 | 0 | 0 | 0 | 0 | 0
IGCC-CCS | 0 | 0 | 0 | 0 | 0 | 0
WT_off | 0 | 0 | 0 | 0 | 0 | 0
PseudoUnit | 0 | 0 | 0 | 0 | 0 | 0
FixedInterchange | 0 | 0 | 0 | 0 | 0 | 0
Emission Cost by Reporting Type: NWPP_Coal
ReportingType | 2015 | 2020 | 2025 | 2030 | 2035 | 2040
BM | 0 | 0 | 0 | 0 | 0 | 0
CC | 0 | 0 | 0 | 0 | 0 | 0
CSP | 0 | 0 | 0 | 0 | 0 | 0
CT | 0 | 0 | 0 | 0 | 0 | 0
Coal | 0 | 0 | 0 | 0 | 0 | 0
Geo | 0 | 0 | 0 | 0 | 0 | 0
H | 0 | 0 | 0 | 0 | 0 | 0
LFG | 0 | 0 | 0 | 0 | 0 | 0
Nuc | 0 | 0 | 0 | 0 | 0 | 0
PS | 0 | 0 | 0 | 0 | 0 | 0
PV | 0 | 0 | 0 | 0 | 0 | 0
PeakG | 0 | 0 | 0 | 0 | 0 | 0
PeakO | 0 | 0 | 0 | 0 | 0 | 0
ST | 0 | 0 | 0 | 0 | 0 | 0
STOG | 0 | 0 | 0 | 0 | 0 | 0
STWD | 0 | 0 | 0 | 0 | 0 | 0
WT | 0 | 0 | 0 | 0 | 0 | 0
IGCC | 0 | 0 | 0 | 0 | 0 | 0
DemandResponse | 0 | 0 | 0 | 0 | 0 | 0
IGCC-CCS | 0 | 0 | 0 | 0 | 0 | 0
WT_off | 0 | 0 | 0 | 0 | 0 | 0
PseudoUnit | 0 | 0 | 0 | 0 | 0 | 0
FixedInterchange | 0 | 0 | 0 | 0 | 0 | 0
Emission Cost by Reporting Type: NWPP_Gas
ReportingType | 2015 | 2020 | 2025 | 2030 | 2035 | 2040
BM | 0 | 0 | 0 | 0 | 0 | 0
CC | 0 | 0 | 0 | 0 | 0 | 0
CSP | 0 | 0 | 0 | 0 | 0 | 0
CT | 0 | 0 | 0 | 0 | 0 | 0
Coal | 0 | 0 | 0 | 0 | 0 | 0
Geo | 0 | 0 | 0 | 0 | 0 | 0
H | 0 | 0 | 0 | 0 | 0 | 0
LFG | 0 | 0 | 0 | 0 | 0 | 0
Nuc | 0 | 0 | 0 | 0 | 0 | 0
PS | 0 | 0 | 0 | 0 | 0 | 0
PV | 0 | 0 | 0 | 0 | 0 | 0
PeakG | 0 | 0 | 0 | 0 | 0 | 0
PeakO | 0 | 0 | 0 | 0 | 0 | 0
ST | 0 | 0 | 0 | 0 | 0 | 0
STOG | 0 | 0 | 0 | 0 | 0 | 0
STWD | 0 | 0 | 0 | 0 | 0 | 0
WT | 0 | 0 | 0 | 0 | 0 | 0
IGCC | 0 | 0 | 0 | 0 | 0 | 0
DemandResponse | 0 | 0 | 0 | 0 | 0 | 0
IGCC-CCS | 0 | 0 | 0 | 0 | 0 | 0
WT_off | 0 | 0 | 0 | 0 | 0 | 0
PseudoUnit | 0 | 0 | 0 | 0 | 0 | 0
FixedInterchange | 0 | 0 | 0 | 0 | 0 | 0
Emission Cost by Reporting Type: NWPP_NucRenew
ReportingType | 2015 | 2020 | 2025 | 2030 | 2035 | 2040
BM | 0 | 0 | 0 | 0 | 0 | 0
CC | 0 | 0 | 0 | 0 | 0 | 0
CSP | 0 | 0 | 0 | 0 | 0 | 0
CT | 0 | 0 | 0 | 0 | 0 | 0
Coal | 0 | 0 | 0 | 0 | 0 | 0
Geo | 0 | 0 | 0 | 0 | 0 | 0
H | 0 | 0 | 0 | 0 | 0 | 0
LFG | 0 | 0 | 0 | 0 | 0 | 0
Nuc | 0 | 0 | 0 | 0 | 0 | 0
PS | 0 | 0 | 0 | 0 | 0 | 0
PV | 0 | 0 | 0 | 0 | 0 | 0
PeakG | 0 | 0 | 0 | 0 | 0 | 0
PeakO | 0 | 0 | 0 | 0 | 0 | 0
ST | 0 | 0 | 0 | 0 | 0 | 0
STOG | 0 | 0 | 0 | 0 | 0 | 0
STWD | 0 | 0 | 0 | 0 | 0 | 0
WT | 0 | 0 | 0 | 0 | 0 | 0
IGCC | 0 | 0 | 0 | 0 | 0 | 0
DemandResponse | 0 | 0 | 0 | 0 | 0 | 0
IGCC-CCS | 0 | 0 | 0 | 0 | 0 | 0
WT_off | 0 | 0 | 0 | 0 | 0 | 0
PseudoUnit | 0 | 0 | 0 | 0 | 0 | 0
FixedInterchange | 0 | 0 | 0 | 0 | 0 | 0
Emission Cost by Reporting Type: RMPA
ReportingType | 2015 | 2020 | 2025 | 2030 | 2035 | 2040
BM | 0 | 0 | 0 | 0 | 0 | 0
CC | 0 | 0 | 0 | 0 | 0 | 0
CSP | 0 | 0 | 0 | 0 | 0 | 0
CT | 0 | 0 | 0 | 0 | 0 | 0
Coal | 0 | 0 | 0 | 0 | 0 | 0
Geo | 0 | 0 | 0 | 0 | 0 | 0
H | 0 | 0 | 0 | 0 | 0 | 0
LFG | 0 | 0 | 0 | 0 | 0 | 0
Nuc | 0 | 0 | 0 | 0 | 0 | 0
PS | 0 | 0 | 0 | 0 | 0 | 0
PV | 0 | 0 | 0 | 0 | 0 | 0
PeakG | 0 | 0 | 0 | 0 | 0 | 0
PeakO | 0 | 0 | 0 | 0 | 0 | 0
ST | 0 | 0 | 0 | 0 | 0 | 0
STOG | 0 | 0 | 0 | 0 | 0 | 0
STWD | 0 | 0 | 0 | 0 | 0 | 0
WT | 0 | 0 | 0 | 0 | 0 | 0
IGCC | 0 | 0 | 0 | 0 | 0 | 0
DemandResponse | 0 | 0 | 0 | 0 | 0 | 0
IGCC-CCS | 0 | 0 | 0 | 0 | 0 | 0
WT_off | 0 | 0 | 0 | 0 | 0 | 0
PseudoUnit | 0 | 0 | 0 | 0 | 0 | 0
FixedInterchange | 0 | 0 | 0 | 0 | 0 | 0
Emission Cost by Reporting Type: SP15
ReportingType | 2015 | 2020 | 2025 | 2030 | 2035 | 2040
BM | 0 | 0 | 0 | 0 | 0 | 0
CC | 0 | 0 | 0 | 0 | 0 | 0
CSP | 0 | 0 | 0 | 0 | 0 | 0
CT | 0 | 0 | 0 | 0 | 0 | 0
Coal | 0 | 0 | 0 | 0 | 0 | 0
Geo | 0 | 0 | 0 | 0 | 0 | 0
H | 0 | 0 | 0 | 0 | 0 | 0
LFG | 0 | 0 | 0 | 0 | 0 | 0
Nuc | 0 | 0 | 0 | 0 | 0 | 0
PS | 0 | 0 | 0 | 0 | 0 | 0
PV | 0 | 0 | 0 | 0 | 0 | 0
PeakG | 0 | 0 | 0 | 0 | 0 | 0
PeakO | 0 | 0 | 0 | 0 | 0 | 0
ST | 0 | 0 | 0 | 0 | 0 | 0
STOG | 0 | 0 | 0 | 0 | 0 | 0
STWD | 0 | 0 | 0 | 0 | 0 | 0
WT | 0 | 0 | 0 | 0 | 0 | 0
IGCC | 0 | 0 | 0 | 0 | 0 | 0
DemandResponse | 0 | 0 | 0 | 0 | 0 | 0
IGCC-CCS | 0 | 0 | 0 | 0 | 0 | 0
WT_off | 0 | 0 | 0 | 0 | 0 | 0
PseudoUnit | 0 | 0 | 0 | 0 | 0 | 0
FixedInterchange | 0 | 0 | 0 | 0 | 0 | 0
Emission Cost by Reporting Type: ALB
ReportingType | 2015 | 2020 | 2025 | 2030 | 2035 | 2040
BM | 0 | 0 | 0 | 0 | 0 | 0
CC | 0 | 0 | 0 | 0 | 0 | 0
CSP | 0 | 0 | 0 | 0 | 0 | 0
CT | 0 | 0 | 0 | 0 | 0 | 0
Coal | 0 | 0 | 0 | 0 | 0 | 0
Geo | 0 | 0 | 0 | 0 | 0 | 0
H | 0 | 0 | 0 | 0 | 0 | 0
LFG | 0 | 0 | 0 | 0 | 0 | 0
Nuc | 0 | 0 | 0 | 0 | 0 | 0
PS | 0 | 0 | 0 | 0 | 0 | 0
PV | 0 | 0 | 0 | 0 | 0 | 0
PeakG | 0 | 0 | 0 | 0 | 0 | 0
PeakO | 0 | 0 | 0 | 0 | 0 | 0
ST | 0 | 0 | 0 | 0 | 0 | 0
STOG | 0 | 0 | 0 | 0 | 0 | 0
STWD | 0 | 0 | 0 | 0 | 0 | 0
WT | 0 | 0 | 0 | 0 | 0 | 0
IGCC | 0 | 0 | 0 | 0 | 0 | 0
DemandResponse | 0 | 0 | 0 | 0 | 0 | 0
IGCC-CCS | 0 | 0 | 0 | 0 | 0 | 0
WT_off | 0 | 0 | 0 | 0 | 0 | 0
PseudoUnit | 0 | 0 | 0 | 0 | 0 | 0
FixedInterchange | 0 | 0 | 0 | 0 | 0 | 0
Emission Cost by Reporting Type: BC
ReportingType | 2015 | 2020 | 2025 | 2030 | 2035 | 2040
BM | 0 | 0 | 0 | 0 | 0 | 0
CC | 0 | 0 | 0 | 0 | 0 | 0
CSP | 0 | 0 | 0 | 0 | 0 | 0
CT | 0 | 0 | 0 | 0 | 0 | 0
Coal | 0 | 0 | 0 | 0 | 0 | 0
Geo | 0 | 0 | 0 | 0 | 0 | 0
H | 0 | 0 | 0 | 0 | 0 | 0
LFG | 0 | 0 | 0 | 0 | 0 | 0
Nuc | 0 | 0 | 0 | 0 | 0 | 0
PS | 0 | 0 | 0 | 0 | 0 | 0
PV | 0 | 0 | 0 | 0 | 0 | 0
PeakG | 0 | 0 | 0 | 0 | 0 | 0
PeakO | 0 | 0 | 0 | 0 | 0 | 0
ST | 0 | 0 | 0 | 0 | 0 | 0
STOG | 0 | 0 | 0 | 0 | 0 | 0
STWD | 0 | 0 | 0 | 0 | 0 | 0
WT | 0 | 0 | 0 | 0 | 0 | 0
IGCC | 0 | 0 | 0 | 0 | 0 | 0
DemandResponse | 0 | 0 | 0 | 0 | 0 | 0
IGCC-CCS | 0 | 0 | 0 | 0 | 0 | 0
WT_off | 0 | 0 | 0 | 0 | 0 | 0
PseudoUnit | 0 | 0 | 0 | 0 | 0 | 0
FixedInterchange | 0 | 0 | 0 | 0 | 0 | 0
Emission Cost by Reporting Type: HQ_IESO
ReportingType | 2015 | 2020 | 2025 | 2030 | 2035 | 2040
BM | 0 | 0 | 0 | 0 | 0 | 0
CC | 0 | 0 | 0 | 0 | 0 | 0
CSP | 0 | 0 | 0 | 0 | 0 | 0
CT | 0 | 0 | 0 | 0 | 0 | 0
Coal | 0 | 0 | 0 | 0 | 0 | 0
Geo | 0 | 0 | 0 | 0 | 0 | 0
H | 0 | 0 | 0 | 0 | 0 | 0
LFG | 0 | 0 | 0 | 0 | 0 | 0
Nuc | 0 | 0 | 0 | 0 | 0 | 0
PS | 0 | 0 | 0 | 0 | 0 | 0
PV | 0 | 0 | 0 | 0 | 0 | 0
PeakG | 0 | 0 | 0 | 0 | 0 | 0
PeakO | 0 | 0 | 0 | 0 | 0 | 0
ST | 0 | 0 | 0 | 0 | 0 | 0
STOG | 0 | 0 | 0 | 0 | 0 | 0
STWD | 0 | 0 | 0 | 0 | 0 | 0
WT | 0 | 0 | 0 | 0 | 0 | 0
IGCC | 0 | 0 | 0 | 0 | 0 | 0
DemandResponse | 0 | 0 | 0 | 0 | 0 | 0
IGCC-CCS | 0 | 0 | 0 | 0 | 0 | 0
WT_off | 0 | 0 | 0 | 0 | 0 | 0
PseudoUnit | 0 | 0 | 0 | 0 | 0 | 0
FixedInterchange | 0 | 0 | 0 | 0 | 0 | 0
Emission Cost by Reporting Type: HQ_NEISO
ReportingType | 2015 | 2020 | 2025 | 2030 | 2035 | 2040
BM | 0 | 0 | 0 | 0 | 0 | 0
CC | 0 | 0 | 0 | 0 | 0 | 0
CSP | 0 | 0 | 0 | 0 | 0 | 0
CT | 0 | 0 | 0 | 0 | 0 | 0
Coal | 0 | 0 | 0 | 0 | 0 | 0
Geo | 0 | 0 | 0 | 0 | 0 | 0
H | 0 | 0 | 0 | 0 | 0 | 0
LFG | 0 | 0 | 0 | 0 | 0 | 0
Nuc | 0 | 0 | 0 | 0 | 0 | 0
PS | 0 | 0 | 0 | 0 | 0 | 0
PV | 0 | 0 | 0 | 0 | 0 | 0
PeakG | 0 | 0 | 0 | 0 | 0 | 0
PeakO | 0 | 0 | 0 | 0 | 0 | 0
ST | 0 | 0 | 0 | 0 | 0 | 0
STOG | 0 | 0 | 0 | 0 | 0 | 0
STWD | 0 | 0 | 0 | 0 | 0 | 0
WT | 0 | 0 | 0 | 0 | 0 | 0
IGCC | 0 | 0 | 0 | 0 | 0 | 0
DemandResponse | 0 | 0 | 0 | 0 | 0 | 0
IGCC-CCS | 0 | 0 | 0 | 0 | 0 | 0
WT_off | 0 | 0 | 0 | 0 | 0 | 0
PseudoUnit | 0 | 0 | 0 | 0 | 0 | 0
FixedInterchange | 0 | 0 | 0 | 0 | 0 | 0
Emission Cost by Reporting Type: HQ_NY
ReportingType | 2015 | 2020 | 2025 | 2030 | 2035 | 2040
BM | 0 | 0 | 0 | 0 | 0 | 0
CC | 0 | 0 | 0 | 0 | 0 | 0
CSP | 0 | 0 | 0 | 0 | 0 | 0
CT | 0 | 0 | 0 | 0 | 0 | 0
Coal | 0 | 0 | 0 | 0 | 0 | 0
Geo | 0 | 0 | 0 | 0 | 0 | 0
H | 0 | 0 | 0 | 0 | 0 | 0
LFG | 0 | 0 | 0 | 0 | 0 | 0
Nuc | 0 | 0 | 0 | 0 | 0 | 0
PS | 0 | 0 | 0 | 0 | 0 | 0
PV | 0 | 0 | 0 | 0 | 0 | 0
PeakG | 0 | 0 | 0 | 0 | 0 | 0
PeakO | 0 | 0 | 0 | 0 | 0 | 0
ST | 0 | 0 | 0 | 0 | 0 | 0
STOG | 0 | 0 | 0 | 0 | 0 | 0
STWD | 0 | 0 | 0 | 0 | 0 | 0
WT | 0 | 0 | 0 | 0 | 0 | 0
IGCC | 0 | 0 | 0 | 0 | 0 | 0
DemandResponse | 0 | 0 | 0 | 0 | 0 | 0
IGCC-CCS | 0 | 0 | 0 | 0 | 0 | 0
WT_off | 0 | 0 | 0 | 0 | 0 | 0
PseudoUnit | 0 | 0 | 0 | 0 | 0 | 0
FixedInterchange | 0 | 0 | 0 | 0 | 0 | 0
Emission Cost by Reporting Type: MARITIMES
ReportingType | 2015 | 2020 | 2025 | 2030 | 2035 | 2040
BM | 0 | 0 | 0 | 0 | 0 | 0
CC | 0 | 0 | 0 | 0 | 0 | 0
CSP | 0 | 0 | 0 | 0 | 0 | 0
CT | 0 | 0 | 0 | 0 | 0 | 0
Coal | 0 | 0 | 0 | 0 | 0 | 0
Geo | 0 | 0 | 0 | 0 | 0 | 0
H | 0 | 0 | 0 | 0 | 0 | 0
LFG | 0 | 0 | 0 | 0 | 0 | 0
Nuc | 0 | 0 | 0 | 0 | 0 | 0
PS | 0 | 0 | 0 | 0 | 0 | 0
PV | 0 | 0 | 0 | 0 | 0 | 0
PeakG | 0 | 0 | 0 | 0 | 0 | 0
PeakO | 0 | 0 | 0 | 0 | 0 | 0
ST | 0 | 0 | 0 | 0 | 0 | 0
STOG | 0 | 0 | 0 | 0 | 0 | 0
STWD | 0 | 0 | 0 | 0 | 0 | 0
WT | 0 | 0 | 0 | 0 | 0 | 0
IGCC | 0 | 0 | 0 | 0 | 0 | 0
DemandResponse | 0 | 0 | 0 | 0 | 0 | 0
IGCC-CCS | 0 | 0 | 0 | 0 | 0 | 0
WT_off | 0 | 0 | 0 | 0 | 0 | 0
PseudoUnit | 0 | 0 | 0 | 0 | 0 | 0
FixedInterchange | 0 | 0 | 0 | 0 | 0 | 0
Emission Cost by Reporting Type: All
ReportingType | 2015 | 2020 | 2025 | 2030 | 2035 | 2040
BM | 0 | 0 | 0 | 0 | 0 | 0
CC | 0 | 0 | 0 | 0 | 0 | 0
CSP | 0 | 0 | 0 | 0 | 0 | 0
CT | 0 | 0 | 0 | 0 | 0 | 0
Coal | 0 | 0 | 0 | 0 | 0 | 0
Geo | 0 | 0 | 0 | 0 | 0 | 0
H | 0 | 0 | 0 | 0 | 0 | 0
LFG | 0 | 0 | 0 | 0 | 0 | 0
Nuc | 0 | 0 | 0 | 0 | 0 | 0
PS | 0 | 0 | 0 | 0 | 0 | 0
PV | 0 | 0 | 0 | 0 | 0 | 0
PeakG | 0 | 0 | 0 | 0 | 0 | 0
PeakO | 0 | 0 | 0 | 0 | 0 | 0
ST | 0 | 0 | 0 | 0 | 0 | 0
STOG | 0 | 0 | 0 | 0 | 0 | 0
STWD | 0 | 0 | 0 | 0 | 0 | 0
WT | 0 | 0 | 0 | 0 | 0 | 0
IGCC | 0 | 0 | 0 | 0 | 0 | 0
DemandResponse | 0 | 0 | 0 | 0 | 0 | 0
IGCC-CCS | 0 | 0 | 0 | 0 | 0 | 0
WT_off | 0 | 0 | 0 | 0 | 0 | 0
PseudoUnit | 0 | 0 | 0 | 0 | 0 | 0
FixedInterchange | 0 | 0 | 0 | 0 | 0 | 0
Emission Cost by Reporting Type: EI_US
ReportingType | 2015 | 2020 | 2025 | 2030 | 2035 | 2040
BM | 0 | 0 | 0 | 0 | 0 | 0
CC | 0 | 0 | 0 | 0 | 0 | 0
CSP | 0 | 0 | 0 | 0 | 0 | 0
CT | 0 | 0 | 0 | 0 | 0 | 0
Coal | 0 | 0 | 0 | 0 | 0 | 0
Geo | 0 | 0 | 0 | 0 | 0 | 0
H | 0 | 0 | 0 | 0 | 0 | 0
LFG | 0 | 0 | 0 | 0 | 0 | 0
Nuc | 0 | 0 | 0 | 0 | 0 | 0
PS | 0 | 0 | 0 | 0 | 0 | 0
PV | 0 | 0 | 0 | 0 | 0 | 0
PeakG | 0 | 0 | 0 | 0 | 0 | 0
PeakO | 0 | 0 | 0 | 0 | 0 | 0
ST | 0 | 0 | 0 | 0 | 0 | 0
STOG | 0 | 0 | 0 | 0 | 0 | 0
STWD | 0 | 0 | 0 | 0 | 0 | 0
WT | 0 | 0 | 0 | 0 | 0 | 0
IGCC | 0 | 0 | 0 | 0 | 0 | 0
DemandResponse | 0 | 0 | 0 | 0 | 0 | 0
IGCC-CCS | 0 | 0 | 0 | 0 | 0 | 0
WT_off | 0 | 0 | 0 | 0 | 0 | 0
PseudoUnit | 0 | 0 | 0 | 0 | 0 | 0
FixedInterchange | 0 | 0 | 0 | 0 | 0 | 0
Emission Cost by Reporting Type: EI_Canada
ReportingType | 2015 | 2020 | 2025 | 2030 | 2035 | 2040
BM | 0 | 0 | 0 | 0 | 0 | 0
CC | 0 | 0 | 0 | 0 | 0 | 0
CSP | 0 | 0 | 0 | 0 | 0 | 0
CT | 0 | 0 | 0 | 0 | 0 | 0
Coal | 0 | 0 | 0 | 0 | 0 | 0
Geo | 0 | 0 | 0 | 0 | 0 | 0
H | 0 | 0 | 0 | 0 | 0 | 0
LFG | 0 | 0 | 0 | 0 | 0 | 0
Nuc | 0 | 0 | 0 | 0 | 0 | 0
PS | 0 | 0 | 0 | 0 | 0 | 0
PV | 0 | 0 | 0 | 0 | 0 | 0
PeakG | 0 | 0 | 0 | 0 | 0 | 0
PeakO | 0 | 0 | 0 | 0 | 0 | 0
ST | 0 | 0 | 0 | 0 | 0 | 0
STOG | 0 | 0 | 0 | 0 | 0 | 0
STWD | 0 | 0 | 0 | 0 | 0 | 0
WT | 0 | 0 | 0 | 0 | 0 | 0
IGCC | 0 | 0 | 0 | 0 | 0 | 0
DemandResponse | 0 | 0 | 0 | 0 | 0 | 0
IGCC-CCS | 0 | 0 | 0 | 0 | 0 | 0
WT_off | 0 | 0 | 0 | 0 | 0 | 0
PseudoUnit | 0 | 0 | 0 | 0 | 0 | 0
FixedInterchange | 0 | 0 | 0 | 0 | 0 | 0
Emission Cost by Reporting Type: EI
ReportingType | 2015 | 2020 | 2025 | 2030 | 2035 | 2040
BM | 0 | 0 | 0 | 0 | 0 | 0
CC | 0 | 0 | 0 | 0 | 0 | 0
CSP | 0 | 0 | 0 | 0 | 0 | 0
CT | 0 | 0 | 0 | 0 | 0 | 0
Coal | 0 | 0 | 0 | 0 | 0 | 0
Geo | 0 | 0 | 0 | 0 | 0 | 0
H | 0 | 0 | 0 | 0 | 0 | 0
LFG | 0 | 0 | 0 | 0 | 0 | 0
Nuc | 0 | 0 | 0 | 0 | 0 | 0
PS | 0 | 0 | 0 | 0 | 0 | 0
PV | 0 | 0 | 0 | 0 | 0 | 0
PeakG | 0 | 0 | 0 | 0 | 0 | 0
PeakO | 0 | 0 | 0 | 0 | 0 | 0
ST | 0 | 0 | 0 | 0 | 0 | 0
STOG | 0 | 0 | 0 | 0 | 0 | 0
STWD | 0 | 0 | 0 | 0 | 0 | 0
WT | 0 | 0 | 0 | 0 | 0 | 0
IGCC | 0 | 0 | 0 | 0 | 0 | 0
DemandResponse | 0 | 0 | 0 | 0 | 0 | 0
IGCC-CCS | 0 | 0 | 0 | 0 | 0 | 0
WT_off | 0 | 0 | 0 | 0 | 0 | 0
PseudoUnit | 0 | 0 | 0 | 0 | 0 | 0
FixedInterchange | 0 | 0 | 0 | 0 | 0 | 0
Emission Cost by Reporting Type: Outside_EI
ReportingType | 2015 | 2020 | 2025 | 2030 | 2035 | 2040
BM | 0 | 0 | 0 | 0 | 0 | 0
CC | 0 | 0 | 0 | 0 | 0 | 0
CSP | 0 | 0 | 0 | 0 | 0 | 0
CT | 0 | 0 | 0 | 0 | 0 | 0
Coal | 0 | 0 | 0 | 0 | 0 | 0
Geo | 0 | 0 | 0 | 0 | 0 | 0
H | 0 | 0 | 0 | 0 | 0 | 0
LFG | 0 | 0 | 0 | 0 | 0 | 0
Nuc | 0 | 0 | 0 | 0 | 0 | 0
PS | 0 | 0 | 0 | 0 | 0 | 0
PV | 0 | 0 | 0 | 0 | 0 | 0
PeakG | 0 | 0 | 0 | 0 | 0 | 0
PeakO | 0 | 0 | 0 | 0 | 0 | 0
ST | 0 | 0 | 0 | 0 | 0 | 0
STOG | 0 | 0 | 0 | 0 | 0 | 0
STWD | 0 | 0 | 0 | 0 | 0 | 0
WT | 0 | 0 | 0 | 0 | 0 | 0
IGCC | 0 | 0 | 0 | 0 | 0 | 0
DemandResponse | 0 | 0 | 0 | 0 | 0 | 0
IGCC-CCS | 0 | 0 | 0 | 0 | 0 | 0
WT_off | 0 | 0 | 0 | 0 | 0 | 0
PseudoUnit | 0 | 0 | 0 | 0 | 0 | 0
FixedInterchange | 0 | 0 | 0 | 0 | 0 | 0
==== Emission Program: CAIRNOxAnnual : (NOx) ====
Emission Cost by Reporting Type: Entergy
ReportingType | 2015 | 2020 | 2025 | 2030 | 2035 | 2040
BM | 0 | 0 | 0 | 0 | 0 | 0
CC | 0 | 0 | 0 | 0 | 0 | 0
CSP | 0 | 0 | 0 | 0 | 0 | 0
CT | 0 | 0 | 0 | 0 | 0 | 0
Coal | 0 | 0 | 0 | 0 | 0 | 0
Geo | 0 | 0 | 0 | 0 | 0 | 0
H | 0 | 0 | 0 | 0 | 0 | 0
LFG | 0 | 0 | 0 | 0 | 0 | 0
Nuc | 0 | 0 | 0 | 0 | 0 | 0
PS | 0 | 0 | 0 | 0 | 0 | 0
PV | 0 | 0 | 0 | 0 | 0 | 0
PeakG | 0 | 0 | 0 | 0 | 0 | 0
PeakO | 0 | 0 | 0 | 0 | 0 | 0
ST | 0 | 0 | 0 | 0 | 0 | 0
STOG | 0 | 0 | 0 | 0 | 0 | 0
STWD | 0 | 0 | 0 | 0 | 0 | 0
WT | 0 | 0 | 0 | 0 | 0 | 0
IGCC | 0 | 0 | 0 | 0 | 0 | 0
DemandResponse | 0 | 0 | 0 | 0 | 0 | 0
IGCC-CCS | 0 | 0 | 0 | 0 | 0 | 0
WT_off | 0 | 0 | 0 | 0 | 0 | 0
PseudoUnit | 0 | 0 | 0 | 0 | 0 | 0
FixedInterchange | 0 | 0 | 0 | 0 | 0 | 0
Emission Cost by Reporting Type: FRCC
ReportingType | 2015 | 2020 | 2025 | 2030 | 2035 | 2040
BM | 0 | 0 | 0 | 0 | 0 | 0
CC | 0 | 0 | 0 | 0 | 0 | 0
CSP | 0 | 0 | 0 | 0 | 0 | 0
CT | 0 | 0 | 0 | 0 | 0 | 0
Coal | 0 | 0 | 0 | 0 | 0 | 0
Geo | 0 | 0 | 0 | 0 | 0 | 0
H | 0 | 0 | 0 | 0 | 0 | 0
LFG | 0 | 0 | 0 | 0 | 0 | 0
Nuc | 0 | 0 | 0 | 0 | 0 | 0
PS | 0 | 0 | 0 | 0 | 0 | 0
PV | 0 | 0 | 0 | 0 | 0 | 0
PeakG | 0 | 0 | 0 | 0 | 0 | 0
PeakO | 0 | 0 | 0 | 0 | 0 | 0
ST | 0 | 0 | 0 | 0 | 0 | 0
STOG | 0 | 0 | 0 | 0 | 0 | 0
STWD | 0 | 0 | 0 | 0 | 0 | 0
WT | 0 | 0 | 0 | 0 | 0 | 0
IGCC | 0 | 0 | 0 | 0 | 0 | 0
DemandResponse | 0 | 0 | 0 | 0 | 0 | 0
IGCC-CCS | 0 | 0 | 0 | 0 | 0 | 0
WT_off | 0 | 0 | 0 | 0 | 0 | 0
PseudoUnit | 0 | 0 | 0 | 0 | 0 | 0
FixedInterchange | 0 | 0 | 0 | 0 | 0 | 0
Emission Cost by Reporting Type: MAPP_US
ReportingType | 2015 | 2020 | 2025 | 2030 | 2035 | 2040
BM | 0 | 0 | 0 | 0 | 0 | 0
CC | 0 | 0 | 0 | 0 | 0 | 0
CSP | 0 | 0 | 0 | 0 | 0 | 0
CT | 0 | 0 | 0 | 0 | 0 | 0
Coal | 0 | 0 | 0 | 0 | 0 | 0
Geo | 0 | 0 | 0 | 0 | 0 | 0
H | 0 | 0 | 0 | 0 | 0 | 0
LFG | 0 | 0 | 0 | 0 | 0 | 0
Nuc | 0 | 0 | 0 | 0 | 0 | 0
PS | 0 | 0 | 0 | 0 | 0 | 0
PV | 0 | 0 | 0 | 0 | 0 | 0
PeakG | 0 | 0 | 0 | 0 | 0 | 0
PeakO | 0 | 0 | 0 | 0 | 0 | 0
ST | 0 | 0 | 0 | 0 | 0 | 0
STOG | 0 | 0 | 0 | 0 | 0 | 0
STWD | 0 | 0 | 0 | 0 | 0 | 0
WT | 0 | 0 | 0 | 0 | 0 | 0
IGCC | 0 | 0 | 0 | 0 | 0 | 0
DemandResponse | 0 | 0 | 0 | 0 | 0 | 0
IGCC-CCS | 0 | 0 | 0 | 0 | 0 | 0
WT_off | 0 | 0 | 0 | 0 | 0 | 0
PseudoUnit | 0 | 0 | 0 | 0 | 0 | 0
FixedInterchange | 0 | 0 | 0 | 0 | 0 | 0
Emission Cost by Reporting Type: MISO_IN
ReportingType | 2015 | 2020 | 2025 | 2030 | 2035 | 2040
BM | 0 | 0 | 0 | 0 | 0 | 0
CC | 0 | 0 | 0 | 0 | 0 | 0
CSP | 0 | 0 | 0 | 0 | 0 | 0
CT | 0 | 0 | 0 | 0 | 0 | 0
Coal | 0 | 0 | 0 | 0 | 0 | 0
Geo | 0 | 0 | 0 | 0 | 0 | 0
H | 0 | 0 | 0 | 0 | 0 | 0
LFG | 0 | 0 | 0 | 0 | 0 | 0
Nuc | 0 | 0 | 0 | 0 | 0 | 0
PS | 0 | 0 | 0 | 0 | 0 | 0
PV | 0 | 0 | 0 | 0 | 0 | 0
PeakG | 0 | 0 | 0 | 0 | 0 | 0
PeakO | 0 | 0 | 0 | 0 | 0 | 0
ST | 0 | 0 | 0 | 0 | 0 | 0
STOG | 0 | 0 | 0 | 0 | 0 | 0
STWD | 0 | 0 | 0 | 0 | 0 | 0
WT | 0 | 0 | 0 | 0 | 0 | 0
IGCC | 0 | 0 | 0 | 0 | 0 | 0
DemandResponse | 0 | 0 | 0 | 0 | 0 | 0
IGCC-CCS | 0 | 0 | 0 | 0 | 0 | 0
WT_off | 0 | 0 | 0 | 0 | 0 | 0
PseudoUnit | 0 | 0 | 0 | 0 | 0 | 0
FixedInterchange | 0 | 0 | 0 | 0 | 0 | 0
Emission Cost by Reporting Type: MISO_MI
ReportingType | 2015 | 2020 | 2025 | 2030 | 2035 | 2040
BM | 0 | 0 | 0 | 0 | 0 | 0
CC | 0 | 0 | 0 | 0 | 0 | 0
CSP | 0 | 0 | 0 | 0 | 0 | 0
CT | 0 | 0 | 0 | 0 | 0 | 0
Coal | 0 | 0 | 0 | 0 | 0 | 0
Geo | 0 | 0 | 0 | 0 | 0 | 0
H | 0 | 0 | 0 | 0 | 0 | 0
LFG | 0 | 0 | 0 | 0 | 0 | 0
Nuc | 0 | 0 | 0 | 0 | 0 | 0
PS | 0 | 0 | 0 | 0 | 0 | 0
PV | 0 | 0 | 0 | 0 | 0 | 0
PeakG | 0 | 0 | 0 | 0 | 0 | 0
PeakO | 0 | 0 | 0 | 0 | 0 | 0
ST | 0 | 0 | 0 | 0 | 0 | 0
STOG | 0 | 0 | 0 | 0 | 0 | 0
STWD | 0 | 0 | 0 | 0 | 0 | 0
WT | 0 | 0 | 0 | 0 | 0 | 0
IGCC | 0 | 0 | 0 | 0 | 0 | 0
DemandResponse | 0 | 0 | 0 | 0 | 0 | 0
IGCC-CCS | 0 | 0 | 0 | 0 | 0 | 0
WT_off | 0 | 0 | 0 | 0 | 0 | 0
PseudoUnit | 0 | 0 | 0 | 0 | 0 | 0
FixedInterchange | 0 | 0 | 0 | 0 | 0 | 0
Emission Cost by Reporting Type: MISO_MO-IL
ReportingType | 2015 | 2020 | 2025 | 2030 | 2035 | 2040
BM | 0 | 0 | 0 | 0 | 0 | 0
CC | 0 | 0 | 0 | 0 | 0 | 0
CSP | 0 | 0 | 0 | 0 | 0 | 0
CT | 0 | 0 | 0 | 0 | 0 | 0
Coal | 0 | 0 | 0 | 0 | 0 | 0
Geo | 0 | 0 | 0 | 0 | 0 | 0
H | 0 | 0 | 0 | 0 | 0 | 0
LFG | 0 | 0 | 0 | 0 | 0 | 0
Nuc | 0 | 0 | 0 | 0 | 0 | 0
PS | 0 | 0 | 0 | 0 | 0 | 0
PV | 0 | 0 | 0 | 0 | 0 | 0
PeakG | 0 | 0 | 0 | 0 | 0 | 0
PeakO | 0 | 0 | 0 | 0 | 0 | 0
ST | 0 | 0 | 0 | 0 | 0 | 0
STOG | 0 | 0 | 0 | 0 | 0 | 0
STWD | 0 | 0 | 0 | 0 | 0 | 0
WT | 0 | 0 | 0 | 0 | 0 | 0
IGCC | 0 | 0 | 0 | 0 | 0 | 0
DemandResponse | 0 | 0 | 0 | 0 | 0 | 0
IGCC-CCS | 0 | 0 | 0 | 0 | 0 | 0
WT_off | 0 | 0 | 0 | 0 | 0 | 0
PseudoUnit | 0 | 0 | 0 | 0 | 0 | 0
FixedInterchange | 0 | 0 | 0 | 0 | 0 | 0
Emission Cost by Reporting Type: MISO_W
ReportingType | 2015 | 2020 | 2025 | 2030 | 2035 | 2040
BM | 0 | 0 | 0 | 0 | 0 | 0
CC | 0 | 0 | 0 | 0 | 0 | 0
CSP | 0 | 0 | 0 | 0 | 0 | 0
CT | 0 | 0 | 0 | 0 | 0 | 0
Coal | 0 | 0 | 0 | 0 | 0 | 0
Geo | 0 | 0 | 0 | 0 | 0 | 0
H | 0 | 0 | 0 | 0 | 0 | 0
LFG | 0 | 0 | 0 | 0 | 0 | 0
Nuc | 0 | 0 | 0 | 0 | 0 | 0
PS | 0 | 0 | 0 | 0 | 0 | 0
PV | 0 | 0 | 0 | 0 | 0 | 0
PeakG | 0 | 0 | 0 | 0 | 0 | 0
PeakO | 0 | 0 | 0 | 0 | 0 | 0
ST | 0 | 0 | 0 | 0 | 0 | 0
STOG | 0 | 0 | 0 | 0 | 0 | 0
STWD | 0 | 0 | 0 | 0 | 0 | 0
WT | 0 | 0 | 0 | 0 | 0 | 0
IGCC | 0 | 0 | 0 | 0 | 0 | 0
DemandResponse | 0 | 0 | 0 | 0 | 0 | 0
IGCC-CCS | 0 | 0 | 0 | 0 | 0 | 0
WT_off | 0 | 0 | 0 | 0 | 0 | 0
PseudoUnit | 0 | 0 | 0 | 0 | 0 | 0
FixedInterchange | 0 | 0 | 0 | 0 | 0 | 0
Emission Cost by Reporting Type: MISO_WUMS
ReportingType | 2015 | 2020 | 2025 | 2030 | 2035 | 2040
BM | 0 | 0 | 0 | 0 | 0 | 0
CC | 0 | 0 | 0 | 0 | 0 | 0
CSP | 0 | 0 | 0 | 0 | 0 | 0
CT | 0 | 0 | 0 | 0 | 0 | 0
Coal | 0 | 0 | 0 | 0 | 0 | 0
Geo | 0 | 0 | 0 | 0 | 0 | 0
H | 0 | 0 | 0 | 0 | 0 | 0
LFG | 0 | 0 | 0 | 0 | 0 | 0
Nuc | 0 | 0 | 0 | 0 | 0 | 0
PS | 0 | 0 | 0 | 0 | 0 | 0
PV | 0 | 0 | 0 | 0 | 0 | 0
PeakG | 0 | 0 | 0 | 0 | 0 | 0
PeakO | 0 | 0 | 0 | 0 | 0 | 0
ST | 0 | 0 | 0 | 0 | 0 | 0
STOG | 0 | 0 | 0 | 0 | 0 | 0
STWD | 0 | 0 | 0 | 0 | 0 | 0
WT | 0 | 0 | 0 | 0 | 0 | 0
IGCC | 0 | 0 | 0 | 0 | 0 | 0
DemandResponse | 0 | 0 | 0 | 0 | 0 | 0
IGCC-CCS | 0 | 0 | 0 | 0 | 0 | 0
WT_off | 0 | 0 | 0 | 0 | 0 | 0
PseudoUnit | 0 | 0 | 0 | 0 | 0 | 0
FixedInterchange | 0 | 0 | 0 | 0 | 0 | 0
Emission Cost by Reporting Type: Nebraska
ReportingType | 2015 | 2020 | 2025 | 2030 | 2035 | 2040
BM | 0 | 0 | 0 | 0 | 0 | 0
CC | 0 | 0 | 0 | 0 | 0 | 0
CSP | 0 | 0 | 0 | 0 | 0 | 0
CT | 0 | 0 | 0 | 0 | 0 | 0
Coal | 0 | 0 | 0 | 0 | 0 | 0
Geo | 0 | 0 | 0 | 0 | 0 | 0
H | 0 | 0 | 0 | 0 | 0 | 0
LFG | 0 | 0 | 0 | 0 | 0 | 0
Nuc | 0 | 0 | 0 | 0 | 0 | 0
PS | 0 | 0 | 0 | 0 | 0 | 0
PV | 0 | 0 | 0 | 0 | 0 | 0
PeakG | 0 | 0 | 0 | 0 | 0 | 0
PeakO | 0 | 0 | 0 | 0 | 0 | 0
ST | 0 | 0 | 0 | 0 | 0 | 0
STOG | 0 | 0 | 0 | 0 | 0 | 0
STWD | 0 | 0 | 0 | 0 | 0 | 0
WT | 0 | 0 | 0 | 0 | 0 | 0
IGCC | 0 | 0 | 0 | 0 | 0 | 0
DemandResponse | 0 | 0 | 0 | 0 | 0 | 0
IGCC-CCS | 0 | 0 | 0 | 0 | 0 | 0
WT_off | 0 | 0 | 0 | 0 | 0 | 0
PseudoUnit | 0 | 0 | 0 | 0 | 0 | 0
FixedInterchange | 0 | 0 | 0 | 0 | 0 | 0
Emission Cost by Reporting Type: NEISO
ReportingType | 2015 | 2020 | 2025 | 2030 | 2035 | 2040
BM | 0 | 0 | 0 | 0 | 0 | 0
CC | 0 | 0 | 0 | 0 | 0 | 0
CSP | 0 | 0 | 0 | 0 | 0 | 0
CT | 0 | 0 | 0 | 0 | 0 | 0
Coal | 0 | 0 | 0 | 0 | 0 | 0
Geo | 0 | 0 | 0 | 0 | 0 | 0
H | 0 | 0 | 0 | 0 | 0 | 0
LFG | 0 | 0 | 0 | 0 | 0 | 0
Nuc | 0 | 0 | 0 | 0 | 0 | 0
PS | 0 | 0 | 0 | 0 | 0 | 0
PV | 0 | 0 | 0 | 0 | 0 | 0
PeakG | 0 | 0 | 0 | 0 | 0 | 0
PeakO | 0 | 0 | 0 | 0 | 0 | 0
ST | 0 | 0 | 0 | 0 | 0 | 0
STOG | 0 | 0 | 0 | 0 | 0 | 0
STWD | 0 | 0 | 0 | 0 | 0 | 0
WT | 0 | 0 | 0 | 0 | 0 | 0
IGCC | 0 | 0 | 0 | 0 | 0 | 0
DemandResponse | 0 | 0 | 0 | 0 | 0 | 0
IGCC-CCS | 0 | 0 | 0 | 0 | 0 | 0
WT_off | 0 | 0 | 0 | 0 | 0 | 0
PseudoUnit | 0 | 0 | 0 | 0 | 0 | 0
FixedInterchange | 0 | 0 | 0 | 0 | 0 | 0
Emission Cost by Reporting Type: NonRTO_Midwest
ReportingType | 2015 | 2020 | 2025 | 2030 | 2035 | 2040
BM | 0 | 0 | 0 | 0 | 0 | 0
CC | 0 | 0 | 0 | 0 | 0 | 0
CSP | 0 | 0 | 0 | 0 | 0 | 0
CT | 0 | 0 | 0 | 0 | 0 | 0
Coal | 0 | 0 | 0 | 0 | 0 | 0
Geo | 0 | 0 | 0 | 0 | 0 | 0
H | 0 | 0 | 0 | 0 | 0 | 0
LFG | 0 | 0 | 0 | 0 | 0 | 0
Nuc | 0 | 0 | 0 | 0 | 0 | 0
PS | 0 | 0 | 0 | 0 | 0 | 0
PV | 0 | 0 | 0 | 0 | 0 | 0
PeakG | 0 | 0 | 0 | 0 | 0 | 0
PeakO | 0 | 0 | 0 | 0 | 0 | 0
ST | 0 | 0 | 0 | 0 | 0 | 0
STOG | 0 | 0 | 0 | 0 | 0 | 0
STWD | 0 | 0 | 0 | 0 | 0 | 0
WT | 0 | 0 | 0 | 0 | 0 | 0
IGCC | 0 | 0 | 0 | 0 | 0 | 0
DemandResponse | 0 | 0 | 0 | 0 | 0 | 0
IGCC-CCS | 0 | 0 | 0 | 0 | 0 | 0
WT_off | 0 | 0 | 0 | 0 | 0 | 0
PseudoUnit | 0 | 0 | 0 | 0 | 0 | 0
FixedInterchange | 0 | 0 | 0 | 0 | 0 | 0
Emission Cost by Reporting Type: NYISO_A-F
ReportingType | 2015 | 2020 | 2025 | 2030 | 2035 | 2040
BM | 0 | 0 | 0 | 0 | 0 | 0
CC | 0 | 0 | 0 | 0 | 0 | 0
CSP | 0 | 0 | 0 | 0 | 0 | 0
CT | 0 | 0 | 0 | 0 | 0 | 0
Coal | 0 | 0 | 0 | 0 | 0 | 0
Geo | 0 | 0 | 0 | 0 | 0 | 0
H | 0 | 0 | 0 | 0 | 0 | 0
LFG | 0 | 0 | 0 | 0 | 0 | 0
Nuc | 0 | 0 | 0 | 0 | 0 | 0
PS | 0 | 0 | 0 | 0 | 0 | 0
PV | 0 | 0 | 0 | 0 | 0 | 0
PeakG | 0 | 0 | 0 | 0 | 0 | 0
PeakO | 0 | 0 | 0 | 0 | 0 | 0
ST | 0 | 0 | 0 | 0 | 0 | 0
STOG | 0 | 0 | 0 | 0 | 0 | 0
STWD | 0 | 0 | 0 | 0 | 0 | 0
WT | 0 | 0 | 0 | 0 | 0 | 0
IGCC | 0 | 0 | 0 | 0 | 0 | 0
DemandResponse | 0 | 0 | 0 | 0 | 0 | 0
IGCC-CCS | 0 | 0 | 0 | 0 | 0 | 0
WT_off | 0 | 0 | 0 | 0 | 0 | 0
PseudoUnit | 0 | 0 | 0 | 0 | 0 | 0
FixedInterchange | 0 | 0 | 0 | 0 | 0 | 0
Emission Cost by Reporting Type: NYISO_G-I
ReportingType | 2015 | 2020 | 2025 | 2030 | 2035 | 2040
BM | 0 | 0 | 0 | 0 | 0 | 0
CC | 0 | 0 | 0 | 0 | 0 | 0
CSP | 0 | 0 | 0 | 0 | 0 | 0
CT | 0 | 0 | 0 | 0 | 0 | 0
Coal | 0 | 0 | 0 | 0 | 0 | 0
Geo | 0 | 0 | 0 | 0 | 0 | 0
H | 0 | 0 | 0 | 0 | 0 | 0
LFG | 0 | 0 | 0 | 0 | 0 | 0
Nuc | 0 | 0 | 0 | 0 | 0 | 0
PS | 0 | 0 | 0 | 0 | 0 | 0
PV | 0 | 0 | 0 | 0 | 0 | 0
PeakG | 0 | 0 | 0 | 0 | 0 | 0
PeakO | 0 | 0 | 0 | 0 | 0 | 0
ST | 0 | 0 | 0 | 0 | 0 | 0
STOG | 0 | 0 | 0 | 0 | 0 | 0
STWD | 0 | 0 | 0 | 0 | 0 | 0
WT | 0 | 0 | 0 | 0 | 0 | 0
IGCC | 0 | 0 | 0 | 0 | 0 | 0
DemandResponse | 0 | 0 | 0 | 0 | 0 | 0
IGCC-CCS | 0 | 0 | 0 | 0 | 0 | 0
WT_off | 0 | 0 | 0 | 0 | 0 | 0
PseudoUnit | 0 | 0 | 0 | 0 | 0 | 0
FixedInterchange | 0 | 0 | 0 | 0 | 0 | 0
Emission Cost by Reporting Type: NYISO_J-K
ReportingType | 2015 | 2020 | 2025 | 2030 | 2035 | 2040
BM | 0 | 0 | 0 | 0 | 0 | 0
CC | 0 | 0 | 0 | 0 | 0 | 0
CSP | 0 | 0 | 0 | 0 | 0 | 0
CT | 0 | 0 | 0 | 0 | 0 | 0
Coal | 0 | 0 | 0 | 0 | 0 | 0
Geo | 0 | 0 | 0 | 0 | 0 | 0
H | 0 | 0 | 0 | 0 | 0 | 0
LFG | 0 | 0 | 0 | 0 | 0 | 0
Nuc | 0 | 0 | 0 | 0 | 0 | 0
PS | 0 | 0 | 0 | 0 | 0 | 0
PV | 0 | 0 | 0 | 0 | 0 | 0
PeakG | 0 | 0 | 0 | 0 | 0 | 0
PeakO | 0 | 0 | 0 | 0 | 0 | 0
ST | 0 | 0 | 0 | 0 | 0 | 0
STOG | 0 | 0 | 0 | 0 | 0 | 0
STWD | 0 | 0 | 0 | 0 | 0 | 0
WT | 0 | 0 | 0 | 0 | 0 | 0
IGCC | 0 | 0 | 0 | 0 | 0 | 0
DemandResponse | 0 | 0 | 0 | 0 | 0 | 0
IGCC-CCS | 0 | 0 | 0 | 0 | 0 | 0
WT_off | 0 | 0 | 0 | 0 | 0 | 0
PseudoUnit | 0 | 0 | 0 | 0 | 0 | 0
FixedInterchange | 0 | 0 | 0 | 0 | 0 | 0
Emission Cost by Reporting Type: PJM_E
ReportingType | 2015 | 2020 | 2025 | 2030 | 2035 | 2040
BM | 0 | 0 | 0 | 0 | 0 | 0
CC | 0 | 0 | 0 | 0 | 0 | 0
CSP | 0 | 0 | 0 | 0 | 0 | 0
CT | 0 | 0 | 0 | 0 | 0 | 0
Coal | 0 | 0 | 0 | 0 | 0 | 0
Geo | 0 | 0 | 0 | 0 | 0 | 0
H | 0 | 0 | 0 | 0 | 0 | 0
LFG | 0 | 0 | 0 | 0 | 0 | 0
Nuc | 0 | 0 | 0 | 0 | 0 | 0
PS | 0 | 0 | 0 | 0 | 0 | 0
PV | 0 | 0 | 0 | 0 | 0 | 0
PeakG | 0 | 0 | 0 | 0 | 0 | 0
PeakO | 0 | 0 | 0 | 0 | 0 | 0
ST | 0 | 0 | 0 | 0 | 0 | 0
STOG | 0 | 0 | 0 | 0 | 0 | 0
STWD | 0 | 0 | 0 | 0 | 0 | 0
WT | 0 | 0 | 0 | 0 | 0 | 0
IGCC | 0 | 0 | 0 | 0 | 0 | 0
DemandResponse | 0 | 0 | 0 | 0 | 0 | 0
IGCC-CCS | 0 | 0 | 0 | 0 | 0 | 0
WT_off | 0 | 0 | 0 | 0 | 0 | 0
PseudoUnit | 0 | 0 | 0 | 0 | 0 | 0
FixedInterchange | 0 | 0 | 0 | 0 | 0 | 0
Emission Cost by Reporting Type: PJM_ROM
ReportingType | 2015 | 2020 | 2025 | 2030 | 2035 | 2040
BM | 0 | 0 | 0 | 0 | 0 | 0
CC | 0 | 0 | 0 | 0 | 0 | 0
CSP | 0 | 0 | 0 | 0 | 0 | 0
CT | 0 | 0 | 0 | 0 | 0 | 0
Coal | 0 | 0 | 0 | 0 | 0 | 0
Geo | 0 | 0 | 0 | 0 | 0 | 0
H | 0 | 0 | 0 | 0 | 0 | 0
LFG | 0 | 0 | 0 | 0 | 0 | 0
Nuc | 0 | 0 | 0 | 0 | 0 | 0
PS | 0 | 0 | 0 | 0 | 0 | 0
PV | 0 | 0 | 0 | 0 | 0 | 0
PeakG | 0 | 0 | 0 | 0 | 0 | 0
PeakO | 0 | 0 | 0 | 0 | 0 | 0
ST | 0 | 0 | 0 | 0 | 0 | 0
STOG | 0 | 0 | 0 | 0 | 0 | 0
STWD | 0 | 0 | 0 | 0 | 0 | 0
WT | 0 | 0 | 0 | 0 | 0 | 0
IGCC | 0 | 0 | 0 | 0 | 0 | 0
DemandResponse | 0 | 0 | 0 | 0 | 0 | 0
IGCC-CCS | 0 | 0 | 0 | 0 | 0 | 0
WT_off | 0 | 0 | 0 | 0 | 0 | 0
PseudoUnit | 0 | 0 | 0 | 0 | 0 | 0
FixedInterchange | 0 | 0 | 0 | 0 | 0 | 0
Emission Cost by Reporting Type: PJM_ROR
ReportingType | 2015 | 2020 | 2025 | 2030 | 2035 | 2040
BM | 0 | 0 | 0 | 0 | 0 | 0
CC | 0 | 0 | 0 | 0 | 0 | 0
CSP | 0 | 0 | 0 | 0 | 0 | 0
CT | 0 | 0 | 0 | 0 | 0 | 0
Coal | 0 | 0 | 0 | 0 | 0 | 0
Geo | 0 | 0 | 0 | 0 | 0 | 0
H | 0 | 0 | 0 | 0 | 0 | 0
LFG | 0 | 0 | 0 | 0 | 0 | 0
Nuc | 0 | 0 | 0 | 0 | 0 | 0
PS | 0 | 0 | 0 | 0 | 0 | 0
PV | 0 | 0 | 0 | 0 | 0 | 0
PeakG | 0 | 0 | 0 | 0 | 0 | 0
PeakO | 0 | 0 | 0 | 0 | 0 | 0
ST | 0 | 0 | 0 | 0 | 0 | 0
STOG | 0 | 0 | 0 | 0 | 0 | 0
STWD | 0 | 0 | 0 | 0 | 0 | 0
WT | 0 | 0 | 0 | 0 | 0 | 0
IGCC | 0 | 0 | 0 | 0 | 0 | 0
DemandResponse | 0 | 0 | 0 | 0 | 0 | 0
IGCC-CCS | 0 | 0 | 0 | 0 | 0 | 0
WT_off | 0 | 0 | 0 | 0 | 0 | 0
PseudoUnit | 0 | 0 | 0 | 0 | 0 | 0
FixedInterchange | 0 | 0 | 0 | 0 | 0 | 0
Emission Cost by Reporting Type: SOCO
ReportingType | 2015 | 2020 | 2025 | 2030 | 2035 | 2040
BM | 0 | 0 | 0 | 0 | 0 | 0
CC | 0 | 0 | 0 | 0 | 0 | 0
CSP | 0 | 0 | 0 | 0 | 0 | 0
CT | 0 | 0 | 0 | 0 | 0 | 0
Coal | 0 | 0 | 0 | 0 | 0 | 0
Geo | 0 | 0 | 0 | 0 | 0 | 0
H | 0 | 0 | 0 | 0 | 0 | 0
LFG | 0 | 0 | 0 | 0 | 0 | 0
Nuc | 0 | 0 | 0 | 0 | 0 | 0
PS | 0 | 0 | 0 | 0 | 0 | 0
PV | 0 | 0 | 0 | 0 | 0 | 0
PeakG | 0 | 0 | 0 | 0 | 0 | 0
PeakO | 0 | 0 | 0 | 0 | 0 | 0
ST | 0 | 0 | 0 | 0 | 0 | 0
STOG | 0 | 0 | 0 | 0 | 0 | 0
STWD | 0 | 0 | 0 | 0 | 0 | 0
WT | 0 | 0 | 0 | 0 | 0 | 0
IGCC | 0 | 0 | 0 | 0 | 0 | 0
DemandResponse | 0 | 0 | 0 | 0 | 0 | 0
IGCC-CCS | 0 | 0 | 0 | 0 | 0 | 0
WT_off | 0 | 0 | 0 | 0 | 0 | 0
PseudoUnit | 0 | 0 | 0 | 0 | 0 | 0
FixedInterchange | 0 | 0 | 0 | 0 | 0 | 0
Emission Cost by Reporting Type: SPP_N
ReportingType | 2015 | 2020 | 2025 | 2030 | 2035 | 2040
BM | 0 | 0 | 0 | 0 | 0 | 0
CC | 0 | 0 | 0 | 0 | 0 | 0
CSP | 0 | 0 | 0 | 0 | 0 | 0
CT | 0 | 0 | 0 | 0 | 0 | 0
Coal | 0 | 0 | 0 | 0 | 0 | 0
Geo | 0 | 0 | 0 | 0 | 0 | 0
H | 0 | 0 | 0 | 0 | 0 | 0
LFG | 0 | 0 | 0 | 0 | 0 | 0
Nuc | 0 | 0 | 0 | 0 | 0 | 0
PS | 0 | 0 | 0 | 0 | 0 | 0
PV | 0 | 0 | 0 | 0 | 0 | 0
PeakG | 0 | 0 | 0 | 0 | 0 | 0
PeakO | 0 | 0 | 0 | 0 | 0 | 0
ST | 0 | 0 | 0 | 0 | 0 | 0
STOG | 0 | 0 | 0 | 0 | 0 | 0
STWD | 0 | 0 | 0 | 0 | 0 | 0
WT | 0 | 0 | 0 | 0 | 0 | 0
IGCC | 0 | 0 | 0 | 0 | 0 | 0
DemandResponse | 0 | 0 | 0 | 0 | 0 | 0
IGCC-CCS | 0 | 0 | 0 | 0 | 0 | 0
WT_off | 0 | 0 | 0 | 0 | 0 | 0
PseudoUnit | 0 | 0 | 0 | 0 | 0 | 0
FixedInterchange | 0 | 0 | 0 | 0 | 0 | 0
Emission Cost by Reporting Type: SPP_S
ReportingType | 2015 | 2020 | 2025 | 2030 | 2035 | 2040
BM | 0 | 0 | 0 | 0 | 0 | 0
CC | 0 | 0 | 0 | 0 | 0 | 0
CSP | 0 | 0 | 0 | 0 | 0 | 0
CT | 0 | 0 | 0 | 0 | 0 | 0
Coal | 0 | 0 | 0 | 0 | 0 | 0
Geo | 0 | 0 | 0 | 0 | 0 | 0
H | 0 | 0 | 0 | 0 | 0 | 0
LFG | 0 | 0 | 0 | 0 | 0 | 0
Nuc | 0 | 0 | 0 | 0 | 0 | 0
PS | 0 | 0 | 0 | 0 | 0 | 0
PV | 0 | 0 | 0 | 0 | 0 | 0
PeakG | 0 | 0 | 0 | 0 | 0 | 0
PeakO | 0 | 0 | 0 | 0 | 0 | 0
ST | 0 | 0 | 0 | 0 | 0 | 0
STOG | 0 | 0 | 0 | 0 | 0 | 0
STWD | 0 | 0 | 0 | 0 | 0 | 0
WT | 0 | 0 | 0 | 0 | 0 | 0
IGCC | 0 | 0 | 0 | 0 | 0 | 0
DemandResponse | 0 | 0 | 0 | 0 | 0 | 0
IGCC-CCS | 0 | 0 | 0 | 0 | 0 | 0
WT_off | 0 | 0 | 0 | 0 | 0 | 0
PseudoUnit | 0 | 0 | 0 | 0 | 0 | 0
FixedInterchange | 0 | 0 | 0 | 0 | 0 | 0
Emission Cost by Reporting Type: TVA
ReportingType | 2015 | 2020 | 2025 | 2030 | 2035 | 2040
BM | 0 | 0 | 0 | 0 | 0 | 0
CC | 0 | 0 | 0 | 0 | 0 | 0
CSP | 0 | 0 | 0 | 0 | 0 | 0
CT | 0 | 0 | 0 | 0 | 0 | 0
Coal | 0 | 0 | 0 | 0 | 0 | 0
Geo | 0 | 0 | 0 | 0 | 0 | 0
H | 0 | 0 | 0 | 0 | 0 | 0
LFG | 0 | 0 | 0 | 0 | 0 | 0
Nuc | 0 | 0 | 0 | 0 | 0 | 0
PS | 0 | 0 | 0 | 0 | 0 | 0
PV | 0 | 0 | 0 | 0 | 0 | 0
PeakG | 0 | 0 | 0 | 0 | 0 | 0
PeakO | 0 | 0 | 0 | 0 | 0 | 0
ST | 0 | 0 | 0 | 0 | 0 | 0
STOG | 0 | 0 | 0 | 0 | 0 | 0
STWD | 0 | 0 | 0 | 0 | 0 | 0
WT | 0 | 0 | 0 | 0 | 0 | 0
IGCC | 0 | 0 | 0 | 0 | 0 | 0
DemandResponse | 0 | 0 | 0 | 0 | 0 | 0
IGCC-CCS | 0 | 0 | 0 | 0 | 0 | 0
WT_off | 0 | 0 | 0 | 0 | 0 | 0
PseudoUnit | 0 | 0 | 0 | 0 | 0 | 0
FixedInterchange | 0 | 0 | 0 | 0 | 0 | 0
Emission Cost by Reporting Type: TVA_Transmission
ReportingType | 2015 | 2020 | 2025 | 2030 | 2035 | 2040
BM | 0 | 0 | 0 | 0 | 0 | 0
CC | 0 | 0 | 0 | 0 | 0 | 0
CSP | 0 | 0 | 0 | 0 | 0 | 0
CT | 0 | 0 | 0 | 0 | 0 | 0
Coal | 0 | 0 | 0 | 0 | 0 | 0
Geo | 0 | 0 | 0 | 0 | 0 | 0
H | 0 | 0 | 0 | 0 | 0 | 0
LFG | 0 | 0 | 0 | 0 | 0 | 0
Nuc | 0 | 0 | 0 | 0 | 0 | 0
PS | 0 | 0 | 0 | 0 | 0 | 0
PV | 0 | 0 | 0 | 0 | 0 | 0
PeakG | 0 | 0 | 0 | 0 | 0 | 0
PeakO | 0 | 0 | 0 | 0 | 0 | 0
ST | 0 | 0 | 0 | 0 | 0 | 0
STOG | 0 | 0 | 0 | 0 | 0 | 0
STWD | 0 | 0 | 0 | 0 | 0 | 0
WT | 0 | 0 | 0 | 0 | 0 | 0
IGCC | 0 | 0 | 0 | 0 | 0 | 0
DemandResponse | 0 | 0 | 0 | 0 | 0 | 0
IGCC-CCS | 0 | 0 | 0 | 0 | 0 | 0
WT_off | 0 | 0 | 0 | 0 | 0 | 0
PseudoUnit | 0 | 0 | 0 | 0 | 0 | 0
FixedInterchange | 0 | 0 | 0 | 0 | 0 | 0
Emission Cost by Reporting Type: VACAR
ReportingType | 2015 | 2020 | 2025 | 2030 | 2035 | 2040
BM | 0 | 0 | 0 | 0 | 0 | 0
CC | 0 | 0 | 0 | 0 | 0 | 0
CSP | 0 | 0 | 0 | 0 | 0 | 0
CT | 0 | 0 | 0 | 0 | 0 | 0
Coal | 0 | 0 | 0 | 0 | 0 | 0
Geo | 0 | 0 | 0 | 0 | 0 | 0
H | 0 | 0 | 0 | 0 | 0 | 0
LFG | 0 | 0 | 0 | 0 | 0 | 0
Nuc | 0 | 0 | 0 | 0 | 0 | 0
PS | 0 | 0 | 0 | 0 | 0 | 0
PV | 0 | 0 | 0 | 0 | 0 | 0
PeakG | 0 | 0 | 0 | 0 | 0 | 0
PeakO | 0 | 0 | 0 | 0 | 0 | 0
ST | 0 | 0 | 0 | 0 | 0 | 0
STOG | 0 | 0 | 0 | 0 | 0 | 0
STWD | 0 | 0 | 0 | 0 | 0 | 0
WT | 0 | 0 | 0 | 0 | 0 | 0
IGCC | 0 | 0 | 0 | 0 | 0 | 0
DemandResponse | 0 | 0 | 0 | 0 | 0 | 0
IGCC-CCS | 0 | 0 | 0 | 0 | 0 | 0
WT_off | 0 | 0 | 0 | 0 | 0 | 0
PseudoUnit | 0 | 0 | 0 | 0 | 0 | 0
FixedInterchange | 0 | 0 | 0 | 0 | 0 | 0
Emission Cost by Reporting Type: IESO
ReportingType | 2015 | 2020 | 2025 | 2030 | 2035 | 2040
BM | 0 | 0 | 0 | 0 | 0 | 0
CC | 0 | 0 | 0 | 0 | 0 | 0
CSP | 0 | 0 | 0 | 0 | 0 | 0
CT | 0 | 0 | 0 | 0 | 0 | 0
Coal | 0 | 0 | 0 | 0 | 0 | 0
Geo | 0 | 0 | 0 | 0 | 0 | 0
H | 0 | 0 | 0 | 0 | 0 | 0
LFG | 0 | 0 | 0 | 0 | 0 | 0
Nuc | 0 | 0 | 0 | 0 | 0 | 0
PS | 0 | 0 | 0 | 0 | 0 | 0
PV | 0 | 0 | 0 | 0 | 0 | 0
PeakG | 0 | 0 | 0 | 0 | 0 | 0
PeakO | 0 | 0 | 0 | 0 | 0 | 0
ST | 0 | 0 | 0 | 0 | 0 | 0
STOG | 0 | 0 | 0 | 0 | 0 | 0
STWD | 0 | 0 | 0 | 0 | 0 | 0
WT | 0 | 0 | 0 | 0 | 0 | 0
IGCC | 0 | 0 | 0 | 0 | 0 | 0
DemandResponse | 0 | 0 | 0 | 0 | 0 | 0
IGCC-CCS | 0 | 0 | 0 | 0 | 0 | 0
WT_off | 0 | 0 | 0 | 0 | 0 | 0
PseudoUnit | 0 | 0 | 0 | 0 | 0 | 0
FixedInterchange | 0 | 0 | 0 | 0 | 0 | 0
Emission Cost by Reporting Type: MAPP_CA
ReportingType | 2015 | 2020 | 2025 | 2030 | 2035 | 2040
BM | 0 | 0 | 0 | 0 | 0 | 0
CC | 0 | 0 | 0 | 0 | 0 | 0
CSP | 0 | 0 | 0 | 0 | 0 | 0
CT | 0 | 0 | 0 | 0 | 0 | 0
Coal | 0 | 0 | 0 | 0 | 0 | 0
Geo | 0 | 0 | 0 | 0 | 0 | 0
H | 0 | 0 | 0 | 0 | 0 | 0
LFG | 0 | 0 | 0 | 0 | 0 | 0
Nuc | 0 | 0 | 0 | 0 | 0 | 0
PS | 0 | 0 | 0 | 0 | 0 | 0
PV | 0 | 0 | 0 | 0 | 0 | 0
PeakG | 0 | 0 | 0 | 0 | 0 | 0
PeakO | 0 | 0 | 0 | 0 | 0 | 0
ST | 0 | 0 | 0 | 0 | 0 | 0
STOG | 0 | 0 | 0 | 0 | 0 | 0
STWD | 0 | 0 | 0 | 0 | 0 | 0
WT | 0 | 0 | 0 | 0 | 0 | 0
IGCC | 0 | 0 | 0 | 0 | 0 | 0
DemandResponse | 0 | 0 | 0 | 0 | 0 | 0
IGCC-CCS | 0 | 0 | 0 | 0 | 0 | 0
WT_off | 0 | 0 | 0 | 0 | 0 | 0
PseudoUnit | 0 | 0 | 0 | 0 | 0 | 0
FixedInterchange | 0 | 0 | 0 | 0 | 0 | 0
Emission Cost by Reporting Type: AZ_NM_SNV_Coal
ReportingType | 2015 | 2020 | 2025 | 2030 | 2035 | 2040
BM | 0 | 0 | 0 | 0 | 0 | 0
CC | 0 | 0 | 0 | 0 | 0 | 0
CSP | 0 | 0 | 0 | 0 | 0 | 0
CT | 0 | 0 | 0 | 0 | 0 | 0
Coal | 0 | 0 | 0 | 0 | 0 | 0
Geo | 0 | 0 | 0 | 0 | 0 | 0
H | 0 | 0 | 0 | 0 | 0 | 0
LFG | 0 | 0 | 0 | 0 | 0 | 0
Nuc | 0 | 0 | 0 | 0 | 0 | 0
PS | 0 | 0 | 0 | 0 | 0 | 0
PV | 0 | 0 | 0 | 0 | 0 | 0
PeakG | 0 | 0 | 0 | 0 | 0 | 0
PeakO | 0 | 0 | 0 | 0 | 0 | 0
ST | 0 | 0 | 0 | 0 | 0 | 0
STOG | 0 | 0 | 0 | 0 | 0 | 0
STWD | 0 | 0 | 0 | 0 | 0 | 0
WT | 0 | 0 | 0 | 0 | 0 | 0
IGCC | 0 | 0 | 0 | 0 | 0 | 0
DemandResponse | 0 | 0 | 0 | 0 | 0 | 0
IGCC-CCS | 0 | 0 | 0 | 0 | 0 | 0
WT_off | 0 | 0 | 0 | 0 | 0 | 0
PseudoUnit | 0 | 0 | 0 | 0 | 0 | 0
FixedInterchange | 0 | 0 | 0 | 0 | 0 | 0
Emission Cost by Reporting Type: AZ_NM_SNV_Gas
ReportingType | 2015 | 2020 | 2025 | 2030 | 2035 | 2040
BM | 0 | 0 | 0 | 0 | 0 | 0
CC | 0 | 0 | 0 | 0 | 0 | 0
CSP | 0 | 0 | 0 | 0 | 0 | 0
CT | 0 | 0 | 0 | 0 | 0 | 0
Coal | 0 | 0 | 0 | 0 | 0 | 0
Geo | 0 | 0 | 0 | 0 | 0 | 0
H | 0 | 0 | 0 | 0 | 0 | 0
LFG | 0 | 0 | 0 | 0 | 0 | 0
Nuc | 0 | 0 | 0 | 0 | 0 | 0
PS | 0 | 0 | 0 | 0 | 0 | 0
PV | 0 | 0 | 0 | 0 | 0 | 0
PeakG | 0 | 0 | 0 | 0 | 0 | 0
PeakO | 0 | 0 | 0 | 0 | 0 | 0
ST | 0 | 0 | 0 | 0 | 0 | 0
STOG | 0 | 0 | 0 | 0 | 0 | 0
STWD | 0 | 0 | 0 | 0 | 0 | 0
WT | 0 | 0 | 0 | 0 | 0 | 0
IGCC | 0 | 0 | 0 | 0 | 0 | 0
DemandResponse | 0 | 0 | 0 | 0 | 0 | 0
IGCC-CCS | 0 | 0 | 0 | 0 | 0 | 0
WT_off | 0 | 0 | 0 | 0 | 0 | 0
PseudoUnit | 0 | 0 | 0 | 0 | 0 | 0
FixedInterchange | 0 | 0 | 0 | 0 | 0 | 0
Emission Cost by Reporting Type: AZ_NM_SNV_NucRenew
ReportingType | 2015 | 2020 | 2025 | 2030 | 2035 | 2040
BM | 0 | 0 | 0 | 0 | 0 | 0
CC | 0 | 0 | 0 | 0 | 0 | 0
CSP | 0 | 0 | 0 | 0 | 0 | 0
CT | 0 | 0 | 0 | 0 | 0 | 0
Coal | 0 | 0 | 0 | 0 | 0 | 0
Geo | 0 | 0 | 0 | 0 | 0 | 0
H | 0 | 0 | 0 | 0 | 0 | 0
LFG | 0 | 0 | 0 | 0 | 0 | 0
Nuc | 0 | 0 | 0 | 0 | 0 | 0
PS | 0 | 0 | 0 | 0 | 0 | 0
PV | 0 | 0 | 0 | 0 | 0 | 0
PeakG | 0 | 0 | 0 | 0 | 0 | 0
PeakO | 0 | 0 | 0 | 0 | 0 | 0
ST | 0 | 0 | 0 | 0 | 0 | 0
STOG | 0 | 0 | 0 | 0 | 0 | 0
STWD | 0 | 0 | 0 | 0 | 0 | 0
WT | 0 | 0 | 0 | 0 | 0 | 0
IGCC | 0 | 0 | 0 | 0 | 0 | 0
DemandResponse | 0 | 0 | 0 | 0 | 0 | 0
IGCC-CCS | 0 | 0 | 0 | 0 | 0 | 0
WT_off | 0 | 0 | 0 | 0 | 0 | 0
PseudoUnit | 0 | 0 | 0 | 0 | 0 | 0
FixedInterchange | 0 | 0 | 0 | 0 | 0 | 0
Emission Cost by Reporting Type: ERCOT
ReportingType | 2015 | 2020 | 2025 | 2030 | 2035 | 2040
BM | 0 | 0 | 0 | 0 | 0 | 0
CC | 0 | 0 | 0 | 0 | 0 | 0
CSP | 0 | 0 | 0 | 0 | 0 | 0
CT | 0 | 0 | 0 | 0 | 0 | 0
Coal | 0 | 0 | 0 | 0 | 0 | 0
Geo | 0 | 0 | 0 | 0 | 0 | 0
H | 0 | 0 | 0 | 0 | 0 | 0
LFG | 0 | 0 | 0 | 0 | 0 | 0
Nuc | 0 | 0 | 0 | 0 | 0 | 0
PS | 0 | 0 | 0 | 0 | 0 | 0
PV | 0 | 0 | 0 | 0 | 0 | 0
PeakG | 0 | 0 | 0 | 0 | 0 | 0
PeakO | 0 | 0 | 0 | 0 | 0 | 0
ST | 0 | 0 | 0 | 0 | 0 | 0
STOG | 0 | 0 | 0 | 0 | 0 | 0
STWD | 0 | 0 | 0 | 0 | 0 | 0
WT | 0 | 0 | 0 | 0 | 0 | 0
IGCC | 0 | 0 | 0 | 0 | 0 | 0
DemandResponse | 0 | 0 | 0 | 0 | 0 | 0
IGCC-CCS | 0 | 0 | 0 | 0 | 0 | 0
WT_off | 0 | 0 | 0 | 0 | 0 | 0
PseudoUnit | 0 | 0 | 0 | 0 | 0 | 0
FixedInterchange | 0 | 0 | 0 | 0 | 0 | 0
Emission Cost by Reporting Type: NP15
ReportingType | 2015 | 2020 | 2025 | 2030 | 2035 | 2040
BM | 0 | 0 | 0 | 0 | 0 | 0
CC | 0 | 0 | 0 | 0 | 0 | 0
CSP | 0 | 0 | 0 | 0 | 0 | 0
CT | 0 | 0 | 0 | 0 | 0 | 0
Coal | 0 | 0 | 0 | 0 | 0 | 0
Geo | 0 | 0 | 0 | 0 | 0 | 0
H | 0 | 0 | 0 | 0 | 0 | 0
LFG | 0 | 0 | 0 | 0 | 0 | 0
Nuc | 0 | 0 | 0 | 0 | 0 | 0
PS | 0 | 0 | 0 | 0 | 0 | 0
PV | 0 | 0 | 0 | 0 | 0 | 0
PeakG | 0 | 0 | 0 | 0 | 0 | 0
PeakO | 0 | 0 | 0 | 0 | 0 | 0
ST | 0 | 0 | 0 | 0 | 0 | 0
STOG | 0 | 0 | 0 | 0 | 0 | 0
STWD | 0 | 0 | 0 | 0 | 0 | 0
WT | 0 | 0 | 0 | 0 | 0 | 0
IGCC | 0 | 0 | 0 | 0 | 0 | 0
DemandResponse | 0 | 0 | 0 | 0 | 0 | 0
IGCC-CCS | 0 | 0 | 0 | 0 | 0 | 0
WT_off | 0 | 0 | 0 | 0 | 0 | 0
PseudoUnit | 0 | 0 | 0 | 0 | 0 | 0
FixedInterchange | 0 | 0 | 0 | 0 | 0 | 0
Emission Cost by Reporting Type: NWPP_Coal
ReportingType | 2015 | 2020 | 2025 | 2030 | 2035 | 2040
BM | 0 | 0 | 0 | 0 | 0 | 0
CC | 0 | 0 | 0 | 0 | 0 | 0
CSP | 0 | 0 | 0 | 0 | 0 | 0
CT | 0 | 0 | 0 | 0 | 0 | 0
Coal | 0 | 0 | 0 | 0 | 0 | 0
Geo | 0 | 0 | 0 | 0 | 0 | 0
H | 0 | 0 | 0 | 0 | 0 | 0
LFG | 0 | 0 | 0 | 0 | 0 | 0
Nuc | 0 | 0 | 0 | 0 | 0 | 0
PS | 0 | 0 | 0 | 0 | 0 | 0
PV | 0 | 0 | 0 | 0 | 0 | 0
PeakG | 0 | 0 | 0 | 0 | 0 | 0
PeakO | 0 | 0 | 0 | 0 | 0 | 0
ST | 0 | 0 | 0 | 0 | 0 | 0
STOG | 0 | 0 | 0 | 0 | 0 | 0
STWD | 0 | 0 | 0 | 0 | 0 | 0
WT | 0 | 0 | 0 | 0 | 0 | 0
IGCC | 0 | 0 | 0 | 0 | 0 | 0
DemandResponse | 0 | 0 | 0 | 0 | 0 | 0
IGCC-CCS | 0 | 0 | 0 | 0 | 0 | 0
WT_off | 0 | 0 | 0 | 0 | 0 | 0
PseudoUnit | 0 | 0 | 0 | 0 | 0 | 0
FixedInterchange | 0 | 0 | 0 | 0 | 0 | 0
Emission Cost by Reporting Type: NWPP_Gas
ReportingType | 2015 | 2020 | 2025 | 2030 | 2035 | 2040
BM | 0 | 0 | 0 | 0 | 0 | 0
CC | 0 | 0 | 0 | 0 | 0 | 0
CSP | 0 | 0 | 0 | 0 | 0 | 0
CT | 0 | 0 | 0 | 0 | 0 | 0
Coal | 0 | 0 | 0 | 0 | 0 | 0
Geo | 0 | 0 | 0 | 0 | 0 | 0
H | 0 | 0 | 0 | 0 | 0 | 0
LFG | 0 | 0 | 0 | 0 | 0 | 0
Nuc | 0 | 0 | 0 | 0 | 0 | 0
PS | 0 | 0 | 0 | 0 | 0 | 0
PV | 0 | 0 | 0 | 0 | 0 | 0
PeakG | 0 | 0 | 0 | 0 | 0 | 0
PeakO | 0 | 0 | 0 | 0 | 0 | 0
ST | 0 | 0 | 0 | 0 | 0 | 0
STOG | 0 | 0 | 0 | 0 | 0 | 0
STWD | 0 | 0 | 0 | 0 | 0 | 0
WT | 0 | 0 | 0 | 0 | 0 | 0
IGCC | 0 | 0 | 0 | 0 | 0 | 0
DemandResponse | 0 | 0 | 0 | 0 | 0 | 0
IGCC-CCS | 0 | 0 | 0 | 0 | 0 | 0
WT_off | 0 | 0 | 0 | 0 | 0 | 0
PseudoUnit | 0 | 0 | 0 | 0 | 0 | 0
FixedInterchange | 0 | 0 | 0 | 0 | 0 | 0
Emission Cost by Reporting Type: NWPP_NucRenew
ReportingType | 2015 | 2020 | 2025 | 2030 | 2035 | 2040
BM | 0 | 0 | 0 | 0 | 0 | 0
CC | 0 | 0 | 0 | 0 | 0 | 0
CSP | 0 | 0 | 0 | 0 | 0 | 0
CT | 0 | 0 | 0 | 0 | 0 | 0
Coal | 0 | 0 | 0 | 0 | 0 | 0
Geo | 0 | 0 | 0 | 0 | 0 | 0
H | 0 | 0 | 0 | 0 | 0 | 0
LFG | 0 | 0 | 0 | 0 | 0 | 0
Nuc | 0 | 0 | 0 | 0 | 0 | 0
PS | 0 | 0 | 0 | 0 | 0 | 0
PV | 0 | 0 | 0 | 0 | 0 | 0
PeakG | 0 | 0 | 0 | 0 | 0 | 0
PeakO | 0 | 0 | 0 | 0 | 0 | 0
ST | 0 | 0 | 0 | 0 | 0 | 0
STOG | 0 | 0 | 0 | 0 | 0 | 0
STWD | 0 | 0 | 0 | 0 | 0 | 0
WT | 0 | 0 | 0 | 0 | 0 | 0
IGCC | 0 | 0 | 0 | 0 | 0 | 0
DemandResponse | 0 | 0 | 0 | 0 | 0 | 0
IGCC-CCS | 0 | 0 | 0 | 0 | 0 | 0
WT_off | 0 | 0 | 0 | 0 | 0 | 0
PseudoUnit | 0 | 0 | 0 | 0 | 0 | 0
FixedInterchange | 0 | 0 | 0 | 0 | 0 | 0
Emission Cost by Reporting Type: RMPA
ReportingType | 2015 | 2020 | 2025 | 2030 | 2035 | 2040
BM | 0 | 0 | 0 | 0 | 0 | 0
CC | 0 | 0 | 0 | 0 | 0 | 0
CSP | 0 | 0 | 0 | 0 | 0 | 0
CT | 0 | 0 | 0 | 0 | 0 | 0
Coal | 0 | 0 | 0 | 0 | 0 | 0
Geo | 0 | 0 | 0 | 0 | 0 | 0
H | 0 | 0 | 0 | 0 | 0 | 0
LFG | 0 | 0 | 0 | 0 | 0 | 0
Nuc | 0 | 0 | 0 | 0 | 0 | 0
PS | 0 | 0 | 0 | 0 | 0 | 0
PV | 0 | 0 | 0 | 0 | 0 | 0
PeakG | 0 | 0 | 0 | 0 | 0 | 0
PeakO | 0 | 0 | 0 | 0 | 0 | 0
ST | 0 | 0 | 0 | 0 | 0 | 0
STOG | 0 | 0 | 0 | 0 | 0 | 0
STWD | 0 | 0 | 0 | 0 | 0 | 0
WT | 0 | 0 | 0 | 0 | 0 | 0
IGCC | 0 | 0 | 0 | 0 | 0 | 0
DemandResponse | 0 | 0 | 0 | 0 | 0 | 0
IGCC-CCS | 0 | 0 | 0 | 0 | 0 | 0
WT_off | 0 | 0 | 0 | 0 | 0 | 0
PseudoUnit | 0 | 0 | 0 | 0 | 0 | 0
FixedInterchange | 0 | 0 | 0 | 0 | 0 | 0
Emission Cost by Reporting Type: SP15
ReportingType | 2015 | 2020 | 2025 | 2030 | 2035 | 2040
BM | 0 | 0 | 0 | 0 | 0 | 0
CC | 0 | 0 | 0 | 0 | 0 | 0
CSP | 0 | 0 | 0 | 0 | 0 | 0
CT | 0 | 0 | 0 | 0 | 0 | 0
Coal | 0 | 0 | 0 | 0 | 0 | 0
Geo | 0 | 0 | 0 | 0 | 0 | 0
H | 0 | 0 | 0 | 0 | 0 | 0
LFG | 0 | 0 | 0 | 0 | 0 | 0
Nuc | 0 | 0 | 0 | 0 | 0 | 0
PS | 0 | 0 | 0 | 0 | 0 | 0
PV | 0 | 0 | 0 | 0 | 0 | 0
PeakG | 0 | 0 | 0 | 0 | 0 | 0
PeakO | 0 | 0 | 0 | 0 | 0 | 0
ST | 0 | 0 | 0 | 0 | 0 | 0
STOG | 0 | 0 | 0 | 0 | 0 | 0
STWD | 0 | 0 | 0 | 0 | 0 | 0
WT | 0 | 0 | 0 | 0 | 0 | 0
IGCC | 0 | 0 | 0 | 0 | 0 | 0
DemandResponse | 0 | 0 | 0 | 0 | 0 | 0
IGCC-CCS | 0 | 0 | 0 | 0 | 0 | 0
WT_off | 0 | 0 | 0 | 0 | 0 | 0
PseudoUnit | 0 | 0 | 0 | 0 | 0 | 0
FixedInterchange | 0 | 0 | 0 | 0 | 0 | 0
Emission Cost by Reporting Type: ALB
ReportingType | 2015 | 2020 | 2025 | 2030 | 2035 | 2040
BM | 0 | 0 | 0 | 0 | 0 | 0
CC | 0 | 0 | 0 | 0 | 0 | 0
CSP | 0 | 0 | 0 | 0 | 0 | 0
CT | 0 | 0 | 0 | 0 | 0 | 0
Coal | 0 | 0 | 0 | 0 | 0 | 0
Geo | 0 | 0 | 0 | 0 | 0 | 0
H | 0 | 0 | 0 | 0 | 0 | 0
LFG | 0 | 0 | 0 | 0 | 0 | 0
Nuc | 0 | 0 | 0 | 0 | 0 | 0
PS | 0 | 0 | 0 | 0 | 0 | 0
PV | 0 | 0 | 0 | 0 | 0 | 0
PeakG | 0 | 0 | 0 | 0 | 0 | 0
PeakO | 0 | 0 | 0 | 0 | 0 | 0
ST | 0 | 0 | 0 | 0 | 0 | 0
STOG | 0 | 0 | 0 | 0 | 0 | 0
STWD | 0 | 0 | 0 | 0 | 0 | 0
WT | 0 | 0 | 0 | 0 | 0 | 0
IGCC | 0 | 0 | 0 | 0 | 0 | 0
DemandResponse | 0 | 0 | 0 | 0 | 0 | 0
IGCC-CCS | 0 | 0 | 0 | 0 | 0 | 0
WT_off | 0 | 0 | 0 | 0 | 0 | 0
PseudoUnit | 0 | 0 | 0 | 0 | 0 | 0
FixedInterchange | 0 | 0 | 0 | 0 | 0 | 0
Emission Cost by Reporting Type: BC
ReportingType | 2015 | 2020 | 2025 | 2030 | 2035 | 2040
BM | 0 | 0 | 0 | 0 | 0 | 0
CC | 0 | 0 | 0 | 0 | 0 | 0
CSP | 0 | 0 | 0 | 0 | 0 | 0
CT | 0 | 0 | 0 | 0 | 0 | 0
Coal | 0 | 0 | 0 | 0 | 0 | 0
Geo | 0 | 0 | 0 | 0 | 0 | 0
H | 0 | 0 | 0 | 0 | 0 | 0
LFG | 0 | 0 | 0 | 0 | 0 | 0
Nuc | 0 | 0 | 0 | 0 | 0 | 0
PS | 0 | 0 | 0 | 0 | 0 | 0
PV | 0 | 0 | 0 | 0 | 0 | 0
PeakG | 0 | 0 | 0 | 0 | 0 | 0
PeakO | 0 | 0 | 0 | 0 | 0 | 0
ST | 0 | 0 | 0 | 0 | 0 | 0
STOG | 0 | 0 | 0 | 0 | 0 | 0
STWD | 0 | 0 | 0 | 0 | 0 | 0
WT | 0 | 0 | 0 | 0 | 0 | 0
IGCC | 0 | 0 | 0 | 0 | 0 | 0
DemandResponse | 0 | 0 | 0 | 0 | 0 | 0
IGCC-CCS | 0 | 0 | 0 | 0 | 0 | 0
WT_off | 0 | 0 | 0 | 0 | 0 | 0
PseudoUnit | 0 | 0 | 0 | 0 | 0 | 0
FixedInterchange | 0 | 0 | 0 | 0 | 0 | 0
Emission Cost by Reporting Type: HQ_IESO
ReportingType | 2015 | 2020 | 2025 | 2030 | 2035 | 2040
BM | 0 | 0 | 0 | 0 | 0 | 0
CC | 0 | 0 | 0 | 0 | 0 | 0
CSP | 0 | 0 | 0 | 0 | 0 | 0
CT | 0 | 0 | 0 | 0 | 0 | 0
Coal | 0 | 0 | 0 | 0 | 0 | 0
Geo | 0 | 0 | 0 | 0 | 0 | 0
H | 0 | 0 | 0 | 0 | 0 | 0
LFG | 0 | 0 | 0 | 0 | 0 | 0
Nuc | 0 | 0 | 0 | 0 | 0 | 0
PS | 0 | 0 | 0 | 0 | 0 | 0
PV | 0 | 0 | 0 | 0 | 0 | 0
PeakG | 0 | 0 | 0 | 0 | 0 | 0
PeakO | 0 | 0 | 0 | 0 | 0 | 0
ST | 0 | 0 | 0 | 0 | 0 | 0
STOG | 0 | 0 | 0 | 0 | 0 | 0
STWD | 0 | 0 | 0 | 0 | 0 | 0
WT | 0 | 0 | 0 | 0 | 0 | 0
IGCC | 0 | 0 | 0 | 0 | 0 | 0
DemandResponse | 0 | 0 | 0 | 0 | 0 | 0
IGCC-CCS | 0 | 0 | 0 | 0 | 0 | 0
WT_off | 0 | 0 | 0 | 0 | 0 | 0
PseudoUnit | 0 | 0 | 0 | 0 | 0 | 0
FixedInterchange | 0 | 0 | 0 | 0 | 0 | 0
Emission Cost by Reporting Type: HQ_NEISO
ReportingType | 2015 | 2020 | 2025 | 2030 | 2035 | 2040
BM | 0 | 0 | 0 | 0 | 0 | 0
CC | 0 | 0 | 0 | 0 | 0 | 0
CSP | 0 | 0 | 0 | 0 | 0 | 0
CT | 0 | 0 | 0 | 0 | 0 | 0
Coal | 0 | 0 | 0 | 0 | 0 | 0
Geo | 0 | 0 | 0 | 0 | 0 | 0
H | 0 | 0 | 0 | 0 | 0 | 0
LFG | 0 | 0 | 0 | 0 | 0 | 0
Nuc | 0 | 0 | 0 | 0 | 0 | 0
PS | 0 | 0 | 0 | 0 | 0 | 0
PV | 0 | 0 | 0 | 0 | 0 | 0
PeakG | 0 | 0 | 0 | 0 | 0 | 0
PeakO | 0 | 0 | 0 | 0 | 0 | 0
ST | 0 | 0 | 0 | 0 | 0 | 0
STOG | 0 | 0 | 0 | 0 | 0 | 0
STWD | 0 | 0 | 0 | 0 | 0 | 0
WT | 0 | 0 | 0 | 0 | 0 | 0
IGCC | 0 | 0 | 0 | 0 | 0 | 0
DemandResponse | 0 | 0 | 0 | 0 | 0 | 0
IGCC-CCS | 0 | 0 | 0 | 0 | 0 | 0
WT_off | 0 | 0 | 0 | 0 | 0 | 0
PseudoUnit | 0 | 0 | 0 | 0 | 0 | 0
FixedInterchange | 0 | 0 | 0 | 0 | 0 | 0
Emission Cost by Reporting Type: HQ_NY
ReportingType | 2015 | 2020 | 2025 | 2030 | 2035 | 2040
BM | 0 | 0 | 0 | 0 | 0 | 0
CC | 0 | 0 | 0 | 0 | 0 | 0
CSP | 0 | 0 | 0 | 0 | 0 | 0
CT | 0 | 0 | 0 | 0 | 0 | 0
Coal | 0 | 0 | 0 | 0 | 0 | 0
Geo | 0 | 0 | 0 | 0 | 0 | 0
H | 0 | 0 | 0 | 0 | 0 | 0
LFG | 0 | 0 | 0 | 0 | 0 | 0
Nuc | 0 | 0 | 0 | 0 | 0 | 0
PS | 0 | 0 | 0 | 0 | 0 | 0
PV | 0 | 0 | 0 | 0 | 0 | 0
PeakG | 0 | 0 | 0 | 0 | 0 | 0
PeakO | 0 | 0 | 0 | 0 | 0 | 0
ST | 0 | 0 | 0 | 0 | 0 | 0
STOG | 0 | 0 | 0 | 0 | 0 | 0
STWD | 0 | 0 | 0 | 0 | 0 | 0
WT | 0 | 0 | 0 | 0 | 0 | 0
IGCC | 0 | 0 | 0 | 0 | 0 | 0
DemandResponse | 0 | 0 | 0 | 0 | 0 | 0
IGCC-CCS | 0 | 0 | 0 | 0 | 0 | 0
WT_off | 0 | 0 | 0 | 0 | 0 | 0
PseudoUnit | 0 | 0 | 0 | 0 | 0 | 0
FixedInterchange | 0 | 0 | 0 | 0 | 0 | 0
Emission Cost by Reporting Type: MARITIMES
ReportingType | 2015 | 2020 | 2025 | 2030 | 2035 | 2040
BM | 0 | 0 | 0 | 0 | 0 | 0
CC | 0 | 0 | 0 | 0 | 0 | 0
CSP | 0 | 0 | 0 | 0 | 0 | 0
CT | 0 | 0 | 0 | 0 | 0 | 0
Coal | 0 | 0 | 0 | 0 | 0 | 0
Geo | 0 | 0 | 0 | 0 | 0 | 0
H | 0 | 0 | 0 | 0 | 0 | 0
LFG | 0 | 0 | 0 | 0 | 0 | 0
Nuc | 0 | 0 | 0 | 0 | 0 | 0
PS | 0 | 0 | 0 | 0 | 0 | 0
PV | 0 | 0 | 0 | 0 | 0 | 0
PeakG | 0 | 0 | 0 | 0 | 0 | 0
PeakO | 0 | 0 | 0 | 0 | 0 | 0
ST | 0 | 0 | 0 | 0 | 0 | 0
STOG | 0 | 0 | 0 | 0 | 0 | 0
STWD | 0 | 0 | 0 | 0 | 0 | 0
WT | 0 | 0 | 0 | 0 | 0 | 0
IGCC | 0 | 0 | 0 | 0 | 0 | 0
DemandResponse | 0 | 0 | 0 | 0 | 0 | 0
IGCC-CCS | 0 | 0 | 0 | 0 | 0 | 0
WT_off | 0 | 0 | 0 | 0 | 0 | 0
PseudoUnit | 0 | 0 | 0 | 0 | 0 | 0
FixedInterchange | 0 | 0 | 0 | 0 | 0 | 0
Emission Cost by Reporting Type: All
ReportingType | 2015 | 2020 | 2025 | 2030 | 2035 | 2040
BM | 0 | 0 | 0 | 0 | 0 | 0
CC | 0 | 0 | 0 | 0 | 0 | 0
CSP | 0 | 0 | 0 | 0 | 0 | 0
CT | 0 | 0 | 0 | 0 | 0 | 0
Coal | 0 | 0 | 0 | 0 | 0 | 0
Geo | 0 | 0 | 0 | 0 | 0 | 0
H | 0 | 0 | 0 | 0 | 0 | 0
LFG | 0 | 0 | 0 | 0 | 0 | 0
Nuc | 0 | 0 | 0 | 0 | 0 | 0
PS | 0 | 0 | 0 | 0 | 0 | 0
PV | 0 | 0 | 0 | 0 | 0 | 0
PeakG | 0 | 0 | 0 | 0 | 0 | 0
PeakO | 0 | 0 | 0 | 0 | 0 | 0
ST | 0 | 0 | 0 | 0 | 0 | 0
STOG | 0 | 0 | 0 | 0 | 0 | 0
STWD | 0 | 0 | 0 | 0 | 0 | 0
WT | 0 | 0 | 0 | 0 | 0 | 0
IGCC | 0 | 0 | 0 | 0 | 0 | 0
DemandResponse | 0 | 0 | 0 | 0 | 0 | 0
IGCC-CCS | 0 | 0 | 0 | 0 | 0 | 0
WT_off | 0 | 0 | 0 | 0 | 0 | 0
PseudoUnit | 0 | 0 | 0 | 0 | 0 | 0
FixedInterchange | 0 | 0 | 0 | 0 | 0 | 0
Emission Cost by Reporting Type: EI_US
ReportingType | 2015 | 2020 | 2025 | 2030 | 2035 | 2040
BM | 0 | 0 | 0 | 0 | 0 | 0
CC | 0 | 0 | 0 | 0 | 0 | 0
CSP | 0 | 0 | 0 | 0 | 0 | 0
CT | 0 | 0 | 0 | 0 | 0 | 0
Coal | 0 | 0 | 0 | 0 | 0 | 0
Geo | 0 | 0 | 0 | 0 | 0 | 0
H | 0 | 0 | 0 | 0 | 0 | 0
LFG | 0 | 0 | 0 | 0 | 0 | 0
Nuc | 0 | 0 | 0 | 0 | 0 | 0
PS | 0 | 0 | 0 | 0 | 0 | 0
PV | 0 | 0 | 0 | 0 | 0 | 0
PeakG | 0 | 0 | 0 | 0 | 0 | 0
PeakO | 0 | 0 | 0 | 0 | 0 | 0
ST | 0 | 0 | 0 | 0 | 0 | 0
STOG | 0 | 0 | 0 | 0 | 0 | 0
STWD | 0 | 0 | 0 | 0 | 0 | 0
WT | 0 | 0 | 0 | 0 | 0 | 0
IGCC | 0 | 0 | 0 | 0 | 0 | 0
DemandResponse | 0 | 0 | 0 | 0 | 0 | 0
IGCC-CCS | 0 | 0 | 0 | 0 | 0 | 0
WT_off | 0 | 0 | 0 | 0 | 0 | 0
PseudoUnit | 0 | 0 | 0 | 0 | 0 | 0
FixedInterchange | 0 | 0 | 0 | 0 | 0 | 0
Emission Cost by Reporting Type: EI_Canada
ReportingType | 2015 | 2020 | 2025 | 2030 | 2035 | 2040
BM | 0 | 0 | 0 | 0 | 0 | 0
CC | 0 | 0 | 0 | 0 | 0 | 0
CSP | 0 | 0 | 0 | 0 | 0 | 0
CT | 0 | 0 | 0 | 0 | 0 | 0
Coal | 0 | 0 | 0 | 0 | 0 | 0
Geo | 0 | 0 | 0 | 0 | 0 | 0
H | 0 | 0 | 0 | 0 | 0 | 0
LFG | 0 | 0 | 0 | 0 | 0 | 0
Nuc | 0 | 0 | 0 | 0 | 0 | 0
PS | 0 | 0 | 0 | 0 | 0 | 0
PV | 0 | 0 | 0 | 0 | 0 | 0
PeakG | 0 | 0 | 0 | 0 | 0 | 0
PeakO | 0 | 0 | 0 | 0 | 0 | 0
ST | 0 | 0 | 0 | 0 | 0 | 0
STOG | 0 | 0 | 0 | 0 | 0 | 0
STWD | 0 | 0 | 0 | 0 | 0 | 0
WT | 0 | 0 | 0 | 0 | 0 | 0
IGCC | 0 | 0 | 0 | 0 | 0 | 0
DemandResponse | 0 | 0 | 0 | 0 | 0 | 0
IGCC-CCS | 0 | 0 | 0 | 0 | 0 | 0
WT_off | 0 | 0 | 0 | 0 | 0 | 0
PseudoUnit | 0 | 0 | 0 | 0 | 0 | 0
FixedInterchange | 0 | 0 | 0 | 0 | 0 | 0
Emission Cost by Reporting Type: EI
ReportingType | 2015 | 2020 | 2025 | 2030 | 2035 | 2040
BM | 0 | 0 | 0 | 0 | 0 | 0
CC | 0 | 0 | 0 | 0 | 0 | 0
CSP | 0 | 0 | 0 | 0 | 0 | 0
CT | 0 | 0 | 0 | 0 | 0 | 0
Coal | 0 | 0 | 0 | 0 | 0 | 0
Geo | 0 | 0 | 0 | 0 | 0 | 0
H | 0 | 0 | 0 | 0 | 0 | 0
LFG | 0 | 0 | 0 | 0 | 0 | 0
Nuc | 0 | 0 | 0 | 0 | 0 | 0
PS | 0 | 0 | 0 | 0 | 0 | 0
PV | 0 | 0 | 0 | 0 | 0 | 0
PeakG | 0 | 0 | 0 | 0 | 0 | 0
PeakO | 0 | 0 | 0 | 0 | 0 | 0
ST | 0 | 0 | 0 | 0 | 0 | 0
STOG | 0 | 0 | 0 | 0 | 0 | 0
STWD | 0 | 0 | 0 | 0 | 0 | 0
WT | 0 | 0 | 0 | 0 | 0 | 0
IGCC | 0 | 0 | 0 | 0 | 0 | 0
DemandResponse | 0 | 0 | 0 | 0 | 0 | 0
IGCC-CCS | 0 | 0 | 0 | 0 | 0 | 0
WT_off | 0 | 0 | 0 | 0 | 0 | 0
PseudoUnit | 0 | 0 | 0 | 0 | 0 | 0
FixedInterchange | 0 | 0 | 0 | 0 | 0 | 0
Emission Cost by Reporting Type: Outside_EI
ReportingType | 2015 | 2020 | 2025 | 2030 | 2035 | 2040
BM | 0 | 0 | 0 | 0 | 0 | 0
CC | 0 | 0 | 0 | 0 | 0 | 0
CSP | 0 | 0 | 0 | 0 | 0 | 0
CT | 0 | 0 | 0 | 0 | 0 | 0
Coal | 0 | 0 | 0 | 0 | 0 | 0
Geo | 0 | 0 | 0 | 0 | 0 | 0
H | 0 | 0 | 0 | 0 | 0 | 0
LFG | 0 | 0 | 0 | 0 | 0 | 0
Nuc | 0 | 0 | 0 | 0 | 0 | 0
PS | 0 | 0 | 0 | 0 | 0 | 0
PV | 0 | 0 | 0 | 0 | 0 | 0
PeakG | 0 | 0 | 0 | 0 | 0 | 0
PeakO | 0 | 0 | 0 | 0 | 0 | 0
ST | 0 | 0 | 0 | 0 | 0 | 0
STOG | 0 | 0 | 0 | 0 | 0 | 0
STWD | 0 | 0 | 0 | 0 | 0 | 0
WT | 0 | 0 | 0 | 0 | 0 | 0
IGCC | 0 | 0 | 0 | 0 | 0 | 0
DemandResponse | 0 | 0 | 0 | 0 | 0 | 0
IGCC-CCS | 0 | 0 | 0 | 0 | 0 | 0
WT_off | 0 | 0 | 0 | 0 | 0 | 0
PseudoUnit | 0 | 0 | 0 | 0 | 0 | 0
FixedInterchange | 0 | 0 | 0 | 0 | 0 | 0
==== Emission Program: Carbon : (CO2) ====
Emission Cost by Reporting Type: Entergy
ReportingType | 2015 | 2020 | 2025 | 2030 | 2035 | 2040
BM | 0 | 0 | 0 | 0 | 0 | 0
CC | 719.05 | 643.7 | 962.74 | 1290.01 | 1550.62 | 1725.31
CSP | 0 | 0 | 0 | 0 | 0 | 0
CT | 0 | 0 | 0 | 0 | 0 | 0
Coal | 1561.01 | 211.79 | 45.56 | 0 | 0 | 0
Geo | 0 | 0 | 0 | 0 | 0 | 0
H | 0 | 0 | 0 | 0 | 0 | 0
LFG | 0 | 0 | 0 | 0 | 0 | 0
Nuc | 0 | 0 | 0 | 0 | 0 | 0
PS | 0 | 0 | 0 | 0 | 0 | 0
PV | 0 | 0 | 0 | 0 | 0 | 0
PeakG | 0 | 0 | 0 | 0 | 0 | 0
PeakO | 0 | 0 | 0 | 0 | 0 | 0
ST | 0 | 0 | 0 | 0 | 0 | 0
STOG | 6.62 | 8.95 | 14.66 | 12.78 | 0 | 0
STWD | 0 | 0 | 0 | 0 | 0 | 0
WT | 0 | 0 | 0 | 0 | 0 | 0
IGCC | 0 | 0 | 0 | 0 | 0 | 0
DemandResponse | 0 | 0 | 0 | 0 | 0 | 0
IGCC-CCS | 0 | 0 | 0 | 0 | 0 | 0
WT_off | 0 | 0 | 0 | 0 | 0 | 0
PseudoUnit | 0 | 0 | 0 | 0 | 0 | 0
FixedInterchange | 0 | 0 | 0 | 0 | 0 | 0
Emission Cost by Reporting Type: FRCC
ReportingType | 2015 | 2020 | 2025 | 2030 | 2035 | 2040
BM | 0 | 0 | 0 | 0 | 0 | 0
CC | 1845.5 | 2720.8 | 4421.95 | 4750.48 | 4100.95 | 3761.17
CSP | 0 | 0 | 0 | 0 | 0 | 0
CT | 7.47 | 10.61 | 20.39 | 28.38 | 0 | 0
Coal | 462.79 | 255.2 | 86.94 | 23.18 | 126.47 | 219.84
Geo | 0 | 0 | 0 | 0 | 0 | 0
H | 0 | 0 | 0 | 0 | 0 | 0
LFG | 0 | 0 | 0 | 0 | 0 | 0
Nuc | 0 | 0 | 0 | 0 | 0 | 0
PS | 0 | 0 | 0 | 0 | 0 | 0
PV | 0 | 0 | 0 | 0 | 0 | 0
PeakG | 6.2 | 8.83 | 25.08 | 5.75 | 15.13 | 16.72
PeakO | 0 | 0 | 0 | 0 | 0 | 0
ST | 0 | 0 | 0 | 0 | 0 | 0
STOG | 1.22 | 1.63 | 0 | 0 | 0 | 0
STWD | 0 | 0 | 0 | 0 | 0 | 0
WT | 0 | 0 | 0 | 0 | 0 | 0
IGCC | 0 | 0 | 0 | 0 | 0 | 0
DemandResponse | 0 | 0 | 0 | 0 | 0 | 0
IGCC-CCS | 0 | 0 | 0 | 0 | 0 | 0
WT_off | 0 | 0 | 0 | 0 | 0 | 0
PseudoUnit | 0 | 0 | 0 | 0 | 0 | 0
FixedInterchange | 0 | 0 | 0 | 0 | 0 | 0
Emission Cost by Reporting Type: MAPP_US
ReportingType | 2015 | 2020 | 2025 | 2030 | 2035 | 2040
BM | 0 | 0 | 0 | 0 | 0 | 0
CC | 14.62 | 2.87 | 7.27 | 10.17 | 18.69 | 14.63
CSP | 0 | 0 | 0 | 0 | 0 | 0
CT | 0 | 0 | 0 | 0 | 0 | 12.85
Coal | 324.74 | 134.91 | 7.81 | 0 | 0 | 0
Geo | 0 | 0 | 0 | 0 | 0 | 0
H | 0 | 0 | 0 | 0 | 0 | 0
LFG | 0 | 0 | 0 | 0 | 0 | 0
Nuc | 0 | 0 | 0 | 0 | 0 | 0
PS | 0 | 0 | 0 | 0 | 0 | 0
PV | 0 | 0 | 0 | 0 | 0 | 0
PeakG | 1.29 | 1.36 | 2.23 | 5 | 6.44 | 13.53
PeakO | 0 | 0 | 0 | 0 | 0 | 0
ST | 0 | 0 | 0 | 0 | 0 | 0
STOG | 0 | 0 | 0 | 0 | 0 | 0
STWD | 0 | 0 | 0 | 0 | 0 | 0
WT | 0 | 0 | 0 | 0 | 0 | 0
IGCC | 0 | 0 | 0 | 0 | 0 | 0
DemandResponse | 0 | 0 | 0 | 0 | 0 | 0
IGCC-CCS | 0 | 0 | 0 | 0 | 0 | 0
WT_off | 0 | 0 | 0 | 0 | 0 | 0
PseudoUnit | 0 | 0 | 0 | 0 | 0 | 0
FixedInterchange | 0 | 0 | 0 | 0 | 0 | 0
Emission Cost by Reporting Type: MISO_IN
ReportingType | 2015 | 2020 | 2025 | 2030 | 2035 | 2040
BM | 0 | 0 | 0 | 0 | 0 | 0
CC | 55.74 | 1509.71 | 2497.99 | 2831.94 | 2990.91 | 3086.61
CSP | 0 | 0 | 0 | 0 | 0 | 0
CT | 0 | 0 | 0 | 0 | 0 | 0
Coal | 1542.63 | 1273.07 | 205.03 | 39.41 | 267.16 | 389.16
Geo | 0 | 0 | 0 | 0 | 0 | 0
H | 0 | 0 | 0 | 0 | 0 | 0
LFG | 0 | 0 | 0 | 0 | 0 | 0
Nuc | 0 | 0 | 0 | 0 | 0 | 0
PS | 0 | 0 | 0 | 0 | 0 | 0
PV | 0 | 0 | 0 | 0 | 0 | 0
PeakG | 0.16 | 0 | 0 | 0 | 0 | 0
PeakO | 0 | 0 | 0 | 0 | 0 | 0
ST | 0 | 0 | 0 | 0 | 0 | 0
STOG | 0.92 | 0.68 | 1.12 | 0 | 0 | 0
STWD | 0 | 0 | 0 | 0 | 0 | 0
WT | 0 | 0 | 0 | 0 | 0 | 0
IGCC | 100.97 | 143.38 | 36.96 | 0 | 0 | 0
DemandResponse | 0 | 0 | 0 | 0 | 0 | 0
IGCC-CCS | 0 | 0 | 0 | 0 | 0 | 0
WT_off | 0 | 0 | 0 | 0 | 0 | 0
PseudoUnit | 0 | 0 | 0 | 0 | 0 | 0
FixedInterchange | 0 | 0 | 0 | 0 | 0 | 0
Emission Cost by Reporting Type: MISO_MI
ReportingType | 2015 | 2020 | 2025 | 2030 | 2035 | 2040
BM | 0 | 0 | 0 | 0 | 0 | 0
CC | 301.48 | 372.07 | 689.97 | 818.34 | 1334.84 | 324.92
CSP | 0 | 0 | 0 | 0 | 0 | 0
CT | 0 | 0 | 0 | 0 | 0 | 0
Coal | 710.54 | 0 | 0 | 0 | 0 | 0
Geo | 0 | 0 | 0 | 0 | 0 | 0
H | 0 | 0 | 0 | 0 | 0 | 0
LFG | 0 | 0 | 0 | 0 | 0 | 0
Nuc | 0 | 0 | 0 | 0 | 0 | 0
PS | 0 | 0 | 0 | 0 | 0 | 0
PV | 0 | 0 | 0 | 0 | 0 | 0
PeakG | 0.11 | 0 | 0 | 0 | 0 | 0
PeakO | 0 | 0 | 0 | 0 | 0 | 0
ST | 0 | 0 | 0 | 0 | 0 | 0
STOG | 4.8 | 6.81 | 2.43 | 0 | 0 | 0
STWD | 0 | 0 | 0 | 0 | 0 | 0
WT | 0 | 0 | 0 | 0 | 0 | 0
IGCC | 0 | 0 | 0 | 0 | 0 | 0
DemandResponse | 0 | 0 | 0 | 0 | 0 | 0
IGCC-CCS | 0 | 0 | 0 | 0 | 0 | 0
WT_off | 0 | 0 | 0 | 0 | 0 | 0
PseudoUnit | 0 | 0 | 0 | 0 | 0 | 0
FixedInterchange | 0 | 0 | 0 | 0 | 0 | 0
Emission Cost by Reporting Type: MISO_MO-IL
ReportingType | 2015 | 2020 | 2025 | 2030 | 2035 | 2040
BM | 0 | 0 | 0 | 0 | 0 | 0
CC | 31.95 | 97.31 | 135.94 | 125.2 | 178.49 | 103.32
CSP | 0 | 0 | 0 | 0 | 0 | 0
CT | 0 | 0 | 0 | 0 | 0 | 0
Coal | 1945.44 | 772.32 | 169.22 | 14.94 | 88.18 | 124.25
Geo | 0 | 0 | 0 | 0 | 0 | 0
H | 0 | 0 | 0 | 0 | 0 | 0
LFG | 0 | 0 | 0 | 0 | 0 | 0
Nuc | 0 | 0 | 0 | 0 | 0 | 0
PS | 0 | 0 | 0 | 0 | 0 | 0
PV | 0 | 0 | 0 | 0 | 0 | 0
PeakG | 3.76 | 0.91 | 1.18 | 0 | 0 | 0
PeakO | 0 | 0 | 0 | 0 | 0 | 0
ST | 0 | 0 | 0 | 0 | 0 | 0
STOG | 0.09 | 0 | 0 | 0 | 0 | 0
STWD | 0 | 0 | 0 | 0 | 0 | 0
WT | 0 | 0 | 0 | 0 | 0 | 0
IGCC | 0 | 0 | 0 | 0 | 0 | 0
DemandResponse | 0 | 0 | 0 | 0 | 0 | 0
IGCC-CCS | 0 | 0 | 0 | 0 | 0 | 0
WT_off | 0 | 0 | 0 | 0 | 0 | 0
PseudoUnit | 0 | 0 | 0 | 0 | 0 | 0
FixedInterchange | 0 | 0 | 0 | 0 | 0 | 0
Emission Cost by Reporting Type: MISO_W
ReportingType | 2015 | 2020 | 2025 | 2030 | 2035 | 2040
BM | 0 | 0 | 0 | 0 | 0 | 0
CC | 116.35 | 121.44 | 154.59 | 168.35 | 218.37 | 158.68
CSP | 0 | 0 | 0 | 0 | 0 | 0
CT | 0 | 0 | 0 | 0 | 0 | 0
Coal | 1975.34 | 990.18 | 128.34 | 41.08 | 82.18 | 109.89
Geo | 0 | 0 | 0 | 0 | 0 | 0
H | 0 | 0 | 0 | 0 | 0 | 0
LFG | 0 | 0 | 0 | 0 | 0 | 0
Nuc | 0 | 0 | 0 | 0 | 0 | 0
PS | 0 | 0 | 0 | 0 | 0 | 0
PV | 0 | 0 | 0 | 0 | 0 | 0
PeakG | 4.04 | 0.45 | 0 | 0 | 0 | 0
PeakO | 0 | 0 | 0 | 0 | 0 | 0
ST | 0 | 0 | 0 | 0 | 0 | 0
STOG | 0 | 0 | 0 | 0 | 0 | 0
STWD | 0 | 0 | 0 | 0 | 0 | 0
WT | 0 | 0 | 0 | 0 | 0 | 0
IGCC | 0 | 0 | 0 | 0 | 0 | 0
DemandResponse | 0 | 0 | 0 | 0 | 0 | 0
IGCC-CCS | 0 | 0 | 0 | 0 | 0 | 0
WT_off | 0 | 0 | 0 | 0 | 0 | 0
PseudoUnit | 0 | 0 | 0 | 0 | 0 | 0
FixedInterchange | 0 | 0 | 0 | 0 | 0 | 0
Emission Cost by Reporting Type: MISO_WUMS
ReportingType | 2015 | 2020 | 2025 | 2030 | 2035 | 2040
BM | 0 | 0 | 0 | 0 | 0 | 0
CC | 455.55 | 823.7 | 1274.98 | 1461.43 | 2756.39 | 1028.53
CSP | 0 | 0 | 0 | 0 | 0 | 0
CT | 0 | 0 | 0 | 0 | 0 | 0
Coal | 311.8 | 65.53 | 34.83 | 7.16 | 67.63 | 130.83
Geo | 0 | 0 | 0 | 0 | 0 | 0
H | 0 | 0 | 0 | 0 | 0 | 0
LFG | 0 | 0 | 0 | 0 | 0 | 0
Nuc | 0 | 0 | 0 | 0 | 0 | 0
PS | 0 | 0 | 0 | 0 | 0 | 0
PV | 0 | 0 | 0 | 0 | 0 | 0
PeakG | 0 | 0 | 0 | 0 | 0 | 0
PeakO | 0 | 0 | 0 | 0 | 0 | 0
ST | 0 | 0 | 0 | 0 | 0 | 0
STOG | 0 | 0 | 0 | 0 | 0 | 0
STWD | 0 | 0 | 0 | 0 | 0 | 0
WT | 0 | 0 | 0 | 0 | 0 | 0
IGCC | 0 | 0 | 0 | 0 | 0 | 0
DemandResponse | 0 | 0 | 0 | 0 | 0 | 0
IGCC-CCS | 0 | 0 | 0 | 0 | 0 | 0
WT_off | 0 | 0 | 0 | 0 | 0 | 0
PseudoUnit | 0 | 0 | 0 | 0 | 0 | 0
FixedInterchange | 0 | 0 | 0 | 0 | 0 | 0
Emission Cost by Reporting Type: Nebraska
ReportingType | 2015 | 2020 | 2025 | 2030 | 2035 | 2040
BM | 0 | 0 | 0 | 0 | 0 | 0
CC | 5.31 | 3.76 | 9.64 | 13.8 | 14.76 | 5.66
CSP | 0 | 0 | 0 | 0 | 0 | 0
CT | 0 | 0 | 0 | 0 | 0 | 0
Coal | 861.1 | 68.18 | 27.43 | 29.95 | 52.18 | 62.47
Geo | 0 | 0 | 0 | 0 | 0 | 0
H | 0 | 0 | 0 | 0 | 0 | 0
LFG | 0 | 0 | 0 | 0 | 0 | 0
Nuc | 0 | 0 | 0 | 0 | 0 | 0
PS | 0 | 0 | 0 | 0 | 0 | 0
PV | 0 | 0 | 0 | 0 | 0 | 0
PeakG | 0.6 | 0 | 0 | 0 | 0 | 0
PeakO | 0 | 0 | 0 | 0 | 0 | 0
ST | 0 | 0 | 0 | 0 | 0 | 0
STOG | 0 | 0 | 0 | 0 | 0 | 0
STWD | 0 | 0 | 0 | 0 | 0 | 0
WT | 0 | 0 | 0 | 0 | 0 | 0
IGCC | 0 | 0 | 0 | 0 | 0 | 0
DemandResponse | 0 | 0 | 0 | 0 | 0 | 0
IGCC-CCS | 0 | 0 | 0 | 0 | 0 | 0
WT_off | 0 | 0 | 0 | 0 | 0 | 0
PseudoUnit | 0 | 0 | 0 | 0 | 0 | 0
FixedInterchange | 0 | 0 | 0 | 0 | 0 | 0
Emission Cost by Reporting Type: NEISO
ReportingType | 2015 | 2020 | 2025 | 2030 | 2035 | 2040
BM | 0 | 0 | 0 | 0 | 0 | 0
CC | 428.86 | 399.83 | 572.19 | 752.98 | 629.93 | 775.64
CSP | 0 | 0 | 0 | 0 | 0 | 0
CT | 0.01 | 0.23 | 0.39 | 0 | 0 | 0
Coal | 0.9 | 0 | 0 | 0 | 0 | 0
Geo | 0 | 0 | 0 | 0 | 0 | 0
H | 0 | 0 | 0 | 0 | 0 | 0
LFG | 0 | 0 | 0 | 0 | 0 | 0
Nuc | 0 | 0 | 0 | 0 | 0 | 0
PS | 0 | 0 | 0 | 0 | 0 | 0
PV | 0 | 0 | 0 | 0 | 0 | 0
PeakG | 0.44 | 0.67 | 1.33 | 0.61 | 0.47 | 2.61
PeakO | 0 | 0 | 0 | 0 | 0 | 0
ST | 0 | 0 | 0 | 0 | 0 | 0
STOG | 0 | 0 | 0 | 0 | 0 | 0
STWD | 0 | 0 | 0 | 0 | 0 | 0
WT | 0 | 0 | 0 | 0 | 0 | 0
IGCC | 0 | 0 | 0 | 0 | 0 | 0
DemandResponse | 0 | 0 | 0 | 0 | 0 | 0
IGCC-CCS | 0 | 0 | 0 | 0 | 0 | 0
WT_off | 0 | 0 | 0 | 0 | 0 | 0
PseudoUnit | 0 | 0 | 0 | 0 | 0 | 0
FixedInterchange | 0 | 0 | 0 | 0 | 0 | 0
Emission Cost by Reporting Type: NonRTO_Midwest
ReportingType | 2015 | 2020 | 2025 | 2030 | 2035 | 2040
BM | 0 | 0 | 0 | 0 | 0 | 0
CC | 193.2 | 466.98 | 764.72 | 1638.32 | 2491.29 | 466.62
CSP | 0 | 0 | 0 | 0 | 0 | 0
CT | 0 | 0 | 0 | 0 | 0 | 0
Coal | 941.68 | 799.07 | 208.52 | 46.47 | 209.28 | 298.75
Geo | 0 | 0 | 0 | 0 | 0 | 0
H | 0 | 0 | 0 | 0 | 0 | 0
LFG | 0 | 0 | 0 | 0 | 0 | 0
Nuc | 0 | 0 | 0 | 0 | 0 | 0
PS | 0 | 0 | 0 | 0 | 0 | 0
PV | 0 | 0 | 0 | 0 | 0 | 0
PeakG | 2.2 | 0 | 0 | 0 | 0 | 0
PeakO | 0 | 0 | 0 | 0 | 0 | 0
ST | 0 | 0 | 0 | 0 | 0 | 0
STOG | 0 | 0 | 0 | 0 | 0 | 0
STWD | 0 | 0 | 0 | 0 | 0 | 0
WT | 0 | 0 | 0 | 0 | 0 | 0
IGCC | 0 | 0 | 0 | 0 | 0 | 0
DemandResponse | 0 | 0 | 0 | 0 | 0 | 0
IGCC-CCS | 0 | 0 | 0 | 0 | 0 | 0
WT_off | 0 | 0 | 0 | 0 | 0 | 0
PseudoUnit | 0 | 0 | 0 | 0 | 0 | 0
FixedInterchange | 0 | 0 | 0 | 0 | 0 | 0
Emission Cost by Reporting Type: NYISO_A-F
ReportingType | 2015 | 2020 | 2025 | 2030 | 2035 | 2040
BM | 0 | 0 | 0 | 0 | 0 | 0
CC | 89.64 | 136.73 | 121.61 | 199.73 | 84.96 | 45.66
CSP | 0 | 0 | 0 | 0 | 0 | 0
CT | 0 | 0 | 0 | 0 | 0 | 0
Coal | 0 | 0 | 0 | 0 | 0 | 0
Geo | 0 | 0 | 0 | 0 | 0 | 0
H | 0 | 0 | 0 | 0 | 0 | 0
LFG | 0 | 0 | 0 | 0 | 0 | 0
Nuc | 0 | 0 | 0 | 0 | 0 | 0
PS | 0 | 0 | 0 | 0 | 0 | 0
PV | 0 | 0 | 0 | 0 | 0 | 0
PeakG | 0.03 | 0.13 | 0 | 0 | 0 | 0
PeakO | 0 | 0 | 0 | 0 | 0 | 0
ST | 0 | 0 | 0 | 0 | 0 | 0
STOG | 0 | 0 | 0 | 0 | 0 | 0
STWD | 0 | 0 | 0 | 0 | 0 | 0
WT | 0 | 0 | 0 | 0 | 0 | 0
IGCC | 0 | 0 | 0 | 0 | 0 | 0
DemandResponse | 0 | 0 | 0 | 0 | 0 | 0
IGCC-CCS | 0 | 0 | 0 | 0 | 0 | 0
WT_off | 0 | 0 | 0 | 0 | 0 | 0
PseudoUnit | 0 | 0 | 0 | 0 | 0 | 0
FixedInterchange | 0 | 0 | 0 | 0 | 0 | 0
Emission Cost by Reporting Type: NYISO_G-I
ReportingType | 2015 | 2020 | 2025 | 2030 | 2035 | 2040
BM | 0 | 0 | 0 | 0 | 0 | 0
CC | 17.91 | 95.85 | 57.27 | 65.52 | 143.52 | 107.64
CSP | 0 | 0 | 0 | 0 | 0 | 0
CT | 0 | 0 | 0 | 0 | 0 | 0
Coal | 0 | 0 | 0 | 0 | 0 | 0
Geo | 0 | 0 | 0 | 0 | 0 | 0
H | 0 | 0 | 0 | 0 | 0 | 0
LFG | 0 | 0 | 0 | 0 | 0 | 0
Nuc | 0 | 0 | 0 | 0 | 0 | 0
PS | 0 | 0 | 0 | 0 | 0 | 0
PV | 0 | 0 | 0 | 0 | 0 | 0
PeakG | 0 | 0 | 0 | 0 | 0.01 | 0
PeakO | 0 | 0 | 0 | 0 | 0 | 0
ST | 0 | 0 | 0 | 0 | 0 | 0
STOG | 0 | 0 | 0 | 0 | 0 | 0
STWD | 0 | 0 | 0 | 0 | 0 | 0
WT | 0 | 0 | 0 | 0 | 0 | 0
IGCC | 0 | 0 | 0 | 0 | 0 | 0
DemandResponse | 0 | 0 | 0 | 0 | 0 | 0
IGCC-CCS | 0 | 0 | 0 | 0 | 0 | 0
WT_off | 0 | 0 | 0 | 0 | 0 | 0
PseudoUnit | 0 | 0 | 0 | 0 | 0 | 0
FixedInterchange | 0 | 0 | 0 | 0 | 0 | 0
Emission Cost by Reporting Type: NYISO_J-K
ReportingType | 2015 | 2020 | 2025 | 2030 | 2035 | 2040
BM | 0 | 0 | 0 | 0 | 0 | 0
CC | 225.15 | 337.99 | 448.46 | 740.6 | 1160.27 | 1294.74
CSP | 0 | 0 | 0 | 0 | 0 | 0
CT | 0 | 0 | 0 | 0 | 0 | 0
Coal | 0 | 0 | 0 | 0 | 0 | 0
Geo | 0 | 0 | 0 | 0 | 0 | 0
H | 0 | 0 | 0 | 0 | 0 | 0
LFG | 0 | 0 | 0 | 0 | 0 | 0
Nuc | 0 | 0 | 0 | 0 | 0 | 0
PS | 0 | 0 | 0 | 0 | 0 | 0
PV | 0 | 0 | 0 | 0 | 0 | 0
PeakG | 0.75 | 1.91 | 4 | 7.7 | 45.64 | 52.97
PeakO | 0 | 0 | 0 | 0 | 0 | 0
ST | 0 | 0 | 0 | 0 | 0 | 0
STOG | 7.26 | 13.76 | 35.55 | 74.58 | 63.92 | 39.51
STWD | 0 | 0 | 0 | 0 | 0 | 0
WT | 0 | 0 | 0 | 0 | 0 | 0
IGCC | 0 | 0 | 0 | 0 | 0 | 0
DemandResponse | 0 | 0 | 0 | 0 | 0 | 0
IGCC-CCS | 0 | 0 | 0 | 0 | 0 | 0
WT_off | 0 | 0 | 0 | 0 | 0 | 0
PseudoUnit | 0 | 0 | 0 | 0 | 0 | 0
FixedInterchange | 0 | 0 | 0 | 0 | 0 | 0
Emission Cost by Reporting Type: PJM_E
ReportingType | 2015 | 2020 | 2025 | 2030 | 2035 | 2040
BM | 0 | 0 | 0 | 0 | 0 | 0
CC | 449.94 | 701.43 | 1194.2 | 2243.79 | 3320.42 | 2746.26
CSP | 0 | 0 | 0 | 0 | 0 | 0
CT | 0 | 0.06 | 0.1 | 0.41 | 0.4 | 0
Coal | 16.51 | 10.01 | 11.76 | 0 | 25.03 | 43.71
Geo | 0 | 0 | 0 | 0 | 0 | 0
H | 0 | 0 | 0 | 0 | 0 | 0
LFG | 0 | 0 | 0 | 0 | 0 | 0
Nuc | 0 | 0 | 0 | 0 | 0 | 0
PS | 0 | 0 | 0 | 0 | 0 | 0
PV | 0 | 0 | 0 | 0 | 0 | 0
PeakG | 0.35 | 5.53 | 9.05 | 38.71 | 37.56 | 53.61
PeakO | 0 | 0 | 0 | 0 | 0 | 0
ST | 0 | 0 | 0 | 0 | 0 | 0
STOG | 4.31 | 11.61 | 14.21 | 31.83 | 0 | 0
STWD | 0 | 0 | 0 | 0 | 0 | 0
WT | 0 | 0 | 0 | 0 | 0 | 0
IGCC | 0 | 0 | 0 | 0 | 0 | 0
DemandResponse | 0 | 0 | 0 | 0 | 0 | 0
IGCC-CCS | 0 | 0 | 0 | 0 | 0 | 0
WT_off | 0 | 0 | 0 | 0 | 0 | 0
PseudoUnit | 0 | 0 | 0 | 0 | 0 | 0
FixedInterchange | 0 | 0 | 0 | 0 | 0 | 0
Emission Cost by Reporting Type: PJM_ROM
ReportingType | 2015 | 2020 | 2025 | 2030 | 2035 | 2040
BM | 0 | 0 | 0 | 0 | 0 | 0
CC | 198.78 | 315.91 | 578.95 | 922.69 | 1496.66 | 1187.17
CSP | 0 | 0 | 0 | 0 | 0 | 0
CT | 0 | 0.04 | 0.06 | 0.25 | 0 | 0
Coal | 348.08 | 134.83 | 3.18 | 1.17 | 4.58 | 6.54
Geo | 0 | 0 | 0 | 0 | 0 | 0
H | 0 | 0 | 0 | 0 | 0 | 0
LFG | 0 | 0 | 0 | 0 | 0 | 0
Nuc | 0 | 0 | 0 | 0 | 0 | 0
PS | 0 | 0 | 0 | 0 | 0 | 0
PV | 0 | 0 | 0 | 0 | 0 | 0
PeakG | 0 | 0 | 0 | 12.9 | 23.9 | 34.11
PeakO | 0 | 0 | 0 | 0 | 0 | 0
ST | 0 | 0 | 0 | 0 | 0 | 0
STOG | 10.4 | 14.77 | 44.23 | 54.19 | 89.49 | 0
STWD | 0 | 0 | 0 | 0 | 0 | 0
WT | 0 | 0 | 0 | 0 | 0 | 0
IGCC | 0 | 0 | 0 | 0 | 0 | 0
DemandResponse | 0 | 0 | 0 | 0 | 0 | 0
IGCC-CCS | 0 | 0 | 0 | 0 | 0 | 0
WT_off | 0 | 0 | 0 | 0 | 0 | 0
PseudoUnit | 0 | 0 | 0 | 0 | 0 | 0
FixedInterchange | 0 | 0 | 0 | 0 | 0 | 0
Emission Cost by Reporting Type: PJM_ROR
ReportingType | 2015 | 2020 | 2025 | 2030 | 2035 | 2040
BM | 0 | 0 | 0 | 0 | 0 | 0
CC | 1507.14 | 2689.03 | 4299.13 | 8256.49 | 11925.9 | 5120.39
CSP | 0 | 0 | 0 | 0 | 0 | 0
CT | 0.09 | 0.06 | 0.11 | 0.24 | 0 | 0
Coal | 4911.84 | 3703.64 | 409.43 | 140.54 | 488.52 | 697.37
Geo | 0 | 0 | 0 | 0 | 0 | 0
H | 0 | 0 | 0 | 0 | 0 | 0
LFG | 0 | 0 | 0 | 0 | 0 | 0
Nuc | 0 | 0 | 0 | 0 | 0 | 0
PS | 0 | 0 | 0 | 0 | 0 | 0
PV | 0 | 0 | 0 | 0 | 0 | 0
PeakG | 13.33 | 17.09 | 37.21 | 67.57 | 111.22 | 46.55
PeakO | 0 | 0 | 0 | 0 | 0 | 0
ST | 0 | 0 | 0 | 0 | 0 | 0
STOG | 9.92 | 13.78 | 27.62 | 54 | 24.62 | 0
STWD | 0 | 0 | 0 | 0 | 0 | 0
WT | 0 | 0 | 0 | 0 | 0 | 0
IGCC | 0 | 0 | 0 | 0 | 0 | 0
DemandResponse | 0 | 0 | 0 | 0 | 0 | 0
IGCC-CCS | 0 | 0 | 0 | 0 | 0 | 0
WT_off | 0 | 0 | 0 | 0 | 0 | 0
PseudoUnit | 0 | 0 | 0 | 0 | 0 | 0
FixedInterchange | 0 | 0 | 0 | 0 | 0 | 0
Emission Cost by Reporting Type: SOCO
ReportingType | 2015 | 2020 | 2025 | 2030 | 2035 | 2040
BM | 0 | 0 | 0 | 0 | 0 | 0
CC | 1475.78 | 2111.39 | 3336.03 | 5763.66 | 3404.72 | 1586.34
CSP | 0 | 0 | 0 | 0 | 0 | 0
CT | 0 | 0 | 0 | 0 | 0 | 0
Coal | 862.07 | 358.48 | 26.46 | 86.65 | 160.48 | 229.1
Geo | 0 | 0 | 0 | 0 | 0 | 0
H | 0 | 0 | 0 | 0 | 0 | 0
LFG | 0 | 0 | 0 | 0 | 0 | 0
Nuc | 0 | 0 | 0 | 0 | 0 | 0
PS | 0 | 0 | 0 | 0 | 0 | 0
PV | 0 | 0 | 0 | 0 | 0 | 0
PeakG | 5.13 | 8.94 | 25.72 | 21.3 | 9.1 | 0
PeakO | 0 | 0 | 0 | 0 | 0 | 0
ST | 0 | 0 | 0 | 0 | 0 | 0
STOG | 0 | 0 | 0 | 0 | 0 | 0
STWD | 0 | 0 | 0 | 0 | 0 | 0
WT | 0 | 0 | 0 | 0 | 0 | 0
IGCC | 0 | 0 | 0 | 0 | 0 | 0
DemandResponse | 0 | 0 | 0 | 0 | 0 | 0
IGCC-CCS | 0 | 0 | 0 | 0 | 0 | 0
WT_off | 0 | 0 | 0 | 0 | 0 | 0
PseudoUnit | 0 | 0 | 0 | 0 | 0 | 0
FixedInterchange | 0 | 0 | 0 | 0 | 0 | 0
Emission Cost by Reporting Type: SPP_N
ReportingType | 2015 | 2020 | 2025 | 2030 | 2035 | 2040
BM | 0 | 0 | 0 | 0 | 0 | 0
CC | 58.46 | 13.77 | 35.56 | 49.55 | 52.45 | 37.44
CSP | 0 | 0 | 0 | 0 | 0 | 0
CT | 0 | 0 | 0 | 0 | 0 | 0
Coal | 1538.81 | 366.48 | 36.11 | 8.38 | 37.61 | 39.28
Geo | 0 | 0 | 0 | 0 | 0 | 0
H | 0 | 0 | 0 | 0 | 0 | 0
LFG | 0 | 0 | 0 | 0 | 0 | 0
Nuc | 0 | 0 | 0 | 0 | 0 | 0
PS | 0 | 0 | 0 | 0 | 0 | 0
PV | 0 | 0 | 0 | 0 | 0 | 0
PeakG | 1.19 | 0 | 0 | 0 | 0 | 0
PeakO | 0 | 0 | 0 | 0 | 0 | 0
ST | 0 | 0 | 0 | 0 | 0 | 0
STOG | 4.02 | 0 | 0 | 0 | 0 | 0
STWD | 0 | 0 | 0 | 0 | 0 | 0
WT | 0 | 0 | 0 | 0 | 0 | 0
IGCC | 0 | 0 | 0 | 0 | 0 | 0
DemandResponse | 0 | 0 | 0 | 0 | 0 | 0
IGCC-CCS | 0 | 0 | 0 | 0 | 0 | 0
WT_off | 0 | 0 | 0 | 0 | 0 | 0
PseudoUnit | 0 | 0 | 0 | 0 | 0 | 0
FixedInterchange | 0 | 0 | 0 | 0 | 0 | 0
Emission Cost by Reporting Type: SPP_S
ReportingType | 2015 | 2020 | 2025 | 2030 | 2035 | 2040
BM | 0 | 0 | 0 | 0 | 0 | 0
CC | 527.37 | 180.66 | 348.97 | 691.01 | 714.73 | 648.99
CSP | 0 | 0 | 0 | 0 | 0 | 0
CT | 0 | 0 | 0 | 0 | 0 | 0
Coal | 2066.52 | 272.82 | 21.09 | 0 | 0 | 0
Geo | 0 | 0 | 0 | 0 | 0 | 0
H | 0 | 0 | 0 | 0 | 0 | 0
LFG | 0 | 0 | 0 | 0 | 0 | 0
Nuc | 0 | 0 | 0 | 0 | 0 | 0
PS | 0 | 0 | 0 | 0 | 0 | 0
PV | 0 | 0 | 0 | 0 | 0 | 0
PeakG | 0 | 0 | 0 | 0 | 0 | 0
PeakO | 0 | 0 | 0 | 0 | 0 | 0
ST | 0 | 0 | 0 | 0 | 0 | 0
STOG | 38.4 | 15.11 | 39.51 | 105.78 | 78.99 | 103.33
STWD | 0 | 0 | 0 | 0 | 0 | 0
WT | 0 | 0 | 0 | 0 | 0 | 0
IGCC | 0 | 0 | 0 | 0 | 0 | 0
DemandResponse | 0 | 0 | 0 | 0 | 0 | 0
IGCC-CCS | 0 | 0 | 0 | 0 | 0 | 0
WT_off | 0 | 0 | 0 | 0 | 0 | 0
PseudoUnit | 0 | 0 | 0 | 0 | 0 | 0
FixedInterchange | 0 | 0 | 0 | 0 | 0 | 0
Emission Cost by Reporting Type: TVA
ReportingType | 2015 | 2020 | 2025 | 2030 | 2035 | 2040
BM | 0 | 0 | 0 | 0 | 0 | 0
CC | 445.76 | 928.85 | 1660.14 | 2982.75 | 2693.21 | 1083.07
CSP | 0 | 0 | 0 | 0 | 0 | 0
CT | 0 | 0 | 0 | 0 | 0 | 0
Coal | 874.62 | 446.52 | 27.6 | 0 | 0 | 0
Geo | 0 | 0 | 0 | 0 | 0 | 0
H | 0 | 0 | 0 | 0 | 0 | 0
LFG | 0 | 0 | 0 | 0 | 0 | 0
Nuc | 0 | 0 | 0 | 0 | 0 | 0
PS | 0 | 0 | 0 | 0 | 0 | 0
PV | 0 | 0 | 0 | 0 | 0 | 0
PeakG | 0 | 0 | 0 | 0 | 0 | 0
PeakO | 0 | 0 | 0 | 0 | 0 | 0
ST | 0 | 0 | 0 | 0 | 0 | 0
STOG | 0 | 0 | 0 | 0 | 0 | 0
STWD | 0 | 0 | 0 | 0 | 0 | 0
WT | 0 | 0 | 0 | 0 | 0 | 0
IGCC | 0 | 0 | 0 | 0 | 0 | 0
DemandResponse | 0 | 0 | 0 | 0 | 0 | 0
IGCC-CCS | 0 | 0 | 0 | 0 | 0 | 0
WT_off | 0 | 0 | 0 | 0 | 0 | 0
PseudoUnit | 0 | 0 | 0 | 0 | 0 | 0
FixedInterchange | 0 | 0 | 0 | 0 | 0 | 0
Emission Cost by Reporting Type: TVA_Transmission
ReportingType | 2015 | 2020 | 2025 | 2030 | 2035 | 2040
BM | 0 | 0 | 0 | 0 | 0 | 0
CC | 0 | 0 | 0 | 0 | 0 | 0
CSP | 0 | 0 | 0 | 0 | 0 | 0
CT | 0 | 0 | 0 | 0 | 0 | 0
Coal | 0 | 0 | 0 | 0 | 0 | 0
Geo | 0 | 0 | 0 | 0 | 0 | 0
H | 0 | 0 | 0 | 0 | 0 | 0
LFG | 0 | 0 | 0 | 0 | 0 | 0
Nuc | 0 | 0 | 0 | 0 | 0 | 0
PS | 0 | 0 | 0 | 0 | 0 | 0
PV | 0 | 0 | 0 | 0 | 0 | 0
PeakG | 0 | 0 | 0 | 0 | 0 | 0
PeakO | 0 | 0 | 0 | 0 | 0 | 0
ST | 0 | 0 | 0 | 0 | 0 | 0
STOG | 0 | 0 | 0 | 0 | 0 | 0
STWD | 0 | 0 | 0 | 0 | 0 | 0
WT | 0 | 0 | 0 | 0 | 0 | 0
IGCC | 0 | 0 | 0 | 0 | 0 | 0
DemandResponse | 0 | 0 | 0 | 0 | 0 | 0
IGCC-CCS | 0 | 0 | 0 | 0 | 0 | 0
WT_off | 0 | 0 | 0 | 0 | 0 | 0
PseudoUnit | 0 | 0 | 0 | 0 | 0 | 0
FixedInterchange | 0 | 0 | 0 | 0 | 0 | 0
Emission Cost by Reporting Type: VACAR
ReportingType | 2015 | 2020 | 2025 | 2030 | 2035 | 2040
BM | 0 | 0 | 0 | 0 | 0 | 0
CC | 1044.47 | 1475.36 | 2315.92 | 4098.22 | 3405.99 | 1083.39
CSP | 0 | 0 | 0 | 0 | 0 | 0
CT | 1.13 | 1.61 | 2.63 | 0 | 0 | 0
Coal | 686.13 | 543.04 | 146.19 | 43.63 | 102.95 | 146.97
Geo | 0 | 0 | 0 | 0 | 0 | 0
H | 0 | 0 | 0 | 0 | 0 | 0
LFG | 0 | 0 | 0 | 0 | 0 | 0
Nuc | 0 | 0 | 0 | 0 | 0 | 0
PS | 0 | 0 | 0 | 0 | 0 | 0
PV | 0 | 0 | 0 | 0 | 0 | 0
PeakG | 1.31 | 2.22 | 9.64 | 24.7 | 6.28 | 8.21
PeakO | 0 | 0 | 0 | 0 | 0 | 0
ST | 0 | 0 | 0 | 0 | 0 | 0
STOG | 0 | 0 | 0 | 0 | 0 | 0
STWD | 0 | 0 | 0 | 0 | 0 | 0
WT | 0 | 0 | 0 | 0 | 0 | 0
IGCC | 0 | 0 | 0 | 0 | 0 | 0
DemandResponse | 0 | 0 | 0 | 0 | 0 | 0
IGCC-CCS | 0 | 0 | 0 | 0 | 0 | 0
WT_off | 0 | 0 | 0 | 0 | 0 | 0
PseudoUnit | 0 | 0 | 0 | 0 | 0 | 0
FixedInterchange | 0 | 0 | 0 | 0 | 0 | 0
Emission Cost by Reporting Type: IESO
ReportingType | 2015 | 2020 | 2025 | 2030 | 2035 | 2040
BM | 0 | 0 | 0 | 0 | 0 | 0
CC | 83.77 | 83.32 | 4.05 | 5.66 | 3.14 | 29
CSP | 0 | 0 | 0 | 0 | 0 | 0
CT | 0.18 | 0.26 | 0 | 0 | 0 | 0
Coal | 0 | 0 | 0 | 0 | 0 | 0
Geo | 0 | 0 | 0 | 0 | 0 | 0
H | 0 | 0 | 0 | 0 | 0 | 0
LFG | 0 | 0 | 0 | 0 | 0 | 0
Nuc | 0 | 0 | 0 | 0 | 0 | 0
PS | 0 | 0 | 0 | 0 | 0 | 0
PV | 0 | 0 | 0 | 0 | 0 | 0
PeakG | 0 | 0 | 0 | 0 | 0 | 0
PeakO | 0 | 0 | 0 | 0 | 0 | 0
ST | 0 | 0 | 0 | 0 | 0 | 0
STOG | 0 | 0 | 0 | 0 | 0 | 0
STWD | 0 | 0 | 0 | 0 | 0 | 0
WT | 0 | 0 | 0 | 0 | 0 | 0
IGCC | 0 | 0 | 0 | 0 | 0 | 0
DemandResponse | 0 | 0 | 0 | 0 | 0 | 0
IGCC-CCS | 0 | 0 | 0 | 0 | 0 | 0
WT_off | 0 | 0 | 0 | 0 | 0 | 0
PseudoUnit | 0 | 0 | 0 | 0 | 0 | 0
FixedInterchange | 0 | 0 | 0 | 0 | 0 | 0
Emission Cost by Reporting Type: MAPP_CA
ReportingType | 2015 | 2020 | 2025 | 2030 | 2035 | 2040
BM | 0 | 0 | 0 | 0 | 0 | 0
CC | 78.84 | 111.95 | 19.12 | 0 | 0 | 0
CSP | 0 | 0 | 0 | 0 | 0 | 0
CT | 0 | 0 | 0 | 0 | 0 | 0
Coal | 6.98 | 1.4 | 0 | 0 | 0 | 0
Geo | 0 | 0 | 0 | 0 | 0 | 0
H | 0 | 0 | 0 | 0 | 0 | 0
LFG | 0 | 0 | 0 | 0 | 0 | 0
Nuc | 0 | 0 | 0 | 0 | 0 | 0
PS | 0 | 0 | 0 | 0 | 0 | 0
PV | 0 | 0 | 0 | 0 | 0 | 0
PeakG | 1.29 | 0.45 | 0 | 0 | 0 | 0
PeakO | 0 | 0 | 0 | 0 | 0 | 0
ST | 0 | 0 | 0 | 0 | 0 | 0
STOG | 0.07 | 0 | 0 | 0 | 0 | 0
STWD | 0 | 0 | 0 | 0 | 0 | 0
WT | 0 | 0 | 0 | 0 | 0 | 0
IGCC | 0 | 0 | 0 | 0 | 0 | 0
DemandResponse | 0 | 0 | 0 | 0 | 0 | 0
IGCC-CCS | 0 | 0 | 0 | 0 | 0 | 0
WT_off | 0 | 0 | 0 | 0 | 0 | 0
PseudoUnit | 0 | 0 | 0 | 0 | 0 | 0
FixedInterchange | 0 | 0 | 0 | 0 | 0 | 0
Emission Cost by Reporting Type: AZ_NM_SNV_Coal
ReportingType | 2015 | 2020 | 2025 | 2030 | 2035 | 2040
BM | 0 | 0 | 0 | 0 | 0 | 0
CC | 0 | 0 | 0 | 0 | 0 | 0
CSP | 0 | 0 | 0 | 0 | 0 | 0
CT | 0 | 0 | 0 | 0 | 0 | 0
Coal | 1276.3 | 1645.02 | 597.41 | 5.47 | 67.28 | 47.59
Geo | 0 | 0 | 0 | 0 | 0 | 0
H | 0 | 0 | 0 | 0 | 0 | 0
LFG | 0 | 0 | 0 | 0 | 0 | 0
Nuc | 0 | 0 | 0 | 0 | 0 | 0
PS | 0 | 0 | 0 | 0 | 0 | 0
PV | 0 | 0 | 0 | 0 | 0 | 0
PeakG | 0 | 0 | 0 | 0 | 0 | 0
PeakO | 0 | 0 | 0 | 0 | 0 | 0
ST | 0 | 0 | 0 | 0 | 0 | 0
STOG | 0 | 0 | 0 | 0 | 0 | 0
STWD | 0 | 0 | 0 | 0 | 0 | 0
WT | 0 | 0 | 0 | 0 | 0 | 0
IGCC | 0 | 0 | 0 | 0 | 0 | 0
DemandResponse | 0 | 0 | 0 | 0 | 0 | 0
IGCC-CCS | 0 | 0 | 0 | 0 | 0 | 0
WT_off | 0 | 0 | 0 | 0 | 0 | 0
PseudoUnit | 0 | 0 | 0 | 0 | 0 | 0
FixedInterchange | 0 | 0 | 0 | 0 | 0 | 0
Emission Cost by Reporting Type: AZ_NM_SNV_Gas
ReportingType | 2015 | 2020 | 2025 | 2030 | 2035 | 2040
BM | 0 | 0 | 0 | 0 | 0 | 0
CC | 675.61 | 777.44 | 1922.1 | 2483.22 | 1670.91 | 1745.96
CSP | 0 | 0 | 0 | 0 | 0 | 0
CT | 0 | 0 | 0 | 0 | 0 | 0
Coal | 0 | 0 | 0 | 0 | 0 | 0
Geo | 0 | 0 | 0 | 0 | 0 | 0
H | 0 | 0 | 0 | 0 | 0 | 0
LFG | 0 | 0 | 0 | 0 | 0 | 0
Nuc | 0 | 0 | 0 | 0 | 0 | 0
PS | 0 | 0 | 0 | 0 | 0 | 0
PV | 0 | 0 | 0 | 0 | 0 | 0
PeakG | 0 | 0 | 0 | 0 | 0 | 0
PeakO | 0 | 0 | 0 | 0 | 0 | 0
ST | 0 | 0 | 0 | 0 | 0 | 0
STOG | 0 | 0 | 0 | 0 | 0 | 0
STWD | 0 | 0 | 0 | 0 | 0 | 0
WT | 0 | 0 | 0 | 0 | 0 | 0
IGCC | 0 | 0 | 0 | 0 | 0 | 0
DemandResponse | 0 | 0 | 0 | 0 | 0 | 0
IGCC-CCS | 0 | 0 | 0 | 0 | 0 | 0
WT_off | 0 | 0 | 0 | 0 | 0 | 0
PseudoUnit | 0 | 0 | 0 | 0 | 0 | 0
FixedInterchange | 0 | 0 | 0 | 0 | 0 | 0
Emission Cost by Reporting Type: AZ_NM_SNV_NucRenew
ReportingType | 2015 | 2020 | 2025 | 2030 | 2035 | 2040
BM | 0 | 0 | 0 | 0 | 0 | 0
CC | 0 | 0 | 0 | 0 | 0 | 0
CSP | 0 | 0 | 0 | 0 | 0 | 0
CT | 0 | 0 | 0 | 0 | 0 | 0
Coal | 0 | 0 | 0 | 0 | 0 | 0
Geo | 0 | 0 | 0 | 0 | 0 | 0
H | 0 | 0 | 0 | 0 | 0 | 0
LFG | 0 | 0 | 0 | 0 | 0 | 0
Nuc | 0 | 0 | 0 | 0 | 0 | 0
PS | 0 | 0 | 0 | 0 | 0 | 0
PV | 0 | 0 | 0 | 0 | 0 | 0
PeakG | 0 | 0 | 0 | 0 | 0 | 0
PeakO | 0 | 0 | 0 | 0 | 0 | 0
ST | 0 | 0 | 0 | 0 | 0 | 0
STOG | 0 | 0 | 0 | 0 | 0 | 0
STWD | 0 | 0 | 0 | 0 | 0 | 0
WT | 0 | 0 | 0 | 0 | 0 | 0
IGCC | 0 | 0 | 0 | 0 | 0 | 0
DemandResponse | 0 | 0 | 0 | 0 | 0 | 0
IGCC-CCS | 0 | 0 | 0 | 0 | 0 | 0
WT_off | 0 | 0 | 0 | 0 | 0 | 0
PseudoUnit | 0 | 0 | 0 | 0 | 0 | 0
FixedInterchange | 0 | 0 | 0 | 0 | 0 | 0
Emission Cost by Reporting Type: ERCOT
ReportingType | 2015 | 2020 | 2025 | 2030 | 2035 | 2040
BM | 0 | 0 | 0 | 0 | 0 | 0
CC | 2051.1 | 3118.39 | 4348.23 | 8455.64 | 7175.48 | 7203.98
CSP | 0 | 0 | 0 | 0 | 0 | 0
CT | 0 | 0.05 | 0.05 | 0.65 | 0 | 0
Coal | 1097.24 | 985.28 | 72.13 | 92.44 | 198.86 | 283.88
Geo | 0 | 0 | 0 | 0 | 0 | 0
H | 0 | 0 | 0 | 0 | 0 | 0
LFG | 0 | 0 | 0 | 0 | 0 | 0
Nuc | 0 | 0 | 0 | 0 | 0 | 0
PS | 0 | 0 | 0 | 0 | 0 | 0
PV | 0 | 0 | 0 | 0 | 0 | 0
PeakG | 0 | 0.15 | 0 | 3.45 | 6.5 | 9.08
PeakO | 0 | 0 | 0 | 0 | 0 | 0
ST | 0 | 0 | 0 | 0 | 0 | 0
STOG | 33.07 | 70.44 | 34.78 | 55.6 | 0 | 0
STWD | 0 | 0 | 0 | 0 | 0 | 0
WT | 0 | 0 | 0 | 0 | 0 | 0
IGCC | 0 | 0 | 0 | 0 | 0 | 0
DemandResponse | 0 | 0 | 0 | 0 | 0 | 0
IGCC-CCS | 0 | 0 | 0 | 0 | 0 | 0
WT_off | 0 | 0 | 0 | 0 | 0 | 0
PseudoUnit | 0 | 0 | 0 | 0 | 0 | 0
FixedInterchange | 0 | 0 | 0 | 0 | 0 | 0
Emission Cost by Reporting Type: NP15
ReportingType | 2015 | 2020 | 2025 | 2030 | 2035 | 2040
BM | 0 | 0 | 0 | 0 | 0 | 0
CC | 590.82 | 815.73 | 1337.76 | 1696.15 | 1044.33 | 934.24
CSP | 0 | 0 | 0 | 0 | 0 | 0
CT | 0 | 0 | 0 | 0 | 0 | 0
Coal | 42.12 | 0 | 0 | 0 | 0 | 0
Geo | 0 | 0 | 0 | 0 | 0 | 0
H | 0 | 0 | 0 | 0 | 0 | 0
LFG | 0 | 0 | 0 | 0 | 0 | 0
Nuc | 0 | 0 | 0 | 0 | 0 | 0
PS | 0 | 0 | 0 | 0 | 0 | 0
PV | 0 | 0 | 0 | 0 | 0 | 0
PeakG | 0 | 0 | 0 | 0 | 0 | 0
PeakO | 0 | 0 | 0 | 0 | 0 | 0
ST | 0 | 0 | 0 | 0 | 0 | 0
STOG | 1.06 | 0.9 | 2.71 | 0 | 0 | 0
STWD | 0 | 0 | 0 | 0 | 0 | 0
WT | 0 | 0 | 0 | 0 | 0 | 0
IGCC | 0 | 0 | 0 | 0 | 0 | 0
DemandResponse | 0 | 0 | 0 | 0 | 0 | 0
IGCC-CCS | 0 | 0 | 0 | 0 | 0 | 0
WT_off | 0 | 0 | 0 | 0 | 0 | 0
PseudoUnit | 0 | 0 | 0 | 0 | 0 | 0
FixedInterchange | 0 | 0 | 0 | 0 | 0 | 0
Emission Cost by Reporting Type: NWPP_Coal
ReportingType | 2015 | 2020 | 2025 | 2030 | 2035 | 2040
BM | 0 | 0 | 0 | 0 | 0 | 0
CC | 0 | 0 | 0 | 0 | 0 | 0
CSP | 0 | 0 | 0 | 0 | 0 | 0
CT | 0 | 0 | 0 | 0 | 0 | 0
Coal | 1311.34 | 1389.49 | 9.83 | 22.01 | 40.76 | 58.18
Geo | 0 | 0 | 0 | 0 | 0 | 0
H | 0 | 0 | 0 | 0 | 0 | 0
LFG | 0 | 0 | 0 | 0 | 0 | 0
Nuc | 0 | 0 | 0 | 0 | 0 | 0
PS | 0 | 0 | 0 | 0 | 0 | 0
PV | 0 | 0 | 0 | 0 | 0 | 0
PeakG | 0 | 0 | 0 | 0 | 0 | 0
PeakO | 0 | 0 | 0 | 0 | 0 | 0
ST | 0 | 0 | 0 | 0 | 0 | 0
STOG | 0 | 0 | 0 | 0 | 0 | 0
STWD | 0 | 0 | 0 | 0 | 0 | 0
WT | 0 | 0 | 0 | 0 | 0 | 0
IGCC | 0 | 0 | 0 | 0 | 0 | 0
DemandResponse | 0 | 0 | 0 | 0 | 0 | 0
IGCC-CCS | 0 | 0 | 0 | 0 | 0 | 0
WT_off | 0 | 0 | 0 | 0 | 0 | 0
PseudoUnit | 0 | 0 | 0 | 0 | 0 | 0
FixedInterchange | 0 | 0 | 0 | 0 | 0 | 0
Emission Cost by Reporting Type: NWPP_Gas
ReportingType | 2015 | 2020 | 2025 | 2030 | 2035 | 2040
BM | 0 | 0 | 0 | 0 | 0 | 0
CC | 513.35 | 897.59 | 1469.9 | 1973.05 | 604.33 | 738.89
CSP | 0 | 0 | 0 | 0 | 0 | 0
CT | 0 | 0 | 0 | 0 | 0 | 0
Coal | 0 | 0 | 0 | 0 | 0 | 0
Geo | 0 | 0 | 0 | 0 | 0 | 0
H | 0 | 0 | 0 | 0 | 0 | 0
LFG | 0 | 0 | 0 | 0 | 0 | 0
Nuc | 0 | 0 | 0 | 0 | 0 | 0
PS | 0 | 0 | 0 | 0 | 0 | 0
PV | 0 | 0 | 0 | 0 | 0 | 0
PeakG | 0 | 0 | 0 | 0 | 0 | 0
PeakO | 0 | 0 | 0 | 0 | 0 | 0
ST | 0 | 0 | 0 | 0 | 0 | 0
STOG | 0 | 0 | 0 | 0 | 0 | 0
STWD | 0 | 0 | 0 | 0 | 0 | 0
WT | 0 | 0 | 0 | 0 | 0 | 0
IGCC | 0 | 0 | 0 | 0 | 0 | 0
DemandResponse | 0 | 0 | 0 | 0 | 0 | 0
IGCC-CCS | 0 | 0 | 0 | 0 | 0 | 0
WT_off | 0 | 0 | 0 | 0 | 0 | 0
PseudoUnit | 0 | 0 | 0 | 0 | 0 | 0
FixedInterchange | 0 | 0 | 0 | 0 | 0 | 0
Emission Cost by Reporting Type: NWPP_NucRenew
ReportingType | 2015 | 2020 | 2025 | 2030 | 2035 | 2040
BM | 0 | 0 | 0 | 0 | 0 | 0
CC | 0 | 0 | 0 | 0 | 0 | 0
CSP | 0 | 0 | 0 | 0 | 0 | 0
CT | 0 | 0 | 0 | 0 | 0 | 0
Coal | 0 | 0 | 0 | 0 | 0 | 0
Geo | 0 | 0 | 0 | 0 | 0 | 0
H | 0 | 0 | 0 | 0 | 0 | 0
LFG | 0 | 0 | 0 | 0 | 0 | 0
Nuc | 0 | 0 | 0 | 0 | 0 | 0
PS | 0 | 0 | 0 | 0 | 0 | 0
PV | 0 | 0 | 0 | 0 | 0 | 0
PeakG | 0 | 0 | 0 | 0 | 0 | 0
PeakO | 0 | 0 | 0 | 0 | 0 | 0
ST | 0 | 0 | 0 | 0 | 0 | 0
STOG | 0 | 0 | 0 | 0 | 0 | 0
STWD | 0 | 0 | 0 | 0 | 0 | 0
WT | 0 | 0 | 0 | 0 | 0 | 0
IGCC | 0 | 0 | 0 | 0 | 0 | 0
DemandResponse | 0 | 0 | 0 | 0 | 0 | 0
IGCC-CCS | 0 | 0 | 0 | 0 | 0 | 0
WT_off | 0 | 0 | 0 | 0 | 0 | 0
PseudoUnit | 0 | 0 | 0 | 0 | 0 | 0
FixedInterchange | 0 | 0 | 0 | 0 | 0 | 0
Emission Cost by Reporting Type: RMPA
ReportingType | 2015 | 2020 | 2025 | 2030 | 2035 | 2040
BM | 0 | 0 | 0 | 0 | 0 | 0
CC | 110.9 | 154.27 | 457.04 | 579.13 | 492.2 | 570.13
CSP | 0 | 0 | 0 | 0 | 0 | 0
CT | 0 | 0 | 0 | 0 | 0 | 0
Coal | 1336.07 | 1519.47 | 205.16 | 57.77 | 106.89 | 146.48
Geo | 0 | 0 | 0 | 0 | 0 | 0
H | 0 | 0 | 0 | 0 | 0 | 0
LFG | 0 | 0 | 0 | 0 | 0 | 0
Nuc | 0 | 0 | 0 | 0 | 0 | 0
PS | 0 | 0 | 0 | 0 | 0 | 0
PV | 0 | 0 | 0 | 0 | 0 | 0
PeakG | 0 | 0 | 0 | 0 | 0 | 0
PeakO | 0 | 0 | 0 | 0 | 0 | 0
ST | 0 | 0 | 0 | 0 | 0 | 0
STOG | 0 | 0 | 0 | 0 | 0 | 0
STWD | 0 | 0 | 0 | 0 | 0 | 0
WT | 0 | 0 | 0 | 0 | 0 | 0
IGCC | 0 | 0 | 0 | 0 | 0 | 0
DemandResponse | 0 | 0 | 0 | 0 | 0 | 0
IGCC-CCS | 0 | 0 | 0 | 0 | 0 | 0
WT_off | 0 | 0 | 0 | 0 | 0 | 0
PseudoUnit | 0 | 0 | 0 | 0 | 0 | 0
FixedInterchange | 0 | 0 | 0 | 0 | 0 | 0
Emission Cost by Reporting Type: SP15
ReportingType | 2015 | 2020 | 2025 | 2030 | 2035 | 2040
BM | 0 | 0 | 0 | 0 | 0 | 0
CC | 840.55 | 1079.18 | 1733.3 | 3291.36 | 2831.18 | 2470.42
CSP | 0 | 0 | 0 | 0 | 0 | 0
CT | 0 | 0 | 0 | 0 | 0 | 0
Coal | 39.99 | 30.93 | 22.85 | 0 | 0 | 0
Geo | 0 | 0 | 0 | 0 | 0 | 0
H | 0 | 0 | 0 | 0 | 0 | 0
LFG | 0 | 0 | 0 | 0 | 0 | 0
Nuc | 0 | 0 | 0 | 0 | 0 | 0
PS | 0 | 0 | 0 | 0 | 0 | 0
PV | 0 | 0 | 0 | 0 | 0 | 0
PeakG | 0 | 0 | 0 | 0 | 0 | 0
PeakO | 0 | 0 | 0 | 0 | 0 | 0
ST | 0 | 0 | 0 | 0 | 0 | 0
STOG | 7.65 | 4.14 | 13.4 | 15.35 | 7.07 | 5.3
STWD | 0 | 0 | 0 | 0 | 0 | 0
WT | 0 | 0 | 0 | 0 | 0 | 0
IGCC | 0 | 0 | 0 | 0 | 0 | 0
DemandResponse | 0 | 0 | 0 | 0 | 0 | 0
IGCC-CCS | 0 | 0 | 0 | 0 | 0 | 0
WT_off | 0 | 0 | 0 | 0 | 0 | 0
PseudoUnit | 0 | 0 | 0 | 0 | 0 | 0
FixedInterchange | 0 | 0 | 0 | 0 | 0 | 0
Emission Cost by Reporting Type: ALB
ReportingType | 2015 | 2020 | 2025 | 2030 | 2035 | 2040
BM | 0 | 0 | 0 | 0 | 0 | 0
CC | 177.21 | 259.25 | 427.25 | 0.31 | 0 | 0.83
CSP | 0 | 0 | 0 | 0 | 0 | 0
CT | 0 | 0 | 0 | 0 | 0 | 0
Coal | 1216.87 | 1727.96 | 2790.3 | 0 | 0 | 0
Geo | 0 | 0 | 0 | 0 | 0 | 0
H | 0 | 0 | 0 | 0 | 0 | 0
LFG | 0 | 0 | 0 | 0 | 0 | 0
Nuc | 0 | 0 | 0 | 0 | 0 | 0
PS | 0 | 0 | 0 | 0 | 0 | 0
PV | 0 | 0 | 0 | 0 | 0 | 0
PeakG | 0 | 0 | 0 | 0 | 0 | 0.52
PeakO | 0 | 0 | 0 | 0 | 0 | 0
ST | 0 | 0 | 0 | 0 | 0 | 0
STOG | 0 | 0 | 0 | 0 | 0 | 0
STWD | 0 | 0 | 0 | 0 | 0 | 0
WT | 0 | 0 | 0 | 0 | 0 | 0
IGCC | 0 | 0 | 0 | 0 | 0 | 0
DemandResponse | 0 | 0 | 0 | 0 | 0 | 0
IGCC-CCS | 0 | 0 | 0 | 0 | 0 | 0
WT_off | 0 | 0 | 0 | 0 | 0 | 0
PseudoUnit | 0 | 0 | 0 | 0 | 0 | 0
FixedInterchange | 0 | 0 | 0 | 0 | 0 | 0
Emission Cost by Reporting Type: BC
ReportingType | 2015 | 2020 | 2025 | 2030 | 2035 | 2040
BM | 0 | 0 | 0 | 0 | 0 | 0
CC | 43.75 | 62.13 | 101.74 | 144.61 | 0 | 0
CSP | 0 | 0 | 0 | 0 | 0 | 0
CT | 0 | 0 | 0 | 0 | 0 | 0
Coal | 0 | 0 | 0 | 0 | 0 | 0
Geo | 0 | 0 | 0 | 0 | 0 | 0
H | 0 | 0 | 0 | 0 | 0 | 0
LFG | 0 | 0 | 0 | 0 | 0 | 0
Nuc | 0 | 0 | 0 | 0 | 0 | 0
PS | 0 | 0 | 0 | 0 | 0 | 0
PV | 0 | 0 | 0 | 0 | 0 | 0
PeakG | 0 | 0 | 0 | 0 | 0 | 0
PeakO | 0 | 0 | 0 | 0 | 0 | 0
ST | 0 | 0 | 0 | 0 | 0 | 0
STOG | 0 | 0 | 0 | 0 | 0 | 0
STWD | 0 | 0 | 0 | 0 | 0 | 0
WT | 0 | 0 | 0 | 0 | 0 | 0
IGCC | 0 | 0 | 0 | 0 | 0 | 0
DemandResponse | 0 | 0 | 0 | 0 | 0 | 0
IGCC-CCS | 0 | 0 | 0 | 0 | 0 | 0
WT_off | 0 | 0 | 0 | 0 | 0 | 0
PseudoUnit | 0 | 0 | 0 | 0 | 0 | 0
FixedInterchange | 0 | 0 | 0 | 0 | 0 | 0
Emission Cost by Reporting Type: HQ_IESO
ReportingType | 2015 | 2020 | 2025 | 2030 | 2035 | 2040
BM | 0 | 0 | 0 | 0 | 0 | 0
CC | 0 | 0 | 0 | 0 | 0 | 0
CSP | 0 | 0 | 0 | 0 | 0 | 0
CT | 0 | 0 | 0 | 0 | 0 | 0
Coal | 0 | 0 | 0 | 0 | 0 | 0
Geo | 0 | 0 | 0 | 0 | 0 | 0
H | 0 | 0 | 0 | 0 | 0 | 0
LFG | 0 | 0 | 0 | 0 | 0 | 0
Nuc | 0 | 0 | 0 | 0 | 0 | 0
PS | 0 | 0 | 0 | 0 | 0 | 0
PV | 0 | 0 | 0 | 0 | 0 | 0
PeakG | 0 | 0 | 0 | 0 | 0 | 0
PeakO | 0 | 0 | 0 | 0 | 0 | 0
ST | 0 | 0 | 0 | 0 | 0 | 0
STOG | 0 | 0 | 0 | 0 | 0 | 0
STWD | 0 | 0 | 0 | 0 | 0 | 0
WT | 0 | 0 | 0 | 0 | 0 | 0
IGCC | 0 | 0 | 0 | 0 | 0 | 0
DemandResponse | 0 | 0 | 0 | 0 | 0 | 0
IGCC-CCS | 0 | 0 | 0 | 0 | 0 | 0
WT_off | 0 | 0 | 0 | 0 | 0 | 0
PseudoUnit | 0 | 0 | 0 | 0 | 0 | 0
FixedInterchange | 0 | 0 | 0 | 0 | 0 | 0
Emission Cost by Reporting Type: HQ_NEISO
ReportingType | 2015 | 2020 | 2025 | 2030 | 2035 | 2040
BM | 0 | 0 | 0 | 0 | 0 | 0
CC | 0 | 0 | 0 | 0 | 0 | 0
CSP | 0 | 0 | 0 | 0 | 0 | 0
CT | 0 | 0 | 0 | 0 | 0 | 0
Coal | 0 | 0 | 0 | 0 | 0 | 0
Geo | 0 | 0 | 0 | 0 | 0 | 0
H | 0 | 0 | 0 | 0 | 0 | 0
LFG | 0 | 0 | 0 | 0 | 0 | 0
Nuc | 0 | 0 | 0 | 0 | 0 | 0
PS | 0 | 0 | 0 | 0 | 0 | 0
PV | 0 | 0 | 0 | 0 | 0 | 0
PeakG | 0 | 0 | 0 | 0 | 0 | 0
PeakO | 0 | 0 | 0 | 0 | 0 | 0
ST | 0 | 0 | 0 | 0 | 0 | 0
STOG | 0 | 0 | 0 | 0 | 0 | 0
STWD | 0 | 0 | 0 | 0 | 0 | 0
WT | 0 | 0 | 0 | 0 | 0 | 0
IGCC | 0 | 0 | 0 | 0 | 0 | 0
DemandResponse | 0 | 0 | 0 | 0 | 0 | 0
IGCC-CCS | 0 | 0 | 0 | 0 | 0 | 0
WT_off | 0 | 0 | 0 | 0 | 0 | 0
PseudoUnit | 0 | 0 | 0 | 0 | 0 | 0
FixedInterchange | 0 | 0 | 0 | 0 | 0 | 0
Emission Cost by Reporting Type: HQ_NY
ReportingType | 2015 | 2020 | 2025 | 2030 | 2035 | 2040
BM | 0 | 0 | 0 | 0 | 0 | 0
CC | 0 | 0 | 0 | 0 | 0 | 0
CSP | 0 | 0 | 0 | 0 | 0 | 0
CT | 0 | 0 | 0 | 0 | 0 | 0
Coal | 0 | 0 | 0 | 0 | 0 | 0
Geo | 0 | 0 | 0 | 0 | 0 | 0
H | 0 | 0 | 0 | 0 | 0 | 0
LFG | 0 | 0 | 0 | 0 | 0 | 0
Nuc | 0 | 0 | 0 | 0 | 0 | 0
PS | 0 | 0 | 0 | 0 | 0 | 0
PV | 0 | 0 | 0 | 0 | 0 | 0
PeakG | 0 | 0 | 0 | 0 | 0 | 0
PeakO | 0 | 0 | 0 | 0 | 0 | 0
ST | 0 | 0 | 0 | 0 | 0 | 0
STOG | 0 | 0 | 0 | 0 | 0 | 0
STWD | 0 | 0 | 0 | 0 | 0 | 0
WT | 0 | 0 | 0 | 0 | 0 | 0
IGCC | 0 | 0 | 0 | 0 | 0 | 0
DemandResponse | 0 | 0 | 0 | 0 | 0 | 0
IGCC-CCS | 0 | 0 | 0 | 0 | 0 | 0
WT_off | 0 | 0 | 0 | 0 | 0 | 0
PseudoUnit | 0 | 0 | 0 | 0 | 0 | 0
FixedInterchange | 0 | 0 | 0 | 0 | 0 | 0
Emission Cost by Reporting Type: MARITIMES
ReportingType | 2015 | 2020 | 2025 | 2030 | 2035 | 2040
BM | 0 | 0 | 0 | 0 | 0 | 0
CC | 0 | 0 | 0 | 0 | 0 | 0
CSP | 0 | 0 | 0 | 0 | 0 | 0
CT | 0 | 0 | 0 | 0 | 0 | 0
Coal | 0 | 0 | 0 | 0 | 0 | 0
Geo | 0 | 0 | 0 | 0 | 0 | 0
H | 0 | 0 | 0 | 0 | 0 | 0
LFG | 0 | 0 | 0 | 0 | 0 | 0
Nuc | 0 | 0 | 0 | 0 | 0 | 0
PS | 0 | 0 | 0 | 0 | 0 | 0
PV | 0 | 0 | 0 | 0 | 0 | 0
PeakG | 0 | 0 | 0 | 0 | 0 | 0
PeakO | 0 | 0 | 0 | 0 | 0 | 0
ST | 0 | 0 | 0 | 0 | 0 | 0
STOG | 0 | 0 | 0 | 0 | 0 | 0
STWD | 0 | 0 | 0 | 0 | 0 | 0
WT | 0 | 0 | 0 | 0 | 0 | 0
IGCC | 0 | 0 | 0 | 0 | 0 | 0
DemandResponse | 0 | 0 | 0 | 0 | 0 | 0
IGCC-CCS | 0 | 0 | 0 | 0 | 0 | 0
WT_off | 0 | 0 | 0 | 0 | 0 | 0
PseudoUnit | 0 | 0 | 0 | 0 | 0 | 0
FixedInterchange | 0 | 0 | 0 | 0 | 0 | 0
Emission Cost by Reporting Type: All
ReportingType | 2015 | 2020 | 2025 | 2030 | 2035 | 2040
BM | 0 | 0 | 0 | 0 | 0 | 0
CC | 15373.93 | 23508.39 | 37708.7 | 58504.18 | 58509.64 | 40085.62
CSP | 0 | 0 | 0 | 0 | 0 | 0
CT | 8.89 | 12.92 | 23.72 | 29.93 | 0.4 | 12.85
Coal | 28269.47 | 17705.64 | 5293.17 | 660.24 | 2126.03 | 3034.27
Geo | 0 | 0 | 0 | 0 | 0 | 0
H | 0 | 0 | 0 | 0 | 0 | 0
LFG | 0 | 0 | 0 | 0 | 0 | 0
Nuc | 0 | 0 | 0 | 0 | 0 | 0
PS | 0 | 0 | 0 | 0 | 0 | 0
PV | 0 | 0 | 0 | 0 | 0 | 0
PeakG | 42.18 | 48.65 | 115.45 | 187.7 | 262.23 | 237.93
PeakO | 0 | 0 | 0 | 0 | 0 | 0
ST | 0 | 0 | 0 | 0 | 0 | 0
STOG | 129.81 | 162.58 | 230.22 | 404.11 | 264.1 | 148.14
STWD | 0 | 0 | 0 | 0 | 0 | 0
WT | 0 | 0 | 0 | 0 | 0 | 0
IGCC | 100.97 | 143.38 | 36.96 | 0 | 0 | 0
DemandResponse | 0 | 0 | 0 | 0 | 0 | 0
IGCC-CCS | 0 | 0 | 0 | 0 | 0 | 0
WT_off | 0 | 0 | 0 | 0 | 0 | 0
PseudoUnit | 0 | 0 | 0 | 0 | 0 | 0
FixedInterchange | 0 | 0 | 0 | 0 | 0 | 0
Emission Cost by Reporting Type: EI_US
ReportingType | 2015 | 2020 | 2025 | 2030 | 2035 | 2040
BM | 0 | 0 | 0 | 0 | 0 | 0
CC | 10208.02 | 16149.13 | 25888.2 | 39875.03 | 44688.07 | 26392.18
CSP | 0 | 0 | 0 | 0 | 0 | 0
CT | 8.7 | 12.6 | 23.67 | 29.28 | 0.4 | 12.85
Coal | 21942.54 | 10406.08 | 1595.5 | 482.55 | 1712.25 | 2498.14
Geo | 0 | 0 | 0 | 0 | 0 | 0
H | 0 | 0 | 0 | 0 | 0 | 0
LFG | 0 | 0 | 0 | 0 | 0 | 0
Nuc | 0 | 0 | 0 | 0 | 0 | 0
PS | 0 | 0 | 0 | 0 | 0 | 0
PV | 0 | 0 | 0 | 0 | 0 | 0
PeakG | 40.89 | 48.06 | 115.45 | 184.25 | 255.73 | 228.32
PeakO | 0 | 0 | 0 | 0 | 0 | 0
ST | 0 | 0 | 0 | 0 | 0 | 0
STOG | 87.96 | 87.11 | 179.32 | 333.16 | 257.03 | 142.83
STWD | 0 | 0 | 0 | 0 | 0 | 0
WT | 0 | 0 | 0 | 0 | 0 | 0
IGCC | 100.97 | 143.38 | 36.96 | 0 | 0 | 0
DemandResponse | 0 | 0 | 0 | 0 | 0 | 0
IGCC-CCS | 0 | 0 | 0 | 0 | 0 | 0
WT_off | 0 | 0 | 0 | 0 | 0 | 0
PseudoUnit | 0 | 0 | 0 | 0 | 0 | 0
FixedInterchange | 0 | 0 | 0 | 0 | 0 | 0
Emission Cost by Reporting Type: EI_Canada
ReportingType | 2015 | 2020 | 2025 | 2030 | 2035 | 2040
BM | 0 | 0 | 0 | 0 | 0 | 0
CC | 162.61 | 195.27 | 23.17 | 5.66 | 3.14 | 29
CSP | 0 | 0 | 0 | 0 | 0 | 0
CT | 0.18 | 0.26 | 0 | 0 | 0 | 0
Coal | 6.98 | 1.4 | 0 | 0 | 0 | 0
Geo | 0 | 0 | 0 | 0 | 0 | 0
H | 0 | 0 | 0 | 0 | 0 | 0
LFG | 0 | 0 | 0 | 0 | 0 | 0
Nuc | 0 | 0 | 0 | 0 | 0 | 0
PS | 0 | 0 | 0 | 0 | 0 | 0
PV | 0 | 0 | 0 | 0 | 0 | 0
PeakG | 1.29 | 0.45 | 0 | 0 | 0 | 0
PeakO | 0 | 0 | 0 | 0 | 0 | 0
ST | 0 | 0 | 0 | 0 | 0 | 0
STOG | 0.07 | 0 | 0 | 0 | 0 | 0
STWD | 0 | 0 | 0 | 0 | 0 | 0
WT | 0 | 0 | 0 | 0 | 0 | 0
IGCC | 0 | 0 | 0 | 0 | 0 | 0
DemandResponse | 0 | 0 | 0 | 0 | 0 | 0
IGCC-CCS | 0 | 0 | 0 | 0 | 0 | 0
WT_off | 0 | 0 | 0 | 0 | 0 | 0
PseudoUnit | 0 | 0 | 0 | 0 | 0 | 0
FixedInterchange | 0 | 0 | 0 | 0 | 0 | 0
Emission Cost by Reporting Type: EI
ReportingType | 2015 | 2020 | 2025 | 2030 | 2035 | 2040
BM | 0 | 0 | 0 | 0 | 0 | 0
CC | 10370.63 | 16344.41 | 25911.37 | 39880.7 | 44691.21 | 26421.18
CSP | 0 | 0 | 0 | 0 | 0 | 0
CT | 8.89 | 12.87 | 23.67 | 29.28 | 0.4 | 12.85
Coal | 21949.52 | 10407.49 | 1595.5 | 482.55 | 1712.25 | 2498.14
Geo | 0 | 0 | 0 | 0 | 0 | 0
H | 0 | 0 | 0 | 0 | 0 | 0
LFG | 0 | 0 | 0 | 0 | 0 | 0
Nuc | 0 | 0 | 0 | 0 | 0 | 0
PS | 0 | 0 | 0 | 0 | 0 | 0
PV | 0 | 0 | 0 | 0 | 0 | 0
PeakG | 42.18 | 48.51 | 115.45 | 184.25 | 255.73 | 228.32
PeakO | 0 | 0 | 0 | 0 | 0 | 0
ST | 0 | 0 | 0 | 0 | 0 | 0
STOG | 88.04 | 87.11 | 179.32 | 333.16 | 257.03 | 142.83
STWD | 0 | 0 | 0 | 0 | 0 | 0
WT | 0 | 0 | 0 | 0 | 0 | 0
IGCC | 100.97 | 143.38 | 36.96 | 0 | 0 | 0
DemandResponse | 0 | 0 | 0 | 0 | 0 | 0
IGCC-CCS | 0 | 0 | 0 | 0 | 0 | 0
WT_off | 0 | 0 | 0 | 0 | 0 | 0
PseudoUnit | 0 | 0 | 0 | 0 | 0 | 0
FixedInterchange | 0 | 0 | 0 | 0 | 0 | 0
Emission Cost by Reporting Type: Outside_EI
ReportingType | 2015 | 2020 | 2025 | 2030 | 2035 | 2040
BM | 0 | 0 | 0 | 0 | 0 | 0
CC | 5003.3 | 7163.98 | 11797.32 | 18623.49 | 13818.43 | 13664.45
CSP | 0 | 0 | 0 | 0 | 0 | 0
CT | 0 | 0.05 | 0.05 | 0.65 | 0 | 0
Coal | 6319.94 | 7298.15 | 3697.67 | 177.68 | 413.78 | 536.13
Geo | 0 | 0 | 0 | 0 | 0 | 0
H | 0 | 0 | 0 | 0 | 0 | 0
LFG | 0 | 0 | 0 | 0 | 0 | 0
Nuc | 0 | 0 | 0 | 0 | 0 | 0
PS | 0 | 0 | 0 | 0 | 0 | 0
PV | 0 | 0 | 0 | 0 | 0 | 0
PeakG | 0 | 0.15 | 0 | 3.45 | 6.5 | 9.61
PeakO | 0 | 0 | 0 | 0 | 0 | 0
ST | 0 | 0 | 0 | 0 | 0 | 0
STOG | 41.77 | 75.47 | 50.89 | 70.95 | 7.07 | 5.3
STWD | 0 | 0 | 0 | 0 | 0 | 0
WT | 0 | 0 | 0 | 0 | 0 | 0
IGCC | 0 | 0 | 0 | 0 | 0 | 0
DemandResponse | 0 | 0 | 0 | 0 | 0 | 0
IGCC-CCS | 0 | 0 | 0 | 0 | 0 | 0
WT_off | 0 | 0 | 0 | 0 | 0 | 0
PseudoUnit | 0 | 0 | 0 | 0 | 0 | 0
FixedInterchange | 0 | 0 | 0 | 0 | 0 | 0
#8 | 0: Base VOM Costs ($million)
Base VOM Costs by Reporting Type: Entergy
ReportingType | 2015 | 2020 | 2025 | 2030 | 2035 | 2040
BM | 0 | 0 | 0 | 0 | 0 | 25.17
CC | 189.27 | 142.29 | 126.25 | 73.89 | 46.87 | 38.77
CSP | 0 | 0 | 0 | 0 | 0 | 0
CT | 0 | 0 | 0 | 0 | 0 | 0
Coal | 232.45 | 26.16 | 3.42 | 0 | 0 | 0
Geo | 0 | 0 | 0 | 0 | 0 | 0
H | 0 | 0 | 0 | 0 | 0 | 0.04
LFG | 0 | 0 | 0.01 | 0.01 | 0.01 | 0.01
Nuc | 100.26 | 100.26 | 100.26 | 100.17 | 84.69 | 66.26
PS | 0 | 0 | 0 | 0 | 0 | 0
PV | 0 | 0 | 0 | 0 | 0 | 0
PeakG | 0 | 0 | 0 | 0 | 0 | 0
PeakO | 0 | 0 | 0 | 0 | 0 | 0
ST | 0 | 0 | 0 | 0 | 0 | 0
STOG | 1.03 | 0.98 | 0.98 | 0.38 | 0 | 0
STWD | 0.09 | 0.09 | 0.18 | 0.72 | 2.66 | 2.12
WT | 0 | 0 | 0 | 0 | 0 | 0.01
IGCC | 0 | 0 | 0 | 0 | 0 | 0
DemandResponse | 0 | 0 | 0 | 0 | 0 | 0
IGCC-CCS | 0 | 0 | 0 | 0 | 0 | 0
WT_off | 0 | 0 | 0 | 0 | 0 | 0
PseudoUnit | 0 | 0 | 0 | 0 | 0 | 0
FixedInterchange | 0 | 0 | 0 | 0 | 0 | 0
Base VOM Costs by Reporting Type: FRCC
ReportingType | 2015 | 2020 | 2025 | 2030 | 2035 | 2040
BM | 0 | 0 | 0 | 0 | 0 | 50.15
CC | 557.86 | 574.21 | 570.62 | 319.19 | 161.36 | 103.24
CSP | 0 | 0 | 0 | 0 | 0 | 0
CT | 4.8 | 4.8 | 5.64 | 3.51 | 0 | 0
Coal | 68.1 | 28.32 | 5.97 | 5.47 | 16.11 | 19.63
Geo | 0 | 0 | 0 | 0 | 0 | 0
H | 0 | 0 | 0 | 0 | 0 | 0
LFG | 0.04 | 0.04 | 0.06 | 0.06 | 0.06 | 0.06
Nuc | 76.4 | 76.4 | 114.06 | 322.68 | 405.08 | 431.35
PS | 0 | 0 | 0 | 0 | 0 | 0
PV | 0 | 0 | 0 | 0 | 0 | 0
PeakG | 3.22 | 3.23 | 5.61 | 0.57 | 0.82 | 0.63
PeakO | 0 | 0 | 0 | 0 | 0 | 0
ST | 0 | 0 | 0 | 0 | 0 | 0
STOG | 0.2 | 0.19 | 0 | 0 | 0 | 0
STWD | 0.31 | 0.69 | 3.24 | 3.24 | 3.24 | 2
WT | 0 | 0 | 0 | 0 | 0 | 0
IGCC | 0 | 0 | 0 | 0 | 0 | 0
DemandResponse | 0 | 0 | 0 | 0 | 0 | 0
IGCC-CCS | 0 | 0 | 0 | 0 | 0 | 0
WT_off | 0 | 0 | 0 | 0 | 0 | 0
PseudoUnit | 0 | 0 | 0 | 0 | 0 | 0
FixedInterchange | 0 | 0 | 0 | 0 | 0 | 0
Base VOM Costs by Reporting Type: MAPP_US
ReportingType | 2015 | 2020 | 2025 | 2030 | 2035 | 2040
BM | 0 | 0 | 0 | 0 | 0 | 0
CC | 3.39 | 0.47 | 0.72 | 0.45 | 0.45 | 0.25
CSP | 0 | 0 | 0 | 0 | 0 | 0
CT | 0 | 0 | 0 | 0 | 0 | 0.6
Coal | 44.51 | 14.87 | 0.49 | 0 | 0 | 0
Geo | 0 | 0 | 0 | 0 | 0 | 0
H | 0 | 0 | 0 | 0 | 0 | 0
LFG | 0 | 0 | 0 | 0.01 | 0.01 | 0.01
Nuc | 0 | 0 | 0 | 0 | 0 | 0
PS | 0 | 0 | 0 | 0 | 0 | 0
PV | 0 | 0 | 0 | 0 | 0 | 0
PeakG | 0.76 | 0.57 | 0.57 | 0.57 | 0.39 | 0.56
PeakO | 0 | 0 | 0 | 0 | 0 | 0
ST | 0 | 0 | 0 | 0 | 0 | 0
STOG | 0 | 0 | 0 | 0 | 0 | 0
STWD | 0 | 0 | 0 | 0 | 0 | 0
WT | 0.07 | 0.23 | 0.31 | 0.31 | 0.31 | 0.31
IGCC | 0 | 0 | 0 | 0 | 0 | 0
DemandResponse | 0 | 0 | 0 | 0 | 0 | 0
IGCC-CCS | 0 | 0 | 0 | 0 | 0 | 0
WT_off | 0 | 0 | 0 | 0 | 0 | 0
PseudoUnit | 0 | 0 | 0 | 0 | 0 | 0
FixedInterchange | 0 | 0 | 0 | 0 | 0 | 0
Base VOM Costs by Reporting Type: MISO_IN
ReportingType | 2015 | 2020 | 2025 | 2030 | 2035 | 2040
BM | 0 | 0 | 0 | 0 | 0 | 0
CC | 13.65 | 411.83 | 414.03 | 211.27 | 121.42 | 87.67
CSP | 0 | 0 | 0 | 0 | 0 | 0
CT | 0 | 0 | 0 | 0 | 0 | 0
Coal | 235.66 | 152.94 | 15.77 | 9.94 | 36.35 | 37.06
Geo | 0 | 0 | 0 | 0 | 0 | 0
H | 0 | 0 | 0 | 0 | 0 | 0
LFG | 0 | 0 | 0.01 | 0.01 | 0.01 | 0.01
Nuc | 0 | 0 | 0 | 0 | 0 | 0
PS | 0 | 0 | 0 | 0 | 0 | 0
PV | 0 | 0 | 0.01 | 0.01 | 0.01 | 0.01
PeakG | 0.08 | 0 | 0 | 0 | 0 | 0
PeakO | 0 | 0 | 0 | 0 | 0 | 0
ST | 0 | 0 | 0 | 0 | 0 | 0
STOG | 0.13 | 0.07 | 0.07 | 0 | 0 | 0
STWD | 0 | 0 | 0 | 0 | 0 | 0
WT | 0.02 | 0.02 | 0.02 | 1.25 | 1.25 | 1.25
IGCC | 30.43 | 30.43 | 4.79 | 0 | 0 | 0
DemandResponse | 0 | 0 | 0 | 0 | 0 | 0
IGCC-CCS | 0 | 0 | 0 | 0 | 0 | 0
WT_off | 0 | 0 | 0 | 0 | 0 | 0
PseudoUnit | 0 | 0 | 0 | 0 | 0 | 0
FixedInterchange | 0 | 0 | 0 | 0 | 0 | 0
Base VOM Costs by Reporting Type: MISO_MI
ReportingType | 2015 | 2020 | 2025 | 2030 | 2035 | 2040
BM | 0 | 0 | 0 | 0 | 0 | 124.16
CC | 97.25 | 88.56 | 96.1 | 54.44 | 50.49 | 8.1
CSP | 0 | 0 | 0 | 0 | 0 | 0
CT | 0 | 0 | 0 | 0 | 0 | 0
Coal | 106.12 | 0 | 0 | 0 | 0 | 0
Geo | 0 | 0 | 0 | 0 | 0 | 0
H | 0 | 0 | 0 | 0 | 0 | 0
LFG | 0.01 | 0.01 | 0.03 | 0.03 | 0.03 | 0.03
Nuc | 34.93 | 34.93 | 34.93 | 34.93 | 20.54 | 20.54
PS | 0 | 0 | 0 | 0 | 0 | 0
PV | 0 | 0 | 0 | 0 | 0 | 0
PeakG | 0.06 | 0 | 0 | 0 | 0 | 0
PeakO | 0 | 0 | 0 | 0 | 0 | 0
ST | 0 | 0 | 0 | 0 | 0 | 0
STOG | 0.67 | 0.67 | 0.15 | 0 | 0 | 0
STWD | 2.71 | 1.71 | 0.26 | 0.61 | 2.71 | 2.71
WT | 0.06 | 0.07 | 0.07 | 0.07 | 0.07 | 0.07
IGCC | 0 | 0 | 0 | 0 | 0 | 0
DemandResponse | 0 | 0 | 0 | 0 | 0 | 0
IGCC-CCS | 0 | 0 | 0 | 0 | 0 | 0
WT_off | 0 | 0 | 0 | 0 | 0 | 0
PseudoUnit | 0 | 0 | 0 | 0 | 0 | 0
FixedInterchange | 0 | 0 | 0 | 0 | 0 | 0
Base VOM Costs by Reporting Type: MISO_MO-IL
ReportingType | 2015 | 2020 | 2025 | 2030 | 2035 | 2040
BM | 0 | 0 | 0 | 0 | 0 | 0
CC | 7.35 | 21 | 17.45 | 7.77 | 5.82 | 2.44
CSP | 0 | 0 | 0 | 0 | 0 | 0
CT | 0 | 0 | 0 | 0 | 0 | 0
Coal | 296.55 | 95.17 | 12.74 | 3.7 | 11.6 | 11.6
Geo | 0 | 0 | 0 | 0 | 0 | 0
H | 0 | 0.02 | 0.02 | 0.02 | 0.02 | 0.02
LFG | 0 | 0 | 0.02 | 0.02 | 0.02 | 0.02
Nuc | 41.29 | 41.29 | 41.29 | 41.29 | 41.29 | 41.29
PS | 0 | 0 | 0 | 0 | 0 | 0
PV | 0 | 0 | 0 | 0 | 0 | 0
PeakG | 1.95 | 0.33 | 0.26 | 0 | 0 | 0
PeakO | 0 | 0 | 0 | 0 | 0 | 0
ST | 0 | 0 | 0 | 0 | 0 | 0
STOG | 0.01 | 0 | 0 | 0 | 0 | 0
STWD | 0 | 0 | 0 | 0 | 0 | 0
WT | 0.02 | 0.02 | 0.21 | 0.34 | 0.34 | 0.35
IGCC | 0 | 0 | 0 | 0 | 0 | 0
DemandResponse | 0 | 0 | 0 | 0 | 0 | 0
IGCC-CCS | 0 | 0 | 0 | 0 | 0 | 0
WT_off | 0 | 0 | 0 | 0 | 0 | 0
PseudoUnit | 0 | 0 | 0 | 0 | 0 | 0
FixedInterchange | 0 | 0 | 0 | 0 | 0 | 0
Base VOM Costs by Reporting Type: MISO_W
ReportingType | 2015 | 2020 | 2025 | 2030 | 2035 | 2040
BM | 0 | 0 | 0 | 0 | 0 | 0
CC | 26.94 | 19.8 | 15.38 | 7.47 | 5.23 | 2.67
CSP | 0 | 0 | 0 | 0 | 0 | 0
CT | 0 | 0 | 0 | 0 | 0 | 0
Coal | 281.62 | 112.14 | 18.6 | 10.23 | 11.05 | 10.35
Geo | 0 | 0 | 0 | 0 | 0 | 0
H | 0 | 0 | 0 | 0 | 0 | 0
LFG | 0.02 | 0.02 | 0.02 | 0.02 | 0.02 | 0.02
Nuc | 43.67 | 43.67 | 41.83 | 41.75 | 0 | 0
PS | 0 | 0 | 0 | 0 | 0 | 0
PV | 0 | 0 | 0 | 0 | 0 | 0
PeakG | 2.11 | 0.16 | 0 | 0 | 0 | 0
PeakO | 0 | 0 | 0 | 0 | 0 | 0
ST | 0 | 0 | 0 | 0 | 0 | 0
STOG | 0 | 0 | 0 | 0 | 0 | 0
STWD | 0.3 | 0.29 | 0.76 | 2.72 | 3.96 | 2.72
WT | 0.32 | 0.32 | 2.16 | 2.16 | 2.16 | 2.22
IGCC | 0 | 0 | 0 | 0 | 0 | 0
DemandResponse | 0 | 0 | 0 | 0 | 0 | 0
IGCC-CCS | 0 | 0 | 0 | 0 | 0 | 0
WT_off | 0 | 0 | 0 | 0 | 0 | 0
PseudoUnit | 0 | 0 | 0 | 0 | 0 | 0
FixedInterchange | 0 | 0 | 0 | 0 | 0 | 0
Base VOM Costs by Reporting Type: MISO_WUMS
ReportingType | 2015 | 2020 | 2025 | 2030 | 2035 | 2040
BM | 0 | 0 | 0 | 0 | 9.37 | 89.82
CC | 159.42 | 208.79 | 199 | 106.25 | 108.4 | 28.09
CSP | 0 | 0 | 0 | 0 | 0 | 0
CT | 0 | 0 | 0 | 0 | 0 | 0
Coal | 46.25 | 7.76 | 4.09 | 1.84 | 9.31 | 12.48
Geo | 0 | 0 | 0 | 0 | 0 | 0
H | 0 | 0 | 0 | 0 | 0 | 0
LFG | 0.01 | 0.01 | 0.03 | 0.03 | 0.03 | 0.03
Nuc | 33.6 | 33.6 | 33.6 | 33.6 | 0 | 0
PS | 0 | 0 | 0 | 0 | 0 | 0
PV | 0 | 0 | 0 | 0 | 0 | 0
PeakG | 0 | 0 | 0 | 0 | 0 | 0
PeakO | 0 | 0 | 0 | 0 | 0 | 0
ST | 0 | 0 | 0 | 0 | 0 | 0
STOG | 0 | 0 | 0 | 0 | 0 | 0
STWD | 0.08 | 0.05 | 0.09 | 0.04 | 1.75 | 1.36
WT | 0.05 | 0.05 | 0.05 | 0.34 | 0.34 | 0.39
IGCC | 0 | 0 | 0 | 0 | 0 | 0
DemandResponse | 0 | 0 | 0 | 0 | 0 | 0
IGCC-CCS | 0 | 0 | 0 | 0 | 0 | 0
WT_off | 0 | 0 | 0 | 0 | 0 | 0
PseudoUnit | 0 | 0 | 0 | 0 | 0 | 0
FixedInterchange | 0 | 0 | 0 | 0 | 0 | 0
Base VOM Costs by Reporting Type: Nebraska
ReportingType | 2015 | 2020 | 2025 | 2030 | 2035 | 2040
BM | 0 | 0 | 0 | 0 | 0 | 0
CC | 1.14 | 0.57 | 0.89 | 0.57 | 0.33 | 0.09
CSP | 0 | 0 | 0 | 0 | 0 | 0
CT | 0 | 0 | 0 | 0 | 0 | 0
Coal | 117.38 | 13.33 | 7.92 | 6.84 | 6.43 | 5.39
Geo | 0 | 0 | 0 | 0 | 0 | 0
H | 0 | 0 | 0 | 0 | 0 | 0
LFG | 0 | 0 | 0 | 0.01 | 0.01 | 0.01
Nuc | 23.15 | 23.15 | 20.51 | 16.22 | 0 | 0
PS | 0 | 0 | 0 | 0 | 0 | 0
PV | 0 | 0 | 0 | 0 | 0 | 0
PeakG | 0.3 | 0 | 0 | 0 | 0 | 0
PeakO | 0 | 0 | 0 | 0 | 0 | 0
ST | 0 | 0 | 0 | 0 | 0 | 0
STOG | 0 | 0 | 0 | 0 | 0 | 0
STWD | 0 | 0 | 0 | 0 | 0 | 0
WT | 0.01 | 0.71 | 0.71 | 0.76 | 0.82 | 0.82
IGCC | 0 | 0 | 0 | 0 | 0 | 0
DemandResponse | 0 | 0 | 0 | 0 | 0 | 0
IGCC-CCS | 0 | 0 | 0 | 0 | 0 | 0
WT_off | 0 | 0 | 0 | 0 | 0 | 0
PseudoUnit | 0 | 0 | 0 | 0 | 0 | 0
FixedInterchange | 0 | 0 | 0 | 0 | 0 | 0
Base VOM Costs by Reporting Type: NEISO
ReportingType | 2015 | 2020 | 2025 | 2030 | 2035 | 2040
BM | 9.41 | 6.11 | 1.67 | 9.41 | 9.41 | 9.41
CC | 121.64 | 87.49 | 79.24 | 52.34 | 23.02 | 18.96
CSP | 0 | 0 | 0 | 0 | 0 | 0
CT | 0.01 | 0.11 | 0.11 | 0 | 0 | 0
Coal | 0.12 | 0 | 0 | 0 | 0 | 0
Geo | 0 | 0 | 0 | 0 | 0 | 0
H | 0 | 0 | 0 | 0 | 0 | 0
LFG | 0.05 | 0.05 | 0.05 | 0.06 | 0.06 | 0.06
Nuc | 85.9 | 85.9 | 85.9 | 85.9 | 62.06 | 45.84
PS | 0 | 0 | 0 | 0 | 0 | 0
PV | 0 | 0.01 | 0.01 | 0.01 | 0.01 | 0.01
PeakG | 0.25 | 0.27 | 0.32 | 0.07 | 0.03 | 0.11
PeakO | 0 | 0 | 0 | 0 | 0 | 0
ST | 0 | 0 | 0 | 0 | 0 | 0
STOG | 0 | 0 | 0 | 0 | 0 | 0
STWD | 10.15 | 2.91 | 0.33 | 2.21 | 6.52 | 6.53
WT | 0.01 | 0.09 | 0.14 | 0.17 | 0.47 | 0.47
IGCC | 0 | 0 | 0 | 0 | 0 | 0
DemandResponse | 0 | 0 | 0 | 0 | 0 | 0
IGCC-CCS | 0 | 0 | 0 | 0 | 0 | 0
WT_off | 0.02 | 0.02 | 0.02 | 0.02 | 0.02 | 0.02
PseudoUnit | 0 | 0 | 0 | 0 | 0 | 0
FixedInterchange | 0 | 0 | 0 | 0 | 0 | 0
Base VOM Costs by Reporting Type: NonRTO_Midwest
ReportingType | 2015 | 2020 | 2025 | 2030 | 2035 | 2040
BM | 0 | 0 | 0 | 0 | 52.83 | 212.04
CC | 76.25 | 129.8 | 129.8 | 124.15 | 101.93 | 13.37
CSP | 0 | 0 | 0 | 0 | 0 | 0
CT | 0 | 0 | 0 | 0 | 0 | 0
Coal | 145.33 | 96.36 | 16.11 | 11.7 | 28.28 | 28.28
Geo | 0 | 0 | 0 | 0 | 0 | 0
H | 0 | 0 | 0.04 | 0.04 | 0.04 | 0.04
LFG | 0 | 0 | 0.01 | 0.01 | 0.01 | 0.01
Nuc | 0 | 0 | 0 | 0 | 0 | 0
PS | 0 | 0 | 0 | 0 | 0 | 0
PV | 0 | 0 | 0 | 0 | 0 | 0
PeakG | 1.13 | 0 | 0 | 0 | 0 | 0
PeakO | 0 | 0 | 0 | 0 | 0 | 0
ST | 0 | 0 | 0 | 0 | 0 | 0
STOG | 0 | 0 | 0 | 0 | 0 | 0
STWD | 0 | 0 | 0 | 0 | 0 | 0
WT | 0 | 0 | 0 | 0 | 0 | 0
IGCC | 0 | 0 | 0 | 0 | 0 | 0
DemandResponse | 0 | 0 | 0 | 0 | 0 | 0
IGCC-CCS | 0 | 0 | 0 | 0 | 0 | 0
WT_off | 0 | 0 | 0 | 0 | 0 | 0
PseudoUnit | 0 | 0 | 0 | 0 | 0 | 0
FixedInterchange | 0 | 0 | 0 | 0 | 0 | 0
Base VOM Costs by Reporting Type: NYISO_A-F
ReportingType | 2015 | 2020 | 2025 | 2030 | 2035 | 2040
BM | 0 | 0 | 0 | 0 | 0 | 0
CC | 27.47 | 29 | 19.02 | 13.95 | 3.33 | 0.77
CSP | 0 | 0 | 0 | 0 | 0 | 0
CT | 0 | 0 | 0 | 0 | 0 | 0
Coal | 0 | 0 | 0 | 0 | 0 | 0
Geo | 0 | 0 | 0 | 0 | 0 | 0
H | 0 | 0 | 0 | 0 | 0 | 0
LFG | 0.02 | 0.02 | 0.02 | 0.02 | 0.02 | 0.02
Nuc | 62.23 | 62.23 | 62.23 | 50.74 | 40 | 24.24
PS | 0 | 0 | 0 | 0 | 0 | 0
PV | 0 | 0 | 0 | 0 | 0 | 0
PeakG | 0.02 | 0.05 | 0 | 0 | 0 | 0
PeakO | 0 | 0 | 0 | 0 | 0 | 0
ST | 0 | 0 | 0 | 0 | 0 | 0
STOG | 0 | 0 | 0 | 0 | 0 | 0
STWD | 0 | 0.01 | 0.04 | 0.2 | 1.43 | 1.43
WT | 0.11 | 0.13 | 0.13 | 0.26 | 0.4 | 0.4
IGCC | 0 | 0 | 0 | 0 | 0 | 0
DemandResponse | 0 | 0 | 0 | 0 | 0 | 0
IGCC-CCS | 0 | 0 | 0 | 0 | 0 | 0
WT_off | 0 | 0 | 0 | 0 | 0 | 0
PseudoUnit | 0 | 0 | 0 | 0 | 0 | 0
FixedInterchange | 0 | 0 | 0 | 0 | 0 | 0
Base VOM Costs by Reporting Type: NYISO_G-I
ReportingType | 2015 | 2020 | 2025 | 2030 | 2035 | 2040
BM | 0 | 0 | 0 | 0 | 20.34 | 29.85
CC | 4.16 | 15.68 | 5.72 | 2.92 | 3.45 | 1.81
CSP | 0 | 0 | 0 | 0 | 0 | 0
CT | 0 | 0 | 0 | 0 | 0 | 0
Coal | 0 | 0 | 0 | 0 | 0 | 0
Geo | 0 | 0 | 0 | 0 | 0 | 0
H | 0 | 0 | 0 | 0 | 0 | 0
LFG | 0.01 | 0.01 | 0.01 | 0.01 | 0.01 | 0.01
Nuc | 37.82 | 37.82 | 37.82 | 37.82 | 18.96 | 39.1
PS | 0 | 0 | 0 | 0 | 0 | 0
PV | 0 | 0 | 0 | 0 | 0 | 0
PeakG | 0 | 0 | 0 | 0 | 0 | 0
PeakO | 0 | 0 | 0 | 0 | 0 | 0
ST | 0 | 0 | 0 | 0 | 0 | 0
STOG | 0 | 0 | 0 | 0 | 0 | 0
STWD | 0 | 0 | 0 | 0 | 0 | 0
WT | 0 | 0 | 0 | 0.01 | 0.01 | 0.01
IGCC | 0 | 0 | 0 | 0 | 0 | 0
DemandResponse | 0 | 0 | 0 | 0 | 0 | 0
IGCC-CCS | 0 | 0 | 0 | 0 | 0 | 0
WT_off | 0 | 0 | 0 | 0 | 0 | 0
PseudoUnit | 0 | 0 | 0 | 0 | 0 | 0
FixedInterchange | 0 | 0 | 0 | 0 | 0 | 0
Base VOM Costs by Reporting Type: NYISO_J-K
ReportingType | 2015 | 2020 | 2025 | 2030 | 2035 | 2040
BM | 0 | 0 | 0 | 0 | 0 | 0
CC | 64.81 | 67.77 | 57.22 | 44.25 | 37.54 | 29.49
CSP | 0 | 0 | 0 | 0 | 0 | 0
CT | 0 | 0 | 0 | 0 | 0 | 0
Coal | 0 | 0 | 0 | 0 | 0 | 0
Geo | 0 | 0 | 0 | 0 | 0 | 0
H | 0 | 0 | 0 | 0 | 0 | 0
LFG | 0.01 | 0.01 | 0.01 | 0.02 | 0.02 | 0.02
Nuc | 0 | 0 | 0 | 0 | 0 | 0
PS | 0 | 0 | 0 | 0 | 0 | 0
PV | 0 | 0 | 0 | 0 | 0 | 0
PeakG | 0.44 | 0.79 | 1.01 | 0.87 | 2.79 | 2.27
PeakO | 0 | 0 | 0 | 0 | 0 | 0
ST | 0 | 0 | 0 | 0 | 0 | 0
STOG | 1.17 | 1.56 | 2.47 | 2.31 | 1.07 | 0.46
STWD | 0 | 0 | 0 | 0 | 0 | 0
WT | 0 | 0 | 0 | 0 | 0.01 | 0.01
IGCC | 0 | 0 | 0 | 0 | 0 | 0
DemandResponse | 0 | 0 | 0 | 0 | 0 | 0
IGCC-CCS | 0 | 0 | 0 | 0 | 0 | 0
WT_off | 0 | 0 | 0 | 0 | 0 | 0
PseudoUnit | 0 | 0 | 0 | 0 | 0 | 0
FixedInterchange | 0 | 0 | 0 | 0 | 0 | 0
Base VOM Costs by Reporting Type: PJM_E
ReportingType | 2015 | 2020 | 2025 | 2030 | 2035 | 2040
BM | 0.06 | 1.12 | 1.12 | 1.12 | 1.12 | 1.12
CC | 147.97 | 158.61 | 163.28 | 140.86 | 122.73 | 72.3
CSP | 0 | 0 | 0 | 0 | 0 | 0
CT | 0 | 0.03 | 0.03 | 0.05 | 0.03 | 0
Coal | 2.5 | 1.22 | 0.86 | 0 | 3.36 | 4.11
Geo | 0 | 0 | 0 | 0 | 0 | 0
H | 0 | 0 | 0 | 0 | 0 | 0
LFG | 0.04 | 0.05 | 0.05 | 0.05 | 0.05 | 0.05
Nuc | 157.37 | 146 | 146 | 146 | 104.88 | 83.17
PS | 0 | 0 | 0 | 0 | 0 | 0
PV | 0 | 0 | 0 | 0 | 0 | 0
PeakG | 0.19 | 2.1 | 2.1 | 4 | 2.1 | 2.1
PeakO | 0 | 0 | 0 | 0 | 0 | 0
ST | 0 | 0 | 0 | 0 | 0 | 0
STOG | 0.64 | 1.22 | 0.91 | 0.91 | 0 | 0
STWD | 0 | 0 | 0 | 0 | 0 | 0
WT | 0.02 | 0.02 | 0.02 | 0.02 | 0.02 | 0.02
IGCC | 0 | 0 | 0 | 0 | 0 | 0
DemandResponse | 0 | 0 | 0 | 0 | 0 | 0
IGCC-CCS | 0 | 0 | 0 | 0 | 0 | 0
WT_off | 0 | 0 | 0.04 | 0.04 | 0.04 | 0.04
PseudoUnit | 0 | 0 | 0 | 0 | 0 | 0
FixedInterchange | 0 | 0 | 0 | 0 | 0 | 0
Base VOM Costs by Reporting Type: PJM_ROM
ReportingType | 2015 | 2020 | 2025 | 2030 | 2035 | 2040
BM | 0.04 | 0.67 | 0.67 | 0.67 | 87.97 | 87.97
CC | 63.99 | 69.5 | 74.95 | 56.9 | 53.91 | 31.15
CSP | 0 | 0 | 0 | 0 | 0 | 0
CT | 0 | 0.02 | 0.02 | 0.03 | 0 | 0
Coal | 54.58 | 16.48 | 0.26 | 0.3 | 0.63 | 0.63
Geo | 0 | 0 | 0 | 0 | 0 | 0
H | 0 | 0 | 0 | 0.03 | 0.03 | 0.03
LFG | 0.03 | 0.05 | 0.05 | 0.05 | 0.05 | 0.05
Nuc | 93.13 | 93.13 | 93.13 | 93.13 | 136.76 | 224.96
PS | 0 | 0 | 0 | 0 | 0 | 0
PV | 0 | 0.03 | 0.04 | 0.04 | 0.04 | 0.04
PeakG | 0 | 0 | 0 | 1.27 | 1.27 | 1.27
PeakO | 0 | 0 | 0 | 0 | 0 | 0
ST | 0 | 0 | 0 | 0 | 0 | 0
STOG | 1.64 | 1.64 | 3 | 1.64 | 1.46 | 0
STWD | 0.07 | 1.16 | 1.16 | 1.16 | 1.16 | 1.16
WT | 0.03 | 0.05 | 0.05 | 0.05 | 0.05 | 0.05
IGCC | 0 | 0 | 0 | 0 | 0 | 0
DemandResponse | 0 | 0 | 0 | 0 | 0 | 0
IGCC-CCS | 0 | 0 | 0 | 0 | 0 | 0
WT_off | 0 | 0 | 0 | 0 | 0 | 0
PseudoUnit | 0 | 0 | 0 | 0 | 0 | 0
FixedInterchange | 0 | 0 | 0 | 0 | 0 | 0
Base VOM Costs by Reporting Type: PJM_ROR
ReportingType | 2015 | 2020 | 2025 | 2030 | 2035 | 2040
BM | 0.81 | 14.36 | 14.36 | 14.36 | 14.36 | 393.86
CC | 524.76 | 675.64 | 664.77 | 595.49 | 472.81 | 141.28
CSP | 0 | 0 | 0 | 0 | 0 | 0
CT | 0.06 | 0.03 | 0.03 | 0.03 | 0 | 0
Coal | 774.4 | 457.89 | 46.9 | 29.95 | 67.47 | 67.47
Geo | 0 | 0 | 0 | 0 | 0 | 0
H | 0 | 0.03 | 0.03 | 0.03 | 0.03 | 0.03
LFG | 0.05 | 0.09 | 0.09 | 0.09 | 0.09 | 0.09
Nuc | 370.54 | 370.54 | 370.54 | 378.99 | 358.5 | 418.37
PS | 0 | 0 | 0 | 0 | 0 | 0
PV | 0 | 0 | 0 | 0 | 0 | 0
PeakG | 6.85 | 6.18 | 8.22 | 6.66 | 5.92 | 1.74
PeakO | 0 | 0 | 0 | 0 | 0 | 0
ST | 0 | 0 | 0 | 0 | 0 | 0
STOG | 1.58 | 1.55 | 1.9 | 1.65 | 0.41 | 0
STWD | 0.09 | 3.23 | 3.23 | 2.37 | 3.23 | 3.23
WT | 0.31 | 0.31 | 0.49 | 0.58 | 0.58 | 0.58
IGCC | 0 | 0 | 0 | 0 | 0 | 0
DemandResponse | 0 | 0 | 0 | 0 | 0 | 0
IGCC-CCS | 0 | 0 | 0 | 0 | 0 | 0
WT_off | 0 | 0 | 0 | 0 | 0 | 0
PseudoUnit | 0 | 0 | 0 | 0 | 0 | 0
FixedInterchange | 0 | 0 | 0 | 0 | 0 | 0
Base VOM Costs by Reporting Type: SOCO
ReportingType | 2015 | 2020 | 2025 | 2030 | 2035 | 2040
BM | 0.19 | 0.29 | 1.08 | 2.05 | 94.83 | 233.1
CC | 423.58 | 478.88 | 466.63 | 390.79 | 134.76 | 43.04
CSP | 0 | 0 | 0 | 0 | 0 | 0
CT | 0 | 0 | 0 | 0 | 0 | 0
Coal | 128.97 | 41.94 | 14.52 | 21.27 | 21.27 | 21.27
Geo | 0 | 0 | 0 | 0 | 0 | 0
H | 0 | 0 | 0 | 0 | 0 | 0
LFG | 0 | 0 | 0.01 | 0.01 | 0.01 | 0.01
Nuc | 108.01 | 143 | 143 | 210.17 | 349.73 | 354.65
PS | 0 | 0 | 0 | 0 | 0 | 0
PV | 0 | 0 | 0 | 0 | 0 | 0
PeakG | 2.62 | 3.21 | 5.64 | 2.09 | 0.48 | 0
PeakO | 0 | 0 | 0 | 0 | 0 | 0
ST | 0 | 0 | 0 | 0 | 0 | 0
STOG | 0 | 0 | 0 | 0 | 0 | 0
STWD | 0.62 | 0.59 | 1.64 | 8.17 | 11.11 | 6.86
WT | 0 | 0 | 0 | 0 | 0 | 0
IGCC | 0 | 0 | 0 | 0 | 0 | 0
DemandResponse | 0 | 0 | 0 | 0 | 0 | 0
IGCC-CCS | 0 | 0 | 0 | 0 | 0 | 0
WT_off | 0 | 0 | 0 | 0 | 0 | 0
PseudoUnit | 0 | 0 | 0 | 0 | 0 | 0
FixedInterchange | 0 | 0 | 0 | 0 | 0 | 0
Base VOM Costs by Reporting Type: SPP_N
ReportingType | 2015 | 2020 | 2025 | 2030 | 2035 | 2040
BM | 0 | 0 | 0 | 0 | 0 | 0
CC | 13.31 | 2.21 | 3.48 | 2.16 | 1.24 | 0.62
CSP | 0 | 0 | 0 | 0 | 0 | 0
CT | 0 | 0 | 0 | 0 | 0 | 0
Coal | 218.61 | 42.25 | 2.65 | 2.06 | 4.99 | 3.65
Geo | 0 | 0 | 0 | 0 | 0 | 0
H | 0 | 0 | 0 | 0 | 0 | 0
LFG | 0 | 0 | 0 | 0.01 | 0.01 | 0.01
Nuc | 21.45 | 21.45 | 19.02 | 14.71 | 21.45 | 17.56
PS | 0 | 0 | 0 | 0 | 0 | 0
PV | 0 | 0 | 0 | 0 | 0 | 0
PeakG | 0.61 | 0 | 0 | 0 | 0 | 0
PeakO | 0 | 0 | 0 | 0 | 0 | 0
ST | 0 | 0 | 0 | 0 | 0 | 0
STOG | 0.59 | 0 | 0 | 0 | 0 | 0
STWD | 0 | 0 | 0 | 0 | 0 | 0
WT | 0.05 | 1.99 | 2.13 | 2.35 | 2.55 | 2.61
IGCC | 0 | 0 | 0 | 0 | 0 | 0
DemandResponse | 0 | 0 | 0 | 0 | 0 | 0
IGCC-CCS | 0 | 0 | 0 | 0 | 0 | 0
WT_off | 0 | 0 | 0 | 0 | 0 | 0
PseudoUnit | 0 | 0 | 0 | 0 | 0 | 0
FixedInterchange | 0 | 0 | 0 | 0 | 0 | 0
Base VOM Costs by Reporting Type: SPP_S
ReportingType | 2015 | 2020 | 2025 | 2030 | 2035 | 2040
BM | 0 | 0 | 0 | 0 | 0 | 0
CC | 121.42 | 29.15 | 34.32 | 30.42 | 17.01 | 10.85
CSP | 0 | 0 | 0 | 0 | 0 | 0
CT | 0 | 0 | 0 | 0 | 0 | 0
Coal | 305.16 | 32.73 | 1.62 | 0 | 0 | 0
Geo | 0 | 0 | 0 | 0 | 0 | 0
H | 0 | 0 | 0 | 0 | 0 | 0
LFG | 0 | 0 | 0 | 0.01 | 0.01 | 0.01
Nuc | 0 | 0 | 0 | 0 | 0 | 0
PS | 0 | 0 | 0 | 0 | 0 | 0
PV | 0 | 0 | 0 | 0 | 0 | 0
PeakG | 0 | 0 | 0 | 0 | 0 | 0
PeakO | 0 | 0 | 0 | 0 | 0 | 0
ST | 0 | 0 | 0 | 0 | 0 | 0
STOG | 6.06 | 1.68 | 2.68 | 3.2 | 1.29 | 1.18
STWD | 0.13 | 0.04 | 0.07 | 0.44 | 0.84 | 0.53
WT | 0.11 | 1.56 | 1.66 | 1.65 | 1.85 | 1.89
IGCC | 0 | 0 | 0 | 0 | 0 | 0
DemandResponse | 0 | 0 | 0 | 0 | 0 | 0
IGCC-CCS | 0 | 0 | 0 | 0 | 0 | 0
WT_off | 0 | 0 | 0 | 0 | 0 | 0
PseudoUnit | 0 | 0 | 0 | 0 | 0 | 0
FixedInterchange | 0 | 0 | 0 | 0 | 0 | 0
Base VOM Costs by Reporting Type: TVA
ReportingType | 2015 | 2020 | 2025 | 2030 | 2035 | 2040
BM | 0 | 0 | 0 | 0 | 275.88 | 275.88
CC | 150.68 | 250.3 | 264.4 | 217.99 | 108.37 | 30.12
CSP | 0 | 0 | 0 | 0 | 0 | 0
CT | 0 | 0 | 0 | 0 | 0 | 0
Coal | 132.61 | 53.33 | 1.86 | 0 | 0 | 0
Geo | 0 | 0 | 0 | 0 | 0 | 0
H | 0 | 0 | 0 | 0 | 0 | 0
LFG | 0 | 0 | 0.01 | 0.01 | 0.01 | 0.01
Nuc | 152.12 | 152.12 | 152.12 | 152.12 | 107.73 | 165.19
PS | 0 | 0 | 0 | 0 | 0 | 0
PV | 0 | 0 | 0 | 0 | 0 | 0
PeakG | 0 | 0 | 0 | 0 | 0 | 0
PeakO | 0 | 0 | 0 | 0 | 0 | 0
ST | 0 | 0 | 0 | 0 | 0 | 0
STOG | 0 | 0 | 0 | 0 | 0 | 0
STWD | 0 | 0 | 0.01 | 0.06 | 0.08 | 0.06
WT | 0 | 0 | 0 | 0 | 0 | 0
IGCC | 0 | 0 | 0 | 0 | 0 | 0
DemandResponse | 0 | 0 | 0 | 0 | 0 | 0
IGCC-CCS | 0 | 0 | 0 | 0 | 0 | 0
WT_off | 0 | 0 | 0 | 0 | 0 | 0
PseudoUnit | 0 | 0 | 0 | 0 | 0 | 0
FixedInterchange | 0 | 0 | 0 | 0 | 0 | 0
Base VOM Costs by Reporting Type: TVA_Transmission
ReportingType | 2015 | 2020 | 2025 | 2030 | 2035 | 2040
BM | 0 | 0 | 0 | 0 | 0 | 0
CC | 0 | 0 | 0 | 0 | 0 | 0
CSP | 0 | 0 | 0 | 0 | 0 | 0
CT | 0 | 0 | 0 | 0 | 0 | 0
Coal | 0 | 0 | 0 | 0 | 0 | 0
Geo | 0 | 0 | 0 | 0 | 0 | 0
H | 0 | 0 | 0 | 0 | 0 | 0
LFG | 0 | 0 | 0 | 0 | 0 | 0
Nuc | 0 | 0 | 0 | 0 | 0 | 0
PS | 0 | 0 | 0 | 0 | 0 | 0
PV | 0 | 0 | 0 | 0 | 0 | 0
PeakG | 0 | 0 | 0 | 0 | 0 | 0
PeakO | 0 | 0 | 0 | 0 | 0 | 0
ST | 0 | 0 | 0 | 0 | 0 | 0
STOG | 0 | 0 | 0 | 0 | 0 | 0
STWD | 0 | 0 | 0 | 0 | 0 | 0
WT | 0 | 0 | 0 | 0 | 0 | 0
IGCC | 0 | 0 | 0 | 0 | 0 | 0
DemandResponse | 0 | 0 | 0 | 0 | 0 | 0
IGCC-CCS | 0 | 0 | 0 | 0 | 0 | 0
WT_off | 0 | 0 | 0 | 0 | 0 | 0
PseudoUnit | 0 | 0 | 0 | 0 | 0 | 0
FixedInterchange | 0 | 0 | 0 | 0 | 0 | 0
Base VOM Costs by Reporting Type: VACAR
ReportingType | 2015 | 2020 | 2025 | 2030 | 2035 | 2040
BM | 0.03 | 6.38 | 26.48 | 26.95 | 260.66 | 242.25
CC | 403.08 | 401.82 | 381.09 | 304.79 | 139.22 | 30.98
CSP | 0 | 0 | 0 | 0 | 0 | 0
CT | 0.73 | 0.73 | 0.73 | 0 | 0 | 0
Coal | 109.98 | 67.41 | 16.77 | 8.34 | 13.21 | 13.21
Geo | 0 | 0 | 0 | 0 | 0 | 0
H | 0 | 0 | 0 | 0 | 0 | 0
LFG | 0.01 | 0.01 | 0.01 | 0.01 | 0.01 | 0.01
Nuc | 211.36 | 248.42 | 272.39 | 331.72 | 344.11 | 474.64
PS | 0 | 0 | 0 | 0 | 0 | 0
PV | 0 | 0 | 0 | 0 | 0 | 0
PeakG | 0.68 | 0.81 | 2.14 | 2.45 | 0.34 | 0.31
PeakO | 0 | 0 | 0 | 0 | 0 | 0
ST | 0 | 0 | 0 | 0 | 0 | 0
STOG | 0 | 0 | 0 | 0 | 0 | 0
STWD | 4.67 | 4.67 | 4.67 | 4.67 | 4.67 | 2.89
WT | 0 | 0.08 | 0.08 | 0.08 | 0.08 | 0.08
IGCC | 0 | 0 | 0 | 0 | 0 | 0
DemandResponse | 0 | 0 | 0 | 0 | 0 | 0
IGCC-CCS | 0 | 0 | 0 | 0 | 0 | 0
WT_off | 0 | 0 | 0 | 0 | 0 | 0
PseudoUnit | 0 | 0 | 0 | 0 | 0 | 0
FixedInterchange | 0 | 0 | 0 | 0 | 0 | 0
Base VOM Costs by Reporting Type: IESO
ReportingType | 2015 | 2020 | 2025 | 2030 | 2035 | 2040
BM | 0 | 0.03 | 0.02 | 0.04 | 0.32 | 1.18
CC | 33.07 | 23.16 | 0.69 | 0.43 | 0.13 | 0.83
CSP | 0 | 0 | 0 | 0 | 0 | 0
CT | 0.12 | 0.12 | 0 | 0 | 0 | 0
Coal | 0 | 0 | 0 | 0 | 0 | 0
Geo | 0 | 0 | 0 | 0 | 0 | 0
H | 0 | 0 | 0 | 0.02 | 0.02 | 0.02
LFG | 0.01 | 0.01 | 0.01 | 0.01 | 0.01 | 0.01
Nuc | 240.73 | 240.73 | 240.73 | 240.73 | 221.68 | 193.2
PS | 0 | 0 | 0 | 0 | 0 | 0
PV | 0 | 0 | 0 | 0 | 0 | 0
PeakG | 0 | 0 | 0 | 0 | 0 | 0
PeakO | 0 | 0 | 0 | 0 | 0 | 0
ST | 0 | 0 | 0 | 0 | 0 | 0
STOG | 0 | 0 | 0 | 0 | 0 | 0
STWD | 0.02 | 0.03 | 0.03 | 0.76 | 2.31 | 2.31
WT | 0.09 | 0.09 | 0.09 | 0.09 | 0.09 | 0.09
IGCC | 0 | 0 | 0 | 0 | 0 | 0
DemandResponse | 0 | 0 | 0 | 0 | 0 | 0
IGCC-CCS | 0 | 0 | 0 | 0 | 0 | 0
WT_off | 0 | 0 | 0 | 0 | 0 | 0
PseudoUnit | 0 | 0 | 0 | 0 | 0 | 0
FixedInterchange | 0 | 0 | 0 | 0 | 0 | 0
Base VOM Costs by Reporting Type: MAPP_CA
ReportingType | 2015 | 2020 | 2025 | 2030 | 2035 | 2040
BM | 0 | 0 | 0 | 0 | 0 | 0
CC | 20.62 | 20.62 | 3.25 | 0 | 0 | 0
CSP | 0 | 0 | 0 | 0 | 0 | 0
CT | 0 | 0 | 0 | 0 | 0 | 0
Coal | 1 | 0.14 | 0 | 0 | 0 | 0
Geo | 0 | 0 | 0 | 0 | 0 | 0
H | 0 | 0.05 | 0.15 | 0.27 | 0.29 | 0.29
LFG | 0 | 0 | 0 | 0 | 0 | 0
Nuc | 0 | 0 | 0 | 0 | 0 | 0
PS | 0 | 0 | 0 | 0 | 0 | 0
PV | 0 | 0 | 0 | 0 | 0 | 0
PeakG | 0.66 | 0.16 | 0 | 0 | 0 | 0
PeakO | 0 | 0 | 0 | 0 | 0 | 0
ST | 0 | 0 | 0 | 0 | 0 | 0
STOG | 0.01 | 0 | 0 | 0 | 0 | 0
STWD | 0 | 0 | 0 | 0 | 0 | 0
WT | 0.02 | 0.02 | 0.02 | 0.02 | 0.01 | 0.01
IGCC | 0 | 0 | 0 | 0 | 0 | 0
DemandResponse | 0 | 0 | 0 | 0 | 0 | 0
IGCC-CCS | 0 | 0 | 0 | 0 | 0 | 0
WT_off | 0 | 0 | 0 | 0 | 0 | 0
PseudoUnit | 0 | 0 | 0 | 0 | 0 | 0
FixedInterchange | 0 | 0 | 0 | 0 | 0 | 0
Base VOM Costs by Reporting Type: AZ_NM_SNV_Coal
ReportingType | 2015 | 2020 | 2025 | 2030 | 2035 | 2040
BM | 0 | 0 | 0 | 0 | 0 | 0
CC | 0 | 0 | 0 | 0 | 0 | 0
CSP | 0 | 0 | 0 | 0 | 0 | 0
CT | 0 | 0 | 0 | 0 | 0 | 0
Coal | 196.39 | 197.99 | 44.34 | 1.37 | 9.11 | 4.51
Geo | 0 | 0 | 0 | 0 | 0 | 0
H | 0 | 0 | 0 | 0 | 0 | 0
LFG | 0 | 0 | 0 | 0 | 0 | 0
Nuc | 0 | 0 | 0 | 0 | 0 | 0
PS | 0 | 0 | 0 | 0 | 0 | 0
PV | 0 | 0 | 0 | 0 | 0 | 0
PeakG | 0 | 0 | 0 | 0 | 0 | 0
PeakO | 0 | 0 | 0 | 0 | 0 | 0
ST | 0 | 0 | 0 | 0 | 0 | 0
STOG | 0 | 0 | 0 | 0 | 0 | 0
STWD | 0 | 0 | 0 | 0 | 0 | 0
WT | 0 | 0 | 0 | 0 | 0 | 0
IGCC | 0 | 0 | 0 | 0 | 0 | 0
DemandResponse | 0 | 0 | 0 | 0 | 0 | 0
IGCC-CCS | 0 | 0 | 0 | 0 | 0 | 0
WT_off | 0 | 0 | 0 | 0 | 0 | 0
PseudoUnit | 0 | 0 | 0 | 0 | 0 | 0
FixedInterchange | 0 | 0 | 0 | 0 | 0 | 0
Base VOM Costs by Reporting Type: AZ_NM_SNV_Gas
ReportingType | 2015 | 2020 | 2025 | 2030 | 2035 | 2040
BM | 0 | 0 | 0 | 0 | 0 | 0
CC | 164 | 150.84 | 215.24 | 134.43 | 51.15 | 40.24
CSP | 0 | 0 | 0 | 0 | 0 | 0
CT | 0 | 0 | 0 | 0 | 0 | 0
Coal | 0 | 0 | 0 | 0 | 0 | 0
Geo | 0 | 0 | 0 | 0 | 0 | 0
H | 0 | 0 | 0 | 0 | 0 | 0
LFG | 0 | 0 | 0 | 0 | 0 | 0
Nuc | 0 | 0 | 0 | 0 | 0 | 0
PS | 0 | 0 | 0 | 0 | 0 | 0
PV | 0 | 0 | 0 | 0 | 0 | 0
PeakG | 0 | 0 | 0 | 0 | 0 | 0
PeakO | 0 | 0 | 0 | 0 | 0 | 0
ST | 0 | 0 | 0 | 0 | 0 | 0
STOG | 0 | 0 | 0 | 0 | 0 | 0
STWD | 0 | 0 | 0 | 0 | 0 | 0
WT | 0 | 0 | 0 | 0 | 0 | 0
IGCC | 0 | 0 | 0 | 0 | 0 | 0
DemandResponse | 0 | 0 | 0 | 0 | 0 | 0
IGCC-CCS | 0 | 0 | 0 | 0 | 0 | 0
WT_off | 0 | 0 | 0 | 0 | 0 | 0
PseudoUnit | 0 | 0 | 0 | 0 | 0 | 0
FixedInterchange | 0 | 0 | 0 | 0 | 0 | 0
Base VOM Costs by Reporting Type: AZ_NM_SNV_NucRenew
ReportingType | 2015 | 2020 | 2025 | 2030 | 2035 | 2040
BM | 0 | 0 | 0 | 0 | 0 | 22
CC | 0 | 0 | 0 | 0 | 0 | 0
CSP | 0 | 0 | 0 | 0 | 0 | 0
CT | 0 | 0 | 0 | 0 | 0 | 0
Coal | 0 | 0 | 0 | 0 | 0 | 0
Geo | 0 | 0 | 116.31 | 116.31 | 116.31 | 116.31
H | 0 | 0 | 0 | 0 | 0 | 0
LFG | 0 | 0 | 0.01 | 0.01 | 0.01 | 0.01
Nuc | 71.66 | 71.66 | 71.66 | 125.61 | 229.9 | 229.9
PS | 0 | 0 | 0 | 0 | 0 | 0
PV | 0 | 0 | 0 | 0 | 0 | 0
PeakG | 0 | 0 | 0 | 0 | 0 | 0
PeakO | 0 | 0 | 0 | 0 | 0 | 0
ST | 0.01 | 0.03 | 0.04 | 0.04 | 0.06 | 0.06
STOG | 0 | 0 | 0 | 0 | 0 | 0
STWD | 0.43 | 0.43 | 0.43 | 0.43 | 0.43 | 0.43
WT | 0.02 | 0.35 | 0.35 | 0.35 | 0.35 | 0.35
IGCC | 0 | 0 | 0 | 0 | 0 | 0
DemandResponse | 0 | 0 | 0 | 0 | 0 | 0
IGCC-CCS | 0 | 0 | 0 | 0 | 0 | 0
WT_off | 0 | 0 | 0 | 0 | 0 | 0
PseudoUnit | 0 | 0 | 0 | 0 | 0 | 0
FixedInterchange | 0 | 0 | 0 | 0 | 0 | 0
Base VOM Costs by Reporting Type: ERCOT
ReportingType | 2015 | 2020 | 2025 | 2030 | 2035 | 2040
BM | 0.29 | 0.5 | 0.77 | 5.41 | 151.67 | 116.99
CC | 651.98 | 685.42 | 606.89 | 542.63 | 265.06 | 189.74
CSP | 0 | 0 | 0 | 0 | 0 | 0
CT | 0 | 0.02 | 0.01 | 0.08 | 0 | 0
Coal | 170 | 117.63 | 16.77 | 21.31 | 24.99 | 24.99
Geo | 0 | 0 | 0 | 0 | 0 | 0
H | 0 | 0 | 0 | 0 | 0 | 0
LFG | 0.01 | 0.01 | 0.04 | 0.04 | 0.04 | 0.04
Nuc | 94.14 | 94.14 | 94.14 | 134.58 | 264.21 | 332.38
PS | 0 | 0 | 0 | 0 | 0 | 0
PV | 0 | 0 | 0 | 0 | 0 | 0
PeakG | 0 | 0.05 | 0 | 0.33 | 0.34 | 0.33
PeakO | 0 | 0 | 0 | 0 | 0 | 0
ST | 0 | 0 | 0 | 0 | 0 | 0
STOG | 5.16 | 7.75 | 2.34 | 1.67 | 0 | 0
STWD | 0 | 0 | 0 | 0 | 0 | 0
WT | 0.32 | 0.32 | 0.92 | 0.92 | 0.92 | 0.93
IGCC | 0 | 0 | 0 | 0 | 0 | 0
DemandResponse | 0 | 0 | 0 | 0 | 0 | 0
IGCC-CCS | 0 | 0 | 0 | 0 | 0 | 0
WT_off | 0 | 0 | 0 | 0 | 0 | 0
PseudoUnit | 0 | 0 | 0 | 0 | 0 | 0
FixedInterchange | 0 | 0 | 0 | 0 | 0 | 0
Base VOM Costs by Reporting Type: NP15
ReportingType | 2015 | 2020 | 2025 | 2030 | 2035 | 2040
BM | 0 | 0 | 0 | 0 | 0 | 0
CC | 152.27 | 156.12 | 156.22 | 99.82 | 39.27 | 26.5
CSP | 0 | 0 | 0 | 0 | 0 | 0
CT | 0 | 0 | 0 | 0 | 0 | 0
Coal | 5.45 | 0 | 0 | 0 | 0 | 0
Geo | 0.11 | 48.23 | 48.23 | 48.23 | 48.23 | 48.23
H | 0 | 0 | 0 | 0 | 0 | 0
LFG | 0.01 | 0.04 | 0.06 | 0.06 | 0.06 | 0.06
Nuc | 42.53 | 42.53 | 42.53 | 132.04 | 156.39 | 169.25
PS | 0 | 0 | 0 | 0 | 0 | 0
PV | 0 | 0 | 0 | 0 | 0 | 0
PeakG | 0 | 0 | 0 | 0 | 0 | 0
PeakO | 0 | 0 | 0 | 0 | 0 | 0
ST | 0 | 0 | 0 | 0 | 0 | 0
STOG | 0.18 | 0.11 | 0.2 | 0 | 0 | 0
STWD | 7.35 | 7.35 | 3.97 | 7.35 | 7.35 | 7.35
WT | 0.04 | 0.13 | 0.13 | 0.13 | 0.36 | 0.38
IGCC | 0 | 0 | 0 | 0 | 0 | 0
DemandResponse | 0 | 0 | 0 | 0 | 0 | 0
IGCC-CCS | 0 | 0 | 0 | 0 | 0 | 0
WT_off | 0 | 0 | 0 | 0 | 0 | 0
PseudoUnit | 0 | 0 | 0 | 0 | 0 | 0
FixedInterchange | 0 | 0 | 0 | 0 | 0 | 0
Base VOM Costs by Reporting Type: NWPP_Coal
ReportingType | 2015 | 2020 | 2025 | 2030 | 2035 | 2040
BM | 0 | 0 | 0 | 0 | 0 | 0
CC | 0 | 0 | 0 | 0 | 0 | 0
CSP | 0 | 0 | 0 | 0 | 0 | 0
CT | 0 | 0 | 0 | 0 | 0 | 0
Coal | 181.4 | 150.68 | 5.38 | 5.38 | 5.38 | 5.38
Geo | 0 | 0 | 0 | 0 | 0 | 0
H | 0 | 0 | 0 | 0 | 0 | 0
LFG | 0 | 0 | 0 | 0 | 0 | 0
Nuc | 0 | 0 | 0 | 0 | 0 | 0
PS | 0 | 0 | 0 | 0 | 0 | 0
PV | 0 | 0 | 0 | 0 | 0 | 0
PeakG | 0 | 0 | 0 | 0 | 0 | 0
PeakO | 0 | 0 | 0 | 0 | 0 | 0
ST | 0 | 0 | 0 | 0 | 0 | 0
STOG | 0 | 0 | 0 | 0 | 0 | 0
STWD | 0 | 0 | 0 | 0 | 0 | 0
WT | 0 | 0 | 0 | 0 | 0 | 0
IGCC | 0 | 0 | 0 | 0 | 0 | 0
DemandResponse | 0 | 0 | 0 | 0 | 0 | 0
IGCC-CCS | 0 | 0 | 0 | 0 | 0 | 0
WT_off | 0 | 0 | 0 | 0 | 0 | 0
PseudoUnit | 0 | 0 | 0 | 0 | 0 | 0
FixedInterchange | 0 | 0 | 0 | 0 | 0 | 0
Base VOM Costs by Reporting Type: NWPP_Gas
ReportingType | 2015 | 2020 | 2025 | 2030 | 2035 | 2040
BM | 0 | 0 | 0 | 0 | 0 | 0
CC | 122.48 | 169.36 | 169.36 | 110.52 | 24.73 | 21.18
CSP | 0 | 0 | 0 | 0 | 0 | 0
CT | 0 | 0 | 0 | 0 | 0 | 0
Coal | 0 | 0 | 0 | 0 | 0 | 0
Geo | 0 | 0 | 0 | 0 | 0 | 0
H | 0 | 0 | 0 | 0 | 0 | 0
LFG | 0 | 0 | 0 | 0 | 0 | 0
Nuc | 0 | 0 | 0 | 0 | 0 | 0
PS | 0 | 0 | 0 | 0 | 0 | 0
PV | 0 | 0 | 0 | 0 | 0 | 0
PeakG | 0 | 0 | 0 | 0 | 0 | 0
PeakO | 0 | 0 | 0 | 0 | 0 | 0
ST | 0 | 0 | 0 | 0 | 0 | 0
STOG | 0 | 0 | 0 | 0 | 0 | 0
STWD | 0 | 0 | 0 | 0 | 0 | 0
WT | 0 | 0 | 0 | 0 | 0 | 0
IGCC | 0 | 0 | 0 | 0 | 0 | 0
DemandResponse | 0 | 0 | 0 | 0 | 0 | 0
IGCC-CCS | 0 | 0 | 0 | 0 | 0 | 0
WT_off | 0 | 0 | 0 | 0 | 0 | 0
PseudoUnit | 0 | 0 | 0 | 0 | 0 | 0
FixedInterchange | 0 | 0 | 0 | 0 | 0 | 0
Base VOM Costs by Reporting Type: NWPP_NucRenew
ReportingType | 2015 | 2020 | 2025 | 2030 | 2035 | 2040
BM | 0 | 0.33 | 1.21 | 1.21 | 1.21 | 80.71
CC | 0 | 0 | 0 | 0 | 0 | 0
CSP | 0 | 0 | 0 | 0 | 0 | 0
CT | 0 | 0 | 0 | 0 | 0 | 0
Coal | 0 | 0 | 0 | 0 | 0 | 0
Geo | 6.93 | 6.93 | 41.74 | 41.74 | 41.74 | 41.74
H | 0 | 0 | 0 | 0 | 0.01 | 0.01
LFG | 0.01 | 0.01 | 0.03 | 0.03 | 0.03 | 0.03
Nuc | 20.91 | 20.91 | 20.91 | 20.91 | 79.9 | 80.21
PS | 0 | 0 | 0 | 0 | 0 | 0
PV | 0 | 0 | 0 | 0 | 0 | 0
PeakG | 0 | 0 | 0 | 0 | 0 | 0
PeakO | 0 | 0 | 0 | 0 | 0 | 0
ST | 0 | 0 | 0 | 0 | 0 | 0
STOG | 0 | 0 | 0 | 0 | 0 | 0
STWD | 0 | 0 | 9.33 | 9.33 | 9.33 | 9.33
WT | 0.19 | 0.19 | 0.19 | 0.71 | 0.71 | 0.77
IGCC | 0 | 0 | 0 | 0 | 0 | 0
DemandResponse | 0 | 0 | 0 | 0 | 0 | 0
IGCC-CCS | 0 | 0 | 0 | 0 | 0 | 0
WT_off | 0 | 0 | 0 | 0 | 0 | 0
PseudoUnit | 0 | 0 | 0 | 0 | 0 | 0
FixedInterchange | 0 | 0 | 0 | 0 | 0 | 0
Base VOM Costs by Reporting Type: RMPA
ReportingType | 2015 | 2020 | 2025 | 2030 | 2035 | 2040
BM | 0 | 0 | 0 | 0 | 33.32 | 44.53
CC | 24.47 | 38.83 | 58.22 | 38.59 | 18.22 | 15.66
CSP | 0 | 0 | 0 | 0 | 0 | 0
CT | 0 | 0 | 0 | 0 | 0 | 0
Coal | 191.46 | 169.6 | 26.52 | 12.85 | 12.85 | 12.34
Geo | 0 | 2 | 206.14 | 206.14 | 206.14 | 206.14
H | 0 | 0 | 0 | 0 | 0 | 0
LFG | 0 | 0 | 0 | 0 | 0 | 0
Nuc | 0 | 0 | 1.96 | 29.79 | 29.79 | 29.79
PS | 0 | 0 | 0 | 0 | 0 | 0
PV | 0 | 0 | 0 | 0 | 0 | 0
PeakG | 0 | 0 | 0 | 0 | 0 | 0
PeakO | 0 | 0 | 0 | 0 | 0 | 0
ST | 0 | 0.01 | 0.01 | 0.01 | 0.01 | 0.01
STOG | 0 | 0 | 0 | 0 | 0 | 0
STWD | 0 | 0 | 0 | 0 | 0 | 0
WT | 0.07 | 0.19 | 0.19 | 0.2 | 0.2 | 0.21
IGCC | 0 | 0 | 0 | 0 | 0 | 0
DemandResponse | 0 | 0 | 0 | 0 | 0 | 0
IGCC-CCS | 0 | 0 | 0 | 0 | 0 | 0
WT_off | 0 | 0 | 0 | 0 | 0 | 0
PseudoUnit | 0 | 0 | 0 | 0 | 0 | 0
FixedInterchange | 0 | 0 | 0 | 0 | 0 | 0
Base VOM Costs by Reporting Type: SP15
ReportingType | 2015 | 2020 | 2025 | 2030 | 2035 | 2040
BM | 0.22 | 0.22 | 0.22 | 0.22 | 0.22 | 0.22
CC | 221.44 | 204.23 | 201.02 | 175.36 | 90.59 | 54.81
CSP | 0 | 0 | 0 | 0 | 0 | 0
CT | 0 | 0 | 0 | 0 | 0 | 0
Coal | 5.28 | 3.19 | 1.44 | 0 | 0 | 0
Geo | 4.1 | 120.4 | 120.4 | 120.4 | 120.4 | 120.4
H | 0 | 0 | 0 | 0 | 0 | 0
LFG | 0.02 | 0.07 | 0.07 | 0.07 | 0.07 | 0.07
Nuc | 41.61 | 41.61 | 41.61 | 52.24 | 67.2 | 117.21
PS | 0 | 0 | 0 | 0 | 0 | 0
PV | 0 | 0 | 0 | 0 | 0 | 0
PeakG | 0 | 0 | 0 | 0 | 0 | 0
PeakO | 0 | 0 | 0 | 0 | 0 | 0
ST | 0.02 | 0.02 | 0.02 | 0.02 | 0.11 | 0.14
STOG | 1.22 | 0.47 | 0.92 | 0.47 | 0.12 | 0.06
STWD | 1.98 | 1.98 | 1.98 | 1.98 | 1.98 | 1.98
WT | 0.07 | 0.09 | 0.46 | 0.46 | 0.46 | 0.46
IGCC | 0 | 0 | 0 | 0 | 0 | 0
DemandResponse | 0 | 0 | 0 | 0 | 0 | 0
IGCC-CCS | 0 | 0 | 0 | 0 | 0 | 0
WT_off | 0 | 0 | 0 | 0 | 0 | 0
PseudoUnit | 0 | 0 | 0 | 0 | 0 | 0
FixedInterchange | 0 | 0 | 0 | 0 | 0 | 0
Base VOM Costs by Reporting Type: ALB
ReportingType | 2015 | 2020 | 2025 | 2030 | 2035 | 2040
BM | 0 | 0 | 0 | 0 | 0 | 0
CC | 38.49 | 39.64 | 39.9 | 0.01 | 0 | 0.01
CSP | 0 | 0 | 0 | 0 | 0 | 0
CT | 0 | 0 | 0 | 0 | 0 | 0
Coal | 167.67 | 167.67 | 165.44 | 0 | 0 | 0
Geo | 0 | 0 | 0 | 0 | 0 | 0
H | 0 | 0 | 0 | 0 | 0 | 0
LFG | 0 | 0 | 0 | 0 | 0 | 0
Nuc | 0 | 0 | 0 | 138.29 | 140.66 | 142.86
PS | 0 | 0 | 0 | 0 | 0 | 0
PV | 0 | 0 | 0 | 0 | 0 | 0
PeakG | 0 | 0 | 0 | 0 | 0 | 0.02
PeakO | 0 | 0 | 0 | 0 | 0 | 0
ST | 0 | 0 | 0 | 0 | 0 | 0
STOG | 0 | 0 | 0 | 0 | 0 | 0
STWD | 0 | 1.7 | 2.89 | 2.89 | 2.89 | 2.89
WT | 0.02 | 0.02 | 0.02 | 0.02 | 0.02 | 0.02
IGCC | 0 | 0 | 0 | 0 | 0 | 0
DemandResponse | 0 | 0 | 0 | 0 | 0 | 0
IGCC-CCS | 0 | 0 | 0 | 0 | 0 | 0
WT_off | 0 | 0 | 0 | 0 | 0 | 0
PseudoUnit | 0 | 0 | 0 | 0 | 0 | 0
FixedInterchange | 0 | 0 | 0 | 0 | 0 | 0
Base VOM Costs by Reporting Type: BC
ReportingType | 2015 | 2020 | 2025 | 2030 | 2035 | 2040
BM | 0 | 0 | 0 | 0 | 0 | 0
CC | 14.67 | 14.67 | 14.67 | 10.96 | 0 | 0
CSP | 0 | 0 | 0 | 0 | 0 | 0
CT | 0 | 0 | 0 | 0 | 0 | 0
Coal | 0 | 0 | 0 | 0 | 0 | 0
Geo | 0 | 0 | 0 | 0 | 0 | 0
H | 0 | 0 | 0 | 0 | 0 | 0
LFG | 0 | 0 | 0 | 0 | 0 | 0
Nuc | 0 | 0 | 0 | 11.31 | 11.31 | 21.73
PS | 0 | 0 | 0 | 0 | 0 | 0
PV | 0 | 0 | 0 | 0 | 0 | 0
PeakG | 0 | 0 | 0 | 0 | 0 | 0
PeakO | 0 | 0 | 0 | 0 | 0 | 0
ST | 0 | 0 | 0 | 0 | 0 | 0
STOG | 0 | 0 | 0 | 0 | 0 | 0
STWD | 0 | 4.4 | 8.48 | 8.48 | 8.48 | 8.48
WT | 0.01 | 0.01 | 0.01 | 0.01 | 0.01 | 0.01
IGCC | 0 | 0 | 0 | 0 | 0 | 0
DemandResponse | 0 | 0 | 0 | 0 | 0 | 0
IGCC-CCS | 0 | 0 | 0 | 0 | 0 | 0
WT_off | 0 | 0 | 0 | 0 | 0 | 0
PseudoUnit | 0 | 0 | 0 | 0 | 0 | 0
FixedInterchange | 0 | 0 | 0 | 0 | 0 | 0
Base VOM Costs by Reporting Type: HQ_IESO
ReportingType | 2015 | 2020 | 2025 | 2030 | 2035 | 2040
BM | 0 | 0 | 0 | 0 | 0 | 0
CC | 0 | 0 | 0 | 0 | 0 | 0
CSP | 0 | 0 | 0 | 0 | 0 | 0
CT | 0 | 0 | 0 | 0 | 0 | 0
Coal | 0 | 0 | 0 | 0 | 0 | 0
Geo | 0 | 0 | 0 | 0 | 0 | 0
H | 0 | 0 | 0 | 0 | 0 | 0
LFG | 0 | 0 | 0 | 0 | 0 | 0
Nuc | 0 | 0 | 0 | 0 | 0 | 0
PS | 0 | 0 | 0 | 0 | 0 | 0
PV | 0 | 0 | 0 | 0 | 0 | 0
PeakG | 0 | 0 | 0 | 0 | 0 | 0
PeakO | 0 | 0 | 0 | 0 | 0 | 0
ST | 0 | 0 | 0 | 0 | 0 | 0
STOG | 0 | 0 | 0 | 0 | 0 | 0
STWD | 0 | 0 | 0 | 0 | 0 | 0
WT | 0 | 0 | 0 | 0 | 0 | 0
IGCC | 0 | 0 | 0 | 0 | 0 | 0
DemandResponse | 0 | 0 | 0 | 0 | 0 | 0
IGCC-CCS | 0 | 0 | 0 | 0 | 0 | 0
WT_off | 0 | 0 | 0 | 0 | 0 | 0
PseudoUnit | 0 | 0 | 0 | 0 | 0 | 0
FixedInterchange | 0 | 0 | 0 | 0 | 0 | 0
Base VOM Costs by Reporting Type: HQ_NEISO
ReportingType | 2015 | 2020 | 2025 | 2030 | 2035 | 2040
BM | 0 | 0 | 0 | 0 | 0 | 0
CC | 0 | 0 | 0 | 0 | 0 | 0
CSP | 0 | 0 | 0 | 0 | 0 | 0
CT | 0 | 0 | 0 | 0 | 0 | 0
Coal | 0 | 0 | 0 | 0 | 0 | 0
Geo | 0 | 0 | 0 | 0 | 0 | 0
H | 0 | 0 | 0 | 0 | 0 | 0
LFG | 0 | 0 | 0 | 0 | 0 | 0
Nuc | 0 | 0 | 0 | 0 | 0 | 0
PS | 0 | 0 | 0 | 0 | 0 | 0
PV | 0 | 0 | 0 | 0 | 0 | 0
PeakG | 0 | 0 | 0 | 0 | 0 | 0
PeakO | 0 | 0 | 0 | 0 | 0 | 0
ST | 0 | 0 | 0 | 0 | 0 | 0
STOG | 0 | 0 | 0 | 0 | 0 | 0
STWD | 0 | 0 | 0 | 0 | 0 | 0
WT | 0 | 0 | 0 | 0 | 0 | 0
IGCC | 0 | 0 | 0 | 0 | 0 | 0
DemandResponse | 0 | 0 | 0 | 0 | 0 | 0
IGCC-CCS | 0 | 0 | 0 | 0 | 0 | 0
WT_off | 0 | 0 | 0 | 0 | 0 | 0
PseudoUnit | 0 | 0 | 0 | 10.42 | 10.42 | 10.42
FixedInterchange | 0 | 0 | 0 | 0 | 0 | 0
Base VOM Costs by Reporting Type: HQ_NY
ReportingType | 2015 | 2020 | 2025 | 2030 | 2035 | 2040
BM | 0 | 0 | 0 | 0 | 0 | 0
CC | 0 | 0 | 0 | 0 | 0 | 0
CSP | 0 | 0 | 0 | 0 | 0 | 0
CT | 0 | 0 | 0 | 0 | 0 | 0
Coal | 0 | 0 | 0 | 0 | 0 | 0
Geo | 0 | 0 | 0 | 0 | 0 | 0
H | 0 | 0 | 0 | 0 | 0 | 0
LFG | 0 | 0 | 0 | 0 | 0 | 0
Nuc | 0 | 0 | 0 | 0 | 0 | 0
PS | 0 | 0 | 0 | 0 | 0 | 0
PV | 0 | 0 | 0 | 0 | 0 | 0
PeakG | 0 | 0 | 0 | 0 | 0 | 0
PeakO | 0 | 0 | 0 | 0 | 0 | 0
ST | 0 | 0 | 0 | 0 | 0 | 0
STOG | 0 | 0 | 0 | 0 | 0 | 0
STWD | 0 | 0 | 0 | 0 | 0 | 0
WT | 0 | 0 | 0 | 0 | 0 | 0
IGCC | 0 | 0 | 0 | 0 | 0 | 0
DemandResponse | 0 | 0 | 0 | 0 | 0 | 0
IGCC-CCS | 0 | 0 | 0 | 0 | 0 | 0
WT_off | 0 | 0 | 0 | 0 | 0 | 0
PseudoUnit | 0 | 0 | 101.99 | 101.99 | 101.99 | 101.99
FixedInterchange | 0 | 0 | 0 | 0 | 0 | 0
Base VOM Costs by Reporting Type: MARITIMES
ReportingType | 2015 | 2020 | 2025 | 2030 | 2035 | 2040
BM | 0 | 0 | 0 | 0 | 0 | 0
CC | 0 | 0 | 0 | 0 | 0 | 0
CSP | 0 | 0 | 0 | 0 | 0 | 0
CT | 0 | 0 | 0 | 0 | 0 | 0
Coal | 0 | 0 | 0 | 0 | 0 | 0
Geo | 0 | 0 | 0 | 0 | 0 | 0
H | 0 | 0 | 0 | 0 | 0 | 0
LFG | 0 | 0 | 0 | 0 | 0 | 0
Nuc | 0 | 0 | 0 | 0 | 0 | 0
PS | 0 | 0 | 0 | 0 | 0 | 0
PV | 0 | 0 | 0 | 0 | 0 | 0
PeakG | 0 | 0 | 0 | 0 | 0 | 0
PeakO | 0 | 0 | 0 | 0 | 0 | 0
ST | 0 | 0 | 0 | 0 | 0 | 0
STOG | 0 | 0 | 0 | 0 | 0 | 0
STWD | 0 | 0 | 0 | 0 | 0 | 0
WT | 0 | 0 | 0 | 0 | 0 | 0
IGCC | 0 | 0 | 0 | 0 | 0 | 0
DemandResponse | 0 | 0 | 0 | 0 | 0 | 0
IGCC-CCS | 0 | 0 | 0 | 0 | 0 | 0
WT_off | 0 | 0 | 0 | 0 | 0 | 0
PseudoUnit | 0 | 0 | 0 | 17.37 | 17.37 | 17.37
FixedInterchange | 0 | 0 | 0 | 0 | 0 | 0
Base VOM Costs by Reporting Type: All
ReportingType | 2015 | 2020 | 2025 | 2030 | 2035 | 2040
BM | 11.06 | 30.03 | 47.62 | 61.46 | 1013.51 | 2040.42
CC | 4642.87 | 5366.22 | 5249.8 | 3871.08 | 2208.83 | 1045.02
CSP | 0 | 0 | 0 | 0 | 0 | 0
CT | 5.72 | 5.85 | 6.56 | 3.7 | 0.03 | 0.6
Coal | 4219.55 | 2067.2 | 430.41 | 152.54 | 282.39 | 282.35
Geo | 11.14 | 177.58 | 532.83 | 532.83 | 532.83 | 532.83
H | 0 | 0.09 | 0.23 | 0.4 | 0.43 | 0.48
LFG | 0.38 | 0.54 | 0.73 | 0.78 | 0.79 | 0.79
Nuc | 2164.81 | 2225.48 | 2282.18 | 2977.44 | 3296.86 | 3723.71
PS | 0 | 0 | 0 | 0 | 0 | 0
PV | 0.02 | 0.06 | 0.07 | 0.08 | 0.08 | 0.08
PeakG | 21.92 | 17.93 | 25.87 | 18.88 | 14.46 | 9.33
PeakO | 0 | 0 | 0 | 0 | 0 | 0
ST | 0.03 | 0.06 | 0.07 | 0.07 | 0.18 | 0.21
STOG | 20.3 | 17.87 | 15.6 | 12.24 | 4.35 | 1.71
STWD | 29.02 | 31.33 | 42.81 | 57.86 | 76.18 | 66.39
WT | 2.03 | 7.06 | 10.62 | 13.35 | 14.47 | 14.79
IGCC | 30.43 | 30.43 | 4.79 | 0 | 0 | 0
DemandResponse | 0 | 0 | 0 | 0 | 0 | 0
IGCC-CCS | 0 | 0 | 0 | 0 | 0 | 0
WT_off | 0.02 | 0.02 | 0.06 | 0.06 | 0.06 | 0.06
PseudoUnit | 0 | 0 | 101.99 | 129.77 | 129.77 | 129.77
FixedInterchange | 0 | 0 | 0 | 0 | 0 | 0
Base VOM Costs by Reporting Type: EI_US
ReportingType | 2015 | 2020 | 2025 | 2030 | 2035 | 2040
BM | 10.54 | 28.95 | 45.38 | 54.57 | 826.78 | 1774.78
CC | 3199.38 | 3863.33 | 3784.35 | 2758.33 | 1719.69 | 696.05
CSP | 0 | 0 | 0 | 0 | 0 | 0
CT | 5.6 | 5.71 | 6.55 | 3.62 | 0.03 | 0.6
Coal | 3300.89 | 1260.3 | 170.53 | 111.63 | 230.06 | 235.13
Geo | 0 | 0 | 0 | 0 | 0 | 0
H | 0 | 0.04 | 0.08 | 0.12 | 0.12 | 0.16
LFG | 0.32 | 0.4 | 0.51 | 0.57 | 0.57 | 0.57
Nuc | 1653.22 | 1713.9 | 1768.63 | 2091.94 | 2095.82 | 2407.18
PS | 0 | 0 | 0 | 0 | 0 | 0
PV | 0 | 0.04 | 0.06 | 0.06 | 0.06 | 0.06
PeakG | 21.26 | 17.71 | 25.87 | 18.55 | 14.12 | 8.97
PeakO | 0 | 0 | 0 | 0 | 0 | 0
ST | 0 | 0 | 0 | 0 | 0 | 0
STOG | 13.72 | 9.55 | 12.15 | 10.1 | 4.23 | 1.65
STWD | 19.23 | 15.43 | 15.68 | 26.62 | 43.39 | 33.6
WT | 1.2 | 5.67 | 8.25 | 10.44 | 11.33 | 11.56
IGCC | 30.43 | 30.43 | 4.79 | 0 | 0 | 0
DemandResponse | 0 | 0 | 0 | 0 | 0 | 0
IGCC-CCS | 0 | 0 | 0 | 0 | 0 | 0
WT_off | 0.02 | 0.02 | 0.06 | 0.06 | 0.06 | 0.06
PseudoUnit | 0 | 0 | 101.99 | 129.77 | 129.77 | 129.77
FixedInterchange | 0 | 0 | 0 | 0 | 0 | 0
Base VOM Costs by Reporting Type: EI_Canada
ReportingType | 2015 | 2020 | 2025 | 2030 | 2035 | 2040
BM | 0 | 0.03 | 0.02 | 0.04 | 0.32 | 1.18
CC | 53.69 | 43.78 | 3.93 | 0.43 | 0.13 | 0.83
CSP | 0 | 0 | 0 | 0 | 0 | 0
CT | 0.12 | 0.12 | 0 | 0 | 0 | 0
Coal | 1 | 0.14 | 0 | 0 | 0 | 0
Geo | 0 | 0 | 0 | 0 | 0 | 0
H | 0 | 0.05 | 0.15 | 0.29 | 0.31 | 0.31
LFG | 0.01 | 0.01 | 0.01 | 0.01 | 0.01 | 0.01
Nuc | 240.73 | 240.73 | 240.73 | 240.73 | 221.68 | 193.2
PS | 0 | 0 | 0 | 0 | 0 | 0
PV | 0 | 0 | 0 | 0 | 0 | 0
PeakG | 0.66 | 0.16 | 0 | 0 | 0 | 0
PeakO | 0 | 0 | 0 | 0 | 0 | 0
ST | 0 | 0 | 0 | 0 | 0 | 0
STOG | 0.01 | 0 | 0 | 0 | 0 | 0
STWD | 0.02 | 0.03 | 0.03 | 0.76 | 2.31 | 2.31
WT | 0.11 | 0.11 | 0.11 | 0.11 | 0.1 | 0.1
IGCC | 0 | 0 | 0 | 0 | 0 | 0
DemandResponse | 0 | 0 | 0 | 0 | 0 | 0
IGCC-CCS | 0 | 0 | 0 | 0 | 0 | 0
WT_off | 0 | 0 | 0 | 0 | 0 | 0
PseudoUnit | 0 | 0 | 0 | 0 | 0 | 0
FixedInterchange | 0 | 0 | 0 | 0 | 0 | 0
Base VOM Costs by Reporting Type: EI
ReportingType | 2015 | 2020 | 2025 | 2030 | 2035 | 2040
BM | 10.54 | 28.98 | 45.41 | 54.61 | 827.09 | 1775.96
CC | 3253.07 | 3907.12 | 3788.29 | 2758.76 | 1719.82 | 696.88
CSP | 0 | 0 | 0 | 0 | 0 | 0
CT | 5.72 | 5.83 | 6.55 | 3.62 | 0.03 | 0.6
Coal | 3301.89 | 1260.44 | 170.53 | 111.63 | 230.06 | 235.13
Geo | 0 | 0 | 0 | 0 | 0 | 0
H | 0 | 0.09 | 0.23 | 0.4 | 0.42 | 0.47
LFG | 0.33 | 0.41 | 0.52 | 0.58 | 0.58 | 0.58
Nuc | 1893.95 | 1954.63 | 2009.36 | 2332.67 | 2317.5 | 2600.38
PS | 0 | 0 | 0 | 0 | 0 | 0
PV | 0.01 | 0.04 | 0.06 | 0.06 | 0.06 | 0.07
PeakG | 21.92 | 17.87 | 25.87 | 18.55 | 14.12 | 8.97
PeakO | 0 | 0 | 0 | 0 | 0 | 0
ST | 0 | 0 | 0 | 0 | 0 | 0
STOG | 13.73 | 9.55 | 12.15 | 10.1 | 4.23 | 1.65
STWD | 19.26 | 15.47 | 15.72 | 27.38 | 45.7 | 35.91
WT | 1.31 | 5.78 | 8.36 | 10.55 | 11.43 | 11.66
IGCC | 30.43 | 30.43 | 4.79 | 0 | 0 | 0
DemandResponse | 0 | 0 | 0 | 0 | 0 | 0
IGCC-CCS | 0 | 0 | 0 | 0 | 0 | 0
WT_off | 0.02 | 0.02 | 0.06 | 0.06 | 0.06 | 0.06
PseudoUnit | 0 | 0 | 101.99 | 129.77 | 129.77 | 129.77
FixedInterchange | 0 | 0 | 0 | 0 | 0 | 0
Base VOM Costs by Reporting Type: Outside_EI
ReportingType | 2015 | 2020 | 2025 | 2030 | 2035 | 2040
BM | 0.51 | 1.06 | 2.21 | 6.85 | 186.42 | 264.46
CC | 1389.8 | 1459.11 | 1461.51 | 1112.33 | 489.01 | 348.14
CSP | 0 | 0 | 0 | 0 | 0 | 0
CT | 0 | 0.02 | 0.01 | 0.08 | 0 | 0
Coal | 917.66 | 806.76 | 259.88 | 40.91 | 52.33 | 47.22
Geo | 11.13 | 177.57 | 532.83 | 532.83 | 532.83 | 532.83
H | 0 | 0 | 0 | 0 | 0.01 | 0.01
LFG | 0.05 | 0.13 | 0.2 | 0.2 | 0.2 | 0.2
Nuc | 270.85 | 270.85 | 272.82 | 644.77 | 979.36 | 1123.33
PS | 0 | 0 | 0 | 0 | 0 | 0
PV | 0.01 | 0.01 | 0.01 | 0.01 | 0.01 | 0.01
PeakG | 0 | 0.05 | 0 | 0.33 | 0.34 | 0.35
PeakO | 0 | 0 | 0 | 0 | 0 | 0
ST | 0.03 | 0.06 | 0.07 | 0.07 | 0.18 | 0.21
STOG | 6.57 | 8.32 | 3.46 | 2.14 | 0.12 | 0.06
STWD | 9.77 | 15.87 | 27.1 | 30.48 | 30.48 | 30.48
WT | 0.72 | 1.29 | 2.26 | 2.8 | 3.04 | 3.13
IGCC | 0 | 0 | 0 | 0 | 0 | 0
DemandResponse | 0 | 0 | 0 | 0 | 0 | 0
IGCC-CCS | 0 | 0 | 0 | 0 | 0 | 0
WT_off | 0 | 0 | 0 | 0 | 0 | 0
PseudoUnit | 0 | 0 | 0 | 0 | 0 | 0
FixedInterchange | 0 | 0 | 0 | 0 | 0 | 0
#9 | 0: Retrofit VOM Costs ($million)
Retrofit VOM Costs by Reporting Type: Entergy
ReportingType | 2015 | 2020 | 2025 | 2030 | 2035 | 2040
BM | 0 | 0 | 0 | 0 | 0 | 0
CC | 0 | 0 | 0 | 0 | 0 | 0
CSP | 0 | 0 | 0 | 0 | 0 | 0
CT | 0 | 0 | 0 | 0 | 0 | 0
Coal | 13.08 | 17.64 | 4.37 | 0 | 0 | 0
Geo | 0 | 0 | 0 | 0 | 0 | 0
H | 0 | 0 | 0 | 0 | 0 | 0
LFG | 0 | 0 | 0 | 0 | 0 | 0
Nuc | 0 | 0 | 0 | 0 | 0 | 0
PS | 0 | 0 | 0 | 0 | 0 | 0
PV | 0 | 0 | 0 | 0 | 0 | 0
PeakG | 0 | 0 | 0 | 0 | 0 | 0
PeakO | 0 | 0 | 0 | 0 | 0 | 0
ST | 0 | 0 | 0 | 0 | 0 | 0
STOG | 0 | 0 | 0 | 0 | 0 | 0
STWD | 0 | 0 | 0 | 0 | 0 | 0
WT | 0 | 0 | 0 | 0 | 0 | 0
IGCC | 0 | 0 | 0 | 0 | 0 | 0
DemandResponse | 0 | 0 | 0 | 0 | 0 | 0
IGCC-CCS | 0 | 0 | 0 | 0 | 0 | 0
WT_off | 0 | 0 | 0 | 0 | 0 | 0
PseudoUnit | 0 | 0 | 0 | 0 | 0 | 0
FixedInterchange | 0 | 0 | 0 | 0 | 0 | 0
Retrofit VOM Costs by Reporting Type: FRCC
ReportingType | 2015 | 2020 | 2025 | 2030 | 2035 | 2040
BM | 0 | 0 | 0 | 0 | 0 | 0
CC | 0 | 0 | 0 | 0 | 0 | 0
CSP | 0 | 0 | 0 | 0 | 0 | 0
CT | 0 | 0 | 0 | 0 | 0 | 0
Coal | 31.68 | 25.93 | 5.6 | 8.82 | 25.89 | 31.64
Geo | 0 | 0 | 0 | 0 | 0 | 0
H | 0 | 0 | 0 | 0 | 0 | 0
LFG | 0 | 0 | 0 | 0 | 0 | 0
Nuc | 0 | 0 | 0 | 0 | 0 | 0
PS | 0 | 0 | 0 | 0 | 0 | 0
PV | 0 | 0 | 0 | 0 | 0 | 0
PeakG | 0 | 0 | 0 | 0 | 0 | 0
PeakO | 0 | 0 | 0 | 0 | 0 | 0
ST | 0 | 0 | 0 | 0 | 0 | 0
STOG | 0 | 0 | 0 | 0 | 0 | 0
STWD | 0 | 0 | 0 | 0 | 0 | 0
WT | 0 | 0 | 0 | 0 | 0 | 0
IGCC | 0 | 0 | 0 | 0 | 0 | 0
DemandResponse | 0 | 0 | 0 | 0 | 0 | 0
IGCC-CCS | 0 | 0 | 0 | 0 | 0 | 0
WT_off | 0 | 0 | 0 | 0 | 0 | 0
PseudoUnit | 0 | 0 | 0 | 0 | 0 | 0
FixedInterchange | 0 | 0 | 0 | 0 | 0 | 0
Retrofit VOM Costs by Reporting Type: MAPP_US
ReportingType | 2015 | 2020 | 2025 | 2030 | 2035 | 2040
BM | 0 | 0 | 0 | 0 | 0 | 0
CC | 0 | 0 | 0 | 0 | 0 | 0
CSP | 0 | 0 | 0 | 0 | 0 | 0
CT | 0 | 0 | 0 | 0 | 0 | 0
Coal | 50.16 | 17.02 | 0.88 | 0 | 0 | 0
Geo | 0 | 0 | 0 | 0 | 0 | 0
H | 0 | 0 | 0 | 0 | 0 | 0
LFG | 0 | 0 | 0 | 0 | 0 | 0
Nuc | 0 | 0 | 0 | 0 | 0 | 0
PS | 0 | 0 | 0 | 0 | 0 | 0
PV | 0 | 0 | 0 | 0 | 0 | 0
PeakG | 0 | 0 | 0 | 0 | 0 | 0
PeakO | 0 | 0 | 0 | 0 | 0 | 0
ST | 0 | 0 | 0 | 0 | 0 | 0
STOG | 0 | 0 | 0 | 0 | 0 | 0
STWD | 0 | 0 | 0 | 0 | 0 | 0
WT | 0 | 0 | 0 | 0 | 0 | 0
IGCC | 0 | 0 | 0 | 0 | 0 | 0
DemandResponse | 0 | 0 | 0 | 0 | 0 | 0
IGCC-CCS | 0 | 0 | 0 | 0 | 0 | 0
WT_off | 0 | 0 | 0 | 0 | 0 | 0
PseudoUnit | 0 | 0 | 0 | 0 | 0 | 0
FixedInterchange | 0 | 0 | 0 | 0 | 0 | 0
Retrofit VOM Costs by Reporting Type: MISO_IN
ReportingType | 2015 | 2020 | 2025 | 2030 | 2035 | 2040
BM | 0 | 0 | 0 | 0 | 0 | 0
CC | 0 | 0 | 0 | 0 | 0 | 0
CSP | 0 | 0 | 0 | 0 | 0 | 0
CT | 0 | 0 | 0 | 0 | 0 | 0
Coal | 201.08 | 164.64 | 20 | 17.62 | 66.01 | 68.87
Geo | 0 | 0 | 0 | 0 | 0 | 0
H | 0 | 0 | 0 | 0 | 0 | 0
LFG | 0 | 0 | 0 | 0 | 0 | 0
Nuc | 0 | 0 | 0 | 0 | 0 | 0
PS | 0 | 0 | 0 | 0 | 0 | 0
PV | 0 | 0 | 0 | 0 | 0 | 0
PeakG | 0 | 0 | 0 | 0 | 0 | 0
PeakO | 0 | 0 | 0 | 0 | 0 | 0
ST | 0 | 0 | 0 | 0 | 0 | 0
STOG | 0 | 0 | 0 | 0 | 0 | 0
STWD | 0 | 0 | 0 | 0 | 0 | 0
WT | 0 | 0 | 0 | 0 | 0 | 0
IGCC | 0 | 0 | 0 | 0 | 0 | 0
DemandResponse | 0 | 0 | 0 | 0 | 0 | 0
IGCC-CCS | 0 | 0 | 0 | 0 | 0 | 0
WT_off | 0 | 0 | 0 | 0 | 0 | 0
PseudoUnit | 0 | 0 | 0 | 0 | 0 | 0
FixedInterchange | 0 | 0 | 0 | 0 | 0 | 0
Retrofit VOM Costs by Reporting Type: MISO_MI
ReportingType | 2015 | 2020 | 2025 | 2030 | 2035 | 2040
BM | 0 | 0 | 0 | 0 | 0 | 0
CC | 0 | 0 | 0 | 0 | 0 | 0
CSP | 0 | 0 | 0 | 0 | 0 | 0
CT | 0 | 0 | 0 | 0 | 0 | 0
Coal | 7.08 | 0 | 0 | 0 | 0 | 0
Geo | 0 | 0 | 0 | 0 | 0 | 0
H | 0 | 0 | 0 | 0 | 0 | 0
LFG | 0 | 0 | 0 | 0 | 0 | 0
Nuc | 0 | 0 | 0 | 0 | 0 | 0
PS | 0 | 0 | 0 | 0 | 0 | 0
PV | 0 | 0 | 0 | 0 | 0 | 0
PeakG | 0 | 0 | 0 | 0 | 0 | 0
PeakO | 0 | 0 | 0 | 0 | 0 | 0
ST | 0 | 0 | 0 | 0 | 0 | 0
STOG | 0 | 0 | 0 | 0 | 0 | 0
STWD | 0 | 0 | 0 | 0 | 0 | 0
WT | 0 | 0 | 0 | 0 | 0 | 0
IGCC | 0 | 0 | 0 | 0 | 0 | 0
DemandResponse | 0 | 0 | 0 | 0 | 0 | 0
IGCC-CCS | 0 | 0 | 0 | 0 | 0 | 0
WT_off | 0 | 0 | 0 | 0 | 0 | 0
PseudoUnit | 0 | 0 | 0 | 0 | 0 | 0
FixedInterchange | 0 | 0 | 0 | 0 | 0 | 0
Retrofit VOM Costs by Reporting Type: MISO_MO-IL
ReportingType | 2015 | 2020 | 2025 | 2030 | 2035 | 2040
BM | 0 | 0 | 0 | 0 | 0 | 0
CC | 0 | 0 | 0 | 0 | 0 | 0
CSP | 0 | 0 | 0 | 0 | 0 | 0
CT | 0 | 0 | 0 | 0 | 0 | 0
Coal | 70.06 | 42.91 | 5.53 | 7.46 | 23.9 | 23.9
Geo | 0 | 0 | 0 | 0 | 0 | 0
H | 0 | 0 | 0 | 0 | 0 | 0
LFG | 0 | 0 | 0 | 0 | 0 | 0
Nuc | 0 | 0 | 0 | 0 | 0 | 0
PS | 0 | 0 | 0 | 0 | 0 | 0
PV | 0 | 0 | 0 | 0 | 0 | 0
PeakG | 0 | 0 | 0 | 0 | 0 | 0
PeakO | 0 | 0 | 0 | 0 | 0 | 0
ST | 0 | 0 | 0 | 0 | 0 | 0
STOG | 0 | 0 | 0 | 0 | 0 | 0
STWD | 0 | 0 | 0 | 0 | 0 | 0
WT | 0 | 0 | 0 | 0 | 0 | 0
IGCC | 0 | 0 | 0 | 0 | 0 | 0
DemandResponse | 0 | 0 | 0 | 0 | 0 | 0
IGCC-CCS | 0 | 0 | 0 | 0 | 0 | 0
WT_off | 0 | 0 | 0 | 0 | 0 | 0
PseudoUnit | 0 | 0 | 0 | 0 | 0 | 0
FixedInterchange | 0 | 0 | 0 | 0 | 0 | 0
Retrofit VOM Costs by Reporting Type: MISO_W
ReportingType | 2015 | 2020 | 2025 | 2030 | 2035 | 2040
BM | 0 | 0 | 0 | 0 | 0 | 0
CC | 0 | 0 | 0 | 0 | 0 | 0
CSP | 0 | 0 | 0 | 0 | 0 | 0
CT | 0 | 0 | 0 | 0 | 0 | 0
Coal | 115.92 | 96.66 | 23.14 | 14.59 | 15.75 | 14.76
Geo | 0 | 0 | 0 | 0 | 0 | 0
H | 0 | 0 | 0 | 0 | 0 | 0
LFG | 0 | 0 | 0 | 0 | 0 | 0
Nuc | 0 | 0 | 0 | 0 | 0 | 0
PS | 0 | 0 | 0 | 0 | 0 | 0
PV | 0 | 0 | 0 | 0 | 0 | 0
PeakG | 0 | 0 | 0 | 0 | 0 | 0
PeakO | 0 | 0 | 0 | 0 | 0 | 0
ST | 0 | 0 | 0 | 0 | 0 | 0
STOG | 0 | 0 | 0 | 0 | 0 | 0
STWD | 0 | 0 | 0 | 0 | 0 | 0
WT | 0 | 0 | 0 | 0 | 0 | 0
IGCC | 0 | 0 | 0 | 0 | 0 | 0
DemandResponse | 0 | 0 | 0 | 0 | 0 | 0
IGCC-CCS | 0 | 0 | 0 | 0 | 0 | 0
WT_off | 0 | 0 | 0 | 0 | 0 | 0
PseudoUnit | 0 | 0 | 0 | 0 | 0 | 0
FixedInterchange | 0 | 0 | 0 | 0 | 0 | 0
Retrofit VOM Costs by Reporting Type: MISO_WUMS
ReportingType | 2015 | 2020 | 2025 | 2030 | 2035 | 2040
BM | 0 | 0 | 0 | 0 | 0 | 0
CC | 0 | 0 | 0 | 0 | 0 | 0
CSP | 0 | 0 | 0 | 0 | 0 | 0
CT | 0 | 0 | 0 | 0 | 0 | 0
Coal | 29.07 | 7.61 | 5.9 | 4.47 | 21.7 | 27.26
Geo | 0 | 0 | 0 | 0 | 0 | 0
H | 0 | 0 | 0 | 0 | 0 | 0
LFG | 0 | 0 | 0 | 0 | 0 | 0
Nuc | 0 | 0 | 0 | 0 | 0 | 0
PS | 0 | 0 | 0 | 0 | 0 | 0
PV | 0 | 0 | 0 | 0 | 0 | 0
PeakG | 0 | 0 | 0 | 0 | 0 | 0
PeakO | 0 | 0 | 0 | 0 | 0 | 0
ST | 0 | 0 | 0 | 0 | 0 | 0
STOG | 0 | 0 | 0 | 0 | 0 | 0
STWD | 0 | 0 | 0 | 0 | 0 | 0
WT | 0 | 0 | 0 | 0 | 0 | 0
IGCC | 0 | 0 | 0 | 0 | 0 | 0
DemandResponse | 0 | 0 | 0 | 0 | 0 | 0
IGCC-CCS | 0 | 0 | 0 | 0 | 0 | 0
WT_off | 0 | 0 | 0 | 0 | 0 | 0
PseudoUnit | 0 | 0 | 0 | 0 | 0 | 0
FixedInterchange | 0 | 0 | 0 | 0 | 0 | 0
Retrofit VOM Costs by Reporting Type: Nebraska
ReportingType | 2015 | 2020 | 2025 | 2030 | 2035 | 2040
BM | 0 | 0 | 0 | 0 | 0 | 0
CC | 0 | 0 | 0 | 0 | 0 | 0
CSP | 0 | 0 | 0 | 0 | 0 | 0
CT | 0 | 0 | 0 | 0 | 0 | 0
Coal | 16.57 | 8.13 | 9.75 | 9.75 | 9.17 | 7.69
Geo | 0 | 0 | 0 | 0 | 0 | 0
H | 0 | 0 | 0 | 0 | 0 | 0
LFG | 0 | 0 | 0 | 0 | 0 | 0
Nuc | 0 | 0 | 0 | 0 | 0 | 0
PS | 0 | 0 | 0 | 0 | 0 | 0
PV | 0 | 0 | 0 | 0 | 0 | 0
PeakG | 0 | 0 | 0 | 0 | 0 | 0
PeakO | 0 | 0 | 0 | 0 | 0 | 0
ST | 0 | 0 | 0 | 0 | 0 | 0
STOG | 0 | 0 | 0 | 0 | 0 | 0
STWD | 0 | 0 | 0 | 0 | 0 | 0
WT | 0 | 0 | 0 | 0 | 0 | 0
IGCC | 0 | 0 | 0 | 0 | 0 | 0
DemandResponse | 0 | 0 | 0 | 0 | 0 | 0
IGCC-CCS | 0 | 0 | 0 | 0 | 0 | 0
WT_off | 0 | 0 | 0 | 0 | 0 | 0
PseudoUnit | 0 | 0 | 0 | 0 | 0 | 0
FixedInterchange | 0 | 0 | 0 | 0 | 0 | 0
Retrofit VOM Costs by Reporting Type: NEISO
ReportingType | 2015 | 2020 | 2025 | 2030 | 2035 | 2040
BM | 0 | 0 | 0 | 0 | 0 | 0
CC | 0 | 0 | 0 | 0 | 0 | 0
CSP | 0 | 0 | 0 | 0 | 0 | 0
CT | 0 | 0 | 0 | 0 | 0 | 0
Coal | 0.16 | 0 | 0 | 0 | 0 | 0
Geo | 0 | 0 | 0 | 0 | 0 | 0
H | 0 | 0 | 0 | 0 | 0 | 0
LFG | 0 | 0 | 0 | 0 | 0 | 0
Nuc | 0 | 0 | 0 | 0 | 0 | 0
PS | 0 | 0 | 0 | 0 | 0 | 0
PV | 0 | 0 | 0 | 0 | 0 | 0
PeakG | 0 | 0 | 0 | 0 | 0 | 0
PeakO | 0 | 0 | 0 | 0 | 0 | 0
ST | 0 | 0 | 0 | 0 | 0 | 0
STOG | 0 | 0 | 0 | 0 | 0 | 0
STWD | 0 | 0 | 0 | 0 | 0 | 0
WT | 0 | 0 | 0 | 0 | 0 | 0
IGCC | 0 | 0 | 0 | 0 | 0 | 0
DemandResponse | 0 | 0 | 0 | 0 | 0 | 0
IGCC-CCS | 0 | 0 | 0 | 0 | 0 | 0
WT_off | 0 | 0 | 0 | 0 | 0 | 0
PseudoUnit | 0 | 0 | 0 | 0 | 0 | 0
FixedInterchange | 0 | 0 | 0 | 0 | 0 | 0
Retrofit VOM Costs by Reporting Type: NonRTO_Midwest
ReportingType | 2015 | 2020 | 2025 | 2030 | 2035 | 2040
BM | 0 | 0 | 0 | 0 | 0 | 0
CC | 0 | 0 | 0 | 0 | 0 | 0
CSP | 0 | 0 | 0 | 0 | 0 | 0
CT | 0 | 0 | 0 | 0 | 0 | 0
Coal | 151.72 | 110.46 | 19.31 | 20.25 | 49.1 | 49.1
Geo | 0 | 0 | 0 | 0 | 0 | 0
H | 0 | 0 | 0 | 0 | 0 | 0
LFG | 0 | 0 | 0 | 0 | 0 | 0
Nuc | 0 | 0 | 0 | 0 | 0 | 0
PS | 0 | 0 | 0 | 0 | 0 | 0
PV | 0 | 0 | 0 | 0 | 0 | 0
PeakG | 0 | 0 | 0 | 0 | 0 | 0
PeakO | 0 | 0 | 0 | 0 | 0 | 0
ST | 0 | 0 | 0 | 0 | 0 | 0
STOG | 0 | 0 | 0 | 0 | 0 | 0
STWD | 0 | 0 | 0 | 0 | 0 | 0
WT | 0 | 0 | 0 | 0 | 0 | 0
IGCC | 0 | 0 | 0 | 0 | 0 | 0
DemandResponse | 0 | 0 | 0 | 0 | 0 | 0
IGCC-CCS | 0 | 0 | 0 | 0 | 0 | 0
WT_off | 0 | 0 | 0 | 0 | 0 | 0
PseudoUnit | 0 | 0 | 0 | 0 | 0 | 0
FixedInterchange | 0 | 0 | 0 | 0 | 0 | 0
Retrofit VOM Costs by Reporting Type: NYISO_A-F
ReportingType | 2015 | 2020 | 2025 | 2030 | 2035 | 2040
BM | 0 | 0 | 0 | 0 | 0 | 0
CC | 0 | 0 | 0 | 0 | 0 | 0
CSP | 0 | 0 | 0 | 0 | 0 | 0
CT | 0 | 0 | 0 | 0 | 0 | 0
Coal | 0 | 0 | 0 | 0 | 0 | 0
Geo | 0 | 0 | 0 | 0 | 0 | 0
H | 0 | 0 | 0 | 0 | 0 | 0
LFG | 0 | 0 | 0 | 0 | 0 | 0
Nuc | 0 | 0 | 0 | 0 | 0 | 0
PS | 0 | 0 | 0 | 0 | 0 | 0
PV | 0 | 0 | 0 | 0 | 0 | 0
PeakG | 0 | 0 | 0 | 0 | 0 | 0
PeakO | 0 | 0 | 0 | 0 | 0 | 0
ST | 0 | 0 | 0 | 0 | 0 | 0
STOG | 0 | 0 | 0 | 0 | 0 | 0
STWD | 0 | 0 | 0 | 0 | 0 | 0
WT | 0 | 0 | 0 | 0 | 0 | 0
IGCC | 0 | 0 | 0 | 0 | 0 | 0
DemandResponse | 0 | 0 | 0 | 0 | 0 | 0
IGCC-CCS | 0 | 0 | 0 | 0 | 0 | 0
WT_off | 0 | 0 | 0 | 0 | 0 | 0
PseudoUnit | 0 | 0 | 0 | 0 | 0 | 0
FixedInterchange | 0 | 0 | 0 | 0 | 0 | 0
Retrofit VOM Costs by Reporting Type: NYISO_G-I
ReportingType | 2015 | 2020 | 2025 | 2030 | 2035 | 2040
BM | 0 | 0 | 0 | 0 | 0 | 0
CC | 0 | 0 | 0 | 0 | 0 | 0
CSP | 0 | 0 | 0 | 0 | 0 | 0
CT | 0 | 0 | 0 | 0 | 0 | 0
Coal | 0 | 0 | 0 | 0 | 0 | 0
Geo | 0 | 0 | 0 | 0 | 0 | 0
H | 0 | 0 | 0 | 0 | 0 | 0
LFG | 0 | 0 | 0 | 0 | 0 | 0
Nuc | 0 | 0 | 0 | 0 | 0 | 0
PS | 0 | 0 | 0 | 0 | 0 | 0
PV | 0 | 0 | 0 | 0 | 0 | 0
PeakG | 0 | 0 | 0 | 0 | 0 | 0
PeakO | 0 | 0 | 0 | 0 | 0 | 0
ST | 0 | 0 | 0 | 0 | 0 | 0
STOG | 0 | 0 | 0 | 0 | 0 | 0
STWD | 0 | 0 | 0 | 0 | 0 | 0
WT | 0 | 0 | 0 | 0 | 0 | 0
IGCC | 0 | 0 | 0 | 0 | 0 | 0
DemandResponse | 0 | 0 | 0 | 0 | 0 | 0
IGCC-CCS | 0 | 0 | 0 | 0 | 0 | 0
WT_off | 0 | 0 | 0 | 0 | 0 | 0
PseudoUnit | 0 | 0 | 0 | 0 | 0 | 0
FixedInterchange | 0 | 0 | 0 | 0 | 0 | 0
Retrofit VOM Costs by Reporting Type: NYISO_J-K
ReportingType | 2015 | 2020 | 2025 | 2030 | 2035 | 2040
BM | 0 | 0 | 0 | 0 | 0 | 0
CC | 0 | 0 | 0 | 0 | 0 | 0
CSP | 0 | 0 | 0 | 0 | 0 | 0
CT | 0 | 0 | 0 | 0 | 0 | 0
Coal | 0 | 0 | 0 | 0 | 0 | 0
Geo | 0 | 0 | 0 | 0 | 0 | 0
H | 0 | 0 | 0 | 0 | 0 | 0
LFG | 0 | 0 | 0 | 0 | 0 | 0
Nuc | 0 | 0 | 0 | 0 | 0 | 0
PS | 0 | 0 | 0 | 0 | 0 | 0
PV | 0 | 0 | 0 | 0 | 0 | 0
PeakG | 0 | 0 | 0 | 0 | 0 | 0
PeakO | 0 | 0 | 0 | 0 | 0 | 0
ST | 0 | 0 | 0 | 0 | 0 | 0
STOG | 0 | 0 | 0 | 0 | 0 | 0
STWD | 0 | 0 | 0 | 0 | 0 | 0
WT | 0 | 0 | 0 | 0 | 0 | 0
IGCC | 0 | 0 | 0 | 0 | 0 | 0
DemandResponse | 0 | 0 | 0 | 0 | 0 | 0
IGCC-CCS | 0 | 0 | 0 | 0 | 0 | 0
WT_off | 0 | 0 | 0 | 0 | 0 | 0
PseudoUnit | 0 | 0 | 0 | 0 | 0 | 0
FixedInterchange | 0 | 0 | 0 | 0 | 0 | 0
Retrofit VOM Costs by Reporting Type: PJM_E
ReportingType | 2015 | 2020 | 2025 | 2030 | 2035 | 2040
BM | 0 | 0 | 0 | 0 | 0 | 0
CC | 0 | 0 | 0 | 0 | 0 | 0
CSP | 0 | 0 | 0 | 0 | 0 | 0
CT | 0 | 0 | 0 | 0 | 0 | 0
Coal | 3.7 | 1.49 | 1.41 | 0 | 8.33 | 10.19
Geo | 0 | 0 | 0 | 0 | 0 | 0
H | 0 | 0 | 0 | 0 | 0 | 0
LFG | 0 | 0 | 0 | 0 | 0 | 0
Nuc | 0 | 0 | 0 | 0 | 0 | 0
PS | 0 | 0 | 0 | 0 | 0 | 0
PV | 0 | 0 | 0 | 0 | 0 | 0
PeakG | 0 | 0 | 0 | 0 | 0 | 0
PeakO | 0 | 0 | 0 | 0 | 0 | 0
ST | 0 | 0 | 0 | 0 | 0 | 0
STOG | 0 | 0 | 0 | 0 | 0 | 0
STWD | 0 | 0 | 0 | 0 | 0 | 0
WT | 0 | 0 | 0 | 0 | 0 | 0
IGCC | 0 | 0 | 0 | 0 | 0 | 0
DemandResponse | 0 | 0 | 0 | 0 | 0 | 0
IGCC-CCS | 0 | 0 | 0 | 0 | 0 | 0
WT_off | 0 | 0 | 0 | 0 | 0 | 0
PseudoUnit | 0 | 0 | 0 | 0 | 0 | 0
FixedInterchange | 0 | 0 | 0 | 0 | 0 | 0
Retrofit VOM Costs by Reporting Type: PJM_ROM
ReportingType | 2015 | 2020 | 2025 | 2030 | 2035 | 2040
BM | 0 | 0 | 0 | 0 | 0 | 0
CC | 0 | 0 | 0 | 0 | 0 | 0
CSP | 0 | 0 | 0 | 0 | 0 | 0
CT | 0 | 0 | 0 | 0 | 0 | 0
Coal | 40.09 | 20.93 | 0.18 | 0.51 | 1.08 | 1.08
Geo | 0 | 0 | 0 | 0 | 0 | 0
H | 0 | 0 | 0 | 0 | 0 | 0
LFG | 0 | 0 | 0 | 0 | 0 | 0
Nuc | 0 | 0 | 0 | 0 | 0 | 0
PS | 0 | 0 | 0 | 0 | 0 | 0
PV | 0 | 0 | 0 | 0 | 0 | 0
PeakG | 0 | 0 | 0 | 0 | 0 | 0
PeakO | 0 | 0 | 0 | 0 | 0 | 0
ST | 0 | 0 | 0 | 0 | 0 | 0
STOG | 0 | 0 | 0 | 0 | 0 | 0
STWD | 0 | 0 | 0 | 0 | 0 | 0
WT | 0 | 0 | 0 | 0 | 0 | 0
IGCC | 0 | 0 | 0 | 0 | 0 | 0
DemandResponse | 0 | 0 | 0 | 0 | 0 | 0
IGCC-CCS | 0 | 0 | 0 | 0 | 0 | 0
WT_off | 0 | 0 | 0 | 0 | 0 | 0
PseudoUnit | 0 | 0 | 0 | 0 | 0 | 0
FixedInterchange | 0 | 0 | 0 | 0 | 0 | 0
Retrofit VOM Costs by Reporting Type: PJM_ROR
ReportingType | 2015 | 2020 | 2025 | 2030 | 2035 | 2040
BM | 0 | 0 | 0 | 0 | 0 | 0
CC | 0 | 0 | 0 | 0 | 0 | 0
CSP | 0 | 0 | 0 | 0 | 0 | 0
CT | 0 | 0 | 0 | 0 | 0 | 0
Coal | 491.97 | 407.64 | 37.44 | 49.72 | 115.87 | 115.87
Geo | 0 | 0 | 0 | 0 | 0 | 0
H | 0 | 0 | 0 | 0 | 0 | 0
LFG | 0 | 0 | 0 | 0 | 0 | 0
Nuc | 0 | 0 | 0 | 0 | 0 | 0
PS | 0 | 0 | 0 | 0 | 0 | 0
PV | 0 | 0 | 0 | 0 | 0 | 0
PeakG | 0 | 0 | 0 | 0 | 0 | 0
PeakO | 0 | 0 | 0 | 0 | 0 | 0
ST | 0 | 0 | 0 | 0 | 0 | 0
STOG | 0 | 0 | 0 | 0 | 0 | 0
STWD | 0 | 0 | 0 | 0 | 0 | 0
WT | 0 | 0 | 0 | 0 | 0 | 0
IGCC | 0 | 0 | 0 | 0 | 0 | 0
DemandResponse | 0 | 0 | 0 | 0 | 0 | 0
IGCC-CCS | 0 | 0 | 0 | 0 | 0 | 0
WT_off | 0 | 0 | 0 | 0 | 0 | 0
PseudoUnit | 0 | 0 | 0 | 0 | 0 | 0
FixedInterchange | 0 | 0 | 0 | 0 | 0 | 0
Retrofit VOM Costs by Reporting Type: SOCO
ReportingType | 2015 | 2020 | 2025 | 2030 | 2035 | 2040
BM | 0 | 0 | 0 | 0 | 0 | 0
CC | 0 | 0 | 0 | 0 | 0 | 0
CSP | 0 | 0 | 0 | 0 | 0 | 0
CT | 0 | 0 | 0 | 0 | 0 | 0
Coal | 90.28 | 45.4 | 25.49 | 37.3 | 37.3 | 37.3
Geo | 0 | 0 | 0 | 0 | 0 | 0
H | 0 | 0 | 0 | 0 | 0 | 0
LFG | 0 | 0 | 0 | 0 | 0 | 0
Nuc | 0 | 0 | 0 | 0 | 0 | 0
PS | 0 | 0 | 0 | 0 | 0 | 0
PV | 0 | 0 | 0 | 0 | 0 | 0
PeakG | 0 | 0 | 0 | 0 | 0 | 0
PeakO | 0 | 0 | 0 | 0 | 0 | 0
ST | 0 | 0 | 0 | 0 | 0 | 0
STOG | 0 | 0 | 0 | 0 | 0 | 0
STWD | 0 | 0 | 0 | 0 | 0 | 0
WT | 0 | 0 | 0 | 0 | 0 | 0
IGCC | 0 | 0 | 0 | 0 | 0 | 0
DemandResponse | 0 | 0 | 0 | 0 | 0 | 0
IGCC-CCS | 0 | 0 | 0 | 0 | 0 | 0
WT_off | 0 | 0 | 0 | 0 | 0 | 0
PseudoUnit | 0 | 0 | 0 | 0 | 0 | 0
FixedInterchange | 0 | 0 | 0 | 0 | 0 | 0
Retrofit VOM Costs by Reporting Type: SPP_N
ReportingType | 2015 | 2020 | 2025 | 2030 | 2035 | 2040
BM | 0 | 0 | 0 | 0 | 0 | 0
CC | 0 | 0 | 0 | 0 | 0 | 0
CSP | 0 | 0 | 0 | 0 | 0 | 0
CT | 0 | 0 | 0 | 0 | 0 | 0
Coal | 173.17 | 33.5 | 1.29 | 3.54 | 8.59 | 6.29
Geo | 0 | 0 | 0 | 0 | 0 | 0
H | 0 | 0 | 0 | 0 | 0 | 0
LFG | 0 | 0 | 0 | 0 | 0 | 0
Nuc | 0 | 0 | 0 | 0 | 0 | 0
PS | 0 | 0 | 0 | 0 | 0 | 0
PV | 0 | 0 | 0 | 0 | 0 | 0
PeakG | 0 | 0 | 0 | 0 | 0 | 0
PeakO | 0 | 0 | 0 | 0 | 0 | 0
ST | 0 | 0 | 0 | 0 | 0 | 0
STOG | 0 | 0 | 0 | 0 | 0 | 0
STWD | 0 | 0 | 0 | 0 | 0 | 0
WT | 0 | 0 | 0 | 0 | 0 | 0
IGCC | 0 | 0 | 0 | 0 | 0 | 0
DemandResponse | 0 | 0 | 0 | 0 | 0 | 0
IGCC-CCS | 0 | 0 | 0 | 0 | 0 | 0
WT_off | 0 | 0 | 0 | 0 | 0 | 0
PseudoUnit | 0 | 0 | 0 | 0 | 0 | 0
FixedInterchange | 0 | 0 | 0 | 0 | 0 | 0
Retrofit VOM Costs by Reporting Type: SPP_S
ReportingType | 2015 | 2020 | 2025 | 2030 | 2035 | 2040
BM | 0 | 0 | 0 | 0 | 0 | 0
CC | 0 | 0 | 0 | 0 | 0 | 0
CSP | 0 | 0 | 0 | 0 | 0 | 0
CT | 0 | 0 | 0 | 0 | 0 | 0
Coal | 40.23 | 26.39 | 0 | 0 | 0 | 0
Geo | 0 | 0 | 0 | 0 | 0 | 0
H | 0 | 0 | 0 | 0 | 0 | 0
LFG | 0 | 0 | 0 | 0 | 0 | 0
Nuc | 0 | 0 | 0 | 0 | 0 | 0
PS | 0 | 0 | 0 | 0 | 0 | 0
PV | 0 | 0 | 0 | 0 | 0 | 0
PeakG | 0 | 0 | 0 | 0 | 0 | 0
PeakO | 0 | 0 | 0 | 0 | 0 | 0
ST | 0 | 0 | 0 | 0 | 0 | 0
STOG | 0 | 0 | 0 | 0 | 0 | 0
STWD | 0 | 0 | 0 | 0 | 0 | 0
WT | 0 | 0 | 0 | 0 | 0 | 0
IGCC | 0 | 0 | 0 | 0 | 0 | 0
DemandResponse | 0 | 0 | 0 | 0 | 0 | 0
IGCC-CCS | 0 | 0 | 0 | 0 | 0 | 0
WT_off | 0 | 0 | 0 | 0 | 0 | 0
PseudoUnit | 0 | 0 | 0 | 0 | 0 | 0
FixedInterchange | 0 | 0 | 0 | 0 | 0 | 0
Retrofit VOM Costs by Reporting Type: TVA
ReportingType | 2015 | 2020 | 2025 | 2030 | 2035 | 2040
BM | 0 | 0 | 0 | 0 | 0 | 0
CC | 0 | 0 | 0 | 0 | 0 | 0
CSP | 0 | 0 | 0 | 0 | 0 | 0
CT | 0 | 0 | 0 | 0 | 0 | 0
Coal | 120.36 | 57.35 | 2.49 | 0 | 0 | 0
Geo | 0 | 0 | 0 | 0 | 0 | 0
H | 0 | 0 | 0 | 0 | 0 | 0
LFG | 0 | 0 | 0 | 0 | 0 | 0
Nuc | 0 | 0 | 0 | 0 | 0 | 0
PS | 0 | 0 | 0 | 0 | 0 | 0
PV | 0 | 0 | 0 | 0 | 0 | 0
PeakG | 0 | 0 | 0 | 0 | 0 | 0
PeakO | 0 | 0 | 0 | 0 | 0 | 0
ST | 0 | 0 | 0 | 0 | 0 | 0
STOG | 0 | 0 | 0 | 0 | 0 | 0
STWD | 0 | 0 | 0 | 0 | 0 | 0
WT | 0 | 0 | 0 | 0 | 0 | 0
IGCC | 0 | 0 | 0 | 0 | 0 | 0
DemandResponse | 0 | 0 | 0 | 0 | 0 | 0
IGCC-CCS | 0 | 0 | 0 | 0 | 0 | 0
WT_off | 0 | 0 | 0 | 0 | 0 | 0
PseudoUnit | 0 | 0 | 0 | 0 | 0 | 0
FixedInterchange | 0 | 0 | 0 | 0 | 0 | 0
Retrofit VOM Costs by Reporting Type: TVA_Transmission
ReportingType | 2015 | 2020 | 2025 | 2030 | 2035 | 2040
BM | 0 | 0 | 0 | 0 | 0 | 0
CC | 0 | 0 | 0 | 0 | 0 | 0
CSP | 0 | 0 | 0 | 0 | 0 | 0
CT | 0 | 0 | 0 | 0 | 0 | 0
Coal | 0 | 0 | 0 | 0 | 0 | 0
Geo | 0 | 0 | 0 | 0 | 0 | 0
H | 0 | 0 | 0 | 0 | 0 | 0
LFG | 0 | 0 | 0 | 0 | 0 | 0
Nuc | 0 | 0 | 0 | 0 | 0 | 0
PS | 0 | 0 | 0 | 0 | 0 | 0
PV | 0 | 0 | 0 | 0 | 0 | 0
PeakG | 0 | 0 | 0 | 0 | 0 | 0
PeakO | 0 | 0 | 0 | 0 | 0 | 0
ST | 0 | 0 | 0 | 0 | 0 | 0
STOG | 0 | 0 | 0 | 0 | 0 | 0
STWD | 0 | 0 | 0 | 0 | 0 | 0
WT | 0 | 0 | 0 | 0 | 0 | 0
IGCC | 0 | 0 | 0 | 0 | 0 | 0
DemandResponse | 0 | 0 | 0 | 0 | 0 | 0
IGCC-CCS | 0 | 0 | 0 | 0 | 0 | 0
WT_off | 0 | 0 | 0 | 0 | 0 | 0
PseudoUnit | 0 | 0 | 0 | 0 | 0 | 0
FixedInterchange | 0 | 0 | 0 | 0 | 0 | 0
Retrofit VOM Costs by Reporting Type: VACAR
ReportingType | 2015 | 2020 | 2025 | 2030 | 2035 | 2040
BM | 0 | 0 | 0 | 0 | 0 | 0
CC | 0 | 0 | 0 | 0 | 0 | 0
CSP | 0 | 0 | 0 | 0 | 0 | 0
CT | 0 | 0 | 0 | 0 | 0 | 0
Coal | 95.7 | 51.2 | 18.43 | 14.13 | 23.56 | 23.56
Geo | 0 | 0 | 0 | 0 | 0 | 0
H | 0 | 0 | 0 | 0 | 0 | 0
LFG | 0 | 0 | 0 | 0 | 0 | 0
Nuc | 0 | 0 | 0 | 0 | 0 | 0
PS | 0 | 0 | 0 | 0 | 0 | 0
PV | 0 | 0 | 0 | 0 | 0 | 0
PeakG | 0 | 0 | 0 | 0 | 0 | 0
PeakO | 0 | 0 | 0 | 0 | 0 | 0
ST | 0 | 0 | 0 | 0 | 0 | 0
STOG | 0 | 0 | 0 | 0 | 0 | 0
STWD | 0 | 0 | 0 | 0 | 0 | 0
WT | 0 | 0 | 0 | 0 | 0 | 0
IGCC | 0 | 0 | 0 | 0 | 0 | 0
DemandResponse | 0 | 0 | 0 | 0 | 0 | 0
IGCC-CCS | 0 | 0 | 0 | 0 | 0 | 0
WT_off | 0 | 0 | 0 | 0 | 0 | 0
PseudoUnit | 0 | 0 | 0 | 0 | 0 | 0
FixedInterchange | 0 | 0 | 0 | 0 | 0 | 0
Retrofit VOM Costs by Reporting Type: IESO
ReportingType | 2015 | 2020 | 2025 | 2030 | 2035 | 2040
BM | 0 | 0 | 0 | 0 | 0 | 0
CC | 0 | 0 | 0 | 0 | 0 | 0
CSP | 0 | 0 | 0 | 0 | 0 | 0
CT | 0 | 0 | 0 | 0 | 0 | 0
Coal | 0 | 0 | 0 | 0 | 0 | 0
Geo | 0 | 0 | 0 | 0 | 0 | 0
H | 0 | 0 | 0 | 0 | 0 | 0
LFG | 0 | 0 | 0 | 0 | 0 | 0
Nuc | 0 | 0 | 0 | 0 | 0 | 0
PS | 0 | 0 | 0 | 0 | 0 | 0
PV | 0 | 0 | 0 | 0 | 0 | 0
PeakG | 0 | 0 | 0 | 0 | 0 | 0
PeakO | 0 | 0 | 0 | 0 | 0 | 0
ST | 0 | 0 | 0 | 0 | 0 | 0
STOG | 0 | 0 | 0 | 0 | 0 | 0
STWD | 0 | 0 | 0 | 0 | 0 | 0
WT | 0 | 0 | 0 | 0 | 0 | 0
IGCC | 0 | 0 | 0 | 0 | 0 | 0
DemandResponse | 0 | 0 | 0 | 0 | 0 | 0
IGCC-CCS | 0 | 0 | 0 | 0 | 0 | 0
WT_off | 0 | 0 | 0 | 0 | 0 | 0
PseudoUnit | 0 | 0 | 0 | 0 | 0 | 0
FixedInterchange | 0 | 0 | 0 | 0 | 0 | 0
Retrofit VOM Costs by Reporting Type: MAPP_CA
ReportingType | 2015 | 2020 | 2025 | 2030 | 2035 | 2040
BM | 0 | 0 | 0 | 0 | 0 | 0
CC | 0 | 0 | 0 | 0 | 0 | 0
CSP | 0 | 0 | 0 | 0 | 0 | 0
CT | 0 | 0 | 0 | 0 | 0 | 0
Coal | 0 | 0 | 0 | 0 | 0 | 0
Geo | 0 | 0 | 0 | 0 | 0 | 0
H | 0 | 0 | 0 | 0 | 0 | 0
LFG | 0 | 0 | 0 | 0 | 0 | 0
Nuc | 0 | 0 | 0 | 0 | 0 | 0
PS | 0 | 0 | 0 | 0 | 0 | 0
PV | 0 | 0 | 0 | 0 | 0 | 0
PeakG | 0 | 0 | 0 | 0 | 0 | 0
PeakO | 0 | 0 | 0 | 0 | 0 | 0
ST | 0 | 0 | 0 | 0 | 0 | 0
STOG | 0 | 0 | 0 | 0 | 0 | 0
STWD | 0 | 0 | 0 | 0 | 0 | 0
WT | 0 | 0 | 0 | 0 | 0 | 0
IGCC | 0 | 0 | 0 | 0 | 0 | 0
DemandResponse | 0 | 0 | 0 | 0 | 0 | 0
IGCC-CCS | 0 | 0 | 0 | 0 | 0 | 0
WT_off | 0 | 0 | 0 | 0 | 0 | 0
PseudoUnit | 0 | 0 | 0 | 0 | 0 | 0
FixedInterchange | 0 | 0 | 0 | 0 | 0 | 0
Retrofit VOM Costs by Reporting Type: AZ_NM_SNV_Coal
ReportingType | 2015 | 2020 | 2025 | 2030 | 2035 | 2040
BM | 0 | 0 | 0 | 0 | 0 | 0
CC | 0 | 0 | 0 | 0 | 0 | 0
CSP | 0 | 0 | 0 | 0 | 0 | 0
CT | 0 | 0 | 0 | 0 | 0 | 0
Coal | 213.55 | 220.06 | 46.76 | 3.5 | 23.48 | 11.63
Geo | 0 | 0 | 0 | 0 | 0 | 0
H | 0 | 0 | 0 | 0 | 0 | 0
LFG | 0 | 0 | 0 | 0 | 0 | 0
Nuc | 0 | 0 | 0 | 0 | 0 | 0
PS | 0 | 0 | 0 | 0 | 0 | 0
PV | 0 | 0 | 0 | 0 | 0 | 0
PeakG | 0 | 0 | 0 | 0 | 0 | 0
PeakO | 0 | 0 | 0 | 0 | 0 | 0
ST | 0 | 0 | 0 | 0 | 0 | 0
STOG | 0 | 0 | 0 | 0 | 0 | 0
STWD | 0 | 0 | 0 | 0 | 0 | 0
WT | 0 | 0 | 0 | 0 | 0 | 0
IGCC | 0 | 0 | 0 | 0 | 0 | 0
DemandResponse | 0 | 0 | 0 | 0 | 0 | 0
IGCC-CCS | 0 | 0 | 0 | 0 | 0 | 0
WT_off | 0 | 0 | 0 | 0 | 0 | 0
PseudoUnit | 0 | 0 | 0 | 0 | 0 | 0
FixedInterchange | 0 | 0 | 0 | 0 | 0 | 0
Retrofit VOM Costs by Reporting Type: AZ_NM_SNV_Gas
ReportingType | 2015 | 2020 | 2025 | 2030 | 2035 | 2040
BM | 0 | 0 | 0 | 0 | 0 | 0
CC | 0 | 0 | 0 | 0 | 0 | 0
CSP | 0 | 0 | 0 | 0 | 0 | 0
CT | 0 | 0 | 0 | 0 | 0 | 0
Coal | 0 | 0 | 0 | 0 | 0 | 0
Geo | 0 | 0 | 0 | 0 | 0 | 0
H | 0 | 0 | 0 | 0 | 0 | 0
LFG | 0 | 0 | 0 | 0 | 0 | 0
Nuc | 0 | 0 | 0 | 0 | 0 | 0
PS | 0 | 0 | 0 | 0 | 0 | 0
PV | 0 | 0 | 0 | 0 | 0 | 0
PeakG | 0 | 0 | 0 | 0 | 0 | 0
PeakO | 0 | 0 | 0 | 0 | 0 | 0
ST | 0 | 0 | 0 | 0 | 0 | 0
STOG | 0 | 0 | 0 | 0 | 0 | 0
STWD | 0 | 0 | 0 | 0 | 0 | 0
WT | 0 | 0 | 0 | 0 | 0 | 0
IGCC | 0 | 0 | 0 | 0 | 0 | 0
DemandResponse | 0 | 0 | 0 | 0 | 0 | 0
IGCC-CCS | 0 | 0 | 0 | 0 | 0 | 0
WT_off | 0 | 0 | 0 | 0 | 0 | 0
PseudoUnit | 0 | 0 | 0 | 0 | 0 | 0
FixedInterchange | 0 | 0 | 0 | 0 | 0 | 0
Retrofit VOM Costs by Reporting Type: AZ_NM_SNV_NucRenew
ReportingType | 2015 | 2020 | 2025 | 2030 | 2035 | 2040
BM | 0 | 0 | 0 | 0 | 0 | 0
CC | 0 | 0 | 0 | 0 | 0 | 0
CSP | 0 | 0 | 0 | 0 | 0 | 0
CT | 0 | 0 | 0 | 0 | 0 | 0
Coal | 0 | 0 | 0 | 0 | 0 | 0
Geo | 0 | 0 | 0 | 0 | 0 | 0
H | 0 | 0 | 0 | 0 | 0 | 0
LFG | 0 | 0 | 0 | 0 | 0 | 0
Nuc | 0 | 0 | 0 | 0 | 0 | 0
PS | 0 | 0 | 0 | 0 | 0 | 0
PV | 0 | 0 | 0 | 0 | 0 | 0
PeakG | 0 | 0 | 0 | 0 | 0 | 0
PeakO | 0 | 0 | 0 | 0 | 0 | 0
ST | 0 | 0 | 0 | 0 | 0 | 0
STOG | 0 | 0 | 0 | 0 | 0 | 0
STWD | 0 | 0 | 0 | 0 | 0 | 0
WT | 0 | 0 | 0 | 0 | 0 | 0
IGCC | 0 | 0 | 0 | 0 | 0 | 0
DemandResponse | 0 | 0 | 0 | 0 | 0 | 0
IGCC-CCS | 0 | 0 | 0 | 0 | 0 | 0
WT_off | 0 | 0 | 0 | 0 | 0 | 0
PseudoUnit | 0 | 0 | 0 | 0 | 0 | 0
FixedInterchange | 0 | 0 | 0 | 0 | 0 | 0
Retrofit VOM Costs by Reporting Type: ERCOT
ReportingType | 2015 | 2020 | 2025 | 2030 | 2035 | 2040
BM | 0 | 0 | 0 | 0 | 0 | 0
CC | 0 | 0 | 0 | 0 | 0 | 0
CSP | 0 | 0 | 0 | 0 | 0 | 0
CT | 0 | 0 | 0 | 0 | 0 | 0
Coal | 113.72 | 70.38 | 23.38 | 37.69 | 44.02 | 44.02
Geo | 0 | 0 | 0 | 0 | 0 | 0
H | 0 | 0 | 0 | 0 | 0 | 0
LFG | 0 | 0 | 0 | 0 | 0 | 0
Nuc | 0 | 0 | 0 | 0 | 0 | 0
PS | 0 | 0 | 0 | 0 | 0 | 0
PV | 0 | 0 | 0 | 0 | 0 | 0
PeakG | 0 | 0 | 0 | 0 | 0 | 0
PeakO | 0 | 0 | 0 | 0 | 0 | 0
ST | 0 | 0 | 0 | 0 | 0 | 0
STOG | 0 | 0 | 0 | 0 | 0 | 0
STWD | 0 | 0 | 0 | 0 | 0 | 0
WT | 0 | 0 | 0 | 0 | 0 | 0
IGCC | 0 | 0 | 0 | 0 | 0 | 0
DemandResponse | 0 | 0 | 0 | 0 | 0 | 0
IGCC-CCS | 0 | 0 | 0 | 0 | 0 | 0
WT_off | 0 | 0 | 0 | 0 | 0 | 0
PseudoUnit | 0 | 0 | 0 | 0 | 0 | 0
FixedInterchange | 0 | 0 | 0 | 0 | 0 | 0
Retrofit VOM Costs by Reporting Type: NP15
ReportingType | 2015 | 2020 | 2025 | 2030 | 2035 | 2040
BM | 0 | 0 | 0 | 0 | 0 | 0
CC | 0 | 0 | 0 | 0 | 0 | 0
CSP | 0 | 0 | 0 | 0 | 0 | 0
CT | 0 | 0 | 0 | 0 | 0 | 0
Coal | 1.46 | 0 | 0 | 0 | 0 | 0
Geo | 0 | 0 | 0 | 0 | 0 | 0
H | 0 | 0 | 0 | 0 | 0 | 0
LFG | 0 | 0 | 0 | 0 | 0 | 0
Nuc | 0 | 0 | 0 | 0 | 0 | 0
PS | 0 | 0 | 0 | 0 | 0 | 0
PV | 0 | 0 | 0 | 0 | 0 | 0
PeakG | 0 | 0 | 0 | 0 | 0 | 0
PeakO | 0 | 0 | 0 | 0 | 0 | 0
ST | 0 | 0 | 0 | 0 | 0 | 0
STOG | 0 | 0 | 0 | 0 | 0 | 0
STWD | 0 | 0 | 0 | 0 | 0 | 0
WT | 0 | 0 | 0 | 0 | 0 | 0
IGCC | 0 | 0 | 0 | 0 | 0 | 0
DemandResponse | 0 | 0 | 0 | 0 | 0 | 0
IGCC-CCS | 0 | 0 | 0 | 0 | 0 | 0
WT_off | 0 | 0 | 0 | 0 | 0 | 0
PseudoUnit | 0 | 0 | 0 | 0 | 0 | 0
FixedInterchange | 0 | 0 | 0 | 0 | 0 | 0
Retrofit VOM Costs by Reporting Type: NWPP_Coal
ReportingType | 2015 | 2020 | 2025 | 2030 | 2035 | 2040
BM | 0 | 0 | 0 | 0 | 0 | 0
CC | 0 | 0 | 0 | 0 | 0 | 0
CSP | 0 | 0 | 0 | 0 | 0 | 0
CT | 0 | 0 | 0 | 0 | 0 | 0
Coal | 167.86 | 166.34 | 13.34 | 13.34 | 13.34 | 13.34
Geo | 0 | 0 | 0 | 0 | 0 | 0
H | 0 | 0 | 0 | 0 | 0 | 0
LFG | 0 | 0 | 0 | 0 | 0 | 0
Nuc | 0 | 0 | 0 | 0 | 0 | 0
PS | 0 | 0 | 0 | 0 | 0 | 0
PV | 0 | 0 | 0 | 0 | 0 | 0
PeakG | 0 | 0 | 0 | 0 | 0 | 0
PeakO | 0 | 0 | 0 | 0 | 0 | 0
ST | 0 | 0 | 0 | 0 | 0 | 0
STOG | 0 | 0 | 0 | 0 | 0 | 0
STWD | 0 | 0 | 0 | 0 | 0 | 0
WT | 0 | 0 | 0 | 0 | 0 | 0
IGCC | 0 | 0 | 0 | 0 | 0 | 0
DemandResponse | 0 | 0 | 0 | 0 | 0 | 0
IGCC-CCS | 0 | 0 | 0 | 0 | 0 | 0
WT_off | 0 | 0 | 0 | 0 | 0 | 0
PseudoUnit | 0 | 0 | 0 | 0 | 0 | 0
FixedInterchange | 0 | 0 | 0 | 0 | 0 | 0
Retrofit VOM Costs by Reporting Type: NWPP_Gas
ReportingType | 2015 | 2020 | 2025 | 2030 | 2035 | 2040
BM | 0 | 0 | 0 | 0 | 0 | 0
CC | 0 | 0 | 0 | 0 | 0 | 0
CSP | 0 | 0 | 0 | 0 | 0 | 0
CT | 0 | 0 | 0 | 0 | 0 | 0
Coal | 0 | 0 | 0 | 0 | 0 | 0
Geo | 0 | 0 | 0 | 0 | 0 | 0
H | 0 | 0 | 0 | 0 | 0 | 0
LFG | 0 | 0 | 0 | 0 | 0 | 0
Nuc | 0 | 0 | 0 | 0 | 0 | 0
PS | 0 | 0 | 0 | 0 | 0 | 0
PV | 0 | 0 | 0 | 0 | 0 | 0
PeakG | 0 | 0 | 0 | 0 | 0 | 0
PeakO | 0 | 0 | 0 | 0 | 0 | 0
ST | 0 | 0 | 0 | 0 | 0 | 0
STOG | 0 | 0 | 0 | 0 | 0 | 0
STWD | 0 | 0 | 0 | 0 | 0 | 0
WT | 0 | 0 | 0 | 0 | 0 | 0
IGCC | 0 | 0 | 0 | 0 | 0 | 0
DemandResponse | 0 | 0 | 0 | 0 | 0 | 0
IGCC-CCS | 0 | 0 | 0 | 0 | 0 | 0
WT_off | 0 | 0 | 0 | 0 | 0 | 0
PseudoUnit | 0 | 0 | 0 | 0 | 0 | 0
FixedInterchange | 0 | 0 | 0 | 0 | 0 | 0
Retrofit VOM Costs by Reporting Type: NWPP_NucRenew
ReportingType | 2015 | 2020 | 2025 | 2030 | 2035 | 2040
BM | 0 | 0 | 0 | 0 | 0 | 0
CC | 0 | 0 | 0 | 0 | 0 | 0
CSP | 0 | 0 | 0 | 0 | 0 | 0
CT | 0 | 0 | 0 | 0 | 0 | 0
Coal | 0 | 0 | 0 | 0 | 0 | 0
Geo | 0 | 0 | 0 | 0 | 0 | 0
H | 0 | 0 | 0 | 0 | 0 | 0
LFG | 0 | 0 | 0 | 0 | 0 | 0
Nuc | 0 | 0 | 0 | 0 | 0 | 0
PS | 0 | 0 | 0 | 0 | 0 | 0
PV | 0 | 0 | 0 | 0 | 0 | 0
PeakG | 0 | 0 | 0 | 0 | 0 | 0
PeakO | 0 | 0 | 0 | 0 | 0 | 0
ST | 0 | 0 | 0 | 0 | 0 | 0
STOG | 0 | 0 | 0 | 0 | 0 | 0
STWD | 0 | 0 | 0 | 0 | 0 | 0
WT | 0 | 0 | 0 | 0 | 0 | 0
IGCC | 0 | 0 | 0 | 0 | 0 | 0
DemandResponse | 0 | 0 | 0 | 0 | 0 | 0
IGCC-CCS | 0 | 0 | 0 | 0 | 0 | 0
WT_off | 0 | 0 | 0 | 0 | 0 | 0
PseudoUnit | 0 | 0 | 0 | 0 | 0 | 0
FixedInterchange | 0 | 0 | 0 | 0 | 0 | 0
Retrofit VOM Costs by Reporting Type: RMPA
ReportingType | 2015 | 2020 | 2025 | 2030 | 2035 | 2040
BM | 0 | 0 | 0 | 0 | 0 | 0
CC | 0 | 0 | 0 | 0 | 0 | 0
CSP | 0 | 0 | 0 | 0 | 0 | 0
CT | 0 | 0 | 0 | 0 | 0 | 0
Coal | 228.26 | 240.29 | 19.82 | 18.32 | 18.32 | 17.59
Geo | 0 | 0 | 0 | 0 | 0 | 0
H | 0 | 0 | 0 | 0 | 0 | 0
LFG | 0 | 0 | 0 | 0 | 0 | 0
Nuc | 0 | 0 | 0 | 0 | 0 | 0
PS | 0 | 0 | 0 | 0 | 0 | 0
PV | 0 | 0 | 0 | 0 | 0 | 0
PeakG | 0 | 0 | 0 | 0 | 0 | 0
PeakO | 0 | 0 | 0 | 0 | 0 | 0
ST | 0 | 0 | 0 | 0 | 0 | 0
STOG | 0 | 0 | 0 | 0 | 0 | 0
STWD | 0 | 0 | 0 | 0 | 0 | 0
WT | 0 | 0 | 0 | 0 | 0 | 0
IGCC | 0 | 0 | 0 | 0 | 0 | 0
DemandResponse | 0 | 0 | 0 | 0 | 0 | 0
IGCC-CCS | 0 | 0 | 0 | 0 | 0 | 0
WT_off | 0 | 0 | 0 | 0 | 0 | 0
PseudoUnit | 0 | 0 | 0 | 0 | 0 | 0
FixedInterchange | 0 | 0 | 0 | 0 | 0 | 0
Retrofit VOM Costs by Reporting Type: SP15
ReportingType | 2015 | 2020 | 2025 | 2030 | 2035 | 2040
BM | 0 | 0 | 0 | 0 | 0 | 0
CC | 0 | 0 | 0 | 0 | 0 | 0
CSP | 0 | 0 | 0 | 0 | 0 | 0
CT | 0 | 0 | 0 | 0 | 0 | 0
Coal | 5.19 | 5.66 | 2.56 | 0 | 0 | 0
Geo | 0 | 0 | 0 | 0 | 0 | 0
H | 0 | 0 | 0 | 0 | 0 | 0
LFG | 0 | 0 | 0 | 0 | 0 | 0
Nuc | 0 | 0 | 0 | 0 | 0 | 0
PS | 0 | 0 | 0 | 0 | 0 | 0
PV | 0 | 0 | 0 | 0 | 0 | 0
PeakG | 0 | 0 | 0 | 0 | 0 | 0
PeakO | 0 | 0 | 0 | 0 | 0 | 0
ST | 0 | 0 | 0 | 0 | 0 | 0
STOG | 0 | 0 | 0 | 0 | 0 | 0
STWD | 0 | 0 | 0 | 0 | 0 | 0
WT | 0 | 0 | 0 | 0 | 0 | 0
IGCC | 0 | 0 | 0 | 0 | 0 | 0
DemandResponse | 0 | 0 | 0 | 0 | 0 | 0
IGCC-CCS | 0 | 0 | 0 | 0 | 0 | 0
WT_off | 0 | 0 | 0 | 0 | 0 | 0
PseudoUnit | 0 | 0 | 0 | 0 | 0 | 0
FixedInterchange | 0 | 0 | 0 | 0 | 0 | 0
Retrofit VOM Costs by Reporting Type: ALB
ReportingType | 2015 | 2020 | 2025 | 2030 | 2035 | 2040
BM | 0 | 0 | 0 | 0 | 0 | 0
CC | 0 | 0 | 0 | 0 | 0 | 0
CSP | 0 | 0 | 0 | 0 | 0 | 0
CT | 0 | 0 | 0 | 0 | 0 | 0
Coal | 21.2 | 21.2 | 16.92 | 0 | 0 | 0
Geo | 0 | 0 | 0 | 0 | 0 | 0
H | 0 | 0 | 0 | 0 | 0 | 0
LFG | 0 | 0 | 0 | 0 | 0 | 0
Nuc | 0 | 0 | 0 | 0 | 0 | 0
PS | 0 | 0 | 0 | 0 | 0 | 0
PV | 0 | 0 | 0 | 0 | 0 | 0
PeakG | 0 | 0 | 0 | 0 | 0 | 0
PeakO | 0 | 0 | 0 | 0 | 0 | 0
ST | 0 | 0 | 0 | 0 | 0 | 0
STOG | 0 | 0 | 0 | 0 | 0 | 0
STWD | 0 | 0 | 0 | 0 | 0 | 0
WT | 0 | 0 | 0 | 0 | 0 | 0
IGCC | 0 | 0 | 0 | 0 | 0 | 0
DemandResponse | 0 | 0 | 0 | 0 | 0 | 0
IGCC-CCS | 0 | 0 | 0 | 0 | 0 | 0
WT_off | 0 | 0 | 0 | 0 | 0 | 0
PseudoUnit | 0 | 0 | 0 | 0 | 0 | 0
FixedInterchange | 0 | 0 | 0 | 0 | 0 | 0
Retrofit VOM Costs by Reporting Type: BC
ReportingType | 2015 | 2020 | 2025 | 2030 | 2035 | 2040
BM | 0 | 0 | 0 | 0 | 0 | 0
CC | 0 | 0 | 0 | 0 | 0 | 0
CSP | 0 | 0 | 0 | 0 | 0 | 0
CT | 0 | 0 | 0 | 0 | 0 | 0
Coal | 0 | 0 | 0 | 0 | 0 | 0
Geo | 0 | 0 | 0 | 0 | 0 | 0
H | 0 | 0 | 0 | 0 | 0 | 0
LFG | 0 | 0 | 0 | 0 | 0 | 0
Nuc | 0 | 0 | 0 | 0 | 0 | 0
PS | 0 | 0 | 0 | 0 | 0 | 0
PV | 0 | 0 | 0 | 0 | 0 | 0
PeakG | 0 | 0 | 0 | 0 | 0 | 0
PeakO | 0 | 0 | 0 | 0 | 0 | 0
ST | 0 | 0 | 0 | 0 | 0 | 0
STOG | 0 | 0 | 0 | 0 | 0 | 0
STWD | 0 | 0 | 0 | 0 | 0 | 0
WT | 0 | 0 | 0 | 0 | 0 | 0
IGCC | 0 | 0 | 0 | 0 | 0 | 0
DemandResponse | 0 | 0 | 0 | 0 | 0 | 0
IGCC-CCS | 0 | 0 | 0 | 0 | 0 | 0
WT_off | 0 | 0 | 0 | 0 | 0 | 0
PseudoUnit | 0 | 0 | 0 | 0 | 0 | 0
FixedInterchange | 0 | 0 | 0 | 0 | 0 | 0
Retrofit VOM Costs by Reporting Type: HQ_IESO
ReportingType | 2015 | 2020 | 2025 | 2030 | 2035 | 2040
BM | 0 | 0 | 0 | 0 | 0 | 0
CC | 0 | 0 | 0 | 0 | 0 | 0
CSP | 0 | 0 | 0 | 0 | 0 | 0
CT | 0 | 0 | 0 | 0 | 0 | 0
Coal | 0 | 0 | 0 | 0 | 0 | 0
Geo | 0 | 0 | 0 | 0 | 0 | 0
H | 0 | 0 | 0 | 0 | 0 | 0
LFG | 0 | 0 | 0 | 0 | 0 | 0
Nuc | 0 | 0 | 0 | 0 | 0 | 0
PS | 0 | 0 | 0 | 0 | 0 | 0
PV | 0 | 0 | 0 | 0 | 0 | 0
PeakG | 0 | 0 | 0 | 0 | 0 | 0
PeakO | 0 | 0 | 0 | 0 | 0 | 0
ST | 0 | 0 | 0 | 0 | 0 | 0
STOG | 0 | 0 | 0 | 0 | 0 | 0
STWD | 0 | 0 | 0 | 0 | 0 | 0
WT | 0 | 0 | 0 | 0 | 0 | 0
IGCC | 0 | 0 | 0 | 0 | 0 | 0
DemandResponse | 0 | 0 | 0 | 0 | 0 | 0
IGCC-CCS | 0 | 0 | 0 | 0 | 0 | 0
WT_off | 0 | 0 | 0 | 0 | 0 | 0
PseudoUnit | 0 | 0 | 0 | 0 | 0 | 0
FixedInterchange | 0 | 0 | 0 | 0 | 0 | 0
Retrofit VOM Costs by Reporting Type: HQ_NEISO
ReportingType | 2015 | 2020 | 2025 | 2030 | 2035 | 2040
BM | 0 | 0 | 0 | 0 | 0 | 0
CC | 0 | 0 | 0 | 0 | 0 | 0
CSP | 0 | 0 | 0 | 0 | 0 | 0
CT | 0 | 0 | 0 | 0 | 0 | 0
Coal | 0 | 0 | 0 | 0 | 0 | 0
Geo | 0 | 0 | 0 | 0 | 0 | 0
H | 0 | 0 | 0 | 0 | 0 | 0
LFG | 0 | 0 | 0 | 0 | 0 | 0
Nuc | 0 | 0 | 0 | 0 | 0 | 0
PS | 0 | 0 | 0 | 0 | 0 | 0
PV | 0 | 0 | 0 | 0 | 0 | 0
PeakG | 0 | 0 | 0 | 0 | 0 | 0
PeakO | 0 | 0 | 0 | 0 | 0 | 0
ST | 0 | 0 | 0 | 0 | 0 | 0
STOG | 0 | 0 | 0 | 0 | 0 | 0
STWD | 0 | 0 | 0 | 0 | 0 | 0
WT | 0 | 0 | 0 | 0 | 0 | 0
IGCC | 0 | 0 | 0 | 0 | 0 | 0
DemandResponse | 0 | 0 | 0 | 0 | 0 | 0
IGCC-CCS | 0 | 0 | 0 | 0 | 0 | 0
WT_off | 0 | 0 | 0 | 0 | 0 | 0
PseudoUnit | 0 | 0 | 0 | 0 | 0 | 0
FixedInterchange | 0 | 0 | 0 | 0 | 0 | 0
Retrofit VOM Costs by Reporting Type: HQ_NY
ReportingType | 2015 | 2020 | 2025 | 2030 | 2035 | 2040
BM | 0 | 0 | 0 | 0 | 0 | 0
CC | 0 | 0 | 0 | 0 | 0 | 0
CSP | 0 | 0 | 0 | 0 | 0 | 0
CT | 0 | 0 | 0 | 0 | 0 | 0
Coal | 0 | 0 | 0 | 0 | 0 | 0
Geo | 0 | 0 | 0 | 0 | 0 | 0
H | 0 | 0 | 0 | 0 | 0 | 0
LFG | 0 | 0 | 0 | 0 | 0 | 0
Nuc | 0 | 0 | 0 | 0 | 0 | 0
PS | 0 | 0 | 0 | 0 | 0 | 0
PV | 0 | 0 | 0 | 0 | 0 | 0
PeakG | 0 | 0 | 0 | 0 | 0 | 0
PeakO | 0 | 0 | 0 | 0 | 0 | 0
ST | 0 | 0 | 0 | 0 | 0 | 0
STOG | 0 | 0 | 0 | 0 | 0 | 0
STWD | 0 | 0 | 0 | 0 | 0 | 0
WT | 0 | 0 | 0 | 0 | 0 | 0
IGCC | 0 | 0 | 0 | 0 | 0 | 0
DemandResponse | 0 | 0 | 0 | 0 | 0 | 0
IGCC-CCS | 0 | 0 | 0 | 0 | 0 | 0
WT_off | 0 | 0 | 0 | 0 | 0 | 0
PseudoUnit | 0 | 0 | 0 | 0 | 0 | 0
FixedInterchange | 0 | 0 | 0 | 0 | 0 | 0
Retrofit VOM Costs by Reporting Type: MARITIMES
ReportingType | 2015 | 2020 | 2025 | 2030 | 2035 | 2040
BM | 0 | 0 | 0 | 0 | 0 | 0
CC | 0 | 0 | 0 | 0 | 0 | 0
CSP | 0 | 0 | 0 | 0 | 0 | 0
CT | 0 | 0 | 0 | 0 | 0 | 0
Coal | 0 | 0 | 0 | 0 | 0 | 0
Geo | 0 | 0 | 0 | 0 | 0 | 0
H | 0 | 0 | 0 | 0 | 0 | 0
LFG | 0 | 0 | 0 | 0 | 0 | 0
Nuc | 0 | 0 | 0 | 0 | 0 | 0
PS | 0 | 0 | 0 | 0 | 0 | 0
PV | 0 | 0 | 0 | 0 | 0 | 0
PeakG | 0 | 0 | 0 | 0 | 0 | 0
PeakO | 0 | 0 | 0 | 0 | 0 | 0
ST | 0 | 0 | 0 | 0 | 0 | 0
STOG | 0 | 0 | 0 | 0 | 0 | 0
STWD | 0 | 0 | 0 | 0 | 0 | 0
WT | 0 | 0 | 0 | 0 | 0 | 0
IGCC | 0 | 0 | 0 | 0 | 0 | 0
DemandResponse | 0 | 0 | 0 | 0 | 0 | 0
IGCC-CCS | 0 | 0 | 0 | 0 | 0 | 0
WT_off | 0 | 0 | 0 | 0 | 0 | 0
PseudoUnit | 0 | 0 | 0 | 0 | 0 | 0
FixedInterchange | 0 | 0 | 0 | 0 | 0 | 0
retrofit VOM Costs by Reporting Type: All
ReportingType | 2015 | 2020 | 2025 | 2030 | 2035 | 2040
BM | 0 | 0 | 0 | 0 | 0 | 0
CC | 0 | 0 | 0 | 0 | 0 | 0
CSP | 0 | 0 | 0 | 0 | 0 | 0
CT | 0 | 0 | 0 | 0 | 0 | 0
Coal | 2493.31 | 1858.84 | 303.98 | 261 | 505.4 | 504.08
Geo | 0 | 0 | 0 | 0 | 0 | 0
H | 0 | 0 | 0 | 0 | 0 | 0
LFG | 0 | 0 | 0 | 0 | 0 | 0
Nuc | 0 | 0 | 0 | 0 | 0 | 0
PS | 0 | 0 | 0 | 0 | 0 | 0
PV | 0 | 0 | 0 | 0 | 0 | 0
PeakG | 0 | 0 | 0 | 0 | 0 | 0
PeakO | 0 | 0 | 0 | 0 | 0 | 0
ST | 0 | 0 | 0 | 0 | 0 | 0
STOG | 0 | 0 | 0 | 0 | 0 | 0
STWD | 0 | 0 | 0 | 0 | 0 | 0
WT | 0 | 0 | 0 | 0 | 0 | 0
IGCC | 0 | 0 | 0 | 0 | 0 | 0
DemandResponse | 0 | 0 | 0 | 0 | 0 | 0
IGCC-CCS | 0 | 0 | 0 | 0 | 0 | 0
WT_off | 0 | 0 | 0 | 0 | 0 | 0
PseudoUnit | 0 | 0 | 0 | 0 | 0 | 0
FixedInterchange | 0 | 0 | 0 | 0 | 0 | 0
retrofit VOM Costs by Reporting Type: EI_US
ReportingType | 2015 | 2020 | 2025 | 2030 | 2035 | 2040
BM | 0 | 0 | 0 | 0 | 0 | 0
CC | 0 | 0 | 0 | 0 | 0 | 0
CSP | 0 | 0 | 0 | 0 | 0 | 0
CT | 0 | 0 | 0 | 0 | 0 | 0
Coal | 1742.07 | 1134.91 | 181.21 | 188.16 | 406.25 | 417.51
Geo | 0 | 0 | 0 | 0 | 0 | 0
H | 0 | 0 | 0 | 0 | 0 | 0
LFG | 0 | 0 | 0 | 0 | 0 | 0
Nuc | 0 | 0 | 0 | 0 | 0 | 0
PS | 0 | 0 | 0 | 0 | 0 | 0
PV | 0 | 0 | 0 | 0 | 0 | 0
PeakG | 0 | 0 | 0 | 0 | 0 | 0
PeakO | 0 | 0 | 0 | 0 | 0 | 0
ST | 0 | 0 | 0 | 0 | 0 | 0
STOG | 0 | 0 | 0 | 0 | 0 | 0
STWD | 0 | 0 | 0 | 0 | 0 | 0
WT | 0 | 0 | 0 | 0 | 0 | 0
IGCC | 0 | 0 | 0 | 0 | 0 | 0
DemandResponse | 0 | 0 | 0 | 0 | 0 | 0
IGCC-CCS | 0 | 0 | 0 | 0 | 0 | 0
WT_off | 0 | 0 | 0 | 0 | 0 | 0
PseudoUnit | 0 | 0 | 0 | 0 | 0 | 0
FixedInterchange | 0 | 0 | 0 | 0 | 0 | 0
retrofit VOM Costs by Reporting Type: EI_Canada
ReportingType | 2015 | 2020 | 2025 | 2030 | 2035 | 2040
BM | 0 | 0 | 0 | 0 | 0 | 0
CC | 0 | 0 | 0 | 0 | 0 | 0
CSP | 0 | 0 | 0 | 0 | 0 | 0
CT | 0 | 0 | 0 | 0 | 0 | 0
Coal | 0 | 0 | 0 | 0 | 0 | 0
Geo | 0 | 0 | 0 | 0 | 0 | 0
H | 0 | 0 | 0 | 0 | 0 | 0
LFG | 0 | 0 | 0 | 0 | 0 | 0
Nuc | 0 | 0 | 0 | 0 | 0 | 0
PS | 0 | 0 | 0 | 0 | 0 | 0
PV | 0 | 0 | 0 | 0 | 0 | 0
PeakG | 0 | 0 | 0 | 0 | 0 | 0
PeakO | 0 | 0 | 0 | 0 | 0 | 0
ST | 0 | 0 | 0 | 0 | 0 | 0
STOG | 0 | 0 | 0 | 0 | 0 | 0
STWD | 0 | 0 | 0 | 0 | 0 | 0
WT | 0 | 0 | 0 | 0 | 0 | 0
IGCC | 0 | 0 | 0 | 0 | 0 | 0
DemandResponse | 0 | 0 | 0 | 0 | 0 | 0
IGCC-CCS | 0 | 0 | 0 | 0 | 0 | 0
WT_off | 0 | 0 | 0 | 0 | 0 | 0
PseudoUnit | 0 | 0 | 0 | 0 | 0 | 0
FixedInterchange | 0 | 0 | 0 | 0 | 0 | 0
retrofit VOM Costs by Reporting Type: EI
ReportingType | 2015 | 2020 | 2025 | 2030 | 2035 | 2040
BM | 0 | 0 | 0 | 0 | 0 | 0
CC | 0 | 0 | 0 | 0 | 0 | 0
CSP | 0 | 0 | 0 | 0 | 0 | 0
CT | 0 | 0 | 0 | 0 | 0 | 0
Coal | 1742.07 | 1134.91 | 181.21 | 188.16 | 406.25 | 417.51
Geo | 0 | 0 | 0 | 0 | 0 | 0
H | 0 | 0 | 0 | 0 | 0 | 0
LFG | 0 | 0 | 0 | 0 | 0 | 0
Nuc | 0 | 0 | 0 | 0 | 0 | 0
PS | 0 | 0 | 0 | 0 | 0 | 0
PV | 0 | 0 | 0 | 0 | 0 | 0
PeakG | 0 | 0 | 0 | 0 | 0 | 0
PeakO | 0 | 0 | 0 | 0 | 0 | 0
ST | 0 | 0 | 0 | 0 | 0 | 0
STOG | 0 | 0 | 0 | 0 | 0 | 0
STWD | 0 | 0 | 0 | 0 | 0 | 0
WT | 0 | 0 | 0 | 0 | 0 | 0
IGCC | 0 | 0 | 0 | 0 | 0 | 0
DemandResponse | 0 | 0 | 0 | 0 | 0 | 0
IGCC-CCS | 0 | 0 | 0 | 0 | 0 | 0
WT_off | 0 | 0 | 0 | 0 | 0 | 0
PseudoUnit | 0 | 0 | 0 | 0 | 0 | 0
FixedInterchange | 0 | 0 | 0 | 0 | 0 | 0
retrofit VOM Costs by Reporting Type: Outside_EI
ReportingType | 2015 | 2020 | 2025 | 2030 | 2035 | 2040
BM | 0 | 0 | 0 | 0 | 0 | 0
CC | 0 | 0 | 0 | 0 | 0 | 0
CSP | 0 | 0 | 0 | 0 | 0 | 0
CT | 0 | 0 | 0 | 0 | 0 | 0
Coal | 751.24 | 723.93 | 122.78 | 72.84 | 99.15 | 86.57
Geo | 0 | 0 | 0 | 0 | 0 | 0
H | 0 | 0 | 0 | 0 | 0 | 0
LFG | 0 | 0 | 0 | 0 | 0 | 0
Nuc | 0 | 0 | 0 | 0 | 0 | 0
PS | 0 | 0 | 0 | 0 | 0 | 0
PV | 0 | 0 | 0 | 0 | 0 | 0
PeakG | 0 | 0 | 0 | 0 | 0 | 0
PeakO | 0 | 0 | 0 | 0 | 0 | 0
ST | 0 | 0 | 0 | 0 | 0 | 0
STOG | 0 | 0 | 0 | 0 | 0 | 0
STWD | 0 | 0 | 0 | 0 | 0 | 0
WT | 0 | 0 | 0 | 0 | 0 | 0
IGCC | 0 | 0 | 0 | 0 | 0 | 0
DemandResponse | 0 | 0 | 0 | 0 | 0 | 0
IGCC-CCS | 0 | 0 | 0 | 0 | 0 | 0
WT_off | 0 | 0 | 0 | 0 | 0 | 0
PseudoUnit | 0 | 0 | 0 | 0 | 0 | 0
FixedInterchange | 0 | 0 | 0 | 0 | 0 | 0
#10 | 0: Base FOM Costs ($million)
Base FOM Costs by Reporting Type: Entergy
ReportingType | 2015 | 2020 | 2025 | 2030 | 2035 | 2040
BM | 0 | 0 | 0 | 0 | 0 | 110.15
CC | 444.74 | 590.82 | 487.74 | 515.75 | 580.63 | 580.63
CSP | 0 | 0 | 0 | 0 | 0 | 0
CT | 0 | 0 | 0 | 0 | 0 | 0
Coal | 513.76 | 219.7 | 84.92 | 21.37 | 21.37 | 21.37
Geo | 0 | 0 | 0 | 0 | 0 | 0
H | 10.6 | 10.6 | 10.6 | 10.6 | 10.6 | 26.39
LFG | 0.97 | 0.97 | 10.02 | 13.89 | 13.89 | 13.89
Nuc | 789.41 | 804.93 | 789.41 | 789.41 | 666.82 | 1125.48
PS | 1.4 | 1.4 | 1.4 | 1.4 | 1.4 | 1.4
PV | 0 | 1.03 | 1.52 | 1.52 | 1.52 | 1.55
PeakG | 47.54 | 69.98 | 49.29 | 63.1 | 67 | 67
PeakO | 4.42 | 5.87 | 5.08 | 5.22 | 5.22 | 5.22
ST | 0 | 0 | 0 | 0 | 0 | 0
STOG | 97.11 | 114.91 | 98.51 | 38.35 | 0 | 0
STWD | 6.6 | 8.26 | 6.73 | 6.73 | 6.73 | 6.73
WT | 3.66 | 3.66 | 3.66 | 3.66 | 3.66 | 6.47
IGCC | 0 | 0 | 0 | 0 | 0 | 0
DemandResponse | 0 | 0 | 0 | 0 | 0 | 0
IGCC-CCS | 0 | 0 | 0 | 0 | 0 | 0
WT_off | 0 | 0 | 0 | 0 | 0 | 0
PseudoUnit | 0 | 0 | 0 | 0 | 0 | 0
FixedInterchange | 0 | 0 | 0 | 0 | 0 | 0
Base FOM Costs by Reporting Type: FRCC
ReportingType | 2015 | 2020 | 2025 | 2030 | 2035 | 2040
BM | 0 | 0 | 0 | 0 | 0 | 201.2
CC | 826.9 | 1002.36 | 840.64 | 547.76 | 426.09 | 436.67
CSP | 0 | 0 | 0 | 0 | 0 | 0
CT | 16.6 | 16.6 | 16.6 | 16.6 | 0 | 0
Coal | 163.82 | 99.21 | 104.24 | 111.97 | 113.5 | 114.65
Geo | 0 | 0 | 0 | 0 | 0 | 0
H | 0.78 | 0.78 | 0.78 | 0.78 | 0.78 | 0.78
LFG | 58.63 | 58.63 | 82.46 | 82.46 | 82.46 | 82.46
Nuc | 601.49 | 635.55 | 811.67 | 1975.93 | 2947.04 | 2690.65
PS | 0 | 0 | 0 | 0 | 0 | 0
PV | 0.75 | 0.75 | 0.75 | 0.75 | 0.75 | 0.75
PeakG | 149.81 | 217.71 | 155.12 | 157.27 | 157.27 | 157.27
PeakO | 64.61 | 83.43 | 54.04 | 0 | 0 | 0
ST | 0 | 0 | 0 | 0 | 0 | 0
STOG | 8.98 | 10.62 | 0 | 0 | 0 | 0
STWD | 6.25 | 7.82 | 6.37 | 6.37 | 6.37 | 6.37
WT | 0 | 0 | 0 | 0 | 0 | 0
IGCC | 0 | 0 | 0 | 0 | 0 | 0
DemandResponse | 0 | 0 | 0 | 0 | 0 | 0
IGCC-CCS | 0 | 0 | 0 | 0 | 0 | 0
WT_off | 0 | 0 | 0 | 0 | 0 | 0
PseudoUnit | 0 | 0 | 0 | 0 | 0 | 0
FixedInterchange | 0 | 0 | 0 | 0 | 0 | 0
Base FOM Costs by Reporting Type: MAPP_US
ReportingType | 2015 | 2020 | 2025 | 2030 | 2035 | 2040
BM | 0 | 0 | 0 | 0 | 0 | 0
CC | 8.58 | 10.9 | 8.79 | 8.81 | 9.52 | 10.72
CSP | 0 | 0 | 0 | 0 | 0 | 0
CT | 2.06 | 2.68 | 2.68 | 3.73 | 3.96 | 4.17
Coal | 109.87 | 80.08 | 42.33 | 43.35 | 43.35 | 44.58
Geo | 3.95 | 3.95 | 3.95 | 3.95 | 3.95 | 3.95
H | 31.14 | 31.14 | 31.14 | 31.14 | 31.14 | 31.14
LFG | 0.24 | 0.24 | 0.24 | 8.86 | 8.86 | 8.86
Nuc | 0.01 | 0.01 | 0.01 | 0.01 | 0.01 | 0.01
PS | 0 | 0 | 0 | 0 | 0 | 0
PV | 0 | 0 | 0 | 0 | 0 | 0
PeakG | 12.29 | 19.13 | 14.16 | 16.07 | 17.04 | 17.04
PeakO | 9.49 | 12.94 | 10.37 | 10.37 | 10.37 | 10.37
ST | 0 | 0 | 0 | 0 | 0 | 0
STOG | 0.76 | 0.9 | 0.77 | 0.77 | 0.77 | 0.77
STWD | 0 | 0 | 0 | 0 | 0 | 0
WT | 55.22 | 176.29 | 239.43 | 239.43 | 239.43 | 239.43
IGCC | 0 | 0 | 0 | 0 | 0 | 0
DemandResponse | 0 | 0 | 0 | 0 | 0 | 0
IGCC-CCS | 0 | 0 | 0 | 0 | 0 | 0
WT_off | 0 | 0 | 0 | 0 | 0 | 0
PseudoUnit | 0 | 0 | 0 | 0 | 0 | 0
FixedInterchange | 0 | 0 | 0 | 0 | 0 | 0
Base FOM Costs by Reporting Type: MISO_IN
ReportingType | 2015 | 2020 | 2025 | 2030 | 2035 | 2040
BM | 0 | 0 | 0 | 0 | 0 | 0
CC | 42.5 | 272.93 | 262.57 | 266.09 | 272.05 | 272.05
CSP | 0 | 0 | 0 | 0 | 0 | 0
CT | 0 | 0 | 0 | 0 | 0 | 0
Coal | 654.4 | 582.31 | 448.53 | 239.68 | 299.89 | 362.41
Geo | 0 | 0 | 0 | 0 | 0 | 0
H | 1.07 | 1.07 | 1.07 | 1.07 | 1.07 | 1.07
LFG | 4.46 | 4.46 | 14.11 | 14.11 | 14.11 | 14.11
Nuc | 0.01 | 0.01 | 0.01 | 0.01 | 0.01 | 0.01
PS | 0 | 0 | 0 | 0 | 0 | 0
PV | 0 | 3.77 | 5.63 | 5.69 | 5.69 | 5.69
PeakG | 52.35 | 76.94 | 54.27 | 73.39 | 73.39 | 73.39
PeakO | 10.59 | 13.5 | 10.82 | 10.82 | 10.82 | 10.82
ST | 0 | 0 | 0 | 0 | 0 | 0
STOG | 12.26 | 14.51 | 12.44 | 12.44 | 12.44 | 11.78
STWD | 0 | 0 | 0 | 0 | 0 | 0
WT | 18.31 | 18.31 | 18.31 | 1280.04 | 1280.04 | 1280.04
IGCC | 30.22 | 30.22 | 30.22 | 30.22 | 30.22 | 30.22
DemandResponse | 0 | 0 | 0 | 0 | 0 | 0
IGCC-CCS | 0 | 0 | 0 | 0 | 0 | 0
WT_off | 0 | 0 | 0 | 0 | 0 | 0
PseudoUnit | 0 | 0 | 0 | 0 | 0 | 0
FixedInterchange | 0 | 0 | 0 | 0 | 0 | 0
Base FOM Costs by Reporting Type: MISO_MI
ReportingType | 2015 | 2020 | 2025 | 2030 | 2035 | 2040
BM | 0 | 0 | 0 | 0 | 0 | 334.45
CC | 166.66 | 209.95 | 180.11 | 186.5 | 198.71 | 188.53
CSP | 0 | 0 | 0 | 0 | 0 | 0
CT | 0 | 0 | 0 | 0 | 0 | 0
Coal | 311.31 | 0 | 0 | 0 | 0 | 0
Geo | 0 | 0 | 0 | 0 | 0 | 0
H | 2.01 | 2.01 | 2.01 | 2.01 | 2.01 | 2.01
LFG | 19.67 | 19.67 | 38.95 | 38.95 | 38.95 | 38.95
Nuc | 275.03 | 275.03 | 275.03 | 275.03 | 161.75 | 417.74
PS | 44.44 | 44.44 | 44.44 | 44.44 | 44.44 | 44.44
PV | 0 | 0 | 0 | 0 | 0 | 0
PeakG | 61.2 | 89.88 | 71.67 | 85.63 | 85.63 | 85.63
PeakO | 15.67 | 19.97 | 16.01 | 16.01 | 16.01 | 16.01
ST | 0 | 0 | 0 | 0 | 0 | 0
STOG | 125.33 | 148.3 | 127.13 | 127.13 | 127.13 | 107.09
STWD | 5.22 | 6.54 | 5.33 | 5.33 | 5.33 | 5.33
WT | 61.65 | 73.45 | 73.45 | 78.5 | 78.5 | 78.5
IGCC | 0 | 0 | 0 | 0 | 0 | 0
DemandResponse | 0 | 0 | 0 | 0 | 0 | 0
IGCC-CCS | 0 | 0 | 0 | 0 | 0 | 0
WT_off | 0 | 0 | 0 | 0 | 0 | 0
PseudoUnit | 0 | 0 | 0 | 0 | 0 | 0
FixedInterchange | 0 | 0 | 0 | 0 | 0 | 0
Base FOM Costs by Reporting Type: MISO_MO-IL
ReportingType | 2015 | 2020 | 2025 | 2030 | 2035 | 2040
BM | 0 | 0 | 0 | 0 | 0 | 0
CC | 31.4 | 46.82 | 38.96 | 42.12 | 46.15 | 46.15
CSP | 0 | 0 | 0 | 0 | 0 | 0
CT | 0 | 0 | 0 | 0 | 0 | 0
Coal | 742.54 | 301.94 | 205.97 | 120.59 | 140.35 | 158.48
Geo | 0 | 0 | 0 | 0 | 0 | 0
H | 5.01 | 9 | 9 | 9 | 9 | 9
LFG | 2.17 | 2.17 | 29.04 | 29.04 | 29.04 | 29.04
Nuc | 308.98 | 325.11 | 325.11 | 325.11 | 325.11 | 325.11
PS | 10.45 | 10.45 | 10.45 | 10.45 | 10.45 | 10.45
PV | 0 | 0 | 0 | 0 | 0 | 0
PeakG | 77.83 | 114.84 | 80.73 | 103.92 | 110.46 | 110.46
PeakO | 21.48 | 28.65 | 22.96 | 22.96 | 22.96 | 22.96
ST | 0 | 0 | 0 | 0 | 0 | 0
STOG | 26.02 | 30.78 | 26.39 | 26.39 | 26.39 | 24.53
STWD | 0 | 0 | 0 | 0 | 0 | 0
WT | 21.36 | 21.36 | 178.56 | 304.89 | 304.89 | 322.96
IGCC | 0 | 0 | 0 | 0 | 0 | 0
DemandResponse | 0 | 0 | 0 | 0 | 0 | 0
IGCC-CCS | 0 | 0 | 0 | 0 | 0 | 0
WT_off | 0 | 0 | 0 | 0 | 0 | 0
PseudoUnit | 0 | 0 | 0 | 0 | 0 | 0
FixedInterchange | 0 | 0 | 0 | 0 | 0 | 0
Base FOM Costs by Reporting Type: MISO_W
ReportingType | 2015 | 2020 | 2025 | 2030 | 2035 | 2040
BM | 0 | 0 | 0 | 0 | 0 | 0
CC | 90.43 | 114.8 | 92.68 | 92.68 | 109.48 | 112.22
CSP | 0 | 0 | 0 | 0 | 0 | 0
CT | 0 | 0 | 0 | 0 | 0 | 0
Coal | 664.59 | 387.77 | 280.68 | 39.2 | 42.57 | 48.3
Geo | 0 | 0 | 0 | 0 | 0 | 0
H | 7.08 | 7.08 | 7.08 | 7.08 | 7.08 | 7.08
LFG | 24.73 | 24.73 | 24.73 | 33.36 | 33.36 | 33.36
Nuc | 343.79 | 343.79 | 343.79 | 602.57 | 0.04 | 0.04
PS | 0 | 0 | 0 | 0 | 0 | 0
PV | 0 | 0 | 0 | 0 | 0 | 0
PeakG | 87.12 | 123.54 | 89.97 | 105.17 | 108.71 | 108.71
PeakO | 56.38 | 79.08 | 64.57 | 64.57 | 64.57 | 64.57
ST | 0 | 0 | 0 | 0 | 0 | 0
STOG | 7.56 | 8.94 | 7.67 | 7.67 | 7.67 | 7.33
STWD | 10.03 | 12.55 | 10.23 | 10.23 | 10.23 | 10.23
WT | 268.82 | 268.82 | 1748.27 | 1748.27 | 1748.27 | 1796.92
IGCC | 0 | 0 | 0 | 0 | 0 | 0
DemandResponse | 0 | 0 | 0 | 0 | 0 | 0
IGCC-CCS | 0 | 0 | 0 | 0 | 0 | 0
WT_off | 0 | 0 | 0 | 0 | 0 | 0
PseudoUnit | 0 | 0 | 0 | 0 | 0 | 0
FixedInterchange | 0 | 0 | 0 | 0 | 0 | 0
Base FOM Costs by Reporting Type: MISO_WUMS
ReportingType | 2015 | 2020 | 2025 | 2030 | 2035 | 2040
BM | 0 | 0 | 0 | 0 | 25.23 | 241.94
CC | 152.5 | 201.71 | 181.49 | 181.49 | 196.18 | 184.88
CSP | 0 | 0 | 0 | 0 | 0 | 0
CT | 0 | 0 | 0 | 0 | 0 | 0
Coal | 235.74 | 110.31 | 104.5 | 82.21 | 83.6 | 94.06
Geo | 0 | 0 | 0 | 0 | 0 | 0
H | 4.79 | 4.8 | 4.8 | 4.8 | 4.8 | 4.8
LFG | 8.57 | 8.57 | 35.44 | 35.44 | 35.44 | 35.44
Nuc | 264.54 | 287.77 | 264.54 | 570.75 | 0.04 | 0.04
PS | 0 | 0 | 0 | 0 | 0 | 0
PV | 0 | 0 | 0 | 0 | 0 | 0
PeakG | 55.64 | 81.65 | 65.08 | 77.65 | 77.65 | 77.65
PeakO | 13.52 | 17.78 | 14.69 | 14.69 | 14.69 | 14.69
ST | 0 | 0 | 0 | 0 | 0 | 0
STOG | 13.21 | 15.63 | 13.39 | 13.39 | 13.39 | 12.99
STWD | 3.37 | 4.21 | 3.43 | 3.43 | 3.43 | 3.43
WT | 46.36 | 46.36 | 47.23 | 362.02 | 362.02 | 410.22
IGCC | 0 | 0 | 0 | 0 | 0 | 0
DemandResponse | 0 | 0 | 0 | 0 | 0 | 0
IGCC-CCS | 0 | 0 | 0 | 0 | 0 | 0
WT_off | 0 | 0 | 0 | 0 | 0 | 0
PseudoUnit | 0 | 0 | 0 | 0 | 0 | 0
FixedInterchange | 0 | 0 | 0 | 0 | 0 | 0
Base FOM Costs by Reporting Type: Nebraska
ReportingType | 2015 | 2020 | 2025 | 2030 | 2035 | 2040
BM | 0 | 0 | 0 | 0 | 0 | 0
CC | 10.62 | 13.51 | 10.85 | 10.85 | 12.75 | 13.28
CSP | 0 | 0 | 0 | 0 | 0 | 0
CT | 0 | 0 | 0 | 0 | 0 | 0
Coal | 257.61 | 38.62 | 38.62 | 40.06 | 40.06 | 47.82
Geo | 0 | 0 | 0 | 0 | 0 | 0
H | 2.38 | 2.38 | 2.38 | 2.38 | 2.38 | 2.38
LFG | 0.72 | 0.72 | 0.72 | 9.35 | 9.35 | 9.35
Nuc | 182.28 | 198.29 | 182.28 | 249.21 | 0.09 | 0.09
PS | 0 | 0 | 0 | 0 | 0 | 0
PV | 0 | 0 | 0 | 0 | 0 | 0
PeakG | 21.82 | 37.31 | 31.37 | 31.37 | 31.37 | 31.37
PeakO | 9.57 | 12.19 | 9.77 | 9.77 | 9.77 | 9.77
ST | 0 | 0 | 0 | 0 | 0 | 0
STOG | 0 | 0 | 0 | 0 | 0 | 0
STWD | 0 | 0 | 0 | 0 | 0 | 0
WT | 10.53 | 528.68 | 528.68 | 566.83 | 632.96 | 632.96
IGCC | 0 | 0 | 0 | 0 | 0 | 0
DemandResponse | 0 | 0 | 0 | 0 | 0 | 0
IGCC-CCS | 0 | 0 | 0 | 0 | 0 | 0
WT_off | 0 | 0 | 0 | 0 | 0 | 0
PseudoUnit | 0 | 0 | 0 | 0 | 0 | 0
FixedInterchange | 0 | 0 | 0 | 0 | 0 | 0
Base FOM Costs by Reporting Type: NEISO
ReportingType | 2015 | 2020 | 2025 | 2030 | 2035 | 2040
BM | 25.35 | 25.35 | 25.35 | 25.35 | 25.35 | 25.35
CC | 338.91 | 308.96 | 214.81 | 202.05 | 224.51 | 223.46
CSP | 0 | 0 | 0 | 0 | 0 | 0
CT | 2.24 | 2.24 | 2.24 | 2.17 | 1.53 | 1.53
Coal | 22.84 | 0 | 0 | 0 | 0 | 0
Geo | 0 | 0 | 0 | 0 | 0 | 0
H | 46.4 | 46.4 | 46.4 | 46.45 | 46.45 | 46.45
LFG | 70.11 | 70.11 | 70.11 | 78.5 | 78.5 | 78.5
Nuc | 676.28 | 735.67 | 676.28 | 676.28 | 488.61 | 932.14
PS | 39.74 | 39.74 | 39.74 | 39.74 | 39.74 | 39.74
PV | 0.03 | 4.91 | 4.91 | 4.91 | 4.91 | 4.91
PeakG | 19.94 | 29.61 | 20.7 | 22.52 | 28.85 | 28.85
PeakO | 0 | 0 | 0 | 0 | 0 | 0
ST | 0 | 0 | 0 | 0 | 0 | 0
STOG | 0 | 0 | 0 | 0 | 0 | 0
STWD | 19.55 | 24.46 | 19.93 | 19.93 | 19.93 | 19.93
WT | 13.44 | 83.72 | 126.9 | 155.17 | 477.15 | 477.15
IGCC | 0 | 0 | 0 | 0 | 0 | 0
DemandResponse | 0 | 0 | 0 | 0 | 0 | 0
IGCC-CCS | 0 | 0 | 0 | 0 | 0 | 0
WT_off | 24.96 | 24.96 | 24.96 | 24.96 | 24.96 | 24.96
PseudoUnit | 0 | 0 | 0 | 0 | 0 | 0
FixedInterchange | 0 | 0 | 0 | 0 | 0 | 0
Base FOM Costs by Reporting Type: NonRTO_Midwest
ReportingType | 2015 | 2020 | 2025 | 2030 | 2035 | 2040
BM | 0 | 0 | 0 | 0 | 142.32 | 571.18
CC | 41.9 | 71.33 | 71.33 | 71.33 | 71.33 | 29.42
CSP | 0 | 0 | 0 | 0 | 0 | 0
CT | 0 | 0 | 0 | 0 | 0 | 0
Coal | 480.55 | 276.61 | 224.24 | 168.72 | 169.73 | 201.68
Geo | 0 | 0 | 0 | 0 | 0 | 0
H | 2.04 | 2.04 | 12.66 | 12.66 | 12.66 | 12.66
LFG | 1.69 | 1.69 | 20.97 | 20.97 | 20.97 | 20.97
Nuc | 0.01 | 0.01 | 0.01 | 0.01 | 0.01 | 0.01
PS | 0 | 0 | 0 | 0 | 0 | 0
PV | 0 | 0 | 0 | 0 | 0 | 0
PeakG | 56.39 | 83.4 | 58.5 | 71.11 | 58.81 | 58.81
PeakO | 0.35 | 0.45 | 0.36 | 0.36 | 0 | 0
ST | 0 | 0 | 0 | 0 | 0 | 0
STOG | 0 | 0 | 0 | 0 | 0 | 0
STWD | 0 | 0 | 0 | 0 | 0 | 0
WT | 2.26 | 2.26 | 2.26 | 2.26 | 2.26 | 2.26
IGCC | 0 | 0 | 0 | 0 | 0 | 0
DemandResponse | 0 | 0 | 0 | 0 | 0 | 0
IGCC-CCS | 0 | 0 | 0 | 0 | 0 | 0
WT_off | 0 | 0 | 0 | 0 | 0 | 0
PseudoUnit | 0 | 0 | 0 | 0 | 0 | 0
FixedInterchange | 0 | 0 | 0 | 0 | 0 | 0
Base FOM Costs by Reporting Type: NYISO_A-F
ReportingType | 2015 | 2020 | 2025 | 2030 | 2035 | 2040
BM | 0 | 0 | 0 | 0 | 0 | 0
CC | 112.22 | 143.17 | 59.6 | 70.9 | 40.56 | 31.36
CSP | 0 | 0 | 0 | 0 | 0 | 0
CT | 0 | 0 | 0 | 0 | 0 | 0
Coal | 0 | 0 | 0 | 0 | 0 | 0
Geo | 0 | 0 | 0 | 0 | 0 | 0
H | 62.6 | 62.6 | 62.6 | 62.6 | 62.6 | 62.6
LFG | 20.8 | 20.8 | 20.8 | 28.97 | 28.97 | 28.97
Nuc | 489.92 | 509.2 | 489.92 | 399.48 | 552.03 | 578.17
PS | 33.52 | 33.52 | 33.52 | 33.52 | 33.52 | 33.52
PV | 0 | 0 | 0 | 0 | 0 | 0
PeakG | 3.78 | 5.56 | 5.31 | 5.31 | 5.31 | 5.31
PeakO | 1.14 | 1.46 | 1.17 | 1.17 | 1.17 | 1.17
ST | 0 | 0 | 0 | 0 | 0 | 0
STOG | 0 | 0 | 0 | 0 | 0 | 0
STWD | 2.76 | 3.45 | 2.81 | 2.81 | 2.81 | 2.81
WT | 113.42 | 133.35 | 133.35 | 274.84 | 422.6 | 422.6
IGCC | 0 | 0 | 0 | 0 | 0 | 0
DemandResponse | 0 | 0 | 0 | 0 | 0 | 0
IGCC-CCS | 0 | 0 | 0 | 0 | 0 | 0
WT_off | 0 | 0 | 0 | 0 | 0 | 0
PseudoUnit | 0 | 0 | 0 | 0 | 0 | 0
FixedInterchange | 0 | 0 | 0 | 0 | 0 | 0
Base FOM Costs by Reporting Type: NYISO_G-I
ReportingType | 2015 | 2020 | 2025 | 2030 | 2035 | 2040
BM | 0 | 0 | 0 | 0 | 54.78 | 80.4
CC | 34.33 | 43.65 | 35.09 | 35.19 | 42.92 | 42.92
CSP | 0 | 0 | 0 | 0 | 0 | 0
CT | 0 | 0 | 0 | 0 | 0 | 0
Coal | 0 | 0 | 0 | 0 | 0 | 0
Geo | 0 | 0 | 0 | 0 | 0 | 0
H | 0.46 | 0.46 | 0.46 | 0.46 | 0.46 | 0.46
LFG | 7.72 | 7.72 | 7.72 | 16.67 | 16.67 | 16.67
Nuc | 297.74 | 323.88 | 297.74 | 297.74 | 452.18 | 218.36
PS | 0 | 0 | 0 | 0 | 0 | 0
PV | 0 | 0 | 0 | 0 | 0 | 0
PeakG | 1.51 | 2.04 | 1.56 | 1.56 | 1.56 | 1.56
PeakO | 2.55 | 3.25 | 2.61 | 2.61 | 2.61 | 2.61
ST | 0 | 0 | 0 | 0 | 0 | 0
STOG | 0 | 0 | 0 | 0 | 0 | 0
STWD | 0 | 0 | 0 | 0 | 0 | 0
WT | 0 | 1.68 | 1.68 | 10.11 | 10.11 | 10.11
IGCC | 0 | 0 | 0 | 0 | 0 | 0
DemandResponse | 0 | 0 | 0 | 0 | 0 | 0
IGCC-CCS | 0 | 0 | 0 | 0 | 0 | 0
WT_off | 0 | 0 | 0 | 0 | 0 | 0
PseudoUnit | 0 | 0 | 0 | 0 | 0 | 0
FixedInterchange | 0 | 0 | 0 | 0 | 0 | 0
Base FOM Costs by Reporting Type: NYISO_J-K
ReportingType | 2015 | 2020 | 2025 | 2030 | 2035 | 2040
BM | 0 | 0 | 0 | 0 | 0 | 0
CC | 125.46 | 154.92 | 127.77 | 138.94 | 152.61 | 152.61
CSP | 0 | 0 | 0 | 0 | 0 | 0
CT | 0 | 0 | 0 | 0 | 0 | 0
Coal | 0 | 0 | 0 | 0 | 0 | 0
Geo | 0 | 0 | 0 | 0 | 0 | 0
H | 0 | 0 | 0 | 0 | 0 | 0
LFG | 14.96 | 14.96 | 14.96 | 23.9 | 23.9 | 23.9
Nuc | 0.01 | 0.01 | 0.01 | 0.01 | 0.01 | 0.01
PS | 0 | 0 | 0 | 0 | 0 | 0
PV | 0.53 | 0.53 | 0.53 | 0.53 | 0.53 | 0.53
PeakG | 54.7 | 77.08 | 56.45 | 62.35 | 66.78 | 66.78
PeakO | 61.69 | 79.16 | 63.78 | 65.02 | 65.02 | 65.02
ST | 0 | 0 | 0 | 0 | 0 | 0
STOG | 150.36 | 177.91 | 152.51 | 152.51 | 152.51 | 141.92
STWD | 0 | 0 | 0 | 0 | 0 | 0
WT | 0 | 0 | 0 | 4.77 | 9.26 | 9.26
IGCC | 0 | 0 | 0 | 0 | 0 | 0
DemandResponse | 0 | 0 | 0 | 0 | 0 | 0
IGCC-CCS | 0 | 0 | 0 | 0 | 0 | 0
WT_off | 0 | 0 | 0 | 0 | 0 | 0
PseudoUnit | 0 | 0 | 0 | 0 | 0 | 0
FixedInterchange | 0 | 0 | 0 | 0 | 0 | 0
Base FOM Costs by Reporting Type: PJM_E
ReportingType | 2015 | 2020 | 2025 | 2030 | 2035 | 2040
BM | 3.02 | 3.02 | 3.02 | 3.02 | 3.02 | 3.02
CC | 297.21 | 359.4 | 312.87 | 330.19 | 341.53 | 322.14
CSP | 0 | 0 | 0 | 0 | 0 | 0
CT | 0.18 | 0.18 | 0.18 | 0.18 | 0.18 | 0
Coal | 67.42 | 27.04 | 31.98 | 32.26 | 34.91 | 34.91
Geo | 0 | 0 | 0 | 0 | 0 | 0
H | 3.85 | 3.85 | 3.85 | 3.85 | 3.85 | 3.85
LFG | 56.83 | 72.83 | 72.83 | 72.83 | 72.83 | 72.83
Nuc | 1239 | 1184.31 | 1149.53 | 1149.53 | 825.73 | 1983.3
PS | 9.5 | 9.5 | 9.5 | 9.5 | 9.5 | 9.5
PV | 0.75 | 0.75 | 0.75 | 0.75 | 0.75 | 0.75
PeakG | 75.2 | 106.43 | 77.64 | 89.79 | 93.22 | 93.22
PeakO | 75.92 | 100.78 | 82.41 | 82.41 | 82.41 | 82.41
ST | 0 | 0 | 0 | 0 | 0 | 0
STOG | 115.25 | 136.37 | 87.14 | 87.14 | 0 | 0
STWD | 0 | 0 | 0 | 0 | 0 | 0
WT | 32.63 | 32.63 | 32.63 | 32.63 | 32.63 | 32.63
IGCC | 0 | 0 | 0 | 0 | 0 | 0
DemandResponse | 0 | 0 | 0 | 0 | 0 | 0
IGCC-CCS | 0 | 0 | 0 | 0 | 0 | 0
WT_off | 0 | 0 | 58.67 | 58.67 | 58.67 | 58.67
PseudoUnit | 0 | 0 | 0 | 0 | 0 | 0
FixedInterchange | 0 | 0 | 0 | 0 | 0 | 0
Base FOM Costs by Reporting Type: PJM_ROM
ReportingType | 2015 | 2020 | 2025 | 2030 | 2035 | 2040
BM | 1.81 | 1.81 | 1.81 | 1.81 | 236.97 | 236.97
CC | 142.43 | 174.53 | 145.82 | 151.1 | 172.02 | 120.19
CSP | 0 | 0 | 0 | 0 | 0 | 0
CT | 0.11 | 0.11 | 0.11 | 0.11 | 0 | 0
Coal | 193.39 | 109.53 | 4.98 | 4.98 | 6.36 | 7.4
Geo | 0 | 0 | 0 | 0 | 0 | 0
H | 19.83 | 19.83 | 19.83 | 29.48 | 29.48 | 29.48
LFG | 43.05 | 74.95 | 74.95 | 74.95 | 74.95 | 74.95
Nuc | 733.21 | 756.8 | 733.21 | 733.21 | 1079.9 | 2067.8
PS | 35.92 | 35.92 | 35.92 | 35.92 | 35.92 | 35.92
PV | 0.06 | 22.69 | 35.36 | 38.2 | 38.41 | 39.43
PeakG | 30.83 | 44.67 | 41.32 | 41.32 | 41.32 | 41.32
PeakO | 45.95 | 58.57 | 46.94 | 46.94 | 46.94 | 0
ST | 0 | 0 | 0 | 0 | 0 | 0
STOG | 155.08 | 183.5 | 157.31 | 157.31 | 157.31 | 0
STWD | 2.24 | 2.81 | 2.29 | 2.29 | 2.29 | 2.29
WT | 38.48 | 59.54 | 59.54 | 59.54 | 59.54 | 59.54
IGCC | 0 | 0 | 0 | 0 | 0 | 0
DemandResponse | 0 | 0 | 0 | 0 | 0 | 0
IGCC-CCS | 0 | 0 | 0 | 0 | 0 | 0
WT_off | 0 | 0 | 0 | 0 | 0 | 0
PseudoUnit | 0 | 0 | 0 | 0 | 0 | 0
FixedInterchange | 0 | 0 | 0 | 0 | 0 | 0
Base FOM Costs by Reporting Type: PJM_ROR
ReportingType | 2015 | 2020 | 2025 | 2030 | 2035 | 2040
BM | 38.69 | 38.69 | 38.69 | 38.69 | 38.69 | 1060.95
CC | 550.07 | 719.1 | 646.4 | 672.56 | 706.65 | 545.71
CSP | 0 | 0 | 0 | 0 | 0 | 0
CT | 0.19 | 0.19 | 0.19 | 0.19 | 0 | 0
Coal | 1945.68 | 1222.98 | 493.14 | 497.59 | 551.09 | 700.42
Geo | 0 | 0 | 0 | 0 | 0 | 0
H | 26.17 | 33.33 | 33.33 | 33.33 | 33.33 | 33.33
LFG | 65.06 | 126.87 | 126.87 | 126.87 | 126.87 | 126.87
Nuc | 2917.4 | 3014.07 | 2917.4 | 2927.81 | 2632.22 | 5716.98
PS | 73.14 | 73.14 | 73.14 | 73.14 | 73.14 | 73.14
PV | 0.35 | 0.35 | 0.35 | 0.35 | 0.35 | 0.35
PeakG | 325.76 | 481.29 | 337.93 | 436.45 | 464.24 | 464.24
PeakO | 48.69 | 65.15 | 52.22 | 52.22 | 52.22 | 0
ST | 0 | 0 | 0 | 0 | 0 | 0
STOG | 93.25 | 110.34 | 93.03 | 93.03 | 74.52 | 0
STWD | 6.22 | 7.78 | 6.34 | 6.34 | 6.34 | 6.34
WT | 322.6 | 327.98 | 525.82 | 631.43 | 631.43 | 631.43
IGCC | 0 | 0 | 0 | 0 | 0 | 0
DemandResponse | 0 | 0 | 0 | 0 | 0 | 0
IGCC-CCS | 0 | 0 | 0 | 0 | 0 | 0
WT_off | 0 | 0 | 0 | 0 | 0 | 0
PseudoUnit | 0 | 0 | 0 | 0 | 0 | 0
FixedInterchange | 0 | 0 | 0 | 0 | 0 | 0
Base FOM Costs by Reporting Type: SOCO
ReportingType | 2015 | 2020 | 2025 | 2030 | 2035 | 2040
BM | 5.53 | 5.53 | 5.53 | 5.53 | 255.44 | 658.82
CC | 548.42 | 737.78 | 628.54 | 642.6 | 326.63 | 235.68
CSP | 0 | 0 | 0 | 0 | 0 | 0
CT | 0 | 0 | 0 | 0 | 0 | 0
Coal | 495.86 | 244.67 | 107.86 | 114.37 | 124.12 | 124.12
Geo | 0 | 0 | 0 | 0 | 0 | 0
H | 59.74 | 59.74 | 59.74 | 59.74 | 59.74 | 59.74
LFG | 4.46 | 4.46 | 17.39 | 17.39 | 17.39 | 17.39
Nuc | 850.41 | 1045.67 | 1045.67 | 1420.54 | 2199.4 | 2653.29
PS | 39.76 | 39.76 | 39.76 | 39.76 | 39.76 | 39.76
PV | 0 | 0 | 0 | 0 | 0 | 0
PeakG | 178.03 | 264.31 | 184.78 | 155.25 | 127.97 | 127.97
PeakO | 0 | 0 | 0 | 0 | 0 | 0
ST | 0 | 0 | 0 | 0 | 0 | 0
STOG | 0 | 0 | 0 | 0 | 0 | 0
STWD | 21.41 | 26.79 | 21.83 | 21.83 | 21.83 | 21.83
WT | 0 | 0 | 0 | 0 | 2.81 | 2.81
IGCC | 0 | 0 | 0 | 0 | 0 | 0
DemandResponse | 0 | 0 | 0 | 0 | 0 | 0
IGCC-CCS | 0 | 0 | 0 | 0 | 0 | 0
WT_off | 0 | 0 | 0 | 0 | 0 | 0
PseudoUnit | 0 | 0 | 0 | 0 | 0 | 0
FixedInterchange | 0 | 0 | 0 | 0 | 0 | 0
Base FOM Costs by Reporting Type: SPP_N
ReportingType | 2015 | 2020 | 2025 | 2030 | 2035 | 2040
BM | 0 | 0 | 0 | 0 | 0 | 0
CC | 41.13 | 52.29 | 42 | 46.53 | 51.42 | 51.42
CSP | 0 | 0 | 0 | 0 | 0 | 0
CT | 0 | 0 | 0 | 0 | 0 | 0
Coal | 520.3 | 292.41 | 74.73 | 74.73 | 62.32 | 91.44
Geo | 0 | 0 | 0 | 0 | 0 | 0
H | 0.3 | 0.3 | 0.3 | 0.3 | 0.3 | 0.3
LFG | 0.84 | 0.84 | 0.84 | 12.28 | 12.28 | 12.28
Nuc | 160.51 | 168.89 | 168.89 | 168.89 | 168.89 | 168.89
PS | 0 | 0 | 0 | 0 | 0 | 0
PV | 0 | 0 | 0 | 0 | 0 | 0
PeakG | 74.97 | 117.69 | 105.7 | 105.7 | 105.7 | 105.7
PeakO | 34.89 | 44.84 | 35.94 | 35.94 | 35.94 | 35.94
ST | 0 | 0 | 0 | 0 | 0 | 0
STOG | 55.52 | 65.7 | 56.32 | 56.32 | 56.32 | 56.32
STWD | 0 | 0 | 0 | 0 | 0 | 0
WT | 41.99 | 1536.48 | 1645.39 | 1838.48 | 2109.71 | 2159.78
IGCC | 0 | 0 | 0 | 0 | 0 | 0
DemandResponse | 0 | 0 | 0 | 0 | 0 | 0
IGCC-CCS | 0 | 0 | 0 | 0 | 0 | 0
WT_off | 0 | 0 | 0 | 0 | 0 | 0
PseudoUnit | 0 | 0 | 0 | 0 | 0 | 0
FixedInterchange | 0 | 0 | 0 | 0 | 0 | 0
Base FOM Costs by Reporting Type: SPP_S
ReportingType | 2015 | 2020 | 2025 | 2030 | 2035 | 2040
BM | 0 | 0 | 0 | 0 | 0 | 0
CC | 327.42 | 415.34 | 336.76 | 365.29 | 401.35 | 404.99
CSP | 0 | 0 | 0 | 0 | 0 | 0
CT | 2.76 | 4.77 | 4.77 | 4.77 | 4.77 | 4.77
Coal | 676.62 | 198.53 | 29.34 | 29.34 | 29.32 | 29.32
Geo | 0 | 0 | 0 | 0 | 0 | 0
H | 30.03 | 30.03 | 30.03 | 30.03 | 30.03 | 30.03
LFG | 2.29 | 2.29 | 2.29 | 13.72 | 13.72 | 13.72
Nuc | 0.01 | 0.01 | 0.01 | 0.01 | 0.01 | 0.01
PS | 10.59 | 10.59 | 10.59 | 10.59 | 10.59 | 10.59
PV | 0 | 0 | 0 | 0 | 0 | 0
PeakG | 60.2 | 87.93 | 62.37 | 76.78 | 82.77 | 82.77
PeakO | 3.36 | 4.54 | 3.63 | 3.63 | 3.64 | 3.66
ST | 0 | 0 | 0 | 0 | 0 | 0
STOG | 360.63 | 426.73 | 365.8 | 365.8 | 365.8 | 365.8
STWD | 2.69 | 3.37 | 2.75 | 2.75 | 2.75 | 2.75
WT | 90.68 | 1199.41 | 1293.77 | 1293.77 | 1558.15 | 1622.42
IGCC | 0 | 0 | 0 | 0 | 0 | 0
DemandResponse | 0 | 0 | 0 | 0 | 0 | 0
IGCC-CCS | 0 | 0 | 0 | 0 | 0 | 0
WT_off | 0 | 0 | 0 | 0 | 0 | 0
PseudoUnit | 0 | 0 | 0 | 0 | 0 | 0
FixedInterchange | 0 | 0 | 0 | 0 | 0 | 0
Base FOM Costs by Reporting Type: TVA
ReportingType | 2015 | 2020 | 2025 | 2030 | 2035 | 2040
BM | 0 | 0 | 0 | 0 | 743.15 | 743.15
CC | 198.81 | 304.17 | 271.04 | 276.9 | 211.91 | 134.25
CSP | 0 | 0 | 0 | 0 | 0 | 0
CT | 0 | 0 | 0 | 0 | 0 | 0
Coal | 351.73 | 201.3 | 52.47 | 1.37 | 0 | 0
Geo | 0 | 0 | 0 | 0 | 0 | 0
H | 72.8 | 72.8 | 72.8 | 73.19 | 73.19 | 73.19
LFG | 1.57 | 1.57 | 14.49 | 14.49 | 14.49 | 14.49
Nuc | 1153.81 | 1199.07 | 1153.81 | 1153.81 | 799.57 | 1849.39
PS | 41.38 | 41.38 | 41.38 | 41.38 | 41.38 | 41.38
PV | 0 | 0 | 0 | 0 | 0 | 0
PeakG | 99.24 | 153.37 | 140.99 | 140.99 | 140.99 | 140.99
PeakO | 1.87 | 2.54 | 1.92 | 2.49 | 0 | 0
ST | 0 | 0 | 0 | 0 | 0 | 0
STOG | 0 | 0 | 0 | 0 | 0 | 0
STWD | 0.16 | 0.2 | 0.16 | 0.16 | 0.16 | 0.16
WT | 0.99 | 0.99 | 0.99 | 0.99 | 3.8 | 3.8
IGCC | 0 | 0 | 0 | 0 | 0 | 0
DemandResponse | 0 | 0 | 0 | 0 | 0 | 0
IGCC-CCS | 0 | 0 | 0 | 0 | 0 | 0
WT_off | 0 | 0 | 0 | 0 | 0 | 0
PseudoUnit | 0 | 0 | 0 | 0 | 0 | 0
FixedInterchange | 0 | 0 | 0 | 0 | 0 | 0
Base FOM Costs by Reporting Type: TVA_Transmission
ReportingType | 2015 | 2020 | 2025 | 2030 | 2035 | 2040
BM | 0 | 0 | 0 | 0 | 0 | 0
CC | 0 | 0 | 0 | 0 | 0 | 0
CSP | 0 | 0 | 0 | 0 | 0 | 0
CT | 0 | 0 | 0 | 0 | 0 | 0
Coal | 0 | 0 | 0 | 0 | 0 | 0
Geo | 0 | 0 | 0 | 0 | 0 | 0
H | 0 | 0 | 0 | 0 | 0 | 0
LFG | 0 | 0 | 0 | 0 | 0 | 0
Nuc | 0 | 0 | 0 | 0 | 0 | 0
PS | 0 | 0 | 0 | 0 | 0 | 0
PV | 0 | 0 | 0 | 0 | 0 | 0
PeakG | 0 | 0 | 0 | 0 | 0 | 0
PeakO | 0 | 0 | 0 | 0 | 0 | 0
ST | 0 | 0 | 0 | 0 | 0 | 0
STOG | 0 | 0 | 0 | 0 | 0 | 0
STWD | 0 | 0 | 0 | 0 | 0 | 0
WT | 0 | 0 | 0 | 0 | 0 | 0
IGCC | 0 | 0 | 0 | 0 | 0 | 0
DemandResponse | 0 | 0 | 0 | 0 | 0 | 0
IGCC-CCS | 0 | 0 | 0 | 0 | 0 | 0
WT_off | 0 | 0 | 0 | 0 | 0 | 0
PseudoUnit | 0 | 0 | 0 | 0 | 0 | 0
FixedInterchange | 0 | 0 | 0 | 0 | 0 | 0
Base FOM Costs by Reporting Type: VACAR
ReportingType | 2015 | 2020 | 2025 | 2030 | 2035 | 2040
BM | 0.09 | 17.2 | 71.33 | 72.61 | 702.15 | 702.15
CC | 319.35 | 348.77 | 322.6 | 329.78 | 222.32 | 124.59
CSP | 0 | 0 | 0 | 0 | 0 | 0
CT | 4.8 | 4.8 | 4.8 | 0 | 0 | 0
Coal | 596.55 | 485.94 | 293.01 | 89.36 | 93.03 | 102.67
Geo | 0 | 0 | 0 | 0 | 0 | 0
H | 30.23 | 30.23 | 30.23 | 30.23 | 30.23 | 30.23
LFG | 7.64 | 20.52 | 20.52 | 20.52 | 20.52 | 20.52
Nuc | 1664.13 | 1955.26 | 2004.72 | 2335.83 | 2267.28 | 4784.98
PS | 62.1 | 62.1 | 62.1 | 62.1 | 62.1 | 62.1
PV | 0.23 | 2.47 | 2.51 | 2.52 | 2.52 | 2.57
PeakG | 142.93 | 209.84 | 148.17 | 188.38 | 100.47 | 100.47
PeakO | 36.13 | 46.34 | 37.33 | 38.01 | 0 | 0
ST | 0 | 0 | 0 | 0 | 0 | 0
STOG | 4.04 | 4.78 | 4.1 | 0 | 0 | 0
STWD | 9.01 | 11.27 | 9.18 | 9.18 | 9.18 | 9.18
WT | 0.03 | 98.25 | 98.25 | 98.25 | 98.25 | 98.25
IGCC | 0 | 0 | 0 | 0 | 0 | 0
DemandResponse | 0 | 0 | 0 | 0 | 0 | 0
IGCC-CCS | 0 | 0 | 0 | 0 | 0 | 0
WT_off | 0.05 | 0.05 | 0.05 | 0.05 | 0.05 | 0.05
PseudoUnit | 0 | 0 | 0 | 0 | 0 | 0
FixedInterchange | 0 | 0 | 0 | 0 | 0 | 0
Base FOM Costs by Reporting Type: IESO
ReportingType | 2015 | 2020 | 2025 | 2030 | 2035 | 2040
BM | 32.8 | 32.8 | 32.8 | 32.8 | 32.8 | 32.8
CC | 18.17 | 18.17 | 18.17 | 18.17 | 18.17 | 18.17
CSP | 0 | 0 | 0 | 0 | 0 | 0
CT | 2.46 | 2.46 | 2.46 | 2.46 | 0 | 0
Coal | 0 | 0 | 0 | 0 | 0 | 0
Geo | 0 | 0 | 0 | 0 | 0 | 0
H | 123.83 | 123.83 | 123.83 | 127.39 | 127.39 | 127.39
LFG | 14.17 | 14.17 | 14.17 | 14.23 | 14.23 | 14.23
Nuc | 1895.33 | 1895.33 | 1895.33 | 1895.33 | 1745.37 | 2079.68
PS | 2.92 | 2.92 | 2.92 | 2.92 | 2.92 | 2.92
PV | 18.26 | 18.26 | 18.26 | 18.26 | 0.44 | 0.44
PeakG | 0 | 0 | 0 | 0 | 0 | 0
PeakO | 0 | 0 | 0 | 0 | 0 | 0
ST | 0 | 0 | 0 | 0 | 0 | 0
STOG | 0 | 0 | 0 | 0 | 0 | 0
STWD | 4.45 | 4.45 | 4.45 | 4.45 | 4.45 | 4.45
WT | 102.92 | 102.92 | 102.92 | 102.92 | 102.92 | 102.92
IGCC | 0 | 0 | 0 | 0 | 0 | 0
DemandResponse | 0 | 0 | 0 | 0 | 0 | 0
IGCC-CCS | 0 | 0 | 0 | 0 | 0 | 0
WT_off | 0 | 0 | 0 | 0 | 0 | 0
PseudoUnit | 0 | 0 | 0 | 0 | 0 | 0
FixedInterchange | 0 | 0 | 0 | 0 | 0 | 0
Base FOM Costs by Reporting Type: MAPP_CA
ReportingType | 2015 | 2020 | 2025 | 2030 | 2035 | 2040
BM | 0 | 0 | 0 | 0 | 0 | 0
CC | 25.75 | 25.75 | 4.05 | 4.05 | 4.05 | 0
CSP | 0 | 0 | 0 | 0 | 0 | 0
CT | 0 | 0 | 0 | 0 | 0 | 0
Coal | 44.25 | 7.31 | 0 | 0 | 0 | 0
Geo | 0 | 0 | 0 | 0 | 0 | 0
H | 92.24 | 102.13 | 123.42 | 146.91 | 150.89 | 150.89
LFG | 0 | 0 | 0 | 0 | 0 | 0
Nuc | 0.01 | 0.01 | 0.01 | 0.01 | 0.01 | 0.01
PS | 0 | 0 | 0 | 0 | 0 | 0
PV | 0 | 0 | 0 | 0 | 0 | 0
PeakG | 9.88 | 9.88 | 0 | 0 | 0 | 0
PeakO | 0.09 | 0.09 | 0 | 0 | 0 | 0
ST | 0 | 0 | 0 | 0 | 0 | 0
STOG | 5.54 | 5.54 | 0 | 0 | 0 | 0
STWD | 0 | 0 | 0 | 0 | 0 | 0
WT | 17.9 | 17.9 | 17.9 | 17.9 | 9.41 | 9.41
IGCC | 0 | 0 | 0 | 0 | 0 | 0
DemandResponse | 0 | 0 | 0 | 0 | 0 | 0
IGCC-CCS | 0 | 0 | 0 | 0 | 0 | 0
WT_off | 0 | 0 | 0 | 0 | 0 | 0
PseudoUnit | 0 | 0 | 0 | 0 | 0 | 0
FixedInterchange | 0 | 0 | 0 | 0 | 0 | 0
Base FOM Costs by Reporting Type: AZ_NM_SNV_Coal
ReportingType | 2015 | 2020 | 2025 | 2030 | 2035 | 2040
BM | 0 | 0 | 0 | 0 | 0 | 0
CC | 0 | 0 | 0 | 0 | 0 | 0
CSP | 0 | 0 | 0 | 0 | 0 | 0
CT | 0 | 0 | 0 | 0 | 0 | 0
Coal | 517.57 | 503.3 | 290.97 | 44.27 | 46.98 | 53.61
Geo | 0 | 0 | 0 | 0 | 0 | 0
H | 0 | 0 | 0 | 0 | 0 | 0
LFG | 0 | 0 | 0 | 0 | 0 | 0
Nuc | 0 | 0 | 0 | 0 | 0 | 0
PS | 0 | 0 | 0 | 0 | 0 | 0
PV | 0 | 0 | 0 | 0 | 0 | 0
PeakG | 0 | 0 | 0 | 0 | 0 | 0
PeakO | 5.77 | 7.38 | 6 | 6 | 6 | 6
ST | 0 | 0 | 0 | 0 | 0 | 0
STOG | 0 | 0 | 0 | 0 | 0 | 0
STWD | 0 | 0 | 0 | 0 | 0 | 0
WT | 0 | 0 | 0 | 0 | 0 | 0
IGCC | 0 | 0 | 0 | 0 | 0 | 0
DemandResponse | 0 | 0 | 0 | 0 | 0 | 0
IGCC-CCS | 0 | 0 | 0 | 0 | 0 | 0
WT_off | 0 | 0 | 0 | 0 | 0 | 0
PseudoUnit | 0 | 0 | 0 | 0 | 0 | 0
FixedInterchange | 0 | 0 | 0 | 0 | 0 | 0
Base FOM Costs by Reporting Type: AZ_NM_SNV_Gas
ReportingType | 2015 | 2020 | 2025 | 2030 | 2035 | 2040
BM | 0 | 0 | 0 | 0 | 0 | 0
CC | 442.18 | 581.87 | 473.65 | 483.07 | 395.4 | 368.05
CSP | 0 | 0 | 0 | 0 | 0 | 0
CT | 4.93 | 4.93 | 4.93 | 4.93 | 0 | 0
Coal | 0 | 0 | 0 | 0 | 0 | 0
Geo | 0 | 0 | 0 | 0 | 0 | 0
H | 0 | 0 | 0 | 0 | 0 | 0
LFG | 0 | 0 | 0 | 0 | 0 | 0
Nuc | 0 | 0 | 0 | 0 | 0 | 0
PS | 0 | 0 | 0 | 0 | 0 | 0
PV | 0 | 0 | 0 | 0 | 0 | 0
PeakG | 63.97 | 93.45 | 74.33 | 87.99 | 87.99 | 87.99
PeakO | 0 | 0 | 0 | 0 | 0 | 0
ST | 0 | 0 | 0 | 0 | 0 | 0
STOG | 0 | 0 | 0 | 0 | 0 | 0
STWD | 0 | 0 | 0 | 0 | 0 | 0
WT | 0 | 0 | 0 | 0 | 0 | 0
IGCC | 0 | 0 | 0 | 0 | 0 | 0
DemandResponse | 0 | 0 | 0 | 0 | 0 | 0
IGCC-CCS | 0 | 0 | 0 | 0 | 0 | 0
WT_off | 0 | 0 | 0 | 0 | 0 | 0
PseudoUnit | 0 | 0 | 0 | 0 | 0 | 0
FixedInterchange | 0 | 0 | 0 | 0 | 0 | 0
Base FOM Costs by Reporting Type: AZ_NM_SNV_NucRenew
ReportingType | 2015 | 2020 | 2025 | 2030 | 2035 | 2040
BM | 0 | 0 | 0 | 0 | 0 | 59.27
CC | 0 | 0 | 0 | 0 | 0 | 0
CSP | 0 | 0 | 0 | 0 | 0 | 0
CT | 0 | 0 | 0 | 0 | 0 | 0
Coal | 0 | 0 | 0 | 0 | 0 | 0
Geo | 0 | 0 | 122.18 | 122.18 | 122.18 | 122.18
H | 44.6 | 44.6 | 44.6 | 44.6 | 44.6 | 44.6
LFG | 0.84 | 0.84 | 8.14 | 8.14 | 8.14 | 8.14
Nuc | 484.16 | 564.17 | 564.17 | 865.29 | 1447.28 | 1447.28
PS | 5.13 | 5.13 | 5.13 | 5.13 | 5.13 | 5.13
PV | 2.38 | 2.38 | 2.38 | 2.38 | 2.38 | 2.38
PeakG | 0 | 0 | 0 | 0 | 0 | 0
PeakO | 0 | 0 | 0 | 0 | 0 | 0
ST | 17.92 | 46.44 | 61.02 | 68.23 | 101.62 | 101.62
STOG | 0 | 0 | 0 | 0 | 0 | 0
STWD | 0.83 | 1.04 | 0.85 | 0.85 | 0.85 | 0.85
WT | 17.57 | 348.54 | 349.24 | 349.24 | 349.24 | 349.24
IGCC | 0 | 0 | 0 | 0 | 0 | 0
DemandResponse | 0 | 0 | 0 | 0 | 0 | 0
IGCC-CCS | 0 | 0 | 0 | 0 | 0 | 0
WT_off | 0 | 0 | 0 | 0 | 0 | 0
PseudoUnit | 0 | 0 | 0 | 0 | 0 | 0
FixedInterchange | 0 | 0 | 0 | 0 | 0 | 0
Base FOM Costs by Reporting Type: ERCOT
ReportingType | 2015 | 2020 | 2025 | 2030 | 2035 | 2040
BM | 14.57 | 14.57 | 14.57 | 14.57 | 408.54 | 408.54
CC | 1094.46 | 1333.85 | 1144.16 | 1173.76 | 1053.36 | 909.63
CSP | 0 | 0 | 0 | 0 | 0 | 0
CT | 1.67 | 1.67 | 1.67 | 1.67 | 0 | 0
Coal | 317.86 | 235.38 | 188.83 | 190.49 | 190.49 | 233.75
Geo | 0 | 0 | 0 | 0 | 0 | 0
H | 8.05 | 8.05 | 8.05 | 8.05 | 8.05 | 8.05
LFG | 9.05 | 9.05 | 51.64 | 51.64 | 51.64 | 51.64
Nuc | 574.09 | 734.71 | 741.22 | 966.87 | 1690.34 | 2070.77
PS | 0 | 0 | 0 | 0 | 0 | 0
PV | 0.25 | 0.25 | 0.25 | 0.25 | 0.01 | 0.01
PeakG | 80.63 | 119.03 | 114.62 | 114.62 | 114.62 | 114.62
PeakO | 1.29 | 1.86 | 1.53 | 1.53 | 1.53 | 1.53
ST | 0 | 0 | 0 | 0 | 0 | 0
STOG | 569.64 | 674.04 | 382.39 | 231.9 | 0 | 0
STWD | 0 | 0 | 0 | 0 | 0 | 0
WT | 315.42 | 315.42 | 861.56 | 861.56 | 861.56 | 872.98
IGCC | 0 | 0 | 0 | 0 | 0 | 0
DemandResponse | 0 | 0 | 0 | 0 | 0 | 0
IGCC-CCS | 0 | 0 | 0 | 0 | 0 | 0
WT_off | 0 | 0 | 0 | 0 | 0 | 0
PseudoUnit | 0 | 0 | 0 | 0 | 0 | 0
FixedInterchange | 0 | 0 | 0 | 0 | 0 | 0
Base FOM Costs by Reporting Type: NP15
ReportingType | 2015 | 2020 | 2025 | 2030 | 2035 | 2040
BM | 0 | 0 | 0 | 0 | 0 | 0
CC | 215.31 | 276.87 | 231.07 | 245.68 | 272.15 | 271.57
CSP | 0 | 0 | 0 | 0 | 0 | 0
CT | 1.42 | 1.42 | 1.42 | 1.42 | 0 | 0
Coal | 10.94 | 0 | 0 | 0 | 0 | 0
Geo | 100.8 | 151.36 | 151.36 | 151.36 | 151.36 | 151.36
H | 125.7 | 125.7 | 125.7 | 125.7 | 125.7 | 125.7
LFG | 10.26 | 55.79 | 78.24 | 78.24 | 78.24 | 78.24
Nuc | 302.44 | 364.27 | 334.86 | 834.41 | 970.31 | 1042.06
PS | 53.58 | 53.58 | 53.58 | 53.58 | 53.58 | 53.58
PV | 0.89 | 0.89 | 0.89 | 0.89 | 0.89 | 0.89
PeakG | 56.04 | 82.34 | 58.1 | 74.01 | 78.49 | 78.49
PeakO | 10.26 | 13.08 | 10.48 | 10.49 | 10.49 | 10.49
ST | 1.86 | 1.86 | 1.86 | 1.86 | 1.86 | 1.86
STOG | 167.54 | 198.25 | 169.94 | 93.95 | 43.34 | 43.34
STWD | 14.17 | 17.73 | 14.44 | 14.44 | 14.44 | 14.44
WT | 40.21 | 132.82 | 132.82 | 132.82 | 369.24 | 389.47
IGCC | 0 | 0 | 0 | 0 | 0 | 0
DemandResponse | 0 | 0 | 0 | 0 | 0 | 0
IGCC-CCS | 0 | 0 | 0 | 0 | 0 | 0
WT_off | 0 | 0 | 0 | 0 | 0 | 0
PseudoUnit | 0 | 0 | 0 | 0 | 0 | 0
FixedInterchange | 0 | 0 | 0 | 0 | 0 | 0
Base FOM Costs by Reporting Type: NWPP_Coal
ReportingType | 2015 | 2020 | 2025 | 2030 | 2035 | 2040
BM | 0 | 0 | 0 | 0 | 0 | 0
CC | 0 | 0 | 0 | 0 | 0 | 0
CSP | 0 | 0 | 0 | 0 | 0 | 0
CT | 0 | 0 | 0 | 0 | 0 | 0
Coal | 428.36 | 330.39 | 11.72 | 12.11 | 12.58 | 14.69
Geo | 0 | 0 | 0 | 0 | 0 | 0
H | 0 | 0 | 0 | 0 | 0 | 0
LFG | 0 | 0 | 0 | 0 | 0 | 0
Nuc | 0 | 0 | 0 | 0 | 0 | 0
PS | 0 | 0 | 0 | 0 | 0 | 0
PV | 0 | 0 | 0 | 0 | 0 | 0
PeakG | 0 | 0 | 0 | 0 | 0 | 0
PeakO | 0 | 0 | 0 | 0 | 0 | 0
ST | 0 | 0 | 0 | 0 | 0 | 0
STOG | 0 | 0 | 0 | 0 | 0 | 0
STWD | 0 | 0 | 0 | 0 | 0 | 0
WT | 0 | 0 | 0 | 0 | 0 | 0
IGCC | 0 | 0 | 0 | 0 | 0 | 0
DemandResponse | 0 | 0 | 0 | 0 | 0 | 0
IGCC-CCS | 0 | 0 | 0 | 0 | 0 | 0
WT_off | 0 | 0 | 0 | 0 | 0 | 0
PseudoUnit | 0 | 0 | 0 | 0 | 0 | 0
FixedInterchange | 0 | 0 | 0 | 0 | 0 | 0
Base FOM Costs by Reporting Type: NWPP_Gas
ReportingType | 2015 | 2020 | 2025 | 2030 | 2035 | 2040
BM | 0 | 0 | 0 | 0 | 0 | 0
CC | 192.07 | 268.78 | 221.81 | 189.28 | 30.07 | 25.76
CSP | 0 | 0 | 0 | 0 | 0 | 0
CT | 1 | 1 | 1 | 1 | 0 | 0
Coal | 0 | 0 | 0 | 0 | 0 | 0
Geo | 0 | 0 | 0 | 0 | 0 | 0
H | 0 | 0 | 0 | 0 | 0 | 0
LFG | 0 | 0 | 0 | 0 | 0 | 0
Nuc | 0 | 0 | 0 | 0 | 0 | 0
PS | 0 | 0 | 0 | 0 | 0 | 0
PV | 0 | 0 | 0 | 0 | 0 | 0
PeakG | 0 | 0 | 0 | 0 | 0 | 0
PeakO | 0 | 0 | 0 | 0 | 0 | 0
ST | 0 | 0 | 0 | 0 | 0 | 0
STOG | 0 | 0 | 0 | 0 | 0 | 0
STWD | 0 | 0 | 0 | 0 | 0 | 0
WT | 0 | 0 | 0 | 0 | 0 | 0
IGCC | 0 | 0 | 0 | 0 | 0 | 0
DemandResponse | 0 | 0 | 0 | 0 | 0 | 0
IGCC-CCS | 0 | 0 | 0 | 0 | 0 | 0
WT_off | 0 | 0 | 0 | 0 | 0 | 0
PseudoUnit | 0 | 0 | 0 | 0 | 0 | 0
FixedInterchange | 0 | 0 | 0 | 0 | 0 | 0
Base FOM Costs by Reporting Type: NWPP_NucRenew
ReportingType | 2015 | 2020 | 2025 | 2030 | 2035 | 2040
BM | 3.27 | 3.27 | 3.27 | 3.27 | 3.27 | 217.41
CC | 0 | 0 | 0 | 0 | 0 | 0
CSP | 0 | 0 | 0 | 0 | 0 | 0
CT | 0 | 0 | 0 | 0 | 0 | 0
Coal | 0 | 0 | 0 | 0 | 0 | 0
Geo | 35.81 | 35.81 | 72.38 | 72.38 | 72.38 | 72.38
H | 480.54 | 480.54 | 480.54 | 480.54 | 485.31 | 485.31
LFG | 15.5 | 15.5 | 44.91 | 44.91 | 44.91 | 44.91
Nuc | 164.67 | 164.67 | 164.67 | 164.67 | 493.82 | 556.07
PS | 6.12 | 6.12 | 6.12 | 6.12 | 6.12 | 6.12
PV | 0.04 | 0.04 | 0.04 | 0.04 | 0.04 | 0.04
PeakG | 0 | 0 | 0 | 0 | 0 | 0
PeakO | 0 | 0 | 0 | 0 | 0 | 0
ST | 0 | 0 | 0 | 0 | 0 | 0
STOG | 0 | 0 | 0 | 0 | 0 | 0
STWD | 17.98 | 22.5 | 18.33 | 18.33 | 18.33 | 18.33
WT | 228.93 | 228.93 | 228.93 | 827.97 | 827.97 | 893.05
IGCC | 0 | 0 | 0 | 0 | 0 | 0
DemandResponse | 0 | 0 | 0 | 0 | 0 | 0
IGCC-CCS | 0 | 0 | 0 | 0 | 0 | 0
WT_off | 0 | 0 | 0 | 0 | 0 | 0
PseudoUnit | 0 | 0 | 0 | 0 | 0 | 0
FixedInterchange | 0 | 0 | 0 | 0 | 0 | 0
Base FOM Costs by Reporting Type: RMPA
ReportingType | 2015 | 2020 | 2025 | 2030 | 2035 | 2040
BM | 0 | 0 | 0 | 0 | 89.75 | 119.95
CC | 79.71 | 119.85 | 99.91 | 118.16 | 88.6 | 86.66
CSP | 0 | 0 | 0 | 0 | 0 | 0
CT | 1.02 | 1.02 | 1.02 | 1.02 | 0 | 0
Coal | 439.16 | 361.73 | 89.64 | 49.68 | 50.04 | 57
Geo | 0 | 2.11 | 216.56 | 216.56 | 216.56 | 216.56
H | 13.99 | 13.99 | 13.99 | 13.99 | 13.99 | 13.99
LFG | 0.89 | 0.89 | 4.37 | 4.37 | 4.37 | 4.37
Nuc | 0.01 | 0.01 | 10.97 | 166.25 | 166.25 | 166.25
PS | 13.37 | 13.37 | 13.37 | 13.37 | 13.37 | 13.37
PV | 0.31 | 0.31 | 0.31 | 0.31 | 0.31 | 0.31
PeakG | 48.87 | 72.26 | 50.7 | 61.6 | 69.81 | 69.81
PeakO | 0 | 0 | 0 | 0 | 0 | 0
ST | 0.19 | 23.71 | 23.71 | 24.06 | 24.06 | 24.06
STOG | 0 | 0 | 0 | 0 | 0 | 0
STWD | 0 | 0 | 0 | 0 | 0 | 0
WT | 67.62 | 167.14 | 167.14 | 182.2 | 182.2 | 186.01
IGCC | 0 | 0 | 0 | 0 | 0 | 0
DemandResponse | 0 | 0 | 0 | 0 | 0 | 0
IGCC-CCS | 0 | 0 | 0 | 0 | 0 | 0
WT_off | 0 | 0 | 0 | 0 | 0 | 0
PseudoUnit | 0 | 0 | 0 | 0 | 0 | 0
FixedInterchange | 0 | 0 | 0 | 0 | 0 | 0
Base FOM Costs by Reporting Type: SP15
ReportingType | 2015 | 2020 | 2025 | 2030 | 2035 | 2040
BM | 0.6 | 0.6 | 0.6 | 0.6 | 0.6 | 0.6
CC | 332.96 | 410.85 | 344.71 | 354.3 | 388.28 | 397.86
CSP | 0 | 0 | 0 | 0 | 0 | 0
CT | 0 | 0 | 0 | 0 | 0 | 0
Coal | 11.02 | 8.11 | 7.61 | 0 | 0 | 0
Geo | 86.16 | 208.35 | 208.35 | 208.35 | 208.35 | 208.35
H | 16.57 | 16.57 | 16.57 | 16.57 | 16.57 | 16.57
LFG | 26.93 | 93.8 | 93.8 | 93.8 | 93.8 | 93.8
Nuc | 327.58 | 356.35 | 327.59 | 386.93 | 470.42 | 869.77
PS | 34.19 | 34.19 | 34.19 | 34.19 | 34.19 | 34.19
PV | 1.87 | 1.87 | 1.87 | 1.87 | 1.87 | 1.87
PeakG | 76.73 | 111.44 | 93.22 | 103.59 | 103.59 | 103.59
PeakO | 1.47 | 1.91 | 1.53 | 1.53 | 1.53 | 1.53
ST | 28.67 | 28.67 | 28.67 | 28.67 | 182.89 | 236.4
STOG | 304.36 | 360.14 | 308.72 | 270.14 | 172.85 | 172.85
STWD | 3.81 | 4.77 | 3.89 | 3.89 | 3.89 | 3.89
WT | 71.03 | 96.23 | 468.68 | 468.68 | 468.68 | 468.68
IGCC | 0 | 0 | 0 | 0 | 0 | 0
DemandResponse | 0 | 0 | 0 | 0 | 0 | 0
IGCC-CCS | 0 | 0 | 0 | 0 | 0 | 0
WT_off | 0 | 0 | 0 | 0 | 0 | 0
PseudoUnit | 0 | 0 | 0 | 0 | 0 | 0
FixedInterchange | 0 | 0 | 0 | 0 | 0 | 0
Base FOM Costs by Reporting Type: ALB
ReportingType | 2015 | 2020 | 2025 | 2030 | 2035 | 2040
BM | 0 | 0 | 0 | 0 | 0 | 0
CC | 65.34 | 65.34 | 67.74 | 7.73 | 9.12 | 9.12
CSP | 0 | 0 | 0 | 0 | 0 | 0
CT | 1.35 | 1.35 | 1.35 | 1.35 | 0.48 | 0.48
Coal | 380.9 | 399.22 | 412.86 | 14.69 | 14.69 | 14.69
Geo | 0 | 0 | 0 | 0 | 0 | 0
H | 12.99 | 12.99 | 12.99 | 12.99 | 12.99 | 12.99
LFG | 1.21 | 1.21 | 1.21 | 1.21 | 1.21 | 1.21
Nuc | 0.01 | 0.01 | 0.01 | 771.76 | 784.99 | 797.28
PS | 0 | 0 | 0 | 0 | 0 | 0
PV | 0 | 0 | 0 | 0 | 0 | 0
PeakG | 16.5 | 16.5 | 16.5 | 16.5 | 23.24 | 23.24
PeakO | 0 | 0 | 0 | 0 | 0 | 0
ST | 0 | 0 | 0 | 0 | 0 | 0
STOG | 0 | 0 | 0 | 0 | 0 | 0
STWD | 5.58 | 5.58 | 5.58 | 5.58 | 5.58 | 5.58
WT | 22.94 | 22.94 | 22.94 | 22.94 | 25.5 | 25.5
IGCC | 0 | 0 | 0 | 0 | 0 | 0
DemandResponse | 0 | 0 | 0 | 0 | 0 | 0
IGCC-CCS | 0 | 0 | 0 | 0 | 0 | 0
WT_off | 0 | 0 | 0 | 0 | 0 | 0
PseudoUnit | 0 | 0 | 0 | 0 | 0 | 0
FixedInterchange | 0 | 0 | 0 | 0 | 0 | 0
Base FOM Costs by Reporting Type: BC
ReportingType | 2015 | 2020 | 2025 | 2030 | 2035 | 2040
BM | 0 | 0 | 0 | 0 | 0 | 0
CC | 12.11 | 12.11 | 12.11 | 6.02 | 6.02 | 0
CSP | 0 | 0 | 0 | 0 | 0 | 0
CT | 0 | 0 | 0 | 0 | 0 | 0
Coal | 0 | 0 | 0 | 0 | 0 | 0
Geo | 0 | 0 | 0 | 0 | 0 | 0
H | 173.22 | 173.22 | 173.22 | 173.22 | 173.22 | 173.22
LFG | 2.9 | 2.9 | 2.9 | 2.9 | 2.9 | 2.9
Nuc | 0.01 | 0.01 | 0.01 | 63.1 | 63.1 | 121.28
PS | 0 | 0 | 0 | 0 | 0 | 0
PV | 0 | 0 | 0 | 0 | 0 | 0
PeakG | 0 | 0 | 0 | 0 | 0 | 0
PeakO | 0 | 0 | 0 | 0 | 0 | 0
ST | 0 | 0 | 0 | 0 | 0 | 0
STOG | 0 | 0 | 0 | 0 | 0 | 0
STWD | 16.34 | 16.34 | 16.34 | 16.34 | 16.34 | 16.34
WT | 7.53 | 7.53 | 7.53 | 7.53 | 11.91 | 11.91
IGCC | 0 | 0 | 0 | 0 | 0 | 0
DemandResponse | 0 | 0 | 0 | 0 | 0 | 0
IGCC-CCS | 0 | 0 | 0 | 0 | 0 | 0
WT_off | 0 | 0 | 0 | 0 | 0 | 0
PseudoUnit | 0 | 0 | 0 | 0 | 0 | 0
FixedInterchange | 0 | 0 | 0 | 0 | 0 | 0
Base FOM Costs by Reporting Type: HQ_IESO
ReportingType | 2015 | 2020 | 2025 | 2030 | 2035 | 2040
BM | 0 | 0 | 0 | 0 | 0 | 0
CC | 0 | 0 | 0 | 0 | 0 | 0
CSP | 0 | 0 | 0 | 0 | 0 | 0
CT | 0 | 0 | 0 | 0 | 0 | 0
Coal | 0 | 0 | 0 | 0 | 0 | 0
Geo | 0 | 0 | 0 | 0 | 0 | 0
H | 0 | 0 | 0 | 0 | 0 | 0
LFG | 0 | 0 | 0 | 0 | 0 | 0
Nuc | 0.01 | 0.01 | 0.01 | 0.01 | 0.01 | 0.01
PS | 0 | 0 | 0 | 0 | 0 | 0
PV | 0 | 0 | 0 | 0 | 0 | 0
PeakG | 0 | 0 | 0 | 0 | 0 | 0
PeakO | 0 | 0 | 0 | 0 | 0 | 0
ST | 0 | 0 | 0 | 0 | 0 | 0
STOG | 0 | 0 | 0 | 0 | 0 | 0
STWD | 0 | 0 | 0 | 0 | 0 | 0
WT | 0 | 0 | 0 | 0 | 0 | 0
IGCC | 0 | 0 | 0 | 0 | 0 | 0
DemandResponse | 0 | 0 | 0 | 0 | 0 | 0
IGCC-CCS | 0 | 0 | 0 | 0 | 0 | 0
WT_off | 0 | 0 | 0 | 0 | 0 | 0
PseudoUnit | 0 | 0 | 0 | 0 | 0 | 0
FixedInterchange | 0 | 0 | 0 | 0 | 0 | 0
Base FOM Costs by Reporting Type: HQ_NEISO
ReportingType | 2015 | 2020 | 2025 | 2030 | 2035 | 2040
BM | 0 | 0 | 0 | 0 | 0 | 0
CC | 0 | 0 | 0 | 0 | 0 | 0
CSP | 0 | 0 | 0 | 0 | 0 | 0
CT | 0 | 0 | 0 | 0 | 0 | 0
Coal | 0 | 0 | 0 | 0 | 0 | 0
Geo | 0 | 0 | 0 | 0 | 0 | 0
H | 0 | 0 | 0 | 0 | 0 | 0
LFG | 0 | 0 | 0 | 0 | 0 | 0
Nuc | 0.01 | 0.01 | 0.01 | 0.01 | 0.01 | 0.01
PS | 0 | 0 | 0 | 0 | 0 | 0
PV | 0 | 0 | 0 | 0 | 0 | 0
PeakG | 0 | 0 | 0 | 0 | 0 | 0
PeakO | 0 | 0 | 0 | 0 | 0 | 0
ST | 0 | 0 | 0 | 0 | 0 | 0
STOG | 0 | 0 | 0 | 0 | 0 | 0
STWD | 0 | 0 | 0 | 0 | 0 | 0
WT | 0 | 0 | 0 | 0 | 0 | 0
IGCC | 0 | 0 | 0 | 0 | 0 | 0
DemandResponse | 0 | 0 | 0 | 0 | 0 | 0
IGCC-CCS | 0 | 0 | 0 | 0 | 0 | 0
WT_off | 0 | 0 | 0 | 0 | 0 | 0
PseudoUnit | 0 | 0 | 0 | 4.27 | 4.27 | 4.27
FixedInterchange | 0 | 0 | 0 | 0 | 0 | 0
Base FOM Costs by Reporting Type: HQ_NY
ReportingType | 2015 | 2020 | 2025 | 2030 | 2035 | 2040
BM | 0 | 0 | 0 | 0 | 0 | 0
CC | 0 | 0 | 0 | 0 | 0 | 0
CSP | 0 | 0 | 0 | 0 | 0 | 0
CT | 0 | 0 | 0 | 0 | 0 | 0
Coal | 0 | 0 | 0 | 0 | 0 | 0
Geo | 0 | 0 | 0 | 0 | 0 | 0
H | 0 | 0 | 0 | 0 | 0 | 0
LFG | 0 | 0 | 0 | 0 | 0 | 0
Nuc | 0.01 | 0.01 | 0.01 | 0.01 | 0.01 | 0.01
PS | 0 | 0 | 0 | 0 | 0 | 0
PV | 0 | 0 | 0 | 0 | 0 | 0
PeakG | 0 | 0 | 0 | 0 | 0 | 0
PeakO | 0 | 0 | 0 | 0 | 0 | 0
ST | 0 | 0 | 0 | 0 | 0 | 0
STOG | 0 | 0 | 0 | 0 | 0 | 0
STWD | 0 | 0 | 0 | 0 | 0 | 0
WT | 0 | 0 | 0 | 0 | 0 | 0
IGCC | 0 | 0 | 0 | 0 | 0 | 0
DemandResponse | 0 | 0 | 0 | 0 | 0 | 0
IGCC-CCS | 0 | 0 | 0 | 0 | 0 | 0
WT_off | 0 | 0 | 0 | 0 | 0 | 0
PseudoUnit | 0 | 0 | 35.6 | 35.6 | 35.6 | 35.6
FixedInterchange | 0 | 0 | 0 | 0 | 0 | 0
Base FOM Costs by Reporting Type: MARITIMES
ReportingType | 2015 | 2020 | 2025 | 2030 | 2035 | 2040
BM | 0 | 0 | 0 | 0 | 0 | 0
CC | 0 | 0 | 0 | 0 | 0 | 0
CSP | 0 | 0 | 0 | 0 | 0 | 0
CT | 0 | 0 | 0 | 0 | 0 | 0
Coal | 0 | 0 | 0 | 0 | 0 | 0
Geo | 0 | 0 | 0 | 0 | 0 | 0
H | 0 | 0 | 0 | 0 | 0 | 0
LFG | 0 | 0 | 0 | 0 | 0 | 0
Nuc | 0.01 | 0.01 | 0.01 | 0.01 | 0.01 | 0.01
PS | 0 | 0 | 0 | 0 | 0 | 0
PV | 0 | 0 | 0 | 0 | 0 | 0
PeakG | 0 | 0 | 0 | 0 | 0 | 0
PeakO | 0 | 0 | 0 | 0 | 0 | 0
ST | 0 | 0 | 0 | 0 | 0 | 0
STOG | 0 | 0 | 0 | 0 | 0 | 0
STWD | 0 | 0 | 0 | 0 | 0 | 0
WT | 0 | 0 | 0 | 0 | 0 | 0
IGCC | 0 | 0 | 0 | 0 | 0 | 0
DemandResponse | 0 | 0 | 0 | 0 | 0 | 0
IGCC-CCS | 0 | 0 | 0 | 0 | 0 | 0
WT_off | 0 | 0 | 0 | 0 | 0 | 0
PseudoUnit | 0 | 0 | 0 | 7.12 | 7.12 | 7.12
FixedInterchange | 0 | 0 | 0 | 0 | 0 | 0
Base FOM Costs by Reporting Type: All
ReportingType | 2015 | 2020 | 2025 | 2030 | 2035 | 2040
BM | 125.73 | 142.84 | 196.96 | 198.24 | 2762.06 | 5808.28
CC | 7330.05 | 9410.66 | 7935.83 | 7785.62 | 7082.54 | 6350.7
CSP | 0 | 0 | 0 | 0 | 0 | 0
CT | 42.8 | 45.43 | 45.43 | 41.61 | 10.92 | 10.95
Coal | 11154.65 | 6724.42 | 3623.16 | 2022.38 | 2170.36 | 2557.37
Geo | 226.72 | 401.57 | 774.79 | 774.79 | 774.79 | 774.79
H | 1511 | 1532.06 | 1563.97 | 1601.1 | 1609.86 | 1625.65
LFG | 498.94 | 733.94 | 999.86 | 1086.97 | 1086.97 | 1086.97
Nuc | 16696.36 | 17842.96 | 17667.93 | 22165.86 | 23398.71 | 34662.99
PS | 517.25 | 517.25 | 517.25 | 517.25 | 517.25 | 517.25
PV | 26.7 | 61.25 | 76.31 | 79.23 | 61.38 | 62.47
PeakG | 2041.72 | 2999.1 | 2260.59 | 2569.41 | 2524.28 | 2524.28
PeakO | 537.15 | 704.79 | 556.14 | 504.73 | 463.89 | 364.75
ST | 48.64 | 100.68 | 115.26 | 122.81 | 310.42 | 363.94
STOG | 2272.44 | 2687.89 | 2063.57 | 1734.24 | 1210.44 | 944.74
STWD | 158.67 | 191.92 | 161.28 | 161.28 | 161.28 | 161.28
WT | 2034.5 | 6053.6 | 9117.84 | 11959.65 | 13276.12 | 13608.72
IGCC | 30.22 | 30.22 | 30.22 | 30.22 | 30.22 | 30.22
DemandResponse | 0 | 0 | 0 | 0 | 0 | 0
IGCC-CCS | 0 | 0 | 0 | 0 | 0 | 0
WT_off | 25.01 | 25.01 | 83.68 | 83.68 | 83.68 | 83.68
PseudoUnit | 0 | 0 | 35.6 | 46.99 | 46.99 | 46.99
FixedInterchange | 0 | 0 | 0 | 0 | 0 | 0
Base FOM Costs by Reporting Type: EI_US
ReportingType | 2015 | 2020 | 2025 | 2030 | 2035 | 2040
BM | 74.48 | 91.59 | 145.72 | 147 | 2227.09 | 4969.71
CC | 4852 | 6297.22 | 5318.44 | 5185.4 | 4817.31 | 4263.88
CSP | 0 | 0 | 0 | 0 | 0 | 0
CT | 28.95 | 31.57 | 31.57 | 27.75 | 10.44 | 10.47
Coal | 9004.59 | 4878.97 | 2621.53 | 1711.15 | 1855.59 | 2183.63
Geo | 3.95 | 3.95 | 3.95 | 3.95 | 3.95 | 3.95
H | 419.29 | 430.45 | 441.07 | 451.16 | 451.16 | 466.95
LFG | 417.2 | 539.79 | 700.46 | 787.52 | 787.52 | 787.52
Nuc | 12948.03 | 13763.39 | 13629.08 | 16051.22 | 15566.8 | 25512.53
PS | 401.94 | 401.94 | 401.94 | 401.94 | 401.94 | 401.94
PV | 2.71 | 37.26 | 52.31 | 55.23 | 55.45 | 56.54
PeakG | 1689.1 | 2494.21 | 1853.11 | 2111.11 | 2046.54 | 2046.53
PeakO | 518.27 | 680.47 | 536.61 | 485.19 | 444.34 | 345.2
ST | 0 | 0 | 0 | 0 | 0 | 0
STOG | 1225.36 | 1449.93 | 1202.5 | 1138.25 | 994.25 | 728.54
STWD | 95.51 | 119.51 | 97.38 | 97.38 | 97.38 | 97.38
WT | 1142.42 | 4613.22 | 6758.17 | 8985.88 | 10067.48 | 10299.54
IGCC | 30.22 | 30.22 | 30.22 | 30.22 | 30.22 | 30.22
DemandResponse | 0 | 0 | 0 | 0 | 0 | 0
IGCC-CCS | 0 | 0 | 0 | 0 | 0 | 0
WT_off | 25.01 | 25.01 | 83.68 | 83.68 | 83.68 | 83.68
PseudoUnit | 0 | 0 | 35.6 | 46.99 | 46.99 | 46.99
FixedInterchange | 0 | 0 | 0 | 0 | 0 | 0
Base FOM Costs by Reporting Type: EI_Canada
ReportingType | 2015 | 2020 | 2025 | 2030 | 2035 | 2040
BM | 32.8 | 32.8 | 32.8 | 32.8 | 32.8 | 32.8
CC | 43.92 | 43.92 | 22.22 | 22.22 | 22.22 | 18.17
CSP | 0 | 0 | 0 | 0 | 0 | 0
CT | 2.46 | 2.46 | 2.46 | 2.46 | 0 | 0
Coal | 44.25 | 7.31 | 0 | 0 | 0 | 0
Geo | 0 | 0 | 0 | 0 | 0 | 0
H | 216.06 | 225.96 | 247.25 | 274.3 | 278.28 | 278.28
LFG | 14.17 | 14.17 | 14.17 | 14.23 | 14.23 | 14.23
Nuc | 1895.36 | 1895.36 | 1895.36 | 1895.36 | 1745.4 | 2079.7
PS | 2.92 | 2.92 | 2.92 | 2.92 | 2.92 | 2.92
PV | 18.26 | 18.26 | 18.26 | 18.26 | 0.44 | 0.44
PeakG | 9.88 | 9.88 | 0 | 0 | 0 | 0
PeakO | 0.09 | 0.09 | 0 | 0 | 0 | 0
ST | 0 | 0 | 0 | 0 | 0 | 0
STOG | 5.54 | 5.54 | 0 | 0 | 0 | 0
STWD | 4.45 | 4.45 | 4.45 | 4.45 | 4.45 | 4.45
WT | 120.82 | 120.82 | 120.82 | 120.82 | 112.33 | 112.33
IGCC | 0 | 0 | 0 | 0 | 0 | 0
DemandResponse | 0 | 0 | 0 | 0 | 0 | 0
IGCC-CCS | 0 | 0 | 0 | 0 | 0 | 0
WT_off | 0 | 0 | 0 | 0 | 0 | 0
PseudoUnit | 0 | 0 | 0 | 0 | 0 | 0
FixedInterchange | 0 | 0 | 0 | 0 | 0 | 0
Base FOM Costs by Reporting Type: EI
ReportingType | 2015 | 2020 | 2025 | 2030 | 2035 | 2040
BM | 107.28 | 124.39 | 178.52 | 179.8 | 2259.89 | 5002.5
CC | 4895.91 | 6341.13 | 5340.66 | 5207.63 | 4839.53 | 4282.05
CSP | 0 | 0 | 0 | 0 | 0 | 0
CT | 31.41 | 34.03 | 34.03 | 30.22 | 10.44 | 10.47
Coal | 9048.84 | 4886.28 | 2621.53 | 1711.15 | 1855.59 | 2183.63
Geo | 3.95 | 3.95 | 3.95 | 3.95 | 3.95 | 3.95
H | 635.35 | 656.41 | 688.32 | 725.45 | 729.44 | 745.23
LFG | 431.38 | 553.96 | 714.64 | 801.75 | 801.75 | 801.75
Nuc | 14843.39 | 15658.74 | 15524.44 | 17946.57 | 17312.19 | 27592.23
PS | 404.86 | 404.86 | 404.86 | 404.86 | 404.86 | 404.86
PV | 20.97 | 55.52 | 70.58 | 73.5 | 55.89 | 56.98
PeakG | 1698.98 | 2504.09 | 1853.11 | 2111.11 | 2046.54 | 2046.54
PeakO | 518.36 | 680.56 | 536.61 | 485.19 | 444.34 | 345.2
ST | 0 | 0 | 0 | 0 | 0 | 0
STOG | 1230.9 | 1455.47 | 1202.5 | 1138.25 | 994.25 | 728.54
STWD | 99.96 | 123.96 | 101.84 | 101.84 | 101.84 | 101.84
WT | 1263.24 | 4734.04 | 6878.99 | 9106.7 | 10179.81 | 10411.88
IGCC | 30.22 | 30.22 | 30.22 | 30.22 | 30.22 | 30.22
DemandResponse | 0 | 0 | 0 | 0 | 0 | 0
IGCC-CCS | 0 | 0 | 0 | 0 | 0 | 0
WT_off | 25.01 | 25.01 | 83.68 | 83.68 | 83.68 | 83.68
PseudoUnit | 0 | 0 | 35.6 | 46.99 | 46.99 | 46.99
FixedInterchange | 0 | 0 | 0 | 0 | 0 | 0
Base FOM Costs by Reporting Type: Outside_EI
ReportingType | 2015 | 2020 | 2025 | 2030 | 2035 | 2040
BM | 18.45 | 18.45 | 18.45 | 18.45 | 502.17 | 805.78
CC | 2434.14 | 3069.53 | 2595.17 | 2578 | 2243 | 2068.65
CSP | 0 | 0 | 0 | 0 | 0 | 0
CT | 11.39 | 11.39 | 11.39 | 11.39 | 0.48 | 0.48
Coal | 2105.81 | 1838.14 | 1001.63 | 311.23 | 314.77 | 373.74
Geo | 222.78 | 397.63 | 770.84 | 770.84 | 770.84 | 770.84
H | 875.65 | 875.65 | 875.65 | 875.65 | 880.42 | 880.42
LFG | 67.56 | 179.98 | 285.22 | 285.22 | 285.22 | 285.22
Nuc | 1852.97 | 2184.21 | 2143.5 | 4219.29 | 6086.52 | 7070.76
PS | 112.39 | 112.39 | 112.39 | 112.39 | 112.39 | 112.39
PV | 5.73 | 5.73 | 5.73 | 5.73 | 5.5 | 5.5
PeakG | 342.75 | 495.01 | 407.47 | 458.3 | 477.74 | 477.74
PeakO | 18.79 | 24.23 | 19.54 | 19.54 | 19.54 | 19.54
ST | 48.64 | 100.68 | 115.26 | 122.81 | 310.42 | 363.94
STOG | 1041.54 | 1232.43 | 861.06 | 595.99 | 216.2 | 216.2
STWD | 58.71 | 67.96 | 59.44 | 59.44 | 59.44 | 59.44
WT | 771.26 | 1319.56 | 2238.84 | 2852.95 | 3096.31 | 3196.84
IGCC | 0 | 0 | 0 | 0 | 0 | 0
DemandResponse | 0 | 0 | 0 | 0 | 0 | 0
IGCC-CCS | 0 | 0 | 0 | 0 | 0 | 0
WT_off | 0 | 0 | 0 | 0 | 0 | 0
PseudoUnit | 0 | 0 | 0 | 0 | 0 | 0
FixedInterchange | 0 | 0 | 0 | 0 | 0 | 0
#11 | 0: Retrofit FOM Costs ($million)
Retrofit FOM Costs by Reporting Type: Entergy
ReportingType | 2015 | 2020 | 2025 | 2030 | 2035 | 2040
BM | 0 | 0 | 0 | 0 | 0 | 0
CC | 0 | 0 | 0 | 0 | 0 | 0
CSP | 0 | 0 | 0 | 0 | 0 | 0
CT | 0 | 0 | 0 | 0 | 0 | 0
Coal | 3.17 | 4.3 | 1.41 | 0 | 0 | 0
Geo | 0 | 0 | 0 | 0 | 0 | 0
H | 0 | 0 | 0 | 0 | 0 | 0
LFG | 0 | 0 | 0 | 0 | 0 | 0
Nuc | 0 | 0 | 0 | 0 | 0 | 0
PS | 0 | 0 | 0 | 0 | 0 | 0
PV | 0 | 0 | 0 | 0 | 0 | 0
PeakG | 0 | 0 | 0 | 0 | 0 | 0
PeakO | 0 | 0 | 0 | 0 | 0 | 0
ST | 0 | 0 | 0 | 0 | 0 | 0
STOG | 0 | 0 | 0 | 0 | 0 | 0
STWD | 0 | 0 | 0 | 0 | 0 | 0
WT | 0 | 0 | 0 | 0 | 0 | 0
IGCC | 0 | 0 | 0 | 0 | 0 | 0
DemandResponse | 0 | 0 | 0 | 0 | 0 | 0
IGCC-CCS | 0 | 0 | 0 | 0 | 0 | 0
WT_off | 0 | 0 | 0 | 0 | 0 | 0
PseudoUnit | 0 | 0 | 0 | 0 | 0 | 0
FixedInterchange | 0 | 0 | 0 | 0 | 0 | 0
Retrofit FOM Costs by Reporting Type: FRCC
ReportingType | 2015 | 2020 | 2025 | 2030 | 2035 | 2040
BM | 0 | 0 | 0 | 0 | 0 | 0
CC | 0 | 0 | 0 | 0 | 0 | 0
CSP | 0 | 0 | 0 | 0 | 0 | 0
CT | 0 | 0 | 0 | 0 | 0 | 0
Coal | 13.89 | 14.56 | 14.56 | 14.93 | 15.67 | 15.91
Geo | 0 | 0 | 0 | 0 | 0 | 0
H | 0 | 0 | 0 | 0 | 0 | 0
LFG | 0 | 0 | 0 | 0 | 0 | 0
Nuc | 0 | 0 | 0 | 0 | 0 | 0
PS | 0 | 0 | 0 | 0 | 0 | 0
PV | 0 | 0 | 0 | 0 | 0 | 0
PeakG | 0 | 0 | 0 | 0 | 0 | 0
PeakO | 0 | 0 | 0 | 0 | 0 | 0
ST | 0 | 0 | 0 | 0 | 0 | 0
STOG | 0 | 0 | 0 | 0 | 0 | 0
STWD | 0 | 0 | 0 | 0 | 0 | 0
WT | 0 | 0 | 0 | 0 | 0 | 0
IGCC | 0 | 0 | 0 | 0 | 0 | 0
DemandResponse | 0 | 0 | 0 | 0 | 0 | 0
IGCC-CCS | 0 | 0 | 0 | 0 | 0 | 0
WT_off | 0 | 0 | 0 | 0 | 0 | 0
PseudoUnit | 0 | 0 | 0 | 0 | 0 | 0
FixedInterchange | 0 | 0 | 0 | 0 | 0 | 0
Retrofit FOM Costs by Reporting Type: MAPP_US
ReportingType | 2015 | 2020 | 2025 | 2030 | 2035 | 2040
BM | 0 | 0 | 0 | 0 | 0 | 0
CC | 0 | 0 | 0 | 0 | 0 | 0
CSP | 0 | 0 | 0 | 0 | 0 | 0
CT | 0 | 0 | 0 | 0 | 0 | 0
Coal | 8.57 | 5.91 | 0.6 | 0.58 | 0.58 | 0.58
Geo | 0 | 0 | 0 | 0 | 0 | 0
H | 0 | 0 | 0 | 0 | 0 | 0
LFG | 0 | 0 | 0 | 0 | 0 | 0
Nuc | 0 | 0 | 0 | 0 | 0 | 0
PS | 0 | 0 | 0 | 0 | 0 | 0
PV | 0 | 0 | 0 | 0 | 0 | 0
PeakG | 0 | 0 | 0 | 0 | 0 | 0
PeakO | 0 | 0 | 0 | 0 | 0 | 0
ST | 0 | 0 | 0 | 0 | 0 | 0
STOG | 0 | 0 | 0 | 0 | 0 | 0
STWD | 0 | 0 | 0 | 0 | 0 | 0
WT | 0 | 0 | 0 | 0 | 0 | 0
IGCC | 0 | 0 | 0 | 0 | 0 | 0
DemandResponse | 0 | 0 | 0 | 0 | 0 | 0
IGCC-CCS | 0 | 0 | 0 | 0 | 0 | 0
WT_off | 0 | 0 | 0 | 0 | 0 | 0
PseudoUnit | 0 | 0 | 0 | 0 | 0 | 0
FixedInterchange | 0 | 0 | 0 | 0 | 0 | 0
Retrofit FOM Costs by Reporting Type: MISO_IN
ReportingType | 2015 | 2020 | 2025 | 2030 | 2035 | 2040
BM | 0 | 0 | 0 | 0 | 0 | 0
CC | 0 | 0 | 0 | 0 | 0 | 0
CSP | 0 | 0 | 0 | 0 | 0 | 0
CT | 0 | 0 | 0 | 0 | 0 | 0
Coal | 67.5 | 69.88 | 52.98 | 31.46 | 33.25 | 33.3
Geo | 0 | 0 | 0 | 0 | 0 | 0
H | 0 | 0 | 0 | 0 | 0 | 0
LFG | 0 | 0 | 0 | 0 | 0 | 0
Nuc | 0 | 0 | 0 | 0 | 0 | 0
PS | 0 | 0 | 0 | 0 | 0 | 0
PV | 0 | 0 | 0 | 0 | 0 | 0
PeakG | 0 | 0 | 0 | 0 | 0 | 0
PeakO | 0 | 0 | 0 | 0 | 0 | 0
ST | 0 | 0 | 0 | 0 | 0 | 0
STOG | 0 | 0 | 0 | 0 | 0 | 0
STWD | 0 | 0 | 0 | 0 | 0 | 0
WT | 0 | 0 | 0 | 0 | 0 | 0
IGCC | 0 | 0 | 0 | 0 | 0 | 0
DemandResponse | 0 | 0 | 0 | 0 | 0 | 0
IGCC-CCS | 0 | 0 | 0 | 0 | 0 | 0
WT_off | 0 | 0 | 0 | 0 | 0 | 0
PseudoUnit | 0 | 0 | 0 | 0 | 0 | 0
FixedInterchange | 0 | 0 | 0 | 0 | 0 | 0
Retrofit FOM Costs by Reporting Type: MISO_MI
ReportingType | 2015 | 2020 | 2025 | 2030 | 2035 | 2040
BM | 0 | 0 | 0 | 0 | 0 | 0
CC | 0 | 0 | 0 | 0 | 0 | 0
CSP | 0 | 0 | 0 | 0 | 0 | 0
CT | 0 | 0 | 0 | 0 | 0 | 0
Coal | 1.92 | 0 | 0 | 0 | 0 | 0
Geo | 0 | 0 | 0 | 0 | 0 | 0
H | 0 | 0 | 0 | 0 | 0 | 0
LFG | 0 | 0 | 0 | 0 | 0 | 0
Nuc | 0 | 0 | 0 | 0 | 0 | 0
PS | 0 | 0 | 0 | 0 | 0 | 0
PV | 0 | 0 | 0 | 0 | 0 | 0
PeakG | 0 | 0 | 0 | 0 | 0 | 0
PeakO | 0 | 0 | 0 | 0 | 0 | 0
ST | 0 | 0 | 0 | 0 | 0 | 0
STOG | 0 | 0 | 0 | 0 | 0 | 0
STWD | 0 | 0 | 0 | 0 | 0 | 0
WT | 0 | 0 | 0 | 0 | 0 | 0
IGCC | 0 | 0 | 0 | 0 | 0 | 0
DemandResponse | 0 | 0 | 0 | 0 | 0 | 0
IGCC-CCS | 0 | 0 | 0 | 0 | 0 | 0
WT_off | 0 | 0 | 0 | 0 | 0 | 0
PseudoUnit | 0 | 0 | 0 | 0 | 0 | 0
FixedInterchange | 0 | 0 | 0 | 0 | 0 | 0
Retrofit FOM Costs by Reporting Type: MISO_MO-IL
ReportingType | 2015 | 2020 | 2025 | 2030 | 2035 | 2040
BM | 0 | 0 | 0 | 0 | 0 | 0
CC | 0 | 0 | 0 | 0 | 0 | 0
CSP | 0 | 0 | 0 | 0 | 0 | 0
CT | 0 | 0 | 0 | 0 | 0 | 0
Coal | 18.68 | 18.21 | 9.3 | 8.75 | 9.29 | 9.29
Geo | 0 | 0 | 0 | 0 | 0 | 0
H | 0 | 0 | 0 | 0 | 0 | 0
LFG | 0 | 0 | 0 | 0 | 0 | 0
Nuc | 0 | 0 | 0 | 0 | 0 | 0
PS | 0 | 0 | 0 | 0 | 0 | 0
PV | 0 | 0 | 0 | 0 | 0 | 0
PeakG | 0 | 0 | 0 | 0 | 0 | 0
PeakO | 0 | 0 | 0 | 0 | 0 | 0
ST | 0 | 0 | 0 | 0 | 0 | 0
STOG | 0 | 0 | 0 | 0 | 0 | 0
STWD | 0 | 0 | 0 | 0 | 0 | 0
WT | 0 | 0 | 0 | 0 | 0 | 0
IGCC | 0 | 0 | 0 | 0 | 0 | 0
DemandResponse | 0 | 0 | 0 | 0 | 0 | 0
IGCC-CCS | 0 | 0 | 0 | 0 | 0 | 0
WT_off | 0 | 0 | 0 | 0 | 0 | 0
PseudoUnit | 0 | 0 | 0 | 0 | 0 | 0
FixedInterchange | 0 | 0 | 0 | 0 | 0 | 0
Retrofit FOM Costs by Reporting Type: MISO_W
ReportingType | 2015 | 2020 | 2025 | 2030 | 2035 | 2040
BM | 0 | 0 | 0 | 0 | 0 | 0
CC | 0 | 0 | 0 | 0 | 0 | 0
CSP | 0 | 0 | 0 | 0 | 0 | 0
CT | 0 | 0 | 0 | 0 | 0 | 0
Coal | 32.86 | 34.83 | 20.6 | 6.12 | 6.12 | 6.12
Geo | 0 | 0 | 0 | 0 | 0 | 0
H | 0 | 0 | 0 | 0 | 0 | 0
LFG | 0 | 0 | 0 | 0 | 0 | 0
Nuc | 0 | 0 | 0 | 0 | 0 | 0
PS | 0 | 0 | 0 | 0 | 0 | 0
PV | 0 | 0 | 0 | 0 | 0 | 0
PeakG | 0 | 0 | 0 | 0 | 0 | 0
PeakO | 0 | 0 | 0 | 0 | 0 | 0
ST | 0 | 0 | 0 | 0 | 0 | 0
STOG | 0 | 0 | 0 | 0 | 0 | 0
STWD | 0 | 0 | 0 | 0 | 0 | 0
WT | 0 | 0 | 0 | 0 | 0 | 0
IGCC | 0 | 0 | 0 | 0 | 0 | 0
DemandResponse | 0 | 0 | 0 | 0 | 0 | 0
IGCC-CCS | 0 | 0 | 0 | 0 | 0 | 0
WT_off | 0 | 0 | 0 | 0 | 0 | 0
PseudoUnit | 0 | 0 | 0 | 0 | 0 | 0
FixedInterchange | 0 | 0 | 0 | 0 | 0 | 0
Retrofit FOM Costs by Reporting Type: MISO_WUMS
ReportingType | 2015 | 2020 | 2025 | 2030 | 2035 | 2040
BM | 0 | 0 | 0 | 0 | 0 | 0
CC | 0 | 0 | 0 | 0 | 0 | 0
CSP | 0 | 0 | 0 | 0 | 0 | 0
CT | 0 | 0 | 0 | 0 | 0 | 0
Coal | 23.13 | 7.37 | 7.49 | 7.23 | 7.74 | 7.96
Geo | 0 | 0 | 0 | 0 | 0 | 0
H | 0 | 0 | 0 | 0 | 0 | 0
LFG | 0 | 0 | 0 | 0 | 0 | 0
Nuc | 0 | 0 | 0 | 0 | 0 | 0
PS | 0 | 0 | 0 | 0 | 0 | 0
PV | 0 | 0 | 0 | 0 | 0 | 0
PeakG | 0 | 0 | 0 | 0 | 0 | 0
PeakO | 0 | 0 | 0 | 0 | 0 | 0
ST | 0 | 0 | 0 | 0 | 0 | 0
STOG | 0 | 0 | 0 | 0 | 0 | 0
STWD | 0 | 0 | 0 | 0 | 0 | 0
WT | 0 | 0 | 0 | 0 | 0 | 0
IGCC | 0 | 0 | 0 | 0 | 0 | 0
DemandResponse | 0 | 0 | 0 | 0 | 0 | 0
IGCC-CCS | 0 | 0 | 0 | 0 | 0 | 0
WT_off | 0 | 0 | 0 | 0 | 0 | 0
PseudoUnit | 0 | 0 | 0 | 0 | 0 | 0
FixedInterchange | 0 | 0 | 0 | 0 | 0 | 0
Retrofit FOM Costs by Reporting Type: Nebraska
ReportingType | 2015 | 2020 | 2025 | 2030 | 2035 | 2040
BM | 0 | 0 | 0 | 0 | 0 | 0
CC | 0 | 0 | 0 | 0 | 0 | 0
CSP | 0 | 0 | 0 | 0 | 0 | 0
CT | 0 | 0 | 0 | 0 | 0 | 0
Coal | 4.88 | 5.25 | 5.33 | 5.33 | 5.42 | 5.42
Geo | 0 | 0 | 0 | 0 | 0 | 0
H | 0 | 0 | 0 | 0 | 0 | 0
LFG | 0 | 0 | 0 | 0 | 0 | 0
Nuc | 0 | 0 | 0 | 0 | 0 | 0
PS | 0 | 0 | 0 | 0 | 0 | 0
PV | 0 | 0 | 0 | 0 | 0 | 0
PeakG | 0 | 0 | 0 | 0 | 0 | 0
PeakO | 0 | 0 | 0 | 0 | 0 | 0
ST | 0 | 0 | 0 | 0 | 0 | 0
STOG | 0 | 0 | 0 | 0 | 0 | 0
STWD | 0 | 0 | 0 | 0 | 0 | 0
WT | 0 | 0 | 0 | 0 | 0 | 0
IGCC | 0 | 0 | 0 | 0 | 0 | 0
DemandResponse | 0 | 0 | 0 | 0 | 0 | 0
IGCC-CCS | 0 | 0 | 0 | 0 | 0 | 0
WT_off | 0 | 0 | 0 | 0 | 0 | 0
PseudoUnit | 0 | 0 | 0 | 0 | 0 | 0
FixedInterchange | 0 | 0 | 0 | 0 | 0 | 0
Retrofit FOM Costs by Reporting Type: NEISO
ReportingType | 2015 | 2020 | 2025 | 2030 | 2035 | 2040
BM | 0 | 0 | 0 | 0 | 0 | 0
CC | 0 | 0 | 0 | 0 | 0 | 0
CSP | 0 | 0 | 0 | 0 | 0 | 0
CT | 0 | 0 | 0 | 0 | 0 | 0
Coal | 4.08 | 0 | 0 | 0 | 0 | 0
Geo | 0 | 0 | 0 | 0 | 0 | 0
H | 0 | 0 | 0 | 0 | 0 | 0
LFG | 0 | 0 | 0 | 0 | 0 | 0
Nuc | 0 | 0 | 0 | 0 | 0 | 0
PS | 0 | 0 | 0 | 0 | 0 | 0
PV | 0 | 0 | 0 | 0 | 0 | 0
PeakG | 0 | 0 | 0 | 0 | 0 | 0
PeakO | 0 | 0 | 0 | 0 | 0 | 0
ST | 0 | 0 | 0 | 0 | 0 | 0
STOG | 0 | 0 | 0 | 0 | 0 | 0
STWD | 0 | 0 | 0 | 0 | 0 | 0
WT | 0 | 0 | 0 | 0 | 0 | 0
IGCC | 0 | 0 | 0 | 0 | 0 | 0
DemandResponse | 0 | 0 | 0 | 0 | 0 | 0
IGCC-CCS | 0 | 0 | 0 | 0 | 0 | 0
WT_off | 0 | 0 | 0 | 0 | 0 | 0
PseudoUnit | 0 | 0 | 0 | 0 | 0 | 0
FixedInterchange | 0 | 0 | 0 | 0 | 0 | 0
Retrofit FOM Costs by Reporting Type: NonRTO_Midwest
ReportingType | 2015 | 2020 | 2025 | 2030 | 2035 | 2040
BM | 0 | 0 | 0 | 0 | 0 | 0
CC | 0 | 0 | 0 | 0 | 0 | 0
CSP | 0 | 0 | 0 | 0 | 0 | 0
CT | 0 | 0 | 0 | 0 | 0 | 0
Coal | 62.56 | 40.92 | 31 | 25.86 | 27.01 | 27.01
Geo | 0 | 0 | 0 | 0 | 0 | 0
H | 0 | 0 | 0 | 0 | 0 | 0
LFG | 0 | 0 | 0 | 0 | 0 | 0
Nuc | 0 | 0 | 0 | 0 | 0 | 0
PS | 0 | 0 | 0 | 0 | 0 | 0
PV | 0 | 0 | 0 | 0 | 0 | 0
PeakG | 0 | 0 | 0 | 0 | 0 | 0
PeakO | 0 | 0 | 0 | 0 | 0 | 0
ST | 0 | 0 | 0 | 0 | 0 | 0
STOG | 0 | 0 | 0 | 0 | 0 | 0
STWD | 0 | 0 | 0 | 0 | 0 | 0
WT | 0 | 0 | 0 | 0 | 0 | 0
IGCC | 0 | 0 | 0 | 0 | 0 | 0
DemandResponse | 0 | 0 | 0 | 0 | 0 | 0
IGCC-CCS | 0 | 0 | 0 | 0 | 0 | 0
WT_off | 0 | 0 | 0 | 0 | 0 | 0
PseudoUnit | 0 | 0 | 0 | 0 | 0 | 0
FixedInterchange | 0 | 0 | 0 | 0 | 0 | 0
Retrofit FOM Costs by Reporting Type: NYISO_A-F
ReportingType | 2015 | 2020 | 2025 | 2030 | 2035 | 2040
BM | 0 | 0 | 0 | 0 | 0 | 0
CC | 0 | 0 | 0 | 0 | 0 | 0
CSP | 0 | 0 | 0 | 0 | 0 | 0
CT | 0 | 0 | 0 | 0 | 0 | 0
Coal | 0 | 0 | 0 | 0 | 0 | 0
Geo | 0 | 0 | 0 | 0 | 0 | 0
H | 0 | 0 | 0 | 0 | 0 | 0
LFG | 0 | 0 | 0 | 0 | 0 | 0
Nuc | 0 | 0 | 0 | 0 | 0 | 0
PS | 0 | 0 | 0 | 0 | 0 | 0
PV | 0 | 0 | 0 | 0 | 0 | 0
PeakG | 0 | 0 | 0 | 0 | 0 | 0
PeakO | 0 | 0 | 0 | 0 | 0 | 0
ST | 0 | 0 | 0 | 0 | 0 | 0
STOG | 0 | 0 | 0 | 0 | 0 | 0
STWD | 0 | 0 | 0 | 0 | 0 | 0
WT | 0 | 0 | 0 | 0 | 0 | 0
IGCC | 0 | 0 | 0 | 0 | 0 | 0
DemandResponse | 0 | 0 | 0 | 0 | 0 | 0
IGCC-CCS | 0 | 0 | 0 | 0 | 0 | 0
WT_off | 0 | 0 | 0 | 0 | 0 | 0
PseudoUnit | 0 | 0 | 0 | 0 | 0 | 0
FixedInterchange | 0 | 0 | 0 | 0 | 0 | 0
Retrofit FOM Costs by Reporting Type: NYISO_G-I
ReportingType | 2015 | 2020 | 2025 | 2030 | 2035 | 2040
BM | 0 | 0 | 0 | 0 | 0 | 0
CC | 0 | 0 | 0 | 0 | 0 | 0
CSP | 0 | 0 | 0 | 0 | 0 | 0
CT | 0 | 0 | 0 | 0 | 0 | 0
Coal | 0 | 0 | 0 | 0 | 0 | 0
Geo | 0 | 0 | 0 | 0 | 0 | 0
H | 0 | 0 | 0 | 0 | 0 | 0
LFG | 0 | 0 | 0 | 0 | 0 | 0
Nuc | 0 | 0 | 0 | 0 | 0 | 0
PS | 0 | 0 | 0 | 0 | 0 | 0
PV | 0 | 0 | 0 | 0 | 0 | 0
PeakG | 0 | 0 | 0 | 0 | 0 | 0
PeakO | 0 | 0 | 0 | 0 | 0 | 0
ST | 0 | 0 | 0 | 0 | 0 | 0
STOG | 0 | 0 | 0 | 0 | 0 | 0
STWD | 0 | 0 | 0 | 0 | 0 | 0
WT | 0 | 0 | 0 | 0 | 0 | 0
IGCC | 0 | 0 | 0 | 0 | 0 | 0
DemandResponse | 0 | 0 | 0 | 0 | 0 | 0
IGCC-CCS | 0 | 0 | 0 | 0 | 0 | 0
WT_off | 0 | 0 | 0 | 0 | 0 | 0
PseudoUnit | 0 | 0 | 0 | 0 | 0 | 0
FixedInterchange | 0 | 0 | 0 | 0 | 0 | 0
Retrofit FOM Costs by Reporting Type: NYISO_J-K
ReportingType | 2015 | 2020 | 2025 | 2030 | 2035 | 2040
BM | 0 | 0 | 0 | 0 | 0 | 0
CC | 0 | 0 | 0 | 0 | 0 | 0
CSP | 0 | 0 | 0 | 0 | 0 | 0
CT | 0 | 0 | 0 | 0 | 0 | 0
Coal | 0 | 0 | 0 | 0 | 0 | 0
Geo | 0 | 0 | 0 | 0 | 0 | 0
H | 0 | 0 | 0 | 0 | 0 | 0
LFG | 0 | 0 | 0 | 0 | 0 | 0
Nuc | 0 | 0 | 0 | 0 | 0 | 0
PS | 0 | 0 | 0 | 0 | 0 | 0
PV | 0 | 0 | 0 | 0 | 0 | 0
PeakG | 0 | 0 | 0 | 0 | 0 | 0
PeakO | 0 | 0 | 0 | 0 | 0 | 0
ST | 0 | 0 | 0 | 0 | 0 | 0
STOG | 0 | 0 | 0 | 0 | 0 | 0
STWD | 0 | 0 | 0 | 0 | 0 | 0
WT | 0 | 0 | 0 | 0 | 0 | 0
IGCC | 0 | 0 | 0 | 0 | 0 | 0
DemandResponse | 0 | 0 | 0 | 0 | 0 | 0
IGCC-CCS | 0 | 0 | 0 | 0 | 0 | 0
WT_off | 0 | 0 | 0 | 0 | 0 | 0
PseudoUnit | 0 | 0 | 0 | 0 | 0 | 0
FixedInterchange | 0 | 0 | 0 | 0 | 0 | 0
Retrofit FOM Costs by Reporting Type: PJM_E
ReportingType | 2015 | 2020 | 2025 | 2030 | 2035 | 2040
BM | 0 | 0 | 0 | 0 | 0 | 0
CC | 0 | 0 | 0 | 0 | 0 | 0
CSP | 0 | 0 | 0 | 0 | 0 | 0
CT | 0 | 0 | 0 | 0 | 0 | 0
Coal | 2.35 | 1.28 | 1.28 | 1.28 | 1.5 | 1.55
Geo | 0 | 0 | 0 | 0 | 0 | 0
H | 0 | 0 | 0 | 0 | 0 | 0
LFG | 0 | 0 | 0 | 0 | 0 | 0
Nuc | 0 | 0 | 0 | 0 | 0 | 0
PS | 0 | 0 | 0 | 0 | 0 | 0
PV | 0 | 0 | 0 | 0 | 0 | 0
PeakG | 0 | 0 | 0 | 0 | 0 | 0
PeakO | 0 | 0 | 0 | 0 | 0 | 0
ST | 0 | 0 | 0 | 0 | 0 | 0
STOG | 0 | 0 | 0 | 0 | 0 | 0
STWD | 0 | 0 | 0 | 0 | 0 | 0
WT | 0 | 0 | 0 | 0 | 0 | 0
IGCC | 0 | 0 | 0 | 0 | 0 | 0
DemandResponse | 0 | 0 | 0 | 0 | 0 | 0
IGCC-CCS | 0 | 0 | 0 | 0 | 0 | 0
WT_off | 0 | 0 | 0 | 0 | 0 | 0
PseudoUnit | 0 | 0 | 0 | 0 | 0 | 0
FixedInterchange | 0 | 0 | 0 | 0 | 0 | 0
Retrofit FOM Costs by Reporting Type: PJM_ROM
ReportingType | 2015 | 2020 | 2025 | 2030 | 2035 | 2040
BM | 0 | 0 | 0 | 0 | 0 | 0
CC | 0 | 0 | 0 | 0 | 0 | 0
CSP | 0 | 0 | 0 | 0 | 0 | 0
CT | 0 | 0 | 0 | 0 | 0 | 0
Coal | 12.69 | 11.27 | 0.52 | 0.54 | 0.57 | 0.57
Geo | 0 | 0 | 0 | 0 | 0 | 0
H | 0 | 0 | 0 | 0 | 0 | 0
LFG | 0 | 0 | 0 | 0 | 0 | 0
Nuc | 0 | 0 | 0 | 0 | 0 | 0
PS | 0 | 0 | 0 | 0 | 0 | 0
PV | 0 | 0 | 0 | 0 | 0 | 0
PeakG | 0 | 0 | 0 | 0 | 0 | 0
PeakO | 0 | 0 | 0 | 0 | 0 | 0
ST | 0 | 0 | 0 | 0 | 0 | 0
STOG | 0 | 0 | 0 | 0 | 0 | 0
STWD | 0 | 0 | 0 | 0 | 0 | 0
WT | 0 | 0 | 0 | 0 | 0 | 0
IGCC | 0 | 0 | 0 | 0 | 0 | 0
DemandResponse | 0 | 0 | 0 | 0 | 0 | 0
IGCC-CCS | 0 | 0 | 0 | 0 | 0 | 0
WT_off | 0 | 0 | 0 | 0 | 0 | 0
PseudoUnit | 0 | 0 | 0 | 0 | 0 | 0
FixedInterchange | 0 | 0 | 0 | 0 | 0 | 0
Retrofit FOM Costs by Reporting Type: PJM_ROR
ReportingType | 2015 | 2020 | 2025 | 2030 | 2035 | 2040
BM | 0 | 0 | 0 | 0 | 0 | 0
CC | 0 | 0 | 0 | 0 | 0 | 0
CSP | 0 | 0 | 0 | 0 | 0 | 0
CT | 0 | 0 | 0 | 0 | 0 | 0
Coal | 131.59 | 131.72 | 47.16 | 47.98 | 50.6 | 50.6
Geo | 0 | 0 | 0 | 0 | 0 | 0
H | 0 | 0 | 0 | 0 | 0 | 0
LFG | 0 | 0 | 0 | 0 | 0 | 0
Nuc | 0 | 0 | 0 | 0 | 0 | 0
PS | 0 | 0 | 0 | 0 | 0 | 0
PV | 0 | 0 | 0 | 0 | 0 | 0
PeakG | 0 | 0 | 0 | 0 | 0 | 0
PeakO | 0 | 0 | 0 | 0 | 0 | 0
ST | 0 | 0 | 0 | 0 | 0 | 0
STOG | 0 | 0 | 0 | 0 | 0 | 0
STWD | 0 | 0 | 0 | 0 | 0 | 0
WT | 0 | 0 | 0 | 0 | 0 | 0
IGCC | 0 | 0 | 0 | 0 | 0 | 0
DemandResponse | 0 | 0 | 0 | 0 | 0 | 0
IGCC-CCS | 0 | 0 | 0 | 0 | 0 | 0
WT_off | 0 | 0 | 0 | 0 | 0 | 0
PseudoUnit | 0 | 0 | 0 | 0 | 0 | 0
FixedInterchange | 0 | 0 | 0 | 0 | 0 | 0
Retrofit FOM Costs by Reporting Type: SOCO
ReportingType | 2015 | 2020 | 2025 | 2030 | 2035 | 2040
BM | 0 | 0 | 0 | 0 | 0 | 0
CC | 0 | 0 | 0 | 0 | 0 | 0
CSP | 0 | 0 | 0 | 0 | 0 | 0
CT | 0 | 0 | 0 | 0 | 0 | 0
Coal | 49.25 | 32.19 | 15.55 | 16.01 | 16.01 | 16.01
Geo | 0 | 0 | 0 | 0 | 0 | 0
H | 0 | 0 | 0 | 0 | 0 | 0
LFG | 0 | 0 | 0 | 0 | 0 | 0
Nuc | 0 | 0 | 0 | 0 | 0 | 0
PS | 0 | 0 | 0 | 0 | 0 | 0
PV | 0 | 0 | 0 | 0 | 0 | 0
PeakG | 0 | 0 | 0 | 0 | 0 | 0
PeakO | 0 | 0 | 0 | 0 | 0 | 0
ST | 0 | 0 | 0 | 0 | 0 | 0
STOG | 0 | 0 | 0 | 0 | 0 | 0
STWD | 0 | 0 | 0 | 0 | 0 | 0
WT | 0 | 0 | 0 | 0 | 0 | 0
IGCC | 0 | 0 | 0 | 0 | 0 | 0
DemandResponse | 0 | 0 | 0 | 0 | 0 | 0
IGCC-CCS | 0 | 0 | 0 | 0 | 0 | 0
WT_off | 0 | 0 | 0 | 0 | 0 | 0
PseudoUnit | 0 | 0 | 0 | 0 | 0 | 0
FixedInterchange | 0 | 0 | 0 | 0 | 0 | 0
Retrofit FOM Costs by Reporting Type: SPP_N
ReportingType | 2015 | 2020 | 2025 | 2030 | 2035 | 2040
BM | 0 | 0 | 0 | 0 | 0 | 0
CC | 0 | 0 | 0 | 0 | 0 | 0
CSP | 0 | 0 | 0 | 0 | 0 | 0
CT | 0 | 0 | 0 | 0 | 0 | 0
Coal | 35.72 | 24.25 | 7.34 | 7.48 | 6.51 | 6.53
Geo | 0 | 0 | 0 | 0 | 0 | 0
H | 0 | 0 | 0 | 0 | 0 | 0
LFG | 0 | 0 | 0 | 0 | 0 | 0
Nuc | 0 | 0 | 0 | 0 | 0 | 0
PS | 0 | 0 | 0 | 0 | 0 | 0
PV | 0 | 0 | 0 | 0 | 0 | 0
PeakG | 0 | 0 | 0 | 0 | 0 | 0
PeakO | 0 | 0 | 0 | 0 | 0 | 0
ST | 0 | 0 | 0 | 0 | 0 | 0
STOG | 0 | 0 | 0 | 0 | 0 | 0
STWD | 0 | 0 | 0 | 0 | 0 | 0
WT | 0 | 0 | 0 | 0 | 0 | 0
IGCC | 0 | 0 | 0 | 0 | 0 | 0
DemandResponse | 0 | 0 | 0 | 0 | 0 | 0
IGCC-CCS | 0 | 0 | 0 | 0 | 0 | 0
WT_off | 0 | 0 | 0 | 0 | 0 | 0
PseudoUnit | 0 | 0 | 0 | 0 | 0 | 0
FixedInterchange | 0 | 0 | 0 | 0 | 0 | 0
Retrofit FOM Costs by Reporting Type: SPP_S
ReportingType | 2015 | 2020 | 2025 | 2030 | 2035 | 2040
BM | 0 | 0 | 0 | 0 | 0 | 0
CC | 0 | 0 | 0 | 0 | 0 | 0
CSP | 0 | 0 | 0 | 0 | 0 | 0
CT | 0 | 0 | 0 | 0 | 0 | 0
Coal | 10.97 | 7.55 | 0 | 0 | 0 | 0
Geo | 0 | 0 | 0 | 0 | 0 | 0
H | 0 | 0 | 0 | 0 | 0 | 0
LFG | 0 | 0 | 0 | 0 | 0 | 0
Nuc | 0 | 0 | 0 | 0 | 0 | 0
PS | 0 | 0 | 0 | 0 | 0 | 0
PV | 0 | 0 | 0 | 0 | 0 | 0
PeakG | 0 | 0 | 0 | 0 | 0 | 0
PeakO | 0 | 0 | 0 | 0 | 0 | 0
ST | 0 | 0 | 0 | 0 | 0 | 0
STOG | 0 | 0 | 0 | 0 | 0 | 0
STWD | 0 | 0 | 0 | 0 | 0 | 0
WT | 0 | 0 | 0 | 0 | 0 | 0
IGCC | 0 | 0 | 0 | 0 | 0 | 0
DemandResponse | 0 | 0 | 0 | 0 | 0 | 0
IGCC-CCS | 0 | 0 | 0 | 0 | 0 | 0
WT_off | 0 | 0 | 0 | 0 | 0 | 0
PseudoUnit | 0 | 0 | 0 | 0 | 0 | 0
FixedInterchange | 0 | 0 | 0 | 0 | 0 | 0
Retrofit FOM Costs by Reporting Type: TVA
ReportingType | 2015 | 2020 | 2025 | 2030 | 2035 | 2040
BM | 0 | 0 | 0 | 0 | 0 | 0
CC | 0 | 0 | 0 | 0 | 0 | 0
CSP | 0 | 0 | 0 | 0 | 0 | 0
CT | 0 | 0 | 0 | 0 | 0 | 0
Coal | 24.44 | 17.02 | 3.43 | 0.02 | 0 | 0
Geo | 0 | 0 | 0 | 0 | 0 | 0
H | 0 | 0 | 0 | 0 | 0 | 0
LFG | 0 | 0 | 0 | 0 | 0 | 0
Nuc | 0 | 0 | 0 | 0 | 0 | 0
PS | 0 | 0 | 0 | 0 | 0 | 0
PV | 0 | 0 | 0 | 0 | 0 | 0
PeakG | 0 | 0 | 0 | 0 | 0 | 0
PeakO | 0 | 0 | 0 | 0 | 0 | 0
ST | 0 | 0 | 0 | 0 | 0 | 0
STOG | 0 | 0 | 0 | 0 | 0 | 0
STWD | 0 | 0 | 0 | 0 | 0 | 0
WT | 0 | 0 | 0 | 0 | 0 | 0
IGCC | 0 | 0 | 0 | 0 | 0 | 0
DemandResponse | 0 | 0 | 0 | 0 | 0 | 0
IGCC-CCS | 0 | 0 | 0 | 0 | 0 | 0
WT_off | 0 | 0 | 0 | 0 | 0 | 0
PseudoUnit | 0 | 0 | 0 | 0 | 0 | 0
FixedInterchange | 0 | 0 | 0 | 0 | 0 | 0
Retrofit FOM Costs by Reporting Type: TVA_Transmission
ReportingType | 2015 | 2020 | 2025 | 2030 | 2035 | 2040
BM | 0 | 0 | 0 | 0 | 0 | 0
CC | 0 | 0 | 0 | 0 | 0 | 0
CSP | 0 | 0 | 0 | 0 | 0 | 0
CT | 0 | 0 | 0 | 0 | 0 | 0
Coal | 0 | 0 | 0 | 0 | 0 | 0
Geo | 0 | 0 | 0 | 0 | 0 | 0
H | 0 | 0 | 0 | 0 | 0 | 0
LFG | 0 | 0 | 0 | 0 | 0 | 0
Nuc | 0 | 0 | 0 | 0 | 0 | 0
PS | 0 | 0 | 0 | 0 | 0 | 0
PV | 0 | 0 | 0 | 0 | 0 | 0
PeakG | 0 | 0 | 0 | 0 | 0 | 0
PeakO | 0 | 0 | 0 | 0 | 0 | 0
ST | 0 | 0 | 0 | 0 | 0 | 0
STOG | 0 | 0 | 0 | 0 | 0 | 0
STWD | 0 | 0 | 0 | 0 | 0 | 0
WT | 0 | 0 | 0 | 0 | 0 | 0
IGCC | 0 | 0 | 0 | 0 | 0 | 0
DemandResponse | 0 | 0 | 0 | 0 | 0 | 0
IGCC-CCS | 0 | 0 | 0 | 0 | 0 | 0
WT_off | 0 | 0 | 0 | 0 | 0 | 0
PseudoUnit | 0 | 0 | 0 | 0 | 0 | 0
FixedInterchange | 0 | 0 | 0 | 0 | 0 | 0
Retrofit FOM Costs by Reporting Type: VACAR
ReportingType | 2015 | 2020 | 2025 | 2030 | 2035 | 2040
BM | 0 | 0 | 0 | 0 | 0 | 0
CC | 0 | 0 | 0 | 0 | 0 | 0
CSP | 0 | 0 | 0 | 0 | 0 | 0
CT | 0 | 0 | 0 | 0 | 0 | 0
Coal | 61.16 | 58.55 | 36.73 | 12.65 | 13.01 | 13.01
Geo | 0 | 0 | 0 | 0 | 0 | 0
H | 0 | 0 | 0 | 0 | 0 | 0
LFG | 0 | 0 | 0 | 0 | 0 | 0
Nuc | 0 | 0 | 0 | 0 | 0 | 0
PS | 0 | 0 | 0 | 0 | 0 | 0
PV | 0 | 0 | 0 | 0 | 0 | 0
PeakG | 0 | 0 | 0 | 0 | 0 | 0
PeakO | 0 | 0 | 0 | 0 | 0 | 0
ST | 0 | 0 | 0 | 0 | 0 | 0
STOG | 0 | 0 | 0 | 0 | 0 | 0
STWD | 0 | 0 | 0 | 0 | 0 | 0
WT | 0 | 0 | 0 | 0 | 0 | 0
IGCC | 0 | 0 | 0 | 0 | 0 | 0
DemandResponse | 0 | 0 | 0 | 0 | 0 | 0
IGCC-CCS | 0 | 0 | 0 | 0 | 0 | 0
WT_off | 0 | 0 | 0 | 0 | 0 | 0
PseudoUnit | 0 | 0 | 0 | 0 | 0 | 0
FixedInterchange | 0 | 0 | 0 | 0 | 0 | 0
Retrofit FOM Costs by Reporting Type: IESO
ReportingType | 2015 | 2020 | 2025 | 2030 | 2035 | 2040
BM | 0 | 0 | 0 | 0 | 0 | 0
CC | 0 | 0 | 0 | 0 | 0 | 0
CSP | 0 | 0 | 0 | 0 | 0 | 0
CT | 0 | 0 | 0 | 0 | 0 | 0
Coal | 0 | 0 | 0 | 0 | 0 | 0
Geo | 0 | 0 | 0 | 0 | 0 | 0
H | 0 | 0 | 0 | 0 | 0 | 0
LFG | 0 | 0 | 0 | 0 | 0 | 0
Nuc | 0 | 0 | 0 | 0 | 0 | 0
PS | 0 | 0 | 0 | 0 | 0 | 0
PV | 0 | 0 | 0 | 0 | 0 | 0
PeakG | 0 | 0 | 0 | 0 | 0 | 0
PeakO | 0 | 0 | 0 | 0 | 0 | 0
ST | 0 | 0 | 0 | 0 | 0 | 0
STOG | 0 | 0 | 0 | 0 | 0 | 0
STWD | 0 | 0 | 0 | 0 | 0 | 0
WT | 0 | 0 | 0 | 0 | 0 | 0
IGCC | 0 | 0 | 0 | 0 | 0 | 0
DemandResponse | 0 | 0 | 0 | 0 | 0 | 0
IGCC-CCS | 0 | 0 | 0 | 0 | 0 | 0
WT_off | 0 | 0 | 0 | 0 | 0 | 0
PseudoUnit | 0 | 0 | 0 | 0 | 0 | 0
FixedInterchange | 0 | 0 | 0 | 0 | 0 | 0
Retrofit FOM Costs by Reporting Type: MAPP_CA
ReportingType | 2015 | 2020 | 2025 | 2030 | 2035 | 2040
BM | 0 | 0 | 0 | 0 | 0 | 0
CC | 0 | 0 | 0 | 0 | 0 | 0
CSP | 0 | 0 | 0 | 0 | 0 | 0
CT | 0 | 0 | 0 | 0 | 0 | 0
Coal | 0 | 0 | 0 | 0 | 0 | 0
Geo | 0 | 0 | 0 | 0 | 0 | 0
H | 0 | 0 | 0 | 0 | 0 | 0
LFG | 0 | 0 | 0 | 0 | 0 | 0
Nuc | 0 | 0 | 0 | 0 | 0 | 0
PS | 0 | 0 | 0 | 0 | 0 | 0
PV | 0 | 0 | 0 | 0 | 0 | 0
PeakG | 0 | 0 | 0 | 0 | 0 | 0
PeakO | 0 | 0 | 0 | 0 | 0 | 0
ST | 0 | 0 | 0 | 0 | 0 | 0
STOG | 0 | 0 | 0 | 0 | 0 | 0
STWD | 0 | 0 | 0 | 0 | 0 | 0
WT | 0 | 0 | 0 | 0 | 0 | 0
IGCC | 0 | 0 | 0 | 0 | 0 | 0
DemandResponse | 0 | 0 | 0 | 0 | 0 | 0
IGCC-CCS | 0 | 0 | 0 | 0 | 0 | 0
WT_off | 0 | 0 | 0 | 0 | 0 | 0
PseudoUnit | 0 | 0 | 0 | 0 | 0 | 0
FixedInterchange | 0 | 0 | 0 | 0 | 0 | 0
Retrofit FOM Costs by Reporting Type: AZ_NM_SNV_Coal
ReportingType | 2015 | 2020 | 2025 | 2030 | 2035 | 2040
BM | 0 | 0 | 0 | 0 | 0 | 0
CC | 0 | 0 | 0 | 0 | 0 | 0
CSP | 0 | 0 | 0 | 0 | 0 | 0
CT | 0 | 0 | 0 | 0 | 0 | 0
Coal | 51.38 | 48.38 | 25.37 | 1.98 | 2.52 | 2.52
Geo | 0 | 0 | 0 | 0 | 0 | 0
H | 0 | 0 | 0 | 0 | 0 | 0
LFG | 0 | 0 | 0 | 0 | 0 | 0
Nuc | 0 | 0 | 0 | 0 | 0 | 0
PS | 0 | 0 | 0 | 0 | 0 | 0
PV | 0 | 0 | 0 | 0 | 0 | 0
PeakG | 0 | 0 | 0 | 0 | 0 | 0
PeakO | 0 | 0 | 0 | 0 | 0 | 0
ST | 0 | 0 | 0 | 0 | 0 | 0
STOG | 0 | 0 | 0 | 0 | 0 | 0
STWD | 0 | 0 | 0 | 0 | 0 | 0
WT | 0 | 0 | 0 | 0 | 0 | 0
IGCC | 0 | 0 | 0 | 0 | 0 | 0
DemandResponse | 0 | 0 | 0 | 0 | 0 | 0
IGCC-CCS | 0 | 0 | 0 | 0 | 0 | 0
WT_off | 0 | 0 | 0 | 0 | 0 | 0
PseudoUnit | 0 | 0 | 0 | 0 | 0 | 0
FixedInterchange | 0 | 0 | 0 | 0 | 0 | 0
Retrofit FOM Costs by Reporting Type: AZ_NM_SNV_Gas
ReportingType | 2015 | 2020 | 2025 | 2030 | 2035 | 2040
BM | 0 | 0 | 0 | 0 | 0 | 0
CC | 0 | 0 | 0 | 0 | 0 | 0
CSP | 0 | 0 | 0 | 0 | 0 | 0
CT | 0 | 0 | 0 | 0 | 0 | 0
Coal | 0 | 0 | 0 | 0 | 0 | 0
Geo | 0 | 0 | 0 | 0 | 0 | 0
H | 0 | 0 | 0 | 0 | 0 | 0
LFG | 0 | 0 | 0 | 0 | 0 | 0
Nuc | 0 | 0 | 0 | 0 | 0 | 0
PS | 0 | 0 | 0 | 0 | 0 | 0
PV | 0 | 0 | 0 | 0 | 0 | 0
PeakG | 0 | 0 | 0 | 0 | 0 | 0
PeakO | 0 | 0 | 0 | 0 | 0 | 0
ST | 0 | 0 | 0 | 0 | 0 | 0
STOG | 0 | 0 | 0 | 0 | 0 | 0
STWD | 0 | 0 | 0 | 0 | 0 | 0
WT | 0 | 0 | 0 | 0 | 0 | 0
IGCC | 0 | 0 | 0 | 0 | 0 | 0
DemandResponse | 0 | 0 | 0 | 0 | 0 | 0
IGCC-CCS | 0 | 0 | 0 | 0 | 0 | 0
WT_off | 0 | 0 | 0 | 0 | 0 | 0
PseudoUnit | 0 | 0 | 0 | 0 | 0 | 0
FixedInterchange | 0 | 0 | 0 | 0 | 0 | 0
Retrofit FOM Costs by Reporting Type: AZ_NM_SNV_NucRenew
ReportingType | 2015 | 2020 | 2025 | 2030 | 2035 | 2040
BM | 0 | 0 | 0 | 0 | 0 | 0
CC | 0 | 0 | 0 | 0 | 0 | 0
CSP | 0 | 0 | 0 | 0 | 0 | 0
CT | 0 | 0 | 0 | 0 | 0 | 0
Coal | 0 | 0 | 0 | 0 | 0 | 0
Geo | 0 | 0 | 0 | 0 | 0 | 0
H | 0 | 0 | 0 | 0 | 0 | 0
LFG | 0 | 0 | 0 | 0 | 0 | 0
Nuc | 0 | 0 | 0 | 0 | 0 | 0
PS | 0 | 0 | 0 | 0 | 0 | 0
PV | 0 | 0 | 0 | 0 | 0 | 0
PeakG | 0 | 0 | 0 | 0 | 0 | 0
PeakO | 0 | 0 | 0 | 0 | 0 | 0
ST | 0 | 0 | 0 | 0 | 0 | 0
STOG | 0 | 0 | 0 | 0 | 0 | 0
STWD | 0 | 0 | 0 | 0 | 0 | 0
WT | 0 | 0 | 0 | 0 | 0 | 0
IGCC | 0 | 0 | 0 | 0 | 0 | 0
DemandResponse | 0 | 0 | 0 | 0 | 0 | 0
IGCC-CCS | 0 | 0 | 0 | 0 | 0 | 0
WT_off | 0 | 0 | 0 | 0 | 0 | 0
PseudoUnit | 0 | 0 | 0 | 0 | 0 | 0
FixedInterchange | 0 | 0 | 0 | 0 | 0 | 0
Retrofit FOM Costs by Reporting Type: ERCOT
ReportingType | 2015 | 2020 | 2025 | 2030 | 2035 | 2040
BM | 0 | 0 | 0 | 0 | 0 | 0
CC | 0 | 0 | 0 | 0 | 0 | 0
CSP | 0 | 0 | 0 | 0 | 0 | 0
CT | 0 | 0 | 0 | 0 | 0 | 0
Coal | 19.61 | 19.06 | 19.56 | 20.11 | 20.36 | 20.36
Geo | 0 | 0 | 0 | 0 | 0 | 0
H | 0 | 0 | 0 | 0 | 0 | 0
LFG | 0 | 0 | 0 | 0 | 0 | 0
Nuc | 0 | 0 | 0 | 0 | 0 | 0
PS | 0 | 0 | 0 | 0 | 0 | 0
PV | 0 | 0 | 0 | 0 | 0 | 0
PeakG | 0 | 0 | 0 | 0 | 0 | 0
PeakO | 0 | 0 | 0 | 0 | 0 | 0
ST | 0 | 0 | 0 | 0 | 0 | 0
STOG | 0 | 0 | 0 | 0 | 0 | 0
STWD | 0 | 0 | 0 | 0 | 0 | 0
WT | 0 | 0 | 0 | 0 | 0 | 0
IGCC | 0 | 0 | 0 | 0 | 0 | 0
DemandResponse | 0 | 0 | 0 | 0 | 0 | 0
IGCC-CCS | 0 | 0 | 0 | 0 | 0 | 0
WT_off | 0 | 0 | 0 | 0 | 0 | 0
PseudoUnit | 0 | 0 | 0 | 0 | 0 | 0
FixedInterchange | 0 | 0 | 0 | 0 | 0 | 0
Retrofit FOM Costs by Reporting Type: NP15
ReportingType | 2015 | 2020 | 2025 | 2030 | 2035 | 2040
BM | 0 | 0 | 0 | 0 | 0 | 0
CC | 0 | 0 | 0 | 0 | 0 | 0
CSP | 0 | 0 | 0 | 0 | 0 | 0
CT | 0 | 0 | 0 | 0 | 0 | 0
Coal | 0.19 | 0 | 0 | 0 | 0 | 0
Geo | 0 | 0 | 0 | 0 | 0 | 0
H | 0 | 0 | 0 | 0 | 0 | 0
LFG | 0 | 0 | 0 | 0 | 0 | 0
Nuc | 0 | 0 | 0 | 0 | 0 | 0
PS | 0 | 0 | 0 | 0 | 0 | 0
PV | 0 | 0 | 0 | 0 | 0 | 0
PeakG | 0 | 0 | 0 | 0 | 0 | 0
PeakO | 0 | 0 | 0 | 0 | 0 | 0
ST | 0 | 0 | 0 | 0 | 0 | 0
STOG | 0 | 0 | 0 | 0 | 0 | 0
STWD | 0 | 0 | 0 | 0 | 0 | 0
WT | 0 | 0 | 0 | 0 | 0 | 0
IGCC | 0 | 0 | 0 | 0 | 0 | 0
DemandResponse | 0 | 0 | 0 | 0 | 0 | 0
IGCC-CCS | 0 | 0 | 0 | 0 | 0 | 0
WT_off | 0 | 0 | 0 | 0 | 0 | 0
PseudoUnit | 0 | 0 | 0 | 0 | 0 | 0
FixedInterchange | 0 | 0 | 0 | 0 | 0 | 0
Retrofit FOM Costs by Reporting Type: NWPP_Coal
ReportingType | 2015 | 2020 | 2025 | 2030 | 2035 | 2040
BM | 0 | 0 | 0 | 0 | 0 | 0
CC | 0 | 0 | 0 | 0 | 0 | 0
CSP | 0 | 0 | 0 | 0 | 0 | 0
CT | 0 | 0 | 0 | 0 | 0 | 0
Coal | 35.8 | 36.54 | 0.98 | 0.98 | 0.98 | 0.98
Geo | 0 | 0 | 0 | 0 | 0 | 0
H | 0 | 0 | 0 | 0 | 0 | 0
LFG | 0 | 0 | 0 | 0 | 0 | 0
Nuc | 0 | 0 | 0 | 0 | 0 | 0
PS | 0 | 0 | 0 | 0 | 0 | 0
PV | 0 | 0 | 0 | 0 | 0 | 0
PeakG | 0 | 0 | 0 | 0 | 0 | 0
PeakO | 0 | 0 | 0 | 0 | 0 | 0
ST | 0 | 0 | 0 | 0 | 0 | 0
STOG | 0 | 0 | 0 | 0 | 0 | 0
STWD | 0 | 0 | 0 | 0 | 0 | 0
WT | 0 | 0 | 0 | 0 | 0 | 0
IGCC | 0 | 0 | 0 | 0 | 0 | 0
DemandResponse | 0 | 0 | 0 | 0 | 0 | 0
IGCC-CCS | 0 | 0 | 0 | 0 | 0 | 0
WT_off | 0 | 0 | 0 | 0 | 0 | 0
PseudoUnit | 0 | 0 | 0 | 0 | 0 | 0
FixedInterchange | 0 | 0 | 0 | 0 | 0 | 0
Retrofit FOM Costs by Reporting Type: NWPP_Gas
ReportingType | 2015 | 2020 | 2025 | 2030 | 2035 | 2040
BM | 0 | 0 | 0 | 0 | 0 | 0
CC | 0 | 0 | 0 | 0 | 0 | 0
CSP | 0 | 0 | 0 | 0 | 0 | 0
CT | 0 | 0 | 0 | 0 | 0 | 0
Coal | 0 | 0 | 0 | 0 | 0 | 0
Geo | 0 | 0 | 0 | 0 | 0 | 0
H | 0 | 0 | 0 | 0 | 0 | 0
LFG | 0 | 0 | 0 | 0 | 0 | 0
Nuc | 0 | 0 | 0 | 0 | 0 | 0
PS | 0 | 0 | 0 | 0 | 0 | 0
PV | 0 | 0 | 0 | 0 | 0 | 0
PeakG | 0 | 0 | 0 | 0 | 0 | 0
PeakO | 0 | 0 | 0 | 0 | 0 | 0
ST | 0 | 0 | 0 | 0 | 0 | 0
STOG | 0 | 0 | 0 | 0 | 0 | 0
STWD | 0 | 0 | 0 | 0 | 0 | 0
WT | 0 | 0 | 0 | 0 | 0 | 0
IGCC | 0 | 0 | 0 | 0 | 0 | 0
DemandResponse | 0 | 0 | 0 | 0 | 0 | 0
IGCC-CCS | 0 | 0 | 0 | 0 | 0 | 0
WT_off | 0 | 0 | 0 | 0 | 0 | 0
PseudoUnit | 0 | 0 | 0 | 0 | 0 | 0
FixedInterchange | 0 | 0 | 0 | 0 | 0 | 0
Retrofit FOM Costs by Reporting Type: NWPP_NucRenew
ReportingType | 2015 | 2020 | 2025 | 2030 | 2035 | 2040
BM | 0 | 0 | 0 | 0 | 0 | 0
CC | 0 | 0 | 0 | 0 | 0 | 0
CSP | 0 | 0 | 0 | 0 | 0 | 0
CT | 0 | 0 | 0 | 0 | 0 | 0
Coal | 0 | 0 | 0 | 0 | 0 | 0
Geo | 0 | 0 | 0 | 0 | 0 | 0
H | 0 | 0 | 0 | 0 | 0 | 0
LFG | 0 | 0 | 0 | 0 | 0 | 0
Nuc | 0 | 0 | 0 | 0 | 0 | 0
PS | 0 | 0 | 0 | 0 | 0 | 0
PV | 0 | 0 | 0 | 0 | 0 | 0
PeakG | 0 | 0 | 0 | 0 | 0 | 0
PeakO | 0 | 0 | 0 | 0 | 0 | 0
ST | 0 | 0 | 0 | 0 | 0 | 0
STOG | 0 | 0 | 0 | 0 | 0 | 0
STWD | 0 | 0 | 0 | 0 | 0 | 0
WT | 0 | 0 | 0 | 0 | 0 | 0
IGCC | 0 | 0 | 0 | 0 | 0 | 0
DemandResponse | 0 | 0 | 0 | 0 | 0 | 0
IGCC-CCS | 0 | 0 | 0 | 0 | 0 | 0
WT_off | 0 | 0 | 0 | 0 | 0 | 0
PseudoUnit | 0 | 0 | 0 | 0 | 0 | 0
FixedInterchange | 0 | 0 | 0 | 0 | 0 | 0
Retrofit FOM Costs by Reporting Type: RMPA
ReportingType | 2015 | 2020 | 2025 | 2030 | 2035 | 2040
BM | 0 | 0 | 0 | 0 | 0 | 0
CC | 0 | 0 | 0 | 0 | 0 | 0
CSP | 0 | 0 | 0 | 0 | 0 | 0
CT | 0 | 0 | 0 | 0 | 0 | 0
Coal | 21.06 | 22.19 | 6.65 | 6.18 | 6.18 | 6.18
Geo | 0 | 0 | 0 | 0 | 0 | 0
H | 0 | 0 | 0 | 0 | 0 | 0
LFG | 0 | 0 | 0 | 0 | 0 | 0
Nuc | 0 | 0 | 0 | 0 | 0 | 0
PS | 0 | 0 | 0 | 0 | 0 | 0
PV | 0 | 0 | 0 | 0 | 0 | 0
PeakG | 0 | 0 | 0 | 0 | 0 | 0
PeakO | 0 | 0 | 0 | 0 | 0 | 0
ST | 0 | 0 | 0 | 0 | 0 | 0
STOG | 0 | 0 | 0 | 0 | 0 | 0
STWD | 0 | 0 | 0 | 0 | 0 | 0
WT | 0 | 0 | 0 | 0 | 0 | 0
IGCC | 0 | 0 | 0 | 0 | 0 | 0
DemandResponse | 0 | 0 | 0 | 0 | 0 | 0
IGCC-CCS | 0 | 0 | 0 | 0 | 0 | 0
WT_off | 0 | 0 | 0 | 0 | 0 | 0
PseudoUnit | 0 | 0 | 0 | 0 | 0 | 0
FixedInterchange | 0 | 0 | 0 | 0 | 0 | 0
Retrofit FOM Costs by Reporting Type: SP15
ReportingType | 2015 | 2020 | 2025 | 2030 | 2035 | 2040
BM | 0 | 0 | 0 | 0 | 0 | 0
CC | 0 | 0 | 0 | 0 | 0 | 0
CSP | 0 | 0 | 0 | 0 | 0 | 0
CT | 0 | 0 | 0 | 0 | 0 | 0
Coal | 0.23 | 0.41 | 0.41 | 0 | 0 | 0
Geo | 0 | 0 | 0 | 0 | 0 | 0
H | 0 | 0 | 0 | 0 | 0 | 0
LFG | 0 | 0 | 0 | 0 | 0 | 0
Nuc | 0 | 0 | 0 | 0 | 0 | 0
PS | 0 | 0 | 0 | 0 | 0 | 0
PV | 0 | 0 | 0 | 0 | 0 | 0
PeakG | 0 | 0 | 0 | 0 | 0 | 0
PeakO | 0 | 0 | 0 | 0 | 0 | 0
ST | 0 | 0 | 0 | 0 | 0 | 0
STOG | 0 | 0 | 0 | 0 | 0 | 0
STWD | 0 | 0 | 0 | 0 | 0 | 0
WT | 0 | 0 | 0 | 0 | 0 | 0
IGCC | 0 | 0 | 0 | 0 | 0 | 0
DemandResponse | 0 | 0 | 0 | 0 | 0 | 0
IGCC-CCS | 0 | 0 | 0 | 0 | 0 | 0
WT_off | 0 | 0 | 0 | 0 | 0 | 0
PseudoUnit | 0 | 0 | 0 | 0 | 0 | 0
FixedInterchange | 0 | 0 | 0 | 0 | 0 | 0
Retrofit FOM Costs by Reporting Type: ALB
ReportingType | 2015 | 2020 | 2025 | 2030 | 2035 | 2040
BM | 0 | 0 | 0 | 0 | 0 | 0
CC | 0 | 0 | 0 | 0 | 0 | 0
CSP | 0 | 0 | 0 | 0 | 0 | 0
CT | 0 | 0 | 0 | 0 | 0 | 0
Coal | 0.29 | 0.29 | 0.29 | 0 | 0 | 0
Geo | 0 | 0 | 0 | 0 | 0 | 0
H | 0 | 0 | 0 | 0 | 0 | 0
LFG | 0 | 0 | 0 | 0 | 0 | 0
Nuc | 0 | 0 | 0 | 0 | 0 | 0
PS | 0 | 0 | 0 | 0 | 0 | 0
PV | 0 | 0 | 0 | 0 | 0 | 0
PeakG | 0 | 0 | 0 | 0 | 0 | 0
PeakO | 0 | 0 | 0 | 0 | 0 | 0
ST | 0 | 0 | 0 | 0 | 0 | 0
STOG | 0 | 0 | 0 | 0 | 0 | 0
STWD | 0 | 0 | 0 | 0 | 0 | 0
WT | 0 | 0 | 0 | 0 | 0 | 0
IGCC | 0 | 0 | 0 | 0 | 0 | 0
DemandResponse | 0 | 0 | 0 | 0 | 0 | 0
IGCC-CCS | 0 | 0 | 0 | 0 | 0 | 0
WT_off | 0 | 0 | 0 | 0 | 0 | 0
PseudoUnit | 0 | 0 | 0 | 0 | 0 | 0
FixedInterchange | 0 | 0 | 0 | 0 | 0 | 0
Retrofit FOM Costs by Reporting Type: BC
ReportingType | 2015 | 2020 | 2025 | 2030 | 2035 | 2040
BM | 0 | 0 | 0 | 0 | 0 | 0
CC | 0 | 0 | 0 | 0 | 0 | 0
CSP | 0 | 0 | 0 | 0 | 0 | 0
CT | 0 | 0 | 0 | 0 | 0 | 0
Coal | 0 | 0 | 0 | 0 | 0 | 0
Geo | 0 | 0 | 0 | 0 | 0 | 0
H | 0 | 0 | 0 | 0 | 0 | 0
LFG | 0 | 0 | 0 | 0 | 0 | 0
Nuc | 0 | 0 | 0 | 0 | 0 | 0
PS | 0 | 0 | 0 | 0 | 0 | 0
PV | 0 | 0 | 0 | 0 | 0 | 0
PeakG | 0 | 0 | 0 | 0 | 0 | 0
PeakO | 0 | 0 | 0 | 0 | 0 | 0
ST | 0 | 0 | 0 | 0 | 0 | 0
STOG | 0 | 0 | 0 | 0 | 0 | 0
STWD | 0 | 0 | 0 | 0 | 0 | 0
WT | 0 | 0 | 0 | 0 | 0 | 0
IGCC | 0 | 0 | 0 | 0 | 0 | 0
DemandResponse | 0 | 0 | 0 | 0 | 0 | 0
IGCC-CCS | 0 | 0 | 0 | 0 | 0 | 0
WT_off | 0 | 0 | 0 | 0 | 0 | 0
PseudoUnit | 0 | 0 | 0 | 0 | 0 | 0
FixedInterchange | 0 | 0 | 0 | 0 | 0 | 0
Retrofit FOM Costs by Reporting Type: HQ_IESO
ReportingType | 2015 | 2020 | 2025 | 2030 | 2035 | 2040
BM | 0 | 0 | 0 | 0 | 0 | 0
CC | 0 | 0 | 0 | 0 | 0 | 0
CSP | 0 | 0 | 0 | 0 | 0 | 0
CT | 0 | 0 | 0 | 0 | 0 | 0
Coal | 0 | 0 | 0 | 0 | 0 | 0
Geo | 0 | 0 | 0 | 0 | 0 | 0
H | 0 | 0 | 0 | 0 | 0 | 0
LFG | 0 | 0 | 0 | 0 | 0 | 0
Nuc | 0 | 0 | 0 | 0 | 0 | 0
PS | 0 | 0 | 0 | 0 | 0 | 0
PV | 0 | 0 | 0 | 0 | 0 | 0
PeakG | 0 | 0 | 0 | 0 | 0 | 0
PeakO | 0 | 0 | 0 | 0 | 0 | 0
ST | 0 | 0 | 0 | 0 | 0 | 0
STOG | 0 | 0 | 0 | 0 | 0 | 0
STWD | 0 | 0 | 0 | 0 | 0 | 0
WT | 0 | 0 | 0 | 0 | 0 | 0
IGCC | 0 | 0 | 0 | 0 | 0 | 0
DemandResponse | 0 | 0 | 0 | 0 | 0 | 0
IGCC-CCS | 0 | 0 | 0 | 0 | 0 | 0
WT_off | 0 | 0 | 0 | 0 | 0 | 0
PseudoUnit | 0 | 0 | 0 | 0 | 0 | 0
FixedInterchange | 0 | 0 | 0 | 0 | 0 | 0
Retrofit FOM Costs by Reporting Type: HQ_NEISO
ReportingType | 2015 | 2020 | 2025 | 2030 | 2035 | 2040
BM | 0 | 0 | 0 | 0 | 0 | 0
CC | 0 | 0 | 0 | 0 | 0 | 0
CSP | 0 | 0 | 0 | 0 | 0 | 0
CT | 0 | 0 | 0 | 0 | 0 | 0
Coal | 0 | 0 | 0 | 0 | 0 | 0
Geo | 0 | 0 | 0 | 0 | 0 | 0
H | 0 | 0 | 0 | 0 | 0 | 0
LFG | 0 | 0 | 0 | 0 | 0 | 0
Nuc | 0 | 0 | 0 | 0 | 0 | 0
PS | 0 | 0 | 0 | 0 | 0 | 0
PV | 0 | 0 | 0 | 0 | 0 | 0
PeakG | 0 | 0 | 0 | 0 | 0 | 0
PeakO | 0 | 0 | 0 | 0 | 0 | 0
ST | 0 | 0 | 0 | 0 | 0 | 0
STOG | 0 | 0 | 0 | 0 | 0 | 0
STWD | 0 | 0 | 0 | 0 | 0 | 0
WT | 0 | 0 | 0 | 0 | 0 | 0
IGCC | 0 | 0 | 0 | 0 | 0 | 0
DemandResponse | 0 | 0 | 0 | 0 | 0 | 0
IGCC-CCS | 0 | 0 | 0 | 0 | 0 | 0
WT_off | 0 | 0 | 0 | 0 | 0 | 0
PseudoUnit | 0 | 0 | 0 | 0 | 0 | 0
FixedInterchange | 0 | 0 | 0 | 0 | 0 | 0
Retrofit FOM Costs by Reporting Type: HQ_NY
ReportingType | 2015 | 2020 | 2025 | 2030 | 2035 | 2040
BM | 0 | 0 | 0 | 0 | 0 | 0
CC | 0 | 0 | 0 | 0 | 0 | 0
CSP | 0 | 0 | 0 | 0 | 0 | 0
CT | 0 | 0 | 0 | 0 | 0 | 0
Coal | 0 | 0 | 0 | 0 | 0 | 0
Geo | 0 | 0 | 0 | 0 | 0 | 0
H | 0 | 0 | 0 | 0 | 0 | 0
LFG | 0 | 0 | 0 | 0 | 0 | 0
Nuc | 0 | 0 | 0 | 0 | 0 | 0
PS | 0 | 0 | 0 | 0 | 0 | 0
PV | 0 | 0 | 0 | 0 | 0 | 0
PeakG | 0 | 0 | 0 | 0 | 0 | 0
PeakO | 0 | 0 | 0 | 0 | 0 | 0
ST | 0 | 0 | 0 | 0 | 0 | 0
STOG | 0 | 0 | 0 | 0 | 0 | 0
STWD | 0 | 0 | 0 | 0 | 0 | 0
WT | 0 | 0 | 0 | 0 | 0 | 0
IGCC | 0 | 0 | 0 | 0 | 0 | 0
DemandResponse | 0 | 0 | 0 | 0 | 0 | 0
IGCC-CCS | 0 | 0 | 0 | 0 | 0 | 0
WT_off | 0 | 0 | 0 | 0 | 0 | 0
PseudoUnit | 0 | 0 | 0 | 0 | 0 | 0
FixedInterchange | 0 | 0 | 0 | 0 | 0 | 0
Retrofit FOM Costs by Reporting Type: MARITIMES
ReportingType | 2015 | 2020 | 2025 | 2030 | 2035 | 2040
BM | 0 | 0 | 0 | 0 | 0 | 0
CC | 0 | 0 | 0 | 0 | 0 | 0
CSP | 0 | 0 | 0 | 0 | 0 | 0
CT | 0 | 0 | 0 | 0 | 0 | 0
Coal | 0 | 0 | 0 | 0 | 0 | 0
Geo | 0 | 0 | 0 | 0 | 0 | 0
H | 0 | 0 | 0 | 0 | 0 | 0
LFG | 0 | 0 | 0 | 0 | 0 | 0
Nuc | 0 | 0 | 0 | 0 | 0 | 0
PS | 0 | 0 | 0 | 0 | 0 | 0
PV | 0 | 0 | 0 | 0 | 0 | 0
PeakG | 0 | 0 | 0 | 0 | 0 | 0
PeakO | 0 | 0 | 0 | 0 | 0 | 0
ST | 0 | 0 | 0 | 0 | 0 | 0
STOG | 0 | 0 | 0 | 0 | 0 | 0
STWD | 0 | 0 | 0 | 0 | 0 | 0
WT | 0 | 0 | 0 | 0 | 0 | 0
IGCC | 0 | 0 | 0 | 0 | 0 | 0
DemandResponse | 0 | 0 | 0 | 0 | 0 | 0
IGCC-CCS | 0 | 0 | 0 | 0 | 0 | 0
WT_off | 0 | 0 | 0 | 0 | 0 | 0
PseudoUnit | 0 | 0 | 0 | 0 | 0 | 0
FixedInterchange | 0 | 0 | 0 | 0 | 0 | 0
Retrofit FOM Costs by Reporting Type: All
ReportingType | 2015 | 2020 | 2025 | 2030 | 2035 | 2040
BM | 0 | 0 | 0 | 0 | 0 | 0
CC | 0 | 0 | 0 | 0 | 0 | 0
CSP | 0 | 0 | 0 | 0 | 0 | 0
CT | 0 | 0 | 0 | 0 | 0 | 0
Coal | 697.95 | 611.89 | 308.54 | 215.46 | 223.31 | 223.89
Geo | 0 | 0 | 0 | 0 | 0 | 0
H | 0 | 0 | 0 | 0 | 0 | 0
LFG | 0 | 0 | 0 | 0 | 0 | 0
Nuc | 0 | 0 | 0 | 0 | 0 | 0
PS | 0 | 0 | 0 | 0 | 0 | 0
PV | 0 | 0 | 0 | 0 | 0 | 0
PeakG | 0 | 0 | 0 | 0 | 0 | 0
PeakO | 0 | 0 | 0 | 0 | 0 | 0
ST | 0 | 0 | 0 | 0 | 0 | 0
STOG | 0 | 0 | 0 | 0 | 0 | 0
STWD | 0 | 0 | 0 | 0 | 0 | 0
WT | 0 | 0 | 0 | 0 | 0 | 0
IGCC | 0 | 0 | 0 | 0 | 0 | 0
DemandResponse | 0 | 0 | 0 | 0 | 0 | 0
IGCC-CCS | 0 | 0 | 0 | 0 | 0 | 0
WT_off | 0 | 0 | 0 | 0 | 0 | 0
PseudoUnit | 0 | 0 | 0 | 0 | 0 | 0
FixedInterchange | 0 | 0 | 0 | 0 | 0 | 0
Retrofit FOM Costs by Reporting Type: EI_US
ReportingType | 2015 | 2020 | 2025 | 2030 | 2035 | 2040
BM | 0 | 0 | 0 | 0 | 0 | 0
CC | 0 | 0 | 0 | 0 | 0 | 0
CSP | 0 | 0 | 0 | 0 | 0 | 0
CT | 0 | 0 | 0 | 0 | 0 | 0
Coal | 569.39 | 485.03 | 255.28 | 186.21 | 193.27 | 193.85
Geo | 0 | 0 | 0 | 0 | 0 | 0
H | 0 | 0 | 0 | 0 | 0 | 0
LFG | 0 | 0 | 0 | 0 | 0 | 0
Nuc | 0 | 0 | 0 | 0 | 0 | 0
PS | 0 | 0 | 0 | 0 | 0 | 0
PV | 0 | 0 | 0 | 0 | 0 | 0
PeakG | 0 | 0 | 0 | 0 | 0 | 0
PeakO | 0 | 0 | 0 | 0 | 0 | 0
ST | 0 | 0 | 0 | 0 | 0 | 0
STOG | 0 | 0 | 0 | 0 | 0 | 0
STWD | 0 | 0 | 0 | 0 | 0 | 0
WT | 0 | 0 | 0 | 0 | 0 | 0
IGCC | 0 | 0 | 0 | 0 | 0 | 0
DemandResponse | 0 | 0 | 0 | 0 | 0 | 0
IGCC-CCS | 0 | 0 | 0 | 0 | 0 | 0
WT_off | 0 | 0 | 0 | 0 | 0 | 0
PseudoUnit | 0 | 0 | 0 | 0 | 0 | 0
FixedInterchange | 0 | 0 | 0 | 0 | 0 | 0
Retrofit FOM Costs by Reporting Type: EI_Canada
ReportingType | 2015 | 2020 | 2025 | 2030 | 2035 | 2040
BM | 0 | 0 | 0 | 0 | 0 | 0
CC | 0 | 0 | 0 | 0 | 0 | 0
CSP | 0 | 0 | 0 | 0 | 0 | 0
CT | 0 | 0 | 0 | 0 | 0 | 0
Coal | 0 | 0 | 0 | 0 | 0 | 0
Geo | 0 | 0 | 0 | 0 | 0 | 0
H | 0 | 0 | 0 | 0 | 0 | 0
LFG | 0 | 0 | 0 | 0 | 0 | 0
Nuc | 0 | 0 | 0 | 0 | 0 | 0
PS | 0 | 0 | 0 | 0 | 0 | 0
PV | 0 | 0 | 0 | 0 | 0 | 0
PeakG | 0 | 0 | 0 | 0 | 0 | 0
PeakO | 0 | 0 | 0 | 0 | 0 | 0
ST | 0 | 0 | 0 | 0 | 0 | 0
STOG | 0 | 0 | 0 | 0 | 0 | 0
STWD | 0 | 0 | 0 | 0 | 0 | 0
WT | 0 | 0 | 0 | 0 | 0 | 0
IGCC | 0 | 0 | 0 | 0 | 0 | 0
DemandResponse | 0 | 0 | 0 | 0 | 0 | 0
IGCC-CCS | 0 | 0 | 0 | 0 | 0 | 0
WT_off | 0 | 0 | 0 | 0 | 0 | 0
PseudoUnit | 0 | 0 | 0 | 0 | 0 | 0
FixedInterchange | 0 | 0 | 0 | 0 | 0 | 0
Retrofit FOM Costs by Reporting Type: EI
ReportingType | 2015 | 2020 | 2025 | 2030 | 2035 | 2040
BM | 0 | 0 | 0 | 0 | 0 | 0
CC | 0 | 0 | 0 | 0 | 0 | 0
CSP | 0 | 0 | 0 | 0 | 0 | 0
CT | 0 | 0 | 0 | 0 | 0 | 0
Coal | 569.39 | 485.03 | 255.28 | 186.21 | 193.27 | 193.85
Geo | 0 | 0 | 0 | 0 | 0 | 0
H | 0 | 0 | 0 | 0 | 0 | 0
LFG | 0 | 0 | 0 | 0 | 0 | 0
Nuc | 0 | 0 | 0 | 0 | 0 | 0
PS | 0 | 0 | 0 | 0 | 0 | 0
PV | 0 | 0 | 0 | 0 | 0 | 0
PeakG | 0 | 0 | 0 | 0 | 0 | 0
PeakO | 0 | 0 | 0 | 0 | 0 | 0
ST | 0 | 0 | 0 | 0 | 0 | 0
STOG | 0 | 0 | 0 | 0 | 0 | 0
STWD | 0 | 0 | 0 | 0 | 0 | 0
WT | 0 | 0 | 0 | 0 | 0 | 0
IGCC | 0 | 0 | 0 | 0 | 0 | 0
DemandResponse | 0 | 0 | 0 | 0 | 0 | 0
IGCC-CCS | 0 | 0 | 0 | 0 | 0 | 0
WT_off | 0 | 0 | 0 | 0 | 0 | 0
PseudoUnit | 0 | 0 | 0 | 0 | 0 | 0
FixedInterchange | 0 | 0 | 0 | 0 | 0 | 0
Retrofit FOM Costs by Reporting Type: Outside_EI
ReportingType | 2015 | 2020 | 2025 | 2030 | 2035 | 2040
BM | 0 | 0 | 0 | 0 | 0 | 0
CC | 0 | 0 | 0 | 0 | 0 | 0
CSP | 0 | 0 | 0 | 0 | 0 | 0
CT | 0 | 0 | 0 | 0 | 0 | 0
Coal | 128.56 | 126.86 | 53.27 | 29.25 | 30.04 | 30.04
Geo | 0 | 0 | 0 | 0 | 0 | 0
H | 0 | 0 | 0 | 0 | 0 | 0
LFG | 0 | 0 | 0 | 0 | 0 | 0
Nuc | 0 | 0 | 0 | 0 | 0 | 0
PS | 0 | 0 | 0 | 0 | 0 | 0
PV | 0 | 0 | 0 | 0 | 0 | 0
PeakG | 0 | 0 | 0 | 0 | 0 | 0
PeakO | 0 | 0 | 0 | 0 | 0 | 0
ST | 0 | 0 | 0 | 0 | 0 | 0
STOG | 0 | 0 | 0 | 0 | 0 | 0
STWD | 0 | 0 | 0 | 0 | 0 | 0
WT | 0 | 0 | 0 | 0 | 0 | 0
IGCC | 0 | 0 | 0 | 0 | 0 | 0
DemandResponse | 0 | 0 | 0 | 0 | 0 | 0
IGCC-CCS | 0 | 0 | 0 | 0 | 0 | 0
WT_off | 0 | 0 | 0 | 0 | 0 | 0
PseudoUnit | 0 | 0 | 0 | 0 | 0 | 0
FixedInterchange | 0 | 0 | 0 | 0 | 0 | 0
#12 | 0: Levelized Capital Costs ($million)
Levelized Capital Costs by Reporting Type: Entergy
ReportingType | 2015 | 2020 | 2025 | 2030 | 2035 | 2040
BM | 0 | 0 | 0 | 0 | 0 | 365.29
CC | 234.82 | 487.41 | 487.41 | 487.41 | 487.41 | 252.59
CSP | 0 | 0 | 0 | 0 | 0 | 0
CT | 0 | 0 | 0 | 0 | 0 | 0
Coal | 202.06 | 202.06 | 202.06 | 202.06 | 202.06 | 202.06
Geo | 0 | 0 | 0 | 0 | 0 | 0
H | 0 | 0 | 0 | 0 | 0 | 365.55
LFG | 0 | 0 | 14.11 | 20.14 | 20.14 | 20.14
Nuc | 0 | 0 | 0 | 0 | 0 | 0
PS | 0 | 0 | 0 | 0 | 0 | 0
PV | 0.11 | 20.78 | 29.85 | 29.85 | 29.74 | 9.5
PeakG | 0 | 0 | 0 | 0 | 0 | 0
PeakO | 0 | 0 | 0 | 0 | 0 | 0
ST | 0 | 0 | 0 | 0 | 0 | 0
STOG | 0 | 0 | 0 | 0 | 0 | 0
STWD | 0 | 0 | 0 | 0 | 0 | 0
WT | 0 | 0 | 0 | 0 | 0 | 25.53
IGCC | 0 | 0 | 0 | 0 | 0 | 0
DemandResponse | 0 | 0 | 0 | 0 | 0 | 0
IGCC-CCS | 0 | 0 | 0 | 0 | 0 | 0
WT_off | 0 | 0 | 0 | 0 | 0 | 0
PseudoUnit | 0 | 0 | 0 | 0 | 0 | 0
FixedInterchange | 0 | 0 | 0 | 0 | 0 | 0
Levelized Capital Costs by Reporting Type: FRCC
ReportingType | 2015 | 2020 | 2025 | 2030 | 2035 | 2040
BM | 0 | 0 | 0 | 0 | 0 | 684.68
CC | 1317.01 | 1317.11 | 1317.11 | 1317.11 | 1317.11 | 0.1
CSP | 0 | 0 | 0 | 0 | 0 | 0
CT | 196.14 | 196.14 | 196.14 | 196.14 | 0 | 0
Coal | 0 | 0 | 0 | 0 | 0 | 0
Geo | 0 | 0 | 0 | 0 | 0 | 0
H | 0 | 0 | 0 | 0 | 0 | 0
LFG | 0 | 0 | 37.91 | 37.91 | 37.91 | 37.91
Nuc | 0 | 0 | 1320.15 | 8633.09 | 12568.77 | 14576.52
PS | 0 | 0 | 0 | 0 | 0 | 0
PV | 0 | 0 | 0 | 0 | 0 | 0
PeakG | 0 | 0 | 0 | 0 | 0 | 0
PeakO | 0 | 0 | 0 | 0 | 0 | 0
ST | 0 | 0 | 0 | 0 | 0 | 0
STOG | 0 | 0 | 0 | 0 | 0 | 0
STWD | 0 | 0 | 0 | 0 | 0 | 0
WT | 0 | 0 | 0 | 0 | 0 | 0
IGCC | 0 | 0 | 0 | 0 | 0 | 0
DemandResponse | 0 | 0 | 0 | 0 | 0 | 0
IGCC-CCS | 0 | 0 | 0 | 0 | 0 | 0
WT_off | 0 | 0 | 0 | 0 | 0 | 0
PseudoUnit | 0 | 0 | 0 | 0 | 0 | 0
FixedInterchange | 0 | 0 | 0 | 0 | 0 | 0
Levelized Capital Costs by Reporting Type: MAPP_US
ReportingType | 2015 | 2020 | 2025 | 2030 | 2035 | 2040
BM | 0 | 0 | 0 | 0 | 0 | 0
CC | 0 | 0 | 0 | 0 | 0 | 0
CSP | 0 | 0 | 0 | 0 | 0 | 0
CT | 25.9 | 33.47 | 33.47 | 45.49 | 23.14 | 18.09
Coal | 0 | 0 | 0 | 0 | 0 | 0
Geo | 0 | 0 | 0 | 0 | 0 | 0
H | 0 | 0 | 0 | 0 | 0 | 0
LFG | 0 | 0 | 0 | 13.26 | 13.26 | 13.26
Nuc | 0 | 0 | 0 | 0 | 0 | 0
PS | 0 | 0 | 0 | 0 | 0 | 0
PV | 0 | 0 | 0 | 0 | 0 | 0
PeakG | 0 | 0 | 0 | 0 | 0 | 0
PeakO | 0 | 0 | 0 | 0 | 0 | 0
ST | 0 | 0 | 0 | 0 | 0 | 0
STOG | 0 | 0 | 0 | 0 | 0 | 0
STWD | 0 | 0 | 0 | 0 | 0 | 0
WT | 91.97 | 973.45 | 1409.63 | 1372.25 | 1317.66 | 436.18
IGCC | 0 | 0 | 0 | 0 | 0 | 0
DemandResponse | 0 | 0 | 0 | 0 | 0 | 0
IGCC-CCS | 0 | 0 | 0 | 0 | 0 | 0
WT_off | 0 | 0 | 0 | 0 | 0 | 0
PseudoUnit | 0 | 0 | 0 | 0 | 0 | 0
FixedInterchange | 0 | 0 | 0 | 0 | 0 | 0
Levelized Capital Costs by Reporting Type: MISO_IN
ReportingType | 2015 | 2020 | 2025 | 2030 | 2035 | 2040
BM | 0 | 0 | 0 | 0 | 0 | 0
CC | 8.74 | 1756.89 | 1756.89 | 1756.89 | 1756.89 | 1748.15
CSP | 0 | 0 | 0 | 0 | 0 | 0
CT | 0 | 0 | 0 | 0 | 0 | 0
Coal | 0 | 0 | 0 | 0 | 0 | 0
Geo | 0 | 0 | 0 | 0 | 0 | 0
H | 0 | 0 | 0 | 0 | 0 | 0
LFG | 0 | 0 | 15.89 | 15.89 | 15.89 | 15.89
Nuc | 0 | 0 | 0 | 0 | 0 | 0
PS | 0 | 0 | 0 | 0 | 0 | 0
PV | 0 | 80.17 | 116.37 | 117.71 | 117.71 | 37.54
PeakG | 0 | 0 | 0 | 0 | 0 | 0
PeakO | 0 | 0 | 0 | 0 | 0 | 0
ST | 0 | 0 | 0 | 0 | 0 | 0
STOG | 0 | 0 | 0 | 0 | 0 | 0
STWD | 0 | 0 | 0 | 0 | 0 | 0
WT | 0 | 0 | 0 | 9380.32 | 9380.32 | 9380.32
IGCC | 215.26 | 215.26 | 215.26 | 215.26 | 215.26 | 215.26
DemandResponse | 0 | 0 | 0 | 0 | 0 | 0
IGCC-CCS | 0 | 0 | 0 | 0 | 0 | 0
WT_off | 0 | 0 | 0 | 0 | 0 | 0
PseudoUnit | 0 | 0 | 0 | 0 | 0 | 0
FixedInterchange | 0 | 0 | 0 | 0 | 0 | 0
Levelized Capital Costs by Reporting Type: MISO_MI
ReportingType | 2015 | 2020 | 2025 | 2030 | 2035 | 2040
BM | 0 | 0 | 0 | 0 | 0 | 1253.97
CC | 319.71 | 319.75 | 319.75 | 319.75 | 319.75 | 0.04
CSP | 0 | 0 | 0 | 0 | 0 | 0
CT | 0 | 0 | 0 | 0 | 0 | 0
Coal | 0 | 0 | 0 | 0 | 0 | 0
Geo | 0 | 0 | 0 | 0 | 0 | 0
H | 0 | 0 | 0 | 0 | 0 | 0
LFG | 0 | 0 | 33.41 | 33.41 | 33.41 | 33.41
Nuc | 0 | 0 | 0 | 0 | 0 | 0
PS | 0 | 0 | 0 | 0 | 0 | 0
PV | 0 | 0 | 0 | 0 | 0 | 0
PeakG | 0 | 0 | 0 | 0 | 0 | 0
PeakO | 0 | 0 | 0 | 0 | 0 | 0
ST | 0 | 0 | 0 | 0 | 0 | 0
STOG | 0 | 0 | 0 | 0 | 0 | 0
STWD | 0 | 0 | 0 | 0 | 0 | 0
WT | 480.98 | 574.72 | 574.72 | 612.92 | 131.94 | 38.19
IGCC | 0 | 0 | 0 | 0 | 0 | 0
DemandResponse | 0 | 0 | 0 | 0 | 0 | 0
IGCC-CCS | 0 | 0 | 0 | 0 | 0 | 0
WT_off | 0 | 0 | 0 | 0 | 0 | 0
PseudoUnit | 0 | 0 | 0 | 0 | 0 | 0
FixedInterchange | 0 | 0 | 0 | 0 | 0 | 0
Levelized Capital Costs by Reporting Type: MISO_MO-IL
ReportingType | 2015 | 2020 | 2025 | 2030 | 2035 | 2040
BM | 0 | 0 | 0 | 0 | 0 | 0
CC | 0 | 57.5 | 57.5 | 57.5 | 57.5 | 57.5
CSP | 0 | 0 | 0 | 0 | 0 | 0
CT | 0 | 0 | 0 | 0 | 0 | 0
Coal | 574.94 | 574.94 | 574.94 | 574.94 | 574.94 | 574.94
Geo | 0 | 0 | 0 | 0 | 0 | 0
H | 0 | 97.15 | 97.15 | 97.15 | 97.15 | 97.15
LFG | 0 | 0 | 46.76 | 46.76 | 46.76 | 46.76
Nuc | 0 | 0 | 0 | 0 | 0 | 0
PS | 0 | 0 | 0 | 0 | 0 | 0
PV | 0 | 0 | 0 | 0 | 0 | 0
PeakG | 0 | 0 | 0 | 0 | 0 | 0
PeakO | 0 | 0 | 0 | 0 | 0 | 0
ST | 0 | 0 | 0 | 0 | 0 | 0
STOG | 0 | 0 | 0 | 0 | 0 | 0
STWD | 0 | 0 | 0 | 0 | 0 | 0
WT | 68.52 | 68.52 | 1227.96 | 2191.13 | 2122.61 | 2260.38
IGCC | 0 | 0 | 0 | 0 | 0 | 0
DemandResponse | 0 | 0 | 0 | 0 | 0 | 0
IGCC-CCS | 0 | 0 | 0 | 0 | 0 | 0
WT_off | 0 | 0 | 0 | 0 | 0 | 0
PseudoUnit | 0 | 0 | 0 | 0 | 0 | 0
FixedInterchange | 0 | 0 | 0 | 0 | 0 | 0
Levelized Capital Costs by Reporting Type: MISO_W
ReportingType | 2015 | 2020 | 2025 | 2030 | 2035 | 2040
BM | 0 | 0 | 0 | 0 | 0 | 0
CC | 0 | 0 | 0 | 0 | 0 | 0
CSP | 0 | 0 | 0 | 0 | 0 | 0
CT | 0 | 0 | 0 | 0 | 0 | 0
Coal | 0 | 0 | 0 | 0 | 0 | 0
Geo | 0 | 0 | 0 | 0 | 0 | 0
H | 0 | 0 | 0 | 0 | 0 | 0
LFG | 0 | 0 | 0 | 14.86 | 14.86 | 14.86
Nuc | 0 | 0 | 0 | 0 | 0 | 0
PS | 0 | 0 | 0 | 0 | 0 | 0
PV | 0 | 0 | 0 | 0 | 0 | 0
PeakG | 0 | 0 | 0 | 0 | 0 | 0
PeakO | 0 | 0 | 0 | 0 | 0 | 0
ST | 0 | 0 | 0 | 0 | 0 | 0
STOG | 0 | 0 | 0 | 0 | 0 | 0
STWD | 0 | 0 | 0 | 0 | 0 | 0
WT | 658.73 | 658.73 | 11842.52 | 11777.19 | 11183.79 | 11551.55
IGCC | 0 | 0 | 0 | 0 | 0 | 0
DemandResponse | 0 | 0 | 0 | 0 | 0 | 0
IGCC-CCS | 0 | 0 | 0 | 0 | 0 | 0
WT_off | 0 | 0 | 0 | 0 | 0 | 0
PseudoUnit | 0 | 0 | 0 | 0 | 0 | 0
FixedInterchange | 0 | 0 | 0 | 0 | 0 | 0
Levelized Capital Costs by Reporting Type: MISO_WUMS
ReportingType | 2015 | 2020 | 2025 | 2030 | 2035 | 2040
BM | 0 | 0 | 0 | 0 | 90.14 | 864.36
CC | 569.08 | 781.8 | 781.8 | 781.8 | 781.8 | 212.72
CSP | 0 | 0 | 0 | 0 | 0 | 0
CT | 0 | 0 | 0 | 0 | 0 | 0
Coal | 184.51 | 184.51 | 184.51 | 184.51 | 184.51 | 184.51
Geo | 0 | 0 | 0 | 0 | 0 | 0
H | 0 | 0.35 | 0.35 | 0.35 | 0.35 | 0.35
LFG | 0 | 0 | 43.4 | 43.4 | 43.4 | 43.4
Nuc | 0 | 0 | 0 | 0 | 0 | 0
PS | 0 | 0 | 0 | 0 | 0 | 0
PV | 0 | 0 | 0 | 0 | 0 | 0
PeakG | 0 | 0 | 0 | 0 | 0 | 0
PeakO | 0 | 0 | 0 | 0 | 0 | 0
ST | 0 | 0 | 0 | 0 | 0 | 0
STOG | 0 | 0 | 0 | 0 | 0 | 0
STWD | 0 | 0 | 0 | 0 | 0 | 0
WT | 218.37 | 218.37 | 224.5 | 2545.61 | 2327.24 | 2682.61
IGCC | 0 | 0 | 0 | 0 | 0 | 0
DemandResponse | 0 | 0 | 0 | 0 | 0 | 0
IGCC-CCS | 0 | 0 | 0 | 0 | 0 | 0
WT_off | 0 | 0 | 0 | 0 | 0 | 0
PseudoUnit | 0 | 0 | 0 | 0 | 0 | 0
FixedInterchange | 0 | 0 | 0 | 0 | 0 | 0
Levelized Capital Costs by Reporting Type: Nebraska
ReportingType | 2015 | 2020 | 2025 | 2030 | 2035 | 2040
BM | 0 | 0 | 0 | 0 | 0 | 0
CC | 0 | 0 | 0 | 0 | 0 | 0
CSP | 0 | 0 | 0 | 0 | 0 | 0
CT | 0 | 0 | 0 | 0 | 0 | 0
Coal | 66.52 | 66.52 | 66.52 | 66.52 | 66.52 | 66.52
Geo | 0 | 0 | 0 | 0 | 0 | 0
H | 0 | 0 | 0 | 0 | 0 | 0
LFG | 0 | 0 | 0 | 13.78 | 13.78 | 13.78
Nuc | 0 | 0 | 0 | 0 | 0 | 0
PS | 0 | 0 | 0 | 0 | 0 | 0
PV | 0 | 0 | 0 | 0 | 0 | 0
PeakG | 0 | 0 | 0 | 0 | 0 | 0
PeakO | 0 | 0 | 0 | 0 | 0 | 0
ST | 0 | 0 | 0 | 0 | 0 | 0
STOG | 0 | 0 | 0 | 0 | 0 | 0
STWD | 0 | 0 | 0 | 0 | 0 | 0
WT | 44.36 | 3867.48 | 3867.48 | 4125.12 | 4553.18 | 730.06
IGCC | 0 | 0 | 0 | 0 | 0 | 0
DemandResponse | 0 | 0 | 0 | 0 | 0 | 0
IGCC-CCS | 0 | 0 | 0 | 0 | 0 | 0
WT_off | 0 | 0 | 0 | 0 | 0 | 0
PseudoUnit | 0 | 0 | 0 | 0 | 0 | 0
FixedInterchange | 0 | 0 | 0 | 0 | 0 | 0
Levelized Capital Costs by Reporting Type: NEISO
ReportingType | 2015 | 2020 | 2025 | 2030 | 2035 | 2040
BM | 115.57 | 115.57 | 115.57 | 115.57 | 115.57 | 115.57
CC | 273.49 | 273.49 | 273.49 | 273.49 | 273.49 | 0
CSP | 0 | 0 | 0 | 0 | 0 | 0
CT | 30 | 30 | 30 | 29.13 | 0 | 0
Coal | 0 | 0 | 0 | 0 | 0 | 0
Geo | 0 | 0 | 0 | 0 | 0 | 0
H | 0 | 0 | 0 | 0.99 | 0.99 | 0.99
LFG | 10.64 | 10.64 | 10.64 | 24.97 | 14.32 | 14.32
Nuc | 0 | 0 | 0 | 0 | 0 | 0
PS | 0 | 0 | 0 | 0 | 0 | 0
PV | 0 | 108.46 | 108.46 | 108.46 | 108.47 | 0
PeakG | 0 | 0 | 0 | 0 | 0 | 0
PeakO | 0 | 0 | 0 | 0 | 0 | 0
ST | 0 | 0 | 0 | 0 | 0 | 0
STOG | 0 | 0 | 0 | 0 | 0 | 0
STWD | 0 | 0 | 0 | 0 | 0 | 0
WT | 54.49 | 614.44 | 941.98 | 1149.09 | 3668.6 | 3108.64
IGCC | 0 | 0 | 0 | 0 | 0 | 0
DemandResponse | 0 | 0 | 0 | 0 | 0 | 0
IGCC-CCS | 0 | 0 | 0 | 0 | 0 | 0
WT_off | 283.24 | 283.24 | 283.24 | 283.24 | 0 | 0
PseudoUnit | 0 | 0 | 0 | 0 | 0 | 0
FixedInterchange | 0 | 0 | 0 | 0 | 0 | 0
Levelized Capital Costs by Reporting Type: NonRTO_Midwest
ReportingType | 2015 | 2020 | 2025 | 2030 | 2035 | 2040
BM | 0 | 0 | 0 | 0 | 474.55 | 1904.54
CC | 319.57 | 540.06 | 540.06 | 540.06 | 540.06 | 220.49
CSP | 0 | 0 | 0 | 0 | 0 | 0
CT | 0 | 0 | 0 | 0 | 0 | 0
Coal | 0 | 0 | 0 | 0 | 0 | 0
Geo | 0 | 0 | 0 | 0 | 0 | 0
H | 0 | 0 | 245.9 | 245.9 | 245.9 | 245.9
LFG | 0 | 0 | 30 | 30 | 30 | 30
Nuc | 0 | 0 | 0 | 0 | 0 | 0
PS | 0 | 0 | 0 | 0 | 0 | 0
PV | 0 | 0 | 0 | 0 | 0 | 0
PeakG | 0 | 0 | 0 | 0 | 0 | 0
PeakO | 0 | 0 | 0 | 0 | 0 | 0
ST | 0 | 0 | 0 | 0 | 0 | 0
STOG | 0 | 0 | 0 | 0 | 0 | 0
STWD | 0 | 0 | 0 | 0 | 0 | 0
WT | 0 | 0 | 0 | 0 | 0 | 0
IGCC | 0 | 0 | 0 | 0 | 0 | 0
DemandResponse | 0 | 0 | 0 | 0 | 0 | 0
IGCC-CCS | 0 | 0 | 0 | 0 | 0 | 0
WT_off | 0 | 0 | 0 | 0 | 0 | 0
PseudoUnit | 0 | 0 | 0 | 0 | 0 | 0
FixedInterchange | 0 | 0 | 0 | 0 | 0 | 0
Levelized Capital Costs by Reporting Type: NYISO_A-F
ReportingType | 2015 | 2020 | 2025 | 2030 | 2035 | 2040
BM | 0 | 0 | 0 | 0 | 0 | 0
CC | 85.71 | 85.71 | 85.71 | 85.71 | 85.71 | 0
CSP | 0 | 0 | 0 | 0 | 0 | 0
CT | 0 | 0 | 0 | 0 | 0 | 0
Coal | 0 | 0 | 0 | 0 | 0 | 0
Geo | 0 | 0 | 0 | 0 | 0 | 0
H | 0 | 0 | 0 | 0 | 0 | 0
LFG | 1.35 | 1.35 | 1.35 | 14.91 | 13.57 | 13.57
Nuc | 0 | 0 | 0 | 0 | 0 | 0
PS | 0 | 0 | 0 | 0 | 0 | 0
PV | 0 | 0 | 0 | 0 | 0 | 0
PeakG | 0 | 0 | 0 | 0 | 0 | 0
PeakO | 0 | 0 | 0 | 0 | 0 | 0
ST | 0 | 0 | 0 | 0 | 0 | 0
STOG | 0 | 0 | 0 | 0 | 0 | 0
STWD | 0 | 0 | 0 | 0 | 0 | 0
WT | 571.17 | 727.41 | 727.41 | 1797.29 | 2343.49 | 2187.25
IGCC | 0 | 0 | 0 | 0 | 0 | 0
DemandResponse | 0 | 0 | 0 | 0 | 0 | 0
IGCC-CCS | 0 | 0 | 0 | 0 | 0 | 0
WT_off | 0 | 0 | 0 | 0 | 0 | 0
PseudoUnit | 0 | 0 | 0 | 0 | 0 | 0
FixedInterchange | 0 | 0 | 0 | 0 | 0 | 0
Levelized Capital Costs by Reporting Type: NYISO_G-I
ReportingType | 2015 | 2020 | 2025 | 2030 | 2035 | 2040
BM | 0 | 0 | 0 | 0 | 212.52 | 311.91
CC | 0 | 0 | 0 | 0 | 0 | 0
CSP | 0 | 0 | 0 | 0 | 0 | 0
CT | 0 | 0 | 0 | 0 | 0 | 0
Coal | 0 | 0 | 0 | 0 | 0 | 0
Geo | 0 | 0 | 0 | 0 | 0 | 0
H | 0 | 0 | 0 | 0 | 0 | 0
LFG | 0 | 0 | 0 | 14.85 | 14.85 | 14.85
Nuc | 0 | 0 | 0 | 0 | 0.01 | 1492.22
PS | 0 | 0 | 0 | 0 | 0 | 0
PV | 0 | 0 | 0 | 0 | 0 | 0
PeakG | 0 | 0 | 0 | 0 | 0 | 0
PeakO | 0 | 0 | 0 | 0 | 0 | 0
ST | 0 | 0 | 0 | 0 | 0 | 0
STOG | 0 | 0 | 0 | 0 | 0 | 0
STWD | 0 | 0 | 0 | 0 | 0 | 0
WT | 0 | 12.72 | 12.72 | 76.54 | 76.54 | 63.83
IGCC | 0 | 0 | 0 | 0 | 0 | 0
DemandResponse | 0 | 0 | 0 | 0 | 0 | 0
IGCC-CCS | 0 | 0 | 0 | 0 | 0 | 0
WT_off | 0 | 0 | 0 | 0 | 0 | 0
PseudoUnit | 0 | 0 | 0 | 0 | 0 | 0
FixedInterchange | 0 | 0 | 0 | 0 | 0 | 0
Levelized Capital Costs by Reporting Type: NYISO_J-K
ReportingType | 2015 | 2020 | 2025 | 2030 | 2035 | 2040
BM | 0 | 0 | 0 | 0 | 0 | 0
CC | 226.37 | 226.37 | 226.37 | 226.37 | 226.37 | 0
CSP | 0 | 0 | 0 | 0 | 0 | 0
CT | 0 | 0 | 0 | 0 | 0 | 0
Coal | 0 | 0 | 0 | 0 | 0 | 0
Geo | 0 | 0 | 0 | 0 | 0 | 0
H | 0 | 0 | 0 | 0 | 0 | 0
LFG | 0 | 0 | 0 | 20.47 | 20.47 | 20.47
Nuc | 0 | 0 | 0 | 0 | 0 | 0
PS | 0 | 0 | 0 | 0 | 0 | 0
PV | 16.99 | 16.99 | 16.99 | 16.99 | 0 | 0
PeakG | 0 | 0 | 0 | 0 | 0 | 0
PeakO | 0 | 0 | 0 | 0 | 0 | 0
ST | 0 | 0 | 0 | 0 | 0 | 0
STOG | 0 | 0 | 0 | 0 | 0 | 0
STWD | 0 | 0 | 0 | 0 | 0 | 0
WT | 0 | 0 | 0 | 45.61 | 89.6 | 89.6
IGCC | 0 | 0 | 0 | 0 | 0 | 0
DemandResponse | 0 | 0 | 0 | 0 | 0 | 0
IGCC-CCS | 0 | 0 | 0 | 0 | 0 | 0
WT_off | 0 | 0 | 0 | 0 | 0 | 0
PseudoUnit | 0 | 0 | 0 | 0 | 0 | 0
FixedInterchange | 0 | 0 | 0 | 0 | 0 | 0
Levelized Capital Costs by Reporting Type: PJM_E
ReportingType | 2015 | 2020 | 2025 | 2030 | 2035 | 2040
BM | 14.48 | 14.48 | 14.48 | 14.48 | 14.48 | 14.48
CC | 673.31 | 673.31 | 673.31 | 673.31 | 582.39 | 0
CSP | 0 | 0 | 0 | 0 | 0 | 0
CT | 2.28 | 2.28 | 2.28 | 0 | 0 | 0
Coal | 9.09 | 9.09 | 9.09 | 9.09 | 9.09 | 9.09
Geo | 0 | 0 | 0 | 0 | 0 | 0
H | 0 | 0 | 0 | 0 | 0 | 0
LFG | 2.19 | 32.86 | 32.86 | 30.67 | 30.67 | 0
Nuc | 0 | 0 | 0 | 0 | 0 | 0
PS | 0 | 0 | 0 | 0 | 0 | 0
PV | 11.04 | 11.04 | 11.04 | 11.04 | 0 | 0
PeakG | 0 | 0 | 0 | 0 | 0 | 0
PeakO | 0 | 0 | 0 | 0 | 0 | 0
ST | 0 | 0 | 0 | 0 | 0 | 0
STOG | 0 | 0 | 0 | 0 | 0 | 0
STWD | 0 | 0 | 0 | 0 | 0 | 0
WT | 300.12 | 300.12 | 300.12 | 300.12 | 0 | 0
IGCC | 0 | 0 | 0 | 0 | 0 | 0
DemandResponse | 0 | 0 | 0 | 0 | 0 | 0
IGCC-CCS | 0 | 0 | 0 | 0 | 0 | 0
WT_off | 0 | 0 | 540.35 | 540.35 | 540.35 | 540.35
PseudoUnit | 0 | 0 | 0 | 0 | 0 | 0
FixedInterchange | 0 | 0 | 0 | 0 | 0 | 0
Levelized Capital Costs by Reporting Type: PJM_ROM
ReportingType | 2015 | 2020 | 2025 | 2030 | 2035 | 2040
BM | 7.8 | 7.8 | 7.8 | 7.8 | 869.98 | 869.99
CC | 232.92 | 232.92 | 232.92 | 232.92 | 232.92 | 0
CSP | 0 | 0 | 0 | 0 | 0 | 0
CT | 1.4 | 1.4 | 1.4 | 1.4 | 0 | 0
Coal | 10.21 | 10.21 | 10.21 | 10.21 | 10.21 | 10.21
Geo | 0 | 0 | 0 | 0 | 0 | 0
H | 0 | 0 | 0 | 223.48 | 223.48 | 223.48
LFG | 3.93 | 57.29 | 57.29 | 55.71 | 53.36 | 0
Nuc | 0 | 0 | 0 | 0 | 2801.11 | 6682.1
PS | 0 | 0 | 0 | 0 | 0 | 0
PV | 0 | 474.3 | 718.2 | 772.8 | 776.91 | 322.25
PeakG | 0 | 0 | 0 | 0 | 0 | 0
PeakO | 0 | 0 | 0 | 0 | 0 | 0
ST | 0 | 0 | 0 | 0 | 0 | 0
STOG | 0 | 0 | 0 | 0 | 0 | 0
STWD | 0 | 0 | 0 | 0 | 0 | 0
WT | 113.55 | 281.73 | 281.73 | 254.32 | 168.17 | 0
IGCC | 0 | 0 | 0 | 0 | 0 | 0
DemandResponse | 0 | 0 | 0 | 0 | 0 | 0
IGCC-CCS | 0 | 0 | 0 | 0 | 0 | 0
WT_off | 0 | 0 | 0 | 0 | 0 | 0
PseudoUnit | 0 | 0 | 0 | 0 | 0 | 0
FixedInterchange | 0 | 0 | 0 | 0 | 0 | 0
Levelized Capital Costs by Reporting Type: PJM_ROR
ReportingType | 2015 | 2020 | 2025 | 2030 | 2035 | 2040
BM | 165.77 | 165.77 | 165.77 | 165.77 | 165.77 | 3695.9
CC | 1878.47 | 2507.37 | 2507.37 | 2507.37 | 2487.28 | 628.9
CSP | 0 | 0 | 0 | 0 | 0 | 0
CT | 2.4 | 2.4 | 2.4 | 2.4 | 0 | 0
Coal | 648.6 | 648.6 | 648.6 | 648.6 | 648.6 | 648.6
Geo | 0 | 0 | 0 | 0 | 0 | 0
H | 0 | 174.52 | 174.52 | 174.52 | 174.52 | 174.52
LFG | 11.72 | 113.04 | 113.04 | 107.38 | 101.31 | 0
Nuc | 0 | 0 | 0 | 883.69 | 2997.29 | 8417.3
PS | 0 | 0 | 0 | 0 | 0 | 0
PV | 0 | 0 | 0 | 0 | 0 | 0
PeakG | 0 | 0 | 0 | 0 | 0 | 0
PeakO | 0 | 0 | 0 | 0 | 0 | 0
ST | 0 | 0 | 0 | 0 | 0 | 0
STOG | 0 | 0 | 0 | 0 | 0 | 0
STWD | 0 | 0 | 0 | 0 | 0 | 0
WT | 1894.89 | 1934.85 | 3396.64 | 3390.15 | 2282.11 | 2242.15
IGCC | 0 | 0 | 0 | 0 | 0 | 0
DemandResponse | 0 | 0 | 0 | 0 | 0 | 0
IGCC-CCS | 0 | 0 | 0 | 0 | 0 | 0
WT_off | 0 | 0 | 0 | 0 | 0 | 0
PseudoUnit | 0 | 0 | 0 | 0 | 0 | 0
FixedInterchange | 0 | 0 | 0 | 0 | 0 | 0
Levelized Capital Costs by Reporting Type: SOCO
ReportingType | 2015 | 2020 | 2025 | 2030 | 2035 | 2040
BM | 21 | 21 | 21 | 21 | 828.17 | 2130.99
CC | 820.72 | 1339.63 | 1339.63 | 1339.63 | 1339.63 | 518.91
CSP | 0 | 0 | 0 | 0 | 0 | 0
CT | 0 | 0 | 0 | 0 | 0 | 0
Coal | 0 | 0 | 0 | 0 | 0 | 0
Geo | 0 | 0 | 0 | 0 | 0 | 0
H | 0 | 0 | 0 | 0 | 0 | 0
LFG | 0 | 0 | 19.65 | 19.65 | 19.65 | 19.65
Nuc | 0 | 1254.21 | 1254.21 | 3575.22 | 8397.37 | 10257.22
PS | 0 | 0 | 0 | 0 | 0 | 0
PV | 0 | 0 | 0 | 0 | 0 | 0
PeakG | 0 | 0 | 0 | 0 | 0 | 0
PeakO | 0 | 0 | 0 | 0 | 0 | 0
ST | 0 | 0 | 0 | 0 | 0 | 0
STOG | 0 | 0 | 0 | 0 | 0 | 0
STWD | 0 | 0 | 0 | 0 | 0 | 0
WT | 0 | 0 | 0 | 0 | 20.78 | 20.78
IGCC | 0 | 0 | 0 | 0 | 0 | 0
DemandResponse | 0 | 0 | 0 | 0 | 0 | 0
IGCC-CCS | 0 | 0 | 0 | 0 | 0 | 0
WT_off | 0 | 0 | 0 | 0 | 0 | 0
PseudoUnit | 0 | 0 | 0 | 0 | 0 | 0
FixedInterchange | 0 | 0 | 0 | 0 | 0 | 0
Levelized Capital Costs by Reporting Type: SPP_N
ReportingType | 2015 | 2020 | 2025 | 2030 | 2035 | 2040
BM | 0 | 0 | 0 | 0 | 0 | 0
CC | 0 | 0 | 0 | 0 | 0 | 0
CSP | 0 | 0 | 0 | 0 | 0 | 0
CT | 0 | 0 | 0 | 0 | 0 | 0
Coal | 128.56 | 128.56 | 128.56 | 128.56 | 128.56 | 128.56
Geo | 0 | 0 | 0 | 0 | 0 | 0
H | 0 | 0 | 0 | 0 | 0 | 0
LFG | 0 | 0 | 0 | 17.63 | 17.63 | 17.63
Nuc | 0 | 0 | 0 | 0 | 0 | 0
PS | 0 | 0 | 0 | 0 | 0 | 0
PV | 0 | 0 | 0 | 0 | 0 | 0
PeakG | 0 | 0 | 0 | 0 | 0 | 0
PeakO | 0 | 0 | 0 | 0 | 0 | 0
ST | 0 | 0 | 0 | 0 | 0 | 0
STOG | 0 | 0 | 0 | 0 | 0 | 0
STWD | 0 | 0 | 0 | 0 | 0 | 0
WT | 0 | 10923.44 | 11678.96 | 13018.49 | 14900.17 | 4324.06
IGCC | 0 | 0 | 0 | 0 | 0 | 0
DemandResponse | 0 | 0 | 0 | 0 | 0 | 0
IGCC-CCS | 0 | 0 | 0 | 0 | 0 | 0
WT_off | 0 | 0 | 0 | 0 | 0 | 0
PseudoUnit | 0 | 0 | 0 | 0 | 0 | 0
FixedInterchange | 0 | 0 | 0 | 0 | 0 | 0
Levelized Capital Costs by Reporting Type: SPP_S
ReportingType | 2015 | 2020 | 2025 | 2030 | 2035 | 2040
BM | 0 | 0 | 0 | 0 | 0 | 0
CC | 0 | 0 | 0 | 0 | 0 | 0
CSP | 0 | 0 | 0 | 0 | 0 | 0
CT | 33.21 | 56.93 | 56.93 | 56.93 | 23.72 | 0
Coal | 273.14 | 273.14 | 273.14 | 273.14 | 273.14 | 273.14
Geo | 0 | 0 | 0 | 0 | 0 | 0
H | 0 | 0 | 0 | 0 | 0 | 0
LFG | 0 | 0 | 0 | 17.63 | 17.63 | 17.63
Nuc | 0 | 0 | 0 | 0 | 0 | 0
PS | 0 | 0 | 0 | 0 | 0 | 0
PV | 0 | 0 | 0 | 0 | 0 | 0
PeakG | 0 | 0 | 0 | 0 | 0 | 0
PeakO | 0 | 0 | 0 | 0 | 0 | 0
ST | 0 | 0 | 0 | 0 | 0 | 0
STOG | 0 | 0 | 0 | 0 | 0 | 0
STWD | 0 | 0 | 0 | 0 | 0 | 0
WT | 92.65 | 8184.27 | 8837.86 | 8837.86 | 10576.42 | 2929.98
IGCC | 0 | 0 | 0 | 0 | 0 | 0
DemandResponse | 0 | 0 | 0 | 0 | 0 | 0
IGCC-CCS | 0 | 0 | 0 | 0 | 0 | 0
WT_off | 0 | 0 | 0 | 0 | 0 | 0
PseudoUnit | 0 | 0 | 0 | 0 | 0 | 0
FixedInterchange | 0 | 0 | 0 | 0 | 0 | 0
Levelized Capital Costs by Reporting Type: TVA
ReportingType | 2015 | 2020 | 2025 | 2030 | 2035 | 2040
BM | 0 | 0 | 0 | 0 | 2368.02 | 2368.02
CC | 490.63 | 994.37 | 994.37 | 994.37 | 959.9 | 503.74
CSP | 0 | 0 | 0 | 0 | 0 | 0
CT | 0 | 0 | 0 | 0 | 0 | 0
Coal | 0 | 0 | 0 | 0 | 0 | 0
Geo | 0 | 0 | 0 | 0 | 0 | 0
H | 0 | 0 | 0 | 8.9 | 8.9 | 8.9
LFG | 0 | 0 | 19.35 | 19.35 | 19.35 | 19.35
Nuc | 684.91 | 684.91 | 684.91 | 684.91 | 756.18 | 3552.58
PS | 0 | 0 | 0 | 0 | 0 | 0
PV | 0 | 0 | 0 | 0 | 0 | 0
PeakG | 0 | 0 | 0 | 0 | 0 | 0
PeakO | 0 | 0 | 0 | 0 | 0 | 0
ST | 0 | 0 | 0 | 0 | 0 | 0
STOG | 0 | 0 | 0 | 0 | 0 | 0
STWD | 0 | 0 | 0 | 0 | 0 | 0
WT | 0 | 0 | 0 | 0 | 20.59 | 20.59
IGCC | 0 | 0 | 0 | 0 | 0 | 0
DemandResponse | 0 | 0 | 0 | 0 | 0 | 0
IGCC-CCS | 0 | 0 | 0 | 0 | 0 | 0
WT_off | 0 | 0 | 0 | 0 | 0 | 0
PseudoUnit | 0 | 0 | 0 | 0 | 0 | 0
FixedInterchange | 0 | 0 | 0 | 0 | 0 | 0
Levelized Capital Costs by Reporting Type: TVA_Transmission
ReportingType | 2015 | 2020 | 2025 | 2030 | 2035 | 2040
BM | 0 | 0 | 0 | 0 | 0 | 0
CC | 0 | 0 | 0 | 0 | 0 | 0
CSP | 0 | 0 | 0 | 0 | 0 | 0
CT | 0 | 0 | 0 | 0 | 0 | 0
Coal | 0 | 0 | 0 | 0 | 0 | 0
Geo | 0 | 0 | 0 | 0 | 0 | 0
H | 0 | 0 | 0 | 0 | 0 | 0
LFG | 0 | 0 | 0 | 0 | 0 | 0
Nuc | 0 | 0 | 0 | 0 | 0 | 0
PS | 0 | 0 | 0 | 0 | 0 | 0
PV | 0 | 0 | 0 | 0 | 0 | 0
PeakG | 0 | 0 | 0 | 0 | 0 | 0
PeakO | 0 | 0 | 0 | 0 | 0 | 0
ST | 0 | 0 | 0 | 0 | 0 | 0
STOG | 0 | 0 | 0 | 0 | 0 | 0
STWD | 0 | 0 | 0 | 0 | 0 | 0
WT | 0 | 0 | 0 | 0 | 0 | 0
IGCC | 0 | 0 | 0 | 0 | 0 | 0
DemandResponse | 0 | 0 | 0 | 0 | 0 | 0
IGCC-CCS | 0 | 0 | 0 | 0 | 0 | 0
WT_off | 0 | 0 | 0 | 0 | 0 | 0
PseudoUnit | 0 | 0 | 0 | 0 | 0 | 0
FixedInterchange | 0 | 0 | 0 | 0 | 0 | 0
Levelized Capital Costs by Reporting Type: VACAR
ReportingType | 2015 | 2020 | 2025 | 2030 | 2035 | 2040
BM | 0.34 | 58.51 | 227.66 | 231.66 | 2199.05 | 2199.05
CC | 1568.7 | 1568.7 | 1568.7 | 1568.7 | 1568.7 | 0
CSP | 0 | 0 | 0 | 0 | 0 | 0
CT | 60.99 | 60.99 | 60.99 | 0 | 0 | 0
Coal | 220.45 | 220.45 | 220.45 | 220.45 | 220.45 | 220.45
Geo | 0 | 0 | 0 | 0 | 0 | 0
H | 0 | 0 | 0 | 0 | 0 | 0
LFG | 0.06 | 19.57 | 19.57 | 19.57 | 19.51 | 0
Nuc | 0 | 1320.06 | 2143.26 | 4180.53 | 6668.4 | 12330.18
PS | 0 | 0 | 0 | 0 | 0 | 0
PV | 0 | 42.44 | 43.12 | 43.36 | 43.36 | 1.79
PeakG | 0 | 0 | 0 | 0 | 0 | 0
PeakO | 0 | 0 | 0 | 0 | 0 | 0
ST | 0 | 0 | 0 | 0 | 0 | 0
STOG | 0 | 0 | 0 | 0 | 0 | 0
STWD | 0 | 0 | 0 | 0 | 0 | 0
WT | 0.19 | 740.59 | 740.59 | 740.59 | 740.4 | 0
IGCC | 0 | 0 | 0 | 0 | 0 | 0
DemandResponse | 0 | 0 | 0 | 0 | 0 | 0
IGCC-CCS | 0 | 0 | 0 | 0 | 0 | 0
WT_off | 0.53 | 0.53 | 0.53 | 0.53 | 0 | 0
PseudoUnit | 0 | 0 | 0 | 0 | 0 | 0
FixedInterchange | 0 | 0 | 0 | 0 | 0 | 0
Levelized Capital Costs by Reporting Type: IESO
ReportingType | 2015 | 2020 | 2025 | 2030 | 2035 | 2040
BM | 144.8 | 144.8 | 144.8 | 144.8 | 144.8 | 144.8
CC | 175.41 | 175.41 | 175.41 | 175.41 | 175.41 | 0
CSP | 0 | 0 | 0 | 0 | 0 | 0
CT | 41.8 | 41.8 | 41.8 | 41.8 | 0 | 0
Coal | 0 | 0 | 0 | 0 | 0 | 0
Geo | 0 | 0 | 0 | 0 | 0 | 0
H | 0 | 0 | 0 | 98.84 | 98.84 | 98.84
LFG | 5.12 | 5.12 | 5.12 | 5.29 | 0.17 | 0.17
Nuc | 0 | 0 | 0 | 0 | 0 | 0
PS | 0 | 0 | 0 | 0 | 0 | 0
PV | 539.74 | 539.74 | 539.74 | 539.74 | 0 | 0
PeakG | 0 | 0 | 0 | 0 | 0 | 0
PeakO | 0 | 0 | 0 | 0 | 0 | 0
ST | 0 | 0 | 0 | 0 | 0 | 0
STOG | 0 | 0 | 0 | 0 | 0 | 0
STWD | 0 | 0 | 0 | 0 | 0 | 0
WT | 660.4 | 660.4 | 660.4 | 660.4 | 0 | 0
IGCC | 0 | 0 | 0 | 0 | 0 | 0
DemandResponse | 0 | 0 | 0 | 0 | 0 | 0
IGCC-CCS | 0 | 0 | 0 | 0 | 0 | 0
WT_off | 0 | 0 | 0 | 0 | 0 | 0
PseudoUnit | 0 | 0 | 0 | 0 | 0 | 0
FixedInterchange | 0 | 0 | 0 | 0 | 0 | 0
Levelized Capital Costs by Reporting Type: MAPP_CA
ReportingType | 2015 | 2020 | 2025 | 2030 | 2035 | 2040
BM | 0 | 0 | 0 | 0 | 0 | 0
CC | 30.91 | 30.91 | 30.91 | 30.91 | 30.91 | 0
CSP | 0 | 0 | 0 | 0 | 0 | 0
CT | 0 | 0 | 0 | 0 | 0 | 0
Coal | 0 | 0 | 0 | 0 | 0 | 0
Geo | 0 | 0 | 0 | 0 | 0 | 0
H | 0 | 241.14 | 733.92 | 1277.63 | 1369.84 | 1369.84
LFG | 0 | 0 | 0 | 0 | 0 | 0
Nuc | 0 | 0 | 0 | 0 | 0 | 0
PS | 0 | 0 | 0 | 0 | 0 | 0
PV | 0 | 0 | 0 | 0 | 0 | 0
PeakG | 0 | 0 | 0 | 0 | 0 | 0
PeakO | 0 | 0 | 0 | 0 | 0 | 0
ST | 0 | 0 | 0 | 0 | 0 | 0
STOG | 0 | 0 | 0 | 0 | 0 | 0
STWD | 0 | 0 | 0 | 0 | 0 | 0
WT | 87.23 | 87.23 | 87.23 | 87.23 | 0 | 0
IGCC | 0 | 0 | 0 | 0 | 0 | 0
DemandResponse | 0 | 0 | 0 | 0 | 0 | 0
IGCC-CCS | 0 | 0 | 0 | 0 | 0 | 0
WT_off | 0 | 0 | 0 | 0 | 0 | 0
PseudoUnit | 0 | 0 | 0 | 0 | 0 | 0
FixedInterchange | 0 | 0 | 0 | 0 | 0 | 0
Levelized Capital Costs by Reporting Type: AZ_NM_SNV_Coal
ReportingType | 2015 | 2020 | 2025 | 2030 | 2035 | 2040
BM | 0 | 0 | 0 | 0 | 0 | 0
CC | 0 | 0 | 0 | 0 | 0 | 0
CSP | 0 | 0 | 0 | 0 | 0 | 0
CT | 0 | 0 | 0 | 0 | 0 | 0
Coal | 0 | 0 | 0 | 0 | 0 | 0
Geo | 0 | 0 | 0 | 0 | 0 | 0
H | 0 | 0 | 0 | 0 | 0 | 0
LFG | 0 | 0 | 0 | 0 | 0 | 0
Nuc | 0 | 0 | 0 | 0 | 0 | 0
PS | 0 | 0 | 0 | 0 | 0 | 0
PV | 0 | 0 | 0 | 0 | 0 | 0
PeakG | 0 | 0 | 0 | 0 | 0 | 0
PeakO | 0 | 0 | 0 | 0 | 0 | 0
ST | 0 | 0 | 0 | 0 | 0 | 0
STOG | 0 | 0 | 0 | 0 | 0 | 0
STWD | 0 | 0 | 0 | 0 | 0 | 0
WT | 0 | 0 | 0 | 0 | 0 | 0
IGCC | 0 | 0 | 0 | 0 | 0 | 0
DemandResponse | 0 | 0 | 0 | 0 | 0 | 0
IGCC-CCS | 0 | 0 | 0 | 0 | 0 | 0
WT_off | 0 | 0 | 0 | 0 | 0 | 0
PseudoUnit | 0 | 0 | 0 | 0 | 0 | 0
FixedInterchange | 0 | 0 | 0 | 0 | 0 | 0
Levelized Capital Costs by Reporting Type: AZ_NM_SNV_Gas
ReportingType | 2015 | 2020 | 2025 | 2030 | 2035 | 2040
BM | 0 | 0 | 0 | 0 | 0 | 0
CC | 79.32 | 260.08 | 260.08 | 260.08 | 260.08 | 180.76
CSP | 0 | 0 | 0 | 0 | 0 | 0
CT | 63.7 | 63.7 | 63.7 | 63.7 | 0 | 0
Coal | 0 | 0 | 0 | 0 | 0 | 0
Geo | 0 | 0 | 0 | 0 | 0 | 0
H | 0 | 0 | 0 | 0 | 0 | 0
LFG | 0 | 0 | 0 | 0 | 0 | 0
Nuc | 0 | 0 | 0 | 0 | 0 | 0
PS | 0 | 0 | 0 | 0 | 0 | 0
PV | 0 | 0 | 0 | 0 | 0 | 0
PeakG | 0 | 0 | 0 | 0 | 0 | 0
PeakO | 0 | 0 | 0 | 0 | 0 | 0
ST | 0 | 0 | 0 | 0 | 0 | 0
STOG | 0 | 0 | 0 | 0 | 0 | 0
STWD | 0 | 0 | 0 | 0 | 0 | 0
WT | 0 | 0 | 0 | 0 | 0 | 0
IGCC | 0 | 0 | 0 | 0 | 0 | 0
DemandResponse | 0 | 0 | 0 | 0 | 0 | 0
IGCC-CCS | 0 | 0 | 0 | 0 | 0 | 0
WT_off | 0 | 0 | 0 | 0 | 0 | 0
PseudoUnit | 0 | 0 | 0 | 0 | 0 | 0
FixedInterchange | 0 | 0 | 0 | 0 | 0 | 0
Levelized Capital Costs by Reporting Type: AZ_NM_SNV_NucRenew
ReportingType | 2015 | 2020 | 2025 | 2030 | 2035 | 2040
BM | 0 | 0 | 0 | 0 | 0 | 213.9
CC | 0 | 0 | 0 | 0 | 0 | 0
CSP | 0 | 0 | 0 | 0 | 0 | 0
CT | 0 | 0 | 0 | 0 | 0 | 0
Coal | 0 | 0 | 0 | 0 | 0 | 0
Geo | 0 | 0 | 369.64 | 369.64 | 369.64 | 369.64
H | 0 | 0 | 0 | 0 | 0 | 0
LFG | 0 | 0 | 11.41 | 11.41 | 11.41 | 11.41
Nuc | 0 | 0 | 0 | 1885.58 | 5529.97 | 5529.97
PS | 0 | 0 | 0 | 0 | 0 | 0
PV | 34.88 | 34.88 | 34.88 | 34.88 | 0 | 0
PeakG | 0 | 0 | 0 | 0 | 0 | 0
PeakO | 0 | 0 | 0 | 0 | 0 | 0
ST | 101.35 | 245.31 | 312.9 | 284.23 | 399.79 | 255.85
STOG | 0 | 0 | 0 | 0 | 0 | 0
STWD | 0 | 0 | 0 | 0 | 0 | 0
WT | 14.29 | 2481.9 | 2486.89 | 2486.89 | 2472.61 | 5
IGCC | 0 | 0 | 0 | 0 | 0 | 0
DemandResponse | 0 | 0 | 0 | 0 | 0 | 0
IGCC-CCS | 0 | 0 | 0 | 0 | 0 | 0
WT_off | 0 | 0 | 0 | 0 | 0 | 0
PseudoUnit | 0 | 0 | 0 | 0 | 0 | 0
FixedInterchange | 0 | 0 | 0 | 0 | 0 | 0
Levelized Capital Costs by Reporting Type: ERCOT
ReportingType | 2015 | 2020 | 2025 | 2030 | 2035 | 2040
BM | 54.69 | 54.69 | 54.69 | 54.69 | 1311.48 | 1311.48
CC | 1734.9 | 1734.9 | 1734.9 | 1734.9 | 1734.9 | 0
CSP | 0 | 0 | 0 | 0 | 0 | 0
CT | 20.97 | 20.97 | 20.97 | 20.97 | 0 | 0
Coal | 540.38 | 540.38 | 540.38 | 540.38 | 540.38 | 540.38
Geo | 0 | 0 | 0 | 0 | 0 | 0
H | 0 | 0 | 0 | 0 | 0 | 0
LFG | 0 | 0 | 63.77 | 63.77 | 63.77 | 63.77
Nuc | 0 | 0 | 0 | 1391.29 | 5852 | 8197.59
PS | 0 | 0 | 0 | 0 | 0 | 0
PV | 4.89 | 4.89 | 4.89 | 4.89 | 0 | 0
PeakG | 0 | 0 | 0 | 0 | 0 | 0
PeakO | 0 | 0 | 0 | 0 | 0 | 0
ST | 0 | 0 | 0 | 0 | 0 | 0
STOG | 0 | 0 | 0 | 0 | 0 | 0
STWD | 0 | 0 | 0 | 0 | 0 | 0
WT | 72.7 | 72.7 | 3730.85 | 3730.85 | 3658.15 | 3734.69
IGCC | 0 | 0 | 0 | 0 | 0 | 0
DemandResponse | 0 | 0 | 0 | 0 | 0 | 0
IGCC-CCS | 0 | 0 | 0 | 0 | 0 | 0
WT_off | 0 | 0 | 0 | 0 | 0 | 0
PseudoUnit | 0 | 0 | 0 | 0 | 0 | 0
FixedInterchange | 0 | 0 | 0 | 0 | 0 | 0
Levelized Capital Costs by Reporting Type: NP15
ReportingType | 2015 | 2020 | 2025 | 2030 | 2035 | 2040
BM | 0 | 0 | 0 | 0 | 0 | 0
CC | 226.06 | 310.55 | 310.55 | 310.55 | 310.55 | 84.49
CSP | 0 | 0 | 0 | 0 | 0 | 0
CT | 17.85 | 17.85 | 17.85 | 17.85 | 0 | 0
Coal | 0 | 0 | 0 | 0 | 0 | 0
Geo | 0 | 186.37 | 186.37 | 186.37 | 186.37 | 0
H | 0 | 0 | 0 | 0 | 0 | 0
LFG | 0 | 84.26 | 124.75 | 124.75 | 124.75 | 40.49
Nuc | 0 | 0 | 0 | 3413.39 | 4341.97 | 4832.24
PS | 0 | 0 | 0 | 0 | 0 | 0
PV | 2.79 | 2.79 | 2.79 | 2.79 | 0 | 0
PeakG | 0 | 0 | 0 | 0 | 0 | 0
PeakO | 0 | 0 | 0 | 0 | 0 | 0
ST | 12.6 | 12.6 | 12.6 | 12.6 | 0 | 0
STOG | 0 | 0 | 0 | 0 | 0 | 0
STWD | 0 | 0 | 0 | 0 | 0 | 0
WT | 26.07 | 837.92 | 837.92 | 837.72 | 3249.12 | 2645.76
IGCC | 0 | 0 | 0 | 0 | 0 | 0
DemandResponse | 0 | 0 | 0 | 0 | 0 | 0
IGCC-CCS | 0 | 0 | 0 | 0 | 0 | 0
WT_off | 0 | 0 | 0 | 0 | 0 | 0
PseudoUnit | 0 | 0 | 0 | 0 | 0 | 0
FixedInterchange | 0 | 0 | 0 | 0 | 0 | 0
Levelized Capital Costs by Reporting Type: NWPP_Coal
ReportingType | 2015 | 2020 | 2025 | 2030 | 2035 | 2040
BM | 0 | 0 | 0 | 0 | 0 | 0
CC | 0 | 0 | 0 | 0 | 0 | 0
CSP | 0 | 0 | 0 | 0 | 0 | 0
CT | 0 | 0 | 0 | 0 | 0 | 0
Coal | 0 | 0 | 0 | 0 | 0 | 0
Geo | 0 | 0 | 0 | 0 | 0 | 0
H | 0 | 0 | 0 | 0 | 0 | 0
LFG | 0 | 0 | 0 | 0 | 0 | 0
Nuc | 0 | 0 | 0 | 0 | 0 | 0
PS | 0 | 0 | 0 | 0 | 0 | 0
PV | 0 | 0 | 0 | 0 | 0 | 0
PeakG | 0 | 0 | 0 | 0 | 0 | 0
PeakO | 0 | 0 | 0 | 0 | 0 | 0
ST | 0 | 0 | 0 | 0 | 0 | 0
STOG | 0 | 0 | 0 | 0 | 0 | 0
STWD | 0 | 0 | 0 | 0 | 0 | 0
WT | 0 | 0 | 0 | 0 | 0 | 0
IGCC | 0 | 0 | 0 | 0 | 0 | 0
DemandResponse | 0 | 0 | 0 | 0 | 0 | 0
IGCC-CCS | 0 | 0 | 0 | 0 | 0 | 0
WT_off | 0 | 0 | 0 | 0 | 0 | 0
PseudoUnit | 0 | 0 | 0 | 0 | 0 | 0
FixedInterchange | 0 | 0 | 0 | 0 | 0 | 0
Levelized Capital Costs by Reporting Type: NWPP_Gas
ReportingType | 2015 | 2020 | 2025 | 2030 | 2035 | 2040
BM | 0 | 0 | 0 | 0 | 0 | 0
CC | 33.4 | 229.26 | 229.26 | 229.26 | 229.26 | 195.86
CSP | 0 | 0 | 0 | 0 | 0 | 0
CT | 13.02 | 13.02 | 13.02 | 13.02 | 0 | 0
Coal | 0 | 0 | 0 | 0 | 0 | 0
Geo | 0 | 0 | 0 | 0 | 0 | 0
H | 0 | 0 | 0 | 0 | 0 | 0
LFG | 0 | 0 | 0 | 0 | 0 | 0
Nuc | 0 | 0 | 0 | 0 | 0 | 0
PS | 0 | 0 | 0 | 0 | 0 | 0
PV | 0 | 0 | 0 | 0 | 0 | 0
PeakG | 0 | 0 | 0 | 0 | 0 | 0
PeakO | 0 | 0 | 0 | 0 | 0 | 0
ST | 0 | 0 | 0 | 0 | 0 | 0
STOG | 0 | 0 | 0 | 0 | 0 | 0
STWD | 0 | 0 | 0 | 0 | 0 | 0
WT | 0 | 0 | 0 | 0 | 0 | 0
IGCC | 0 | 0 | 0 | 0 | 0 | 0
DemandResponse | 0 | 0 | 0 | 0 | 0 | 0
IGCC-CCS | 0 | 0 | 0 | 0 | 0 | 0
WT_off | 0 | 0 | 0 | 0 | 0 | 0
PseudoUnit | 0 | 0 | 0 | 0 | 0 | 0
FixedInterchange | 0 | 0 | 0 | 0 | 0 | 0
Levelized Capital Costs by Reporting Type: NWPP_NucRenew
ReportingType | 2015 | 2020 | 2025 | 2030 | 2035 | 2040
BM | 13.89 | 13.89 | 13.89 | 13.89 | 13.89 | 786.65
CC | 0 | 0 | 0 | 0 | 0 | 0
CSP | 0 | 0 | 0 | 0 | 0 | 0
CT | 0 | 0 | 0 | 0 | 0 | 0
Coal | 0 | 0 | 0 | 0 | 0 | 0
Geo | 24.88 | 24.88 | 135.71 | 135.71 | 110.83 | 110.83
H | 0 | 0 | 0 | 0 | 110.42 | 110.42
LFG | 5.02 | 5.02 | 50.73 | 50.73 | 45.71 | 45.71
Nuc | 0 | 0 | 0 | 0 | 2080.17 | 2091.45
PS | 0 | 0 | 0 | 0 | 0 | 0
PV | 0 | 0 | 0 | 0 | 0 | 0
PeakG | 0 | 0 | 0 | 0 | 0 | 0
PeakO | 0 | 0 | 0 | 0 | 0 | 0
ST | 0 | 0 | 0 | 0 | 0 | 0
STOG | 0 | 0 | 0 | 0 | 0 | 0
STWD | 0 | 0 | 0 | 0 | 0 | 0
WT | 238.86 | 238.86 | 238.86 | 4997.96 | 4759.11 | 5276.08
IGCC | 0 | 0 | 0 | 0 | 0 | 0
DemandResponse | 0 | 0 | 0 | 0 | 0 | 0
IGCC-CCS | 0 | 0 | 0 | 0 | 0 | 0
WT_off | 0 | 0 | 0 | 0 | 0 | 0
PseudoUnit | 0 | 0 | 0 | 0 | 0 | 0
FixedInterchange | 0 | 0 | 0 | 0 | 0 | 0
Levelized Capital Costs by Reporting Type: RMPA
ReportingType | 2015 | 2020 | 2025 | 2030 | 2035 | 2040
BM | 0 | 0 | 0 | 0 | 297.31 | 397.35
CC | 0 | 149.41 | 149.41 | 149.41 | 149.41 | 149.41
CSP | 0 | 0 | 0 | 0 | 0 | 0
CT | 15.2 | 15.2 | 15.2 | 15.2 | 0 | 0
Coal | 108.63 | 108.63 | 108.63 | 108.63 | 108.63 | 108.63
Geo | 0 | 6.83 | 658.99 | 658.99 | 658.99 | 652.16
H | 0 | 0 | 0 | 0 | 0 | 0
LFG | 0.28 | 0.28 | 5.7 | 5.7 | 5.43 | 5.43
Nuc | 0 | 0 | 68.46 | 1038.85 | 1038.85 | 1038.85
PS | 0 | 0 | 0 | 0 | 0 | 0
PV | 0.37 | 0.37 | 0.37 | 0.37 | 0 | 0
PeakG | 0 | 0 | 0 | 0 | 0 | 0
PeakO | 0 | 0 | 0 | 0 | 0 | 0
ST | 1.07 | 121.85 | 121.85 | 123.5 | 122.43 | 1.65
STOG | 0 | 0 | 0 | 0 | 0 | 0
STWD | 0 | 0 | 0 | 0 | 0 | 0
WT | 172.66 | 934.8 | 934.8 | 1044.53 | 871.87 | 137.49
IGCC | 0 | 0 | 0 | 0 | 0 | 0
DemandResponse | 0 | 0 | 0 | 0 | 0 | 0
IGCC-CCS | 0 | 0 | 0 | 0 | 0 | 0
WT_off | 0 | 0 | 0 | 0 | 0 | 0
PseudoUnit | 0 | 0 | 0 | 0 | 0 | 0
FixedInterchange | 0 | 0 | 0 | 0 | 0 | 0
Levelized Capital Costs by Reporting Type: SP15
ReportingType | 2015 | 2020 | 2025 | 2030 | 2035 | 2040
BM | 2.9 | 2.9 | 2.9 | 2.9 | 2.9 | 2.9
CC | 403.24 | 403.24 | 403.24 | 403.24 | 403.24 | 0
CSP | 0 | 0 | 0 | 0 | 0 | 0
CT | 0 | 0 | 0 | 0 | 0 | 0
Coal | 0 | 0 | 0 | 0 | 0 | 0
Geo | 14.26 | 385.19 | 385.19 | 370.93 | 370.93 | 0
H | 0 | 0 | 0 | 0 | 0 | 0
LFG | 2.09 | 125.04 | 125.04 | 124.8 | 122.95 | 0
Nuc | 0 | 0 | 0 | 416.92 | 1003.46 | 2964.09
PS | 0 | 0 | 0 | 0 | 0 | 0
PV | 1.62 | 1.62 | 1.62 | 1.62 | 0 | 0
PeakG | 0 | 0 | 0 | 0 | 0 | 0
PeakO | 0 | 0 | 0 | 0 | 0 | 0
ST | 191.39 | 191.39 | 191.39 | 191.39 | 874.33 | 1177.74
STOG | 0 | 0 | 0 | 0 | 0 | 0
STWD | 0 | 0 | 0 | 0 | 0 | 0
WT | 193.26 | 418.82 | 3599.87 | 3599.87 | 3406.61 | 3181.05
IGCC | 0 | 0 | 0 | 0 | 0 | 0
DemandResponse | 0 | 0 | 0 | 0 | 0 | 0
IGCC-CCS | 0 | 0 | 0 | 0 | 0 | 0
WT_off | 0 | 0 | 0 | 0 | 0 | 0
PseudoUnit | 0 | 0 | 0 | 0 | 0 | 0
FixedInterchange | 0 | 0 | 0 | 0 | 0 | 0
Levelized Capital Costs by Reporting Type: ALB
ReportingType | 2015 | 2020 | 2025 | 2030 | 2035 | 2040
BM | 0 | 0 | 0 | 0 | 0 | 0
CC | 0 | 0 | 0 | 0 | 0 | 0
CSP | 0 | 0 | 0 | 0 | 0 | 0
CT | 16.7 | 16.7 | 16.7 | 16.7 | 0 | 0
Coal | 147.62 | 147.62 | 147.62 | 147.62 | 147.62 | 147.62
Geo | 0 | 0 | 0 | 0 | 0 | 0
H | 0 | 0 | 0 | 0 | 0 | 0
LFG | 0 | 0 | 0 | 0 | 0 | 0
Nuc | 0 | 0 | 0 | 4951.5 | 5036.33 | 5115.18
PS | 0 | 0 | 0 | 0 | 0 | 0
PV | 0 | 0 | 0 | 0 | 0 | 0
PeakG | 0 | 0 | 0 | 0 | 0 | 0
PeakO | 0 | 0 | 0 | 0 | 0 | 0
ST | 0 | 0 | 0 | 0 | 0 | 0
STOG | 0 | 0 | 0 | 0 | 0 | 0
STWD | 0 | 0 | 0 | 0 | 0 | 0
WT | 2.54 | 2.54 | 2.54 | 2.54 | 23.83 | 23.83
IGCC | 0 | 0 | 0 | 0 | 0 | 0
DemandResponse | 0 | 0 | 0 | 0 | 0 | 0
IGCC-CCS | 0 | 0 | 0 | 0 | 0 | 0
WT_off | 0 | 0 | 0 | 0 | 0 | 0
PseudoUnit | 0 | 0 | 0 | 0 | 0 | 0
FixedInterchange | 0 | 0 | 0 | 0 | 0 | 0
Levelized Capital Costs by Reporting Type: BC
ReportingType | 2015 | 2020 | 2025 | 2030 | 2035 | 2040
BM | 0 | 0 | 0 | 0 | 0 | 0
CC | 48.45 | 48.45 | 48.45 | 48.45 | 48.45 | 0
CSP | 0 | 0 | 0 | 0 | 0 | 0
CT | 0 | 0 | 0 | 0 | 0 | 0
Coal | 0 | 0 | 0 | 0 | 0 | 0
Geo | 0 | 0 | 0 | 0 | 0 | 0
H | 0 | 0 | 0 | 0 | 0 | 0
LFG | 0 | 0 | 0 | 0 | 0 | 0
Nuc | 0 | 0 | 0 | 404.78 | 404.78 | 778.05
PS | 0 | 0 | 0 | 0 | 0 | 0
PV | 0 | 0 | 0 | 0 | 0 | 0
PeakG | 0 | 0 | 0 | 0 | 0 | 0
PeakO | 0 | 0 | 0 | 0 | 0 | 0
ST | 0 | 0 | 0 | 0 | 0 | 0
STOG | 0 | 0 | 0 | 0 | 0 | 0
STWD | 0 | 0 | 0 | 0 | 0 | 0
WT | 40.68 | 40.68 | 40.68 | 40.68 | 40.86 | 40.86
IGCC | 0 | 0 | 0 | 0 | 0 | 0
DemandResponse | 0 | 0 | 0 | 0 | 0 | 0
IGCC-CCS | 0 | 0 | 0 | 0 | 0 | 0
WT_off | 0 | 0 | 0 | 0 | 0 | 0
PseudoUnit | 0 | 0 | 0 | 0 | 0 | 0
FixedInterchange | 0 | 0 | 0 | 0 | 0 | 0
Levelized Capital Costs by Reporting Type: HQ_IESO
ReportingType | 2015 | 2020 | 2025 | 2030 | 2035 | 2040
BM | 0 | 0 | 0 | 0 | 0 | 0
CC | 0 | 0 | 0 | 0 | 0 | 0
CSP | 0 | 0 | 0 | 0 | 0 | 0
CT | 0 | 0 | 0 | 0 | 0 | 0
Coal | 0 | 0 | 0 | 0 | 0 | 0
Geo | 0 | 0 | 0 | 0 | 0 | 0
H | 0 | 0 | 0 | 0 | 0 | 0
LFG | 0 | 0 | 0 | 0 | 0 | 0
Nuc | 0 | 0 | 0 | 0 | 0 | 0
PS | 0 | 0 | 0 | 0 | 0 | 0
PV | 0 | 0 | 0 | 0 | 0 | 0
PeakG | 0 | 0 | 0 | 0 | 0 | 0
PeakO | 0 | 0 | 0 | 0 | 0 | 0
ST | 0 | 0 | 0 | 0 | 0 | 0
STOG | 0 | 0 | 0 | 0 | 0 | 0
STWD | 0 | 0 | 0 | 0 | 0 | 0
WT | 0 | 0 | 0 | 0 | 0 | 0
IGCC | 0 | 0 | 0 | 0 | 0 | 0
DemandResponse | 0 | 0 | 0 | 0 | 0 | 0
IGCC-CCS | 0 | 0 | 0 | 0 | 0 | 0
WT_off | 0 | 0 | 0 | 0 | 0 | 0
PseudoUnit | 0 | 0 | 0 | 0 | 0 | 0
FixedInterchange | 0 | 0 | 0 | 0 | 0 | 0
Levelized Capital Costs by Reporting Type: HQ_NEISO
ReportingType | 2015 | 2020 | 2025 | 2030 | 2035 | 2040
BM | 0 | 0 | 0 | 0 | 0 | 0
CC | 0 | 0 | 0 | 0 | 0 | 0
CSP | 0 | 0 | 0 | 0 | 0 | 0
CT | 0 | 0 | 0 | 0 | 0 | 0
Coal | 0 | 0 | 0 | 0 | 0 | 0
Geo | 0 | 0 | 0 | 0 | 0 | 0
H | 0 | 0 | 0 | 0 | 0 | 0
LFG | 0 | 0 | 0 | 0 | 0 | 0
Nuc | 0 | 0 | 0 | 0 | 0 | 0
PS | 0 | 0 | 0 | 0 | 0 | 0
PV | 0 | 0 | 0 | 0 | 0 | 0
PeakG | 0 | 0 | 0 | 0 | 0 | 0
PeakO | 0 | 0 | 0 | 0 | 0 | 0
ST | 0 | 0 | 0 | 0 | 0 | 0
STOG | 0 | 0 | 0 | 0 | 0 | 0
STWD | 0 | 0 | 0 | 0 | 0 | 0
WT | 0 | 0 | 0 | 0 | 0 | 0
IGCC | 0 | 0 | 0 | 0 | 0 | 0
DemandResponse | 0 | 0 | 0 | 0 | 0 | 0
IGCC-CCS | 0 | 0 | 0 | 0 | 0 | 0
WT_off | 0 | 0 | 0 | 0 | 0 | 0
PseudoUnit | 0 | 0 | 0 | 98.89 | 98.89 | 98.89
FixedInterchange | 0 | 0 | 0 | 0 | 0 | 0
Levelized Capital Costs by Reporting Type: HQ_NY
ReportingType | 2015 | 2020 | 2025 | 2030 | 2035 | 2040
BM | 0 | 0 | 0 | 0 | 0 | 0
CC | 0 | 0 | 0 | 0 | 0 | 0
CSP | 0 | 0 | 0 | 0 | 0 | 0
CT | 0 | 0 | 0 | 0 | 0 | 0
Coal | 0 | 0 | 0 | 0 | 0 | 0
Geo | 0 | 0 | 0 | 0 | 0 | 0
H | 0 | 0 | 0 | 0 | 0 | 0
LFG | 0 | 0 | 0 | 0 | 0 | 0
Nuc | 0 | 0 | 0 | 0 | 0 | 0
PS | 0 | 0 | 0 | 0 | 0 | 0
PV | 0 | 0 | 0 | 0 | 0 | 0
PeakG | 0 | 0 | 0 | 0 | 0 | 0
PeakO | 0 | 0 | 0 | 0 | 0 | 0
ST | 0 | 0 | 0 | 0 | 0 | 0
STOG | 0 | 0 | 0 | 0 | 0 | 0
STWD | 0 | 0 | 0 | 0 | 0 | 0
WT | 0 | 0 | 0 | 0 | 0 | 0
IGCC | 0 | 0 | 0 | 0 | 0 | 0
DemandResponse | 0 | 0 | 0 | 0 | 0 | 0
IGCC-CCS | 0 | 0 | 0 | 0 | 0 | 0
WT_off | 0 | 0 | 0 | 0 | 0 | 0
PseudoUnit | 0 | 0 | 824.05 | 824.05 | 824.05 | 824.05
FixedInterchange | 0 | 0 | 0 | 0 | 0 | 0
Levelized Capital Costs by Reporting Type: MARITIMES
ReportingType | 2015 | 2020 | 2025 | 2030 | 2035 | 2040
BM | 0 | 0 | 0 | 0 | 0 | 0
CC | 0 | 0 | 0 | 0 | 0 | 0
CSP | 0 | 0 | 0 | 0 | 0 | 0
CT | 0 | 0 | 0 | 0 | 0 | 0
Coal | 0 | 0 | 0 | 0 | 0 | 0
Geo | 0 | 0 | 0 | 0 | 0 | 0
H | 0 | 0 | 0 | 0 | 0 | 0
LFG | 0 | 0 | 0 | 0 | 0 | 0
Nuc | 0 | 0 | 0 | 0 | 0 | 0
PS | 0 | 0 | 0 | 0 | 0 | 0
PV | 0 | 0 | 0 | 0 | 0 | 0
PeakG | 0 | 0 | 0 | 0 | 0 | 0
PeakO | 0 | 0 | 0 | 0 | 0 | 0
ST | 0 | 0 | 0 | 0 | 0 | 0
STOG | 0 | 0 | 0 | 0 | 0 | 0
STWD | 0 | 0 | 0 | 0 | 0 | 0
WT | 0 | 0 | 0 | 0 | 0 | 0
IGCC | 0 | 0 | 0 | 0 | 0 | 0
DemandResponse | 0 | 0 | 0 | 0 | 0 | 0
IGCC-CCS | 0 | 0 | 0 | 0 | 0 | 0
WT_off | 0 | 0 | 0 | 0 | 0 | 0
PseudoUnit | 0 | 0 | 0 | 164.81 | 164.81 | 164.81
FixedInterchange | 0 | 0 | 0 | 0 | 0 | 0
Levelized Capital Costs by Reporting Type: All
ReportingType | 2015 | 2020 | 2025 | 2030 | 2035 | 2040
BM | 541.24 | 599.41 | 768.56 | 772.56 | 9108.63 | 19635.84
CC | 11750.95 | 16504.63 | 16504.63 | 16504.63 | 16359.15 | 4753.68
CSP | 0 | 0 | 0 | 0 | 0 | 0
CT | 541.58 | 572.86 | 572.86 | 520.75 | 46.85 | 18.09
Coal | 3114.71 | 3114.71 | 3114.71 | 3114.71 | 3114.71 | 3114.71
Geo | 39.14 | 603.27 | 1735.9 | 1721.64 | 1696.76 | 1132.63
H | 0 | 513.16 | 1251.84 | 2127.75 | 2330.39 | 2695.93
LFG | 42.41 | 454.45 | 881.74 | 1018.64 | 985.9 | 573.85
Nuc | 684.91 | 3259.17 | 5470.99 | 31459.75 | 59476.66 | 87855.54
PS | 0 | 0 | 0 | 0 | 0 | 0
PV | 612.43 | 1338.48 | 1628.33 | 1684.5 | 1076.19 | 371.08
PeakG | 0 | 0 | 0 | 0 | 0 | 0
PeakO | 0 | 0 | 0 | 0 | 0 | 0
ST | 306.41 | 571.15 | 638.75 | 611.73 | 1396.55 | 1435.24
STOG | 0 | 0 | 0 | 0 | 0 | 0
STWD | 0 | 0 | 0 | 0 | 0 | 0
WT | 6098.69 | 35856.68 | 58684.85 | 79103.27 | 84385.76 | 57136.47
IGCC | 215.26 | 215.26 | 215.26 | 215.26 | 215.26 | 215.26
DemandResponse | 0 | 0 | 0 | 0 | 0 | 0
IGCC-CCS | 0 | 0 | 0 | 0 | 0 | 0
WT_off | 283.77 | 283.77 | 824.12 | 824.12 | 540.35 | 540.35
PseudoUnit | 0 | 0 | 824.05 | 1087.74 | 1087.74 | 1087.74
FixedInterchange | 0 | 0 | 0 | 0 | 0 | 0
Levelized Capital Costs by Reporting Type: EI_US
ReportingType | 2015 | 2020 | 2025 | 2030 | 2035 | 2040
BM | 324.96 | 383.12 | 552.28 | 556.28 | 7338.24 | 16778.74
CC | 9019.26 | 13162.41 | 13162.41 | 13162.41 | 13016.93 | 4143.16
CSP | 0 | 0 | 0 | 0 | 0 | 0
CT | 352.33 | 383.61 | 383.61 | 331.5 | 46.85 | 18.09
Coal | 2318.08 | 2318.08 | 2318.08 | 2318.08 | 2318.08 | 2318.08
Geo | 0 | 0 | 0 | 0 | 0 | 0
H | 0 | 272.02 | 517.92 | 751.29 | 751.29 | 1116.84
LFG | 29.9 | 234.74 | 495.22 | 632.19 | 611.72 | 406.88
Nuc | 684.91 | 3259.17 | 5402.52 | 17957.44 | 34189.14 | 57308.12
PS | 0 | 0 | 0 | 0 | 0 | 0
PV | 28.13 | 754.18 | 1044.03 | 1100.2 | 1076.19 | 371.08
PeakG | 0 | 0 | 0 | 0 | 0 | 0
PeakO | 0 | 0 | 0 | 0 | 0 | 0
ST | 0 | 0 | 0 | 0 | 0 | 0
STOG | 0 | 0 | 0 | 0 | 0 | 0
STWD | 0 | 0 | 0 | 0 | 0 | 0
WT | 4589.99 | 30080.83 | 46064.81 | 61614.61 | 65903.6 | 42091.71
IGCC | 215.26 | 215.26 | 215.26 | 215.26 | 215.26 | 215.26
DemandResponse | 0 | 0 | 0 | 0 | 0 | 0
IGCC-CCS | 0 | 0 | 0 | 0 | 0 | 0
WT_off | 283.77 | 283.77 | 824.12 | 824.12 | 540.35 | 540.35
PseudoUnit | 0 | 0 | 824.05 | 1087.74 | 1087.74 | 1087.74
FixedInterchange | 0 | 0 | 0 | 0 | 0 | 0
Levelized Capital Costs by Reporting Type: EI_Canada
ReportingType | 2015 | 2020 | 2025 | 2030 | 2035 | 2040
BM | 144.8 | 144.8 | 144.8 | 144.8 | 144.8 | 144.8
CC | 206.32 | 206.32 | 206.32 | 206.32 | 206.32 | 0
CSP | 0 | 0 | 0 | 0 | 0 | 0
CT | 41.8 | 41.8 | 41.8 | 41.8 | 0 | 0
Coal | 0 | 0 | 0 | 0 | 0 | 0
Geo | 0 | 0 | 0 | 0 | 0 | 0
H | 0 | 241.14 | 733.92 | 1376.47 | 1468.68 | 1468.68
LFG | 5.12 | 5.12 | 5.12 | 5.29 | 0.17 | 0.17
Nuc | 0 | 0 | 0 | 0 | 0 | 0
PS | 0 | 0 | 0 | 0 | 0 | 0
PV | 539.74 | 539.74 | 539.74 | 539.74 | 0 | 0
PeakG | 0 | 0 | 0 | 0 | 0 | 0
PeakO | 0 | 0 | 0 | 0 | 0 | 0
ST | 0 | 0 | 0 | 0 | 0 | 0
STOG | 0 | 0 | 0 | 0 | 0 | 0
STWD | 0 | 0 | 0 | 0 | 0 | 0
WT | 747.62 | 747.62 | 747.62 | 747.62 | 0 | 0
IGCC | 0 | 0 | 0 | 0 | 0 | 0
DemandResponse | 0 | 0 | 0 | 0 | 0 | 0
IGCC-CCS | 0 | 0 | 0 | 0 | 0 | 0
WT_off | 0 | 0 | 0 | 0 | 0 | 0
PseudoUnit | 0 | 0 | 0 | 0 | 0 | 0
FixedInterchange | 0 | 0 | 0 | 0 | 0 | 0
Levelized Capital Costs by Reporting Type: EI
ReportingType | 2015 | 2020 | 2025 | 2030 | 2035 | 2040
BM | 469.76 | 527.93 | 697.08 | 701.08 | 7483.04 | 16923.54
CC | 9225.58 | 13368.73 | 13368.74 | 13368.74 | 13223.26 | 4143.16
CSP | 0 | 0 | 0 | 0 | 0 | 0
CT | 394.12 | 425.41 | 425.41 | 373.3 | 46.85 | 18.09
Coal | 2318.08 | 2318.08 | 2318.08 | 2318.08 | 2318.08 | 2318.08
Geo | 0 | 0 | 0 | 0 | 0 | 0
H | 0 | 513.16 | 1251.84 | 2127.75 | 2219.96 | 2585.51
LFG | 35.02 | 239.86 | 500.34 | 637.48 | 611.89 | 407.05
Nuc | 684.91 | 3259.17 | 5402.52 | 17957.44 | 34189.14 | 57308.12
PS | 0 | 0 | 0 | 0 | 0 | 0
PV | 567.88 | 1293.93 | 1583.78 | 1639.95 | 1076.19 | 371.08
PeakG | 0 | 0 | 0 | 0 | 0 | 0
PeakO | 0 | 0 | 0 | 0 | 0 | 0
ST | 0 | 0 | 0 | 0 | 0 | 0
STOG | 0 | 0 | 0 | 0 | 0 | 0
STWD | 0 | 0 | 0 | 0 | 0 | 0
WT | 5337.61 | 30828.45 | 46812.43 | 62362.23 | 65903.6 | 42091.71
IGCC | 215.26 | 215.26 | 215.26 | 215.26 | 215.26 | 215.26
DemandResponse | 0 | 0 | 0 | 0 | 0 | 0
IGCC-CCS | 0 | 0 | 0 | 0 | 0 | 0
WT_off | 283.77 | 283.77 | 824.12 | 824.12 | 540.35 | 540.35
PseudoUnit | 0 | 0 | 824.05 | 1087.74 | 1087.74 | 1087.74
FixedInterchange | 0 | 0 | 0 | 0 | 0 | 0
Levelized Capital Costs by Reporting Type: Outside_EI
ReportingType | 2015 | 2020 | 2025 | 2030 | 2035 | 2040
BM | 71.48 | 71.48 | 71.48 | 71.48 | 1625.59 | 2712.29
CC | 2525.37 | 3135.89 | 3135.89 | 3135.89 | 3135.89 | 610.53
CSP | 0 | 0 | 0 | 0 | 0 | 0
CT | 147.45 | 147.45 | 147.45 | 147.45 | 0 | 0
Coal | 796.63 | 796.63 | 796.63 | 796.63 | 796.63 | 796.63
Geo | 39.14 | 603.27 | 1735.9 | 1721.64 | 1696.76 | 1132.63
H | 0 | 0 | 0 | 0 | 110.42 | 110.42
LFG | 7.39 | 214.59 | 381.4 | 381.16 | 374.01 | 166.8
Nuc | 0 | 0 | 68.47 | 13502.3 | 25287.52 | 30547.41
PS | 0 | 0 | 0 | 0 | 0 | 0
PV | 44.56 | 44.56 | 44.56 | 44.56 | 0 | 0
PeakG | 0 | 0 | 0 | 0 | 0 | 0
PeakO | 0 | 0 | 0 | 0 | 0 | 0
ST | 306.41 | 571.15 | 638.75 | 611.73 | 1396.55 | 1435.24
STOG | 0 | 0 | 0 | 0 | 0 | 0
STWD | 0 | 0 | 0 | 0 | 0 | 0
WT | 761.07 | 5028.23 | 11872.42 | 16741.04 | 18482.16 | 15044.76
IGCC | 0 | 0 | 0 | 0 | 0 | 0
DemandResponse | 0 | 0 | 0 | 0 | 0 | 0
IGCC-CCS | 0 | 0 | 0 | 0 | 0 | 0
WT_off | 0 | 0 | 0 | 0 | 0 | 0
PseudoUnit | 0 | 0 | 0 | 0 | 0 | 0
FixedInterchange | 0 | 0 | 0 | 0 | 0 | 0
#13 | 0: Levelized Retrofit Capital Costs ($million)
Levelized Retrofit Capital Costs by Reporting Type: Entergy
ReportingType | 2015 | 2020 | 2025 | 2030 | 2035 | 2040
BM | 0 | 0 | 0 | 0 | 0 | 0
CC | 0 | 0 | 0 | 0 | 0 | 0
CSP | 0 | 0 | 0 | 0 | 0 | 0
CT | 0 | 0 | 0 | 0 | 0 | 0
Coal | 0 | 50.69 | 50.69 | 0 | 0 | 0
Geo | 0 | 0 | 0 | 0 | 0 | 0
H | 0 | 0 | 0 | 0 | 0 | 0
LFG | 0 | 0 | 0 | 0 | 0 | 0
Nuc | 0 | 0 | 0 | 0 | 0 | 0
PS | 0 | 0 | 0 | 0 | 0 | 0
PV | 0 | 0 | 0 | 0 | 0 | 0
PeakG | 0 | 0 | 0 | 0 | 0 | 0
PeakO | 0 | 0 | 0 | 0 | 0 | 0
ST | 0 | 0 | 0 | 0 | 0 | 0
STOG | 0 | 0 | 0 | 0 | 0 | 0
STWD | 0 | 0 | 0 | 0 | 0 | 0
WT | 0 | 0 | 0 | 0 | 0 | 0
IGCC | 0 | 0 | 0 | 0 | 0 | 0
DemandResponse | 0 | 0 | 0 | 0 | 0 | 0
IGCC-CCS | 0 | 0 | 0 | 0 | 0 | 0
WT_off | 0 | 0 | 0 | 0 | 0 | 0
PseudoUnit | 0 | 0 | 0 | 0 | 0 | 0
FixedInterchange | 0 | 0 | 0 | 0 | 0 | 0
Levelized Retrofit Capital Costs by Reporting Type: FRCC
ReportingType | 2015 | 2020 | 2025 | 2030 | 2035 | 2040
BM | 0 | 0 | 0 | 0 | 0 | 0
CC | 0 | 0 | 0 | 0 | 0 | 0
CSP | 0 | 0 | 0 | 0 | 0 | 0
CT | 0 | 0 | 0 | 0 | 0 | 0
Coal | 73.1 | 19.14 | 19.14 | 74.55 | 219.32 | 192.84
Geo | 0 | 0 | 0 | 0 | 0 | 0
H | 0 | 0 | 0 | 0 | 0 | 0
LFG | 0 | 0 | 0 | 0 | 0 | 0
Nuc | 0 | 0 | 0 | 0 | 0 | 0
PS | 0 | 0 | 0 | 0 | 0 | 0
PV | 0 | 0 | 0 | 0 | 0 | 0
PeakG | 0 | 0 | 0 | 0 | 0 | 0
PeakO | 0 | 0 | 0 | 0 | 0 | 0
ST | 0 | 0 | 0 | 0 | 0 | 0
STOG | 0 | 0 | 0 | 0 | 0 | 0
STWD | 0 | 0 | 0 | 0 | 0 | 0
WT | 0 | 0 | 0 | 0 | 0 | 0
IGCC | 0 | 0 | 0 | 0 | 0 | 0
DemandResponse | 0 | 0 | 0 | 0 | 0 | 0
IGCC-CCS | 0 | 0 | 0 | 0 | 0 | 0
WT_off | 0 | 0 | 0 | 0 | 0 | 0
PseudoUnit | 0 | 0 | 0 | 0 | 0 | 0
FixedInterchange | 0 | 0 | 0 | 0 | 0 | 0
Levelized Retrofit Capital Costs by Reporting Type: MAPP_US
ReportingType | 2015 | 2020 | 2025 | 2030 | 2035 | 2040
BM | 0 | 0 | 0 | 0 | 0 | 0
CC | 0 | 0 | 0 | 0 | 0 | 0
CSP | 0 | 0 | 0 | 0 | 0 | 0
CT | 0 | 0 | 0 | 0 | 0 | 0
Coal | 22.36 | 29.51 | 7.15 | 0 | 0 | 0
Geo | 0 | 0 | 0 | 0 | 0 | 0
H | 0 | 0 | 0 | 0 | 0 | 0
LFG | 0 | 0 | 0 | 0 | 0 | 0
Nuc | 0 | 0 | 0 | 0 | 0 | 0
PS | 0 | 0 | 0 | 0 | 0 | 0
PV | 0 | 0 | 0 | 0 | 0 | 0
PeakG | 0 | 0 | 0 | 0 | 0 | 0
PeakO | 0 | 0 | 0 | 0 | 0 | 0
ST | 0 | 0 | 0 | 0 | 0 | 0
STOG | 0 | 0 | 0 | 0 | 0 | 0
STWD | 0 | 0 | 0 | 0 | 0 | 0
WT | 0 | 0 | 0 | 0 | 0 | 0
IGCC | 0 | 0 | 0 | 0 | 0 | 0
DemandResponse | 0 | 0 | 0 | 0 | 0 | 0
IGCC-CCS | 0 | 0 | 0 | 0 | 0 | 0
WT_off | 0 | 0 | 0 | 0 | 0 | 0
PseudoUnit | 0 | 0 | 0 | 0 | 0 | 0
FixedInterchange | 0 | 0 | 0 | 0 | 0 | 0
Levelized Retrofit Capital Costs by Reporting Type: MISO_IN
ReportingType | 2015 | 2020 | 2025 | 2030 | 2035 | 2040
BM | 0 | 0 | 0 | 0 | 0 | 0
CC | 0 | 0 | 0 | 0 | 0 | 0
CSP | 0 | 0 | 0 | 0 | 0 | 0
CT | 0 | 0 | 0 | 0 | 0 | 0
Coal | 0 | 92.05 | 103.96 | 137.48 | 480.19 | 364.02
Geo | 0 | 0 | 0 | 0 | 0 | 0
H | 0 | 0 | 0 | 0 | 0 | 0
LFG | 0 | 0 | 0 | 0 | 0 | 0
Nuc | 0 | 0 | 0 | 0 | 0 | 0
PS | 0 | 0 | 0 | 0 | 0 | 0
PV | 0 | 0 | 0 | 0 | 0 | 0
PeakG | 0 | 0 | 0 | 0 | 0 | 0
PeakO | 0 | 0 | 0 | 0 | 0 | 0
ST | 0 | 0 | 0 | 0 | 0 | 0
STOG | 0 | 0 | 0 | 0 | 0 | 0
STWD | 0 | 0 | 0 | 0 | 0 | 0
WT | 0 | 0 | 0 | 0 | 0 | 0
IGCC | 0 | 0 | 0 | 0 | 0 | 0
DemandResponse | 0 | 0 | 0 | 0 | 0 | 0
IGCC-CCS | 0 | 0 | 0 | 0 | 0 | 0
WT_off | 0 | 0 | 0 | 0 | 0 | 0
PseudoUnit | 0 | 0 | 0 | 0 | 0 | 0
FixedInterchange | 0 | 0 | 0 | 0 | 0 | 0
Levelized Retrofit Capital Costs by Reporting Type: MISO_MI
ReportingType | 2015 | 2020 | 2025 | 2030 | 2035 | 2040
BM | 0 | 0 | 0 | 0 | 0 | 0
CC | 0 | 0 | 0 | 0 | 0 | 0
CSP | 0 | 0 | 0 | 0 | 0 | 0
CT | 0 | 0 | 0 | 0 | 0 | 0
Coal | 15.14 | 15.14 | 0 | 0 | 0 | 0
Geo | 0 | 0 | 0 | 0 | 0 | 0
H | 0 | 0 | 0 | 0 | 0 | 0
LFG | 0 | 0 | 0 | 0 | 0 | 0
Nuc | 0 | 0 | 0 | 0 | 0 | 0
PS | 0 | 0 | 0 | 0 | 0 | 0
PV | 0 | 0 | 0 | 0 | 0 | 0
PeakG | 0 | 0 | 0 | 0 | 0 | 0
PeakO | 0 | 0 | 0 | 0 | 0 | 0
ST | 0 | 0 | 0 | 0 | 0 | 0
STOG | 0 | 0 | 0 | 0 | 0 | 0
STWD | 0 | 0 | 0 | 0 | 0 | 0
WT | 0 | 0 | 0 | 0 | 0 | 0
IGCC | 0 | 0 | 0 | 0 | 0 | 0
DemandResponse | 0 | 0 | 0 | 0 | 0 | 0
IGCC-CCS | 0 | 0 | 0 | 0 | 0 | 0
WT_off | 0 | 0 | 0 | 0 | 0 | 0
PseudoUnit | 0 | 0 | 0 | 0 | 0 | 0
FixedInterchange | 0 | 0 | 0 | 0 | 0 | 0
Levelized Retrofit Capital Costs by Reporting Type: MISO_MO-IL
ReportingType | 2015 | 2020 | 2025 | 2030 | 2035 | 2040
BM | 0 | 0 | 0 | 0 | 0 | 0
CC | 0 | 0 | 0 | 0 | 0 | 0
CSP | 0 | 0 | 0 | 0 | 0 | 0
CT | 0 | 0 | 0 | 0 | 0 | 0
Coal | 9.29 | 27.41 | 28.25 | 49.8 | 156 | 107.04
Geo | 0 | 0 | 0 | 0 | 0 | 0
H | 0 | 0 | 0 | 0 | 0 | 0
LFG | 0 | 0 | 0 | 0 | 0 | 0
Nuc | 0 | 0 | 0 | 0 | 0 | 0
PS | 0 | 0 | 0 | 0 | 0 | 0
PV | 0 | 0 | 0 | 0 | 0 | 0
PeakG | 0 | 0 | 0 | 0 | 0 | 0
PeakO | 0 | 0 | 0 | 0 | 0 | 0
ST | 0 | 0 | 0 | 0 | 0 | 0
STOG | 0 | 0 | 0 | 0 | 0 | 0
STWD | 0 | 0 | 0 | 0 | 0 | 0
WT | 0 | 0 | 0 | 0 | 0 | 0
IGCC | 0 | 0 | 0 | 0 | 0 | 0
DemandResponse | 0 | 0 | 0 | 0 | 0 | 0
IGCC-CCS | 0 | 0 | 0 | 0 | 0 | 0
WT_off | 0 | 0 | 0 | 0 | 0 | 0
PseudoUnit | 0 | 0 | 0 | 0 | 0 | 0
FixedInterchange | 0 | 0 | 0 | 0 | 0 | 0
Levelized Retrofit Capital Costs by Reporting Type: MISO_W
ReportingType | 2015 | 2020 | 2025 | 2030 | 2035 | 2040
BM | 0 | 0 | 0 | 0 | 0 | 0
CC | 0 | 0 | 0 | 0 | 0 | 0
CSP | 0 | 0 | 0 | 0 | 0 | 0
CT | 0 | 0 | 0 | 0 | 0 | 0
Coal | 26.68 | 21.52 | 165.14 | 143.63 | 0 | 0
Geo | 0 | 0 | 0 | 0 | 0 | 0
H | 0 | 0 | 0 | 0 | 0 | 0
LFG | 0 | 0 | 0 | 0 | 0 | 0
Nuc | 0 | 0 | 0 | 0 | 0 | 0
PS | 0 | 0 | 0 | 0 | 0 | 0
PV | 0 | 0 | 0 | 0 | 0 | 0
PeakG | 0 | 0 | 0 | 0 | 0 | 0
PeakO | 0 | 0 | 0 | 0 | 0 | 0
ST | 0 | 0 | 0 | 0 | 0 | 0
STOG | 0 | 0 | 0 | 0 | 0 | 0
STWD | 0 | 0 | 0 | 0 | 0 | 0
WT | 0 | 0 | 0 | 0 | 0 | 0
IGCC | 0 | 0 | 0 | 0 | 0 | 0
DemandResponse | 0 | 0 | 0 | 0 | 0 | 0
IGCC-CCS | 0 | 0 | 0 | 0 | 0 | 0
WT_off | 0 | 0 | 0 | 0 | 0 | 0
PseudoUnit | 0 | 0 | 0 | 0 | 0 | 0
FixedInterchange | 0 | 0 | 0 | 0 | 0 | 0
Levelized Retrofit Capital Costs by Reporting Type: MISO_WUMS
ReportingType | 2015 | 2020 | 2025 | 2030 | 2035 | 2040
BM | 0 | 0 | 0 | 0 | 0 | 0
CC | 0 | 0 | 0 | 0 | 0 | 0
CSP | 0 | 0 | 0 | 0 | 0 | 0
CT | 0 | 0 | 0 | 0 | 0 | 0
Coal | 197.26 | 175.87 | 26.17 | 27.36 | 104.66 | 143.78
Geo | 0 | 0 | 0 | 0 | 0 | 0
H | 0 | 0 | 0 | 0 | 0 | 0
LFG | 0 | 0 | 0 | 0 | 0 | 0
Nuc | 0 | 0 | 0 | 0 | 0 | 0
PS | 0 | 0 | 0 | 0 | 0 | 0
PV | 0 | 0 | 0 | 0 | 0 | 0
PeakG | 0 | 0 | 0 | 0 | 0 | 0
PeakO | 0 | 0 | 0 | 0 | 0 | 0
ST | 0 | 0 | 0 | 0 | 0 | 0
STOG | 0 | 0 | 0 | 0 | 0 | 0
STWD | 0 | 0 | 0 | 0 | 0 | 0
WT | 0 | 0 | 0 | 0 | 0 | 0
IGCC | 0 | 0 | 0 | 0 | 0 | 0
DemandResponse | 0 | 0 | 0 | 0 | 0 | 0
IGCC-CCS | 0 | 0 | 0 | 0 | 0 | 0
WT_off | 0 | 0 | 0 | 0 | 0 | 0
PseudoUnit | 0 | 0 | 0 | 0 | 0 | 0
FixedInterchange | 0 | 0 | 0 | 0 | 0 | 0
Levelized Retrofit Capital Costs by Reporting Type: Nebraska
ReportingType | 2015 | 2020 | 2025 | 2030 | 2035 | 2040
BM | 0 | 0 | 0 | 0 | 0 | 0
CC | 0 | 0 | 0 | 0 | 0 | 0
CSP | 0 | 0 | 0 | 0 | 0 | 0
CT | 0 | 0 | 0 | 0 | 0 | 0
Coal | 0 | 73.03 | 88.77 | 15.74 | 18.66 | 18.66
Geo | 0 | 0 | 0 | 0 | 0 | 0
H | 0 | 0 | 0 | 0 | 0 | 0
LFG | 0 | 0 | 0 | 0 | 0 | 0
Nuc | 0 | 0 | 0 | 0 | 0 | 0
PS | 0 | 0 | 0 | 0 | 0 | 0
PV | 0 | 0 | 0 | 0 | 0 | 0
PeakG | 0 | 0 | 0 | 0 | 0 | 0
PeakO | 0 | 0 | 0 | 0 | 0 | 0
ST | 0 | 0 | 0 | 0 | 0 | 0
STOG | 0 | 0 | 0 | 0 | 0 | 0
STWD | 0 | 0 | 0 | 0 | 0 | 0
WT | 0 | 0 | 0 | 0 | 0 | 0
IGCC | 0 | 0 | 0 | 0 | 0 | 0
DemandResponse | 0 | 0 | 0 | 0 | 0 | 0
IGCC-CCS | 0 | 0 | 0 | 0 | 0 | 0
WT_off | 0 | 0 | 0 | 0 | 0 | 0
PseudoUnit | 0 | 0 | 0 | 0 | 0 | 0
FixedInterchange | 0 | 0 | 0 | 0 | 0 | 0
Levelized Retrofit Capital Costs by Reporting Type: NEISO
ReportingType | 2015 | 2020 | 2025 | 2030 | 2035 | 2040
BM | 0 | 0 | 0 | 0 | 0 | 0
CC | 0 | 0 | 0 | 0 | 0 | 0
CSP | 0 | 0 | 0 | 0 | 0 | 0
CT | 0 | 0 | 0 | 0 | 0 | 0
Coal | 29.15 | 29.15 | 0 | 0 | 0 | 0
Geo | 0 | 0 | 0 | 0 | 0 | 0
H | 0 | 0 | 0 | 0 | 0 | 0
LFG | 0 | 0 | 0 | 0 | 0 | 0
Nuc | 0 | 0 | 0 | 0 | 0 | 0
PS | 0 | 0 | 0 | 0 | 0 | 0
PV | 0 | 0 | 0 | 0 | 0 | 0
PeakG | 0 | 0 | 0 | 0 | 0 | 0
PeakO | 0 | 0 | 0 | 0 | 0 | 0
ST | 0 | 0 | 0 | 0 | 0 | 0
STOG | 0 | 0 | 0 | 0 | 0 | 0
STWD | 0 | 0 | 0 | 0 | 0 | 0
WT | 0 | 0 | 0 | 0 | 0 | 0
IGCC | 0 | 0 | 0 | 0 | 0 | 0
DemandResponse | 0 | 0 | 0 | 0 | 0 | 0
IGCC-CCS | 0 | 0 | 0 | 0 | 0 | 0
WT_off | 0 | 0 | 0 | 0 | 0 | 0
PseudoUnit | 0 | 0 | 0 | 0 | 0 | 0
FixedInterchange | 0 | 0 | 0 | 0 | 0 | 0
Levelized Retrofit Capital Costs by Reporting Type: NonRTO_Midwest
ReportingType | 2015 | 2020 | 2025 | 2030 | 2035 | 2040
BM | 0 | 0 | 0 | 0 | 0 | 0
CC | 0 | 0 | 0 | 0 | 0 | 0
CSP | 0 | 0 | 0 | 0 | 0 | 0
CT | 0 | 0 | 0 | 0 | 0 | 0
Coal | 165.72 | 176.34 | 49.87 | 161.11 | 377.17 | 227.61
Geo | 0 | 0 | 0 | 0 | 0 | 0
H | 0 | 0 | 0 | 0 | 0 | 0
LFG | 0 | 0 | 0 | 0 | 0 | 0
Nuc | 0 | 0 | 0 | 0 | 0 | 0
PS | 0 | 0 | 0 | 0 | 0 | 0
PV | 0 | 0 | 0 | 0 | 0 | 0
PeakG | 0 | 0 | 0 | 0 | 0 | 0
PeakO | 0 | 0 | 0 | 0 | 0 | 0
ST | 0 | 0 | 0 | 0 | 0 | 0
STOG | 0 | 0 | 0 | 0 | 0 | 0
STWD | 0 | 0 | 0 | 0 | 0 | 0
WT | 0 | 0 | 0 | 0 | 0 | 0
IGCC | 0 | 0 | 0 | 0 | 0 | 0
DemandResponse | 0 | 0 | 0 | 0 | 0 | 0
IGCC-CCS | 0 | 0 | 0 | 0 | 0 | 0
WT_off | 0 | 0 | 0 | 0 | 0 | 0
PseudoUnit | 0 | 0 | 0 | 0 | 0 | 0
FixedInterchange | 0 | 0 | 0 | 0 | 0 | 0
Levelized Retrofit Capital Costs by Reporting Type: NYISO_A-F
ReportingType | 2015 | 2020 | 2025 | 2030 | 2035 | 2040
BM | 0 | 0 | 0 | 0 | 0 | 0
CC | 0 | 0 | 0 | 0 | 0 | 0
CSP | 0 | 0 | 0 | 0 | 0 | 0
CT | 0 | 0 | 0 | 0 | 0 | 0
Coal | 0 | 0 | 0 | 0 | 0 | 0
Geo | 0 | 0 | 0 | 0 | 0 | 0
H | 0 | 0 | 0 | 0 | 0 | 0
LFG | 0 | 0 | 0 | 0 | 0 | 0
Nuc | 0 | 0 | 0 | 0 | 0 | 0
PS | 0 | 0 | 0 | 0 | 0 | 0
PV | 0 | 0 | 0 | 0 | 0 | 0
PeakG | 0 | 0 | 0 | 0 | 0 | 0
PeakO | 0 | 0 | 0 | 0 | 0 | 0
ST | 0 | 0 | 0 | 0 | 0 | 0
STOG | 0 | 0 | 0 | 0 | 0 | 0
STWD | 0 | 0 | 0 | 0 | 0 | 0
WT | 0 | 0 | 0 | 0 | 0 | 0
IGCC | 0 | 0 | 0 | 0 | 0 | 0
DemandResponse | 0 | 0 | 0 | 0 | 0 | 0
IGCC-CCS | 0 | 0 | 0 | 0 | 0 | 0
WT_off | 0 | 0 | 0 | 0 | 0 | 0
PseudoUnit | 0 | 0 | 0 | 0 | 0 | 0
FixedInterchange | 0 | 0 | 0 | 0 | 0 | 0
Levelized Retrofit Capital Costs by Reporting Type: NYISO_G-I
ReportingType | 2015 | 2020 | 2025 | 2030 | 2035 | 2040
BM | 0 | 0 | 0 | 0 | 0 | 0
CC | 0 | 0 | 0 | 0 | 0 | 0
CSP | 0 | 0 | 0 | 0 | 0 | 0
CT | 0 | 0 | 0 | 0 | 0 | 0
Coal | 0 | 0 | 0 | 0 | 0 | 0
Geo | 0 | 0 | 0 | 0 | 0 | 0
H | 0 | 0 | 0 | 0 | 0 | 0
LFG | 0 | 0 | 0 | 0 | 0 | 0
Nuc | 0 | 0 | 0 | 0 | 0 | 0
PS | 0 | 0 | 0 | 0 | 0 | 0
PV | 0 | 0 | 0 | 0 | 0 | 0
PeakG | 0 | 0 | 0 | 0 | 0 | 0
PeakO | 0 | 0 | 0 | 0 | 0 | 0
ST | 0 | 0 | 0 | 0 | 0 | 0
STOG | 0 | 0 | 0 | 0 | 0 | 0
STWD | 0 | 0 | 0 | 0 | 0 | 0
WT | 0 | 0 | 0 | 0 | 0 | 0
IGCC | 0 | 0 | 0 | 0 | 0 | 0
DemandResponse | 0 | 0 | 0 | 0 | 0 | 0
IGCC-CCS | 0 | 0 | 0 | 0 | 0 | 0
WT_off | 0 | 0 | 0 | 0 | 0 | 0
PseudoUnit | 0 | 0 | 0 | 0 | 0 | 0
FixedInterchange | 0 | 0 | 0 | 0 | 0 | 0
Levelized Retrofit Capital Costs by Reporting Type: NYISO_J-K
ReportingType | 2015 | 2020 | 2025 | 2030 | 2035 | 2040
BM | 0 | 0 | 0 | 0 | 0 | 0
CC | 0 | 0 | 0 | 0 | 0 | 0
CSP | 0 | 0 | 0 | 0 | 0 | 0
CT | 0 | 0 | 0 | 0 | 0 | 0
Coal | 0 | 0 | 0 | 0 | 0 | 0
Geo | 0 | 0 | 0 | 0 | 0 | 0
H | 0 | 0 | 0 | 0 | 0 | 0
LFG | 0 | 0 | 0 | 0 | 0 | 0
Nuc | 0 | 0 | 0 | 0 | 0 | 0
PS | 0 | 0 | 0 | 0 | 0 | 0
PV | 0 | 0 | 0 | 0 | 0 | 0
PeakG | 0 | 0 | 0 | 0 | 0 | 0
PeakO | 0 | 0 | 0 | 0 | 0 | 0
ST | 0 | 0 | 0 | 0 | 0 | 0
STOG | 0 | 0 | 0 | 0 | 0 | 0
STWD | 0 | 0 | 0 | 0 | 0 | 0
WT | 0 | 0 | 0 | 0 | 0 | 0
IGCC | 0 | 0 | 0 | 0 | 0 | 0
DemandResponse | 0 | 0 | 0 | 0 | 0 | 0
IGCC-CCS | 0 | 0 | 0 | 0 | 0 | 0
WT_off | 0 | 0 | 0 | 0 | 0 | 0
PseudoUnit | 0 | 0 | 0 | 0 | 0 | 0
FixedInterchange | 0 | 0 | 0 | 0 | 0 | 0
Levelized Retrofit Capital Costs by Reporting Type: PJM_E
ReportingType | 2015 | 2020 | 2025 | 2030 | 2035 | 2040
BM | 0 | 0 | 0 | 0 | 0 | 0
CC | 0 | 0 | 0 | 0 | 0 | 0
CSP | 0 | 0 | 0 | 0 | 0 | 0
CT | 0 | 0 | 0 | 0 | 0 | 0
Coal | 22.45 | 22.45 | 0 | 0 | 44.28 | 54.18
Geo | 0 | 0 | 0 | 0 | 0 | 0
H | 0 | 0 | 0 | 0 | 0 | 0
LFG | 0 | 0 | 0 | 0 | 0 | 0
Nuc | 0 | 0 | 0 | 0 | 0 | 0
PS | 0 | 0 | 0 | 0 | 0 | 0
PV | 0 | 0 | 0 | 0 | 0 | 0
PeakG | 0 | 0 | 0 | 0 | 0 | 0
PeakO | 0 | 0 | 0 | 0 | 0 | 0
ST | 0 | 0 | 0 | 0 | 0 | 0
STOG | 0 | 0 | 0 | 0 | 0 | 0
STWD | 0 | 0 | 0 | 0 | 0 | 0
WT | 0 | 0 | 0 | 0 | 0 | 0
IGCC | 0 | 0 | 0 | 0 | 0 | 0
DemandResponse | 0 | 0 | 0 | 0 | 0 | 0
IGCC-CCS | 0 | 0 | 0 | 0 | 0 | 0
WT_off | 0 | 0 | 0 | 0 | 0 | 0
PseudoUnit | 0 | 0 | 0 | 0 | 0 | 0
FixedInterchange | 0 | 0 | 0 | 0 | 0 | 0
Levelized Retrofit Capital Costs by Reporting Type: PJM_ROM
ReportingType | 2015 | 2020 | 2025 | 2030 | 2035 | 2040
BM | 0 | 0 | 0 | 0 | 0 | 0
CC | 0 | 0 | 0 | 0 | 0 | 0
CSP | 0 | 0 | 0 | 0 | 0 | 0
CT | 0 | 0 | 0 | 0 | 0 | 0
Coal | 14.63 | 5.99 | 6.22 | 4.02 | 8.29 | 4.5
Geo | 0 | 0 | 0 | 0 | 0 | 0
H | 0 | 0 | 0 | 0 | 0 | 0
LFG | 0 | 0 | 0 | 0 | 0 | 0
Nuc | 0 | 0 | 0 | 0 | 0 | 0
PS | 0 | 0 | 0 | 0 | 0 | 0
PV | 0 | 0 | 0 | 0 | 0 | 0
PeakG | 0 | 0 | 0 | 0 | 0 | 0
PeakO | 0 | 0 | 0 | 0 | 0 | 0
ST | 0 | 0 | 0 | 0 | 0 | 0
STOG | 0 | 0 | 0 | 0 | 0 | 0
STWD | 0 | 0 | 0 | 0 | 0 | 0
WT | 0 | 0 | 0 | 0 | 0 | 0
IGCC | 0 | 0 | 0 | 0 | 0 | 0
DemandResponse | 0 | 0 | 0 | 0 | 0 | 0
IGCC-CCS | 0 | 0 | 0 | 0 | 0 | 0
WT_off | 0 | 0 | 0 | 0 | 0 | 0
PseudoUnit | 0 | 0 | 0 | 0 | 0 | 0
FixedInterchange | 0 | 0 | 0 | 0 | 0 | 0
Levelized Retrofit Capital Costs by Reporting Type: PJM_ROR
ReportingType | 2015 | 2020 | 2025 | 2030 | 2035 | 2040
BM | 0 | 0 | 0 | 0 | 0 | 0
CC | 0 | 0 | 0 | 0 | 0 | 0
CSP | 0 | 0 | 0 | 0 | 0 | 0
CT | 0 | 0 | 0 | 0 | 0 | 0
Coal | 47 | 176.55 | 403.32 | 388.26 | 680.14 | 518.65
Geo | 0 | 0 | 0 | 0 | 0 | 0
H | 0 | 0 | 0 | 0 | 0 | 0
LFG | 0 | 0 | 0 | 0 | 0 | 0
Nuc | 0 | 0 | 0 | 0 | 0 | 0
PS | 0 | 0 | 0 | 0 | 0 | 0
PV | 0 | 0 | 0 | 0 | 0 | 0
PeakG | 0 | 0 | 0 | 0 | 0 | 0
PeakO | 0 | 0 | 0 | 0 | 0 | 0
ST | 0 | 0 | 0 | 0 | 0 | 0
STOG | 0 | 0 | 0 | 0 | 0 | 0
STWD | 0 | 0 | 0 | 0 | 0 | 0
WT | 0 | 0 | 0 | 0 | 0 | 0
IGCC | 0 | 0 | 0 | 0 | 0 | 0
DemandResponse | 0 | 0 | 0 | 0 | 0 | 0
IGCC-CCS | 0 | 0 | 0 | 0 | 0 | 0
WT_off | 0 | 0 | 0 | 0 | 0 | 0
PseudoUnit | 0 | 0 | 0 | 0 | 0 | 0
FixedInterchange | 0 | 0 | 0 | 0 | 0 | 0
Levelized Retrofit Capital Costs by Reporting Type: SOCO
ReportingType | 2015 | 2020 | 2025 | 2030 | 2035 | 2040
BM | 0 | 0 | 0 | 0 | 0 | 0
CC | 0 | 0 | 0 | 0 | 0 | 0
CSP | 0 | 0 | 0 | 0 | 0 | 0
CT | 0 | 0 | 0 | 0 | 0 | 0
Coal | 400.35 | 416.23 | 211.8 | 286.66 | 90.74 | 0
Geo | 0 | 0 | 0 | 0 | 0 | 0
H | 0 | 0 | 0 | 0 | 0 | 0
LFG | 0 | 0 | 0 | 0 | 0 | 0
Nuc | 0 | 0 | 0 | 0 | 0 | 0
PS | 0 | 0 | 0 | 0 | 0 | 0
PV | 0 | 0 | 0 | 0 | 0 | 0
PeakG | 0 | 0 | 0 | 0 | 0 | 0
PeakO | 0 | 0 | 0 | 0 | 0 | 0
ST | 0 | 0 | 0 | 0 | 0 | 0
STOG | 0 | 0 | 0 | 0 | 0 | 0
STWD | 0 | 0 | 0 | 0 | 0 | 0
WT | 0 | 0 | 0 | 0 | 0 | 0
IGCC | 0 | 0 | 0 | 0 | 0 | 0
DemandResponse | 0 | 0 | 0 | 0 | 0 | 0
IGCC-CCS | 0 | 0 | 0 | 0 | 0 | 0
WT_off | 0 | 0 | 0 | 0 | 0 | 0
PseudoUnit | 0 | 0 | 0 | 0 | 0 | 0
FixedInterchange | 0 | 0 | 0 | 0 | 0 | 0
Levelized Retrofit Capital Costs by Reporting Type: SPP_N
ReportingType | 2015 | 2020 | 2025 | 2030 | 2035 | 2040
BM | 0 | 0 | 0 | 0 | 0 | 0
CC | 0 | 0 | 0 | 0 | 0 | 0
CSP | 0 | 0 | 0 | 0 | 0 | 0
CT | 0 | 0 | 0 | 0 | 0 | 0
Coal | 0 | 24.57 | 24.57 | 27.91 | 67.66 | 44.81
Geo | 0 | 0 | 0 | 0 | 0 | 0
H | 0 | 0 | 0 | 0 | 0 | 0
LFG | 0 | 0 | 0 | 0 | 0 | 0
Nuc | 0 | 0 | 0 | 0 | 0 | 0
PS | 0 | 0 | 0 | 0 | 0 | 0
PV | 0 | 0 | 0 | 0 | 0 | 0
PeakG | 0 | 0 | 0 | 0 | 0 | 0
PeakO | 0 | 0 | 0 | 0 | 0 | 0
ST | 0 | 0 | 0 | 0 | 0 | 0
STOG | 0 | 0 | 0 | 0 | 0 | 0
STWD | 0 | 0 | 0 | 0 | 0 | 0
WT | 0 | 0 | 0 | 0 | 0 | 0
IGCC | 0 | 0 | 0 | 0 | 0 | 0
DemandResponse | 0 | 0 | 0 | 0 | 0 | 0
IGCC-CCS | 0 | 0 | 0 | 0 | 0 | 0
WT_off | 0 | 0 | 0 | 0 | 0 | 0
PseudoUnit | 0 | 0 | 0 | 0 | 0 | 0
FixedInterchange | 0 | 0 | 0 | 0 | 0 | 0
Levelized Retrofit Capital Costs by Reporting Type: SPP_S
ReportingType | 2015 | 2020 | 2025 | 2030 | 2035 | 2040
BM | 0 | 0 | 0 | 0 | 0 | 0
CC | 0 | 0 | 0 | 0 | 0 | 0
CSP | 0 | 0 | 0 | 0 | 0 | 0
CT | 0 | 0 | 0 | 0 | 0 | 0
Coal | 0 | 20.71 | 20.71 | 0 | 0 | 0
Geo | 0 | 0 | 0 | 0 | 0 | 0
H | 0 | 0 | 0 | 0 | 0 | 0
LFG | 0 | 0 | 0 | 0 | 0 | 0
Nuc | 0 | 0 | 0 | 0 | 0 | 0
PS | 0 | 0 | 0 | 0 | 0 | 0
PV | 0 | 0 | 0 | 0 | 0 | 0
PeakG | 0 | 0 | 0 | 0 | 0 | 0
PeakO | 0 | 0 | 0 | 0 | 0 | 0
ST | 0 | 0 | 0 | 0 | 0 | 0
STOG | 0 | 0 | 0 | 0 | 0 | 0
STWD | 0 | 0 | 0 | 0 | 0 | 0
WT | 0 | 0 | 0 | 0 | 0 | 0
IGCC | 0 | 0 | 0 | 0 | 0 | 0
DemandResponse | 0 | 0 | 0 | 0 | 0 | 0
IGCC-CCS | 0 | 0 | 0 | 0 | 0 | 0
WT_off | 0 | 0 | 0 | 0 | 0 | 0
PseudoUnit | 0 | 0 | 0 | 0 | 0 | 0
FixedInterchange | 0 | 0 | 0 | 0 | 0 | 0
Levelized Retrofit Capital Costs by Reporting Type: TVA
ReportingType | 2015 | 2020 | 2025 | 2030 | 2035 | 2040
BM | 0 | 0 | 0 | 0 | 0 | 0
CC | 0 | 0 | 0 | 0 | 0 | 0
CSP | 0 | 0 | 0 | 0 | 0 | 0
CT | 0 | 0 | 0 | 0 | 0 | 0
Coal | 0 | 23.02 | 23.02 | 0 | 0 | 0
Geo | 0 | 0 | 0 | 0 | 0 | 0
H | 0 | 0 | 0 | 0 | 0 | 0
LFG | 0 | 0 | 0 | 0 | 0 | 0
Nuc | 0 | 0 | 0 | 0 | 0 | 0
PS | 0 | 0 | 0 | 0 | 0 | 0
PV | 0 | 0 | 0 | 0 | 0 | 0
PeakG | 0 | 0 | 0 | 0 | 0 | 0
PeakO | 0 | 0 | 0 | 0 | 0 | 0
ST | 0 | 0 | 0 | 0 | 0 | 0
STOG | 0 | 0 | 0 | 0 | 0 | 0
STWD | 0 | 0 | 0 | 0 | 0 | 0
WT | 0 | 0 | 0 | 0 | 0 | 0
IGCC | 0 | 0 | 0 | 0 | 0 | 0
DemandResponse | 0 | 0 | 0 | 0 | 0 | 0
IGCC-CCS | 0 | 0 | 0 | 0 | 0 | 0
WT_off | 0 | 0 | 0 | 0 | 0 | 0
PseudoUnit | 0 | 0 | 0 | 0 | 0 | 0
FixedInterchange | 0 | 0 | 0 | 0 | 0 | 0
Levelized Retrofit Capital Costs by Reporting Type: TVA_Transmission
ReportingType | 2015 | 2020 | 2025 | 2030 | 2035 | 2040
BM | 0 | 0 | 0 | 0 | 0 | 0
CC | 0 | 0 | 0 | 0 | 0 | 0
CSP | 0 | 0 | 0 | 0 | 0 | 0
CT | 0 | 0 | 0 | 0 | 0 | 0
Coal | 0 | 0 | 0 | 0 | 0 | 0
Geo | 0 | 0 | 0 | 0 | 0 | 0
H | 0 | 0 | 0 | 0 | 0 | 0
LFG | 0 | 0 | 0 | 0 | 0 | 0
Nuc | 0 | 0 | 0 | 0 | 0 | 0
PS | 0 | 0 | 0 | 0 | 0 | 0
PV | 0 | 0 | 0 | 0 | 0 | 0
PeakG | 0 | 0 | 0 | 0 | 0 | 0
PeakO | 0 | 0 | 0 | 0 | 0 | 0
ST | 0 | 0 | 0 | 0 | 0 | 0
STOG | 0 | 0 | 0 | 0 | 0 | 0
STWD | 0 | 0 | 0 | 0 | 0 | 0
WT | 0 | 0 | 0 | 0 | 0 | 0
IGCC | 0 | 0 | 0 | 0 | 0 | 0
DemandResponse | 0 | 0 | 0 | 0 | 0 | 0
IGCC-CCS | 0 | 0 | 0 | 0 | 0 | 0
WT_off | 0 | 0 | 0 | 0 | 0 | 0
PseudoUnit | 0 | 0 | 0 | 0 | 0 | 0
FixedInterchange | 0 | 0 | 0 | 0 | 0 | 0
Levelized Retrofit Capital Costs by Reporting Type: VACAR
ReportingType | 2015 | 2020 | 2025 | 2030 | 2035 | 2040
BM | 0 | 0 | 0 | 0 | 0 | 0
CC | 0 | 0 | 0 | 0 | 0 | 0
CSP | 0 | 0 | 0 | 0 | 0 | 0
CT | 0 | 0 | 0 | 0 | 0 | 0
Coal | 0 | 56.56 | 147.35 | 110.19 | 91.88 | 72.49
Geo | 0 | 0 | 0 | 0 | 0 | 0
H | 0 | 0 | 0 | 0 | 0 | 0
LFG | 0 | 0 | 0 | 0 | 0 | 0
Nuc | 0 | 0 | 0 | 0 | 0 | 0
PS | 0 | 0 | 0 | 0 | 0 | 0
PV | 0 | 0 | 0 | 0 | 0 | 0
PeakG | 0 | 0 | 0 | 0 | 0 | 0
PeakO | 0 | 0 | 0 | 0 | 0 | 0
ST | 0 | 0 | 0 | 0 | 0 | 0
STOG | 0 | 0 | 0 | 0 | 0 | 0
STWD | 0 | 0 | 0 | 0 | 0 | 0
WT | 0 | 0 | 0 | 0 | 0 | 0
IGCC | 0 | 0 | 0 | 0 | 0 | 0
DemandResponse | 0 | 0 | 0 | 0 | 0 | 0
IGCC-CCS | 0 | 0 | 0 | 0 | 0 | 0
WT_off | 0 | 0 | 0 | 0 | 0 | 0
PseudoUnit | 0 | 0 | 0 | 0 | 0 | 0
FixedInterchange | 0 | 0 | 0 | 0 | 0 | 0
Levelized Retrofit Capital Costs by Reporting Type: IESO
ReportingType | 2015 | 2020 | 2025 | 2030 | 2035 | 2040
BM | 0 | 0 | 0 | 0 | 0 | 0
CC | 0 | 0 | 0 | 0 | 0 | 0
CSP | 0 | 0 | 0 | 0 | 0 | 0
CT | 0 | 0 | 0 | 0 | 0 | 0
Coal | 0 | 0 | 0 | 0 | 0 | 0
Geo | 0 | 0 | 0 | 0 | 0 | 0
H | 0 | 0 | 0 | 0 | 0 | 0
LFG | 0 | 0 | 0 | 0 | 0 | 0
Nuc | 0 | 0 | 0 | 0 | 0 | 0
PS | 0 | 0 | 0 | 0 | 0 | 0
PV | 0 | 0 | 0 | 0 | 0 | 0
PeakG | 0 | 0 | 0 | 0 | 0 | 0
PeakO | 0 | 0 | 0 | 0 | 0 | 0
ST | 0 | 0 | 0 | 0 | 0 | 0
STOG | 0 | 0 | 0 | 0 | 0 | 0
STWD | 0 | 0 | 0 | 0 | 0 | 0
WT | 0 | 0 | 0 | 0 | 0 | 0
IGCC | 0 | 0 | 0 | 0 | 0 | 0
DemandResponse | 0 | 0 | 0 | 0 | 0 | 0
IGCC-CCS | 0 | 0 | 0 | 0 | 0 | 0
WT_off | 0 | 0 | 0 | 0 | 0 | 0
PseudoUnit | 0 | 0 | 0 | 0 | 0 | 0
FixedInterchange | 0 | 0 | 0 | 0 | 0 | 0
Levelized Retrofit Capital Costs by Reporting Type: MAPP_CA
ReportingType | 2015 | 2020 | 2025 | 2030 | 2035 | 2040
BM | 0 | 0 | 0 | 0 | 0 | 0
CC | 0 | 0 | 0 | 0 | 0 | 0
CSP | 0 | 0 | 0 | 0 | 0 | 0
CT | 0 | 0 | 0 | 0 | 0 | 0
Coal | 0 | 0 | 0 | 0 | 0 | 0
Geo | 0 | 0 | 0 | 0 | 0 | 0
H | 0 | 0 | 0 | 0 | 0 | 0
LFG | 0 | 0 | 0 | 0 | 0 | 0
Nuc | 0 | 0 | 0 | 0 | 0 | 0
PS | 0 | 0 | 0 | 0 | 0 | 0
PV | 0 | 0 | 0 | 0 | 0 | 0
PeakG | 0 | 0 | 0 | 0 | 0 | 0
PeakO | 0 | 0 | 0 | 0 | 0 | 0
ST | 0 | 0 | 0 | 0 | 0 | 0
STOG | 0 | 0 | 0 | 0 | 0 | 0
STWD | 0 | 0 | 0 | 0 | 0 | 0
WT | 0 | 0 | 0 | 0 | 0 | 0
IGCC | 0 | 0 | 0 | 0 | 0 | 0
DemandResponse | 0 | 0 | 0 | 0 | 0 | 0
IGCC-CCS | 0 | 0 | 0 | 0 | 0 | 0
WT_off | 0 | 0 | 0 | 0 | 0 | 0
PseudoUnit | 0 | 0 | 0 | 0 | 0 | 0
FixedInterchange | 0 | 0 | 0 | 0 | 0 | 0
Levelized Retrofit Capital Costs by Reporting Type: AZ_NM_SNV_Coal
ReportingType | 2015 | 2020 | 2025 | 2030 | 2035 | 2040
BM | 0 | 0 | 0 | 0 | 0 | 0
CC | 0 | 0 | 0 | 0 | 0 | 0
CSP | 0 | 0 | 0 | 0 | 0 | 0
CT | 0 | 0 | 0 | 0 | 0 | 0
Coal | 49.67 | 60.69 | 27.76 | 18.91 | 125.96 | 107.05
Geo | 0 | 0 | 0 | 0 | 0 | 0
H | 0 | 0 | 0 | 0 | 0 | 0
LFG | 0 | 0 | 0 | 0 | 0 | 0
Nuc | 0 | 0 | 0 | 0 | 0 | 0
PS | 0 | 0 | 0 | 0 | 0 | 0
PV | 0 | 0 | 0 | 0 | 0 | 0
PeakG | 0 | 0 | 0 | 0 | 0 | 0
PeakO | 0 | 0 | 0 | 0 | 0 | 0
ST | 0 | 0 | 0 | 0 | 0 | 0
STOG | 0 | 0 | 0 | 0 | 0 | 0
STWD | 0 | 0 | 0 | 0 | 0 | 0
WT | 0 | 0 | 0 | 0 | 0 | 0
IGCC | 0 | 0 | 0 | 0 | 0 | 0
DemandResponse | 0 | 0 | 0 | 0 | 0 | 0
IGCC-CCS | 0 | 0 | 0 | 0 | 0 | 0
WT_off | 0 | 0 | 0 | 0 | 0 | 0
PseudoUnit | 0 | 0 | 0 | 0 | 0 | 0
FixedInterchange | 0 | 0 | 0 | 0 | 0 | 0
Levelized Retrofit Capital Costs by Reporting Type: AZ_NM_SNV_Gas
ReportingType | 2015 | 2020 | 2025 | 2030 | 2035 | 2040
BM | 0 | 0 | 0 | 0 | 0 | 0
CC | 0 | 0 | 0 | 0 | 0 | 0
CSP | 0 | 0 | 0 | 0 | 0 | 0
CT | 0 | 0 | 0 | 0 | 0 | 0
Coal | 0 | 0 | 0 | 0 | 0 | 0
Geo | 0 | 0 | 0 | 0 | 0 | 0
H | 0 | 0 | 0 | 0 | 0 | 0
LFG | 0 | 0 | 0 | 0 | 0 | 0
Nuc | 0 | 0 | 0 | 0 | 0 | 0
PS | 0 | 0 | 0 | 0 | 0 | 0
PV | 0 | 0 | 0 | 0 | 0 | 0
PeakG | 0 | 0 | 0 | 0 | 0 | 0
PeakO | 0 | 0 | 0 | 0 | 0 | 0
ST | 0 | 0 | 0 | 0 | 0 | 0
STOG | 0 | 0 | 0 | 0 | 0 | 0
STWD | 0 | 0 | 0 | 0 | 0 | 0
WT | 0 | 0 | 0 | 0 | 0 | 0
IGCC | 0 | 0 | 0 | 0 | 0 | 0
DemandResponse | 0 | 0 | 0 | 0 | 0 | 0
IGCC-CCS | 0 | 0 | 0 | 0 | 0 | 0
WT_off | 0 | 0 | 0 | 0 | 0 | 0
PseudoUnit | 0 | 0 | 0 | 0 | 0 | 0
FixedInterchange | 0 | 0 | 0 | 0 | 0 | 0
Levelized Retrofit Capital Costs by Reporting Type: AZ_NM_SNV_NucRenew
ReportingType | 2015 | 2020 | 2025 | 2030 | 2035 | 2040
BM | 0 | 0 | 0 | 0 | 0 | 0
CC | 0 | 0 | 0 | 0 | 0 | 0
CSP | 0 | 0 | 0 | 0 | 0 | 0
CT | 0 | 0 | 0 | 0 | 0 | 0
Coal | 0 | 0 | 0 | 0 | 0 | 0
Geo | 0 | 0 | 0 | 0 | 0 | 0
H | 0 | 0 | 0 | 0 | 0 | 0
LFG | 0 | 0 | 0 | 0 | 0 | 0
Nuc | 0 | 0 | 0 | 0 | 0 | 0
PS | 0 | 0 | 0 | 0 | 0 | 0
PV | 0 | 0 | 0 | 0 | 0 | 0
PeakG | 0 | 0 | 0 | 0 | 0 | 0
PeakO | 0 | 0 | 0 | 0 | 0 | 0
ST | 0 | 0 | 0 | 0 | 0 | 0
STOG | 0 | 0 | 0 | 0 | 0 | 0
STWD | 0 | 0 | 0 | 0 | 0 | 0
WT | 0 | 0 | 0 | 0 | 0 | 0
IGCC | 0 | 0 | 0 | 0 | 0 | 0
DemandResponse | 0 | 0 | 0 | 0 | 0 | 0
IGCC-CCS | 0 | 0 | 0 | 0 | 0 | 0
WT_off | 0 | 0 | 0 | 0 | 0 | 0
PseudoUnit | 0 | 0 | 0 | 0 | 0 | 0
FixedInterchange | 0 | 0 | 0 | 0 | 0 | 0
Levelized Retrofit Capital Costs by Reporting Type: ERCOT
ReportingType | 2015 | 2020 | 2025 | 2030 | 2035 | 2040
BM | 0 | 0 | 0 | 0 | 0 | 0
CC | 0 | 0 | 0 | 0 | 0 | 0
CSP | 0 | 0 | 0 | 0 | 0 | 0
CT | 0 | 0 | 0 | 0 | 0 | 0
Coal | 82.51 | 5.82 | 181.97 | 285.01 | 158.78 | 49.92
Geo | 0 | 0 | 0 | 0 | 0 | 0
H | 0 | 0 | 0 | 0 | 0 | 0
LFG | 0 | 0 | 0 | 0 | 0 | 0
Nuc | 0 | 0 | 0 | 0 | 0 | 0
PS | 0 | 0 | 0 | 0 | 0 | 0
PV | 0 | 0 | 0 | 0 | 0 | 0
PeakG | 0 | 0 | 0 | 0 | 0 | 0
PeakO | 0 | 0 | 0 | 0 | 0 | 0
ST | 0 | 0 | 0 | 0 | 0 | 0
STOG | 0 | 0 | 0 | 0 | 0 | 0
STWD | 0 | 0 | 0 | 0 | 0 | 0
WT | 0 | 0 | 0 | 0 | 0 | 0
IGCC | 0 | 0 | 0 | 0 | 0 | 0
DemandResponse | 0 | 0 | 0 | 0 | 0 | 0
IGCC-CCS | 0 | 0 | 0 | 0 | 0 | 0
WT_off | 0 | 0 | 0 | 0 | 0 | 0
PseudoUnit | 0 | 0 | 0 | 0 | 0 | 0
FixedInterchange | 0 | 0 | 0 | 0 | 0 | 0
Levelized Retrofit Capital Costs by Reporting Type: NP15
ReportingType | 2015 | 2020 | 2025 | 2030 | 2035 | 2040
BM | 0 | 0 | 0 | 0 | 0 | 0
CC | 0 | 0 | 0 | 0 | 0 | 0
CSP | 0 | 0 | 0 | 0 | 0 | 0
CT | 0 | 0 | 0 | 0 | 0 | 0
Coal | 0 | 0 | 0 | 0 | 0 | 0
Geo | 0 | 0 | 0 | 0 | 0 | 0
H | 0 | 0 | 0 | 0 | 0 | 0
LFG | 0 | 0 | 0 | 0 | 0 | 0
Nuc | 0 | 0 | 0 | 0 | 0 | 0
PS | 0 | 0 | 0 | 0 | 0 | 0
PV | 0 | 0 | 0 | 0 | 0 | 0
PeakG | 0 | 0 | 0 | 0 | 0 | 0
PeakO | 0 | 0 | 0 | 0 | 0 | 0
ST | 0 | 0 | 0 | 0 | 0 | 0
STOG | 0 | 0 | 0 | 0 | 0 | 0
STWD | 0 | 0 | 0 | 0 | 0 | 0
WT | 0 | 0 | 0 | 0 | 0 | 0
IGCC | 0 | 0 | 0 | 0 | 0 | 0
DemandResponse | 0 | 0 | 0 | 0 | 0 | 0
IGCC-CCS | 0 | 0 | 0 | 0 | 0 | 0
WT_off | 0 | 0 | 0 | 0 | 0 | 0
PseudoUnit | 0 | 0 | 0 | 0 | 0 | 0
FixedInterchange | 0 | 0 | 0 | 0 | 0 | 0
Levelized Retrofit Capital Costs by Reporting Type: NWPP_Coal
ReportingType | 2015 | 2020 | 2025 | 2030 | 2035 | 2040
BM | 0 | 0 | 0 | 0 | 0 | 0
CC | 0 | 0 | 0 | 0 | 0 | 0
CSP | 0 | 0 | 0 | 0 | 0 | 0
CT | 0 | 0 | 0 | 0 | 0 | 0
Coal | 0 | 50.09 | 120.99 | 70.9 | 0 | 0
Geo | 0 | 0 | 0 | 0 | 0 | 0
H | 0 | 0 | 0 | 0 | 0 | 0
LFG | 0 | 0 | 0 | 0 | 0 | 0
Nuc | 0 | 0 | 0 | 0 | 0 | 0
PS | 0 | 0 | 0 | 0 | 0 | 0
PV | 0 | 0 | 0 | 0 | 0 | 0
PeakG | 0 | 0 | 0 | 0 | 0 | 0
PeakO | 0 | 0 | 0 | 0 | 0 | 0
ST | 0 | 0 | 0 | 0 | 0 | 0
STOG | 0 | 0 | 0 | 0 | 0 | 0
STWD | 0 | 0 | 0 | 0 | 0 | 0
WT | 0 | 0 | 0 | 0 | 0 | 0
IGCC | 0 | 0 | 0 | 0 | 0 | 0
DemandResponse | 0 | 0 | 0 | 0 | 0 | 0
IGCC-CCS | 0 | 0 | 0 | 0 | 0 | 0
WT_off | 0 | 0 | 0 | 0 | 0 | 0
PseudoUnit | 0 | 0 | 0 | 0 | 0 | 0
FixedInterchange | 0 | 0 | 0 | 0 | 0 | 0
Levelized Retrofit Capital Costs by Reporting Type: NWPP_Gas
ReportingType | 2015 | 2020 | 2025 | 2030 | 2035 | 2040
BM | 0 | 0 | 0 | 0 | 0 | 0
CC | 0 | 0 | 0 | 0 | 0 | 0
CSP | 0 | 0 | 0 | 0 | 0 | 0
CT | 0 | 0 | 0 | 0 | 0 | 0
Coal | 0 | 0 | 0 | 0 | 0 | 0
Geo | 0 | 0 | 0 | 0 | 0 | 0
H | 0 | 0 | 0 | 0 | 0 | 0
LFG | 0 | 0 | 0 | 0 | 0 | 0
Nuc | 0 | 0 | 0 | 0 | 0 | 0
PS | 0 | 0 | 0 | 0 | 0 | 0
PV | 0 | 0 | 0 | 0 | 0 | 0
PeakG | 0 | 0 | 0 | 0 | 0 | 0
PeakO | 0 | 0 | 0 | 0 | 0 | 0
ST | 0 | 0 | 0 | 0 | 0 | 0
STOG | 0 | 0 | 0 | 0 | 0 | 0
STWD | 0 | 0 | 0 | 0 | 0 | 0
WT | 0 | 0 | 0 | 0 | 0 | 0
IGCC | 0 | 0 | 0 | 0 | 0 | 0
DemandResponse | 0 | 0 | 0 | 0 | 0 | 0
IGCC-CCS | 0 | 0 | 0 | 0 | 0 | 0
WT_off | 0 | 0 | 0 | 0 | 0 | 0
PseudoUnit | 0 | 0 | 0 | 0 | 0 | 0
FixedInterchange | 0 | 0 | 0 | 0 | 0 | 0
Levelized Retrofit Capital Costs by Reporting Type: NWPP_NucRenew
ReportingType | 2015 | 2020 | 2025 | 2030 | 2035 | 2040
BM | 0 | 0 | 0 | 0 | 0 | 0
CC | 0 | 0 | 0 | 0 | 0 | 0
CSP | 0 | 0 | 0 | 0 | 0 | 0
CT | 0 | 0 | 0 | 0 | 0 | 0
Coal | 0 | 0 | 0 | 0 | 0 | 0
Geo | 0 | 0 | 0 | 0 | 0 | 0
H | 0 | 0 | 0 | 0 | 0 | 0
LFG | 0 | 0 | 0 | 0 | 0 | 0
Nuc | 0 | 0 | 0 | 0 | 0 | 0
PS | 0 | 0 | 0 | 0 | 0 | 0
PV | 0 | 0 | 0 | 0 | 0 | 0
PeakG | 0 | 0 | 0 | 0 | 0 | 0
PeakO | 0 | 0 | 0 | 0 | 0 | 0
ST | 0 | 0 | 0 | 0 | 0 | 0
STOG | 0 | 0 | 0 | 0 | 0 | 0
STWD | 0 | 0 | 0 | 0 | 0 | 0
WT | 0 | 0 | 0 | 0 | 0 | 0
IGCC | 0 | 0 | 0 | 0 | 0 | 0
DemandResponse | 0 | 0 | 0 | 0 | 0 | 0
IGCC-CCS | 0 | 0 | 0 | 0 | 0 | 0
WT_off | 0 | 0 | 0 | 0 | 0 | 0
PseudoUnit | 0 | 0 | 0 | 0 | 0 | 0
FixedInterchange | 0 | 0 | 0 | 0 | 0 | 0
Levelized Retrofit Capital Costs by Reporting Type: RMPA
ReportingType | 2015 | 2020 | 2025 | 2030 | 2035 | 2040
BM | 0 | 0 | 0 | 0 | 0 | 0
CC | 0 | 0 | 0 | 0 | 0 | 0
CSP | 0 | 0 | 0 | 0 | 0 | 0
CT | 0 | 0 | 0 | 0 | 0 | 0
Coal | 29.11 | 21.65 | 195.83 | 174.17 | 0 | 0
Geo | 0 | 0 | 0 | 0 | 0 | 0
H | 0 | 0 | 0 | 0 | 0 | 0
LFG | 0 | 0 | 0 | 0 | 0 | 0
Nuc | 0 | 0 | 0 | 0 | 0 | 0
PS | 0 | 0 | 0 | 0 | 0 | 0
PV | 0 | 0 | 0 | 0 | 0 | 0
PeakG | 0 | 0 | 0 | 0 | 0 | 0
PeakO | 0 | 0 | 0 | 0 | 0 | 0
ST | 0 | 0 | 0 | 0 | 0 | 0
STOG | 0 | 0 | 0 | 0 | 0 | 0
STWD | 0 | 0 | 0 | 0 | 0 | 0
WT | 0 | 0 | 0 | 0 | 0 | 0
IGCC | 0 | 0 | 0 | 0 | 0 | 0
DemandResponse | 0 | 0 | 0 | 0 | 0 | 0
IGCC-CCS | 0 | 0 | 0 | 0 | 0 | 0
WT_off | 0 | 0 | 0 | 0 | 0 | 0
PseudoUnit | 0 | 0 | 0 | 0 | 0 | 0
FixedInterchange | 0 | 0 | 0 | 0 | 0 | 0
Levelized Retrofit Capital Costs by Reporting Type: SP15
ReportingType | 2015 | 2020 | 2025 | 2030 | 2035 | 2040
BM | 0 | 0 | 0 | 0 | 0 | 0
CC | 0 | 0 | 0 | 0 | 0 | 0
CSP | 0 | 0 | 0 | 0 | 0 | 0
CT | 0 | 0 | 0 | 0 | 0 | 0
Coal | 0 | 2.92 | 2.92 | 0 | 0 | 0
Geo | 0 | 0 | 0 | 0 | 0 | 0
H | 0 | 0 | 0 | 0 | 0 | 0
LFG | 0 | 0 | 0 | 0 | 0 | 0
Nuc | 0 | 0 | 0 | 0 | 0 | 0
PS | 0 | 0 | 0 | 0 | 0 | 0
PV | 0 | 0 | 0 | 0 | 0 | 0
PeakG | 0 | 0 | 0 | 0 | 0 | 0
PeakO | 0 | 0 | 0 | 0 | 0 | 0
ST | 0 | 0 | 0 | 0 | 0 | 0
STOG | 0 | 0 | 0 | 0 | 0 | 0
STWD | 0 | 0 | 0 | 0 | 0 | 0
WT | 0 | 0 | 0 | 0 | 0 | 0
IGCC | 0 | 0 | 0 | 0 | 0 | 0
DemandResponse | 0 | 0 | 0 | 0 | 0 | 0
IGCC-CCS | 0 | 0 | 0 | 0 | 0 | 0
WT_off | 0 | 0 | 0 | 0 | 0 | 0
PseudoUnit | 0 | 0 | 0 | 0 | 0 | 0
FixedInterchange | 0 | 0 | 0 | 0 | 0 | 0
Levelized Retrofit Capital Costs by Reporting Type: ALB
ReportingType | 2015 | 2020 | 2025 | 2030 | 2035 | 2040
BM | 0 | 0 | 0 | 0 | 0 | 0
CC | 0 | 0 | 0 | 0 | 0 | 0
CSP | 0 | 0 | 0 | 0 | 0 | 0
CT | 0 | 0 | 0 | 0 | 0 | 0
Coal | 0 | 0 | 0 | 0 | 0 | 0
Geo | 0 | 0 | 0 | 0 | 0 | 0
H | 0 | 0 | 0 | 0 | 0 | 0
LFG | 0 | 0 | 0 | 0 | 0 | 0
Nuc | 0 | 0 | 0 | 0 | 0 | 0
PS | 0 | 0 | 0 | 0 | 0 | 0
PV | 0 | 0 | 0 | 0 | 0 | 0
PeakG | 0 | 0 | 0 | 0 | 0 | 0
PeakO | 0 | 0 | 0 | 0 | 0 | 0
ST | 0 | 0 | 0 | 0 | 0 | 0
STOG | 0 | 0 | 0 | 0 | 0 | 0
STWD | 0 | 0 | 0 | 0 | 0 | 0
WT | 0 | 0 | 0 | 0 | 0 | 0
IGCC | 0 | 0 | 0 | 0 | 0 | 0
DemandResponse | 0 | 0 | 0 | 0 | 0 | 0
IGCC-CCS | 0 | 0 | 0 | 0 | 0 | 0
WT_off | 0 | 0 | 0 | 0 | 0 | 0
PseudoUnit | 0 | 0 | 0 | 0 | 0 | 0
FixedInterchange | 0 | 0 | 0 | 0 | 0 | 0
Levelized Retrofit Capital Costs by Reporting Type: BC
ReportingType | 2015 | 2020 | 2025 | 2030 | 2035 | 2040
BM | 0 | 0 | 0 | 0 | 0 | 0
CC | 0 | 0 | 0 | 0 | 0 | 0
CSP | 0 | 0 | 0 | 0 | 0 | 0
CT | 0 | 0 | 0 | 0 | 0 | 0
Coal | 0 | 0 | 0 | 0 | 0 | 0
Geo | 0 | 0 | 0 | 0 | 0 | 0
H | 0 | 0 | 0 | 0 | 0 | 0
LFG | 0 | 0 | 0 | 0 | 0 | 0
Nuc | 0 | 0 | 0 | 0 | 0 | 0
PS | 0 | 0 | 0 | 0 | 0 | 0
PV | 0 | 0 | 0 | 0 | 0 | 0
PeakG | 0 | 0 | 0 | 0 | 0 | 0
PeakO | 0 | 0 | 0 | 0 | 0 | 0
ST | 0 | 0 | 0 | 0 | 0 | 0
STOG | 0 | 0 | 0 | 0 | 0 | 0
STWD | 0 | 0 | 0 | 0 | 0 | 0
WT | 0 | 0 | 0 | 0 | 0 | 0
IGCC | 0 | 0 | 0 | 0 | 0 | 0
DemandResponse | 0 | 0 | 0 | 0 | 0 | 0
IGCC-CCS | 0 | 0 | 0 | 0 | 0 | 0
WT_off | 0 | 0 | 0 | 0 | 0 | 0
PseudoUnit | 0 | 0 | 0 | 0 | 0 | 0
FixedInterchange | 0 | 0 | 0 | 0 | 0 | 0
Levelized Retrofit Capital Costs by Reporting Type: HQ_IESO
ReportingType | 2015 | 2020 | 2025 | 2030 | 2035 | 2040
BM | 0 | 0 | 0 | 0 | 0 | 0
CC | 0 | 0 | 0 | 0 | 0 | 0
CSP | 0 | 0 | 0 | 0 | 0 | 0
CT | 0 | 0 | 0 | 0 | 0 | 0
Coal | 0 | 0 | 0 | 0 | 0 | 0
Geo | 0 | 0 | 0 | 0 | 0 | 0
H | 0 | 0 | 0 | 0 | 0 | 0
LFG | 0 | 0 | 0 | 0 | 0 | 0
Nuc | 0 | 0 | 0 | 0 | 0 | 0
PS | 0 | 0 | 0 | 0 | 0 | 0
PV | 0 | 0 | 0 | 0 | 0 | 0
PeakG | 0 | 0 | 0 | 0 | 0 | 0
PeakO | 0 | 0 | 0 | 0 | 0 | 0
ST | 0 | 0 | 0 | 0 | 0 | 0
STOG | 0 | 0 | 0 | 0 | 0 | 0
STWD | 0 | 0 | 0 | 0 | 0 | 0
WT | 0 | 0 | 0 | 0 | 0 | 0
IGCC | 0 | 0 | 0 | 0 | 0 | 0
DemandResponse | 0 | 0 | 0 | 0 | 0 | 0
IGCC-CCS | 0 | 0 | 0 | 0 | 0 | 0
WT_off | 0 | 0 | 0 | 0 | 0 | 0
PseudoUnit | 0 | 0 | 0 | 0 | 0 | 0
FixedInterchange | 0 | 0 | 0 | 0 | 0 | 0
Levelized Retrofit Capital Costs by Reporting Type: HQ_NEISO
ReportingType | 2015 | 2020 | 2025 | 2030 | 2035 | 2040
BM | 0 | 0 | 0 | 0 | 0 | 0
CC | 0 | 0 | 0 | 0 | 0 | 0
CSP | 0 | 0 | 0 | 0 | 0 | 0
CT | 0 | 0 | 0 | 0 | 0 | 0
Coal | 0 | 0 | 0 | 0 | 0 | 0
Geo | 0 | 0 | 0 | 0 | 0 | 0
H | 0 | 0 | 0 | 0 | 0 | 0
LFG | 0 | 0 | 0 | 0 | 0 | 0
Nuc | 0 | 0 | 0 | 0 | 0 | 0
PS | 0 | 0 | 0 | 0 | 0 | 0
PV | 0 | 0 | 0 | 0 | 0 | 0
PeakG | 0 | 0 | 0 | 0 | 0 | 0
PeakO | 0 | 0 | 0 | 0 | 0 | 0
ST | 0 | 0 | 0 | 0 | 0 | 0
STOG | 0 | 0 | 0 | 0 | 0 | 0
STWD | 0 | 0 | 0 | 0 | 0 | 0
WT | 0 | 0 | 0 | 0 | 0 | 0
IGCC | 0 | 0 | 0 | 0 | 0 | 0
DemandResponse | 0 | 0 | 0 | 0 | 0 | 0
IGCC-CCS | 0 | 0 | 0 | 0 | 0 | 0
WT_off | 0 | 0 | 0 | 0 | 0 | 0
PseudoUnit | 0 | 0 | 0 | 0 | 0 | 0
FixedInterchange | 0 | 0 | 0 | 0 | 0 | 0
Levelized Retrofit Capital Costs by Reporting Type: HQ_NY
ReportingType | 2015 | 2020 | 2025 | 2030 | 2035 | 2040
BM | 0 | 0 | 0 | 0 | 0 | 0
CC | 0 | 0 | 0 | 0 | 0 | 0
CSP | 0 | 0 | 0 | 0 | 0 | 0
CT | 0 | 0 | 0 | 0 | 0 | 0
Coal | 0 | 0 | 0 | 0 | 0 | 0
Geo | 0 | 0 | 0 | 0 | 0 | 0
H | 0 | 0 | 0 | 0 | 0 | 0
LFG | 0 | 0 | 0 | 0 | 0 | 0
Nuc | 0 | 0 | 0 | 0 | 0 | 0
PS | 0 | 0 | 0 | 0 | 0 | 0
PV | 0 | 0 | 0 | 0 | 0 | 0
PeakG | 0 | 0 | 0 | 0 | 0 | 0
PeakO | 0 | 0 | 0 | 0 | 0 | 0
ST | 0 | 0 | 0 | 0 | 0 | 0
STOG | 0 | 0 | 0 | 0 | 0 | 0
STWD | 0 | 0 | 0 | 0 | 0 | 0
WT | 0 | 0 | 0 | 0 | 0 | 0
IGCC | 0 | 0 | 0 | 0 | 0 | 0
DemandResponse | 0 | 0 | 0 | 0 | 0 | 0
IGCC-CCS | 0 | 0 | 0 | 0 | 0 | 0
WT_off | 0 | 0 | 0 | 0 | 0 | 0
PseudoUnit | 0 | 0 | 0 | 0 | 0 | 0
FixedInterchange | 0 | 0 | 0 | 0 | 0 | 0
Levelized Retrofit Capital Costs by Reporting Type: MARITIMES
ReportingType | 2015 | 2020 | 2025 | 2030 | 2035 | 2040
BM | 0 | 0 | 0 | 0 | 0 | 0
CC | 0 | 0 | 0 | 0 | 0 | 0
CSP | 0 | 0 | 0 | 0 | 0 | 0
CT | 0 | 0 | 0 | 0 | 0 | 0
Coal | 0 | 0 | 0 | 0 | 0 | 0
Geo | 0 | 0 | 0 | 0 | 0 | 0
H | 0 | 0 | 0 | 0 | 0 | 0
LFG | 0 | 0 | 0 | 0 | 0 | 0
Nuc | 0 | 0 | 0 | 0 | 0 | 0
PS | 0 | 0 | 0 | 0 | 0 | 0
PV | 0 | 0 | 0 | 0 | 0 | 0
PeakG | 0 | 0 | 0 | 0 | 0 | 0
PeakO | 0 | 0 | 0 | 0 | 0 | 0
ST | 0 | 0 | 0 | 0 | 0 | 0
STOG | 0 | 0 | 0 | 0 | 0 | 0
STWD | 0 | 0 | 0 | 0 | 0 | 0
WT | 0 | 0 | 0 | 0 | 0 | 0
IGCC | 0 | 0 | 0 | 0 | 0 | 0
DemandResponse | 0 | 0 | 0 | 0 | 0 | 0
IGCC-CCS | 0 | 0 | 0 | 0 | 0 | 0
WT_off | 0 | 0 | 0 | 0 | 0 | 0
PseudoUnit | 0 | 0 | 0 | 0 | 0 | 0
FixedInterchange | 0 | 0 | 0 | 0 | 0 | 0
Levelized Retrofit Capital Costs by Reporting Type: All
ReportingType | 2015 | 2020 | 2025 | 2030 | 2035 | 2040
BM | 0 | 0 | 0 | 0 | 0 | 0
CC | 0 | 0 | 0 | 0 | 0 | 0
CSP | 0 | 0 | 0 | 0 | 0 | 0
CT | 0 | 0 | 0 | 0 | 0 | 0
Coal | 1184.42 | 1597.1 | 1905.61 | 1975.7 | 2623.73 | 1905.54
Geo | 0 | 0 | 0 | 0 | 0 | 0
H | 0 | 0 | 0 | 0 | 0 | 0
LFG | 0 | 0 | 0 | 0 | 0 | 0
Nuc | 0 | 0 | 0 | 0 | 0 | 0
PS | 0 | 0 | 0 | 0 | 0 | 0
PV | 0 | 0 | 0 | 0 | 0 | 0
PeakG | 0 | 0 | 0 | 0 | 0 | 0
PeakO | 0 | 0 | 0 | 0 | 0 | 0
ST | 0 | 0 | 0 | 0 | 0 | 0
STOG | 0 | 0 | 0 | 0 | 0 | 0
STWD | 0 | 0 | 0 | 0 | 0 | 0
WT | 0 | 0 | 0 | 0 | 0 | 0
IGCC | 0 | 0 | 0 | 0 | 0 | 0
DemandResponse | 0 | 0 | 0 | 0 | 0 | 0
IGCC-CCS | 0 | 0 | 0 | 0 | 0 | 0
WT_off | 0 | 0 | 0 | 0 | 0 | 0
PseudoUnit | 0 | 0 | 0 | 0 | 0 | 0
FixedInterchange | 0 | 0 | 0 | 0 | 0 | 0
Levelized Retrofit Capital Costs by Reporting Type: EI_US
ReportingType | 2015 | 2020 | 2025 | 2030 | 2035 | 2040
BM | 0 | 0 | 0 | 0 | 0 | 0
CC | 0 | 0 | 0 | 0 | 0 | 0
CSP | 0 | 0 | 0 | 0 | 0 | 0
CT | 0 | 0 | 0 | 0 | 0 | 0
Coal | 1023.13 | 1455.92 | 1376.14 | 1426.71 | 2338.99 | 1748.57
Geo | 0 | 0 | 0 | 0 | 0 | 0
H | 0 | 0 | 0 | 0 | 0 | 0
LFG | 0 | 0 | 0 | 0 | 0 | 0
Nuc | 0 | 0 | 0 | 0 | 0 | 0
PS | 0 | 0 | 0 | 0 | 0 | 0
PV | 0 | 0 | 0 | 0 | 0 | 0
PeakG | 0 | 0 | 0 | 0 | 0 | 0
PeakO | 0 | 0 | 0 | 0 | 0 | 0
ST | 0 | 0 | 0 | 0 | 0 | 0
STOG | 0 | 0 | 0 | 0 | 0 | 0
STWD | 0 | 0 | 0 | 0 | 0 | 0
WT | 0 | 0 | 0 | 0 | 0 | 0
IGCC | 0 | 0 | 0 | 0 | 0 | 0
DemandResponse | 0 | 0 | 0 | 0 | 0 | 0
IGCC-CCS | 0 | 0 | 0 | 0 | 0 | 0
WT_off | 0 | 0 | 0 | 0 | 0 | 0
PseudoUnit | 0 | 0 | 0 | 0 | 0 | 0
FixedInterchange | 0 | 0 | 0 | 0 | 0 | 0
Levelized Retrofit Capital Costs by Reporting Type: EI_Canada
ReportingType | 2015 | 2020 | 2025 | 2030 | 2035 | 2040
BM | 0 | 0 | 0 | 0 | 0 | 0
CC | 0 | 0 | 0 | 0 | 0 | 0
CSP | 0 | 0 | 0 | 0 | 0 | 0
CT | 0 | 0 | 0 | 0 | 0 | 0
Coal | 0 | 0 | 0 | 0 | 0 | 0
Geo | 0 | 0 | 0 | 0 | 0 | 0
H | 0 | 0 | 0 | 0 | 0 | 0
LFG | 0 | 0 | 0 | 0 | 0 | 0
Nuc | 0 | 0 | 0 | 0 | 0 | 0
PS | 0 | 0 | 0 | 0 | 0 | 0
PV | 0 | 0 | 0 | 0 | 0 | 0
PeakG | 0 | 0 | 0 | 0 | 0 | 0
PeakO | 0 | 0 | 0 | 0 | 0 | 0
ST | 0 | 0 | 0 | 0 | 0 | 0
STOG | 0 | 0 | 0 | 0 | 0 | 0
STWD | 0 | 0 | 0 | 0 | 0 | 0
WT | 0 | 0 | 0 | 0 | 0 | 0
IGCC | 0 | 0 | 0 | 0 | 0 | 0
DemandResponse | 0 | 0 | 0 | 0 | 0 | 0
IGCC-CCS | 0 | 0 | 0 | 0 | 0 | 0
WT_off | 0 | 0 | 0 | 0 | 0 | 0
PseudoUnit | 0 | 0 | 0 | 0 | 0 | 0
FixedInterchange | 0 | 0 | 0 | 0 | 0 | 0
Levelized Retrofit Capital Costs by Reporting Type: EI
ReportingType | 2015 | 2020 | 2025 | 2030 | 2035 | 2040
BM | 0 | 0 | 0 | 0 | 0 | 0
CC | 0 | 0 | 0 | 0 | 0 | 0
CSP | 0 | 0 | 0 | 0 | 0 | 0
CT | 0 | 0 | 0 | 0 | 0 | 0
Coal | 1023.13 | 1455.92 | 1376.14 | 1426.71 | 2338.99 | 1748.57
Geo | 0 | 0 | 0 | 0 | 0 | 0
H | 0 | 0 | 0 | 0 | 0 | 0
LFG | 0 | 0 | 0 | 0 | 0 | 0
Nuc | 0 | 0 | 0 | 0 | 0 | 0
PS | 0 | 0 | 0 | 0 | 0 | 0
PV | 0 | 0 | 0 | 0 | 0 | 0
PeakG | 0 | 0 | 0 | 0 | 0 | 0
PeakO | 0 | 0 | 0 | 0 | 0 | 0
ST | 0 | 0 | 0 | 0 | 0 | 0
STOG | 0 | 0 | 0 | 0 | 0 | 0
STWD | 0 | 0 | 0 | 0 | 0 | 0
WT | 0 | 0 | 0 | 0 | 0 | 0
IGCC | 0 | 0 | 0 | 0 | 0 | 0
DemandResponse | 0 | 0 | 0 | 0 | 0 | 0
IGCC-CCS | 0 | 0 | 0 | 0 | 0 | 0
WT_off | 0 | 0 | 0 | 0 | 0 | 0
PseudoUnit | 0 | 0 | 0 | 0 | 0 | 0
FixedInterchange | 0 | 0 | 0 | 0 | 0 | 0
Levelized Retrofit Capital Costs by Reporting Type: Outside_EI
ReportingType | 2015 | 2020 | 2025 | 2030 | 2035 | 2040
BM | 0 | 0 | 0 | 0 | 0 | 0
CC | 0 | 0 | 0 | 0 | 0 | 0
CSP | 0 | 0 | 0 | 0 | 0 | 0
CT | 0 | 0 | 0 | 0 | 0 | 0
Coal | 161.28 | 141.18 | 529.47 | 548.99 | 284.74 | 156.97
Geo | 0 | 0 | 0 | 0 | 0 | 0
H | 0 | 0 | 0 | 0 | 0 | 0
LFG | 0 | 0 | 0 | 0 | 0 | 0
Nuc | 0 | 0 | 0 | 0 | 0 | 0
PS | 0 | 0 | 0 | 0 | 0 | 0
PV | 0 | 0 | 0 | 0 | 0 | 0
PeakG | 0 | 0 | 0 | 0 | 0 | 0
PeakO | 0 | 0 | 0 | 0 | 0 | 0
ST | 0 | 0 | 0 | 0 | 0 | 0
STOG | 0 | 0 | 0 | 0 | 0 | 0
STWD | 0 | 0 | 0 | 0 | 0 | 0
WT | 0 | 0 | 0 | 0 | 0 | 0
IGCC | 0 | 0 | 0 | 0 | 0 | 0
DemandResponse | 0 | 0 | 0 | 0 | 0 | 0
IGCC-CCS | 0 | 0 | 0 | 0 | 0 | 0
WT_off | 0 | 0 | 0 | 0 | 0 | 0
PseudoUnit | 0 | 0 | 0 | 0 | 0 | 0
FixedInterchange | 0 | 0 | 0 | 0 | 0 | 0
#14 | 0: Total Costs ($million)
Total Costs by Reporting Type: Entergy
ReportingType | 2015 | 2020 | 2025 | 2030 | 2035 | 2040
BM | 0 | 0 | 0 | 0 | 0 | 845.61
CC | 4730.3 | 3989.13 | 3837.46 | 3175.49 | 3194.77 | 3056.56
CSP | 0 | 0 | 0 | 0 | 0 | 0
CT | 0 | 0 | 0 | 0 | 0 | 0
Coal | 3869.93 | 860.87 | 407.9 | 223.42 | 223.42 | 223.42
Geo | 0 | 0 | 0 | 0 | 0 | 0
H | 10.6 | 10.6 | 10.6 | 10.6 | 10.6 | 391.98
LFG | 0.97 | 0.97 | 24.23 | 34.17 | 34.17 | 34.17
Nuc | 1262.64 | 1285.77 | 1294.03 | 1301.45 | 1099.75 | 1464.17
PS | 1.4 | 1.4 | 1.4 | 1.4 | 1.4 | 1.4
PV | 0.11 | 21.81 | 31.37 | 31.37 | 31.26 | 11.04
PeakG | 47.54 | 69.98 | 49.29 | 63.1 | 67 | 67
PeakO | 4.42 | 5.87 | 5.08 | 5.22 | 5.22 | 5.22
ST | 0 | 0 | 0 | 0 | 0 | 0
STOG | 133.09 | 154.03 | 140.74 | 59.48 | 0 | 0
STWD | 10.03 | 11.52 | 13.26 | 33.41 | 105.43 | 85.19
WT | 3.67 | 3.67 | 3.67 | 3.67 | 3.67 | 32.01
IGCC | 0 | 0 | 0 | 0 | 0 | 0
DemandResponse | 0 | 0 | 0 | 0 | 0 | 0
IGCC-CCS | 0 | 0 | 0 | 0 | 0 | 0
WT_off | 0 | 0 | 0 | 0 | 0 | 0
PseudoUnit | 0 | 0 | 0 | 0 | 0 | 0
FixedInterchange | 0 | 0 | 0 | 0 | 0 | 0
Total Costs by Reporting Type: FRCC
ReportingType | 2015 | 2020 | 2025 | 2030 | 2035 | 2040
BM | 0 | 0 | 0 | 0 | 0 | 1623.41
CC | 13868.18 | 16022.42 | 16790.99 | 10671.95 | 7775.56 | 5530.24
CSP | 0 | 0 | 0 | 0 | 0 | 0
CT | 262.19 | 268.12 | 282.44 | 266.55 | 0 | 0
Coal | 1312.35 | 627.26 | 276.29 | 286.79 | 657.5 | 767.22
Geo | 0 | 0 | 0 | 0 | 0 | 0
H | 0.78 | 0.78 | 0.78 | 0.78 | 0.78 | 0.78
LFG | 58.68 | 58.68 | 120.69 | 120.69 | 120.69 | 120.69
Nuc | 960.37 | 1000.19 | 2719.55 | 12360.13 | 17736.09 | 19646.56
PS | 0 | 0 | 0 | 0 | 0 | 0
PV | 0.75 | 0.75 | 0.75 | 0.75 | 0.75 | 0.75
PeakG | 190.12 | 263.06 | 239.54 | 168.03 | 179.62 | 180.04
PeakO | 64.61 | 83.43 | 54.04 | 0 | 0 | 0
ST | 0 | 0 | 0 | 0 | 0 | 0
STOG | 16.45 | 18.57 | 0 | 0 | 0 | 0
STWD | 16.3 | 29.9 | 110.46 | 110.46 | 110.46 | 70.64
WT | 0 | 0 | 0 | 0 | 0 | 0
IGCC | 0 | 0 | 0 | 0 | 0 | 0
DemandResponse | 0 | 0 | 0 | 0 | 0 | 0
IGCC-CCS | 0 | 0 | 0 | 0 | 0 | 0
WT_off | 0 | 0 | 0 | 0 | 0 | 0
PseudoUnit | 0 | 0 | 0 | 0 | 0 | 0
FixedInterchange | 0 | 0 | 0 | 0 | 0 | 0
Total Costs by Reporting Type: MAPP_US
ReportingType | 2015 | 2020 | 2025 | 2030 | 2035 | 2040
BM | 0 | 0 | 0 | 0 | 0 | 0
CC | 88.79 | 23.28 | 29.61 | 25.64 | 34.96 | 29.48
CSP | 0 | 0 | 0 | 0 | 0 | 0
CT | 27.96 | 36.14 | 36.14 | 49.22 | 27.1 | 39.11
Coal | 706.78 | 316.46 | 60.87 | 43.93 | 43.93 | 45.16
Geo | 3.95 | 3.95 | 3.95 | 3.95 | 3.95 | 3.95
H | 31.14 | 31.14 | 31.14 | 31.14 | 31.14 | 31.14
LFG | 0.24 | 0.24 | 0.24 | 22.22 | 22.22 | 22.22
Nuc | 0.01 | 0.01 | 0.01 | 0.02 | 0.05 | 0.04
PS | 0 | 0 | 0 | 0 | 0 | 0
PV | 0 | 0 | 0 | 0 | 0 | 0
PeakG | 19.55 | 25.35 | 20.9 | 24.69 | 26.05 | 34.72
PeakO | 9.49 | 12.94 | 10.37 | 10.37 | 10.37 | 10.37
ST | 0 | 0 | 0 | 0 | 0 | 0
STOG | 0.76 | 0.9 | 0.77 | 0.77 | 0.77 | 0.77
STWD | 0 | 0 | 0 | 0 | 0 | 0
WT | 147.25 | 1149.97 | 1649.37 | 1611.99 | 1557.4 | 675.92
IGCC | 0 | 0 | 0 | 0 | 0 | 0
DemandResponse | 0 | 0 | 0 | 0 | 0 | 0
IGCC-CCS | 0 | 0 | 0 | 0 | 0 | 0
WT_off | 0 | 0 | 0 | 0 | 0 | 0
PseudoUnit | 0 | 0 | 0 | 0 | 0 | 0
FixedInterchange | 0 | 0 | 0 | 0 | 0 | 0
Total Costs by Reporting Type: MISO_IN
ReportingType | 2015 | 2020 | 2025 | 2030 | 2035 | 2040
BM | 0 | 0 | 0 | 0 | 0 | 0
CC | 351.96 | 8690.39 | 9318.09 | 6742.47 | 6075.08 | 5946.78
CSP | 0 | 0 | 0 | 0 | 0 | 0
CT | 0 | 0 | 0 | 0 | 0 | 0
Coal | 3900.45 | 2947.77 | 902.13 | 518.52 | 1350.59 | 1426.18
Geo | 0 | 0 | 0 | 0 | 0 | 0
H | 1.07 | 1.07 | 1.07 | 1.07 | 1.07 | 1.07
LFG | 4.47 | 4.47 | 30.11 | 30.11 | 30.11 | 30.11
Nuc | 0.01 | 0.01 | 0.01 | 0.02 | 0.08 | 0.07
PS | 0 | 0 | 0 | 0 | 0 | 0
PV | 0 | 83.95 | 122 | 123.41 | 123.41 | 43.24
PeakG | 53.26 | 76.94 | 54.27 | 73.39 | 73.39 | 73.39
PeakO | 10.59 | 13.5 | 10.82 | 10.82 | 10.82 | 10.82
ST | 0 | 0 | 0 | 0 | 0 | 0
STOG | 17.02 | 17.35 | 15.52 | 12.44 | 12.44 | 11.78
STWD | 0 | 0 | 0 | 0 | 0 | 0
WT | 18.33 | 18.33 | 18.33 | 10661.61 | 10661.61 | 10661.61
IGCC | 464.41 | 501.41 | 297.75 | 245.48 | 245.48 | 245.48
DemandResponse | 0 | 0 | 0 | 0 | 0 | 0
IGCC-CCS | 0 | 0 | 0 | 0 | 0 | 0
WT_off | 0 | 0 | 0 | 0 | 0 | 0
PseudoUnit | 0 | 0 | 0 | 0 | 0 | 0
FixedInterchange | 0 | 0 | 0 | 0 | 0 | 0
Total Costs by Reporting Type: MISO_MI
ReportingType | 2015 | 2020 | 2025 | 2030 | 2035 | 2040
BM | 0 | 0 | 0 | 0 | 0 | 3414.46
CC | 2106.49 | 2152.08 | 2484.98 | 1864.23 | 2340.71 | 602.77
CSP | 0 | 0 | 0 | 0 | 0 | 0
CT | 0 | 0 | 0 | 0 | 0 | 0
Coal | 1801.54 | 15.15 | 0 | 0 | 0 | 0
Geo | 0 | 0 | 0 | 0 | 0 | 0
H | 2.01 | 2.01 | 2.01 | 2.01 | 2.01 | 2.01
LFG | 19.68 | 19.68 | 72.59 | 72.59 | 72.59 | 72.59
Nuc | 449.71 | 452.56 | 461.47 | 464.43 | 273.15 | 529.13
PS | 44.44 | 44.44 | 44.44 | 44.44 | 44.44 | 44.44
PV | 0 | 0 | 0 | 0 | 0 | 0
PeakG | 61.82 | 89.88 | 71.67 | 85.63 | 85.63 | 85.63
PeakO | 15.67 | 19.97 | 16.01 | 16.01 | 16.01 | 16.01
ST | 0 | 0 | 0 | 0 | 0 | 0
STOG | 149.88 | 176.58 | 133.82 | 127.13 | 127.13 | 107.09
STWD | 95.36 | 63.51 | 13.84 | 25.6 | 95.46 | 95.46
WT | 542.69 | 648.24 | 648.24 | 691.49 | 210.51 | 116.76
IGCC | 0 | 0 | 0 | 0 | 0 | 0
DemandResponse | 0 | 0 | 0 | 0 | 0 | 0
IGCC-CCS | 0 | 0 | 0 | 0 | 0 | 0
WT_off | 0 | 0 | 0 | 0 | 0 | 0
PseudoUnit | 0 | 0 | 0 | 0 | 0 | 0
FixedInterchange | 0 | 0 | 0 | 0 | 0 | 0
Total Costs by Reporting Type: MISO_MO-IL
ReportingType | 2015 | 2020 | 2025 | 2030 | 2035 | 2040
BM | 0 | 0 | 0 | 0 | 0 | 0
CC | 203.21 | 529.89 | 491.71 | 307.97 | 345.9 | 235.66
CSP | 0 | 0 | 0 | 0 | 0 | 0
CT | 0 | 0 | 0 | 0 | 0 | 0
Coal | 5130 | 2209.71 | 1052.49 | 798.23 | 1064.51 | 1069.85
Geo | 0 | 0 | 0 | 0 | 0 | 0
H | 5.01 | 106.17 | 106.17 | 106.17 | 106.17 | 106.17
LFG | 2.17 | 2.17 | 76.11 | 76.11 | 76.11 | 76.11
Nuc | 493.74 | 512.79 | 521.93 | 524.97 | 524.97 | 524.97
PS | 10.45 | 10.45 | 10.45 | 10.45 | 10.45 | 10.45
PV | 0 | 0 | 0 | 0 | 0 | 0
PeakG | 98.7 | 118.89 | 84.2 | 103.92 | 110.46 | 110.47
PeakO | 21.48 | 28.65 | 22.96 | 22.96 | 22.96 | 22.96
ST | 0 | 0 | 0 | 0 | 0 | 0
STOG | 26.49 | 30.78 | 26.39 | 26.39 | 26.39 | 24.53
STWD | 0 | 0 | 0 | 0 | 0 | 0
WT | 89.9 | 89.9 | 1406.73 | 2496.35 | 2427.83 | 2583.69
IGCC | 0 | 0 | 0 | 0 | 0 | 0
DemandResponse | 0 | 0 | 0 | 0 | 0 | 0
IGCC-CCS | 0 | 0 | 0 | 0 | 0 | 0
WT_off | 0 | 0 | 0 | 0 | 0 | 0
PseudoUnit | 0 | 0 | 0 | 0 | 0 | 0
FixedInterchange | 0 | 0 | 0 | 0 | 0 | 0
Total Costs by Reporting Type: MISO_W
ReportingType | 2015 | 2020 | 2025 | 2030 | 2035 | 2040
BM | 0 | 0 | 0 | 0 | 0 | 0
CC | 721.98 | 648.28 | 539.69 | 371.78 | 406.78 | 315.52
CSP | 0 | 0 | 0 | 0 | 0 | 0
CT | 0 | 0 | 0 | 0 | 0 | 0
Coal | 4345.76 | 2050.23 | 711.28 | 296 | 202.14 | 231.05
Geo | 0 | 0 | 0 | 0 | 0 | 0
H | 7.08 | 7.08 | 7.08 | 7.08 | 7.08 | 7.08
LFG | 24.75 | 24.75 | 24.75 | 48.33 | 48.33 | 48.33
Nuc | 539.99 | 543.1 | 544.06 | 805.51 | 0.05 | 0.05
PS | 0 | 0 | 0 | 0 | 0 | 0
PV | 0 | 0 | 0 | 0 | 0 | 0
PeakG | 109.69 | 125.56 | 89.97 | 105.17 | 108.71 | 108.71
PeakO | 56.38 | 79.08 | 64.57 | 64.57 | 64.57 | 64.57
ST | 0 | 0 | 0 | 0 | 0 | 0
STOG | 7.57 | 8.94 | 7.67 | 7.67 | 7.67 | 7.33
STWD | 19.78 | 21.94 | 34.72 | 97.86 | 138.06 | 97.86
WT | 927.86 | 927.86 | 13592.96 | 13527.63 | 12934.23 | 13350.7
IGCC | 0 | 0 | 0 | 0 | 0 | 0
DemandResponse | 0 | 0 | 0 | 0 | 0 | 0
IGCC-CCS | 0 | 0 | 0 | 0 | 0 | 0
WT_off | 0 | 0 | 0 | 0 | 0 | 0
PseudoUnit | 0 | 0 | 0 | 0 | 0 | 0
FixedInterchange | 0 | 0 | 0 | 0 | 0 | 0
Total Costs by Reporting Type: MISO_WUMS
ReportingType | 2015 | 2020 | 2025 | 2030 | 2035 | 2040
BM | 0 | 0 | 0 | 0 | 253.13 | 2427.29
CC | 3180.02 | 4580.57 | 4645.7 | 3388.3 | 4724.78 | 1704.11
CSP | 0 | 0 | 0 | 0 | 0 | 0
CT | 0 | 0 | 0 | 0 | 0 | 0
Coal | 1295.89 | 605.26 | 392.79 | 326.78 | 541.75 | 683.85
Geo | 0 | 0 | 0 | 0 | 0 | 0
H | 4.79 | 5.15 | 5.15 | 5.15 | 5.15 | 5.15
LFG | 8.57 | 8.57 | 79.15 | 79.15 | 79.15 | 79.15
Nuc | 419.03 | 444.73 | 429.21 | 737.97 | 0.05 | 0.05
PS | 0 | 0 | 0 | 0 | 0 | 0
PV | 0 | 0 | 0 | 0 | 0 | 0
PeakG | 55.64 | 81.65 | 65.08 | 77.65 | 77.65 | 77.65
PeakO | 13.52 | 17.78 | 14.69 | 14.69 | 14.69 | 14.69
ST | 0 | 0 | 0 | 0 | 0 | 0
STOG | 13.21 | 15.63 | 13.39 | 13.39 | 13.39 | 12.99
STWD | 6.17 | 5.97 | 6.86 | 4.89 | 68.51 | 54.15
WT | 264.78 | 264.78 | 271.78 | 2907.98 | 2689.61 | 3093.22
IGCC | 0 | 0 | 0 | 0 | 0 | 0
DemandResponse | 0 | 0 | 0 | 0 | 0 | 0
IGCC-CCS | 0 | 0 | 0 | 0 | 0 | 0
WT_off | 0 | 0 | 0 | 0 | 0 | 0
PseudoUnit | 0 | 0 | 0 | 0 | 0 | 0
FixedInterchange | 0 | 0 | 0 | 0 | 0 | 0
Total Costs by Reporting Type: Nebraska
ReportingType | 2015 | 2020 | 2025 | 2030 | 2035 | 2040
BM | 0 | 0 | 0 | 0 | 0 | 0
CC | 38.92 | 29.73 | 38.46 | 33.73 | 32.87 | 20.54
CSP | 0 | 0 | 0 | 0 | 0 | 0
CT | 0 | 0 | 0 | 0 | 0 | 0
Coal | 1742.63 | 321.26 | 278.69 | 205.41 | 227.79 | 238.59
Geo | 0 | 0 | 0 | 0 | 0 | 0
H | 2.38 | 2.38 | 2.38 | 2.38 | 2.38 | 2.38
LFG | 0.72 | 0.72 | 0.72 | 23.22 | 23.23 | 23.23
Nuc | 289.1 | 306.8 | 283.13 | 330.2 | 0.11 | 0.1
PS | 0 | 0 | 0 | 0 | 0 | 0
PV | 0 | 0 | 0 | 0 | 0 | 0
PeakG | 25.16 | 37.31 | 31.37 | 31.37 | 31.37 | 31.37
PeakO | 9.57 | 12.19 | 9.77 | 9.77 | 9.77 | 9.77
ST | 0 | 0 | 0 | 0 | 0 | 0
STOG | 0 | 0 | 0 | 0 | 0 | 0
STWD | 0 | 0 | 0 | 0 | 0 | 0
WT | 54.91 | 4396.87 | 4396.87 | 4692.71 | 5186.95 | 1363.84
IGCC | 0 | 0 | 0 | 0 | 0 | 0
DemandResponse | 0 | 0 | 0 | 0 | 0 | 0
IGCC-CCS | 0 | 0 | 0 | 0 | 0 | 0
WT_off | 0 | 0 | 0 | 0 | 0 | 0
PseudoUnit | 0 | 0 | 0 | 0 | 0 | 0
FixedInterchange | 0 | 0 | 0 | 0 | 0 | 0
Total Costs by Reporting Type: NEISO
ReportingType | 2015 | 2020 | 2025 | 2030 | 2035 | 2040
BM | 279.31 | 230.82 | 165.44 | 279.31 | 279.31 | 279.31
CC | 2973.26 | 2272.96 | 2066.56 | 1662.1 | 1294.51 | 1143.89
CSP | 0 | 0 | 0 | 0 | 0 | 0
CT | 32.29 | 33.24 | 33.33 | 31.31 | 1.53 | 1.53
Coal | 58.34 | 29.15 | 0 | 0 | 0 | 0
Geo | 0 | 0 | 0 | 0 | 0 | 0
H | 46.4 | 46.4 | 46.4 | 47.43 | 47.43 | 47.43
LFG | 80.87 | 80.87 | 80.87 | 103.68 | 93.04 | 93.04
Nuc | 1055.43 | 1120.79 | 1080.11 | 1086.32 | 784.86 | 1150.98
PS | 39.74 | 39.74 | 39.74 | 39.74 | 39.74 | 39.74
PV | 0.03 | 113.38 | 113.38 | 113.38 | 113.38 | 4.92
PeakG | 22.35 | 32.49 | 24.39 | 23.49 | 29.46 | 31.99
PeakO | 0 | 0 | 0 | 0 | 0 | 0
ST | 0 | 0 | 0 | 0 | 0 | 0
STOG | 0 | 0 | 0 | 0 | 0 | 0
STWD | 367.79 | 122.81 | 30.84 | 91.75 | 240.71 | 241.12
WT | 67.94 | 698.25 | 1069.03 | 1304.44 | 4146.22 | 3586.27
IGCC | 0 | 0 | 0 | 0 | 0 | 0
DemandResponse | 0 | 0 | 0 | 0 | 0 | 0
IGCC-CCS | 0 | 0 | 0 | 0 | 0 | 0
WT_off | 308.22 | 308.22 | 308.22 | 308.22 | 24.98 | 24.98
PseudoUnit | 0 | 0 | 0 | 0 | 0 | 0
FixedInterchange | 0 | 0 | 0 | 0 | 0 | 0
Total Costs by Reporting Type: NonRTO_Midwest
ReportingType | 2015 | 2020 | 2025 | 2030 | 2035 | 2040
BM | 0 | 0 | 0 | 0 | 1393.91 | 5594.28
CC | 1509.83 | 2819.81 | 2983.38 | 3479.7 | 4117.17 | 860.09
CSP | 0 | 0 | 0 | 0 | 0 | 0
CT | 0 | 0 | 0 | 0 | 0 | 0
Coal | 2771.61 | 1952.61 | 610.84 | 491.69 | 1002.8 | 973.7
Geo | 0 | 0 | 0 | 0 | 0 | 0
H | 2.04 | 2.04 | 258.59 | 258.59 | 258.59 | 258.59
LFG | 1.69 | 1.69 | 51.19 | 51.19 | 51.19 | 51.19
Nuc | 0.01 | 0.01 | 0.02 | 0.03 | 0.09 | 0.06
PS | 0 | 0 | 0 | 0 | 0 | 0
PV | 0 | 0 | 0 | 0 | 0 | 0
PeakG | 69.49 | 83.4 | 58.5 | 71.11 | 58.81 | 58.81
PeakO | 0.35 | 0.45 | 0.36 | 0.36 | 0 | 0
ST | 0 | 0 | 0 | 0 | 0 | 0
STOG | 0 | 0 | 0 | 0 | 0 | 0
STWD | 0 | 0 | 0 | 0 | 0 | 0
WT | 2.26 | 2.26 | 2.26 | 2.26 | 2.26 | 2.26
IGCC | 0 | 0 | 0 | 0 | 0 | 0
DemandResponse | 0 | 0 | 0 | 0 | 0 | 0
IGCC-CCS | 0 | 0 | 0 | 0 | 0 | 0
WT_off | 0 | 0 | 0 | 0 | 0 | 0
PseudoUnit | 0 | 0 | 0 | 0 | 0 | 0
FixedInterchange | 0 | 0 | 0 | 0 | 0 | 0
Total Costs by Reporting Type: NYISO_A-F
ReportingType | 2015 | 2020 | 2025 | 2030 | 2035 | 2040
BM | 0 | 0 | 0 | 0 | 0 | 0
CC | 725.2 | 841.6 | 501.54 | 486.52 | 238.69 | 87.18
CSP | 0 | 0 | 0 | 0 | 0 | 0
CT | 0 | 0 | 0 | 0 | 0 | 0
Coal | 0 | 0 | 0 | 0 | 0 | 0
Geo | 0 | 0 | 0 | 0 | 0 | 0
H | 62.6 | 62.6 | 62.6 | 62.6 | 62.6 | 62.6
LFG | 22.17 | 22.17 | 22.17 | 44 | 42.66 | 42.66
Nuc | 769.17 | 792.88 | 787.44 | 645.82 | 746.25 | 695.88
PS | 33.52 | 33.52 | 33.52 | 33.52 | 33.52 | 33.52
PV | 0 | 0 | 0 | 0 | 0 | 0
PeakG | 3.94 | 6.17 | 5.31 | 5.31 | 5.31 | 5.31
PeakO | 1.14 | 1.46 | 1.17 | 1.17 | 1.17 | 1.17
ST | 0 | 0 | 0 | 0 | 0 | 0
STOG | 0 | 0 | 0 | 0 | 0 | 0
STWD | 2.82 | 3.68 | 4.17 | 10.02 | 53.4 | 53.4
WT | 684.71 | 860.89 | 860.89 | 2072.39 | 2766.49 | 2610.26
IGCC | 0 | 0 | 0 | 0 | 0 | 0
DemandResponse | 0 | 0 | 0 | 0 | 0 | 0
IGCC-CCS | 0 | 0 | 0 | 0 | 0 | 0
WT_off | 0 | 0 | 0 | 0 | 0 | 0
PseudoUnit | 0 | 0 | 0 | 0 | 0 | 0
FixedInterchange | 0 | 0 | 0 | 0 | 0 | 0
Total Costs by Reporting Type: NYISO_G-I
ReportingType | 2015 | 2020 | 2025 | 2030 | 2035 | 2040
BM | 0 | 0 | 0 | 0 | 566.4 | 831.3
CC | 138.28 | 452.82 | 195.78 | 137.52 | 229.23 | 171.96
CSP | 0 | 0 | 0 | 0 | 0 | 0
CT | 0 | 0 | 0 | 0 | 0 | 0
Coal | 0 | 0 | 0 | 0 | 0 | 0
Geo | 0 | 0 | 0 | 0 | 0 | 0
H | 0.46 | 0.46 | 0.46 | 0.46 | 0.46 | 0.46
LFG | 7.73 | 7.73 | 7.73 | 31.62 | 31.62 | 31.62
Nuc | 466.19 | 495 | 477.19 | 479.96 | 543.56 | 1926.9
PS | 0 | 0 | 0 | 0 | 0 | 0
PV | 0 | 0 | 0 | 0 | 0 | 0
PeakG | 1.51 | 2.04 | 1.56 | 1.57 | 1.57 | 1.57
PeakO | 2.55 | 3.25 | 2.61 | 2.61 | 2.61 | 2.61
ST | 0 | 0 | 0 | 0 | 0 | 0
STOG | 0 | 0 | 0 | 0 | 0 | 0
STWD | 0 | 0 | 0 | 0 | 0 | 0
WT | 0 | 14.4 | 14.4 | 86.66 | 86.66 | 73.95
IGCC | 0 | 0 | 0 | 0 | 0 | 0
DemandResponse | 0 | 0 | 0 | 0 | 0 | 0
IGCC-CCS | 0 | 0 | 0 | 0 | 0 | 0
WT_off | 0 | 0 | 0 | 0 | 0 | 0
PseudoUnit | 0 | 0 | 0 | 0 | 0 | 0
FixedInterchange | 0 | 0 | 0 | 0 | 0 | 0
Total Costs by Reporting Type: NYISO_J-K
ReportingType | 2015 | 2020 | 2025 | 2030 | 2035 | 2040
BM | 0 | 0 | 0 | 0 | 0 | 0
CC | 1599.75 | 1816.9 | 1602.16 | 1546.62 | 1879.96 | 1722.52
CSP | 0 | 0 | 0 | 0 | 0 | 0
CT | 0 | 0 | 0 | 0 | 0 | 0
Coal | 0 | 0 | 0 | 0 | 0 | 0
Geo | 0 | 0 | 0 | 0 | 0 | 0
H | 0 | 0 | 0 | 0 | 0 | 0
LFG | 14.97 | 14.97 | 14.97 | 44.49 | 44.49 | 44.49
Nuc | 0.01 | 0.01 | 0.01 | 0.03 | 0.08 | 0.07
PS | 0 | 0 | 0 | 0 | 0 | 0
PV | 17.52 | 17.52 | 17.52 | 17.52 | 0.54 | 0.54
PeakG | 58.94 | 85.29 | 67.66 | 74.65 | 125.9 | 130.92
PeakO | 61.69 | 79.16 | 63.78 | 65.02 | 65.02 | 65.02
ST | 0 | 0 | 0 | 0 | 0 | 0
STOG | 188.22 | 232.93 | 245.58 | 265.5 | 232.48 | 188.52
STWD | 0 | 0 | 0 | 0 | 0 | 0
WT | 0 | 0 | 0 | 50.39 | 98.87 | 98.87
IGCC | 0 | 0 | 0 | 0 | 0 | 0
DemandResponse | 0 | 0 | 0 | 0 | 0 | 0
IGCC-CCS | 0 | 0 | 0 | 0 | 0 | 0
WT_off | 0 | 0 | 0 | 0 | 0 | 0
PseudoUnit | 0 | 0 | 0 | 0 | 0 | 0
FixedInterchange | 0 | 0 | 0 | 0 | 0 | 0
Total Costs by Reporting Type: PJM_E
ReportingType | 2015 | 2020 | 2025 | 2030 | 2035 | 2040
BM | 18.42 | 33.95 | 33.95 | 33.95 | 33.95 | 33.95
CC | 3594.15 | 4161.04 | 4471.88 | 4706.81 | 5351.1 | 3722.78
CSP | 0 | 0 | 0 | 0 | 0 | 0
CT | 2.48 | 2.73 | 2.74 | 0.86 | 0.71 | 0
Coal | 144.03 | 80.96 | 61.57 | 42.63 | 152.95 | 189.77
Geo | 0 | 0 | 0 | 0 | 0 | 0
H | 3.85 | 3.85 | 3.85 | 3.85 | 3.85 | 3.85
LFG | 59.08 | 105.92 | 105.92 | 103.73 | 103.73 | 73.06
Nuc | 1960.16 | 1864.06 | 1862.64 | 1873.72 | 1345.93 | 2395.82
PS | 9.5 | 9.5 | 9.5 | 9.5 | 9.5 | 9.5
PV | 11.79 | 11.79 | 11.79 | 11.79 | 0.75 | 0.75
PeakG | 77.27 | 131.19 | 104.14 | 153.93 | 143.16 | 159.51
PeakO | 75.92 | 100.78 | 82.41 | 82.41 | 82.41 | 82.41
ST | 0 | 0 | 0 | 0 | 0 | 0
STOG | 138.76 | 185.19 | 126.36 | 137.5 | 0 | 0
STWD | 0 | 0 | 0 | 0 | 0 | 0
WT | 332.76 | 332.76 | 332.76 | 332.76 | 32.65 | 32.65
IGCC | 0 | 0 | 0 | 0 | 0 | 0
DemandResponse | 0 | 0 | 0 | 0 | 0 | 0
IGCC-CCS | 0 | 0 | 0 | 0 | 0 | 0
WT_off | 0 | 0 | 599.06 | 599.06 | 599.06 | 599.06
PseudoUnit | 0 | 0 | 0 | 0 | 0 | 0
FixedInterchange | 0 | 0 | 0 | 0 | 0 | 0
Total Costs by Reporting Type: PJM_ROM
ReportingType | 2015 | 2020 | 2025 | 2030 | 2035 | 2040
BM | 10.17 | 19.49 | 19.49 | 19.49 | 2400.76 | 2400.76
CC | 1541.61 | 1823.76 | 2071.78 | 1925.85 | 2402.19 | 1591.39
CSP | 0 | 0 | 0 | 0 | 0 | 0
CT | 1.52 | 1.67 | 1.68 | 1.93 | 0 | 0
Coal | 1013.99 | 395.4 | 26.74 | 23.17 | 34.69 | 33.77
Geo | 0 | 0 | 0 | 0 | 0 | 0
H | 19.83 | 19.83 | 19.83 | 253 | 253 | 253
LFG | 47.04 | 132.66 | 132.66 | 131.08 | 128.72 | 75.37
Nuc | 1163.94 | 1194.41 | 1192.35 | 1199.5 | 4605.49 | 9971.06
PS | 35.92 | 35.92 | 35.92 | 35.92 | 35.92 | 35.92
PV | 0.06 | 497.02 | 753.61 | 811.04 | 815.37 | 361.73
PeakG | 30.83 | 44.67 | 41.33 | 62.7 | 73.09 | 83.47
PeakO | 45.95 | 58.57 | 46.94 | 46.94 | 46.94 | 0
ST | 0 | 0 | 0 | 0 | 0 | 0
STOG | 212.25 | 246.01 | 280.11 | 243.43 | 272.98 | 0
STWD | 4.35 | 39.07 | 38.55 | 38.55 | 38.55 | 38.55
WT | 152.07 | 341.33 | 341.33 | 313.92 | 227.77 | 59.6
IGCC | 0 | 0 | 0 | 0 | 0 | 0
DemandResponse | 0 | 0 | 0 | 0 | 0 | 0
IGCC-CCS | 0 | 0 | 0 | 0 | 0 | 0
WT_off | 0 | 0 | 0 | 0 | 0 | 0
PseudoUnit | 0 | 0 | 0 | 0 | 0 | 0
FixedInterchange | 0 | 0 | 0 | 0 | 0 | 0
Total Costs by Reporting Type: PJM_ROR
ReportingType | 2015 | 2020 | 2025 | 2030 | 2035 | 2040
BM | 216.32 | 415.73 | 415.73 | 415.73 | 415.73 | 10549.51
CC | 10692.74 | 15007.82 | 15639.06 | 16953.79 | 19475.7 | 7682.88
CSP | 0 | 0 | 0 | 0 | 0 | 0
CT | 3.09 | 2.89 | 2.91 | 3 | 0 | 0
Coal | 13090.58 | 8748.89 | 2265.72 | 1934.56 | 2918.72 | 3112.61
Geo | 0 | 0 | 0 | 0 | 0 | 0
H | 26.17 | 207.89 | 207.89 | 207.89 | 207.89 | 207.89
LFG | 76.9 | 240.73 | 240.73 | 235.07 | 229.01 | 127.69
Nuc | 4607.58 | 4731.16 | 4718.65 | 5697.01 | 7448.74 | 16338.51
PS | 73.14 | 73.14 | 73.14 | 73.14 | 73.14 | 73.14
PV | 0.35 | 0.35 | 0.35 | 0.35 | 0.35 | 0.35
PeakG | 399.51 | 556.51 | 445.98 | 549 | 615.71 | 523.77
PeakO | 48.69 | 65.15 | 52.22 | 52.22 | 52.22 | 0
ST | 0 | 0 | 0 | 0 | 0 | 0
STOG | 144.64 | 167.58 | 169.03 | 179.31 | 107.15 | 0
STWD | 9.11 | 114.87 | 113.43 | 85.03 | 113.43 | 113.43
WT | 2217.8 | 2263.14 | 3922.95 | 4022.17 | 2914.13 | 2874.17
IGCC | 0 | 0 | 0 | 0 | 0 | 0
DemandResponse | 0 | 0 | 0 | 0 | 0 | 0
IGCC-CCS | 0 | 0 | 0 | 0 | 0 | 0
WT_off | 0 | 0 | 0 | 0 | 0 | 0
PseudoUnit | 0 | 0 | 0 | 0 | 0 | 0
FixedInterchange | 0 | 0 | 0 | 0 | 0 | 0
Total Costs by Reporting Type: SOCO
ReportingType | 2015 | 2020 | 2025 | 2030 | 2035 | 2040
BM | 29.34 | 30.83 | 42.46 | 56.71 | 2478.3 | 6218.18
CC | 10068.49 | 12002.18 | 12281.78 | 12081.3 | 6473.99 | 2839
CSP | 0 | 0 | 0 | 0 | 0 | 0
CT | 0 | 0 | 0 | 0 | 0 | 0
Coal | 2907.19 | 1385.13 | 487.15 | 686.15 | 579.13 | 556.96
Geo | 0 | 0 | 0 | 0 | 0 | 0
H | 59.74 | 59.74 | 59.74 | 59.74 | 59.74 | 59.74
LFG | 4.47 | 4.47 | 37.19 | 37.19 | 37.19 | 37.19
Nuc | 1355.07 | 2993.98 | 3028.43 | 6107.37 | 12480.45 | 14844.51
PS | 39.76 | 39.76 | 39.76 | 39.76 | 39.76 | 39.76
PV | 0 | 0 | 0 | 0 | 0 | 0
PeakG | 208.83 | 306.81 | 264.94 | 192.75 | 140.87 | 127.97
PeakO | 0 | 0 | 0 | 0 | 0 | 0
ST | 0 | 0 | 0 | 0 | 0 | 0
STOG | 0 | 0 | 0 | 0 | 0 | 0
STWD | 43.96 | 48.04 | 81.53 | 318.43 | 425.48 | 271.07
WT | 0 | 0 | 0 | 0 | 23.58 | 23.58
IGCC | 0 | 0 | 0 | 0 | 0 | 0
DemandResponse | 0 | 0 | 0 | 0 | 0 | 0
IGCC-CCS | 0 | 0 | 0 | 0 | 0 | 0
WT_off | 0 | 0 | 0 | 0 | 0 | 0
PseudoUnit | 0 | 0 | 0 | 0 | 0 | 0
FixedInterchange | 0 | 0 | 0 | 0 | 0 | 0
Total Costs by Reporting Type: SPP_N
ReportingType | 2015 | 2020 | 2025 | 2030 | 2035 | 2040
BM | 0 | 0 | 0 | 0 | 0 | 0
CC | 362.82 | 112.96 | 145.69 | 129.66 | 123.44 | 99.71
CSP | 0 | 0 | 0 | 0 | 0 | 0
CT | 0 | 0 | 0 | 0 | 0 | 0
Coal | 3554.17 | 1070.95 | 285.65 | 261.85 | 338.53 | 336.87
Geo | 0 | 0 | 0 | 0 | 0 | 0
H | 0.3 | 0.3 | 0.3 | 0.3 | 0.3 | 0.3
LFG | 0.85 | 0.85 | 0.85 | 30.02 | 30.03 | 30.03
Nuc | 256.73 | 266.63 | 259.79 | 240.29 | 272.98 | 254.1
PS | 0 | 0 | 0 | 0 | 0 | 0
PV | 0 | 0 | 0 | 0 | 0 | 0
PeakG | 81.76 | 117.69 | 105.7 | 105.7 | 105.7 | 105.7
PeakO | 34.89 | 44.84 | 35.94 | 35.94 | 35.94 | 35.94
ST | 0 | 0 | 0 | 0 | 0 | 0
STOG | 76.98 | 65.7 | 56.32 | 56.32 | 56.32 | 56.32
STWD | 0 | 0 | 0 | 0 | 0 | 0
WT | 42.04 | 12461.92 | 13326.48 | 14859.33 | 17012.43 | 6486.45
IGCC | 0 | 0 | 0 | 0 | 0 | 0
DemandResponse | 0 | 0 | 0 | 0 | 0 | 0
IGCC-CCS | 0 | 0 | 0 | 0 | 0 | 0
WT_off | 0 | 0 | 0 | 0 | 0 | 0
PseudoUnit | 0 | 0 | 0 | 0 | 0 | 0
FixedInterchange | 0 | 0 | 0 | 0 | 0 | 0
Total Costs by Reporting Type: SPP_S
ReportingType | 2015 | 2020 | 2025 | 2030 | 2035 | 2040
BM | 0 | 0 | 0 | 0 | 0 | 0
CC | 3265.56 | 1211.25 | 1349.01 | 1513.72 | 1374.83 | 1236.25
CSP | 0 | 0 | 0 | 0 | 0 | 0
CT | 35.98 | 61.7 | 61.7 | 61.7 | 28.49 | 4.77
Coal | 4886.06 | 981.77 | 354.62 | 302.48 | 302.46 | 302.46
Geo | 0 | 0 | 0 | 0 | 0 | 0
H | 30.03 | 30.03 | 30.03 | 30.03 | 30.03 | 30.03
LFG | 2.29 | 2.29 | 2.29 | 31.46 | 31.48 | 31.48
Nuc | 0.01 | 0.01 | 0.01 | 0.02 | 0.05 | 0.04
PS | 10.59 | 10.59 | 10.59 | 10.59 | 10.59 | 10.59
PV | 0 | 0 | 0 | 0 | 0 | 0
PeakG | 60.2 | 87.93 | 62.37 | 76.78 | 82.77 | 82.77
PeakO | 3.36 | 4.54 | 3.63 | 3.63 | 3.64 | 3.66
ST | 0 | 0 | 0 | 0 | 0 | 0
STOG | 568.24 | 492.5 | 479.17 | 540.14 | 472.8 | 497.61
STWD | 7.64 | 4.69 | 5.39 | 18.84 | 33.85 | 22.24
WT | 183.43 | 9385.23 | 10133.28 | 10133.28 | 12136.42 | 4554.29
IGCC | 0 | 0 | 0 | 0 | 0 | 0
DemandResponse | 0 | 0 | 0 | 0 | 0 | 0
IGCC-CCS | 0 | 0 | 0 | 0 | 0 | 0
WT_off | 0 | 0 | 0 | 0 | 0 | 0
PseudoUnit | 0 | 0 | 0 | 0 | 0 | 0
FixedInterchange | 0 | 0 | 0 | 0 | 0 | 0
Total Costs by Reporting Type: TVA
ReportingType | 2015 | 2020 | 2025 | 2030 | 2035 | 2040
BM | 0 | 0 | 0 | 0 | 7168.7 | 7168.7
CC | 3312.11 | 5682.05 | 6404.46 | 6481.46 | 4964.56 | 2054.05
CSP | 0 | 0 | 0 | 0 | 0 | 0
CT | 0 | 0 | 0 | 0 | 0 | 0
Coal | 2243.11 | 1048.82 | 118.57 | 1.39 | 0.01 | 0.01
Geo | 0 | 0 | 0 | 0 | 0 | 0
H | 72.8 | 72.8 | 72.8 | 82.09 | 82.09 | 82.09
LFG | 1.57 | 1.57 | 33.99 | 33.99 | 33.99 | 33.99
Nuc | 2533.71 | 2590.04 | 2579.4 | 2590.89 | 2093.57 | 6273.53
PS | 41.38 | 41.38 | 41.38 | 41.38 | 41.38 | 41.38
PV | 0 | 0 | 0 | 0 | 0 | 0
PeakG | 99.24 | 153.37 | 140.99 | 140.99 | 140.99 | 140.99
PeakO | 1.87 | 2.54 | 1.92 | 2.49 | 0 | 0
ST | 0 | 0 | 0 | 0 | 0 | 0
STOG | 0 | 0 | 0 | 0 | 0 | 0
STWD | 0.32 | 0.35 | 0.44 | 2.24 | 3 | 2.1
WT | 0.99 | 0.99 | 0.99 | 0.99 | 24.39 | 24.39
IGCC | 0 | 0 | 0 | 0 | 0 | 0
DemandResponse | 0 | 0 | 0 | 0 | 0 | 0
IGCC-CCS | 0 | 0 | 0 | 0 | 0 | 0
WT_off | 0 | 0 | 0 | 0 | 0 | 0
PseudoUnit | 0 | 0 | 0 | 0 | 0 | 0
FixedInterchange | 0 | 0 | 0 | 0 | 0 | 0
Total Costs by Reporting Type: TVA_Transmission
ReportingType | 2015 | 2020 | 2025 | 2030 | 2035 | 2040
BM | 0 | 0 | 0 | 0 | 0 | 0
CC | 0 | 0 | 0 | 0 | 0 | 0
CSP | 0 | 0 | 0 | 0 | 0 | 0
CT | 0 | 0 | 0 | 0 | 0 | 0
Coal | 0 | 0 | 0 | 0 | 0 | 0
Geo | 0 | 0 | 0 | 0 | 0 | 0
H | 0 | 0 | 0 | 0 | 0 | 0
LFG | 0 | 0 | 0 | 0 | 0 | 0
Nuc | 0 | 0 | 0 | 0 | 0 | 0
PS | 0 | 0 | 0 | 0 | 0 | 0
PV | 0 | 0 | 0 | 0 | 0 | 0
PeakG | 0 | 0 | 0 | 0 | 0 | 0
PeakO | 0 | 0 | 0 | 0 | 0 | 0
ST | 0 | 0 | 0 | 0 | 0 | 0
STOG | 0 | 0 | 0 | 0 | 0 | 0
STWD | 0 | 0 | 0 | 0 | 0 | 0
WT | 0 | 0 | 0 | 0 | 0 | 0
IGCC | 0 | 0 | 0 | 0 | 0 | 0
DemandResponse | 0 | 0 | 0 | 0 | 0 | 0
IGCC-CCS | 0 | 0 | 0 | 0 | 0 | 0
WT_off | 0 | 0 | 0 | 0 | 0 | 0
PseudoUnit | 0 | 0 | 0 | 0 | 0 | 0
FixedInterchange | 0 | 0 | 0 | 0 | 0 | 0
Total Costs by Reporting Type: VACAR
ReportingType | 2015 | 2020 | 2025 | 2030 | 2035 | 2040
BM | 0.93 | 169.61 | 688.42 | 700.69 | 6734.85 | 6464.11
CC | 8469.93 | 9262.82 | 9461.55 | 9381.79 | 6670.21 | 1546.11
CSP | 0 | 0 | 0 | 0 | 0 | 0
CT | 73.03 | 73.88 | 74.46 | 0 | 0 | 0
Coal | 2584.13 | 1936.47 | 1001.44 | 572.29 | 680.97 | 715.15
Geo | 0 | 0 | 0 | 0 | 0 | 0
H | 30.23 | 30.23 | 30.23 | 30.23 | 30.23 | 30.23
LFG | 7.71 | 40.25 | 40.25 | 40.25 | 40.18 | 20.68
Nuc | 2606.17 | 4424.34 | 5483.83 | 8201.21 | 10731.79 | 19657.8
PS | 62.1 | 62.1 | 62.1 | 62.1 | 62.1 | 62.1
PV | 0.24 | 44.91 | 45.63 | 45.88 | 45.88 | 4.36
PeakG | 151.13 | 220.83 | 179.41 | 233.09 | 109.45 | 111.3
PeakO | 36.13 | 46.34 | 37.33 | 38.01 | 0 | 0
ST | 0 | 0 | 0 | 0 | 0 | 0
STOG | 4.04 | 4.78 | 4.1 | 0 | 0 | 0
STWD | 173.41 | 175.67 | 173.58 | 173.58 | 173.58 | 110.69
WT | 0.22 | 838.93 | 838.93 | 838.93 | 838.73 | 98.34
IGCC | 0 | 0 | 0 | 0 | 0 | 0
DemandResponse | 0 | 0 | 0 | 0 | 0 | 0
IGCC-CCS | 0 | 0 | 0 | 0 | 0 | 0
WT_off | 0.59 | 0.59 | 0.59 | 0.59 | 0.05 | 0.05
PseudoUnit | 0 | 0 | 0 | 0 | 0 | 0
FixedInterchange | 0 | 0 | 0 | 0 | 0 | 0
Total Costs by Reporting Type: IESO
ReportingType | 2015 | 2020 | 2025 | 2030 | 2035 | 2040
BM | 177.6 | 178.16 | 178 | 178.28 | 183.28 | 198.76
CC | 612.06 | 519.75 | 205.22 | 204.33 | 198.32 | 58.23
CSP | 0 | 0 | 0 | 0 | 0 | 0
CT | 45.21 | 45.31 | 44.26 | 44.26 | 0 | 0
Coal | 0 | 0 | 0 | 0 | 0 | 0
Geo | 0 | 0 | 0 | 0 | 0 | 0
H | 123.83 | 123.83 | 123.83 | 226.24 | 226.24 | 226.24
LFG | 19.32 | 19.32 | 19.32 | 19.55 | 14.43 | 14.43
Nuc | 2990.3 | 3007.72 | 3062.19 | 3080.28 | 2836.57 | 3030.7
PS | 2.92 | 2.92 | 2.92 | 2.92 | 2.92 | 2.92
PV | 558.01 | 558.01 | 558.01 | 558.01 | 0.44 | 0.44
PeakG | 0 | 0 | 0 | 0 | 0 | 0
PeakO | 0 | 0 | 0 | 0 | 0 | 0
ST | 0 | 0 | 0 | 0 | 0 | 0
STOG | 0 | 0 | 0 | 0 | 0 | 0
STWD | 5.15 | 5.44 | 5.44 | 27.46 | 74.15 | 74.15
WT | 763.41 | 763.41 | 763.41 | 763.41 | 103.02 | 103.02
IGCC | 0 | 0 | 0 | 0 | 0 | 0
DemandResponse | 0 | 0 | 0 | 0 | 0 | 0
IGCC-CCS | 0 | 0 | 0 | 0 | 0 | 0
WT_off | 0 | 0 | 0 | 0 | 0 | 0
PseudoUnit | 0 | 0 | 0 | 0 | 0 | 0
FixedInterchange | 0 | 0 | 0 | 0 | 0 | 0
Total Costs by Reporting Type: MAPP_CA
ReportingType | 2015 | 2020 | 2025 | 2030 | 2035 | 2040
BM | 0 | 0 | 0 | 0 | 0 | 0
CC | 413.86 | 485.8 | 93.12 | 34.97 | 34.97 | 0
CSP | 0 | 0 | 0 | 0 | 0 | 0
CT | 0 | 0 | 0 | 0 | 0 | 0
Coal | 64.08 | 10.47 | 0 | 0 | 0 | 0
Geo | 0 | 0 | 0 | 0 | 0 | 0
H | 92.24 | 343.32 | 857.5 | 1424.81 | 1521.02 | 1521.02
LFG | 0 | 0 | 0 | 0 | 0 | 0
Nuc | 0.01 | 0.01 | 0.01 | 0.01 | 0.04 | 0.01
PS | 0 | 0 | 0 | 0 | 0 | 0
PV | 0 | 0 | 0 | 0 | 0 | 0
PeakG | 15.9 | 11.63 | 0 | 0 | 0 | 0
PeakO | 0.09 | 0.09 | 0 | 0 | 0 | 0
ST | 0 | 0 | 0 | 0 | 0 | 0
STOG | 5.85 | 5.54 | 0 | 0 | 0 | 0
STWD | 0 | 0 | 0 | 0 | 0 | 0
WT | 105.14 | 105.14 | 105.14 | 105.14 | 9.42 | 9.42
IGCC | 0 | 0 | 0 | 0 | 0 | 0
DemandResponse | 0 | 0 | 0 | 0 | 0 | 0
IGCC-CCS | 0 | 0 | 0 | 0 | 0 | 0
WT_off | 0 | 0 | 0 | 0 | 0 | 0
PseudoUnit | 0 | 0 | 0 | 0 | 0 | 0
FixedInterchange | 0 | 0 | 0 | 0 | 0 | 0
Total Costs by Reporting Type: AZ_NM_SNV_Coal
ReportingType | 2015 | 2020 | 2025 | 2030 | 2035 | 2040
BM | 0 | 0 | 0 | 0 | 0 | 0
CC | 0 | 0 | 0 | 0 | 0 | 0
CSP | 0 | 0 | 0 | 0 | 0 | 0
CT | 0 | 0 | 0 | 0 | 0 | 0
Coal | 3119.79 | 3319.26 | 1129.19 | 83.75 | 330.1 | 254.07
Geo | 0 | 0 | 0 | 0 | 0 | 0
H | 0 | 0 | 0 | 0 | 0 | 0
LFG | 0 | 0 | 0 | 0 | 0 | 0
Nuc | 0 | 0 | 0 | 0 | 0 | 0
PS | 0 | 0 | 0 | 0 | 0 | 0
PV | 0 | 0 | 0 | 0 | 0 | 0
PeakG | 0 | 0 | 0 | 0 | 0 | 0
PeakO | 5.77 | 7.38 | 6 | 6 | 6 | 6
ST | 0 | 0 | 0 | 0 | 0 | 0
STOG | 0 | 0 | 0 | 0 | 0 | 0
STWD | 0 | 0 | 0 | 0 | 0 | 0
WT | 0 | 0 | 0 | 0 | 0 | 0
IGCC | 0 | 0 | 0 | 0 | 0 | 0
DemandResponse | 0 | 0 | 0 | 0 | 0 | 0
IGCC-CCS | 0 | 0 | 0 | 0 | 0 | 0
WT_off | 0 | 0 | 0 | 0 | 0 | 0
PseudoUnit | 0 | 0 | 0 | 0 | 0 | 0
FixedInterchange | 0 | 0 | 0 | 0 | 0 | 0
Total Costs by Reporting Type: AZ_NM_SNV_Gas
ReportingType | 2015 | 2020 | 2025 | 2030 | 2035 | 2040
BM | 0 | 0 | 0 | 0 | 0 | 0
CC | 4314.58 | 4395.27 | 6552.53 | 5029.88 | 2976.88 | 2816.51
CSP | 0 | 0 | 0 | 0 | 0 | 0
CT | 68.63 | 68.63 | 68.63 | 68.63 | 0 | 0
Coal | 0 | 0 | 0 | 0 | 0 | 0
Geo | 0 | 0 | 0 | 0 | 0 | 0
H | 0 | 0 | 0 | 0 | 0 | 0
LFG | 0 | 0 | 0 | 0 | 0 | 0
Nuc | 0 | 0 | 0 | 0 | 0 | 0
PS | 0 | 0 | 0 | 0 | 0 | 0
PV | 0 | 0 | 0 | 0 | 0 | 0
PeakG | 63.97 | 93.45 | 74.33 | 87.99 | 87.99 | 87.99
PeakO | 0 | 0 | 0 | 0 | 0 | 0
ST | 0 | 0 | 0 | 0 | 0 | 0
STOG | 0 | 0 | 0 | 0 | 0 | 0
STWD | 0 | 0 | 0 | 0 | 0 | 0
WT | 0 | 0 | 0 | 0 | 0 | 0
IGCC | 0 | 0 | 0 | 0 | 0 | 0
DemandResponse | 0 | 0 | 0 | 0 | 0 | 0
IGCC-CCS | 0 | 0 | 0 | 0 | 0 | 0
WT_off | 0 | 0 | 0 | 0 | 0 | 0
PseudoUnit | 0 | 0 | 0 | 0 | 0 | 0
FixedInterchange | 0 | 0 | 0 | 0 | 0 | 0
Total Costs by Reporting Type: AZ_NM_SNV_NucRenew
ReportingType | 2015 | 2020 | 2025 | 2030 | 2035 | 2040
BM | 0 | 0 | 0 | 0 | 0 | 596.8
CC | 0 | 0 | 0 | 0 | 0 | 0
CSP | 0 | 0 | 0 | 0 | 0 | 0
CT | 0 | 0 | 0 | 0 | 0 | 0
Coal | 0 | 0 | 0 | 0 | 0 | 0
Geo | 0 | 0 | 608.13 | 608.13 | 608.13 | 608.13
H | 44.6 | 44.6 | 44.6 | 44.6 | 44.6 | 44.6
LFG | 0.85 | 0.85 | 19.64 | 19.64 | 19.64 | 19.64
Nuc | 810.72 | 895.93 | 912.19 | 3402.79 | 8206.09 | 8206.09
PS | 5.13 | 5.13 | 5.13 | 5.13 | 5.13 | 5.13
PV | 37.26 | 37.26 | 37.26 | 37.26 | 2.38 | 2.38
PeakG | 0 | 0 | 0 | 0 | 0 | 0
PeakO | 0 | 0 | 0 | 0 | 0 | 0
ST | 119.29 | 291.78 | 373.96 | 352.5 | 501.47 | 357.53
STOG | 0 | 0 | 0 | 0 | 0 | 0
STWD | 12.81 | 13.02 | 12.82 | 12.82 | 12.82 | 12.82
WT | 31.87 | 2830.79 | 2836.49 | 2836.49 | 2822.2 | 354.59
IGCC | 0 | 0 | 0 | 0 | 0 | 0
DemandResponse | 0 | 0 | 0 | 0 | 0 | 0
IGCC-CCS | 0 | 0 | 0 | 0 | 0 | 0
WT_off | 0 | 0 | 0 | 0 | 0 | 0
PseudoUnit | 0 | 0 | 0 | 0 | 0 | 0
FixedInterchange | 0 | 0 | 0 | 0 | 0 | 0
Total Costs by Reporting Type: ERCOT
ReportingType | 2015 | 2020 | 2025 | 2030 | 2035 | 2040
BM | 73.54 | 76.66 | 80.59 | 148.83 | 3950.63 | 3440.71
CC | 14466.63 | 17247.06 | 15903.3 | 17344.16 | 12732.42 | 10260.17
CSP | 0 | 0 | 0 | 0 | 0 | 0
CT | 22.65 | 22.89 | 22.81 | 23.79 | 0 | 0
Coal | 3134.09 | 2463.14 | 1139.72 | 1313.24 | 1333.08 | 1352.5
Geo | 0 | 0 | 0 | 0 | 0 | 0
H | 8.05 | 8.05 | 8.05 | 8.05 | 8.05 | 8.05
LFG | 9.06 | 9.06 | 115.9 | 115.9 | 115.9 | 115.9
Nuc | 1007.36 | 1174.9 | 1203.03 | 3050.83 | 8952.19 | 12055.32
PS | 0 | 0 | 0 | 0 | 0 | 0
PV | 5.14 | 5.14 | 5.14 | 5.14 | 0.01 | 0.01
PeakG | 80.63 | 119.71 | 114.62 | 120.55 | 123.68 | 126.45
PeakO | 1.29 | 1.86 | 1.53 | 1.53 | 1.53 | 1.53
ST | 0 | 0 | 0 | 0 | 0 | 0
STOG | 749.13 | 981.71 | 482.48 | 323.73 | 0 | 0
STWD | 0 | 0 | 0 | 0 | 0 | 0
WT | 388.45 | 388.45 | 4593.33 | 4593.33 | 4520.64 | 4608.6
IGCC | 0 | 0 | 0 | 0 | 0 | 0
DemandResponse | 0 | 0 | 0 | 0 | 0 | 0
IGCC-CCS | 0 | 0 | 0 | 0 | 0 | 0
WT_off | 0 | 0 | 0 | 0 | 0 | 0
PseudoUnit | 0 | 0 | 0 | 0 | 0 | 0
FixedInterchange | 0 | 0 | 0 | 0 | 0 | 0
Total Costs by Reporting Type: NP15
ReportingType | 2015 | 2020 | 2025 | 2030 | 2035 | 2040
BM | 0 | 0 | 0 | 0 | 0 | 0
CC | 3907.81 | 4497.36 | 4789.88 | 3613.88 | 2086.57 | 1601.41
CSP | 0 | 0 | 0 | 0 | 0 | 0
CT | 19.28 | 19.28 | 19.28 | 19.28 | 0 | 0
Coal | 96.01 | 0 | 0 | 0 | 0 | 0
Geo | 100.91 | 385.96 | 385.96 | 385.96 | 385.96 | 199.59
H | 125.7 | 125.7 | 125.7 | 125.7 | 125.7 | 125.7
LFG | 10.26 | 140.57 | 203.76 | 203.76 | 203.76 | 119.5
Nuc | 495.59 | 560.5 | 540.7 | 4952.02 | 6151.21 | 6784.36
PS | 53.58 | 53.58 | 53.58 | 53.58 | 53.58 | 53.58
PV | 3.68 | 3.68 | 3.68 | 3.68 | 0.89 | 0.89
PeakG | 56.04 | 82.34 | 58.1 | 74.01 | 78.49 | 78.49
PeakO | 10.26 | 13.08 | 10.48 | 10.49 | 10.49 | 10.49
ST | 14.46 | 14.46 | 14.46 | 14.46 | 1.86 | 1.86
STOG | 173.54 | 202.4 | 178.27 | 93.95 | 43.34 | 43.34
STWD | 265.97 | 269.53 | 150.44 | 266.24 | 266.24 | 266.24
WT | 66.32 | 970.87 | 970.87 | 970.66 | 3618.72 | 3035.61
IGCC | 0 | 0 | 0 | 0 | 0 | 0
DemandResponse | 0 | 0 | 0 | 0 | 0 | 0
IGCC-CCS | 0 | 0 | 0 | 0 | 0 | 0
WT_off | 0 | 0 | 0 | 0 | 0 | 0
PseudoUnit | 0 | 0 | 0 | 0 | 0 | 0
FixedInterchange | 0 | 0 | 0 | 0 | 0 | 0
Total Costs by Reporting Type: NWPP_Coal
ReportingType | 2015 | 2020 | 2025 | 2030 | 2035 | 2040
BM | 0 | 0 | 0 | 0 | 0 | 0
CC | 0 | 0 | 0 | 0 | 0 | 0
CSP | 0 | 0 | 0 | 0 | 0 | 0
CT | 0 | 0 | 0 | 0 | 0 | 0
Coal | 2651.65 | 2465.86 | 183.91 | 146.39 | 94.71 | 114.25
Geo | 0 | 0 | 0 | 0 | 0 | 0
H | 0 | 0 | 0 | 0 | 0 | 0
LFG | 0 | 0 | 0 | 0 | 0 | 0
Nuc | 0 | 0 | 0 | 0 | 0 | 0
PS | 0 | 0 | 0 | 0 | 0 | 0
PV | 0 | 0 | 0 | 0 | 0 | 0
PeakG | 0 | 0 | 0 | 0 | 0 | 0
PeakO | 0 | 0 | 0 | 0 | 0 | 0
ST | 0 | 0 | 0 | 0 | 0 | 0
STOG | 0 | 0 | 0 | 0 | 0 | 0
STWD | 0 | 0 | 0 | 0 | 0 | 0
WT | 0 | 0 | 0 | 0 | 0 | 0
IGCC | 0 | 0 | 0 | 0 | 0 | 0
DemandResponse | 0 | 0 | 0 | 0 | 0 | 0
IGCC-CCS | 0 | 0 | 0 | 0 | 0 | 0
WT_off | 0 | 0 | 0 | 0 | 0 | 0
PseudoUnit | 0 | 0 | 0 | 0 | 0 | 0
FixedInterchange | 0 | 0 | 0 | 0 | 0 | 0
Total Costs by Reporting Type: NWPP_Gas
ReportingType | 2015 | 2020 | 2025 | 2030 | 2035 | 2040
BM | 0 | 0 | 0 | 0 | 0 | 0
CC | 3065.8 | 4599.23 | 4907.37 | 3828.78 | 1106.25 | 1192.65
CSP | 0 | 0 | 0 | 0 | 0 | 0
CT | 14.02 | 14.02 | 14.02 | 14.02 | 0 | 0
Coal | 0 | 0 | 0 | 0 | 0 | 0
Geo | 0 | 0 | 0 | 0 | 0 | 0
H | 0 | 0 | 0 | 0 | 0 | 0
LFG | 0 | 0 | 0 | 0 | 0 | 0
Nuc | 0 | 0 | 0 | 0 | 0 | 0
PS | 0 | 0 | 0 | 0 | 0 | 0
PV | 0 | 0 | 0 | 0 | 0 | 0
PeakG | 0 | 0 | 0 | 0 | 0 | 0
PeakO | 0 | 0 | 0 | 0 | 0 | 0
ST | 0 | 0 | 0 | 0 | 0 | 0
STOG | 0 | 0 | 0 | 0 | 0 | 0
STWD | 0 | 0 | 0 | 0 | 0 | 0
WT | 0 | 0 | 0 | 0 | 0 | 0
IGCC | 0 | 0 | 0 | 0 | 0 | 0
DemandResponse | 0 | 0 | 0 | 0 | 0 | 0
IGCC-CCS | 0 | 0 | 0 | 0 | 0 | 0
WT_off | 0 | 0 | 0 | 0 | 0 | 0
PseudoUnit | 0 | 0 | 0 | 0 | 0 | 0
FixedInterchange | 0 | 0 | 0 | 0 | 0 | 0
Total Costs by Reporting Type: NWPP_NucRenew
ReportingType | 2015 | 2020 | 2025 | 2030 | 2035 | 2040
BM | 17.16 | 22 | 35.02 | 35.02 | 35.02 | 2191.12
CC | 0 | 0 | 0 | 0 | 0 | 0
CSP | 0 | 0 | 0 | 0 | 0 | 0
CT | 0 | 0 | 0 | 0 | 0 | 0
Coal | 0 | 0 | 0 | 0 | 0 | 0
Geo | 67.62 | 67.62 | 249.83 | 249.83 | 224.95 | 224.95
H | 480.54 | 480.54 | 480.54 | 480.54 | 595.74 | 595.74
LFG | 20.56 | 20.56 | 96.02 | 96.02 | 91 | 91
Nuc | 256.71 | 258.17 | 262.7 | 264.21 | 2999.83 | 3075.13
PS | 6.12 | 6.12 | 6.12 | 6.12 | 6.12 | 6.12
PV | 0.04 | 0.04 | 0.04 | 0.04 | 0.04 | 0.04
PeakG | 0 | 0 | 0 | 0 | 0 | 0
PeakO | 0 | 0 | 0 | 0 | 0 | 0
ST | 0 | 0 | 0 | 0 | 0 | 0
STOG | 0 | 0 | 0 | 0 | 0 | 0
STWD | 17.98 | 22.5 | 329.12 | 329.12 | 329.12 | 329.12
WT | 467.97 | 467.97 | 467.97 | 5826.64 | 5587.8 | 6169.9
IGCC | 0 | 0 | 0 | 0 | 0 | 0
DemandResponse | 0 | 0 | 0 | 0 | 0 | 0
IGCC-CCS | 0 | 0 | 0 | 0 | 0 | 0
WT_off | 0 | 0 | 0 | 0 | 0 | 0
PseudoUnit | 0 | 0 | 0 | 0 | 0 | 0
FixedInterchange | 0 | 0 | 0 | 0 | 0 | 0
Total Costs by Reporting Type: RMPA
ReportingType | 2015 | 2020 | 2025 | 2030 | 2035 | 2040
BM | 0 | 0 | 0 | 0 | 877.08 | 1172.19
CC | 703.08 | 989.89 | 1651.7 | 1284.02 | 928.16 | 981.96
CSP | 0 | 0 | 0 | 0 | 0 | 0
CT | 16.21 | 16.21 | 16.21 | 16.21 | 0 | 0
Coal | 2916.46 | 2899.17 | 739.63 | 480.2 | 355.51 | 398.7
Geo | 0 | 10.94 | 1081.7 | 1081.7 | 1081.7 | 1074.87
H | 13.99 | 13.99 | 13.99 | 13.99 | 13.99 | 13.99
LFG | 1.17 | 1.17 | 10.12 | 10.12 | 9.84 | 9.84
Nuc | 0.01 | 0.01 | 90.12 | 1369.92 | 1369.96 | 1369.95
PS | 13.37 | 13.37 | 13.37 | 13.37 | 13.37 | 13.37
PV | 0.68 | 0.68 | 0.68 | 0.68 | 0.31 | 0.31
PeakG | 48.87 | 72.26 | 50.7 | 61.6 | 69.81 | 69.81
PeakO | 0 | 0 | 0 | 0 | 0 | 0
ST | 1.26 | 145.57 | 145.57 | 147.57 | 146.5 | 25.72
STOG | 0 | 0 | 0 | 0 | 0 | 0
STWD | 0 | 0 | 0 | 0 | 0 | 0
WT | 240.35 | 1102.12 | 1102.12 | 1226.93 | 1054.27 | 323.71
IGCC | 0 | 0 | 0 | 0 | 0 | 0
DemandResponse | 0 | 0 | 0 | 0 | 0 | 0
IGCC-CCS | 0 | 0 | 0 | 0 | 0 | 0
WT_off | 0 | 0 | 0 | 0 | 0 | 0
PseudoUnit | 0 | 0 | 0 | 0 | 0 | 0
FixedInterchange | 0 | 0 | 0 | 0 | 0 | 0
Total Costs by Reporting Type: SP15
ReportingType | 2015 | 2020 | 2025 | 2030 | 2035 | 2040
BM | 6.8 | 6.8 | 6.8 | 6.8 | 6.8 | 6.8
CC | 5662.05 | 5974.56 | 6238.4 | 6656.07 | 4843.46 | 3671.97
CSP | 0 | 0 | 0 | 0 | 0 | 0
CT | 0 | 0 | 0 | 0 | 0 | 0
Coal | 82.25 | 55.13 | 39.54 | 0 | 0 | 0
Geo | 104.52 | 713.94 | 713.94 | 699.68 | 699.68 | 328.75
H | 16.57 | 16.57 | 16.57 | 16.57 | 16.57 | 16.57
LFG | 29.05 | 219.63 | 219.63 | 219.4 | 217.54 | 94.59
Nuc | 508.22 | 539.82 | 519.92 | 1057.95 | 1810.74 | 4447.37
PS | 34.19 | 34.19 | 34.19 | 34.19 | 34.19 | 34.19
PV | 3.49 | 3.49 | 3.49 | 3.49 | 1.87 | 1.87
PeakG | 76.73 | 111.44 | 93.22 | 103.59 | 103.59 | 103.59
PeakO | 1.47 | 1.91 | 1.53 | 1.53 | 1.53 | 1.53
ST | 220.08 | 220.08 | 220.08 | 220.08 | 1057.32 | 1414.28
STOG | 347.52 | 379.25 | 349.71 | 296.92 | 182.82 | 179.83
STWD | 68.43 | 69.39 | 68.5 | 68.5 | 68.5 | 68.5
WT | 264.36 | 515.15 | 4069.01 | 4069.01 | 3875.75 | 3650.19
IGCC | 0 | 0 | 0 | 0 | 0 | 0
DemandResponse | 0 | 0 | 0 | 0 | 0 | 0
IGCC-CCS | 0 | 0 | 0 | 0 | 0 | 0
WT_off | 0 | 0 | 0 | 0 | 0 | 0
PseudoUnit | 0 | 0 | 0 | 0 | 0 | 0
FixedInterchange | 0 | 0 | 0 | 0 | 0 | 0
Total Costs by Reporting Type: ALB
ReportingType | 2015 | 2020 | 2025 | 2030 | 2035 | 2040
BM | 0 | 0 | 0 | 0 | 0 | 0
CC | 885.68 | 1082.43 | 1344.15 | 8.37 | 9.12 | 10.36
CSP | 0 | 0 | 0 | 0 | 0 | 0
CT | 18.05 | 18.05 | 18.05 | 18.05 | 0.48 | 0.48
Coal | 2152.26 | 2681.66 | 3748.1 | 162.31 | 162.31 | 162.31
Geo | 0 | 0 | 0 | 0 | 0 | 0
H | 12.99 | 12.99 | 12.99 | 12.99 | 12.99 | 12.99
LFG | 1.21 | 1.21 | 1.21 | 1.21 | 1.21 | 1.21
Nuc | 0.01 | 0.01 | 0.06 | 6488.34 | 6599.53 | 6702.85
PS | 0 | 0 | 0 | 0 | 0 | 0
PV | 0 | 0 | 0 | 0 | 0 | 0
PeakG | 16.5 | 16.5 | 16.5 | 16.5 | 23.24 | 24.04
PeakO | 0 | 0 | 0 | 0 | 0 | 0
ST | 0 | 0 | 0 | 0 | 0 | 0
STOG | 0 | 0 | 0 | 0 | 0 | 0
STWD | 5.58 | 57.16 | 93.47 | 93.47 | 93.47 | 93.47
WT | 25.5 | 25.5 | 25.5 | 25.5 | 49.35 | 49.35
IGCC | 0 | 0 | 0 | 0 | 0 | 0
DemandResponse | 0 | 0 | 0 | 0 | 0 | 0
IGCC-CCS | 0 | 0 | 0 | 0 | 0 | 0
WT_off | 0 | 0 | 0 | 0 | 0 | 0
PseudoUnit | 0 | 0 | 0 | 0 | 0 | 0
FixedInterchange | 0 | 0 | 0 | 0 | 0 | 0
Total Costs by Reporting Type: BC
ReportingType | 2015 | 2020 | 2025 | 2030 | 2035 | 2040
BM | 0 | 0 | 0 | 0 | 0 | 0
CC | 268.67 | 310.51 | 370.54 | 346.26 | 54.47 | 0
CSP | 0 | 0 | 0 | 0 | 0 | 0
CT | 0 | 0 | 0 | 0 | 0 | 0
Coal | 0 | 0 | 0 | 0 | 0 | 0
Geo | 0 | 0 | 0 | 0 | 0 | 0
H | 173.22 | 173.22 | 173.22 | 173.22 | 173.22 | 173.22
LFG | 2.9 | 2.9 | 2.9 | 2.9 | 2.9 | 2.9
Nuc | 0.01 | 0.01 | 0.03 | 530.5 | 530.5 | 1019.61
PS | 0 | 0 | 0 | 0 | 0 | 0
PV | 0 | 0 | 0 | 0 | 0 | 0
PeakG | 0 | 0 | 0 | 0 | 0 | 0
PeakO | 0 | 0 | 0 | 0 | 0 | 0
ST | 0 | 0 | 0 | 0 | 0 | 0
STOG | 0 | 0 | 0 | 0 | 0 | 0
STWD | 16.34 | 161.59 | 296.27 | 296.27 | 296.27 | 296.27
WT | 48.22 | 48.22 | 48.22 | 48.22 | 52.78 | 52.78
IGCC | 0 | 0 | 0 | 0 | 0 | 0
DemandResponse | 0 | 0 | 0 | 0 | 0 | 0
IGCC-CCS | 0 | 0 | 0 | 0 | 0 | 0
WT_off | 0 | 0 | 0 | 0 | 0 | 0
PseudoUnit | 0 | 0 | 0 | 0 | 0 | 0
FixedInterchange | 0 | 0 | 0 | 0 | 0 | 0
Total Costs by Reporting Type: HQ_IESO
ReportingType | 2015 | 2020 | 2025 | 2030 | 2035 | 2040
BM | 0 | 0 | 0 | 0 | 0 | 0
CC | 0 | 0 | 0 | 0 | 0 | 0
CSP | 0 | 0 | 0 | 0 | 0 | 0
CT | 0 | 0 | 0 | 0 | 0 | 0
Coal | 0 | 0 | 0 | 0 | 0 | 0
Geo | 0 | 0 | 0 | 0 | 0 | 0
H | 0 | 0 | 0 | 0 | 0 | 0
LFG | 0 | 0 | 0 | 0 | 0 | 0
Nuc | 0.01 | 0.01 | 0.01 | 0.01 | 0.01 | 0.02
PS | 0 | 0 | 0 | 0 | 0 | 0
PV | 0 | 0 | 0 | 0 | 0 | 0
PeakG | 0 | 0 | 0 | 0 | 0 | 0
PeakO | 0 | 0 | 0 | 0 | 0 | 0
ST | 0 | 0 | 0 | 0 | 0 | 0
STOG | 0 | 0 | 0 | 0 | 0 | 0
STWD | 0 | 0 | 0 | 0 | 0 | 0
WT | 0 | 0 | 0 | 0 | 0 | 0
IGCC | 0 | 0 | 0 | 0 | 0 | 0
DemandResponse | 0 | 0 | 0 | 0 | 0 | 0
IGCC-CCS | 0 | 0 | 0 | 0 | 0 | 0
WT_off | 0 | 0 | 0 | 0 | 0 | 0
PseudoUnit | 0 | 0 | 0 | 0 | 0 | 0
FixedInterchange | 0 | 0 | 0 | 0 | 0 | 0
Total Costs by Reporting Type: HQ_NEISO
ReportingType | 2015 | 2020 | 2025 | 2030 | 2035 | 2040
BM | 0 | 0 | 0 | 0 | 0 | 0
CC | 0 | 0 | 0 | 0 | 0 | 0
CSP | 0 | 0 | 0 | 0 | 0 | 0
CT | 0 | 0 | 0 | 0 | 0 | 0
Coal | 0 | 0 | 0 | 0 | 0 | 0
Geo | 0 | 0 | 0 | 0 | 0 | 0
H | 0 | 0 | 0 | 0 | 0 | 0
LFG | 0 | 0 | 0 | 0 | 0 | 0
Nuc | 0.01 | 0.01 | 0.01 | 0.01 | 0.04 | 0.04
PS | 0 | 0 | 0 | 0 | 0 | 0
PV | 0 | 0 | 0 | 0 | 0 | 0
PeakG | 0 | 0 | 0 | 0 | 0 | 0
PeakO | 0 | 0 | 0 | 0 | 0 | 0
ST | 0 | 0 | 0 | 0 | 0 | 0
STOG | 0 | 0 | 0 | 0 | 0 | 0
STWD | 0 | 0 | 0 | 0 | 0 | 0
WT | 0 | 0 | 0 | 0 | 0 | 0
IGCC | 0 | 0 | 0 | 0 | 0 | 0
DemandResponse | 0 | 0 | 0 | 0 | 0 | 0
IGCC-CCS | 0 | 0 | 0 | 0 | 0 | 0
WT_off | 0 | 0 | 0 | 0 | 0 | 0
PseudoUnit | 0 | 0 | 0 | 113.58 | 113.58 | 113.58
FixedInterchange | 0 | 0 | 0 | 0 | 0 | 0
Total Costs by Reporting Type: HQ_NY
ReportingType | 2015 | 2020 | 2025 | 2030 | 2035 | 2040
BM | 0 | 0 | 0 | 0 | 0 | 0
CC | 0 | 0 | 0 | 0 | 0 | 0
CSP | 0 | 0 | 0 | 0 | 0 | 0
CT | 0 | 0 | 0 | 0 | 0 | 0
Coal | 0 | 0 | 0 | 0 | 0 | 0
Geo | 0 | 0 | 0 | 0 | 0 | 0
H | 0 | 0 | 0 | 0 | 0 | 0
LFG | 0 | 0 | 0 | 0 | 0 | 0
Nuc | 0.01 | 0.01 | 0.01 | 0.01 | 0.04 | 0.06
PS | 0 | 0 | 0 | 0 | 0 | 0
PV | 0 | 0 | 0 | 0 | 0 | 0
PeakG | 0 | 0 | 0 | 0 | 0 | 0
PeakO | 0 | 0 | 0 | 0 | 0 | 0
ST | 0 | 0 | 0 | 0 | 0 | 0
STOG | 0 | 0 | 0 | 0 | 0 | 0
STWD | 0 | 0 | 0 | 0 | 0 | 0
WT | 0 | 0 | 0 | 0 | 0 | 0
IGCC | 0 | 0 | 0 | 0 | 0 | 0
DemandResponse | 0 | 0 | 0 | 0 | 0 | 0
IGCC-CCS | 0 | 0 | 0 | 0 | 0 | 0
WT_off | 0 | 0 | 0 | 0 | 0 | 0
PseudoUnit | 0 | 0 | 961.64 | 961.64 | 961.64 | 961.64
FixedInterchange | 0 | 0 | 0 | 0 | 0 | 0
Total Costs by Reporting Type: MARITIMES
ReportingType | 2015 | 2020 | 2025 | 2030 | 2035 | 2040
BM | 0 | 0 | 0 | 0 | 0 | 0
CC | 0 | 0 | 0 | 0 | 0 | 0
CSP | 0 | 0 | 0 | 0 | 0 | 0
CT | 0 | 0 | 0 | 0 | 0 | 0
Coal | 0 | 0 | 0 | 0 | 0 | 0
Geo | 0 | 0 | 0 | 0 | 0 | 0
H | 0 | 0 | 0 | 0 | 0 | 0
LFG | 0 | 0 | 0 | 0 | 0 | 0
Nuc | 0.01 | 0.01 | 0.01 | 0.01 | 0.04 | 0.04
PS | 0 | 0 | 0 | 0 | 0 | 0
PV | 0 | 0 | 0 | 0 | 0 | 0
PeakG | 0 | 0 | 0 | 0 | 0 | 0
PeakO | 0 | 0 | 0 | 0 | 0 | 0
ST | 0 | 0 | 0 | 0 | 0 | 0
STOG | 0 | 0 | 0 | 0 | 0 | 0
STWD | 0 | 0 | 0 | 0 | 0 | 0
WT | 0 | 0 | 0 | 0 | 0 | 0
IGCC | 0 | 0 | 0 | 0 | 0 | 0
DemandResponse | 0 | 0 | 0 | 0 | 0 | 0
IGCC-CCS | 0 | 0 | 0 | 0 | 0 | 0
WT_off | 0 | 0 | 0 | 0 | 0 | 0
PseudoUnit | 0 | 0 | 0 | 189.29 | 189.29 | 189.29
FixedInterchange | 0 | 0 | 0 | 0 | 0 | 0
Total Costs by Reporting Type: All
ReportingType | 2015 | 2020 | 2025 | 2030 | 2035 | 2040
BM | 829.58 | 1184.05 | 1665.89 | 1874.8 | 26777.85 | 55457.26
CC | 107843.82 | 134235.63 | 139407.52 | 125419.14 | 104497.62 | 62792.73
CSP | 0 | 0 | 0 | 0 | 0 | 0
CT | 642.6 | 684.77 | 698.69 | 618.81 | 58.31 | 45.89
Coal | 71575.12 | 41478.81 | 16274.83 | 9201.2 | 12597.59 | 13188.46
Geo | 277 | 1182.42 | 3043.51 | 3029.25 | 3004.37 | 2440.24
H | 1511 | 2045.32 | 2816.05 | 3729.26 | 3940.68 | 4322.06
LFG | 541.97 | 1191.67 | 1887.88 | 2112.85 | 2080.14 | 1668.1
Nuc | 27257.77 | 31456.43 | 34314.27 | 68843.77 | 100144.95 | 142365.95
PS | 517.25 | 517.25 | 517.25 | 517.25 | 517.25 | 517.25
PV | 639.15 | 1399.79 | 1704.71 | 1763.8 | 1137.64 | 433.63
PeakG | 2285.13 | 3224.36 | 2616.09 | 2888.28 | 2879.48 | 2823.45
PeakO | 537.15 | 704.79 | 556.14 | 504.73 | 463.89 | 364.75
ST | 355.08 | 671.89 | 754.07 | 734.61 | 1707.15 | 1799.39
STOG | 2973.63 | 3386.38 | 2709.44 | 2384.09 | 1555.68 | 1130.12
STWD | 1149.27 | 1240.63 | 1583.14 | 2104.56 | 2740.52 | 2396.5
WT | 8135.22 | 41917.35 | 67813.31 | 91076.28 | 97676.37 | 70759.99
IGCC | 464.41 | 501.41 | 297.75 | 245.48 | 245.48 | 245.48
DemandResponse | 0 | 0 | 0 | 0 | 0 | 0
IGCC-CCS | 0 | 0 | 0 | 0 | 0 | 0
WT_off | 308.81 | 308.81 | 907.86 | 907.86 | 624.09 | 624.09
PseudoUnit | 0 | 0 | 961.64 | 1264.51 | 1264.51 | 1264.51
FixedInterchange | 0 | 0 | 0 | 0 | 0 | 0
Total Costs by Reporting Type: EI_US
ReportingType | 2015 | 2020 | 2025 | 2030 | 2035 | 2040
BM | 554.48 | 900.43 | 1365.49 | 1505.87 | 21725.04 | 47850.87
CC | 73543.59 | 94133.76 | 97351.31 | 87068.41 | 79527 | 42199.47
CSP | 0 | 0 | 0 | 0 | 0 | 0
CT | 438.54 | 480.38 | 495.42 | 414.56 | 57.83 | 45.41
Coal | 57358.54 | 27584.11 | 9294.74 | 7015.3 | 10321.89 | 10906.63
Geo | 3.95 | 3.95 | 3.95 | 3.95 | 3.95 | 3.95
H | 419.29 | 702.52 | 959.08 | 1202.56 | 1202.56 | 1583.94
LFG | 447.6 | 776.41 | 1199.39 | 1424.35 | 1403.92 | 1199.08
Nuc | 21188.81 | 25019.34 | 27723.3 | 44646.9 | 60688.28 | 95674.54
PS | 401.94 | 401.94 | 401.94 | 401.94 | 401.94 | 401.94
PV | 30.85 | 791.48 | 1096.41 | 1155.5 | 1131.69 | 427.68
PeakG | 1926.48 | 2717.03 | 2208.61 | 2424.05 | 2392.68 | 2333.08
PeakO | 518.27 | 680.47 | 536.61 | 485.19 | 444.34 | 345.2
ST | 0 | 0 | 0 | 0 | 0 | 0
STOG | 1697.58 | 1817.48 | 1698.97 | 1669.48 | 1329.52 | 906.95
STWD | 757.02 | 642.02 | 627.07 | 1010.68 | 1599.94 | 1255.92
WT | 5733.61 | 34699.72 | 52831.24 | 70610.94 | 75982.43 | 52402.83
IGCC | 464.41 | 501.41 | 297.75 | 245.48 | 245.48 | 245.48
DemandResponse | 0 | 0 | 0 | 0 | 0 | 0
IGCC-CCS | 0 | 0 | 0 | 0 | 0 | 0
WT_off | 308.81 | 308.81 | 907.86 | 907.86 | 624.09 | 624.09
PseudoUnit | 0 | 0 | 961.64 | 1264.51 | 1264.51 | 1264.51
FixedInterchange | 0 | 0 | 0 | 0 | 0 | 0
Total Costs by Reporting Type: EI_Canada
ReportingType | 2015 | 2020 | 2025 | 2030 | 2035 | 2040
BM | 177.6 | 178.16 | 178 | 178.28 | 183.28 | 198.76
CC | 1025.92 | 1005.56 | 298.34 | 239.3 | 233.29 | 58.23
CSP | 0 | 0 | 0 | 0 | 0 | 0
CT | 45.21 | 45.31 | 44.26 | 44.26 | 0 | 0
Coal | 64.08 | 10.47 | 0 | 0 | 0 | 0
Geo | 0 | 0 | 0 | 0 | 0 | 0
H | 216.06 | 467.15 | 981.32 | 1651.05 | 1747.26 | 1747.26
LFG | 19.32 | 19.32 | 19.32 | 19.55 | 14.43 | 14.43
Nuc | 2990.32 | 3007.74 | 3062.22 | 3080.31 | 2836.62 | 3030.73
PS | 2.92 | 2.92 | 2.92 | 2.92 | 2.92 | 2.92
PV | 558.01 | 558.01 | 558.01 | 558.01 | 0.44 | 0.44
PeakG | 15.9 | 11.63 | 0 | 0 | 0 | 0
PeakO | 0.09 | 0.09 | 0 | 0 | 0 | 0
ST | 0 | 0 | 0 | 0 | 0 | 0
STOG | 5.85 | 5.54 | 0 | 0 | 0 | 0
STWD | 5.15 | 5.44 | 5.44 | 27.46 | 74.15 | 74.15
WT | 868.55 | 868.55 | 868.55 | 868.55 | 112.43 | 112.43
IGCC | 0 | 0 | 0 | 0 | 0 | 0
DemandResponse | 0 | 0 | 0 | 0 | 0 | 0
IGCC-CCS | 0 | 0 | 0 | 0 | 0 | 0
WT_off | 0 | 0 | 0 | 0 | 0 | 0
PseudoUnit | 0 | 0 | 0 | 0 | 0 | 0
FixedInterchange | 0 | 0 | 0 | 0 | 0 | 0
Total Costs by Reporting Type: EI
ReportingType | 2015 | 2020 | 2025 | 2030 | 2035 | 2040
BM | 732.08 | 1078.59 | 1543.49 | 1684.15 | 21908.32 | 48049.63
CC | 74569.51 | 95139.32 | 97649.66 | 87307.71 | 79760.29 | 42257.71
CSP | 0 | 0 | 0 | 0 | 0 | 0
CT | 483.75 | 525.68 | 539.68 | 458.82 | 57.83 | 45.41
Coal | 57422.62 | 27594.59 | 9294.74 | 7015.3 | 10321.89 | 10906.63
Geo | 3.95 | 3.95 | 3.95 | 3.95 | 3.95 | 3.95
H | 635.35 | 1169.67 | 1940.4 | 2853.61 | 2949.82 | 3331.21
LFG | 466.92 | 795.73 | 1218.71 | 1443.9 | 1418.35 | 1213.51
Nuc | 24179.13 | 28027.08 | 30785.52 | 47727.21 | 63524.91 | 98705.27
PS | 404.86 | 404.86 | 404.86 | 404.86 | 404.86 | 404.86
PV | 588.85 | 1349.49 | 1654.41 | 1713.51 | 1132.14 | 428.12
PeakG | 1942.38 | 2728.66 | 2208.61 | 2424.05 | 2392.68 | 2333.08
PeakO | 518.36 | 680.56 | 536.61 | 485.19 | 444.34 | 345.2
ST | 0 | 0 | 0 | 0 | 0 | 0
STOG | 1703.43 | 1823.01 | 1698.97 | 1669.48 | 1329.52 | 906.95
STWD | 762.17 | 647.46 | 632.51 | 1038.13 | 1674.09 | 1330.07
WT | 6602.17 | 35568.27 | 53699.79 | 71479.49 | 76094.86 | 52515.26
IGCC | 464.41 | 501.41 | 297.75 | 245.48 | 245.48 | 245.48
DemandResponse | 0 | 0 | 0 | 0 | 0 | 0
IGCC-CCS | 0 | 0 | 0 | 0 | 0 | 0
WT_off | 308.81 | 308.81 | 907.86 | 907.86 | 624.09 | 624.09
PseudoUnit | 0 | 0 | 961.64 | 1264.51 | 1264.51 | 1264.51
FixedInterchange | 0 | 0 | 0 | 0 | 0 | 0
Total Costs by Reporting Type: Outside_EI
ReportingType | 2015 | 2020 | 2025 | 2030 | 2035 | 2040
BM | 97.5 | 105.46 | 122.41 | 190.65 | 4869.53 | 7407.62
CC | 33274.31 | 39096.32 | 41757.87 | 38111.44 | 24737.33 | 20535.02
CSP | 0 | 0 | 0 | 0 | 0 | 0
CT | 158.85 | 159.09 | 159.01 | 159.99 | 0.48 | 0.48
Coal | 14152.5 | 13884.23 | 6980.1 | 2185.9 | 2275.7 | 2281.83
Geo | 273.05 | 1178.47 | 3039.56 | 3025.3 | 3000.42 | 2436.29
H | 875.65 | 875.65 | 875.65 | 875.65 | 990.86 | 990.86
LFG | 75.05 | 395.94 | 669.18 | 668.95 | 661.79 | 454.58
Nuc | 3078.63 | 3429.35 | 3528.75 | 21116.57 | 36620.05 | 43660.68
PS | 112.39 | 112.39 | 112.39 | 112.39 | 112.39 | 112.39
PV | 50.3 | 50.3 | 50.3 | 50.3 | 5.51 | 5.51
PeakG | 342.75 | 495.7 | 407.47 | 464.23 | 486.79 | 490.37
PeakO | 18.79 | 24.23 | 19.54 | 19.54 | 19.54 | 19.54
ST | 355.08 | 671.89 | 754.07 | 734.61 | 1707.15 | 1799.39
STOG | 1270.19 | 1563.36 | 1010.47 | 714.61 | 226.17 | 223.17
STWD | 387.1 | 593.17 | 950.63 | 1066.43 | 1066.43 | 1066.43
WT | 1533.05 | 6349.07 | 14113.52 | 19596.79 | 21581.51 | 18244.73
IGCC | 0 | 0 | 0 | 0 | 0 | 0
DemandResponse | 0 | 0 | 0 | 0 | 0 | 0
IGCC-CCS | 0 | 0 | 0 | 0 | 0 | 0
WT_off | 0 | 0 | 0 | 0 | 0 | 0
PseudoUnit | 0 | 0 | 0 | 0 | 0 | 0
FixedInterchange | 0 | 0 | 0 | 0 | 0 | 0
#15 A | 0: RPS Generation Compliance Payments ($)
RPS Program | 2015 | 2020 | 2025 | 2030 | 2035 | 2040
NEISO | 2.16 | 0 | 0 | 0 | 0 | 0
CA | 1658.41 | 0 | 0 | 0 | 0 | 0
NWPP | 0 | 0 | 0 | 0 | 0 | 0
PJM | 0 | 221.95 | 0 | 0 | 0 | 0
US | 0 | 0 | 0 | 0 | 0 | 0
PJM_Solar | 361.86 | 0 | 0 | 0 | 0 | 0
MA_Solar | 160.47 | 0 | 0 | 0 | 0 | 0
NH_Solar | 10.81 | 0 | 0 | 0 | 0 | 0
MRETS_Solar | 0 | 0 | 0 | 0 | 0 | 0
AZNMSNV | 211.66 | 0 | 0 | 0 | 0 | 0
AZNMSNV_Solar | 52.24 | 0 | 0 | 0 | 0 | 0
MRETS | 0 | 0 | 0 | 0 | 0 | 0
MI | 37.04 | 0 | 0 | 0 | 0 | 0
Ohio | 0 | 0 | 0 | 0 | 0 | 0
Ohio_Solar | 52.28 | 0 | 0 | 0 | 0 | 0
MOKSOKNE | 162.15 | 0 | 0 | 0 | 0 | 0
MO_Solar | 28.72 | 0 | 0 | 0 | 0 | 0
NC | 785.41 | 0 | 0 | 0 | 0 | 0
NC_Solar | 26.33 | 0 | 0 | 0 | 0 | 0
CO | 21.39 | 0 | 0 | 0 | 0 | 0
CO_Solar | 183.92 | 0 | 0 | 0 | 0 | 0
NY | 0 | 0 | 0 | 0 | 0 | 0
TX | 0 | 0 | 0 | 0 | 0 | 0
#15 B | 0: RPS Capacity Compliance Payments ($)
RPS Program | 2015 | 2020 | 2025 | 2030 | 2035 | 2040
NEISO | 0 | 0 | 0 | 0 | 0 | 0
CA | 0 | 0 | 0 | 0 | 0 | 0
NWPP | 0 | 0 | 0 | 0 | 0 | 0
PJM | 0 | 0 | 0 | 0 | 0 | 0
US | 0 | 0 | 0 | 0 | 0 | 0
PJM_Solar | 0 | 0 | 0 | 0 | 0 | 0
MA_Solar | 0 | 0 | 0 | 0 | 0 | 0
NH_Solar | 0 | 0 | 0 | 0 | 0 | 0
MRETS_Solar | 0 | 0 | 0 | 0 | 0 | 0
AZNMSNV | 0 | 0 | 0 | 0 | 0 | 0
AZNMSNV_Solar | 0 | 0 | 0 | 0 | 0 | 0
MRETS | 0 | 0 | 0 | 0 | 0 | 0
MI | 0 | 0 | 0 | 0 | 0 | 0
Ohio | 0 | 0 | 0 | 0 | 0 | 0
Ohio_Solar | 0 | 0 | 0 | 0 | 0 | 0
MOKSOKNE | 0 | 0 | 0 | 0 | 0 | 0
MO_Solar | 0 | 0 | 0 | 0 | 0 | 0
NC | 0 | 0 | 0 | 0 | 0 | 0
NC_Solar | 0 | 0 | 0 | 0 | 0 | 0
CO | 0 | 0 | 0 | 0 | 0 | 0
CO_Solar | 0 | 0 | 0 | 0 | 0 | 0
NY | 0 | 0 | 0 | 0 | 0 | 0
TX | 0 | 0 | 0 | 0 | 0 | 0
#16a | 0: Transmission Costs ($million) [excludes shadow cost]
Transmission Costs: Entergy
Cost | 2015 | 2020 | 2025 | 2030 | 2035 | 2040
a. Wheel Share | 7.04 | 144.6 | 170.38 | 189.55 | 210.78 | 213.89
b. Friction Share | 5.84 | 112.21 | 132.46 | 147.38 | 163.86 | 164.22
Transmission Costs: FRCC
Cost | 2015 | 2020 | 2025 | 2030 | 2035 | 2040
a. Wheel Share | 1.97 | 4.84 | 5.3 | 2.81 | 0.47 | 25.95
b. Friction Share | 0.98 | 2.42 | 2.65 | 1.51 | 0.35 | 13.03
Transmission Costs: MAPP_US
Cost | 2015 | 2020 | 2025 | 2030 | 2035 | 2040
a. Wheel Share | 4.86 | 20.19 | 34.85 | 42.5 | 48.63 | 51.86
b. Friction Share | 1.86 | 8.4 | 14.11 | 17.89 | 20.54 | 22.36
Transmission Costs: MISO_IN
Cost | 2015 | 2020 | 2025 | 2030 | 2035 | 2040
a. Wheel Share | 1.15 | 2.24 | 42.85 | 40.05 | 22.27 | 11.67
b. Friction Share | 0.67 | 6.15 | 13.74 | 17.1 | 11.81 | 8.18
Transmission Costs: MISO_MI
Cost | 2015 | 2020 | 2025 | 2030 | 2035 | 2040
a. Wheel Share | 19.97 | 22.7 | 18.68 | 18.64 | 22.7 | 16.19
b. Friction Share | 26.05 | 32.95 | 24.74 | 27.43 | 33.5 | 24.08
Transmission Costs: MISO_MO-IL
Cost | 2015 | 2020 | 2025 | 2030 | 2035 | 2040
a. Wheel Share | 0.02 | 21.99 | 36.37 | 68.45 | 71.32 | 71.51
b. Friction Share | 1.33 | 19.84 | 27.65 | 37.24 | 45.03 | 45.2
Transmission Costs: MISO_W
Cost | 2015 | 2020 | 2025 | 2030 | 2035 | 2040
a. Wheel Share | 5.31 | 51.06 | 59.84 | 66.05 | 70.47 | 71.8
b. Friction Share | 7.18 | 40.92 | 86.35 | 91.46 | 92.62 | 87.59
Transmission Costs: MISO_WUMS
Cost | 2015 | 2020 | 2025 | 2030 | 2035 | 2040
a. Wheel Share | 0 | 0 | 0 | 0 | 0 | 0
b. Friction Share | 3.69 | 6.48 | 7.04 | 5.25 | 5.11 | 4.53
Transmission Costs: Nebraska
Cost | 2015 | 2020 | 2025 | 2030 | 2035 | 2040
a. Wheel Share | 4.1 | 35.49 | 34.22 | 38.5 | 38.47 | 39.38
b. Friction Share | 1.98 | 26.69 | 25.74 | 28.95 | 28.89 | 29.45
Transmission Costs: NEISO
Cost | 2015 | 2020 | 2025 | 2030 | 2035 | 2040
a. Wheel Share | 0 | 0 | 0 | 0 | 0 | 0
b. Friction Share | 5.63 | 4.59 | 6.51 | 7.69 | 11.48 | 10
Transmission Costs: NonRTO_Midwest
Cost | 2015 | 2020 | 2025 | 2030 | 2035 | 2040
a. Wheel Share | 1.8 | 2.36 | 43.39 | 41.69 | 23.58 | 19.8
b. Friction Share | 0.85 | 0.75 | 13.19 | 13.34 | 7.65 | 9.42
Transmission Costs: NYISO_A-F
Cost | 2015 | 2020 | 2025 | 2030 | 2035 | 2040
a. Wheel Share | 17.89 | 17.03 | 21.32 | 25.63 | 26.12 | 24.17
b. Friction Share | 21.34 | 21.09 | 23.04 | 23.9 | 17.69 | 17.61
Transmission Costs: NYISO_G-I
Cost | 2015 | 2020 | 2025 | 2030 | 2035 | 2040
a. Wheel Share | 2.85 | 1.24 | 6.96 | 5.13 | 6.29 | 12.75
b. Friction Share | 2.55 | 1.58 | 4.97 | 4.3 | 6.55 | 7.31
Transmission Costs: NYISO_J-K
Cost | 2015 | 2020 | 2025 | 2030 | 2035 | 2040
a. Wheel Share | 0.65 | 0.61 | 1.72 | 1.26 | 1.25 | 2.97
b. Friction Share | 3.24 | 2.8 | 3.55 | 4.79 | 5.78 | 6.11
Transmission Costs: PJM_E
Cost | 2015 | 2020 | 2025 | 2030 | 2035 | 2040
a. Wheel Share | 3.5 | 1.86 | 8.68 | 6.39 | 7.53 | 15.72
b. Friction Share | 1.26 | 0.73 | 3.18 | 2.29 | 2.75 | 5.68
Transmission Costs: PJM_ROM
Cost | 2015 | 2020 | 2025 | 2030 | 2035 | 2040
a. Wheel Share | 3.13 | 1.98 | 6.23 | 10.57 | 18.75 | 15.12
b. Friction Share | 1.48 | 1 | 2.44 | 3.61 | 6.01 | 5.83
Transmission Costs: PJM_ROR
Cost | 2015 | 2020 | 2025 | 2030 | 2035 | 2040
a. Wheel Share | 24.99 | 21.13 | 42.69 | 23.6 | 14.41 | 21.22
b. Friction Share | 22.93 | 36.43 | 83.69 | 81.87 | 79.84 | 81.33
Transmission Costs: SOCO
Cost | 2015 | 2020 | 2025 | 2030 | 2035 | 2040
a. Wheel Share | 11.19 | 47.83 | 68.28 | 62.09 | 41 | 70.76
b. Friction Share | 8.75 | 39.71 | 54.96 | 47.93 | 34.57 | 53.18
Transmission Costs: SPP_N
Cost | 2015 | 2020 | 2025 | 2030 | 2035 | 2040
a. Wheel Share | 3.98 | 121.16 | 134.39 | 140.53 | 158.24 | 159.87
b. Friction Share | 1.82 | 91.03 | 100.74 | 105.31 | 118.77 | 119.99
Transmission Costs: SPP_S
Cost | 2015 | 2020 | 2025 | 2030 | 2035 | 2040
a. Wheel Share | 0.95 | 11.94 | 14.05 | 17.26 | 24.66 | 25.06
b. Friction Share | 1.23 | 9.19 | 10.62 | 13.26 | 18.74 | 19.18
Transmission Costs: TVA
Cost | 2015 | 2020 | 2025 | 2030 | 2035 | 2040
a. Wheel Share | 0.97 | 1.45 | 2.58 | 2.57 | 2.58 | 3.92
b. Friction Share | 0.64 | 0.93 | 1.66 | 1.72 | 1.76 | 2.56
Transmission Costs: TVA_Transmission
Cost | 2015 | 2020 | 2025 | 2030 | 2035 | 2040
a. Wheel Share | 8.7 | 9.43 | 39.8 | 74.89 | 54.56 | 70.12
b. Friction Share | 4.69 | 7.38 | 24.1 | 36.83 | 28.9 | 39.71
Transmission Costs: VACAR
Cost | 2015 | 2020 | 2025 | 2030 | 2035 | 2040
a. Wheel Share | 18.98 | 25.74 | 46.02 | 25.6 | 14.45 | 21.72
b. Friction Share | 10.26 | 16.38 | 29.13 | 14.22 | 10.87 | 25.11
Transmission Costs: IESO
Cost | 2015 | 2020 | 2025 | 2030 | 2035 | 2040
a. Wheel Share | 38.12 | 41.85 | 37.58 | 39.62 | 35.17 | 34.36
b. Friction Share | 47.65 | 52.32 | 46.52 | 45.3 | 41.07 | 33.1
Transmission Costs: MAPP_CA
Cost | 2015 | 2020 | 2025 | 2030 | 2035 | 2040
a. Wheel Share | 2.5 | 3.39 | 4.56 | 6.45 | 7.94 | 11.13
b. Friction Share | 2.99 | 3.34 | 3.7 | 2.53 | 3.63 | 3.76
Transmission Costs: AZ_NM_SNV_Coal
Cost | 2015 | 2020 | 2025 | 2030 | 2035 | 2040
a. Wheel Share | 21.01 | 22.41 | 22.18 | 0.81 | 10.57 | 10.93
b. Friction Share | 35.56 | 38.01 | 37.87 | 2.23 | 18.56 | 19.16
Transmission Costs: AZ_NM_SNV_Gas
Cost | 2015 | 2020 | 2025 | 2030 | 2035 | 2040
a. Wheel Share | 8.82 | 10.11 | 10.01 | 5.87 | 3.66 | 1.7
b. Friction Share | 15.06 | 17.15 | 17.13 | 10.05 | 6.2 | 2.91
Transmission Costs: AZ_NM_SNV_NucRenew
Cost | 2015 | 2020 | 2025 | 2030 | 2035 | 2040
a. Wheel Share | 19.29 | 21.88 | 21.91 | 19.19 | 39.04 | 38.85
b. Friction Share | 32.33 | 36.83 | 36.96 | 32.59 | 65.92 | 65.62
Transmission Costs: ERCOT
Cost | 2015 | 2020 | 2025 | 2030 | 2035 | 2040
a. Wheel Share | 0.16 | 5.74 | 4.97 | 5.16 | 6.42 | 5.95
b. Friction Share | 0.13 | 4.3 | 3.72 | 3.88 | 4.85 | 4.48
Transmission Costs: NP15
Cost | 2015 | 2020 | 2025 | 2030 | 2035 | 2040
a. Wheel Share | 4.69 | 1.64 | 2.73 | 0.26 | 0.69 | 14.8
b. Friction Share | 7.86 | 2.82 | 4.64 | 0.57 | 1.33 | 24.78
Transmission Costs: NWPP_Coal
Cost | 2015 | 2020 | 2025 | 2030 | 2035 | 2040
a. Wheel Share | 41.69 | 31.04 | 38.32 | 8.38 | 28.89 | 69.27
b. Friction Share | 70.64 | 52.99 | 65.23 | 15.45 | 49.61 | 117.03
Transmission Costs: NWPP_Gas
Cost | 2015 | 2020 | 2025 | 2030 | 2035 | 2040
a. Wheel Share | 0 | 0 | 0 | 0 | 0 | 0
b. Friction Share | 0.3 | 0.38 | 0.38 | 0.23 | 0.04 | 0.04
Transmission Costs: NWPP_NucRenew
Cost | 2015 | 2020 | 2025 | 2030 | 2035 | 2040
a. Wheel Share | 0 | 0 | 0 | 0 | 0 | 0
b. Friction Share | 0.96 | 0.96 | 1.02 | 1.31 | 1.49 | 1.62
Transmission Costs: RMPA
Cost | 2015 | 2020 | 2025 | 2030 | 2035 | 2040
a. Wheel Share | 2.44 | 10.65 | 15 | 11.8 | 12.47 | 14.25
b. Friction Share | 1.96 | 9.8 | 15.93 | 10.22 | 11.08 | 13.99
Transmission Costs: SP15
Cost | 2015 | 2020 | 2025 | 2030 | 2035 | 2040
a. Wheel Share | 83.72 | 74.55 | 44.66 | 29.08 | 52.67 | 66.41
b. Friction Share | 139.59 | 124.34 | 74.52 | 48.6 | 87.96 | 110.8
Transmission Costs: ALB
Cost | 2015 | 2020 | 2025 | 2030 | 2035 | 2040
a. Wheel Share | 3.37 | 1.94 | 2.05 | 3.73 | 2.8 | 10.25
b. Friction Share | 5.62 | 3.23 | 3.41 | 6.21 | 4.67 | 17.08
Transmission Costs: BC
Cost | 2015 | 2020 | 2025 | 2030 | 2035 | 2040
a. Wheel Share | 3.68 | 2.04 | 2.44 | 3.83 | 9.36 | 25.51
b. Friction Share | 6.14 | 3.41 | 4.07 | 6.38 | 15.6 | 42.51
Transmission Costs: HQ_IESO
Cost | 2015 | 2020 | 2025 | 2030 | 2035 | 2040
a. Wheel Share | 0 | 0 | 0 | 0 | 0 | 0
b. Friction Share | 0.01 | 0.01 | 0.01 | 0.01 | 0.01 | 0.01
Transmission Costs: HQ_NEISO
Cost | 2015 | 2020 | 2025 | 2030 | 2035 | 2040
a. Wheel Share | 0 | 0 | 0 | 0 | 0 | 0
b. Friction Share | 0.11 | 0.11 | 0.11 | 0.12 | 0.12 | 0.12
Transmission Costs: HQ_NY
Cost | 2015 | 2020 | 2025 | 2030 | 2035 | 2040
a. Wheel Share | 0 | 0 | 0 | 0 | 0 | 0
b. Friction Share | 0.03 | 0.03 | 0.12 | 0.12 | 0.12 | 0.12
Transmission Costs: MARITIMES
Cost | 2015 | 2020 | 2025 | 2030 | 2035 | 2040
a. Wheel Share | 0 | 0 | 0 | 0 | 0 | 0
b. Friction Share | 0.05 | 0.05 | 0.05 | 0.07 | 0.07 | 0.07
Transmission Costs: All
Cost | 2015 | 2020 | 2025 | 2030 | 2035 | 2040
a. Wheel Share | 373.49 | 794.12 | 1045.02 | 1037.95 | 1088.19 | 1268.84
b. Friction Share | 503.29 | 839.74 | 1011.68 | 921.17 | 1065.41 | 1258.85
Transmission Costs: EI_US
Cost | 2015 | 2020 | 2025 | 2030 | 2035 | 2040
a. Wheel Share | 143.98 | 566.88 | 838.6 | 903.76 | 878.5 | 965.43
b. Friction Share | 136.48 | 489.85 | 696.55 | 735.59 | 753.38 | 801.96
Transmission Costs: EI_Canada
Cost | 2015 | 2020 | 2025 | 2030 | 2035 | 2040
a. Wheel Share | 40.62 | 45.24 | 42.13 | 46.07 | 43.11 | 45.5
b. Friction Share | 50.66 | 55.67 | 50.24 | 47.85 | 44.71 | 36.87
Transmission Costs: EI
Cost | 2015 | 2020 | 2025 | 2030 | 2035 | 2040
a. Wheel Share | 184.61 | 612.11 | 880.73 | 949.83 | 921.61 | 1010.93
b. Friction Share | 187.14 | 545.51 | 746.79 | 783.44 | 798.1 | 838.83
Transmission Costs: Outside_EI
Cost | 2015 | 2020 | 2025 | 2030 | 2035 | 2040
a. Wheel Share | 188.89 | 182.01 | 164.28 | 88.11 | 166.58 | 257.92
b. Friction Share | 316.15 | 294.23 | 264.9 | 137.73 | 267.31 | 420.02

## Capacity
#1 | New Build Capacity (MW)
New Build Capacity by Reporting Type: Entergy
ReportingType | 2015 | 2020 | 2025 | 2030 | 2035 | 2040
BM | 0 | 0 | 0 | 0 | 0 | 1095.95
CC | 2174.65 | 2380.71 | 0 | 0 | 0 | 0
CSP | 0 | 0 | 0 | 0 | 0 | 0
CT | 0 | 0 | 0 | 0 | 0 | 0
Coal | 720 | 0 | 0 | 0 | 0 | 0
Geo | 0 | 0 | 0 | 0 | 0 | 0
H | 0 | 0 | 0 | 0 | 0 | 1109
LFG | 0 | 0 | 75.24 | 32.16 | 0 | 0
Nuc | 170 | 0 | 0 | 0 | 0 | 0
PS | 0 | 0 | 0 | 0 | 0 | 0
PV | 0.29 | 61.53 | 29.38 | 0 | 0 | 1.39
PeakG | 0 | 0 | 0 | 0 | 0 | 0
PeakO | 0 | 0 | 0 | 0 | 0 | 0
ST | 0 | 0 | 0 | 0 | 0 | 0
STOG | 0 | 0 | 0 | 0 | 0 | 0
STWD | 0 | 0 | 0 | 0 | 0 | 0
WT | 0 | 0 | 0 | 0 | 0 | 100
IGCC | 0 | 0 | 0 | 0 | 0 | 0
DemandResponse | 0 | 0 | 0 | 0 | 0 | 0
IGCC-CCS | 0 | 0 | 0 | 0 | 0 | 0
WT_off | 0 | 0 | 0 | 0 | 0 | 0
PseudoUnit | 0 | 0 | 0 | 0 | 0 | 0
FixedInterchange | 0 | 0 | 0 | 0 | 0 | 0
New Build Capacity by Reporting Type: FRCC
ReportingType | 2015 | 2020 | 2025 | 2030 | 2035 | 2040
BM | 0 | 0 | 0 | 0 | 0 | 2001.91
CC | 12080.04 | 0.93 | 0 | 0 | 0 | 0
CSP | 0 | 0 | 0 | 0 | 0 | 0
CT | 2480 | 0 | 0 | 0 | 0 | 0
Coal | 0 | 0 | 0 | 0 | 0 | 0
Geo | 0 | 0 | 0 | 0 | 0 | 0
H | 0 | 0 | 0 | 0 | 0 | 0
LFG | 0 | 0 | 198 | 0 | 0 | 0
Nuc | 229.33 | 0 | 2368.12 | 13118.18 | 7059.93 | 3601.57
PS | 0 | 0 | 0 | 0 | 0 | 0
PV | 0 | 0 | 0 | 0 | 0 | 0
PeakG | 0 | 0 | 0 | 0 | 0 | 0
PeakO | 0 | 0 | 0 | 0 | 0 | 0
ST | 0 | 0 | 0 | 0 | 0 | 0
STOG | 0 | 0 | 0 | 0 | 0 | 0
STWD | 0 | 0 | 0 | 0 | 0 | 0
WT | 0 | 0 | 0 | 0 | 0 | 0
IGCC | 0 | 0 | 0 | 0 | 0 | 0
DemandResponse | 0 | 0 | 0 | 0 | 0 | 0
IGCC-CCS | 0 | 0 | 0 | 0 | 0 | 0
WT_off | 0 | 0 | 0 | 0 | 0 | 0
PseudoUnit | 0 | 0 | 0 | 0 | 0 | 0
FixedInterchange | 0 | 0 | 0 | 0 | 0 | 0
New Build Capacity by Reporting Type: MAPP_US
ReportingType | 2015 | 2020 | 2025 | 2030 | 2035 | 2040
BM | 0 | 0 | 0 | 0 | 0 | 0
CC | 0 | 0.01 | 0.01 | 0 | 0 | 0
CSP | 0 | 0 | 0 | 0 | 0 | 0
CT | 308.3 | 91.64 | 0 | 156.92 | 34.96 | 31.02
Coal | 0 | 0 | 0 | 0 | 0 | 0
Geo | 0 | 0 | 0 | 0 | 0 | 0
H | 0 | 0 | 0 | 0 | 0 | 0
LFG | 0 | 0 | 0 | 71.67 | 0 | 0
Nuc | 0 | 0 | 0 | 0 | 0 | 0
PS | 0 | 0 | 0 | 0 | 0 | 0
PV | 0 | 0 | 0 | 0 | 0 | 0
PeakG | 0 | 0 | 0 | 0 | 0 | 0
PeakO | 0 | 0 | 0 | 0 | 0 | 0
ST | 0 | 0 | 0 | 0 | 0 | 0
STOG | 0 | 0 | 0 | 0 | 0 | 0
STWD | 0 | 0 | 0 | 0 | 0 | 0
WT | 421.3 | 4312.75 | 2249.12 | 0 | 0 | 0
IGCC | 0 | 0 | 0 | 0 | 0 | 0
DemandResponse | 0 | 0 | 0 | 0 | 0 | 0
IGCC-CCS | 0 | 0 | 0 | 0 | 0 | 0
WT_off | 0 | 0 | 0 | 0 | 0 | 0
PseudoUnit | 0 | 0 | 0 | 0 | 0 | 0
FixedInterchange | 0 | 0 | 0 | 0 | 0 | 0
New Build Capacity by Reporting Type: MISO_IN
ReportingType | 2015 | 2020 | 2025 | 2030 | 2035 | 2040
BM | 0 | 0 | 0 | 0 | 0 | 0
CC | 74.81 | 15235.58 | 0 | 0 | 0 | 0
CSP | 0 | 0 | 0 | 0 | 0 | 0
CT | 0 | 0 | 0 | 0 | 0 | 0
Coal | 0 | 0 | 0 | 0 | 0 | 0
Geo | 0 | 0 | 0 | 0 | 0 | 0
H | 0 | 0 | 0 | 0 | 0 | 0
LFG | 0 | 0 | 80.12 | 0 | 0 | 0
Nuc | 0 | 0 | 0 | 0 | 0 | 0
PS | 0 | 0 | 0 | 0 | 0 | 0
PV | 0 | 225.83 | 111 | 4.12 | 0 | 0
PeakG | 0 | 0 | 0 | 0 | 0 | 0
PeakO | 0 | 0 | 0 | 0 | 0 | 0
ST | 0 | 0 | 0 | 0 | 0 | 0
STOG | 0 | 0 | 0 | 0 | 0 | 0
STWD | 0 | 0 | 0 | 0 | 0 | 0
WT | 0 | 0 | 0 | 44945.55 | 0 | 0
IGCC | 618 | 0 | 0 | 0 | 0 | 0
DemandResponse | 0 | 0 | 0 | 0 | 0 | 0
IGCC-CCS | 0 | 0 | 0 | 0 | 0 | 0
WT_off | 0 | 0 | 0 | 0 | 0 | 0
PseudoUnit | 0 | 0 | 0 | 0 | 0 | 0
FixedInterchange | 0 | 0 | 0 | 0 | 0 | 0
New Build Capacity by Reporting Type: MISO_MI
ReportingType | 2015 | 2020 | 2025 | 2030 | 2035 | 2040
BM | 0 | 0 | 0 | 0 | 0 | 3327.7
CC | 2625.84 | 0.37 | 0 | 0 | 0 | 0
CSP | 0 | 0 | 0 | 0 | 0 | 0
CT | 0 | 0 | 0 | 0 | 0 | 0
Coal | 0 | 0 | 0 | 0 | 0 | 0
Geo | 0 | 0 | 0 | 0 | 0 | 0
H | 0 | 0 | 0 | 0 | 0 | 0
LFG | 0 | 0 | 160.25 | 0 | 0 | 0
Nuc | 0 | 0 | 0 | 0 | 0 | 0
PS | 0 | 0 | 0 | 0 | 0 | 0
PV | 0 | 0 | 0 | 0 | 0 | 0
PeakG | 0 | 0 | 0 | 0 | 0 | 0
PeakO | 0 | 0 | 0 | 0 | 0 | 0
ST | 0 | 0 | 0 | 0 | 0 | 0
STOG | 0 | 0 | 0 | 0 | 0 | 0
STWD | 0 | 0 | 0 | 0 | 0 | 0
WT | 2000 | 420.29 | 0 | 179.71 | 0 | 0
IGCC | 0 | 0 | 0 | 0 | 0 | 0
DemandResponse | 0 | 0 | 0 | 0 | 0 | 0
IGCC-CCS | 0 | 0 | 0 | 0 | 0 | 0
WT_off | 0 | 0 | 0 | 0 | 0 | 0
PseudoUnit | 0 | 0 | 0 | 0 | 0 | 0
FixedInterchange | 0 | 0 | 0 | 0 | 0 | 0
New Build Capacity by Reporting Type: MISO_MO-IL
ReportingType | 2015 | 2020 | 2025 | 2030 | 2035 | 2040
BM | 0 | 0 | 0 | 0 | 0 | 0
CC | 0 | 479.76 | 0 | 0 | 0 | 0
CSP | 0 | 0 | 0 | 0 | 0 | 0
CT | 0 | 0 | 0 | 0 | 0 | 0
Coal | 1790 | 0 | 0 | 0 | 0 | 0
Geo | 0 | 0 | 0 | 0 | 0 | 0
H | 0 | 280 | 0 | 0 | 0 | 0
LFG | 0 | 0 | 223.33 | 0 | 0 | 0
Nuc | 0 | 0 | 0 | 0 | 0 | 0
PS | 0 | 0 | 0 | 0 | 0 | 0
PV | 0 | 0 | 0 | 0 | 0 | 0
PeakG | 0 | 0 | 0 | 0 | 0 | 0
PeakO | 0 | 0 | 0 | 0 | 0 | 0
ST | 0 | 0 | 0 | 0 | 0 | 0
STOG | 0 | 0 | 0 | 0 | 0 | 0
STWD | 0 | 0 | 0 | 0 | 0 | 0
WT | 300 | 0 | 5600 | 4499.94 | 0 | 643.68
IGCC | 0 | 0 | 0 | 0 | 0 | 0
DemandResponse | 0 | 0 | 0 | 0 | 0 | 0
IGCC-CCS | 0 | 0 | 0 | 0 | 0 | 0
WT_off | 0 | 0 | 0 | 0 | 0 | 0
PseudoUnit | 0 | 0 | 0 | 0 | 0 | 0
FixedInterchange | 0 | 0 | 0 | 0 | 0 | 0
New Build Capacity by Reporting Type: MISO_W
ReportingType | 2015 | 2020 | 2025 | 2030 | 2035 | 2040
BM | 0 | 0 | 0 | 0 | 0 | 0
CC | 0 | 0 | 0 | 0 | 0 | 0
CSP | 0 | 0 | 0 | 0 | 0 | 0
CT | 0 | 0 | 0 | 0 | 0 | 0
Coal | 0 | 0 | 0 | 0 | 0 | 0
Geo | 0 | 0 | 0 | 0 | 0 | 0
H | 0 | 0 | 0 | 0 | 0 | 0
LFG | 0 | 0 | 0 | 71.67 | 0 | 0
Nuc | 94.33 | 0 | 0 | 0 | 0 | 0
PS | 0 | 0 | 0 | 0 | 0 | 0
PV | 0 | 0 | 0 | 0 | 0 | 0
PeakG | 0 | 0 | 0 | 0 | 0 | 0
PeakO | 0 | 0 | 0 | 0 | 0 | 0
ST | 0 | 0 | 0 | 0 | 0 | 0
STOG | 0 | 0 | 0 | 0 | 0 | 0
STWD | 0 | 0 | 0 | 0 | 0 | 0
WT | 2800.5 | 0 | 52701.13 | 0 | 0 | 1732.97
IGCC | 0 | 0 | 0 | 0 | 0 | 0
DemandResponse | 0 | 0 | 0 | 0 | 0 | 0
IGCC-CCS | 0 | 0 | 0 | 0 | 0 | 0
WT_off | 0 | 0 | 0 | 0 | 0 | 0
PseudoUnit | 0 | 0 | 0 | 0 | 0 | 0
FixedInterchange | 0 | 0 | 0 | 0 | 0 | 0
New Build Capacity by Reporting Type: MISO_WUMS
ReportingType | 2015 | 2020 | 2025 | 2030 | 2035 | 2040
BM | 0 | 0 | 0 | 0 | 251.05 | 2156.27
CC | 4981.79 | 1895.21 | 0 | 0 | 0 | 0
CSP | 0 | 0 | 0 | 0 | 0 | 0
CT | 0 | 0 | 0 | 0 | 0 | 0
Coal | 615 | 0 | 0 | 0 | 0 | 0
Geo | 0 | 0 | 0 | 0 | 0 | 0
H | 0 | 1 | 0 | 0 | 0 | 0
LFG | 0 | 0 | 223.33 | 0 | 0 | 0
Nuc | 235 | 0 | 0 | 0 | 0 | 0
PS | 0 | 0 | 0 | 0 | 0 | 0
PV | 0 | 0 | 0 | 0 | 0 | 0
PeakG | 0 | 0 | 0 | 0 | 0 | 0
PeakO | 0 | 0 | 0 | 0 | 0 | 0
ST | 0 | 0 | 0 | 0 | 0 | 0
STOG | 0 | 0 | 0 | 0 | 0 | 0
STWD | 0 | 0 | 0 | 0 | 0 | 0
WT | 968.9 | 0 | 30.8 | 11213.54 | 0 | 1716.83
IGCC | 0 | 0 | 0 | 0 | 0 | 0
DemandResponse | 0 | 0 | 0 | 0 | 0 | 0
IGCC-CCS | 0 | 0 | 0 | 0 | 0 | 0
WT_off | 0 | 0 | 0 | 0 | 0 | 0
PseudoUnit | 0 | 0 | 0 | 0 | 0 | 0
FixedInterchange | 0 | 0 | 0 | 0 | 0 | 0
New Build Capacity by Reporting Type: Nebraska
ReportingType | 2015 | 2020 | 2025 | 2030 | 2035 | 2040
BM | 0 | 0 | 0 | 0 | 0 | 0
CC | 0 | 0 | 0 | 0 | 0 | 0
CSP | 0 | 0 | 0 | 0 | 0 | 0
CT | 0 | 0 | 0 | 0 | 0 | 0
Coal | 232.1 | 0 | 0 | 0 | 0 | 0
Geo | 0 | 0 | 0 | 0 | 0 | 0
H | 0 | 0 | 0 | 0 | 0 | 0
LFG | 0 | 0 | 0 | 71.67 | 0 | 0
Nuc | 0 | 0 | 0 | 0 | 0 | 0
PS | 0 | 0 | 0 | 0 | 0 | 0
PV | 0 | 0 | 0 | 0 | 0 | 0
PeakG | 0 | 0 | 0 | 0 | 0 | 0
PeakO | 0 | 0 | 0 | 0 | 0 | 0
ST | 0 | 0 | 0 | 0 | 0 | 0
STOG | 0 | 0 | 0 | 0 | 0 | 0
STWD | 0 | 0 | 0 | 0 | 0 | 0
WT | 202 | 18457.38 | 0 | 1359.29 | 2355.4 | 0
IGCC | 0 | 0 | 0 | 0 | 0 | 0
DemandResponse | 0 | 0 | 0 | 0 | 0 | 0
IGCC-CCS | 0 | 0 | 0 | 0 | 0 | 0
WT_off | 0 | 0 | 0 | 0 | 0 | 0
PseudoUnit | 0 | 0 | 0 | 0 | 0 | 0
FixedInterchange | 0 | 0 | 0 | 0 | 0 | 0
New Build Capacity by Reporting Type: NEISO
ReportingType | 2015 | 2020 | 2025 | 2030 | 2035 | 2040
BM | 252.2 | 0 | 0 | 0 | 0 | 0
CC | 2049.5 | 0 | 0 | 0 | 0 | 0
CSP | 0 | 0 | 0 | 0 | 0 | 0
CT | 334 | 0 | 0 | 0 | 0 | 0
Coal | 0 | 0 | 0 | 0 | 0 | 0
Geo | 0 | 0 | 0 | 0 | 0 | 0
H | 0 | 0 | 0 | 3 | 0 | 0
LFG | 49.26 | 0 | 0 | 69.74 | 0 | 0
Nuc | 0 | 0 | 0 | 0 | 0 | 0
PS | 0 | 0 | 0 | 0 | 0 | 0
PV | 0 | 292.5 | 0 | 0 | 0 | 0
PeakG | 0 | 0 | 0 | 0 | 0 | 0
PeakO | 0 | 0 | 0 | 0 | 0 | 0
ST | 0 | 0 | 0 | 0 | 0 | 0
STOG | 0 | 0 | 0 | 0 | 0 | 0
STWD | 0 | 0 | 0 | 0 | 0 | 0
WT | 231.2 | 2503.49 | 1538.35 | 1006.97 | 11469.73 | 0
IGCC | 0 | 0 | 0 | 0 | 0 | 0
DemandResponse | 0 | 0 | 0 | 0 | 0 | 0
IGCC-CCS | 0 | 0 | 0 | 0 | 0 | 0
WT_off | 468 | 0 | 0 | 0 | 0 | 0
PseudoUnit | 0 | 0 | 0 | 0 | 0 | 0
FixedInterchange | 0 | 0 | 0 | 0 | 0 | 0
New Build Capacity by Reporting Type: NonRTO_Midwest
ReportingType | 2015 | 2020 | 2025 | 2030 | 2035 | 2040
BM | 0 | 0 | 0 | 0 | 1416.06 | 4267.09
CC | 2912.65 | 2045.26 | 0 | 0 | 0 | 0
CSP | 0 | 0 | 0 | 0 | 0 | 0
CT | 0 | 0 | 0 | 0 | 0 | 0
Coal | 0 | 0 | 0 | 0 | 0 | 0
Geo | 0 | 0 | 0 | 0 | 0 | 0
H | 0 | 0 | 746 | 0 | 0 | 0
LFG | 0 | 0 | 160.25 | 0 | 0 | 0
Nuc | 0 | 0 | 0 | 0 | 0 | 0
PS | 0 | 0 | 0 | 0 | 0 | 0
PV | 0 | 0 | 0 | 0 | 0 | 0
PeakG | 0 | 0 | 0 | 0 | 0 | 0
PeakO | 0 | 0 | 0 | 0 | 0 | 0
ST | 0 | 0 | 0 | 0 | 0 | 0
STOG | 0 | 0 | 0 | 0 | 0 | 0
STWD | 0 | 0 | 0 | 0 | 0 | 0
WT | 0 | 0 | 0 | 0 | 0 | 0
IGCC | 0 | 0 | 0 | 0 | 0 | 0
DemandResponse | 0 | 0 | 0 | 0 | 0 | 0
IGCC-CCS | 0 | 0 | 0 | 0 | 0 | 0
WT_off | 0 | 0 | 0 | 0 | 0 | 0
PseudoUnit | 0 | 0 | 0 | 0 | 0 | 0
FixedInterchange | 0 | 0 | 0 | 0 | 0 | 0
New Build Capacity by Reporting Type: NYISO_A-F
ReportingType | 2015 | 2020 | 2025 | 2030 | 2035 | 2040
BM | 0 | 0 | 0 | 0 | 0 | 0
CC | 639 | 0 | 0 | 0 | 0 | 0
CSP | 0 | 0 | 0 | 0 | 0 | 0
CT | 0 | 0 | 0 | 0 | 0 | 0
Coal | 0 | 0 | 0 | 0 | 0 | 0
Geo | 0 | 0 | 0 | 0 | 0 | 0
H | 0 | 0 | 0 | 0 | 0 | 0
LFG | 6.4 | 0 | 0 | 67.93 | 0 | 0
Nuc | 168 | 0 | 0 | 0 | 0 | 0
PS | 0 | 0 | 0 | 0 | 0 | 0
PV | 0 | 0 | 0 | 0 | 0 | 0
PeakG | 0 | 0 | 0 | 0 | 0 | 0
PeakO | 0 | 0 | 0 | 0 | 0 | 0
ST | 0 | 0 | 0 | 0 | 0 | 0
STOG | 0 | 0 | 0 | 0 | 0 | 0
STWD | 0 | 0 | 0 | 0 | 0 | 0
WT | 2476.3 | 709.8 | 0 | 5040.09 | 5263.81 | 0
IGCC | 0 | 0 | 0 | 0 | 0 | 0
DemandResponse | 0 | 0 | 0 | 0 | 0 | 0
IGCC-CCS | 0 | 0 | 0 | 0 | 0 | 0
WT_off | 0 | 0 | 0 | 0 | 0 | 0
PseudoUnit | 0 | 0 | 0 | 0 | 0 | 0
FixedInterchange | 0 | 0 | 0 | 0 | 0 | 0
New Build Capacity by Reporting Type: NYISO_G-I
ReportingType | 2015 | 2020 | 2025 | 2030 | 2035 | 2040
BM | 0 | 0 | 0 | 0 | 545.07 | 254.93
CC | 0 | 0 | 0 | 0 | 0 | 0
CSP | 0 | 0 | 0 | 0 | 0 | 0
CT | 0 | 0 | 0 | 0 | 0 | 0
Coal | 0 | 0 | 0 | 0 | 0 | 0
Geo | 0 | 0 | 0 | 0 | 0 | 0
H | 0 | 0 | 0 | 0 | 0 | 0
LFG | 0 | 0 | 0 | 74.33 | 0 | 0
Nuc | 0 | 0 | 0 | 0 | 0.01 | 2458.32
PS | 0 | 0 | 0 | 0 | 0 | 0
PV | 0 | 0 | 0 | 0 | 0 | 0
PeakG | 0 | 0 | 0 | 0 | 0 | 0
PeakO | 0 | 0 | 0 | 0 | 0 | 0
ST | 0 | 0 | 0 | 0 | 0 | 0
STOG | 0 | 0 | 0 | 0 | 0 | 0
STWD | 0 | 0 | 0 | 0 | 0 | 0
WT | 0 | 60 | 0 | 300 | 0 | 0
IGCC | 0 | 0 | 0 | 0 | 0 | 0
DemandResponse | 0 | 0 | 0 | 0 | 0 | 0
IGCC-CCS | 0 | 0 | 0 | 0 | 0 | 0
WT_off | 0 | 0 | 0 | 0 | 0 | 0
PseudoUnit | 0 | 0 | 0 | 0 | 0 | 0
FixedInterchange | 0 | 0 | 0 | 0 | 0 | 0
New Build Capacity by Reporting Type: NYISO_J-K
ReportingType | 2015 | 2020 | 2025 | 2030 | 2035 | 2040
BM | 0 | 0 | 0 | 0 | 0 | 0
CC | 1175.4 | 0 | 0 | 0 | 0 | 0
CSP | 0 | 0 | 0 | 0 | 0 | 0
CT | 0 | 0 | 0 | 0 | 0 | 0
Coal | 0 | 0 | 0 | 0 | 0 | 0
Geo | 0 | 0 | 0 | 0 | 0 | 0
H | 0 | 0 | 0 | 0 | 0 | 0
LFG | 0 | 0 | 0 | 74.33 | 0 | 0
Nuc | 0 | 0 | 0 | 0 | 0 | 0
PS | 0 | 0 | 0 | 0 | 0 | 0
PV | 32 | 0 | 0 | 0 | 0 | 0
PeakG | 0 | 0 | 0 | 0 | 0 | 0
PeakO | 0 | 0 | 0 | 0 | 0 | 0
ST | 0 | 0 | 0 | 0 | 0 | 0
STOG | 0 | 0 | 0 | 0 | 0 | 0
STWD | 0 | 0 | 0 | 0 | 0 | 0
WT | 0 | 0 | 0 | 170 | 160 | 0
IGCC | 0 | 0 | 0 | 0 | 0 | 0
DemandResponse | 0 | 0 | 0 | 0 | 0 | 0
IGCC-CCS | 0 | 0 | 0 | 0 | 0 | 0
WT_off | 0 | 0 | 0 | 0 | 0 | 0
PseudoUnit | 0 | 0 | 0 | 0 | 0 | 0
FixedInterchange | 0 | 0 | 0 | 0 | 0 | 0
New Build Capacity by Reporting Type: PJM_E
ReportingType | 2015 | 2020 | 2025 | 2030 | 2035 | 2040
BM | 30 | 0 | 0 | 0 | 0 | 0
CC | 4634.3 | 0 | 0 | 0 | 0 | 0
CSP | 0 | 0 | 0 | 0 | 0 | 0
CT | 26.2 | 0 | 0 | 0 | 0 | 0
Coal | 27 | 0 | 0 | 0 | 0 | 0
Geo | 0 | 0 | 0 | 0 | 0 | 0
H | 0 | 0 | 0 | 0 | 0 | 0
LFG | 9.1 | 132.9 | 0 | 0 | 0 | 0
Nuc | 38 | 0 | 0 | 0 | 0 | 0
PS | 0 | 0 | 0 | 0 | 0 | 0
PV | 25.45 | 0 | 0 | 0 | 0 | 0
PeakG | 0 | 0 | 0 | 0 | 0 | 0
PeakO | 0 | 0 | 0 | 0 | 0 | 0
ST | 0 | 0 | 0 | 0 | 0 | 0
STOG | 0 | 0 | 0 | 0 | 0 | 0
STWD | 0 | 0 | 0 | 0 | 0 | 0
WT | 1150 | 0 | 0 | 0 | 0 | 0
IGCC | 0 | 0 | 0 | 0 | 0 | 0
DemandResponse | 0 | 0 | 0 | 0 | 0 | 0
IGCC-CCS | 0 | 0 | 0 | 0 | 0 | 0
WT_off | 0 | 0 | 1100 | 0 | 0 | 0
PseudoUnit | 0 | 0 | 0 | 0 | 0 | 0
FixedInterchange | 0 | 0 | 0 | 0 | 0 | 0
New Build Capacity by Reporting Type: PJM_ROM
ReportingType | 2015 | 2020 | 2025 | 2030 | 2035 | 2040
BM | 18 | 0 | 0 | 0 | 2339.79 | 0.01
CC | 1678.5 | 0 | 0 | 0 | 0 | 0
CSP | 0 | 0 | 0 | 0 | 0 | 0
CT | 16 | 0 | 0 | 0 | 0 | 0
Coal | 32.5 | 0 | 0 | 0 | 0 | 0
Geo | 0 | 0 | 0 | 0 | 0 | 0
H | 0 | 0 | 0 | 678 | 0 | 0
LFG | 18.9 | 265.1 | 0 | 0 | 0 | 0
Nuc | 0 | 0 | 0 | 0 | 4757.45 | 6591.52
PS | 0 | 0 | 0 | 0 | 0 | 0
PV | 0 | 1355.2 | 758.74 | 169.83 | 12.8 | 61.09
PeakG | 0 | 0 | 0 | 0 | 0 | 0
PeakO | 0 | 0 | 0 | 0 | 0 | 0
ST | 0 | 0 | 0 | 0 | 0 | 0
STOG | 0 | 0 | 0 | 0 | 0 | 0
STWD | 0 | 0 | 0 | 0 | 0 | 0
WT | 479.8 | 750.2 | 0 | 0 | 0 | 0
IGCC | 0 | 0 | 0 | 0 | 0 | 0
DemandResponse | 0 | 0 | 0 | 0 | 0 | 0
IGCC-CCS | 0 | 0 | 0 | 0 | 0 | 0
WT_off | 0 | 0 | 0 | 0 | 0 | 0
PseudoUnit | 0 | 0 | 0 | 0 | 0 | 0
FixedInterchange | 0 | 0 | 0 | 0 | 0 | 0
New Build Capacity by Reporting Type: PJM_ROR
ReportingType | 2015 | 2020 | 2025 | 2030 | 2035 | 2040
BM | 385 | 0 | 0 | 0 | 0 | 10171.34
CC | 16492.02 | 5620.27 | 0 | 0 | 0 | 0
CSP | 0 | 0 | 0 | 0 | 0 | 0
CT | 29 | 0 | 0 | 0 | 0 | 0
Coal | 2164 | 0 | 0 | 0 | 0 | 0
Geo | 0 | 0 | 0 | 0 | 0 | 0
H | 0 | 503 | 0 | 0 | 0 | 0
LFG | 57.4 | 513.71 | 0 | 0 | 0 | 0
Nuc | 38 | 0 | 0 | 1539.59 | 3682.36 | 9442.85
PS | 0 | 0 | 0 | 0 | 0 | 0
PV | 0 | 0 | 0 | 0 | 0 | 0
PeakG | 0 | 0 | 0 | 0 | 0 | 0
PeakO | 0 | 0 | 0 | 0 | 0 | 0
ST | 0 | 0 | 0 | 0 | 0 | 0
STOG | 0 | 0 | 0 | 0 | 0 | 0
STWD | 0 | 0 | 0 | 0 | 0 | 0
WT | 8325.7 | 191.7 | 7047.4 | 3762.19 | 0 | 0
IGCC | 0 | 0 | 0 | 0 | 0 | 0
DemandResponse | 0 | 0 | 0 | 0 | 0 | 0
IGCC-CCS | 0 | 0 | 0 | 0 | 0 | 0
WT_off | 0 | 0 | 0 | 0 | 0 | 0
PseudoUnit | 0 | 0 | 0 | 0 | 0 | 0
FixedInterchange | 0 | 0 | 0 | 0 | 0 | 0
New Build Capacity by Reporting Type: SOCO
ReportingType | 2015 | 2020 | 2025 | 2030 | 2035 | 2040
BM | 55 | 0 | 0 | 0 | 2486.63 | 4013.61
CC | 7568.09 | 4869.94 | 0 | 0 | 0 | 0
CSP | 0 | 0 | 0 | 0 | 0 | 0
CT | 0 | 0 | 0 | 0 | 0 | 0
Coal | 0 | 0 | 0 | 0 | 0 | 0
Geo | 0 | 0 | 0 | 0 | 0 | 0
H | 0 | 0 | 0 | 0 | 0 | 0
LFG | 0 | 0 | 107.4 | 0 | 0 | 0
Nuc | 70 | 2200 | 0 | 4223.9 | 8775.62 | 3384.65
PS | 0 | 0 | 0 | 0 | 0 | 0
PV | 0 | 0 | 0 | 0 | 0 | 0
PeakG | 0 | 0 | 0 | 0 | 0 | 0
PeakO | 0 | 0 | 0 | 0 | 0 | 0
ST | 0 | 0 | 0 | 0 | 0 | 0
STOG | 0 | 0 | 0 | 0 | 0 | 0
STWD | 0 | 0 | 0 | 0 | 0 | 0
WT | 0 | 0 | 0 | 0 | 100 | 0
IGCC | 0 | 0 | 0 | 0 | 0 | 0
DemandResponse | 0 | 0 | 0 | 0 | 0 | 0
IGCC-CCS | 0 | 0 | 0 | 0 | 0 | 0
WT_off | 0 | 0 | 0 | 0 | 0 | 0
PseudoUnit | 0 | 0 | 0 | 0 | 0 | 0
FixedInterchange | 0 | 0 | 0 | 0 | 0 | 0
New Build Capacity by Reporting Type: SPP_N
ReportingType | 2015 | 2020 | 2025 | 2030 | 2035 | 2040
BM | 0 | 0 | 0 | 0 | 0 | 0
CC | 0 | 0 | 0 | 0 | 0 | 0
CSP | 0 | 0 | 0 | 0 | 0 | 0
CT | 0 | 0 | 0 | 0 | 0 | 0
Coal | 465.04 | 0 | 0 | 0 | 0 | 0
Geo | 0 | 0 | 0 | 0 | 0 | 0
H | 0 | 0 | 0 | 0 | 0 | 0
LFG | 0 | 0 | 0 | 95 | 0 | 0
Nuc | 0 | 0 | 0 | 0 | 0 | 0
PS | 0 | 0 | 0 | 0 | 0 | 0
PV | 0 | 0 | 0 | 0 | 0 | 0
PeakG | 0 | 0 | 0 | 0 | 0 | 0
PeakO | 0 | 0 | 0 | 0 | 0 | 0
ST | 0 | 0 | 0 | 0 | 0 | 0
STOG | 0 | 0 | 0 | 0 | 0 | 0
STWD | 0 | 0 | 0 | 0 | 0 | 0
WT | 0 | 53236.86 | 3879.41 | 6878.19 | 9661.99 | 1783.45
IGCC | 0 | 0 | 0 | 0 | 0 | 0
DemandResponse | 0 | 0 | 0 | 0 | 0 | 0
IGCC-CCS | 0 | 0 | 0 | 0 | 0 | 0
WT_off | 0 | 0 | 0 | 0 | 0 | 0
PseudoUnit | 0 | 0 | 0 | 0 | 0 | 0
FixedInterchange | 0 | 0 | 0 | 0 | 0 | 0
New Build Capacity by Reporting Type: SPP_S
ReportingType | 2015 | 2020 | 2025 | 2030 | 2035 | 2040
BM | 0 | 0 | 0 | 0 | 0 | 0
CC | 0.01 | 0 | 0 | 0 | 0 | 0
CSP | 0 | 0 | 0 | 0 | 0 | 0
CT | 412.99 | 300 | 0 | 0 | 0 | 0
Coal | 988 | 0 | 0 | 0 | 0 | 0
Geo | 0 | 0 | 0 | 0 | 0 | 0
H | 0 | 0 | 0 | 0 | 0 | 0
LFG | 0 | 0 | 0 | 95 | 0 | 0
Nuc | 0 | 0 | 0 | 0 | 0 | 0
PS | 0 | 0 | 0 | 0 | 0 | 0
PV | 0 | 0 | 0 | 0 | 0 | 0
PeakG | 0 | 0 | 0 | 0 | 0 | 0
PeakO | 0 | 0 | 0 | 0 | 0 | 0
ST | 0 | 0 | 0 | 0 | 0 | 0
STOG | 0 | 0 | 0 | 0 | 0 | 0
STWD | 0 | 0 | 0 | 0 | 0 | 0
WT | 430 | 39495.1 | 3361.35 | 0 | 9417.76 | 2289.54
IGCC | 0 | 0 | 0 | 0 | 0 | 0
DemandResponse | 0 | 0 | 0 | 0 | 0 | 0
IGCC-CCS | 0 | 0 | 0 | 0 | 0 | 0
WT_off | 0 | 0 | 0 | 0 | 0 | 0
PseudoUnit | 0 | 0 | 0 | 0 | 0 | 0
FixedInterchange | 0 | 0 | 0 | 0 | 0 | 0
New Build Capacity by Reporting Type: TVA
ReportingType | 2015 | 2020 | 2025 | 2030 | 2035 | 2040
BM | 0 | 0 | 0 | 0 | 7394.28 | 0
CC | 4613.35 | 4825.44 | 0 | 0 | 0 | 0
CSP | 0 | 0 | 0 | 0 | 0 | 0
CT | 0 | 0 | 0 | 0 | 0 | 0
Coal | 0 | 0 | 0 | 0 | 0 | 0
Geo | 0 | 0 | 0 | 0 | 0 | 0
H | 0 | 0 | 0 | 27 | 0 | 0
LFG | 0 | 0 | 107.4 | 0 | 0 | 0
Nuc | 1697.89 | 0 | 0 | 0 | 129.97 | 5099.6
PS | 0 | 0 | 0 | 0 | 0 | 0
PV | 0 | 0 | 0 | 0 | 0 | 0
PeakG | 0 | 0 | 0 | 0 | 0 | 0
PeakO | 0 | 0 | 0 | 0 | 0 | 0
ST | 0 | 0 | 0 | 0 | 0 | 0
STOG | 0 | 0 | 0 | 0 | 0 | 0
STWD | 0 | 0 | 0 | 0 | 0 | 0
WT | 0 | 0 | 0 | 0 | 100 | 0
IGCC | 0 | 0 | 0 | 0 | 0 | 0
DemandResponse | 0 | 0 | 0 | 0 | 0 | 0
IGCC-CCS | 0 | 0 | 0 | 0 | 0 | 0
WT_off | 0 | 0 | 0 | 0 | 0 | 0
PseudoUnit | 0 | 0 | 0 | 0 | 0 | 0
FixedInterchange | 0 | 0 | 0 | 0 | 0 | 0
New Build Capacity by Reporting Type: TVA_Transmission
ReportingType | 2015 | 2020 | 2025 | 2030 | 2035 | 2040
BM | 0 | 0 | 0 | 0 | 0 | 0
CC | 0 | 0 | 0 | 0 | 0 | 0
CSP | 0 | 0 | 0 | 0 | 0 | 0
CT | 0 | 0 | 0 | 0 | 0 | 0
Coal | 0 | 0 | 0 | 0 | 0 | 0
Geo | 0 | 0 | 0 | 0 | 0 | 0
H | 0 | 0 | 0 | 0 | 0 | 0
LFG | 0 | 0 | 0 | 0 | 0 | 0
Nuc | 0 | 0 | 0 | 0 | 0 | 0
PS | 0 | 0 | 0 | 0 | 0 | 0
PV | 0 | 0 | 0 | 0 | 0 | 0
PeakG | 0 | 0 | 0 | 0 | 0 | 0
PeakO | 0 | 0 | 0 | 0 | 0 | 0
ST | 0 | 0 | 0 | 0 | 0 | 0
STOG | 0 | 0 | 0 | 0 | 0 | 0
STWD | 0 | 0 | 0 | 0 | 0 | 0
WT | 0 | 0 | 0 | 0 | 0 | 0
IGCC | 0 | 0 | 0 | 0 | 0 | 0
DemandResponse | 0 | 0 | 0 | 0 | 0 | 0
IGCC-CCS | 0 | 0 | 0 | 0 | 0 | 0
WT_off | 0 | 0 | 0 | 0 | 0 | 0
PseudoUnit | 0 | 0 | 0 | 0 | 0 | 0
FixedInterchange | 0 | 0 | 0 | 0 | 0 | 0
New Build Capacity by Reporting Type: VACAR
ReportingType | 2015 | 2020 | 2025 | 2030 | 2035 | 2040
BM | 0.92 | 170.21 | 538.56 | 12.74 | 6263.89 | 0
CC | 14910.9 | 0 | 0 | 0 | 0 | 0
CSP | 0 | 0 | 0 | 0 | 0 | 0
CT | 717.24 | 0 | 0 | 0 | 0 | 0
Coal | 825 | 0 | 0 | 0 | 0 | 0
Geo | 0 | 0 | 0 | 0 | 0 | 0
H | 0 | 0 | 0 | 0 | 0 | 0
LFG | 0.34 | 107.06 | 0 | 0 | 0 | 0
Nuc | 0 | 2330 | 1507.48 | 3730.73 | 4555.89 | 10368.08
PS | 0 | 0 | 0 | 0 | 0 | 0
PV | 0 | 133.61 | 2.34 | 0.8 | 0 | 3
PeakG | 0 | 0 | 0 | 0 | 0 | 0
PeakO | 0 | 0 | 0 | 0 | 0 | 0
ST | 0 | 0 | 0 | 0 | 0 | 0
STOG | 0 | 0 | 0 | 0 | 0 | 0
STWD | 0 | 0 | 0 | 0 | 0 | 0
WT | 0.9 | 3499.1 | 0 | 0 | 0 | 0
IGCC | 0 | 0 | 0 | 0 | 0 | 0
DemandResponse | 0 | 0 | 0 | 0 | 0 | 0
IGCC-CCS | 0 | 0 | 0 | 0 | 0 | 0
WT_off | 1 | 0 | 0 | 0 | 0 | 0
PseudoUnit | 0 | 0 | 0 | 0 | 0 | 0
FixedInterchange | 0 | 0 | 0 | 0 | 0 | 0
New Build Capacity by Reporting Type: IESO
ReportingType | 2015 | 2020 | 2025 | 2030 | 2035 | 2040
BM | 326.33 | 0 | 0 | 0 | 0 | 0
CC | 1263 | 0 | 0 | 0 | 0 | 0
CSP | 0 | 0 | 0 | 0 | 0 | 0
CT | 368 | 0 | 0 | 0 | 0 | 0
Coal | 0 | 0 | 0 | 0 | 0 | 0
Geo | 0 | 0 | 0 | 0 | 0 | 0
H | 0 | 0 | 0 | 250 | 0 | 0
LFG | 14.5 | 0 | 0 | 0.5 | 0 | 0
Nuc | 0 | 0 | 0 | 0 | 0 | 0
PS | 0 | 0 | 0 | 0 | 0 | 0
PV | 1067.26 | 0 | 0 | 0 | 0 | 0
PeakG | 0 | 0 | 0 | 0 | 0 | 0
PeakO | 0 | 0 | 0 | 0 | 0 | 0
ST | 0 | 0 | 0 | 0 | 0 | 0
STOG | 0 | 0 | 0 | 0 | 0 | 0
STWD | 0 | 0 | 0 | 0 | 0 | 0
WT | 2105.9 | 0 | 0 | 0 | 0 | 0
IGCC | 0 | 0 | 0 | 0 | 0 | 0
DemandResponse | 0 | 0 | 0 | 0 | 0 | 0
IGCC-CCS | 0 | 0 | 0 | 0 | 0 | 0
WT_off | 0 | 0 | 0 | 0 | 0 | 0
PseudoUnit | 0 | 0 | 0 | 0 | 0 | 0
FixedInterchange | 0 | 0 | 0 | 0 | 0 | 0
New Build Capacity by Reporting Type: MAPP_CA
ReportingType | 2015 | 2020 | 2025 | 2030 | 2035 | 2040
BM | 0 | 0 | 0 | 0 | 0 | 0
CC | 281.76 | 0 | 0 | 0 | 0 | 0
CSP | 0 | 0 | 0 | 0 | 0 | 0
CT | 0 | 0 | 0 | 0 | 0 | 0
Coal | 0 | 0 | 0 | 0 | 0 | 0
Geo | 0 | 0 | 0 | 0 | 0 | 0
H | 0 | 695 | 1495 | 1649.51 | 279.75 | 0
LFG | 0 | 0 | 0 | 0 | 0 | 0
Nuc | 0 | 0 | 0 | 0 | 0 | 0
PS | 0 | 0 | 0 | 0 | 0 | 0
PV | 0 | 0 | 0 | 0 | 0 | 0
PeakG | 0 | 0 | 0 | 0 | 0 | 0
PeakO | 0 | 0 | 0 | 0 | 0 | 0
ST | 0 | 0 | 0 | 0 | 0 | 0
STOG | 0 | 0 | 0 | 0 | 0 | 0
STWD | 0 | 0 | 0 | 0 | 0 | 0
WT | 302.4 | 0 | 0 | 0 | 0 | 0
IGCC | 0 | 0 | 0 | 0 | 0 | 0
DemandResponse | 0 | 0 | 0 | 0 | 0 | 0
IGCC-CCS | 0 | 0 | 0 | 0 | 0 | 0
WT_off | 0 | 0 | 0 | 0 | 0 | 0
PseudoUnit | 0 | 0 | 0 | 0 | 0 | 0
FixedInterchange | 0 | 0 | 0 | 0 | 0 | 0
New Build Capacity by Reporting Type: AZ_NM_SNV_Coal
ReportingType | 2015 | 2020 | 2025 | 2030 | 2035 | 2040
BM | 0 | 0 | 0 | 0 | 0 | 0
CC | 0 | 0 | 0 | 0 | 0 | 0
CSP | 0 | 0 | 0 | 0 | 0 | 0
CT | 0 | 0 | 0 | 0 | 0 | 0
Coal | 0 | 0 | 0 | 0 | 0 | 0
Geo | 0 | 0 | 0 | 0 | 0 | 0
H | 0 | 0 | 0 | 0 | 0 | 0
LFG | 0 | 0 | 0 | 0 | 0 | 0
Nuc | 0 | 0 | 0 | 0 | 0 | 0
PS | 0 | 0 | 0 | 0 | 0 | 0
PV | 0 | 0 | 0 | 0 | 0 | 0
PeakG | 0 | 0 | 0 | 0 | 0 | 0
PeakO | 0 | 0 | 0 | 0 | 0 | 0
ST | 0 | 0 | 0 | 0 | 0 | 0
STOG | 0 | 0 | 0 | 0 | 0 | 0
STWD | 0 | 0 | 0 | 0 | 0 | 0
WT | 0 | 0 | 0 | 0 | 0 | 0
IGCC | 0 | 0 | 0 | 0 | 0 | 0
DemandResponse | 0 | 0 | 0 | 0 | 0 | 0
IGCC-CCS | 0 | 0 | 0 | 0 | 0 | 0
WT_off | 0 | 0 | 0 | 0 | 0 | 0
PseudoUnit | 0 | 0 | 0 | 0 | 0 | 0
FixedInterchange | 0 | 0 | 0 | 0 | 0 | 0
New Build Capacity by Reporting Type: AZ_NM_SNV_Gas
ReportingType | 2015 | 2020 | 2025 | 2030 | 2035 | 2040
BM | 0 | 0 | 0 | 0 | 0 | 0
CC | 668 | 1549.26 | 0 | 0 | 0 | 0
CSP | 0 | 0 | 0 | 0 | 0 | 0
CT | 736 | 0 | 0 | 0 | 0 | 0
Coal | 0 | 0 | 0 | 0 | 0 | 0
Geo | 0 | 0 | 0 | 0 | 0 | 0
H | 0 | 0 | 0 | 0 | 0 | 0
LFG | 0 | 0 | 0 | 0 | 0 | 0
Nuc | 0 | 0 | 0 | 0 | 0 | 0
PS | 0 | 0 | 0 | 0 | 0 | 0
PV | 0 | 0 | 0 | 0 | 0 | 0
PeakG | 0 | 0 | 0 | 0 | 0 | 0
PeakO | 0 | 0 | 0 | 0 | 0 | 0
ST | 0 | 0 | 0 | 0 | 0 | 0
STOG | 0 | 0 | 0 | 0 | 0 | 0
STWD | 0 | 0 | 0 | 0 | 0 | 0
WT | 0 | 0 | 0 | 0 | 0 | 0
IGCC | 0 | 0 | 0 | 0 | 0 | 0
DemandResponse | 0 | 0 | 0 | 0 | 0 | 0
IGCC-CCS | 0 | 0 | 0 | 0 | 0 | 0
WT_off | 0 | 0 | 0 | 0 | 0 | 0
PseudoUnit | 0 | 0 | 0 | 0 | 0 | 0
FixedInterchange | 0 | 0 | 0 | 0 | 0 | 0
New Build Capacity by Reporting Type: AZ_NM_SNV_NucRenew
ReportingType | 2015 | 2020 | 2025 | 2030 | 2035 | 2040
BM | 0 | 0 | 0 | 0 | 0 | 589.77
CC | 0 | 0 | 0 | 0 | 0 | 0
CSP | 0 | 0 | 0 | 0 | 0 | 0
CT | 0 | 0 | 0 | 0 | 0 | 0
Coal | 0 | 0 | 0 | 0 | 0 | 0
Geo | 0 | 0 | 1450 | 0 | 0 | 0
H | 0 | 0 | 0 | 0 | 0 | 0
LFG | 0 | 0 | 60.67 | 0 | 0 | 0
Nuc | 0 | 0 | 0 | 3392.81 | 6557.5 | 0
PS | 0 | 0 | 0 | 0 | 0 | 0
PV | 95.7 | 0 | 0 | 0 | 0 | 0
PeakG | 0 | 0 | 0 | 0 | 0 | 0
PeakO | 0 | 0 | 0 | 0 | 0 | 0
ST | 280 | 445.61 | 227.78 | 112.6 | 521.76 | 0.04
STOG | 0 | 0 | 0 | 0 | 0 | 0
STWD | 0 | 0 | 0 | 0 | 0 | 0
WT | 65.1 | 11789.82 | 25.07 | 0 | 0 | 0
IGCC | 0 | 0 | 0 | 0 | 0 | 0
DemandResponse | 0 | 0 | 0 | 0 | 0 | 0
IGCC-CCS | 0 | 0 | 0 | 0 | 0 | 0
WT_off | 0 | 0 | 0 | 0 | 0 | 0
PseudoUnit | 0 | 0 | 0 | 0 | 0 | 0
FixedInterchange | 0 | 0 | 0 | 0 | 0 | 0
New Build Capacity by Reporting Type: ERCOT
ReportingType | 2015 | 2020 | 2025 | 2030 | 2035 | 2040
BM | 145 | 0 | 0 | 0 | 3919.97 | 0
CC | 16382.55 | 0 | 0 | 0 | 0 | 0
CSP | 0 | 0 | 0 | 0 | 0 | 0
CT | 250 | 0 | 0 | 0 | 0 | 0
Coal | 2020 | 0 | 0 | 0 | 0 | 0
Geo | 0 | 0 | 0 | 0 | 0 | 0
H | 0 | 0 | 0 | 0 | 0 | 0
LFG | 0 | 0 | 354 | 0 | 0 | 0
Nuc | 0 | 0 | 0 | 2542.48 | 8151.64 | 4286.4
PS | 0 | 0 | 0 | 0 | 0 | 0
PV | 14 | 0 | 0 | 0 | 0 | 0
PeakG | 0 | 0 | 0 | 0 | 0 | 0
PeakO | 0 | 0 | 0 | 0 | 0 | 0
ST | 0 | 0 | 0 | 0 | 0 | 0
STOG | 0 | 0 | 0 | 0 | 0 | 0
STWD | 0 | 0 | 0 | 0 | 0 | 0
WT | 350.1 | 0 | 19454.29 | 0 | 0.05 | 407.01
IGCC | 0 | 0 | 0 | 0 | 0 | 0
DemandResponse | 0 | 0 | 0 | 0 | 0 | 0
IGCC-CCS | 0 | 0 | 0 | 0 | 0 | 0
WT_off | 0 | 0 | 0 | 0 | 0 | 0
PseudoUnit | 0 | 0 | 0 | 0 | 0 | 0
FixedInterchange | 0 | 0 | 0 | 0 | 0 | 0
New Build Capacity by Reporting Type: NP15
ReportingType | 2015 | 2020 | 2025 | 2030 | 2035 | 2040
BM | 0 | 0 | 0 | 0 | 0 | 0
CC | 1629.04 | 619.69 | 0 | 0 | 0 | 0
CSP | 0 | 0 | 0 | 0 | 0 | 0
CT | 212.6 | 0 | 0 | 0 | 0 | 0
Coal | 0 | 0 | 0 | 0 | 0 | 0
Geo | 0 | 600 | 0 | 0 | 0 | 0
H | 0 | 0 | 0 | 0 | 0 | 0
LFG | 0 | 378.43 | 186.57 | 0 | 0 | 0
Nuc | 0 | 0 | 0 | 5628.59 | 1531.21 | 808.45
PS | 0 | 0 | 0 | 0 | 0 | 0
PV | 6.5 | 0 | 0 | 0 | 0 | 0
PeakG | 0 | 0 | 0 | 0 | 0 | 0
PeakO | 0 | 0 | 0 | 0 | 0 | 0
ST | 29 | 0 | 0 | 0 | 0 | 0
STOG | 0 | 0 | 0 | 0 | 0 | 0
STWD | 0 | 0 | 0 | 0 | 0 | 0
WT | 101.2 | 3298.8 | 0 | 0.02 | 8421.95 | 720.43
IGCC | 0 | 0 | 0 | 0 | 0 | 0
DemandResponse | 0 | 0 | 0 | 0 | 0 | 0
IGCC-CCS | 0 | 0 | 0 | 0 | 0 | 0
WT_off | 0 | 0 | 0 | 0 | 0 | 0
PseudoUnit | 0 | 0 | 0 | 0 | 0 | 0
FixedInterchange | 0 | 0 | 0 | 0 | 0 | 0
New Build Capacity by Reporting Type: NWPP_Coal
ReportingType | 2015 | 2020 | 2025 | 2030 | 2035 | 2040
BM | 0 | 0 | 0 | 0 | 0 | 0
CC | 0 | 0 | 0 | 0 | 0 | 0
CSP | 0 | 0 | 0 | 0 | 0 | 0
CT | 0 | 0 | 0 | 0 | 0 | 0
Coal | 0 | 0 | 0 | 0 | 0 | 0
Geo | 0 | 0 | 0 | 0 | 0 | 0
H | 0 | 0 | 0 | 0 | 0 | 0
LFG | 0 | 0 | 0 | 0 | 0 | 0
Nuc | 0 | 0 | 0 | 0 | 0 | 0
PS | 0 | 0 | 0 | 0 | 0 | 0
PV | 0 | 0 | 0 | 0 | 0 | 0
PeakG | 0 | 0 | 0 | 0 | 0 | 0
PeakO | 0 | 0 | 0 | 0 | 0 | 0
ST | 0 | 0 | 0 | 0 | 0 | 0
STOG | 0 | 0 | 0 | 0 | 0 | 0
STWD | 0 | 0 | 0 | 0 | 0 | 0
WT | 0 | 0 | 0 | 0 | 0 | 0
IGCC | 0 | 0 | 0 | 0 | 0 | 0
DemandResponse | 0 | 0 | 0 | 0 | 0 | 0
IGCC-CCS | 0 | 0 | 0 | 0 | 0 | 0
WT_off | 0 | 0 | 0 | 0 | 0 | 0
PseudoUnit | 0 | 0 | 0 | 0 | 0 | 0
FixedInterchange | 0 | 0 | 0 | 0 | 0 | 0
New Build Capacity by Reporting Type: NWPP_Gas
ReportingType | 2015 | 2020 | 2025 | 2030 | 2035 | 2040
BM | 0 | 0 | 0 | 0 | 0 | 0
CC | 300 | 1790.36 | 0 | 0 | 0 | 0
CSP | 0 | 0 | 0 | 0 | 0 | 0
CT | 150 | 0 | 0 | 0 | 0 | 0
Coal | 0 | 0 | 0 | 0 | 0 | 0
Geo | 0 | 0 | 0 | 0 | 0 | 0
H | 0 | 0 | 0 | 0 | 0 | 0
LFG | 0 | 0 | 0 | 0 | 0 | 0
Nuc | 0 | 0 | 0 | 0 | 0 | 0
PS | 0 | 0 | 0 | 0 | 0 | 0
PV | 0 | 0 | 0 | 0 | 0 | 0
PeakG | 0 | 0 | 0 | 0 | 0 | 0
PeakO | 0 | 0 | 0 | 0 | 0 | 0
ST | 0 | 0 | 0 | 0 | 0 | 0
STOG | 0 | 0 | 0 | 0 | 0 | 0
STWD | 0 | 0 | 0 | 0 | 0 | 0
WT | 0 | 0 | 0 | 0 | 0 | 0
IGCC | 0 | 0 | 0 | 0 | 0 | 0
DemandResponse | 0 | 0 | 0 | 0 | 0 | 0
IGCC-CCS | 0 | 0 | 0 | 0 | 0 | 0
WT_off | 0 | 0 | 0 | 0 | 0 | 0
PseudoUnit | 0 | 0 | 0 | 0 | 0 | 0
FixedInterchange | 0 | 0 | 0 | 0 | 0 | 0
New Build Capacity by Reporting Type: NWPP_NucRenew
ReportingType | 2015 | 2020 | 2025 | 2030 | 2035 | 2040
BM | 32.55 | 0 | 0 | 0 | 0 | 2130.69
CC | 0 | 0 | 0 | 0 | 0 | 0
CSP | 0 | 0 | 0 | 0 | 0 | 0
CT | 0 | 0 | 0 | 0 | 0 | 0
Coal | 0 | 0 | 0 | 0 | 0 | 0
Geo | 86 | 0 | 434 | 0 | 0 | 0
H | 0 | 0 | 0 | 0 | 335 | 0
LFG | 25.5 | 0 | 244.5 | 0 | 0 | 0
Nuc | 0 | 0 | 0 | 0 | 3708.74 | 20.11
PS | 0 | 0 | 0 | 0 | 0 | 0
PV | 0 | 0 | 0 | 0 | 0 | 0
PeakG | 0 | 0 | 0 | 0 | 0 | 0
PeakO | 0 | 0 | 0 | 0 | 0 | 0
ST | 0 | 0 | 0 | 0 | 0 | 0
STOG | 0 | 0 | 0 | 0 | 0 | 0
STWD | 0 | 0 | 0 | 0 | 0 | 0
WT | 977.3 | 0 | 0 | 21339.03 | 0.07 | 2318.01
IGCC | 0 | 0 | 0 | 0 | 0 | 0
DemandResponse | 0 | 0 | 0 | 0 | 0 | 0
IGCC-CCS | 0 | 0 | 0 | 0 | 0 | 0
WT_off | 0 | 0 | 0 | 0 | 0 | 0
PseudoUnit | 0 | 0 | 0 | 0 | 0 | 0
FixedInterchange | 0 | 0 | 0 | 0 | 0 | 0
New Build Capacity by Reporting Type: RMPA
ReportingType | 2015 | 2020 | 2025 | 2030 | 2035 | 2040
BM | 0 | 0 | 0 | 0 | 892.99 | 300.47
CC | 0 | 1286.85 | 0 | 0 | 0 | 0
CSP | 0 | 0 | 0 | 0 | 0 | 0
CT | 152 | 0 | 0 | 0 | 0 | 0
Coal | 390 | 0 | 0 | 0 | 0 | 0
Geo | 0 | 25 | 2545 | 0 | 0 | 0
H | 0 | 0 | 0 | 0 | 0 | 0
LFG | 1.4 | 0 | 28.93 | 0 | 0 | 0
Nuc | 0 | 0 | 123.44 | 1749.64 | 0 | 0
PS | 0 | 0 | 0 | 0 | 0 | 0
PV | 1 | 0 | 0 | 0 | 0 | 0
PeakG | 0 | 0 | 0 | 0 | 0 | 0
PeakO | 0 | 0 | 0 | 0 | 0 | 0
ST | 3 | 367.43 | 0 | 5.46 | 0 | 0
STOG | 0 | 0 | 0 | 0 | 0 | 0
STWD | 0 | 0 | 0 | 0 | 0 | 0
WT | 765.4 | 3545.21 | 0 | 536.56 | 0 | 135.74
IGCC | 0 | 0 | 0 | 0 | 0 | 0
DemandResponse | 0 | 0 | 0 | 0 | 0 | 0
IGCC-CCS | 0 | 0 | 0 | 0 | 0 | 0
WT_off | 0 | 0 | 0 | 0 | 0 | 0
PseudoUnit | 0 | 0 | 0 | 0 | 0 | 0
FixedInterchange | 0 | 0 | 0 | 0 | 0 | 0
New Build Capacity by Reporting Type: SP15
ReportingType | 2015 | 2020 | 2025 | 2030 | 2035 | 2040
BM | 6 | 0 | 0 | 0 | 0 | 0
CC | 2717.73 | 0.01 | 0 | 0 | 0 | 0
CSP | 0 | 0 | 0 | 0 | 0 | 0
CT | 0 | 0 | 0 | 0 | 0 | 0
Coal | 0 | 0 | 0 | 0 | 0 | 0
Geo | 50 | 1450 | 0 | 0 | 0 | 0
H | 0 | 0 | 0 | 0 | 0 | 0
LFG | 9.2 | 555.8 | 0 | 0 | 0 | 0
Nuc | 0 | 0 | 0 | 668.66 | 940.69 | 3144.45
PS | 0 | 0 | 0 | 0 | 0 | 0
PV | 3.8 | 0 | 0 | 0 | 0 | 0
PeakG | 0 | 0 | 0 | 0 | 0 | 0
PeakO | 0 | 0 | 0 | 0 | 0 | 0
ST | 448 | 0 | 0 | 0 | 2409.45 | 836.14
STOG | 0 | 0 | 0 | 0 | 0 | 0
STWD | 0 | 0 | 0 | 0 | 0 | 0
WT | 735 | 897.66 | 13267.34 | 0 | 0 | 0
IGCC | 0 | 0 | 0 | 0 | 0 | 0
DemandResponse | 0 | 0 | 0 | 0 | 0 | 0
IGCC-CCS | 0 | 0 | 0 | 0 | 0 | 0
WT_off | 0 | 0 | 0 | 0 | 0 | 0
PseudoUnit | 0 | 0 | 0 | 0 | 0 | 0
FixedInterchange | 0 | 0 | 0 | 0 | 0 | 0
New Build Capacity by Reporting Type: ALB
ReportingType | 2015 | 2020 | 2025 | 2030 | 2035 | 2040
BM | 0 | 0 | 0 | 0 | 0 | 0
CC | 0 | 0 | 0 | 0 | 0 | 0
CSP | 0 | 0 | 0 | 0 | 0 | 0
CT | 201.5 | 0 | 0 | 0 | 0 | 0
Coal | 495 | 0 | 0 | 0 | 0 | 0
Geo | 0 | 0 | 0 | 0 | 0 | 0
H | 0 | 0 | 0 | 0 | 0 | 0
LFG | 0 | 0 | 0 | 0 | 0 | 0
Nuc | 0 | 0 | 0 | 8695.62 | 148.98 | 138.48
PS | 0 | 0 | 0 | 0 | 0 | 0
PV | 0 | 0 | 0 | 0 | 0 | 0
PeakG | 0 | 0 | 0 | 0 | 0 | 0
PeakO | 0 | 0 | 0 | 0 | 0 | 0
ST | 0 | 0 | 0 | 0 | 0 | 0
STOG | 0 | 0 | 0 | 0 | 0 | 0
STWD | 0 | 0 | 0 | 0 | 0 | 0
WT | 9 | 0 | 0 | 0 | 91 | 0
IGCC | 0 | 0 | 0 | 0 | 0 | 0
DemandResponse | 0 | 0 | 0 | 0 | 0 | 0
IGCC-CCS | 0 | 0 | 0 | 0 | 0 | 0
WT_off | 0 | 0 | 0 | 0 | 0 | 0
PseudoUnit | 0 | 0 | 0 | 0 | 0 | 0
FixedInterchange | 0 | 0 | 0 | 0 | 0 | 0
New Build Capacity by Reporting Type: BC
ReportingType | 2015 | 2020 | 2025 | 2030 | 2035 | 2040
BM | 0 | 0 | 0 | 0 | 0 | 0
CC | 418.59 | 0 | 0 | 0 | 0 | 0
CSP | 0 | 0 | 0 | 0 | 0 | 0
CT | 0 | 0 | 0 | 0 | 0 | 0
Coal | 0 | 0 | 0 | 0 | 0 | 0
Geo | 0 | 0 | 0 | 0 | 0 | 0
H | 0 | 0 | 0 | 0 | 0 | 0
LFG | 0 | 0 | 0 | 0 | 0 | 0
Nuc | 0 | 0 | 0 | 710.86 | 0 | 655.52
PS | 0 | 0 | 0 | 0 | 0 | 0
PV | 0 | 0 | 0 | 0 | 0 | 0
PeakG | 0 | 0 | 0 | 0 | 0 | 0
PeakO | 0 | 0 | 0 | 0 | 0 | 0
ST | 0 | 0 | 0 | 0 | 0 | 0
STOG | 0 | 0 | 0 | 0 | 0 | 0
STWD | 0 | 0 | 0 | 0 | 0 | 0
WT | 144 | 0 | 0 | 0 | 156 | 0
IGCC | 0 | 0 | 0 | 0 | 0 | 0
DemandResponse | 0 | 0 | 0 | 0 | 0 | 0
IGCC-CCS | 0 | 0 | 0 | 0 | 0 | 0
WT_off | 0 | 0 | 0 | 0 | 0 | 0
PseudoUnit | 0 | 0 | 0 | 0 | 0 | 0
FixedInterchange | 0 | 0 | 0 | 0 | 0 | 0
New Build Capacity by Reporting Type: HQ_IESO
ReportingType | 2015 | 2020 | 2025 | 2030 | 2035 | 2040
BM | 0 | 0 | 0 | 0 | 0 | 0
CC | 0 | 0 | 0 | 0 | 0 | 0
CSP | 0 | 0 | 0 | 0 | 0 | 0
CT | 0 | 0 | 0 | 0 | 0 | 0
Coal | 0 | 0 | 0 | 0 | 0 | 0
Geo | 0 | 0 | 0 | 0 | 0 | 0
H | 0 | 0 | 0 | 0 | 0 | 0
LFG | 0 | 0 | 0 | 0 | 0 | 0
Nuc | 0 | 0 | 0 | 0 | 0 | 0
PS | 0 | 0 | 0 | 0 | 0 | 0
PV | 0 | 0 | 0 | 0 | 0 | 0
PeakG | 0 | 0 | 0 | 0 | 0 | 0
PeakO | 0 | 0 | 0 | 0 | 0 | 0
ST | 0 | 0 | 0 | 0 | 0 | 0
STOG | 0 | 0 | 0 | 0 | 0 | 0
STWD | 0 | 0 | 0 | 0 | 0 | 0
WT | 0 | 0 | 0 | 0 | 0 | 0
IGCC | 0 | 0 | 0 | 0 | 0 | 0
DemandResponse | 0 | 0 | 0 | 0 | 0 | 0
IGCC-CCS | 0 | 0 | 0 | 0 | 0 | 0
WT_off | 0 | 0 | 0 | 0 | 0 | 0
PseudoUnit | 0 | 0 | 0 | 0 | 0 | 0
FixedInterchange | 0 | 0 | 0 | 0 | 0 | 0
New Build Capacity by Reporting Type: HQ_NEISO
ReportingType | 2015 | 2020 | 2025 | 2030 | 2035 | 2040
BM | 0 | 0 | 0 | 0 | 0 | 0
CC | 0 | 0 | 0 | 0 | 0 | 0
CSP | 0 | 0 | 0 | 0 | 0 | 0
CT | 0 | 0 | 0 | 0 | 0 | 0
Coal | 0 | 0 | 0 | 0 | 0 | 0
Geo | 0 | 0 | 0 | 0 | 0 | 0
H | 0 | 0 | 0 | 0 | 0 | 0
LFG | 0 | 0 | 0 | 0 | 0 | 0
Nuc | 0 | 0 | 0 | 0 | 0 | 0
PS | 0 | 0 | 0 | 0 | 0 | 0
PV | 0 | 0 | 0 | 0 | 0 | 0
PeakG | 0 | 0 | 0 | 0 | 0 | 0
PeakO | 0 | 0 | 0 | 0 | 0 | 0
ST | 0 | 0 | 0 | 0 | 0 | 0
STOG | 0 | 0 | 0 | 0 | 0 | 0
STWD | 0 | 0 | 0 | 0 | 0 | 0
WT | 0 | 0 | 0 | 0 | 0 | 0
IGCC | 0 | 0 | 0 | 0 | 0 | 0
DemandResponse | 0 | 0 | 0 | 0 | 0 | 0
IGCC-CCS | 0 | 0 | 0 | 0 | 0 | 0
WT_off | 0 | 0 | 0 | 0 | 0 | 0
PseudoUnit | 0 | 0 | 0 | 300 | 0 | 0
FixedInterchange | 0 | 0 | 0 | 0 | 0 | 0
New Build Capacity by Reporting Type: HQ_NY
ReportingType | 2015 | 2020 | 2025 | 2030 | 2035 | 2040
BM | 0 | 0 | 0 | 0 | 0 | 0
CC | 0 | 0 | 0 | 0 | 0 | 0
CSP | 0 | 0 | 0 | 0 | 0 | 0
CT | 0 | 0 | 0 | 0 | 0 | 0
Coal | 0 | 0 | 0 | 0 | 0 | 0
Geo | 0 | 0 | 0 | 0 | 0 | 0
H | 0 | 0 | 0 | 0 | 0 | 0
LFG | 0 | 0 | 0 | 0 | 0 | 0
Nuc | 0 | 0 | 0 | 0 | 0 | 0
PS | 0 | 0 | 0 | 0 | 0 | 0
PV | 0 | 0 | 0 | 0 | 0 | 0
PeakG | 0 | 0 | 0 | 0 | 0 | 0
PeakO | 0 | 0 | 0 | 0 | 0 | 0
ST | 0 | 0 | 0 | 0 | 0 | 0
STOG | 0 | 0 | 0 | 0 | 0 | 0
STWD | 0 | 0 | 0 | 0 | 0 | 0
WT | 0 | 0 | 0 | 0 | 0 | 0
IGCC | 0 | 0 | 0 | 0 | 0 | 0
DemandResponse | 0 | 0 | 0 | 0 | 0 | 0
IGCC-CCS | 0 | 0 | 0 | 0 | 0 | 0
WT_off | 0 | 0 | 0 | 0 | 0 | 0
PseudoUnit | 0 | 0 | 2500 | 0 | 0 | 0
FixedInterchange | 0 | 0 | 0 | 0 | 0 | 0
New Build Capacity by Reporting Type: MARITIMES
ReportingType | 2015 | 2020 | 2025 | 2030 | 2035 | 2040
BM | 0 | 0 | 0 | 0 | 0 | 0
CC | 0 | 0 | 0 | 0 | 0 | 0
CSP | 0 | 0 | 0 | 0 | 0 | 0
CT | 0 | 0 | 0 | 0 | 0 | 0
Coal | 0 | 0 | 0 | 0 | 0 | 0
Geo | 0 | 0 | 0 | 0 | 0 | 0
H | 0 | 0 | 0 | 0 | 0 | 0
LFG | 0 | 0 | 0 | 0 | 0 | 0
Nuc | 0 | 0 | 0 | 0 | 0 | 0
PS | 0 | 0 | 0 | 0 | 0 | 0
PV | 0 | 0 | 0 | 0 | 0 | 0
PeakG | 0 | 0 | 0 | 0 | 0 | 0
PeakO | 0 | 0 | 0 | 0 | 0 | 0
ST | 0 | 0 | 0 | 0 | 0 | 0
STOG | 0 | 0 | 0 | 0 | 0 | 0
STWD | 0 | 0 | 0 | 0 | 0 | 0
WT | 0 | 0 | 0 | 0 | 0 | 0
IGCC | 0 | 0 | 0 | 0 | 0 | 0
DemandResponse | 0 | 0 | 0 | 0 | 0 | 0
IGCC-CCS | 0 | 0 | 0 | 0 | 0 | 0
WT_off | 0 | 0 | 0 | 0 | 0 | 0
PseudoUnit | 0 | 0 | 0 | 500 | 0 | 0
FixedInterchange | 0 | 0 | 0 | 0 | 0 | 0
New Build Capacity by Reporting Type: All
ReportingType | 2015 | 2020 | 2025 | 2030 | 2035 | 2040
BM | 1251 | 170.21 | 538.56 | 12.74 | 25509.73 | 30309.73
CC | 102271.52 | 42599.66 | 0.03 | 0.01 | 0 | 0
CSP | 0 | 0 | 0 | 0 | 0 | 0
CT | 6393.83 | 391.65 | 0 | 156.92 | 34.96 | 31.02
Coal | 10763.64 | 0 | 0 | 0 | 0 | 0
Geo | 136 | 2075 | 4429 | 0 | 0 | 0
H | 0 | 1479 | 2241 | 2607.5 | 614.75 | 1109
LFG | 192 | 1953 | 2210 | 724 | 0 | 0
Nuc | 2740.56 | 4530 | 3999.05 | 46001.06 | 50000 | 50000
PS | 0 | 0 | 0 | 0 | 0 | 0
PV | 1246 | 2068.67 | 901.47 | 174.75 | 12.8 | 65.48
PeakG | 0 | 0 | 0 | 0 | 0 | 0
PeakO | 0 | 0 | 0 | 0 | 0 | 0
ST | 760 | 813.04 | 227.78 | 118.06 | 2931.21 | 836.18
STOG | 0 | 0 | 0 | 0 | 0 | 0
STWD | 0 | 0 | 0 | 0 | 0 | 0
WT | 25342 | 143168.14 | 109154.26 | 101231.07 | 47197.75 | 11847.66
IGCC | 618 | 0 | 0 | 0 | 0 | 0
DemandResponse | 0 | 0 | 0 | 0 | 0 | 0
IGCC-CCS | 0 | 0 | 0 | 0 | 0 | 0
WT_off | 469 | 0 | 1100 | 0 | 0 | 0
PseudoUnit | 0 | 0 | 2500 | 800 | 0 | 0
FixedInterchange | 0 | 0 | 0 | 0 | 0 | 0
New Build Capacity by Reporting Type: EI_US
ReportingType | 2015 | 2020 | 2025 | 2030 | 2035 | 2040
BM | 741.12 | 170.21 | 538.56 | 12.74 | 20696.77 | 27288.81
CC | 78610.85 | 37353.48 | 0.02 | 0.01 | 0 | 0
CSP | 0 | 0 | 0 | 0 | 0 | 0
CT | 4323.73 | 391.65 | 0 | 156.92 | 34.96 | 31.02
Coal | 7858.64 | 0 | 0 | 0 | 0 | 0
Geo | 0 | 0 | 0 | 0 | 0 | 0
H | 0 | 784 | 746 | 708 | 0 | 1109
LFG | 141.4 | 1018.77 | 1335.33 | 723.5 | 0 | 0
Nuc | 2740.56 | 4530 | 3875.6 | 22612.41 | 28961.24 | 40946.6
PS | 0 | 0 | 0 | 0 | 0 | 0
PV | 57.74 | 2068.67 | 901.47 | 174.75 | 12.8 | 65.48
PeakG | 0 | 0 | 0 | 0 | 0 | 0
PeakO | 0 | 0 | 0 | 0 | 0 | 0
ST | 0 | 0 | 0 | 0 | 0 | 0
STOG | 0 | 0 | 0 | 0 | 0 | 0
STWD | 0 | 0 | 0 | 0 | 0 | 0
WT | 19786.6 | 123636.66 | 76407.55 | 79355.45 | 38528.69 | 8266.47
IGCC | 618 | 0 | 0 | 0 | 0 | 0
DemandResponse | 0 | 0 | 0 | 0 | 0 | 0
IGCC-CCS | 0 | 0 | 0 | 0 | 0 | 0
WT_off | 469 | 0 | 1100 | 0 | 0 | 0
PseudoUnit | 0 | 0 | 2500 | 800 | 0 | 0
FixedInterchange | 0 | 0 | 0 | 0 | 0 | 0
New Build Capacity by Reporting Type: EI_Canada
ReportingType | 2015 | 2020 | 2025 | 2030 | 2035 | 2040
BM | 326.33 | 0 | 0 | 0 | 0 | 0
CC | 1544.76 | 0 | 0 | 0 | 0 | 0
CSP | 0 | 0 | 0 | 0 | 0 | 0
CT | 368 | 0 | 0 | 0 | 0 | 0
Coal | 0 | 0 | 0 | 0 | 0 | 0
Geo | 0 | 0 | 0 | 0 | 0 | 0
H | 0 | 695 | 1495 | 1899.51 | 279.75 | 0
LFG | 14.5 | 0 | 0 | 0.5 | 0 | 0
Nuc | 0 | 0 | 0 | 0 | 0 | 0
PS | 0 | 0 | 0 | 0 | 0 | 0
PV | 1067.26 | 0 | 0 | 0 | 0 | 0
PeakG | 0 | 0 | 0 | 0 | 0 | 0
PeakO | 0 | 0 | 0 | 0 | 0 | 0
ST | 0 | 0 | 0 | 0 | 0 | 0
STOG | 0 | 0 | 0 | 0 | 0 | 0
STWD | 0 | 0 | 0 | 0 | 0 | 0
WT | 2408.3 | 0 | 0 | 0 | 0 | 0
IGCC | 0 | 0 | 0 | 0 | 0 | 0
DemandResponse | 0 | 0 | 0 | 0 | 0 | 0
IGCC-CCS | 0 | 0 | 0 | 0 | 0 | 0
WT_off | 0 | 0 | 0 | 0 | 0 | 0
PseudoUnit | 0 | 0 | 0 | 0 | 0 | 0
FixedInterchange | 0 | 0 | 0 | 0 | 0 | 0
New Build Capacity by Reporting Type: EI
ReportingType | 2015 | 2020 | 2025 | 2030 | 2035 | 2040
BM | 1067.45 | 170.21 | 538.56 | 12.74 | 20696.77 | 27288.81
CC | 80155.61 | 37353.48 | 0.02 | 0.01 | 0 | 0
CSP | 0 | 0 | 0 | 0 | 0 | 0
CT | 4691.73 | 391.65 | 0 | 156.92 | 34.96 | 31.02
Coal | 7858.64 | 0 | 0 | 0 | 0 | 0
Geo | 0 | 0 | 0 | 0 | 0 | 0
H | 0 | 1479 | 2241 | 2607.5 | 279.75 | 1109
LFG | 155.9 | 1018.77 | 1335.33 | 724 | 0 | 0
Nuc | 2740.56 | 4530 | 3875.6 | 22612.41 | 28961.24 | 40946.6
PS | 0 | 0 | 0 | 0 | 0 | 0
PV | 1125 | 2068.67 | 901.47 | 174.75 | 12.8 | 65.48
PeakG | 0 | 0 | 0 | 0 | 0 | 0
PeakO | 0 | 0 | 0 | 0 | 0 | 0
ST | 0 | 0 | 0 | 0 | 0 | 0
STOG | 0 | 0 | 0 | 0 | 0 | 0
STWD | 0 | 0 | 0 | 0 | 0 | 0
WT | 22194.9 | 123636.66 | 76407.55 | 79355.45 | 38528.69 | 8266.47
IGCC | 618 | 0 | 0 | 0 | 0 | 0
DemandResponse | 0 | 0 | 0 | 0 | 0 | 0
IGCC-CCS | 0 | 0 | 0 | 0 | 0 | 0
WT_off | 469 | 0 | 1100 | 0 | 0 | 0
PseudoUnit | 0 | 0 | 2500 | 800 | 0 | 0
FixedInterchange | 0 | 0 | 0 | 0 | 0 | 0
New Build Capacity by Reporting Type: Outside_EI
ReportingType | 2015 | 2020 | 2025 | 2030 | 2035 | 2040
BM | 183.55 | 0 | 0 | 0 | 4812.96 | 3020.93
CC | 22115.91 | 5246.18 | 0.01 | 0 | 0 | 0
CSP | 0 | 0 | 0 | 0 | 0 | 0
CT | 1702.1 | 0 | 0 | 0 | 0 | 0
Coal | 2905 | 0 | 0 | 0 | 0 | 0
Geo | 136 | 2075 | 4429 | 0 | 0 | 0
H | 0 | 0 | 0 | 0 | 335 | 0
LFG | 36.1 | 934.23 | 874.67 | 0 | 0 | 0
Nuc | 0 | 0 | 123.45 | 23388.66 | 21038.76 | 9053.4
PS | 0 | 0 | 0 | 0 | 0 | 0
PV | 121 | 0 | 0 | 0 | 0 | 0
PeakG | 0 | 0 | 0 | 0 | 0 | 0
PeakO | 0 | 0 | 0 | 0 | 0 | 0
ST | 760 | 813.04 | 227.78 | 118.06 | 2931.21 | 836.18
STOG | 0 | 0 | 0 | 0 | 0 | 0
STWD | 0 | 0 | 0 | 0 | 0 | 0
WT | 3147.1 | 19531.48 | 32746.71 | 21875.61 | 8669.06 | 3581.19
IGCC | 0 | 0 | 0 | 0 | 0 | 0
DemandResponse | 0 | 0 | 0 | 0 | 0 | 0
IGCC-CCS | 0 | 0 | 0 | 0 | 0 | 0
WT_off | 0 | 0 | 0 | 0 | 0 | 0
PseudoUnit | 0 | 0 | 0 | 0 | 0 | 0
FixedInterchange | 0 | 0 | 0 | 0 | 0 | 0
#2 | Cumulative New Build Capacity (MW)
Cumulative New Build Capacity by Reporting Type: Entergy
ReportingType | 2015 | 2020 | 2025 | 2030 | 2035 | 2040
BM | 0 | 0 | 0 | 0 | 0 | 1095.95
CC | 2174.65 | 4555.36 | 4555.36 | 4555.36 | 4555.36 | 4555.36
CSP | 0 | 0 | 0 | 0 | 0 | 0
CT | 0 | 0 | 0 | 0 | 0 | 0
Coal | 720 | 720 | 720 | 720 | 720 | 720
Geo | 0 | 0 | 0 | 0 | 0 | 0
H | 0 | 0 | 0 | 0 | 0 | 1109
LFG | 0 | 0 | 75.24 | 107.4 | 107.4 | 107.4
Nuc | 170 | 170 | 170 | 170 | 170 | 170
PS | 0 | 0 | 0 | 0 | 0 | 0
PV | 0.29 | 61.82 | 91.21 | 91.21 | 91.21 | 92.59
PeakG | 0 | 0 | 0 | 0 | 0 | 0
PeakO | 0 | 0 | 0 | 0 | 0 | 0
ST | 0 | 0 | 0 | 0 | 0 | 0
STOG | 0 | 0 | 0 | 0 | 0 | 0
STWD | 0 | 0 | 0 | 0 | 0 | 0
WT | 0 | 0 | 0 | 0 | 0 | 100
IGCC | 0 | 0 | 0 | 0 | 0 | 0
DemandResponse | 0 | 0 | 0 | 0 | 0 | 0
IGCC-CCS | 0 | 0 | 0 | 0 | 0 | 0
WT_off | 0 | 0 | 0 | 0 | 0 | 0
PseudoUnit | 0 | 0 | 0 | 0 | 0 | 0
FixedInterchange | 0 | 0 | 0 | 0 | 0 | 0
Cumulative New Build Capacity by Reporting Type: FRCC
ReportingType | 2015 | 2020 | 2025 | 2030 | 2035 | 2040
BM | 0 | 0 | 0 | 0 | 0 | 2001.91
CC | 12080.04 | 12080.97 | 12080.97 | 12080.97 | 12080.97 | 12080.97
CSP | 0 | 0 | 0 | 0 | 0 | 0
CT | 2480 | 2480 | 2480 | 2480 | 2480 | 2480
Coal | 0 | 0 | 0 | 0 | 0 | 0
Geo | 0 | 0 | 0 | 0 | 0 | 0
H | 0 | 0 | 0 | 0 | 0 | 0
LFG | 0 | 0 | 198 | 198 | 198 | 198
Nuc | 229.33 | 229.33 | 2597.45 | 15715.63 | 22775.56 | 26377.14
PS | 0 | 0 | 0 | 0 | 0 | 0
PV | 0 | 0 | 0 | 0 | 0 | 0
PeakG | 0 | 0 | 0 | 0 | 0 | 0
PeakO | 0 | 0 | 0 | 0 | 0 | 0
ST | 0 | 0 | 0 | 0 | 0 | 0
STOG | 0 | 0 | 0 | 0 | 0 | 0
STWD | 0 | 0 | 0 | 0 | 0 | 0
WT | 0 | 0 | 0 | 0 | 0 | 0
IGCC | 0 | 0 | 0 | 0 | 0 | 0
DemandResponse | 0 | 0 | 0 | 0 | 0 | 0
IGCC-CCS | 0 | 0 | 0 | 0 | 0 | 0
WT_off | 0 | 0 | 0 | 0 | 0 | 0
PseudoUnit | 0 | 0 | 0 | 0 | 0 | 0
FixedInterchange | 0 | 0 | 0 | 0 | 0 | 0
Cumulative New Build Capacity by Reporting Type: MAPP_US
ReportingType | 2015 | 2020 | 2025 | 2030 | 2035 | 2040
BM | 0 | 0 | 0 | 0 | 0 | 0
CC | 0 | 0.01 | 0.01 | 0.02 | 0.02 | 0.02
CSP | 0 | 0 | 0 | 0 | 0 | 0
CT | 308.3 | 399.94 | 399.94 | 556.87 | 591.82 | 622.84
Coal | 0 | 0 | 0 | 0 | 0 | 0
Geo | 0 | 0 | 0 | 0 | 0 | 0
H | 0 | 0 | 0 | 0 | 0 | 0
LFG | 0 | 0 | 0 | 71.67 | 71.67 | 71.67
Nuc | 0 | 0 | 0 | 0 | 0 | 0
PS | 0 | 0 | 0 | 0 | 0 | 0
PV | 0 | 0 | 0 | 0 | 0 | 0
PeakG | 0 | 0 | 0 | 0 | 0 | 0
PeakO | 0 | 0 | 0 | 0 | 0 | 0
ST | 0 | 0 | 0 | 0 | 0 | 0
STOG | 0 | 0 | 0 | 0 | 0 | 0
STWD | 0 | 0 | 0 | 0 | 0 | 0
WT | 421.3 | 4734.05 | 6983.16 | 6983.16 | 6983.16 | 6983.16
IGCC | 0 | 0 | 0 | 0 | 0 | 0
DemandResponse | 0 | 0 | 0 | 0 | 0 | 0
IGCC-CCS | 0 | 0 | 0 | 0 | 0 | 0
WT_off | 0 | 0 | 0 | 0 | 0 | 0
PseudoUnit | 0 | 0 | 0 | 0 | 0 | 0
FixedInterchange | 0 | 0 | 0 | 0 | 0 | 0
Cumulative New Build Capacity by Reporting Type: MISO_IN
ReportingType | 2015 | 2020 | 2025 | 2030 | 2035 | 2040
BM | 0 | 0 | 0 | 0 | 0 | 0
CC | 74.81 | 15310.39 | 15310.39 | 15310.39 | 15310.39 | 15310.39
CSP | 0 | 0 | 0 | 0 | 0 | 0
CT | 0 | 0 | 0 | 0 | 0 | 0
Coal | 0 | 0 | 0 | 0 | 0 | 0
Geo | 0 | 0 | 0 | 0 | 0 | 0
H | 0 | 0 | 0 | 0 | 0 | 0
LFG | 0 | 0 | 80.12 | 80.13 | 80.13 | 80.13
Nuc | 0 | 0 | 0 | 0 | 0 | 0
PS | 0 | 0 | 0 | 0 | 0 | 0
PV | 0 | 225.83 | 336.84 | 340.96 | 340.96 | 340.96
PeakG | 0 | 0 | 0 | 0 | 0 | 0
PeakO | 0 | 0 | 0 | 0 | 0 | 0
ST | 0 | 0 | 0 | 0 | 0 | 0
STOG | 0 | 0 | 0 | 0 | 0 | 0
STWD | 0 | 0 | 0 | 0 | 0 | 0
WT | 0 | 0 | 0 | 44945.55 | 44945.55 | 44945.55
IGCC | 618 | 618 | 618 | 618 | 618 | 618
DemandResponse | 0 | 0 | 0 | 0 | 0 | 0
IGCC-CCS | 0 | 0 | 0 | 0 | 0 | 0
WT_off | 0 | 0 | 0 | 0 | 0 | 0
PseudoUnit | 0 | 0 | 0 | 0 | 0 | 0
FixedInterchange | 0 | 0 | 0 | 0 | 0 | 0
Cumulative New Build Capacity by Reporting Type: MISO_MI
ReportingType | 2015 | 2020 | 2025 | 2030 | 2035 | 2040
BM | 0 | 0 | 0 | 0 | 0 | 3327.7
CC | 2625.84 | 2626.2 | 2626.2 | 2626.21 | 2626.21 | 2626.21
CSP | 0 | 0 | 0 | 0 | 0 | 0
CT | 0 | 0 | 0 | 0 | 0 | 0
Coal | 0 | 0 | 0 | 0 | 0 | 0
Geo | 0 | 0 | 0 | 0 | 0 | 0
H | 0 | 0 | 0 | 0 | 0 | 0
LFG | 0 | 0 | 160.25 | 160.25 | 160.25 | 160.25
Nuc | 0 | 0 | 0 | 0 | 0 | 0
PS | 0 | 0 | 0 | 0 | 0 | 0
PV | 0 | 0 | 0 | 0 | 0 | 0
PeakG | 0 | 0 | 0 | 0 | 0 | 0
PeakO | 0 | 0 | 0 | 0 | 0 | 0
ST | 0 | 0 | 0 | 0 | 0 | 0
STOG | 0 | 0 | 0 | 0 | 0 | 0
STWD | 0 | 0 | 0 | 0 | 0 | 0
WT | 2000 | 2420.29 | 2420.29 | 2600 | 2600 | 2600
IGCC | 0 | 0 | 0 | 0 | 0 | 0
DemandResponse | 0 | 0 | 0 | 0 | 0 | 0
IGCC-CCS | 0 | 0 | 0 | 0 | 0 | 0
WT_off | 0 | 0 | 0 | 0 | 0 | 0
PseudoUnit | 0 | 0 | 0 | 0 | 0 | 0
FixedInterchange | 0 | 0 | 0 | 0 | 0 | 0
Cumulative New Build Capacity by Reporting Type: MISO_MO-IL
ReportingType | 2015 | 2020 | 2025 | 2030 | 2035 | 2040
BM | 0 | 0 | 0 | 0 | 0 | 0
CC | 0 | 479.76 | 479.76 | 479.76 | 479.76 | 479.76
CSP | 0 | 0 | 0 | 0 | 0 | 0
CT | 0 | 0 | 0 | 0 | 0 | 0
Coal | 1790 | 1790 | 1790 | 1790 | 1790 | 1790
Geo | 0 | 0 | 0 | 0 | 0 | 0
H | 0 | 280 | 280 | 280 | 280 | 280
LFG | 0 | 0 | 223.33 | 223.33 | 223.33 | 223.33
Nuc | 0 | 0 | 0 | 0 | 0 | 0
PS | 0 | 0 | 0 | 0 | 0 | 0
PV | 0 | 0 | 0 | 0 | 0 | 0
PeakG | 0 | 0 | 0 | 0 | 0 | 0
PeakO | 0 | 0 | 0 | 0 | 0 | 0
ST | 0 | 0 | 0 | 0 | 0 | 0
STOG | 0 | 0 | 0 | 0 | 0 | 0
STWD | 0 | 0 | 0 | 0 | 0 | 0
WT | 300 | 300 | 5900 | 10399.94 | 10399.94 | 11043.61
IGCC | 0 | 0 | 0 | 0 | 0 | 0
DemandResponse | 0 | 0 | 0 | 0 | 0 | 0
IGCC-CCS | 0 | 0 | 0 | 0 | 0 | 0
WT_off | 0 | 0 | 0 | 0 | 0 | 0
PseudoUnit | 0 | 0 | 0 | 0 | 0 | 0
FixedInterchange | 0 | 0 | 0 | 0 | 0 | 0
Cumulative New Build Capacity by Reporting Type: MISO_W
ReportingType | 2015 | 2020 | 2025 | 2030 | 2035 | 2040
BM | 0 | 0 | 0 | 0 | 0 | 0
CC | 0 | 0.01 | 0.01 | 0.01 | 0.01 | 0.01
CSP | 0 | 0 | 0 | 0 | 0 | 0
CT | 0 | 0 | 0 | 0 | 0 | 0
Coal | 0 | 0 | 0 | 0 | 0 | 0
Geo | 0 | 0 | 0 | 0 | 0 | 0
H | 0 | 0 | 0 | 0 | 0 | 0
LFG | 0 | 0 | 0 | 71.67 | 71.67 | 71.67
Nuc | 94.33 | 94.33 | 94.33 | 94.33 | 94.33 | 94.33
PS | 0 | 0 | 0 | 0 | 0 | 0
PV | 0 | 0 | 0 | 0 | 0 | 0
PeakG | 0 | 0 | 0 | 0 | 0 | 0
PeakO | 0 | 0 | 0 | 0 | 0 | 0
ST | 0 | 0 | 0 | 0 | 0 | 0
STOG | 0 | 0 | 0 | 0 | 0 | 0
STWD | 0 | 0 | 0 | 0 | 0 | 0
WT | 2800.5 | 2800.5 | 55501.63 | 55501.63 | 55501.63 | 57234.61
IGCC | 0 | 0 | 0 | 0 | 0 | 0
DemandResponse | 0 | 0 | 0 | 0 | 0 | 0
IGCC-CCS | 0 | 0 | 0 | 0 | 0 | 0
WT_off | 0 | 0 | 0 | 0 | 0 | 0
PseudoUnit | 0 | 0 | 0 | 0 | 0 | 0
FixedInterchange | 0 | 0 | 0 | 0 | 0 | 0
Cumulative New Build Capacity by Reporting Type: MISO_WUMS
ReportingType | 2015 | 2020 | 2025 | 2030 | 2035 | 2040
BM | 0 | 0 | 0 | 0 | 251.05 | 2407.32
CC | 4981.79 | 6877 | 6877 | 6877 | 6877 | 6877
CSP | 0 | 0 | 0 | 0 | 0 | 0
CT | 0 | 0 | 0 | 0 | 0 | 0
Coal | 615 | 615 | 615 | 615 | 615 | 615
Geo | 0 | 0 | 0 | 0 | 0 | 0
H | 0 | 1 | 1 | 1 | 1 | 1
LFG | 0 | 0 | 223.33 | 223.33 | 223.33 | 223.33
Nuc | 235 | 235 | 235 | 235 | 235 | 235
PS | 0 | 0 | 0 | 0 | 0 | 0
PV | 0 | 0 | 0 | 0 | 0 | 0
PeakG | 0 | 0 | 0 | 0 | 0 | 0
PeakO | 0 | 0 | 0 | 0 | 0 | 0
ST | 0 | 0 | 0 | 0 | 0 | 0
STOG | 0 | 0 | 0 | 0 | 0 | 0
STWD | 0 | 0 | 0 | 0 | 0 | 0
WT | 968.9 | 968.9 | 999.7 | 12213.24 | 12213.24 | 13930.07
IGCC | 0 | 0 | 0 | 0 | 0 | 0
DemandResponse | 0 | 0 | 0 | 0 | 0 | 0
IGCC-CCS | 0 | 0 | 0 | 0 | 0 | 0
WT_off | 0 | 0 | 0 | 0 | 0 | 0
PseudoUnit | 0 | 0 | 0 | 0 | 0 | 0
FixedInterchange | 0 | 0 | 0 | 0 | 0 | 0
Cumulative New Build Capacity by Reporting Type: Nebraska
ReportingType | 2015 | 2020 | 2025 | 2030 | 2035 | 2040
BM | 0 | 0 | 0 | 0 | 0 | 0
CC | 0 | 0 | 0 | 0 | 0 | 0
CSP | 0 | 0 | 0 | 0 | 0 | 0
CT | 0 | 0 | 0 | 0 | 0 | 0
Coal | 232.1 | 232.1 | 232.1 | 232.1 | 232.1 | 232.1
Geo | 0 | 0 | 0 | 0 | 0 | 0
H | 0 | 0 | 0 | 0 | 0 | 0
LFG | 0 | 0 | 0 | 71.67 | 71.67 | 71.67
Nuc | 0 | 0 | 0 | 0 | 0 | 0
PS | 0 | 0 | 0 | 0 | 0 | 0
PV | 0 | 0 | 0 | 0 | 0 | 0
PeakG | 0 | 0 | 0 | 0 | 0 | 0
PeakO | 0 | 0 | 0 | 0 | 0 | 0
ST | 0 | 0 | 0 | 0 | 0 | 0
STOG | 0 | 0 | 0 | 0 | 0 | 0
STWD | 0 | 0 | 0 | 0 | 0 | 0
WT | 202 | 18659.38 | 18659.38 | 20018.66 | 22374.06 | 22374.07
IGCC | 0 | 0 | 0 | 0 | 0 | 0
DemandResponse | 0 | 0 | 0 | 0 | 0 | 0
IGCC-CCS | 0 | 0 | 0 | 0 | 0 | 0
WT_off | 0 | 0 | 0 | 0 | 0 | 0
PseudoUnit | 0 | 0 | 0 | 0 | 0 | 0
FixedInterchange | 0 | 0 | 0 | 0 | 0 | 0
Cumulative New Build Capacity by Reporting Type: NEISO
ReportingType | 2015 | 2020 | 2025 | 2030 | 2035 | 2040
BM | 252.2 | 252.2 | 252.2 | 252.2 | 252.2 | 252.2
CC | 2049.5 | 2049.5 | 2049.5 | 2049.5 | 2049.5 | 2049.5
CSP | 0 | 0 | 0 | 0 | 0 | 0
CT | 334 | 334 | 334 | 334 | 334 | 334
Coal | 0 | 0 | 0 | 0 | 0 | 0
Geo | 0 | 0 | 0 | 0 | 0 | 0
H | 0 | 0 | 0 | 3 | 3 | 3
LFG | 49.26 | 49.26 | 49.26 | 119 | 119 | 119
Nuc | 0 | 0 | 0 | 0 | 0 | 0
PS | 0 | 0 | 0 | 0 | 0 | 0
PV | 0 | 292.5 | 292.5 | 292.5 | 292.5 | 292.5
PeakG | 0 | 0 | 0 | 0 | 0 | 0
PeakO | 0 | 0 | 0 | 0 | 0 | 0
ST | 0 | 0 | 0 | 0 | 0 | 0
STOG | 0 | 0 | 0 | 0 | 0 | 0
STWD | 0 | 0 | 0 | 0 | 0 | 0
WT | 231.2 | 2734.69 | 4273.03 | 5280 | 16749.73 | 16749.73
IGCC | 0 | 0 | 0 | 0 | 0 | 0
DemandResponse | 0 | 0 | 0 | 0 | 0 | 0
IGCC-CCS | 0 | 0 | 0 | 0 | 0 | 0
WT_off | 468 | 468 | 468 | 468 | 468 | 468
PseudoUnit | 0 | 0 | 0 | 0 | 0 | 0
FixedInterchange | 0 | 0 | 0 | 0 | 0 | 0
Cumulative New Build Capacity by Reporting Type: NonRTO_Midwest
ReportingType | 2015 | 2020 | 2025 | 2030 | 2035 | 2040
BM | 0 | 0 | 0 | 0 | 1416.06 | 5683.15
CC | 2912.65 | 4957.91 | 4957.91 | 4957.91 | 4957.91 | 4957.91
CSP | 0 | 0 | 0 | 0 | 0 | 0
CT | 0 | 0 | 0 | 0 | 0 | 0
Coal | 0 | 0 | 0 | 0 | 0 | 0
Geo | 0 | 0 | 0 | 0 | 0 | 0
H | 0 | 0 | 746 | 746 | 746 | 746
LFG | 0 | 0 | 160.25 | 160.25 | 160.25 | 160.25
Nuc | 0 | 0 | 0 | 0 | 0 | 0
PS | 0 | 0 | 0 | 0 | 0 | 0
PV | 0 | 0 | 0 | 0 | 0 | 0
PeakG | 0 | 0 | 0 | 0 | 0 | 0
PeakO | 0 | 0 | 0 | 0 | 0 | 0
ST | 0 | 0 | 0 | 0 | 0 | 0
STOG | 0 | 0 | 0 | 0 | 0 | 0
STWD | 0 | 0 | 0 | 0 | 0 | 0
WT | 0 | 0 | 0 | 0 | 0 | 0
IGCC | 0 | 0 | 0 | 0 | 0 | 0
DemandResponse | 0 | 0 | 0 | 0 | 0 | 0
IGCC-CCS | 0 | 0 | 0 | 0 | 0 | 0
WT_off | 0 | 0 | 0 | 0 | 0 | 0
PseudoUnit | 0 | 0 | 0 | 0 | 0 | 0
FixedInterchange | 0 | 0 | 0 | 0 | 0 | 0
Cumulative New Build Capacity by Reporting Type: NYISO_A-F
ReportingType | 2015 | 2020 | 2025 | 2030 | 2035 | 2040
BM | 0 | 0 | 0 | 0 | 0 | 0
CC | 639 | 639 | 639 | 639 | 639 | 639
CSP | 0 | 0 | 0 | 0 | 0 | 0
CT | 0 | 0 | 0 | 0 | 0 | 0
Coal | 0 | 0 | 0 | 0 | 0 | 0
Geo | 0 | 0 | 0 | 0 | 0 | 0
H | 0 | 0 | 0 | 0 | 0 | 0
LFG | 6.4 | 6.4 | 6.4 | 74.33 | 74.33 | 74.33
Nuc | 168 | 168 | 168 | 168 | 168 | 168
PS | 0 | 0 | 0 | 0 | 0 | 0
PV | 0 | 0 | 0 | 0 | 0 | 0
PeakG | 0 | 0 | 0 | 0 | 0 | 0
PeakO | 0 | 0 | 0 | 0 | 0 | 0
ST | 0 | 0 | 0 | 0 | 0 | 0
STOG | 0 | 0 | 0 | 0 | 0 | 0
STWD | 0 | 0 | 0 | 0 | 0 | 0
WT | 2476.3 | 3186.1 | 3186.1 | 8226.19 | 13490 | 13490
IGCC | 0 | 0 | 0 | 0 | 0 | 0
DemandResponse | 0 | 0 | 0 | 0 | 0 | 0
IGCC-CCS | 0 | 0 | 0 | 0 | 0 | 0
WT_off | 0 | 0 | 0 | 0 | 0 | 0
PseudoUnit | 0 | 0 | 0 | 0 | 0 | 0
FixedInterchange | 0 | 0 | 0 | 0 | 0 | 0
Cumulative New Build Capacity by Reporting Type: NYISO_G-I
ReportingType | 2015 | 2020 | 2025 | 2030 | 2035 | 2040
BM | 0 | 0 | 0 | 0 | 545.07 | 800
CC | 0 | 0 | 0 | 0 | 0 | 0
CSP | 0 | 0 | 0 | 0 | 0 | 0
CT | 0 | 0 | 0 | 0 | 0 | 0
Coal | 0 | 0 | 0 | 0 | 0 | 0
Geo | 0 | 0 | 0 | 0 | 0 | 0
H | 0 | 0 | 0 | 0 | 0 | 0
LFG | 0 | 0 | 0 | 74.33 | 74.33 | 74.33
Nuc | 0 | 0 | 0 | 0 | 0.01 | 2458.33
PS | 0 | 0 | 0 | 0 | 0 | 0
PV | 0 | 0 | 0 | 0 | 0 | 0
PeakG | 0 | 0 | 0 | 0 | 0 | 0
PeakO | 0 | 0 | 0 | 0 | 0 | 0
ST | 0 | 0 | 0 | 0 | 0 | 0
STOG | 0 | 0 | 0 | 0 | 0 | 0
STWD | 0 | 0 | 0 | 0 | 0 | 0
WT | 0 | 60 | 60 | 360 | 360 | 360
IGCC | 0 | 0 | 0 | 0 | 0 | 0
DemandResponse | 0 | 0 | 0 | 0 | 0 | 0
IGCC-CCS | 0 | 0 | 0 | 0 | 0 | 0
WT_off | 0 | 0 | 0 | 0 | 0 | 0
PseudoUnit | 0 | 0 | 0 | 0 | 0 | 0
FixedInterchange | 0 | 0 | 0 | 0 | 0 | 0
Cumulative New Build Capacity by Reporting Type: NYISO_J-K
ReportingType | 2015 | 2020 | 2025 | 2030 | 2035 | 2040
BM | 0 | 0 | 0 | 0 | 0 | 0
CC | 1175.4 | 1175.4 | 1175.4 | 1175.4 | 1175.4 | 1175.4
CSP | 0 | 0 | 0 | 0 | 0 | 0
CT | 0 | 0 | 0 | 0 | 0 | 0
Coal | 0 | 0 | 0 | 0 | 0 | 0
Geo | 0 | 0 | 0 | 0 | 0 | 0
H | 0 | 0 | 0 | 0 | 0 | 0
LFG | 0 | 0 | 0 | 74.33 | 74.33 | 74.33
Nuc | 0 | 0 | 0 | 0 | 0 | 0
PS | 0 | 0 | 0 | 0 | 0 | 0
PV | 32 | 32 | 32 | 32 | 32 | 32
PeakG | 0 | 0 | 0 | 0 | 0 | 0
PeakO | 0 | 0 | 0 | 0 | 0 | 0
ST | 0 | 0 | 0 | 0 | 0 | 0
STOG | 0 | 0 | 0 | 0 | 0 | 0
STWD | 0 | 0 | 0 | 0 | 0 | 0
WT | 0 | 0 | 0 | 170 | 330 | 330
IGCC | 0 | 0 | 0 | 0 | 0 | 0
DemandResponse | 0 | 0 | 0 | 0 | 0 | 0
IGCC-CCS | 0 | 0 | 0 | 0 | 0 | 0
WT_off | 0 | 0 | 0 | 0 | 0 | 0
PseudoUnit | 0 | 0 | 0 | 0 | 0 | 0
FixedInterchange | 0 | 0 | 0 | 0 | 0 | 0
Cumulative New Build Capacity by Reporting Type: PJM_E
ReportingType | 2015 | 2020 | 2025 | 2030 | 2035 | 2040
BM | 30 | 30 | 30 | 30 | 30 | 30
CC | 4634.3 | 4634.3 | 4634.3 | 4634.3 | 4634.3 | 4634.3
CSP | 0 | 0 | 0 | 0 | 0 | 0
CT | 26.2 | 26.2 | 26.2 | 26.2 | 26.2 | 26.2
Coal | 27 | 27 | 27 | 27 | 27 | 27
Geo | 0 | 0 | 0 | 0 | 0 | 0
H | 0 | 0 | 0 | 0 | 0 | 0
LFG | 9.1 | 142 | 142 | 142 | 142 | 142
Nuc | 38 | 38 | 38 | 38 | 38 | 38
PS | 0 | 0 | 0 | 0 | 0 | 0
PV | 25.45 | 25.45 | 25.45 | 25.45 | 25.45 | 25.45
PeakG | 0 | 0 | 0 | 0 | 0 | 0
PeakO | 0 | 0 | 0 | 0 | 0 | 0
ST | 0 | 0 | 0 | 0 | 0 | 0
STOG | 0 | 0 | 0 | 0 | 0 | 0
STWD | 0 | 0 | 0 | 0 | 0 | 0
WT | 1150 | 1150 | 1150 | 1150 | 1150 | 1150
IGCC | 0 | 0 | 0 | 0 | 0 | 0
DemandResponse | 0 | 0 | 0 | 0 | 0 | 0
IGCC-CCS | 0 | 0 | 0 | 0 | 0 | 0
WT_off | 0 | 0 | 1100 | 1100 | 1100 | 1100
PseudoUnit | 0 | 0 | 0 | 0 | 0 | 0
FixedInterchange | 0 | 0 | 0 | 0 | 0 | 0
Cumulative New Build Capacity by Reporting Type: PJM_ROM
ReportingType | 2015 | 2020 | 2025 | 2030 | 2035 | 2040
BM | 18 | 18 | 18 | 18 | 2357.79 | 2357.79
CC | 1678.5 | 1678.5 | 1678.5 | 1678.5 | 1678.5 | 1678.5
CSP | 0 | 0 | 0 | 0 | 0 | 0
CT | 16 | 16 | 16 | 16 | 16 | 16
Coal | 32.5 | 32.5 | 32.5 | 32.5 | 32.5 | 32.5
Geo | 0 | 0 | 0 | 0 | 0 | 0
H | 0 | 0 | 0 | 678 | 678 | 678
LFG | 18.9 | 284 | 284 | 284 | 284 | 284
Nuc | 0 | 0 | 0 | 0 | 4757.45 | 11348.97
PS | 0 | 0 | 0 | 0 | 0 | 0
PV | 0 | 1355.2 | 2113.94 | 2283.77 | 2296.57 | 2357.66
PeakG | 0 | 0 | 0 | 0 | 0 | 0
PeakO | 0 | 0 | 0 | 0 | 0 | 0
ST | 0 | 0 | 0 | 0 | 0 | 0
STOG | 0 | 0 | 0 | 0 | 0 | 0
STWD | 0 | 0 | 0 | 0 | 0 | 0
WT | 479.8 | 1230 | 1230 | 1230 | 1230 | 1230
IGCC | 0 | 0 | 0 | 0 | 0 | 0
DemandResponse | 0 | 0 | 0 | 0 | 0 | 0
IGCC-CCS | 0 | 0 | 0 | 0 | 0 | 0
WT_off | 0 | 0 | 0 | 0 | 0 | 0
PseudoUnit | 0 | 0 | 0 | 0 | 0 | 0
FixedInterchange | 0 | 0 | 0 | 0 | 0 | 0
Cumulative New Build Capacity by Reporting Type: PJM_ROR
ReportingType | 2015 | 2020 | 2025 | 2030 | 2035 | 2040
BM | 385 | 385 | 385 | 385 | 385 | 10556.34
CC | 16492.02 | 22112.28 | 22112.28 | 22112.29 | 22112.29 | 22112.29
CSP | 0 | 0 | 0 | 0 | 0 | 0
CT | 29 | 29 | 29 | 29 | 29 | 29
Coal | 2164 | 2164 | 2164 | 2164 | 2164 | 2164
Geo | 0 | 0 | 0 | 0 | 0 | 0
H | 0 | 503 | 503 | 503 | 503 | 503
LFG | 57.4 | 571.11 | 571.11 | 571.11 | 571.11 | 571.11
Nuc | 38 | 38 | 38 | 1577.59 | 5259.95 | 14702.8
PS | 0 | 0 | 0 | 0 | 0 | 0
PV | 0 | 0 | 0 | 0 | 0 | 0
PeakG | 0 | 0 | 0 | 0 | 0 | 0
PeakO | 0 | 0 | 0 | 0 | 0 | 0
ST | 0 | 0 | 0 | 0 | 0 | 0
STOG | 0 | 0 | 0 | 0 | 0 | 0
STWD | 0 | 0 | 0 | 0 | 0 | 0
WT | 8325.7 | 8517.4 | 15564.8 | 19326.99 | 19326.99 | 19326.99
IGCC | 0 | 0 | 0 | 0 | 0 | 0
DemandResponse | 0 | 0 | 0 | 0 | 0 | 0
IGCC-CCS | 0 | 0 | 0 | 0 | 0 | 0
WT_off | 0 | 0 | 0 | 0 | 0 | 0
PseudoUnit | 0 | 0 | 0 | 0 | 0 | 0
FixedInterchange | 0 | 0 | 0 | 0 | 0 | 0
Cumulative New Build Capacity by Reporting Type: SOCO
ReportingType | 2015 | 2020 | 2025 | 2030 | 2035 | 2040
BM | 55 | 55 | 55 | 55 | 2541.63 | 6555.24
CC | 7568.09 | 12438.03 | 12438.03 | 12438.03 | 12438.03 | 12438.03
CSP | 0 | 0 | 0 | 0 | 0 | 0
CT | 0 | 0 | 0 | 0 | 0 | 0
Coal | 0 | 0 | 0 | 0 | 0 | 0
Geo | 0 | 0 | 0 | 0 | 0 | 0
H | 0 | 0 | 0 | 0 | 0 | 0
LFG | 0 | 0 | 107.4 | 107.4 | 107.4 | 107.4
Nuc | 70 | 2270 | 2270 | 6493.9 | 15269.52 | 18654.17
PS | 0 | 0 | 0 | 0 | 0 | 0
PV | 0 | 0 | 0 | 0 | 0 | 0
PeakG | 0 | 0 | 0 | 0 | 0 | 0
PeakO | 0 | 0 | 0 | 0 | 0 | 0
ST | 0 | 0 | 0 | 0 | 0 | 0
STOG | 0 | 0 | 0 | 0 | 0 | 0
STWD | 0 | 0 | 0 | 0 | 0 | 0
WT | 0 | 0 | 0 | 0 | 100 | 100
IGCC | 0 | 0 | 0 | 0 | 0 | 0
DemandResponse | 0 | 0 | 0 | 0 | 0 | 0
IGCC-CCS | 0 | 0 | 0 | 0 | 0 | 0
WT_off | 0 | 0 | 0 | 0 | 0 | 0
PseudoUnit | 0 | 0 | 0 | 0 | 0 | 0
FixedInterchange | 0 | 0 | 0 | 0 | 0 | 0
Cumulative New Build Capacity by Reporting Type: SPP_N
ReportingType | 2015 | 2020 | 2025 | 2030 | 2035 | 2040
BM | 0 | 0 | 0 | 0 | 0 | 0
CC | 0 | 0 | 0 | 0.01 | 0.01 | 0.01
CSP | 0 | 0 | 0 | 0 | 0 | 0
CT | 0 | 0 | 0 | 0 | 0 | 0
Coal | 465.04 | 465.04 | 465.04 | 465.04 | 465.04 | 465.04
Geo | 0 | 0 | 0 | 0 | 0 | 0
H | 0 | 0 | 0 | 0 | 0 | 0
LFG | 0 | 0 | 0 | 95 | 95 | 95
Nuc | 0 | 0 | 0 | 0 | 0 | 0
PS | 0 | 0 | 0 | 0 | 0 | 0
PV | 0 | 0 | 0 | 0 | 0 | 0
PeakG | 0 | 0 | 0 | 0 | 0 | 0
PeakO | 0 | 0 | 0 | 0 | 0 | 0
ST | 0 | 0 | 0 | 0 | 0 | 0
STOG | 0 | 0 | 0 | 0 | 0 | 0
STWD | 0 | 0 | 0 | 0 | 0 | 0
WT | 0 | 53236.86 | 57116.27 | 63994.46 | 73656.45 | 75439.9
IGCC | 0 | 0 | 0 | 0 | 0 | 0
DemandResponse | 0 | 0 | 0 | 0 | 0 | 0
IGCC-CCS | 0 | 0 | 0 | 0 | 0 | 0
WT_off | 0 | 0 | 0 | 0 | 0 | 0
PseudoUnit | 0 | 0 | 0 | 0 | 0 | 0
FixedInterchange | 0 | 0 | 0 | 0 | 0 | 0
Cumulative New Build Capacity by Reporting Type: SPP_S
ReportingType | 2015 | 2020 | 2025 | 2030 | 2035 | 2040
BM | 0 | 0 | 0 | 0 | 0 | 0
CC | 0.01 | 0.01 | 0.01 | 0.02 | 0.02 | 0.02
CSP | 0 | 0 | 0 | 0 | 0 | 0
CT | 412.99 | 712.99 | 712.99 | 712.99 | 712.99 | 712.99
Coal | 988 | 988 | 988 | 988 | 988 | 988
Geo | 0 | 0 | 0 | 0 | 0 | 0
H | 0 | 0 | 0 | 0 | 0 | 0
LFG | 0 | 0 | 0 | 95 | 95 | 95
Nuc | 0 | 0 | 0 | 0 | 0 | 0
PS | 0 | 0 | 0 | 0 | 0 | 0
PV | 0 | 0 | 0 | 0 | 0 | 0
PeakG | 0 | 0 | 0 | 0 | 0 | 0
PeakO | 0 | 0 | 0 | 0 | 0 | 0
ST | 0 | 0 | 0 | 0 | 0 | 0
STOG | 0 | 0 | 0 | 0 | 0 | 0
STWD | 0 | 0 | 0 | 0 | 0 | 0
WT | 430 | 39925.1 | 43286.44 | 43286.45 | 52704.2 | 54993.74
IGCC | 0 | 0 | 0 | 0 | 0 | 0
DemandResponse | 0 | 0 | 0 | 0 | 0 | 0
IGCC-CCS | 0 | 0 | 0 | 0 | 0 | 0
WT_off | 0 | 0 | 0 | 0 | 0 | 0
PseudoUnit | 0 | 0 | 0 | 0 | 0 | 0
FixedInterchange | 0 | 0 | 0 | 0 | 0 | 0
Cumulative New Build Capacity by Reporting Type: TVA
ReportingType | 2015 | 2020 | 2025 | 2030 | 2035 | 2040
BM | 0 | 0 | 0 | 0 | 7394.28 | 7394.28
CC | 4613.35 | 9438.79 | 9438.79 | 9438.79 | 9438.79 | 9438.79
CSP | 0 | 0 | 0 | 0 | 0 | 0
CT | 0 | 0 | 0 | 0 | 0 | 0
Coal | 0 | 0 | 0 | 0 | 0 | 0
Geo | 0 | 0 | 0 | 0 | 0 | 0
H | 0 | 0 | 0 | 27 | 27 | 27
LFG | 0 | 0 | 107.4 | 107.4 | 107.4 | 107.4
Nuc | 1697.89 | 1697.89 | 1697.89 | 1697.89 | 1827.86 | 6927.47
PS | 0 | 0 | 0 | 0 | 0 | 0
PV | 0 | 0 | 0 | 0 | 0 | 0
PeakG | 0 | 0 | 0 | 0 | 0 | 0
PeakO | 0 | 0 | 0 | 0 | 0 | 0
ST | 0 | 0 | 0 | 0 | 0 | 0
STOG | 0 | 0 | 0 | 0 | 0 | 0
STWD | 0 | 0 | 0 | 0 | 0 | 0
WT | 0 | 0 | 0 | 0 | 100 | 100
IGCC | 0 | 0 | 0 | 0 | 0 | 0
DemandResponse | 0 | 0 | 0 | 0 | 0 | 0
IGCC-CCS | 0 | 0 | 0 | 0 | 0 | 0
WT_off | 0 | 0 | 0 | 0 | 0 | 0
PseudoUnit | 0 | 0 | 0 | 0 | 0 | 0
FixedInterchange | 0 | 0 | 0 | 0 | 0 | 0
Cumulative New Build Capacity by Reporting Type: TVA_Transmission
ReportingType | 2015 | 2020 | 2025 | 2030 | 2035 | 2040
BM | 0 | 0 | 0 | 0 | 0 | 0
CC | 0 | 0 | 0 | 0 | 0 | 0
CSP | 0 | 0 | 0 | 0 | 0 | 0
CT | 0 | 0 | 0 | 0 | 0 | 0
Coal | 0 | 0 | 0 | 0 | 0 | 0
Geo | 0 | 0 | 0 | 0 | 0 | 0
H | 0 | 0 | 0 | 0 | 0 | 0
LFG | 0 | 0 | 0 | 0 | 0 | 0
Nuc | 0 | 0 | 0 | 0 | 0 | 0
PS | 0 | 0 | 0 | 0 | 0 | 0
PV | 0 | 0 | 0 | 0 | 0 | 0
PeakG | 0 | 0 | 0 | 0 | 0 | 0
PeakO | 0 | 0 | 0 | 0 | 0 | 0
ST | 0 | 0 | 0 | 0 | 0 | 0
STOG | 0 | 0 | 0 | 0 | 0 | 0
STWD | 0 | 0 | 0 | 0 | 0 | 0
WT | 0 | 0 | 0 | 0 | 0 | 0
IGCC | 0 | 0 | 0 | 0 | 0 | 0
DemandResponse | 0 | 0 | 0 | 0 | 0 | 0
IGCC-CCS | 0 | 0 | 0 | 0 | 0 | 0
WT_off | 0 | 0 | 0 | 0 | 0 | 0
PseudoUnit | 0 | 0 | 0 | 0 | 0 | 0
FixedInterchange | 0 | 0 | 0 | 0 | 0 | 0
Cumulative New Build Capacity by Reporting Type: VACAR
ReportingType | 2015 | 2020 | 2025 | 2030 | 2035 | 2040
BM | 0.92 | 171.13 | 709.69 | 722.43 | 6986.31 | 6986.31
CC | 14910.9 | 14910.9 | 14910.9 | 14910.9 | 14910.9 | 14910.9
CSP | 0 | 0 | 0 | 0 | 0 | 0
CT | 717.24 | 717.24 | 717.24 | 717.24 | 717.24 | 717.24
Coal | 825 | 825 | 825 | 825 | 825 | 825
Geo | 0 | 0 | 0 | 0 | 0 | 0
H | 0 | 0 | 0 | 0 | 0 | 0
LFG | 0.34 | 107.4 | 107.4 | 107.4 | 107.4 | 107.4
Nuc | 0 | 2330 | 3837.48 | 7568.21 | 12124.1 | 22492.18
PS | 0 | 0 | 0 | 0 | 0 | 0
PV | 0 | 133.61 | 135.95 | 136.75 | 136.75 | 139.75
PeakG | 0 | 0 | 0 | 0 | 0 | 0
PeakO | 0 | 0 | 0 | 0 | 0 | 0
ST | 0 | 0 | 0 | 0 | 0 | 0
STOG | 0 | 0 | 0 | 0 | 0 | 0
STWD | 0 | 0 | 0 | 0 | 0 | 0
WT | 0.9 | 3500 | 3500 | 3500 | 3500 | 3500
IGCC | 0 | 0 | 0 | 0 | 0 | 0
DemandResponse | 0 | 0 | 0 | 0 | 0 | 0
IGCC-CCS | 0 | 0 | 0 | 0 | 0 | 0
WT_off | 1 | 1 | 1 | 1 | 1 | 1
PseudoUnit | 0 | 0 | 0 | 0 | 0 | 0
FixedInterchange | 0 | 0 | 0 | 0 | 0 | 0
Cumulative New Build Capacity by Reporting Type: IESO
ReportingType | 2015 | 2020 | 2025 | 2030 | 2035 | 2040
BM | 326.33 | 326.33 | 326.33 | 326.33 | 326.33 | 326.33
CC | 1263 | 1263 | 1263 | 1263 | 1263 | 1263
CSP | 0 | 0 | 0 | 0 | 0 | 0
CT | 368 | 368 | 368 | 368 | 368 | 368
Coal | 0 | 0 | 0 | 0 | 0 | 0
Geo | 0 | 0 | 0 | 0 | 0 | 0
H | 0 | 0 | 0 | 250 | 250 | 250
LFG | 14.5 | 14.5 | 14.5 | 15 | 15 | 15
Nuc | 0 | 0 | 0 | 0 | 0 | 0
PS | 0 | 0 | 0 | 0 | 0 | 0
PV | 1067.26 | 1067.26 | 1067.26 | 1067.26 | 1067.26 | 1067.26
PeakG | 0 | 0 | 0 | 0 | 0 | 0
PeakO | 0 | 0 | 0 | 0 | 0 | 0
ST | 0 | 0 | 0 | 0 | 0 | 0
STOG | 0 | 0 | 0 | 0 | 0 | 0
STWD | 0 | 0 | 0 | 0 | 0 | 0
WT | 2105.9 | 2105.9 | 2105.9 | 2105.9 | 2105.9 | 2105.9
IGCC | 0 | 0 | 0 | 0 | 0 | 0
DemandResponse | 0 | 0 | 0 | 0 | 0 | 0
IGCC-CCS | 0 | 0 | 0 | 0 | 0 | 0
WT_off | 0 | 0 | 0 | 0 | 0 | 0
PseudoUnit | 0 | 0 | 0 | 0 | 0 | 0
FixedInterchange | 0 | 0 | 0 | 0 | 0 | 0
Cumulative New Build Capacity by Reporting Type: MAPP_CA
ReportingType | 2015 | 2020 | 2025 | 2030 | 2035 | 2040
BM | 0 | 0 | 0 | 0 | 0 | 0
CC | 281.76 | 281.76 | 281.76 | 281.76 | 281.76 | 281.76
CSP | 0 | 0 | 0 | 0 | 0 | 0
CT | 0 | 0 | 0 | 0 | 0 | 0
Coal | 0 | 0 | 0 | 0 | 0 | 0
Geo | 0 | 0 | 0 | 0 | 0 | 0
H | 0 | 695 | 2190 | 3839.51 | 4119.25 | 4119.25
LFG | 0 | 0 | 0 | 0 | 0 | 0
Nuc | 0 | 0 | 0 | 0 | 0 | 0
PS | 0 | 0 | 0 | 0 | 0 | 0
PV | 0 | 0 | 0 | 0 | 0 | 0
PeakG | 0 | 0 | 0 | 0 | 0 | 0
PeakO | 0 | 0 | 0 | 0 | 0 | 0
ST | 0 | 0 | 0 | 0 | 0 | 0
STOG | 0 | 0 | 0 | 0 | 0 | 0
STWD | 0 | 0 | 0 | 0 | 0 | 0
WT | 302.4 | 302.4 | 302.4 | 302.4 | 302.4 | 302.4
IGCC | 0 | 0 | 0 | 0 | 0 | 0
DemandResponse | 0 | 0 | 0 | 0 | 0 | 0
IGCC-CCS | 0 | 0 | 0 | 0 | 0 | 0
WT_off | 0 | 0 | 0 | 0 | 0 | 0
PseudoUnit | 0 | 0 | 0 | 0 | 0 | 0
FixedInterchange | 0 | 0 | 0 | 0 | 0 | 0
Cumulative New Build Capacity by Reporting Type: AZ_NM_SNV_Coal
ReportingType | 2015 | 2020 | 2025 | 2030 | 2035 | 2040
BM | 0 | 0 | 0 | 0 | 0 | 0
CC | 0 | 0 | 0 | 0 | 0 | 0
CSP | 0 | 0 | 0 | 0 | 0 | 0
CT | 0 | 0 | 0 | 0 | 0 | 0
Coal | 0 | 0 | 0 | 0 | 0 | 0
Geo | 0 | 0 | 0 | 0 | 0 | 0
H | 0 | 0 | 0 | 0 | 0 | 0
LFG | 0 | 0 | 0 | 0 | 0 | 0
Nuc | 0 | 0 | 0 | 0 | 0 | 0
PS | 0 | 0 | 0 | 0 | 0 | 0
PV | 0 | 0 | 0 | 0 | 0 | 0
PeakG | 0 | 0 | 0 | 0 | 0 | 0
PeakO | 0 | 0 | 0 | 0 | 0 | 0
ST | 0 | 0 | 0 | 0 | 0 | 0
STOG | 0 | 0 | 0 | 0 | 0 | 0
STWD | 0 | 0 | 0 | 0 | 0 | 0
WT | 0 | 0 | 0 | 0 | 0 | 0
IGCC | 0 | 0 | 0 | 0 | 0 | 0
DemandResponse | 0 | 0 | 0 | 0 | 0 | 0
IGCC-CCS | 0 | 0 | 0 | 0 | 0 | 0
WT_off | 0 | 0 | 0 | 0 | 0 | 0
PseudoUnit | 0 | 0 | 0 | 0 | 0 | 0
FixedInterchange | 0 | 0 | 0 | 0 | 0 | 0
Cumulative New Build Capacity by Reporting Type: AZ_NM_SNV_Gas
ReportingType | 2015 | 2020 | 2025 | 2030 | 2035 | 2040
BM | 0 | 0 | 0 | 0 | 0 | 0
CC | 668 | 2217.26 | 2217.26 | 2217.26 | 2217.26 | 2217.26
CSP | 0 | 0 | 0 | 0 | 0 | 0
CT | 736 | 736 | 736 | 736 | 736 | 736
Coal | 0 | 0 | 0 | 0 | 0 | 0
Geo | 0 | 0 | 0 | 0 | 0 | 0
H | 0 | 0 | 0 | 0 | 0 | 0
LFG | 0 | 0 | 0 | 0 | 0 | 0
Nuc | 0 | 0 | 0 | 0 | 0 | 0
PS | 0 | 0 | 0 | 0 | 0 | 0
PV | 0 | 0 | 0 | 0 | 0 | 0
PeakG | 0 | 0 | 0 | 0 | 0 | 0
PeakO | 0 | 0 | 0 | 0 | 0 | 0
ST | 0 | 0 | 0 | 0 | 0 | 0
STOG | 0 | 0 | 0 | 0 | 0 | 0
STWD | 0 | 0 | 0 | 0 | 0 | 0
WT | 0 | 0 | 0 | 0 | 0 | 0
IGCC | 0 | 0 | 0 | 0 | 0 | 0
DemandResponse | 0 | 0 | 0 | 0 | 0 | 0
IGCC-CCS | 0 | 0 | 0 | 0 | 0 | 0
WT_off | 0 | 0 | 0 | 0 | 0 | 0
PseudoUnit | 0 | 0 | 0 | 0 | 0 | 0
FixedInterchange | 0 | 0 | 0 | 0 | 0 | 0
Cumulative New Build Capacity by Reporting Type: AZ_NM_SNV_NucRenew
ReportingType | 2015 | 2020 | 2025 | 2030 | 2035 | 2040
BM | 0 | 0 | 0 | 0 | 0 | 589.77
CC | 0 | 0 | 0 | 0 | 0 | 0
CSP | 0 | 0 | 0 | 0 | 0 | 0
CT | 0 | 0 | 0 | 0 | 0 | 0
Coal | 0 | 0 | 0 | 0 | 0 | 0
Geo | 0 | 0 | 1450 | 1450 | 1450 | 1450
H | 0 | 0 | 0 | 0 | 0 | 0
LFG | 0 | 0 | 60.67 | 60.67 | 60.67 | 60.67
Nuc | 0 | 0 | 0 | 3392.81 | 9950.31 | 9950.31
PS | 0 | 0 | 0 | 0 | 0 | 0
PV | 95.7 | 95.7 | 95.7 | 95.7 | 95.7 | 95.7
PeakG | 0 | 0 | 0 | 0 | 0 | 0
PeakO | 0 | 0 | 0 | 0 | 0 | 0
ST | 280 | 725.61 | 953.39 | 1065.98 | 1587.74 | 1587.78
STOG | 0 | 0 | 0 | 0 | 0 | 0
STWD | 0 | 0 | 0 | 0 | 0 | 0
WT | 65.1 | 11854.92 | 11879.99 | 11879.99 | 11879.99 | 11879.99
IGCC | 0 | 0 | 0 | 0 | 0 | 0
DemandResponse | 0 | 0 | 0 | 0 | 0 | 0
IGCC-CCS | 0 | 0 | 0 | 0 | 0 | 0
WT_off | 0 | 0 | 0 | 0 | 0 | 0
PseudoUnit | 0 | 0 | 0 | 0 | 0 | 0
FixedInterchange | 0 | 0 | 0 | 0 | 0 | 0
Cumulative New Build Capacity by Reporting Type: ERCOT
ReportingType | 2015 | 2020 | 2025 | 2030 | 2035 | 2040
BM | 145 | 145 | 145 | 145 | 4064.97 | 4064.97
CC | 16382.55 | 16382.55 | 16382.55 | 16382.55 | 16382.55 | 16382.55
CSP | 0 | 0 | 0 | 0 | 0 | 0
CT | 250 | 250 | 250 | 250 | 250 | 250
Coal | 2020 | 2020 | 2020 | 2020 | 2020 | 2020
Geo | 0 | 0 | 0 | 0 | 0 | 0
H | 0 | 0 | 0 | 0 | 0 | 0
LFG | 0 | 0 | 354 | 354 | 354 | 354
Nuc | 0 | 0 | 0 | 2542.48 | 10694.12 | 14980.51
PS | 0 | 0 | 0 | 0 | 0 | 0
PV | 14 | 14 | 14 | 14 | 14 | 14
PeakG | 0 | 0 | 0 | 0 | 0 | 0
PeakO | 0 | 0 | 0 | 0 | 0 | 0
ST | 0 | 0 | 0 | 0 | 0 | 0
STOG | 0 | 0 | 0 | 0 | 0 | 0
STWD | 0 | 0 | 0 | 0 | 0 | 0
WT | 350.1 | 350.1 | 19804.39 | 19804.39 | 19804.44 | 20211.45
IGCC | 0 | 0 | 0 | 0 | 0 | 0
DemandResponse | 0 | 0 | 0 | 0 | 0 | 0
IGCC-CCS | 0 | 0 | 0 | 0 | 0 | 0
WT_off | 0 | 0 | 0 | 0 | 0 | 0
PseudoUnit | 0 | 0 | 0 | 0 | 0 | 0
FixedInterchange | 0 | 0 | 0 | 0 | 0 | 0
Cumulative New Build Capacity by Reporting Type: NP15
ReportingType | 2015 | 2020 | 2025 | 2030 | 2035 | 2040
BM | 0 | 0 | 0 | 0 | 0 | 0
CC | 1629.04 | 2248.73 | 2248.73 | 2248.73 | 2248.73 | 2248.73
CSP | 0 | 0 | 0 | 0 | 0 | 0
CT | 212.6 | 212.6 | 212.6 | 212.6 | 212.6 | 212.6
Coal | 0 | 0 | 0 | 0 | 0 | 0
Geo | 0 | 600 | 600 | 600 | 600 | 600
H | 0 | 0 | 0 | 0 | 0 | 0
LFG | 0 | 378.43 | 565 | 565 | 565 | 565
Nuc | 0 | 0 | 0 | 5628.59 | 7159.8 | 7968.25
PS | 0 | 0 | 0 | 0 | 0 | 0
PV | 6.5 | 6.5 | 6.5 | 6.5 | 6.5 | 6.5
PeakG | 0 | 0 | 0 | 0 | 0 | 0
PeakO | 0 | 0 | 0 | 0 | 0 | 0
ST | 29 | 29 | 29 | 29 | 29 | 29
STOG | 0 | 0 | 0 | 0 | 0 | 0
STWD | 0 | 0 | 0 | 0 | 0 | 0
WT | 101.2 | 3400 | 3400 | 3400.02 | 11821.97 | 12542.4
IGCC | 0 | 0 | 0 | 0 | 0 | 0
DemandResponse | 0 | 0 | 0 | 0 | 0 | 0
IGCC-CCS | 0 | 0 | 0 | 0 | 0 | 0
WT_off | 0 | 0 | 0 | 0 | 0 | 0
PseudoUnit | 0 | 0 | 0 | 0 | 0 | 0
FixedInterchange | 0 | 0 | 0 | 0 | 0 | 0
Cumulative New Build Capacity by Reporting Type: NWPP_Coal
ReportingType | 2015 | 2020 | 2025 | 2030 | 2035 | 2040
BM | 0 | 0 | 0 | 0 | 0 | 0
CC | 0 | 0 | 0 | 0 | 0 | 0
CSP | 0 | 0 | 0 | 0 | 0 | 0
CT | 0 | 0 | 0 | 0 | 0 | 0
Coal | 0 | 0 | 0 | 0 | 0 | 0
Geo | 0 | 0 | 0 | 0 | 0 | 0
H | 0 | 0 | 0 | 0 | 0 | 0
LFG | 0 | 0 | 0 | 0 | 0 | 0
Nuc | 0 | 0 | 0 | 0 | 0 | 0
PS | 0 | 0 | 0 | 0 | 0 | 0
PV | 0 | 0 | 0 | 0 | 0 | 0
PeakG | 0 | 0 | 0 | 0 | 0 | 0
PeakO | 0 | 0 | 0 | 0 | 0 | 0
ST | 0 | 0 | 0 | 0 | 0 | 0
STOG | 0 | 0 | 0 | 0 | 0 | 0
STWD | 0 | 0 | 0 | 0 | 0 | 0
WT | 0 | 0 | 0 | 0 | 0 | 0
IGCC | 0 | 0 | 0 | 0 | 0 | 0
DemandResponse | 0 | 0 | 0 | 0 | 0 | 0
IGCC-CCS | 0 | 0 | 0 | 0 | 0 | 0
WT_off | 0 | 0 | 0 | 0 | 0 | 0
PseudoUnit | 0 | 0 | 0 | 0 | 0 | 0
FixedInterchange | 0 | 0 | 0 | 0 | 0 | 0
Cumulative New Build Capacity by Reporting Type: NWPP_Gas
ReportingType | 2015 | 2020 | 2025 | 2030 | 2035 | 2040
BM | 0 | 0 | 0 | 0 | 0 | 0
CC | 300 | 2090.36 | 2090.37 | 2090.37 | 2090.37 | 2090.37
CSP | 0 | 0 | 0 | 0 | 0 | 0
CT | 150 | 150 | 150 | 150 | 150 | 150
Coal | 0 | 0 | 0 | 0 | 0 | 0
Geo | 0 | 0 | 0 | 0 | 0 | 0
H | 0 | 0 | 0 | 0 | 0 | 0
LFG | 0 | 0 | 0 | 0 | 0 | 0
Nuc | 0 | 0 | 0 | 0 | 0 | 0
PS | 0 | 0 | 0 | 0 | 0 | 0
PV | 0 | 0 | 0 | 0 | 0 | 0
PeakG | 0 | 0 | 0 | 0 | 0 | 0
PeakO | 0 | 0 | 0 | 0 | 0 | 0
ST | 0 | 0 | 0 | 0 | 0 | 0
STOG | 0 | 0 | 0 | 0 | 0 | 0
STWD | 0 | 0 | 0 | 0 | 0 | 0
WT | 0 | 0 | 0 | 0 | 0 | 0
IGCC | 0 | 0 | 0 | 0 | 0 | 0
DemandResponse | 0 | 0 | 0 | 0 | 0 | 0
IGCC-CCS | 0 | 0 | 0 | 0 | 0 | 0
WT_off | 0 | 0 | 0 | 0 | 0 | 0
PseudoUnit | 0 | 0 | 0 | 0 | 0 | 0
FixedInterchange | 0 | 0 | 0 | 0 | 0 | 0
Cumulative New Build Capacity by Reporting Type: NWPP_NucRenew
ReportingType | 2015 | 2020 | 2025 | 2030 | 2035 | 2040
BM | 32.55 | 32.55 | 32.55 | 32.55 | 32.55 | 2163.24
CC | 0 | 0 | 0 | 0 | 0 | 0
CSP | 0 | 0 | 0 | 0 | 0 | 0
CT | 0 | 0 | 0 | 0 | 0 | 0
Coal | 0 | 0 | 0 | 0 | 0 | 0
Geo | 86 | 86 | 520 | 520 | 520 | 520
H | 0 | 0 | 0 | 0 | 335 | 335
LFG | 25.5 | 25.5 | 270 | 270 | 270 | 270
Nuc | 0 | 0 | 0 | 0 | 3708.74 | 3728.86
PS | 0 | 0 | 0 | 0 | 0 | 0
PV | 0 | 0 | 0 | 0 | 0 | 0
PeakG | 0 | 0 | 0 | 0 | 0 | 0
PeakO | 0 | 0 | 0 | 0 | 0 | 0
ST | 0 | 0 | 0 | 0 | 0 | 0
STOG | 0 | 0 | 0 | 0 | 0 | 0
STWD | 0 | 0 | 0 | 0 | 0 | 0
WT | 977.3 | 977.3 | 977.3 | 22316.33 | 22316.4 | 24634.41
IGCC | 0 | 0 | 0 | 0 | 0 | 0
DemandResponse | 0 | 0 | 0 | 0 | 0 | 0
IGCC-CCS | 0 | 0 | 0 | 0 | 0 | 0
WT_off | 0 | 0 | 0 | 0 | 0 | 0
PseudoUnit | 0 | 0 | 0 | 0 | 0 | 0
FixedInterchange | 0 | 0 | 0 | 0 | 0 | 0
Cumulative New Build Capacity by Reporting Type: RMPA
ReportingType | 2015 | 2020 | 2025 | 2030 | 2035 | 2040
BM | 0 | 0 | 0 | 0 | 892.99 | 1193.45
CC | 0 | 1286.85 | 1286.86 | 1286.86 | 1286.86 | 1286.86
CSP | 0 | 0 | 0 | 0 | 0 | 0
CT | 152 | 152 | 152 | 152 | 152 | 152
Coal | 390 | 390 | 390 | 390 | 390 | 390
Geo | 0 | 25 | 2570 | 2570 | 2570 | 2570
H | 0 | 0 | 0 | 0 | 0 | 0
LFG | 1.4 | 1.4 | 30.33 | 30.33 | 30.33 | 30.33
Nuc | 0 | 0 | 123.44 | 1873.08 | 1873.08 | 1873.08
PS | 0 | 0 | 0 | 0 | 0 | 0
PV | 1 | 1 | 1 | 1 | 1 | 1
PeakG | 0 | 0 | 0 | 0 | 0 | 0
PeakO | 0 | 0 | 0 | 0 | 0 | 0
ST | 3 | 370.43 | 370.43 | 375.89 | 375.89 | 375.89
STOG | 0 | 0 | 0 | 0 | 0 | 0
STWD | 0 | 0 | 0 | 0 | 0 | 0
WT | 765.4 | 4310.61 | 4310.61 | 4847.17 | 4847.17 | 4982.9
IGCC | 0 | 0 | 0 | 0 | 0 | 0
DemandResponse | 0 | 0 | 0 | 0 | 0 | 0
IGCC-CCS | 0 | 0 | 0 | 0 | 0 | 0
WT_off | 0 | 0 | 0 | 0 | 0 | 0
PseudoUnit | 0 | 0 | 0 | 0 | 0 | 0
FixedInterchange | 0 | 0 | 0 | 0 | 0 | 0
Cumulative New Build Capacity by Reporting Type: SP15
ReportingType | 2015 | 2020 | 2025 | 2030 | 2035 | 2040
BM | 6 | 6 | 6 | 6 | 6 | 6
CC | 2717.73 | 2717.73 | 2717.73 | 2717.73 | 2717.73 | 2717.73
CSP | 0 | 0 | 0 | 0 | 0 | 0
CT | 0 | 0 | 0 | 0 | 0 | 0
Coal | 0 | 0 | 0 | 0 | 0 | 0
Geo | 50 | 1500 | 1500 | 1500 | 1500 | 1500
H | 0 | 0 | 0 | 0 | 0 | 0
LFG | 9.2 | 565 | 565 | 565 | 565 | 565
Nuc | 0 | 0 | 0 | 668.66 | 1609.35 | 4753.8
PS | 0 | 0 | 0 | 0 | 0 | 0
PV | 3.8 | 3.8 | 3.8 | 3.8 | 3.8 | 3.8
PeakG | 0 | 0 | 0 | 0 | 0 | 0
PeakO | 0 | 0 | 0 | 0 | 0 | 0
ST | 448 | 448 | 448 | 448 | 2857.45 | 3693.59
STOG | 0 | 0 | 0 | 0 | 0 | 0
STWD | 0 | 0 | 0 | 0 | 0 | 0
WT | 735 | 1632.66 | 14900 | 14900 | 14900 | 14900
IGCC | 0 | 0 | 0 | 0 | 0 | 0
DemandResponse | 0 | 0 | 0 | 0 | 0 | 0
IGCC-CCS | 0 | 0 | 0 | 0 | 0 | 0
WT_off | 0 | 0 | 0 | 0 | 0 | 0
PseudoUnit | 0 | 0 | 0 | 0 | 0 | 0
FixedInterchange | 0 | 0 | 0 | 0 | 0 | 0
Cumulative New Build Capacity by Reporting Type: ALB
ReportingType | 2015 | 2020 | 2025 | 2030 | 2035 | 2040
BM | 0 | 0 | 0 | 0 | 0 | 0
CC | 0 | 0 | 0 | 0 | 0 | 0
CSP | 0 | 0 | 0 | 0 | 0 | 0
CT | 201.5 | 201.5 | 201.5 | 201.5 | 201.5 | 201.5
Coal | 495 | 495 | 495 | 495 | 495 | 495
Geo | 0 | 0 | 0 | 0 | 0 | 0
H | 0 | 0 | 0 | 0 | 0 | 0
LFG | 0 | 0 | 0 | 0 | 0 | 0
Nuc | 0 | 0 | 0 | 8695.62 | 8844.6 | 8983.07
PS | 0 | 0 | 0 | 0 | 0 | 0
PV | 0 | 0 | 0 | 0 | 0 | 0
PeakG | 0 | 0 | 0 | 0 | 0 | 0
PeakO | 0 | 0 | 0 | 0 | 0 | 0
ST | 0 | 0 | 0 | 0 | 0 | 0
STOG | 0 | 0 | 0 | 0 | 0 | 0
STWD | 0 | 0 | 0 | 0 | 0 | 0
WT | 9 | 9 | 9 | 9 | 100 | 100
IGCC | 0 | 0 | 0 | 0 | 0 | 0
DemandResponse | 0 | 0 | 0 | 0 | 0 | 0
IGCC-CCS | 0 | 0 | 0 | 0 | 0 | 0
WT_off | 0 | 0 | 0 | 0 | 0 | 0
PseudoUnit | 0 | 0 | 0 | 0 | 0 | 0
FixedInterchange | 0 | 0 | 0 | 0 | 0 | 0
Cumulative New Build Capacity by Reporting Type: BC
ReportingType | 2015 | 2020 | 2025 | 2030 | 2035 | 2040
BM | 0 | 0 | 0 | 0 | 0 | 0
CC | 418.59 | 418.59 | 418.59 | 418.59 | 418.59 | 418.59
CSP | 0 | 0 | 0 | 0 | 0 | 0
CT | 0 | 0 | 0 | 0 | 0 | 0
Coal | 0 | 0 | 0 | 0 | 0 | 0
Geo | 0 | 0 | 0 | 0 | 0 | 0
H | 0 | 0 | 0 | 0 | 0 | 0
LFG | 0 | 0 | 0 | 0 | 0 | 0
Nuc | 0 | 0 | 0 | 710.86 | 710.86 | 1366.38
PS | 0 | 0 | 0 | 0 | 0 | 0
PV | 0 | 0 | 0 | 0 | 0 | 0
PeakG | 0 | 0 | 0 | 0 | 0 | 0
PeakO | 0 | 0 | 0 | 0 | 0 | 0
ST | 0 | 0 | 0 | 0 | 0 | 0
STOG | 0 | 0 | 0 | 0 | 0 | 0
STWD | 0 | 0 | 0 | 0 | 0 | 0
WT | 144 | 144 | 144 | 144 | 300 | 300
IGCC | 0 | 0 | 0 | 0 | 0 | 0
DemandResponse | 0 | 0 | 0 | 0 | 0 | 0
IGCC-CCS | 0 | 0 | 0 | 0 | 0 | 0
WT_off | 0 | 0 | 0 | 0 | 0 | 0
PseudoUnit | 0 | 0 | 0 | 0 | 0 | 0
FixedInterchange | 0 | 0 | 0 | 0 | 0 | 0
Cumulative New Build Capacity by Reporting Type: HQ_IESO
ReportingType | 2015 | 2020 | 2025 | 2030 | 2035 | 2040
BM | 0 | 0 | 0 | 0 | 0 | 0
CC | 0 | 0 | 0 | 0 | 0 | 0
CSP | 0 | 0 | 0 | 0 | 0 | 0
CT | 0 | 0 | 0 | 0 | 0 | 0
Coal | 0 | 0 | 0 | 0 | 0 | 0
Geo | 0 | 0 | 0 | 0 | 0 | 0
H | 0 | 0 | 0 | 0 | 0 | 0
LFG | 0 | 0 | 0 | 0 | 0 | 0
Nuc | 0 | 0 | 0 | 0 | 0 | 0
PS | 0 | 0 | 0 | 0 | 0 | 0
PV | 0 | 0 | 0 | 0 | 0 | 0
PeakG | 0 | 0 | 0 | 0 | 0 | 0
PeakO | 0 | 0 | 0 | 0 | 0 | 0
ST | 0 | 0 | 0 | 0 | 0 | 0
STOG | 0 | 0 | 0 | 0 | 0 | 0
STWD | 0 | 0 | 0 | 0 | 0 | 0
WT | 0 | 0 | 0 | 0 | 0 | 0
IGCC | 0 | 0 | 0 | 0 | 0 | 0
DemandResponse | 0 | 0 | 0 | 0 | 0 | 0
IGCC-CCS | 0 | 0 | 0 | 0 | 0 | 0
WT_off | 0 | 0 | 0 | 0 | 0 | 0
PseudoUnit | 0 | 0 | 0 | 0 | 0 | 0
FixedInterchange | 0 | 0 | 0 | 0 | 0 | 0
Cumulative New Build Capacity by Reporting Type: HQ_NEISO
ReportingType | 2015 | 2020 | 2025 | 2030 | 2035 | 2040
BM | 0 | 0 | 0 | 0 | 0 | 0
CC | 0 | 0 | 0 | 0 | 0 | 0
CSP | 0 | 0 | 0 | 0 | 0 | 0
CT | 0 | 0 | 0 | 0 | 0 | 0
Coal | 0 | 0 | 0 | 0 | 0 | 0
Geo | 0 | 0 | 0 | 0 | 0 | 0
H | 0 | 0 | 0 | 0 | 0 | 0
LFG | 0 | 0 | 0 | 0 | 0 | 0
Nuc | 0 | 0 | 0 | 0 | 0 | 0
PS | 0 | 0 | 0 | 0 | 0 | 0
PV | 0 | 0 | 0 | 0 | 0 | 0
PeakG | 0 | 0 | 0 | 0 | 0 | 0
PeakO | 0 | 0 | 0 | 0 | 0 | 0
ST | 0 | 0 | 0 | 0 | 0 | 0
STOG | 0 | 0 | 0 | 0 | 0 | 0
STWD | 0 | 0 | 0 | 0 | 0 | 0
WT | 0 | 0 | 0 | 0 | 0 | 0
IGCC | 0 | 0 | 0 | 0 | 0 | 0
DemandResponse | 0 | 0 | 0 | 0 | 0 | 0
IGCC-CCS | 0 | 0 | 0 | 0 | 0 | 0
WT_off | 0 | 0 | 0 | 0 | 0 | 0
PseudoUnit | 0 | 0 | 0 | 300 | 300 | 300
FixedInterchange | 0 | 0 | 0 | 0 | 0 | 0
Cumulative New Build Capacity by Reporting Type: HQ_NY
ReportingType | 2015 | 2020 | 2025 | 2030 | 2035 | 2040
BM | 0 | 0 | 0 | 0 | 0 | 0
CC | 0 | 0 | 0 | 0 | 0 | 0
CSP | 0 | 0 | 0 | 0 | 0 | 0
CT | 0 | 0 | 0 | 0 | 0 | 0
Coal | 0 | 0 | 0 | 0 | 0 | 0
Geo | 0 | 0 | 0 | 0 | 0 | 0
H | 0 | 0 | 0 | 0 | 0 | 0
LFG | 0 | 0 | 0 | 0 | 0 | 0
Nuc | 0 | 0 | 0 | 0 | 0 | 0
PS | 0 | 0 | 0 | 0 | 0 | 0
PV | 0 | 0 | 0 | 0 | 0 | 0
PeakG | 0 | 0 | 0 | 0 | 0 | 0
PeakO | 0 | 0 | 0 | 0 | 0 | 0
ST | 0 | 0 | 0 | 0 | 0 | 0
STOG | 0 | 0 | 0 | 0 | 0 | 0
STWD | 0 | 0 | 0 | 0 | 0 | 0
WT | 0 | 0 | 0 | 0 | 0 | 0
IGCC | 0 | 0 | 0 | 0 | 0 | 0
DemandResponse | 0 | 0 | 0 | 0 | 0 | 0
IGCC-CCS | 0 | 0 | 0 | 0 | 0 | 0
WT_off | 0 | 0 | 0 | 0 | 0 | 0
PseudoUnit | 0 | 0 | 2500 | 2500 | 2500 | 2500
FixedInterchange | 0 | 0 | 0 | 0 | 0 | 0
Cumulative New Build Capacity by Reporting Type: MARITIMES
ReportingType | 2015 | 2020 | 2025 | 2030 | 2035 | 2040
BM | 0 | 0 | 0 | 0 | 0 | 0
CC | 0 | 0 | 0 | 0 | 0 | 0
CSP | 0 | 0 | 0 | 0 | 0 | 0
CT | 0 | 0 | 0 | 0 | 0 | 0
Coal | 0 | 0 | 0 | 0 | 0 | 0
Geo | 0 | 0 | 0 | 0 | 0 | 0
H | 0 | 0 | 0 | 0 | 0 | 0
LFG | 0 | 0 | 0 | 0 | 0 | 0
Nuc | 0 | 0 | 0 | 0 | 0 | 0
PS | 0 | 0 | 0 | 0 | 0 | 0
PV | 0 | 0 | 0 | 0 | 0 | 0
PeakG | 0 | 0 | 0 | 0 | 0 | 0
PeakO | 0 | 0 | 0 | 0 | 0 | 0
ST | 0 | 0 | 0 | 0 | 0 | 0
STOG | 0 | 0 | 0 | 0 | 0 | 0
STWD | 0 | 0 | 0 | 0 | 0 | 0
WT | 0 | 0 | 0 | 0 | 0 | 0
IGCC | 0 | 0 | 0 | 0 | 0 | 0
DemandResponse | 0 | 0 | 0 | 0 | 0 | 0
IGCC-CCS | 0 | 0 | 0 | 0 | 0 | 0
WT_off | 0 | 0 | 0 | 0 | 0 | 0
PseudoUnit | 0 | 0 | 0 | 500 | 500 | 500
FixedInterchange | 0 | 0 | 0 | 0 | 0 | 0
Cumulative New Build Capacity by Reporting Type: All
ReportingType | 2015 | 2020 | 2025 | 2030 | 2035 | 2040
BM | 1251 | 1421.21 | 1959.77 | 1972.51 | 27482.24 | 57791.97
CC | 102271.52 | 144871.18 | 144871.2 | 144871.22 | 144871.22 | 144871.22
CSP | 0 | 0 | 0 | 0 | 0 | 0
CT | 6393.83 | 6785.48 | 6785.48 | 6942.41 | 6977.37 | 7008.38
Coal | 10763.64 | 10763.64 | 10763.64 | 10763.64 | 10763.64 | 10763.64
Geo | 136 | 2211 | 6640 | 6640 | 6640 | 6640
H | 0 | 1479 | 3720 | 6327.51 | 6942.26 | 8051.26
LFG | 192 | 2145 | 4355 | 5079 | 5079 | 5079
Nuc | 2740.56 | 7270.56 | 11269.6 | 57270.67 | 107270.67 | 157270.67
PS | 0 | 0 | 0 | 0 | 0 | 0
PV | 1246 | 3314.67 | 4216.13 | 4390.88 | 4403.68 | 4469.16
PeakG | 0 | 0 | 0 | 0 | 0 | 0
PeakO | 0 | 0 | 0 | 0 | 0 | 0
ST | 760 | 1573.04 | 1800.81 | 1918.87 | 4850.08 | 5686.26
STOG | 0 | 0 | 0 | 0 | 0 | 0
STWD | 0 | 0 | 0 | 0 | 0 | 0
WT | 25342 | 168510.14 | 277664.4 | 378895.47 | 426093.22 | 437940.88
IGCC | 618 | 618 | 618 | 618 | 618 | 618
DemandResponse | 0 | 0 | 0 | 0 | 0 | 0
IGCC-CCS | 0 | 0 | 0 | 0 | 0 | 0
WT_off | 469 | 469 | 1569 | 1569 | 1569 | 1569
PseudoUnit | 0 | 0 | 2500 | 3300 | 3300 | 3300
FixedInterchange | 0 | 0 | 0 | 0 | 0 | 0
Cumulative New Build Capacity by Reporting Type: EI_US
ReportingType | 2015 | 2020 | 2025 | 2030 | 2035 | 2040
BM | 741.12 | 911.33 | 1449.89 | 1462.63 | 22159.4 | 49448.21
CC | 78610.85 | 115964.33 | 115964.35 | 115964.36 | 115964.37 | 115964.37
CSP | 0 | 0 | 0 | 0 | 0 | 0
CT | 4323.73 | 4715.39 | 4715.39 | 4872.31 | 4907.27 | 4938.29
Coal | 7858.64 | 7858.64 | 7858.64 | 7858.64 | 7858.64 | 7858.64
Geo | 0 | 0 | 0 | 0 | 0 | 0
H | 0 | 784 | 1530 | 2238 | 2238 | 3347
LFG | 141.4 | 1160.17 | 2495.5 | 3219 | 3219 | 3219
Nuc | 2740.56 | 7270.56 | 11146.16 | 33758.56 | 62719.81 | 103666.4
PS | 0 | 0 | 0 | 0 | 0 | 0
PV | 57.74 | 2126.41 | 3027.88 | 3202.62 | 3215.43 | 3280.9
PeakG | 0 | 0 | 0 | 0 | 0 | 0
PeakO | 0 | 0 | 0 | 0 | 0 | 0
ST | 0 | 0 | 0 | 0 | 0 | 0
STOG | 0 | 0 | 0 | 0 | 0 | 0
STWD | 0 | 0 | 0 | 0 | 0 | 0
WT | 19786.6 | 143423.26 | 219830.81 | 299186.27 | 337714.95 | 345981.43
IGCC | 618 | 618 | 618 | 618 | 618 | 618
DemandResponse | 0 | 0 | 0 | 0 | 0 | 0
IGCC-CCS | 0 | 0 | 0 | 0 | 0 | 0
WT_off | 469 | 469 | 1569 | 1569 | 1569 | 1569
PseudoUnit | 0 | 0 | 2500 | 3300 | 3300 | 3300
FixedInterchange | 0 | 0 | 0 | 0 | 0 | 0
Cumulative New Build Capacity by Reporting Type: EI_Canada
ReportingType | 2015 | 2020 | 2025 | 2030 | 2035 | 2040
BM | 326.33 | 326.33 | 326.33 | 326.33 | 326.33 | 326.33
CC | 1544.76 | 1544.76 | 1544.76 | 1544.76 | 1544.76 | 1544.76
CSP | 0 | 0 | 0 | 0 | 0 | 0
CT | 368 | 368 | 368 | 368 | 368 | 368
Coal | 0 | 0 | 0 | 0 | 0 | 0
Geo | 0 | 0 | 0 | 0 | 0 | 0
H | 0 | 695 | 2190 | 4089.51 | 4369.25 | 4369.25
LFG | 14.5 | 14.5 | 14.5 | 15 | 15 | 15
Nuc | 0 | 0 | 0 | 0 | 0 | 0
PS | 0 | 0 | 0 | 0 | 0 | 0
PV | 1067.26 | 1067.26 | 1067.26 | 1067.26 | 1067.26 | 1067.26
PeakG | 0 | 0 | 0 | 0 | 0 | 0
PeakO | 0 | 0 | 0 | 0 | 0 | 0
ST | 0 | 0 | 0 | 0 | 0 | 0
STOG | 0 | 0 | 0 | 0 | 0 | 0
STWD | 0 | 0 | 0 | 0 | 0 | 0
WT | 2408.3 | 2408.3 | 2408.3 | 2408.3 | 2408.3 | 2408.3
IGCC | 0 | 0 | 0 | 0 | 0 | 0
DemandResponse | 0 | 0 | 0 | 0 | 0 | 0
IGCC-CCS | 0 | 0 | 0 | 0 | 0 | 0
WT_off | 0 | 0 | 0 | 0 | 0 | 0
PseudoUnit | 0 | 0 | 0 | 0 | 0 | 0
FixedInterchange | 0 | 0 | 0 | 0 | 0 | 0
Cumulative New Build Capacity by Reporting Type: EI
ReportingType | 2015 | 2020 | 2025 | 2030 | 2035 | 2040
BM | 1067.45 | 1237.66 | 1776.22 | 1788.96 | 22485.73 | 49774.54
CC | 80155.61 | 117509.08 | 117509.11 | 117509.12 | 117509.12 | 117509.12
CSP | 0 | 0 | 0 | 0 | 0 | 0
CT | 4691.73 | 5083.39 | 5083.39 | 5240.31 | 5275.27 | 5306.29
Coal | 7858.64 | 7858.64 | 7858.64 | 7858.64 | 7858.64 | 7858.64
Geo | 0 | 0 | 0 | 0 | 0 | 0
H | 0 | 1479 | 3720 | 6327.51 | 6607.26 | 7716.26
LFG | 155.9 | 1174.67 | 2510 | 3234 | 3234 | 3234
Nuc | 2740.56 | 7270.56 | 11146.16 | 33758.56 | 62719.81 | 103666.4
PS | 0 | 0 | 0 | 0 | 0 | 0
PV | 1125 | 3193.67 | 4095.13 | 4269.88 | 4282.68 | 4348.16
PeakG | 0 | 0 | 0 | 0 | 0 | 0
PeakO | 0 | 0 | 0 | 0 | 0 | 0
ST | 0 | 0 | 0 | 0 | 0 | 0
STOG | 0 | 0 | 0 | 0 | 0 | 0
STWD | 0 | 0 | 0 | 0 | 0 | 0
WT | 22194.9 | 145831.56 | 222239.11 | 301594.57 | 340123.25 | 348389.73
IGCC | 618 | 618 | 618 | 618 | 618 | 618
DemandResponse | 0 | 0 | 0 | 0 | 0 | 0
IGCC-CCS | 0 | 0 | 0 | 0 | 0 | 0
WT_off | 469 | 469 | 1569 | 1569 | 1569 | 1569
PseudoUnit | 0 | 0 | 2500 | 3300 | 3300 | 3300
FixedInterchange | 0 | 0 | 0 | 0 | 0 | 0
Cumulative New Build Capacity by Reporting Type: Outside_EI
ReportingType | 2015 | 2020 | 2025 | 2030 | 2035 | 2040
BM | 183.55 | 183.55 | 183.55 | 183.55 | 4996.51 | 8017.43
CC | 22115.91 | 27362.09 | 27362.1 | 27362.1 | 27362.1 | 27362.1
CSP | 0 | 0 | 0 | 0 | 0 | 0
CT | 1702.1 | 1702.1 | 1702.1 | 1702.1 | 1702.1 | 1702.1
Coal | 2905 | 2905 | 2905 | 2905 | 2905 | 2905
Geo | 136 | 2211 | 6640 | 6640 | 6640 | 6640
H | 0 | 0 | 0 | 0 | 335 | 335
LFG | 36.1 | 970.33 | 1845 | 1845 | 1845 | 1845
Nuc | 0 | 0 | 123.45 | 23512.1 | 44550.86 | 53604.26
PS | 0 | 0 | 0 | 0 | 0 | 0
PV | 121 | 121 | 121 | 121 | 121 | 121
PeakG | 0 | 0 | 0 | 0 | 0 | 0
PeakO | 0 | 0 | 0 | 0 | 0 | 0
ST | 760 | 1573.04 | 1800.81 | 1918.87 | 4850.08 | 5686.26
STOG | 0 | 0 | 0 | 0 | 0 | 0
STWD | 0 | 0 | 0 | 0 | 0 | 0
WT | 3147.1 | 22678.58 | 55425.29 | 77300.9 | 85969.96 | 89551.15
IGCC | 0 | 0 | 0 | 0 | 0 | 0
DemandResponse | 0 | 0 | 0 | 0 | 0 | 0
IGCC-CCS | 0 | 0 | 0 | 0 | 0 | 0
WT_off | 0 | 0 | 0 | 0 | 0 | 0
PseudoUnit | 0 | 0 | 0 | 0 | 0 | 0
FixedInterchange | 0 | 0 | 0 | 0 | 0 | 0
#3 | Retirements of Capacity (MW)
Retirements of Capacity by Reporting Type: Entergy
ReportingType | 2015 | 2020 | 2025 | 2030 | 2035 | 2040
BM | 0 | 0 | 0 | 0 | 0 | 0
CC | 0 | 0 | 0 | 0 | 0 | 0
CSP | 0 | 0 | 0 | 0 | 0 | 0
CT | 0 | 0 | 0 | 0 | 0 | 0
Coal | 952.9 | 4660.26 | 1812.08 | 883.65 | 0 | 0
Geo | 0 | 0 | 0 | 0 | 0 | 0
H | 0 | 0 | 0 | 0 | 0 | 0
LFG | 0 | 0 | 0 | 0 | 0 | 0
Nuc | 0 | 0 | 0 | 0 | 842 | 997
PS | 0 | 0 | 0 | 0 | 0 | 0
PV | 0 | 0 | 0 | 0 | 0 | 0
PeakG | 0 | 0 | 0 | 0 | 0 | 0
PeakO | 0 | 0 | 0 | 0 | 0 | 0
ST | 0 | 0 | 0 | 0 | 0 | 0
STOG | 12655.12 | 0 | 0 | 1349.53 | 860.34 | 0
STWD | 0 | 0 | 0 | 0 | 0 | 0
WT | 0 | 0 | 0 | 0 | 0 | 0
IGCC | 0 | 0 | 0 | 0 | 0 | 0
DemandResponse | 0 | 0 | 0 | 0 | 0 | 0
IGCC-CCS | 0 | 0 | 0 | 0 | 0 | 0
WT_off | 0 | 0 | 0 | 0 | 0 | 0
PseudoUnit | 0 | 0 | 0 | 0 | 0 | 0
FixedInterchange | 0 | 0 | 0 | 0 | 0 | 0
Retirements of Capacity by Reporting Type: FRCC
ReportingType | 2015 | 2020 | 2025 | 2030 | 2035 | 2040
BM | 0 | 0 | 0 | 0 | 0 | 0
CC | 0 | 0 | 0 | 9444.29 | 5253.7 | 0
CSP | 0 | 0 | 0 | 0 | 0 | 0
CT | 0 | 0 | 0 | 0 | 2480 | 0
Coal | 6661.38 | 1104 | 0.01 | 0 | 0 | 0
Geo | 0 | 0 | 0 | 0 | 0 | 0
H | 0 | 0 | 0 | 0 | 0 | 0
LFG | 0 | 0 | 0 | 0 | 0 | 0
Nuc | 0 | 0 | 0 | 0 | 1615.33 | 1677
PS | 0 | 0 | 0 | 0 | 0 | 0
PV | 0 | 0 | 0 | 0 | 0 | 0
PeakG | 0 | 0 | 0 | 1888.97 | 0 | 0
PeakO | 0 | 0 | 480.3 | 1802.69 | 0 | 0
ST | 0 | 0 | 0 | 0 | 0 | 0
STOG | 9628.7 | 0 | 204.3 | 0 | 0 | 0
STWD | 0 | 0 | 0 | 0 | 0 | 0
WT | 0 | 0 | 0 | 0 | 0 | 0
IGCC | 0 | 0 | 0 | 0 | 0 | 0
DemandResponse | 0 | 0 | 0 | 0 | 0 | 0
IGCC-CCS | 0 | 0 | 0 | 0 | 0 | 0
WT_off | 0 | 0 | 0 | 0 | 0 | 0
PseudoUnit | 0 | 0 | 0 | 0 | 0 | 0
FixedInterchange | 0 | 0 | 0 | 0 | 0 | 0
Retirements of Capacity by Reporting Type: MAPP_US
ReportingType | 2015 | 2020 | 2025 | 2030 | 2035 | 2040
BM | 0 | 0 | 0 | 0 | 0 | 0
CC | 0 | 0 | 0 | 0 | 0 | 0
CSP | 0 | 0 | 0 | 0 | 0 | 0
CT | 0 | 0 | 0 | 0 | 0 | 0
Coal | 1908.31 | 471 | 563.03 | 1.97 | 0 | 0
Geo | 0 | 0 | 0 | 0 | 0 | 0
H | 0 | 0 | 0 | 0 | 0 | 0
LFG | 0 | 0 | 0 | 0 | 0 | 0
Nuc | 0 | 0 | 0 | 0 | 0 | 0
PS | 0 | 0 | 0 | 0 | 0 | 0
PV | 0 | 0 | 0 | 0 | 0 | 0
PeakG | 0 | 0 | 0 | 0 | 0 | 0
PeakO | 0 | 0 | 0 | 0 | 0 | 0
ST | 0 | 0 | 0 | 0 | 0 | 0
STOG | 18.78 | 0 | 0 | 0 | 0 | 0
STWD | 0 | 0 | 0 | 0 | 0 | 0
WT | 0 | 0 | 0 | 0 | 0 | 0
IGCC | 0 | 0 | 0 | 0 | 0 | 0
DemandResponse | 0 | 0 | 0 | 0 | 0 | 0
IGCC-CCS | 0 | 0 | 0 | 0 | 0 | 0
WT_off | 0 | 0 | 0 | 0 | 0 | 0
PseudoUnit | 0 | 0 | 0 | 0 | 0 | 0
FixedInterchange | 0 | 0 | 0 | 0 | 0 | 0
Retirements of Capacity by Reporting Type: MISO_IN
ReportingType | 2015 | 2020 | 2025 | 2030 | 2035 | 2040
BM | 0 | 0 | 0 | 0 | 0 | 0
CC | 0 | 0 | 0 | 0 | 0 | 0
CSP | 0 | 0 | 0 | 0 | 0 | 0
CT | 0 | 0 | 0 | 0 | 0 | 0
Coal | 5397.67 | 1804 | 1417.47 | 2873.16 | 0 | 0
Geo | 0 | 0 | 0 | 0 | 0 | 0
H | 0 | 0 | 0 | 0 | 0 | 0
LFG | 0 | 0 | 0 | 0 | 0 | 0
Nuc | 0 | 0 | 0 | 0 | 0 | 0
PS | 0 | 0 | 0 | 0 | 0 | 0
PV | 0 | 0 | 0 | 0 | 0 | 0
PeakG | 0 | 0 | 0 | 0 | 0 | 0
PeakO | 0 | 0 | 0 | 0 | 0 | 0
ST | 0 | 0 | 0 | 0 | 0 | 0
STOG | 0 | 0 | 0 | 0 | 0 | 14.73
STWD | 0 | 0 | 0 | 0 | 0 | 0
WT | 0 | 0 | 0 | 0 | 0 | 0
IGCC | 0 | 0 | 0 | 0 | 0 | 0
DemandResponse | 0 | 0 | 0 | 0 | 0 | 0
IGCC-CCS | 0 | 0 | 0 | 0 | 0 | 0
WT_off | 0 | 0 | 0 | 0 | 0 | 0
PseudoUnit | 0 | 0 | 0 | 0 | 0 | 0
FixedInterchange | 0 | 0 | 0 | 0 | 0 | 0
Retirements of Capacity by Reporting Type: MISO_MI
ReportingType | 2015 | 2020 | 2025 | 2030 | 2035 | 2040
BM | 0 | 0 | 0 | 0 | 0 | 0
CC | 0 | 0 | 0 | 0 | 0 | 707.72
CSP | 0 | 0 | 0 | 0 | 0 | 0
CT | 0 | 0 | 0 | 0 | 0 | 0
Coal | 6339.99 | 4452 | 0 | 0 | 0 | 0
Geo | 0 | 0 | 0 | 0 | 0 | 0
H | 0 | 0 | 0 | 0 | 0 | 0
LFG | 0 | 0 | 0 | 0 | 0 | 0
Nuc | 0 | 0 | 0 | 0 | 778 | 0
PS | 0 | 0 | 0 | 0 | 0 | 0
PV | 0 | 0 | 0 | 0 | 0 | 0
PeakG | 0 | 0 | 0 | 0 | 0 | 0
PeakO | 0 | 0 | 0 | 0 | 0 | 0
ST | 0 | 0 | 0 | 0 | 0 | 0
STOG | 0 | 0 | 0 | 0 | 0 | 449.47
STWD | 0 | 0 | 0 | 0 | 0 | 0
WT | 0 | 0 | 0 | 0 | 0 | 0
IGCC | 0 | 0 | 0 | 0 | 0 | 0
DemandResponse | 0 | 0 | 0 | 0 | 0 | 0
IGCC-CCS | 0 | 0 | 0 | 0 | 0 | 0
WT_off | 0 | 0 | 0 | 0 | 0 | 0
PseudoUnit | 0 | 0 | 0 | 0 | 0 | 0
FixedInterchange | 0 | 0 | 0 | 0 | 0 | 0
Retirements of Capacity by Reporting Type: MISO_MO-IL
ReportingType | 2015 | 2020 | 2025 | 2030 | 2035 | 2040
BM | 0 | 0 | 0 | 0 | 0 | 0
CC | 0 | 0 | 0 | 0 | 0 | 0
CSP | 0 | 0 | 0 | 0 | 0 | 0
CT | 0 | 0 | 0 | 0 | 0 | 0
Coal | 4201.7 | 6582.95 | 993 | 1190.05 | 0 | 0
Geo | 0 | 0 | 0 | 0 | 0 | 0
H | 0 | 0 | 0 | 0 | 0 | 0
LFG | 0 | 0 | 0 | 0 | 0 | 0
Nuc | 0 | 0 | 0 | 0 | 0 | 0
PS | 0 | 0 | 0 | 0 | 0 | 0
PV | 0 | 0 | 0 | 0 | 0 | 0
PeakG | 0 | 0 | 0 | 0 | 0 | 0
PeakO | 0 | 0 | 0 | 0 | 0 | 0
ST | 0 | 0 | 0 | 0 | 0 | 0
STOG | 0 | 0 | 0 | 0 | 0 | 41.63
STWD | 0 | 0 | 0 | 0 | 0 | 0
WT | 0 | 0 | 0 | 0 | 0 | 0
IGCC | 0 | 0 | 0 | 0 | 0 | 0
DemandResponse | 0 | 0 | 0 | 0 | 0 | 0
IGCC-CCS | 0 | 0 | 0 | 0 | 0 | 0
WT_off | 0 | 0 | 0 | 0 | 0 | 0
PseudoUnit | 0 | 0 | 0 | 0 | 0 | 0
FixedInterchange | 0 | 0 | 0 | 0 | 0 | 0
Retirements of Capacity by Reporting Type: MISO_W
ReportingType | 2015 | 2020 | 2025 | 2030 | 2035 | 2040
BM | 0 | 0 | 0 | 0 | 0 | 0
CC | 0 | 0 | 0 | 0 | 0 | 0
CSP | 0 | 0 | 0 | 0 | 0 | 0
CT | 0 | 0 | 0 | 0 | 0 | 0
Coal | 3725.65 | 4425.9 | 1464.8 | 3518.23 | 0 | 0
Geo | 0 | 0 | 0 | 0 | 0 | 0
H | 0 | 0 | 0 | 0 | 0 | 0
LFG | 0 | 0 | 0 | 0 | 0 | 0
Nuc | 0 | 0 | 0 | 0 | 2361.23 | 0
PS | 0 | 0 | 0 | 0 | 0 | 0
PV | 0 | 0 | 0 | 0 | 0 | 0
PeakG | 0 | 0 | 0 | 0 | 0 | 0
PeakO | 0 | 0 | 0 | 0 | 0 | 0
ST | 0 | 0 | 0 | 0 | 0 | 0
STOG | 0 | 0 | 0 | 0 | 0 | 7.56
STWD | 0 | 0 | 0 | 0 | 0 | 0
WT | 0 | 0 | 0 | 0 | 0 | 0
IGCC | 0 | 0 | 0 | 0 | 0 | 0
DemandResponse | 0 | 0 | 0 | 0 | 0 | 0
IGCC-CCS | 0 | 0 | 0 | 0 | 0 | 0
WT_off | 0 | 0 | 0 | 0 | 0 | 0
PseudoUnit | 0 | 0 | 0 | 0 | 0 | 0
FixedInterchange | 0 | 0 | 0 | 0 | 0 | 0
Retirements of Capacity by Reporting Type: MISO_WUMS
ReportingType | 2015 | 2020 | 2025 | 2030 | 2035 | 2040
BM | 0 | 0 | 0 | 0 | 0 | 0
CC | 0 | 0 | 0 | 0 | 0 | 1050.4
CSP | 0 | 0 | 0 | 0 | 0 | 0
CT | 0 | 0 | 0 | 0 | 0 | 0
Coal | 4191.09 | 1868.99 | 0 | 333.11 | 0 | 0
Geo | 0 | 0 | 0 | 0 | 0 | 0
H | 0 | 0 | 0 | 0 | 0 | 0
LFG | 0 | 0 | 0 | 0 | 0 | 0
Nuc | 0 | 0 | 0 | 0 | 1816.9 | 0
PS | 0 | 0 | 0 | 0 | 0 | 0
PV | 0 | 0 | 0 | 0 | 0 | 0
PeakG | 0 | 0 | 0 | 0 | 0 | 0
PeakO | 0 | 0 | 0 | 0 | 0 | 0
ST | 0 | 0 | 0 | 0 | 0 | 0
STOG | 59.5 | 0 | 0 | 0 | 0 | 9.02
STWD | 0 | 0 | 0 | 0 | 0 | 0
WT | 0 | 0 | 0 | 0 | 0 | 0
IGCC | 0 | 0 | 0 | 0 | 0 | 0
DemandResponse | 0 | 0 | 0 | 0 | 0 | 0
IGCC-CCS | 0 | 0 | 0 | 0 | 0 | 0
WT_off | 0 | 0 | 0 | 0 | 0 | 0
PseudoUnit | 0 | 0 | 0 | 0 | 0 | 0
FixedInterchange | 0 | 0 | 0 | 0 | 0 | 0
Retirements of Capacity by Reporting Type: Nebraska
ReportingType | 2015 | 2020 | 2025 | 2030 | 2035 | 2040
BM | 0 | 0 | 0 | 0 | 0 | 0
CC | 0 | 0 | 0 | 0 | 0 | 0
CSP | 0 | 0 | 0 | 0 | 0 | 0
CT | 0 | 0 | 0 | 0 | 0 | 0
Coal | 0 | 3195.8 | 0 | 0 | 0 | 0
Geo | 0 | 0 | 0 | 0 | 0 | 0
H | 0 | 0 | 0 | 0 | 0 | 0
LFG | 0 | 0 | 0 | 0 | 0 | 0
Nuc | 0 | 0 | 0 | 0 | 1251.8 | 0
PS | 0 | 0 | 0 | 0 | 0 | 0
PV | 0 | 0 | 0 | 0 | 0 | 0
PeakG | 0 | 0 | 0 | 0 | 0 | 0
PeakO | 0 | 0 | 0 | 0 | 0 | 0
ST | 0 | 0 | 0 | 0 | 0 | 0
STOG | 269.97 | 0 | 0 | 0 | 0 | 0
STWD | 0 | 0 | 0 | 0 | 0 | 0
WT | 0 | 0 | 0 | 0 | 0 | 0
IGCC | 0 | 0 | 0 | 0 | 0 | 0
DemandResponse | 0 | 0 | 0 | 0 | 0 | 0
IGCC-CCS | 0 | 0 | 0 | 0 | 0 | 0
WT_off | 0 | 0 | 0 | 0 | 0 | 0
PseudoUnit | 0 | 0 | 0 | 0 | 0 | 0
FixedInterchange | 0 | 0 | 0 | 0 | 0 | 0
Retirements of Capacity by Reporting Type: NEISO
ReportingType | 2015 | 2020 | 2025 | 2030 | 2035 | 2040
BM | 0 | 0 | 0 | 0 | 0 | 0
CC | 1035.94 | 3019.54 | 1292.04 | 858.24 | 0 | 72.88
CSP | 0 | 0 | 0 | 0 | 0 | 0
CT | 0 | 0 | 0 | 9.5 | 95.86 | 0
Coal | 2250.13 | 320 | 0 | 0 | 0 | 0
Geo | 0 | 0 | 0 | 0 | 0 | 0
H | 0 | 0 | 0 | 0 | 0 | 0
LFG | 0 | 0 | 0 | 0 | 0 | 0
Nuc | 0 | 0 | 0 | 0 | 1289 | 876.92
PS | 0 | 0 | 0 | 0 | 0 | 0
PV | 0 | 0 | 0 | 0 | 0 | 0
PeakG | 0 | 0 | 0 | 0 | 0 | 0
PeakO | 1182.97 | 0 | 0 | 0 | 0 | 0
ST | 0 | 0 | 0 | 0 | 0 | 0
STOG | 6237 | 0 | 0 | 0 | 0 | 0
STWD | 0 | 0 | 0 | 0 | 0 | 0
WT | 0 | 0 | 0 | 0 | 0 | 0
IGCC | 0 | 0 | 0 | 0 | 0 | 0
DemandResponse | 0 | 0 | 0 | 0 | 0 | 0
IGCC-CCS | 0 | 0 | 0 | 0 | 0 | 0
WT_off | 0 | 0 | 0 | 0 | 0 | 0
PseudoUnit | 0 | 0 | 0 | 0 | 0 | 0
FixedInterchange | 0 | 0 | 0 | 0 | 0 | 0
Retirements of Capacity by Reporting Type: NonRTO_Midwest
ReportingType | 2015 | 2020 | 2025 | 2030 | 2035 | 2040
BM | 0 | 0 | 0 | 0 | 0 | 0
CC | 0 | 0 | 0 | 0 | 0 | 2912.65
CSP | 0 | 0 | 0 | 0 | 0 | 0
CT | 0 | 0 | 0 | 0 | 0 | 0
Coal | 4229.31 | 2154.94 | 812.69 | 964.77 | 0.01 | 0
Geo | 0 | 0 | 0 | 0 | 0 | 0
H | 0 | 0 | 0 | 0 | 0 | 0
LFG | 0 | 0 | 0 | 0 | 0 | 0
Nuc | 0 | 0 | 0 | 0 | 0 | 0
PS | 0 | 0 | 0 | 0 | 0 | 0
PV | 0 | 0 | 0 | 0 | 0 | 0
PeakG | 0 | 0 | 0 | 0 | 906.47 | 0
PeakO | 0 | 0 | 0 | 0 | 12 | 0
ST | 0 | 0 | 0 | 0 | 0 | 0
STOG | 0 | 0 | 0 | 0 | 0 | 0
STWD | 0 | 0 | 0 | 0 | 0 | 0
WT | 0 | 0 | 0 | 0 | 0 | 0
IGCC | 0 | 0 | 0 | 0 | 0 | 0
DemandResponse | 0 | 0 | 0 | 0 | 0 | 0
IGCC-CCS | 0 | 0 | 0 | 0 | 0 | 0
WT_off | 0 | 0 | 0 | 0 | 0 | 0
PseudoUnit | 0 | 0 | 0 | 0 | 0 | 0
FixedInterchange | 0 | 0 | 0 | 0 | 0 | 0
Retirements of Capacity by Reporting Type: NYISO_A-F
ReportingType | 2015 | 2020 | 2025 | 2030 | 2035 | 2040
BM | 0 | 0 | 0 | 0 | 0 | 0
CC | 122.03 | 0 | 1808.68 | 0 | 817.82 | 639
CSP | 0 | 0 | 0 | 0 | 0 | 0
CT | 0 | 0 | 0 | 0 | 0 | 0
Coal | 2251.9 | 0 | 0 | 0 | 0 | 0
Geo | 0 | 0 | 0 | 0 | 0 | 0
H | 0 | 0 | 0 | 0 | 0 | 0
LFG | 0 | 0 | 0 | 0 | 0 | 0
Nuc | 0 | 0 | 0 | 621.2 | 580.5 | 852.2
PS | 0 | 0 | 0 | 0 | 0 | 0
PV | 0 | 0 | 0 | 0 | 0 | 0
PeakG | 0 | 0 | 0 | 0 | 0 | 0
PeakO | 0 | 0 | 0 | 0 | 0 | 0
ST | 0 | 0 | 0 | 0 | 0 | 0
STOG | 1701 | 0 | 0 | 0 | 0 | 0
STWD | 0 | 0 | 0 | 0 | 0 | 0
WT | 0 | 0 | 0 | 0 | 0 | 0
IGCC | 0 | 0 | 0 | 0 | 0 | 0
DemandResponse | 0 | 0 | 0 | 0 | 0 | 0
IGCC-CCS | 0 | 0 | 0 | 0 | 0 | 0
WT_off | 0 | 0 | 0 | 0 | 0 | 0
PseudoUnit | 0 | 0 | 0 | 0 | 0 | 0
FixedInterchange | 0 | 0 | 0 | 0 | 0 | 0
Retirements of Capacity by Reporting Type: NYISO_G-I
ReportingType | 2015 | 2020 | 2025 | 2030 | 2035 | 2040
BM | 0 | 0 | 0 | 0 | 0 | 0
CC | 0 | 0 | 0 | 0 | 0 | 0
CSP | 0 | 0 | 0 | 0 | 0 | 0
CT | 0 | 0 | 0 | 0 | 0 | 0
Coal | 368.2 | 0 | 0 | 0 | 0 | 0
Geo | 0 | 0 | 0 | 0 | 0 | 0
H | 0 | 0 | 0 | 0 | 0 | 0
LFG | 0 | 0 | 0 | 0 | 0 | 0
Nuc | 0 | 0 | 0 | 0 | 1019.6 | 1025
PS | 0 | 0 | 0 | 0 | 0 | 0
PV | 0 | 0 | 0 | 0 | 0 | 0
PeakG | 0 | 0 | 0 | 0 | 0 | 0
PeakO | 0 | 0 | 0 | 0 | 0 | 0
ST | 0 | 0 | 0 | 0 | 0 | 0
STOG | 2430.98 | 0 | 0 | 0 | 0 | 0
STWD | 0 | 0 | 0 | 0 | 0 | 0
WT | 0 | 0 | 0 | 0 | 0 | 0
IGCC | 0 | 0 | 0 | 0 | 0 | 0
DemandResponse | 0 | 0 | 0 | 0 | 0 | 0
IGCC-CCS | 0 | 0 | 0 | 0 | 0 | 0
WT_off | 0 | 0 | 0 | 0 | 0 | 0
PseudoUnit | 0 | 0 | 0 | 0 | 0 | 0
FixedInterchange | 0 | 0 | 0 | 0 | 0 | 0
Retirements of Capacity by Reporting Type: NYISO_J-K
ReportingType | 2015 | 2020 | 2025 | 2030 | 2035 | 2040
BM | 0 | 0 | 0 | 0 | 0 | 0
CC | 0 | 0 | 0 | 0 | 0 | 0
CSP | 0 | 0 | 0 | 0 | 0 | 0
CT | 0 | 0 | 0 | 0 | 0 | 0
Coal | 0 | 0 | 0 | 0 | 0 | 0
Geo | 0 | 0 | 0 | 0 | 0 | 0
H | 0 | 0 | 0 | 0 | 0 | 0
LFG | 0 | 0 | 0 | 0 | 0 | 0
Nuc | 0 | 0 | 0 | 0 | 0 | 0
PS | 0 | 0 | 0 | 0 | 0 | 0
PV | 0 | 0 | 0 | 0 | 0 | 0
PeakG | 0 | 0 | 0 | 0 | 0 | 0
PeakO | 0 | 0 | 0 | 0 | 0 | 0
ST | 0 | 0 | 0 | 0 | 0 | 0
STOG | 3377.53 | 0 | 0 | 0 | 0 | 237.6
STWD | 0 | 0 | 0 | 0 | 0 | 0
WT | 0 | 0 | 0 | 0 | 0 | 0
IGCC | 0 | 0 | 0 | 0 | 0 | 0
DemandResponse | 0 | 0 | 0 | 0 | 0 | 0
IGCC-CCS | 0 | 0 | 0 | 0 | 0 | 0
WT_off | 0 | 0 | 0 | 0 | 0 | 0
PseudoUnit | 0 | 0 | 0 | 0 | 0 | 0
FixedInterchange | 0 | 0 | 0 | 0 | 0 | 0
Retirements of Capacity by Reporting Type: PJM_E
ReportingType | 2015 | 2020 | 2025 | 2030 | 2035 | 2040
BM | 0 | 0 | 0 | 0 | 0 | 0
CC | 0 | 0 | 0 | 0 | 618.3 | 522.61
CSP | 0 | 0 | 0 | 0 | 0 | 0
CT | 0 | 0 | 0 | 0 | 0 | 26.2
Coal | 2804 | 568 | 0 | 0 | 0 | 0
Geo | 0 | 0 | 0 | 0 | 0 | 0
H | 0 | 0 | 0 | 0 | 0 | 0
LFG | 0 | 0 | 0 | 0 | 0 | 0
Nuc | 0 | 614.5 | 0 | 0 | 2224 | 1174
PS | 0 | 0 | 0 | 0 | 0 | 0
PV | 0 | 0 | 0 | 0 | 0 | 0
PeakG | 268.5 | 0 | 0 | 0 | 0 | 0
PeakO | 2.7 | 0 | 0 | 0 | 0 | 0
ST | 0 | 0 | 0 | 0 | 0 | 0
STOG | 629.5 | 0 | 667.49 | 0 | 1955 | 0.01
STWD | 0 | 0 | 0 | 0 | 0 | 0
WT | 0 | 0 | 0 | 0 | 0 | 0
IGCC | 0 | 0 | 0 | 0 | 0 | 0
DemandResponse | 0 | 0 | 0 | 0 | 0 | 0
IGCC-CCS | 0 | 0 | 0 | 0 | 0 | 0
WT_off | 0 | 0 | 0 | 0 | 0 | 0
PseudoUnit | 0 | 0 | 0 | 0 | 0 | 0
FixedInterchange | 0 | 0 | 0 | 0 | 0 | 0
Retirements of Capacity by Reporting Type: PJM_ROM
ReportingType | 2015 | 2020 | 2025 | 2030 | 2035 | 2040
BM | 0 | 0 | 0 | 0 | 0 | 0
CC | 0 | 0 | 0 | 0 | 0 | 1396.92
CSP | 0 | 0 | 0 | 0 | 0 | 0
CT | 0 | 0 | 0 | 0 | 16 | 0
Coal | 13446.3 | 1234 | 1646.09 | 0 | 0 | 0
Geo | 0 | 0 | 0 | 0 | 0 | 0
H | 0 | 0 | 0 | 0 | 0 | 0
LFG | 0 | 0 | 0 | 0 | 0 | 0
Nuc | 0 | 0 | 0 | 0 | 1732 | 899
PS | 0 | 0 | 0 | 0 | 0 | 0
PV | 0 | 0 | 0 | 0 | 0 | 0
PeakG | 0 | 0 | 0 | 0 | 0 | 0
PeakO | 270 | 0 | 0 | 0 | 0 | 1565.99
ST | 0 | 0 | 0 | 0 | 0 | 0
STOG | 580 | 0 | 0 | 0 | 0 | 3528.99
STWD | 0 | 0 | 0 | 0 | 0 | 0
WT | 0 | 0 | 0 | 0 | 0 | 0
IGCC | 0 | 0 | 0 | 0 | 0 | 0
DemandResponse | 0 | 0 | 0 | 0 | 0 | 0
IGCC-CCS | 0 | 0 | 0 | 0 | 0 | 0
WT_off | 0 | 0 | 0 | 0 | 0 | 0
PseudoUnit | 0 | 0 | 0 | 0 | 0 | 0
FixedInterchange | 0 | 0 | 0 | 0 | 0 | 0
Retirements of Capacity by Reporting Type: PJM_ROR
ReportingType | 2015 | 2020 | 2025 | 2030 | 2035 | 2040
BM | 0 | 0 | 0 | 0 | 0 | 0
CC | 0 | 0 | 0 | 0 | 174 | 6940.53
CSP | 0 | 0 | 0 | 0 | 0 | 0
CT | 0 | 0 | 0 | 0 | 29 | 0
Coal | 33486.27 | 10688.03 | 9934.78 | 0 | 0 | 0
Geo | 0 | 0 | 0 | 0 | 0 | 0
H | 0 | 0 | 0 | 0 | 0 | 0
LFG | 0 | 0 | 0 | 0 | 0 | 0
Nuc | 0 | 0 | 0 | 867 | 4275 | 4883.16
PS | 0 | 0 | 0 | 0 | 0 | 0
PV | 0 | 0 | 0 | 0 | 0 | 0
PeakG | 0 | 0 | 0 | 0 | 0 | 0
PeakO | 19 | 0 | 0 | 0 | 0 | 1741.99
ST | 0 | 0 | 0 | 0 | 0 | 0
STOG | 0 | 0 | 35 | 0 | 415.22 | 1671.78
STWD | 0 | 0 | 0 | 0 | 0 | 0
WT | 0 | 0 | 0 | 0 | 0 | 0
IGCC | 0 | 0 | 0 | 0 | 0 | 0
DemandResponse | 0 | 0 | 0 | 0 | 0 | 0
IGCC-CCS | 0 | 0 | 0 | 0 | 0 | 0
WT_off | 0 | 0 | 0 | 0 | 0 | 0
PseudoUnit | 0 | 0 | 0 | 0 | 0 | 0
FixedInterchange | 0 | 0 | 0 | 0 | 0 | 0
Retirements of Capacity by Reporting Type: SOCO
ReportingType | 2015 | 2020 | 2025 | 2030 | 2035 | 2040
BM | 0 | 0 | 0 | 0 | 0 | 0
CC | 0 | 0 | 0 | 186 | 10644.74 | 6033.29
CSP | 0 | 0 | 0 | 0 | 0 | 0
CT | 0 | 0 | 0 | 0 | 0 | 0
Coal | 17616.53 | 4049.07 | 2109.62 | 0 | 0 | 0
Geo | 0 | 0 | 0 | 0 | 0 | 0
H | 0 | 0 | 0 | 0 | 0 | 0
LFG | 0 | 0 | 0 | 0 | 0 | 0
Nuc | 0 | 0 | 0 | 0 | 0 | 2645.05
PS | 0 | 0 | 0 | 0 | 0 | 0
PV | 0 | 0 | 0 | 0 | 0 | 0
PeakG | 209.99 | 0 | 0 | 3827.09 | 1562.82 | 0
PeakO | 1138.99 | 0 | 0 | 0 | 0 | 0
ST | 0 | 0 | 0 | 0 | 0 | 0
STOG | 854 | 0 | 0 | 0 | 0 | 0
STWD | 0 | 0 | 0 | 0 | 0 | 0
WT | 0 | 0 | 0 | 0 | 0 | 0
IGCC | 0 | 0 | 0 | 0 | 0 | 0
DemandResponse | 0 | 0 | 0 | 0 | 0 | 0
IGCC-CCS | 0 | 0 | 0 | 0 | 0 | 0
WT_off | 0 | 0 | 0 | 0 | 0 | 0
PseudoUnit | 0 | 0 | 0 | 0 | 0 | 0
FixedInterchange | 0 | 0 | 0 | 0 | 0 | 0
Retirements of Capacity by Reporting Type: SPP_N
ReportingType | 2015 | 2020 | 2025 | 2030 | 2035 | 2040
BM | 0 | 0 | 0 | 0 | 0 | 0
CC | 0 | 0 | 0 | 0 | 0 | 0
CSP | 0 | 0 | 0 | 0 | 0 | 0
CT | 0 | 0 | 0 | 0 | 0 | 0
Coal | 621 | 3512.78 | 2910.56 | 0 | 187.15 | 0
Geo | 0 | 0 | 0 | 0 | 0 | 0
H | 0 | 0 | 0 | 0 | 0 | 0
LFG | 0 | 0 | 0 | 0 | 0 | 0
Nuc | 0 | 0 | 0 | 0 | 0 | 0
PS | 0 | 0 | 0 | 0 | 0 | 0
PV | 0 | 0 | 0 | 0 | 0 | 0
PeakG | 0 | 0 | 0 | 0 | 0 | 0
PeakO | 0 | 0 | 0 | 0 | 0 | 0
ST | 0 | 0 | 0 | 0 | 0 | 0
STOG | 485.52 | 0 | 0 | 0 | 0 | 0
STWD | 0 | 0 | 0 | 0 | 0 | 0
WT | 0 | 0 | 0 | 0 | 0 | 0
IGCC | 0 | 0 | 0 | 0 | 0 | 0
DemandResponse | 0 | 0 | 0 | 0 | 0 | 0
IGCC-CCS | 0 | 0 | 0 | 0 | 0 | 0
WT_off | 0 | 0 | 0 | 0 | 0 | 0
PseudoUnit | 0 | 0 | 0 | 0 | 0 | 0
FixedInterchange | 0 | 0 | 0 | 0 | 0 | 0
Retirements of Capacity by Reporting Type: SPP_S
ReportingType | 2015 | 2020 | 2025 | 2030 | 2035 | 2040
BM | 0 | 0 | 0 | 0 | 0 | 0
CC | 0 | 0 | 0 | 0 | 0 | 0
CSP | 0 | 0 | 0 | 0 | 0 | 0
CT | 0 | 0 | 0 | 0 | 0 | 0
Coal | 3353.45 | 7340.46 | 2445.72 | 0 | 0.29 | 0
Geo | 0 | 0 | 0 | 0 | 0 | 0
H | 0 | 0 | 0 | 0 | 0 | 0
LFG | 0 | 0 | 0 | 0 | 0 | 0
Nuc | 0 | 0 | 0 | 0 | 0 | 0
PS | 0 | 0 | 0 | 0 | 0 | 0
PV | 0 | 0 | 0 | 0 | 0 | 0
PeakG | 0 | 0 | 0 | 0 | 0 | 0
PeakO | 0 | 0 | 0 | 0 | 0 | 0
ST | 0 | 0 | 0 | 0 | 0 | 0
STOG | 2364.59 | 0 | 0 | 0 | 0 | 0
STWD | 0 | 0 | 0 | 0 | 0 | 0
WT | 0 | 0 | 0 | 0 | 0 | 0
IGCC | 0 | 0 | 0 | 0 | 0 | 0
DemandResponse | 0 | 0 | 0 | 0 | 0 | 0
IGCC-CCS | 0 | 0 | 0 | 0 | 0 | 0
WT_off | 0 | 0 | 0 | 0 | 0 | 0
PseudoUnit | 0 | 0 | 0 | 0 | 0 | 0
FixedInterchange | 0 | 0 | 0 | 0 | 0 | 0
Retirements of Capacity by Reporting Type: TVA
ReportingType | 2015 | 2020 | 2025 | 2030 | 2035 | 2040
BM | 0 | 0 | 0 | 0 | 0 | 0
CC | 0 | 0 | 0 | 0 | 2606.97 | 4721.8
CSP | 0 | 0 | 0 | 0 | 0 | 0
CT | 0 | 0 | 0 | 0 | 0 | 0
Coal | 10404.83 | 2104 | 1834.27 | 792.6 | 23.28 | 0
Geo | 0 | 0 | 0 | 0 | 0 | 0
H | 0 | 0 | 0 | 0 | 0 | 0
LFG | 0 | 0 | 0 | 0 | 0 | 0
Nuc | 0 | 0 | 0 | 0 | 2512.33 | 1278.67
PS | 0 | 0 | 0 | 0 | 0 | 0
PV | 0 | 0 | 0 | 0 | 0 | 0
PeakG | 0 | 0 | 0 | 0 | 0 | 0
PeakO | 0 | 0 | 0 | 0 | 83 | 0
ST | 0 | 0 | 0 | 0 | 0 | 0
STOG | 0 | 0 | 0 | 0 | 0 | 0
STWD | 0 | 0 | 0 | 0 | 0 | 0
WT | 0 | 0 | 0 | 0 | 0 | 0
IGCC | 0 | 0 | 0 | 0 | 0 | 0
DemandResponse | 0 | 0 | 0 | 0 | 0 | 0
IGCC-CCS | 0 | 0 | 0 | 0 | 0 | 0
WT_off | 0 | 0 | 0 | 0 | 0 | 0
PseudoUnit | 0 | 0 | 0 | 0 | 0 | 0
FixedInterchange | 0 | 0 | 0 | 0 | 0 | 0
Retirements of Capacity by Reporting Type: TVA_Transmission
ReportingType | 2015 | 2020 | 2025 | 2030 | 2035 | 2040
BM | 0 | 0 | 0 | 0 | 0 | 0
CC | 0 | 0 | 0 | 0 | 0 | 0
CSP | 0 | 0 | 0 | 0 | 0 | 0
CT | 0 | 0 | 0 | 0 | 0 | 0
Coal | 0 | 0 | 0 | 0 | 0 | 0
Geo | 0 | 0 | 0 | 0 | 0 | 0
H | 0 | 0 | 0 | 0 | 0 | 0
LFG | 0 | 0 | 0 | 0 | 0 | 0
Nuc | 0 | 0 | 0 | 0 | 0 | 0
PS | 0 | 0 | 0 | 0 | 0 | 0
PV | 0 | 0 | 0 | 0 | 0 | 0
PeakG | 0 | 0 | 0 | 0 | 0 | 0
PeakO | 0 | 0 | 0 | 0 | 0 | 0
ST | 0 | 0 | 0 | 0 | 0 | 0
STOG | 0 | 0 | 0 | 0 | 0 | 0
STWD | 0 | 0 | 0 | 0 | 0 | 0
WT | 0 | 0 | 0 | 0 | 0 | 0
IGCC | 0 | 0 | 0 | 0 | 0 | 0
DemandResponse | 0 | 0 | 0 | 0 | 0 | 0
IGCC-CCS | 0 | 0 | 0 | 0 | 0 | 0
WT_off | 0 | 0 | 0 | 0 | 0 | 0
PseudoUnit | 0 | 0 | 0 | 0 | 0 | 0
FixedInterchange | 0 | 0 | 0 | 0 | 0 | 0
Retirements of Capacity by Reporting Type: VACAR
ReportingType | 2015 | 2020 | 2025 | 2030 | 2035 | 2040
BM | 0 | 0 | 0 | 0 | 0 | 0
CC | 0 | 0 | 0 | 39.6 | 3274.91 | 6793.35
CSP | 0 | 0 | 0 | 0 | 0 | 0
CT | 0 | 0 | 0 | 717.24 | 0 | 0
Coal | 11759.13 | 1842.49 | 2465.45 | 2908.9 | 0 | 0
Geo | 0 | 0 | 0 | 0 | 0 | 0
H | 0 | 0 | 0 | 0 | 0 | 0
LFG | 0 | 0 | 0 | 0 | 0 | 0
Nuc | 0 | 0 | 0 | 0 | 3248 | 1858
PS | 0 | 0 | 0 | 0 | 0 | 0
PV | 0 | 0 | 0 | 0 | 0 | 0
PeakG | 0 | 0 | 0 | 0 | 4128.91 | 0
PeakO | 0 | 0 | 0 | 0 | 1268 | 0
ST | 0 | 0 | 0 | 0 | 0 | 0
STOG | 0 | 0 | 0 | 92 | 0 | 0
STWD | 0 | 0 | 0 | 0 | 0 | 0
WT | 0 | 0 | 0 | 0 | 0 | 0
IGCC | 0 | 0 | 0 | 0 | 0 | 0
DemandResponse | 0 | 0 | 0 | 0 | 0 | 0
IGCC-CCS | 0 | 0 | 0 | 0 | 0 | 0
WT_off | 0 | 0 | 0 | 0 | 0 | 0
PseudoUnit | 0 | 0 | 0 | 0 | 0 | 0
FixedInterchange | 0 | 0 | 0 | 0 | 0 | 0
Retirements of Capacity by Reporting Type: IESO
ReportingType | 2015 | 2020 | 2025 | 2030 | 2035 | 2040
BM | 0 | 0 | 0 | 0 | 0 | 0
CC | 5943 | 0 | 0 | 0 | 0 | 0
CSP | 0 | 0 | 0 | 0 | 0 | 0
CT | 0 | 0 | 0 | 0 | 367.99 | 0
Coal | 6416 | 0 | 0 | 0 | 0 | 0
Geo | 0 | 0 | 0 | 0 | 0 | 0
H | 0 | 0 | 0 | 0 | 0 | 0
LFG | 0 | 0 | 0 | 0 | 0 | 0
Nuc | 0 | 0 | 0 | 0 | 1030 | 1540
PS | 0 | 0 | 0 | 0 | 0 | 0
PV | 0 | 0 | 0 | 0 | 1067.26 | 0
PeakG | 583.98 | 0 | 0 | 0 | 0 | 0
PeakO | 175 | 0 | 0 | 0 | 0 | 0
ST | 0 | 0 | 0 | 0 | 0 | 0
STOG | 2126 | 0 | 0 | 0 | 0 | 0
STWD | 0 | 0 | 0 | 0 | 0 | 0
WT | 0 | 0 | 0 | 0 | 0 | 0
IGCC | 0 | 0 | 0 | 0 | 0 | 0
DemandResponse | 0 | 0 | 0 | 0 | 0 | 0
IGCC-CCS | 0 | 0 | 0 | 0 | 0 | 0
WT_off | 0 | 0 | 0 | 0 | 0 | 0
PseudoUnit | 0 | 0 | 0 | 0 | 0 | 0
FixedInterchange | 0 | 0 | 0 | 0 | 0 | 0
Retirements of Capacity by Reporting Type: MAPP_CA
ReportingType | 2015 | 2020 | 2025 | 2030 | 2035 | 2040
BM | 0 | 0 | 0 | 0 | 0 | 0
CC | 0 | 0 | 731 | 0 | 0 | 281.75
CSP | 0 | 0 | 0 | 0 | 0 | 0
CT | 0 | 0 | 0 | 0 | 0 | 0
Coal | 1076.84 | 560.33 | 108.73 | 0 | 0 | 0
Geo | 0 | 0 | 0 | 0 | 0 | 0
H | 0 | 0 | 0 | 0 | 0 | 0
LFG | 0 | 0 | 0 | 0 | 0 | 0
Nuc | 0 | 0 | 0 | 0 | 0 | 0
PS | 0 | 0 | 0 | 0 | 0 | 0
PV | 0 | 0 | 0 | 0 | 0 | 0
PeakG | 0 | 0 | 559 | 0 | 0 | 0
PeakO | 0 | 0 | 4 | 0 | 0 | 0
ST | 0 | 0 | 0 | 0 | 0 | 0
STOG | 0 | 0 | 126 | 0 | 0 | 0
STWD | 0 | 0 | 0 | 0 | 0 | 0
WT | 0 | 0 | 0 | 0 | 302.4 | 0
IGCC | 0 | 0 | 0 | 0 | 0 | 0
DemandResponse | 0 | 0 | 0 | 0 | 0 | 0
IGCC-CCS | 0 | 0 | 0 | 0 | 0 | 0
WT_off | 0 | 0 | 0 | 0 | 0 | 0
PseudoUnit | 0 | 0 | 0 | 0 | 0 | 0
FixedInterchange | 0 | 0 | 0 | 0 | 0 | 0
Retirements of Capacity by Reporting Type: AZ_NM_SNV_Coal
ReportingType | 2015 | 2020 | 2025 | 2030 | 2035 | 2040
BM | 0 | 0 | 0 | 0 | 0 | 0
CC | 0 | 0 | 0 | 0 | 0 | 0
CSP | 0 | 0 | 0 | 0 | 0 | 0
CT | 0 | 0 | 0 | 0 | 0 | 0
Coal | 2984.88 | 605.12 | 2694.48 | 3363.52 | 0 | 0
Geo | 0 | 0 | 0 | 0 | 0 | 0
H | 0 | 0 | 0 | 0 | 0 | 0
LFG | 0 | 0 | 0 | 0 | 0 | 0
Nuc | 0 | 0 | 0 | 0 | 0 | 0
PS | 0 | 0 | 0 | 0 | 0 | 0
PV | 0 | 0 | 0 | 0 | 0 | 0
PeakG | 0 | 0 | 0 | 0 | 0 | 0
PeakO | 0 | 0 | 0 | 0 | 0 | 0
ST | 0 | 0 | 0 | 0 | 0 | 0
STOG | 0 | 0 | 0 | 0 | 0 | 0
STWD | 0 | 0 | 0 | 0 | 0 | 0
WT | 0 | 0 | 0 | 0 | 0 | 0
IGCC | 0 | 0 | 0 | 0 | 0 | 0
DemandResponse | 0 | 0 | 0 | 0 | 0 | 0
IGCC-CCS | 0 | 0 | 0 | 0 | 0 | 0
WT_off | 0 | 0 | 0 | 0 | 0 | 0
PseudoUnit | 0 | 0 | 0 | 0 | 0 | 0
FixedInterchange | 0 | 0 | 0 | 0 | 0 | 0
Retirements of Capacity by Reporting Type: AZ_NM_SNV_Gas
ReportingType | 2015 | 2020 | 2025 | 2030 | 2035 | 2040
BM | 0 | 0 | 0 | 0 | 0 | 0
CC | 1095 | 0 | 0 | 484.67 | 4293.6 | 737.39
CSP | 0 | 0 | 0 | 0 | 0 | 0
CT | 0 | 0 | 0 | 0 | 736 | 0
Coal | 0 | 0 | 0 | 0 | 0 | 0
Geo | 0 | 0 | 0 | 0 | 0 | 0
H | 0 | 0 | 0 | 0 | 0 | 0
LFG | 0 | 0 | 0 | 0 | 0 | 0
Nuc | 0 | 0 | 0 | 0 | 0 | 0
PS | 0 | 0 | 0 | 0 | 0 | 0
PV | 0 | 0 | 0 | 0 | 0 | 0
PeakG | 0 | 0 | 0 | 0 | 0 | 0
PeakO | 0 | 0 | 0 | 0 | 0 | 0
ST | 0 | 0 | 0 | 0 | 0 | 0
STOG | 2064 | 0 | 0 | 0 | 0 | 0
STWD | 0 | 0 | 0 | 0 | 0 | 0
WT | 0 | 0 | 0 | 0 | 0 | 0
IGCC | 0 | 0 | 0 | 0 | 0 | 0
DemandResponse | 0 | 0 | 0 | 0 | 0 | 0
IGCC-CCS | 0 | 0 | 0 | 0 | 0 | 0
WT_off | 0 | 0 | 0 | 0 | 0 | 0
PseudoUnit | 0 | 0 | 0 | 0 | 0 | 0
FixedInterchange | 0 | 0 | 0 | 0 | 0 | 0
Retirements of Capacity by Reporting Type: AZ_NM_SNV_NucRenew
ReportingType | 2015 | 2020 | 2025 | 2030 | 2035 | 2040
BM | 0 | 0 | 0 | 0 | 0 | 0
CC | 0 | 0 | 0 | 0 | 0 | 0
CSP | 65 | 0 | 0 | 0 | 0 | 0
CT | 0 | 0 | 0 | 0 | 0 | 0
Coal | 0 | 0 | 0 | 0 | 0 | 0
Geo | 0 | 0 | 0 | 0 | 0 | 0
H | 0 | 0 | 0 | 0 | 0 | 0
LFG | 0 | 0 | 0 | 0 | 0 | 0
Nuc | 0 | 0 | 0 | 0 | 0 | 0
PS | 0 | 0 | 0 | 0 | 0 | 0
PV | 0 | 0 | 0 | 0 | 0 | 0
PeakG | 0 | 0 | 0 | 0 | 0 | 0
PeakO | 0 | 0 | 0 | 0 | 0 | 0
ST | 0 | 0 | 0 | 0 | 0 | 0
STOG | 0 | 0 | 0 | 0 | 0 | 0
STWD | 0 | 0 | 0 | 0 | 0 | 0
WT | 0 | 0 | 0 | 0 | 0 | 0
IGCC | 0 | 0 | 0 | 0 | 0 | 0
DemandResponse | 0 | 0 | 0 | 0 | 0 | 0
IGCC-CCS | 0 | 0 | 0 | 0 | 0 | 0
WT_off | 0 | 0 | 0 | 0 | 0 | 0
PseudoUnit | 0 | 0 | 0 | 0 | 0 | 0
FixedInterchange | 0 | 0 | 0 | 0 | 0 | 0
Retirements of Capacity by Reporting Type: ERCOT
ReportingType | 2015 | 2020 | 2025 | 2030 | 2035 | 2040
BM | 0 | 0 | 0 | 0 | 0 | 0
CC | 0 | 0 | 0 | 0 | 6833.42 | 3874.54
CSP | 0 | 0 | 0 | 0 | 0 | 0
CT | 0 | 0 | 0 | 0 | 250 | 0
Coal | 13999.46 | 1502.4 | 560 | 0 | 0 | 0
Geo | 0 | 0 | 0 | 0 | 0 | 0
H | 0 | 0 | 0 | 0 | 0 | 0
LFG | 0 | 0 | 0 | 0 | 0 | 0
Nuc | 0 | 0 | 0 | 0 | 0 | 0
PS | 0 | 0 | 0 | 0 | 0 | 0
PV | 0 | 0 | 0 | 0 | 13.99 | 0
PeakG | 0 | 0 | 0 | 0 | 0 | 0
PeakO | 0 | 0 | 0 | 0 | 0 | 0
ST | 0 | 0 | 0 | 0 | 0 | 0
STOG | 5970.52 | 0 | 4383.86 | 3376.17 | 5202.45 | 0
STWD | 0 | 0 | 0 | 0 | 0 | 0
WT | 0 | 0 | 0 | 0 | 0 | 0
IGCC | 0 | 0 | 0 | 0 | 0 | 0
DemandResponse | 0 | 0 | 0 | 0 | 0 | 0
IGCC-CCS | 0 | 0 | 0 | 0 | 0 | 0
WT_off | 0 | 0 | 0 | 0 | 0 | 0
PseudoUnit | 0 | 0 | 0 | 0 | 0 | 0
FixedInterchange | 0 | 0 | 0 | 0 | 0 | 0
Retirements of Capacity by Reporting Type: NP15
ReportingType | 2015 | 2020 | 2025 | 2030 | 2035 | 2040
BM | 0 | 0 | 0 | 0 | 0 | 0
CC | 0 | 0 | 0 | 0 | 0 | 39.8
CSP | 0 | 0 | 0 | 0 | 0 | 0
CT | 0 | 0 | 0 | 0 | 212.58 | 0
Coal | 0 | 191.9 | 0 | 0 | 0 | 0
Geo | 0 | 0 | 0 | 0 | 0 | 0
H | 0 | 0 | 0 | 0 | 0 | 0
LFG | 0 | 0 | 0 | 0 | 0 | 0
Nuc | 0 | 0 | 0 | 0 | 0 | 0
PS | 0 | 0 | 0 | 0 | 0 | 0
PV | 0 | 0 | 0 | 0 | 0 | 0
PeakG | 0 | 0 | 0 | 0 | 0 | 0
PeakO | 156 | 0 | 0 | 0 | 0 | 0
ST | 0 | 0 | 0 | 0 | 0 | 0
STOG | 1046.45 | 0 | 0 | 1704.81 | 1135.35 | 0
STWD | 0 | 0 | 0 | 0 | 0 | 0
WT | 0 | 0 | 0 | 0 | 0 | 0
IGCC | 0 | 0 | 0 | 0 | 0 | 0
DemandResponse | 0 | 0 | 0 | 0 | 0 | 0
IGCC-CCS | 0 | 0 | 0 | 0 | 0 | 0
WT_off | 0 | 0 | 0 | 0 | 0 | 0
PseudoUnit | 0 | 0 | 0 | 0 | 0 | 0
FixedInterchange | 0 | 0 | 0 | 0 | 0 | 0
Retirements of Capacity by Reporting Type: NWPP_Coal
ReportingType | 2015 | 2020 | 2025 | 2030 | 2035 | 2040
BM | 0 | 0 | 0 | 0 | 0 | 0
CC | 0 | 0 | 0 | 0 | 0 | 0
CSP | 0 | 0 | 0 | 0 | 0 | 0
CT | 0 | 0 | 0 | 0 | 0 | 0
Coal | 7421.99 | 1582.46 | 4552.24 | 0 | 0 | 0
Geo | 0 | 0 | 0 | 0 | 0 | 0
H | 0 | 0 | 0 | 0 | 0 | 0
LFG | 0 | 0 | 0 | 0 | 0 | 0
Nuc | 0 | 0 | 0 | 0 | 0 | 0
PS | 0 | 0 | 0 | 0 | 0 | 0
PV | 0 | 0 | 0 | 0 | 0 | 0
PeakG | 0 | 0 | 0 | 0 | 0 | 0
PeakO | 183 | 0 | 0 | 0 | 0 | 0
ST | 0 | 0 | 0 | 0 | 0 | 0
STOG | 0 | 0 | 0 | 0 | 0 | 0
STWD | 0 | 0 | 0 | 0 | 0 | 0
WT | 0 | 0 | 0 | 0 | 0 | 0
IGCC | 0 | 0 | 0 | 0 | 0 | 0
DemandResponse | 0 | 0 | 0 | 0 | 0 | 0
IGCC-CCS | 0 | 0 | 0 | 0 | 0 | 0
WT_off | 0 | 0 | 0 | 0 | 0 | 0
PseudoUnit | 0 | 0 | 0 | 0 | 0 | 0
FixedInterchange | 0 | 0 | 0 | 0 | 0 | 0
Retirements of Capacity by Reporting Type: NWPP_Gas
ReportingType | 2015 | 2020 | 2025 | 2030 | 2035 | 2040
BM | 0 | 0 | 0 | 0 | 0 | 0
CC | 1678 | 0 | 0 | 1073.43 | 5253.57 | 300
CSP | 0 | 0 | 0 | 0 | 0 | 0
CT | 0 | 0 | 0 | 0 | 150 | 0
Coal | 0 | 0 | 0 | 0 | 0 | 0
Geo | 0 | 0 | 0 | 0 | 0 | 0
H | 0 | 0 | 0 | 0 | 0 | 0
LFG | 0 | 0 | 0 | 0 | 0 | 0
Nuc | 0 | 0 | 0 | 0 | 0 | 0
PS | 0 | 0 | 0 | 0 | 0 | 0
PV | 0 | 0 | 0 | 0 | 0 | 0
PeakG | 2623 | 0 | 0 | 0 | 0 | 0
PeakO | 0 | 0 | 0 | 0 | 0 | 0
ST | 0 | 0 | 0 | 0 | 0 | 0
STOG | 786 | 0 | 0 | 0 | 0 | 0
STWD | 0 | 0 | 0 | 0 | 0 | 0
WT | 0 | 0 | 0 | 0 | 0 | 0
IGCC | 0 | 0 | 0 | 0 | 0 | 0
DemandResponse | 0 | 0 | 0 | 0 | 0 | 0
IGCC-CCS | 0 | 0 | 0 | 0 | 0 | 0
WT_off | 0 | 0 | 0 | 0 | 0 | 0
PseudoUnit | 0 | 0 | 0 | 0 | 0 | 0
FixedInterchange | 0 | 0 | 0 | 0 | 0 | 0
Retirements of Capacity by Reporting Type: NWPP_NucRenew
ReportingType | 2015 | 2020 | 2025 | 2030 | 2035 | 2040
BM | 0 | 0 | 0 | 0 | 0 | 0
CC | 0 | 0 | 0 | 0 | 0 | 0
CSP | 0 | 0 | 0 | 0 | 0 | 0
CT | 0 | 0 | 0 | 0 | 0 | 0
Coal | 0 | 0 | 0 | 0 | 0 | 0
Geo | 4.8 | 0 | 0 | 0 | 0 | 0
H | 0 | 0 | 0 | 0 | 0 | 0
LFG | 0 | 0 | 0 | 0 | 0 | 0
Nuc | 0 | 0 | 0 | 0 | 0 | 0
PS | 0 | 0 | 0 | 0 | 0 | 0
PV | 0 | 0 | 0 | 0 | 0 | 0
PeakG | 0 | 0 | 0 | 0 | 0 | 0
PeakO | 0 | 0 | 0 | 0 | 0 | 0
ST | 0 | 0 | 0 | 0 | 0 | 0
STOG | 0 | 0 | 0 | 0 | 0 | 0
STWD | 0 | 0 | 0 | 0 | 0 | 0
WT | 0 | 0 | 0 | 0 | 0 | 0
IGCC | 0 | 0 | 0 | 0 | 0 | 0
DemandResponse | 0 | 0 | 0 | 0 | 0 | 0
IGCC-CCS | 0 | 0 | 0 | 0 | 0 | 0
WT_off | 0 | 0 | 0 | 0 | 0 | 0
PseudoUnit | 0 | 0 | 0 | 0 | 0 | 0
FixedInterchange | 0 | 0 | 0 | 0 | 0 | 0
Retirements of Capacity by Reporting Type: RMPA
ReportingType | 2015 | 2020 | 2025 | 2030 | 2035 | 2040
BM | 0 | 0 | 0 | 0 | 0 | 0
CC | 0 | 0 | 0 | 0 | 796.76 | 52.31
CSP | 1 | 0 | 0 | 0 | 0 | 0
CT | 0 | 0 | 0 | 0 | 152 | 0
Coal | 1186 | 1185 | 3843.32 | 573.67 | 0 | 0
Geo | 0 | 0 | 0 | 0 | 0 | 0
H | 0 | 0 | 0 | 0 | 0 | 0
LFG | 0 | 0 | 0 | 0 | 0 | 0
Nuc | 0 | 0 | 0 | 0 | 0 | 0
PS | 0 | 0 | 0 | 0 | 0 | 0
PV | 0 | 0 | 0 | 0 | 0 | 0
PeakG | 0 | 0 | 0 | 0 | 0 | 0
PeakO | 187 | 0 | 0 | 0 | 0 | 0
ST | 0 | 0 | 0 | 0 | 0 | 0
STOG | 217 | 0 | 0 | 0 | 0 | 0
STWD | 0 | 0 | 0 | 0 | 0 | 0
WT | 0 | 0 | 0 | 0 | 0 | 0
IGCC | 0 | 0 | 0 | 0 | 0 | 0
DemandResponse | 0 | 0 | 0 | 0 | 0 | 0
IGCC-CCS | 0 | 0 | 0 | 0 | 0 | 0
WT_off | 0 | 0 | 0 | 0 | 0 | 0
PseudoUnit | 0 | 0 | 0 | 0 | 0 | 0
FixedInterchange | 0 | 0 | 0 | 0 | 0 | 0
Retirements of Capacity by Reporting Type: SP15
ReportingType | 2015 | 2020 | 2025 | 2030 | 2035 | 2040
BM | 0 | 0 | 0 | 0 | 0 | 0
CC | 0 | 0 | 0 | 0 | 0 | 0
CSP | 409 | 0 | 0 | 0 | 0 | 0
CT | 0 | 0 | 0 | 0 | 0 | 0
Coal | 57 | 84.5 | 0 | 101.2 | 0 | 0
Geo | 0 | 0 | 0 | 0 | 0 | 0
H | 0 | 0 | 0 | 0 | 0 | 0
LFG | 0 | 0 | 0 | 0 | 0 | 0
Nuc | 0 | 0 | 0 | 0 | 0 | 0
PS | 0 | 0 | 0 | 0 | 0 | 0
PV | 0 | 0 | 0 | 0 | 0 | 0
PeakG | 44 | 0 | 0 | 0 | 0 | 0
PeakO | 15 | 0 | 0 | 0 | 0 | 0
ST | 0 | 0 | 0 | 0 | 0 | 0
STOG | 4274.1 | 0 | 0 | 865.56 | 2182.55 | 0
STWD | 0 | 0 | 0 | 0 | 0 | 0
WT | 126.2 | 0 | 0 | 0 | 0 | 0
IGCC | 0 | 0 | 0 | 0 | 0 | 0
DemandResponse | 0 | 0 | 0 | 0 | 0 | 0
IGCC-CCS | 0 | 0 | 0 | 0 | 0 | 0
WT_off | 0 | 0 | 0 | 0 | 0 | 0
PseudoUnit | 0 | 0 | 0 | 0 | 0 | 0
FixedInterchange | 0 | 0 | 0 | 0 | 0 | 0
Retirements of Capacity by Reporting Type: ALB
ReportingType | 2015 | 2020 | 2025 | 2030 | 2035 | 2040
BM | 0 | 0 | 0 | 0 | 0 | 0
CC | 0 | 0 | 0 | 1951.99 | 0 | 0
CSP | 0 | 0 | 0 | 0 | 0 | 0
CT | 0 | 0 | 0 | 0 | 129.94 | 0
Coal | 0 | 0 | 0 | 5745.83 | 0 | 0
Geo | 0 | 0 | 0 | 0 | 0 | 0
H | 0 | 0 | 0 | 0 | 0 | 0
LFG | 0 | 0 | 0 | 0 | 0 | 0
Nuc | 0 | 0 | 0 | 0 | 0 | 0
PS | 0 | 0 | 0 | 0 | 0 | 0
PV | 0 | 0 | 0 | 0 | 0 | 0
PeakG | 1375.26 | 0 | 0 | 0 | 0 | 0
PeakO | 6 | 0 | 0 | 0 | 0 | 0
ST | 0 | 0 | 0 | 0 | 0 | 0
STOG | 186 | 0 | 0 | 0 | 0 | 0
STWD | 0 | 0 | 0 | 0 | 0 | 0
WT | 0 | 0 | 0 | 0 | 0 | 0
IGCC | 0 | 0 | 0 | 0 | 0 | 0
DemandResponse | 0 | 0 | 0 | 0 | 0 | 0
IGCC-CCS | 0 | 0 | 0 | 0 | 0 | 0
WT_off | 0 | 0 | 0 | 0 | 0 | 0
PseudoUnit | 0 | 0 | 0 | 0 | 0 | 0
FixedInterchange | 0 | 0 | 0 | 0 | 0 | 0
Retirements of Capacity by Reporting Type: BC
ReportingType | 2015 | 2020 | 2025 | 2030 | 2035 | 2040
BM | 0 | 0 | 0 | 0 | 0 | 0
CC | 0 | 0 | 0 | 205 | 0 | 418.59
CSP | 0 | 0 | 0 | 0 | 0 | 0
CT | 0 | 0 | 0 | 0 | 0 | 0
Coal | 0 | 0 | 0 | 0 | 0 | 0
Geo | 0 | 0 | 0 | 0 | 0 | 0
H | 0 | 0 | 0 | 0 | 0 | 0
LFG | 0 | 0 | 0 | 0 | 0 | 0
Nuc | 0 | 0 | 0 | 0 | 0 | 0
PS | 0 | 0 | 0 | 0 | 0 | 0
PV | 0 | 0 | 0 | 0 | 0 | 0
PeakG | 141 | 0 | 0 | 0 | 0 | 0
PeakO | 44 | 0 | 0 | 0 | 0 | 0
ST | 0 | 0 | 0 | 0 | 0 | 0
STOG | 938 | 0 | 0 | 0 | 0 | 0
STWD | 0 | 0 | 0 | 0 | 0 | 0
WT | 0 | 0 | 0 | 0 | 0 | 0
IGCC | 0 | 0 | 0 | 0 | 0 | 0
DemandResponse | 0 | 0 | 0 | 0 | 0 | 0
IGCC-CCS | 0 | 0 | 0 | 0 | 0 | 0
WT_off | 0 | 0 | 0 | 0 | 0 | 0
PseudoUnit | 0 | 0 | 0 | 0 | 0 | 0
FixedInterchange | 0 | 0 | 0 | 0 | 0 | 0
Retirements of Capacity by Reporting Type: HQ_IESO
ReportingType | 2015 | 2020 | 2025 | 2030 | 2035 | 2040
BM | 0 | 0 | 0 | 0 | 0 | 0
CC | 0 | 0 | 0 | 0 | 0 | 0
CSP | 0 | 0 | 0 | 0 | 0 | 0
CT | 0 | 0 | 0 | 0 | 0 | 0
Coal | 0 | 0 | 0 | 0 | 0 | 0
Geo | 0 | 0 | 0 | 0 | 0 | 0
H | 0 | 0 | 0 | 0 | 0 | 0
LFG | 0 | 0 | 0 | 0 | 0 | 0
Nuc | 0 | 0 | 0 | 0 | 0 | 0
PS | 0 | 0 | 0 | 0 | 0 | 0
PV | 0 | 0 | 0 | 0 | 0 | 0
PeakG | 0 | 0 | 0 | 0 | 0 | 0
PeakO | 0 | 0 | 0 | 0 | 0 | 0
ST | 0 | 0 | 0 | 0 | 0 | 0
STOG | 0 | 0 | 0 | 0 | 0 | 0
STWD | 0 | 0 | 0 | 0 | 0 | 0
WT | 0 | 0 | 0 | 0 | 0 | 0
IGCC | 0 | 0 | 0 | 0 | 0 | 0
DemandResponse | 0 | 0 | 0 | 0 | 0 | 0
IGCC-CCS | 0 | 0 | 0 | 0 | 0 | 0
WT_off | 0 | 0 | 0 | 0 | 0 | 0
PseudoUnit | 0 | 0 | 0 | 0 | 0 | 0
FixedInterchange | 0 | 0 | 0 | 0 | 0 | 0
Retirements of Capacity by Reporting Type: HQ_NEISO
ReportingType | 2015 | 2020 | 2025 | 2030 | 2035 | 2040
BM | 0 | 0 | 0 | 0 | 0 | 0
CC | 0 | 0 | 0 | 0 | 0 | 0
CSP | 0 | 0 | 0 | 0 | 0 | 0
CT | 0 | 0 | 0 | 0 | 0 | 0
Coal | 0 | 0 | 0 | 0 | 0 | 0
Geo | 0 | 0 | 0 | 0 | 0 | 0
H | 0 | 0 | 0 | 0 | 0 | 0
LFG | 0 | 0 | 0 | 0 | 0 | 0
Nuc | 0 | 0 | 0 | 0 | 0 | 0
PS | 0 | 0 | 0 | 0 | 0 | 0
PV | 0 | 0 | 0 | 0 | 0 | 0
PeakG | 0 | 0 | 0 | 0 | 0 | 0
PeakO | 0 | 0 | 0 | 0 | 0 | 0
ST | 0 | 0 | 0 | 0 | 0 | 0
STOG | 0 | 0 | 0 | 0 | 0 | 0
STWD | 0 | 0 | 0 | 0 | 0 | 0
WT | 0 | 0 | 0 | 0 | 0 | 0
IGCC | 0 | 0 | 0 | 0 | 0 | 0
DemandResponse | 0 | 0 | 0 | 0 | 0 | 0
IGCC-CCS | 0 | 0 | 0 | 0 | 0 | 0
WT_off | 0 | 0 | 0 | 0 | 0 | 0
PseudoUnit | 0 | 0 | 0 | 0 | 0 | 0
FixedInterchange | 0 | 0 | 0 | 0 | 0 | 0
Retirements of Capacity by Reporting Type: HQ_NY
ReportingType | 2015 | 2020 | 2025 | 2030 | 2035 | 2040
BM | 0 | 0 | 0 | 0 | 0 | 0
CC | 0 | 0 | 0 | 0 | 0 | 0
CSP | 0 | 0 | 0 | 0 | 0 | 0
CT | 0 | 0 | 0 | 0 | 0 | 0
Coal | 0 | 0 | 0 | 0 | 0 | 0
Geo | 0 | 0 | 0 | 0 | 0 | 0
H | 0 | 0 | 0 | 0 | 0 | 0
LFG | 0 | 0 | 0 | 0 | 0 | 0
Nuc | 0 | 0 | 0 | 0 | 0 | 0
PS | 0 | 0 | 0 | 0 | 0 | 0
PV | 0 | 0 | 0 | 0 | 0 | 0
PeakG | 0 | 0 | 0 | 0 | 0 | 0
PeakO | 0 | 0 | 0 | 0 | 0 | 0
ST | 0 | 0 | 0 | 0 | 0 | 0
STOG | 0 | 0 | 0 | 0 | 0 | 0
STWD | 0 | 0 | 0 | 0 | 0 | 0
WT | 0 | 0 | 0 | 0 | 0 | 0
IGCC | 0 | 0 | 0 | 0 | 0 | 0
DemandResponse | 0 | 0 | 0 | 0 | 0 | 0
IGCC-CCS | 0 | 0 | 0 | 0 | 0 | 0
WT_off | 0 | 0 | 0 | 0 | 0 | 0
PseudoUnit | 0 | 0 | 0 | 0 | 0 | 0
FixedInterchange | 0 | 0 | 0 | 0 | 0 | 0
Retirements of Capacity by Reporting Type: MARITIMES
ReportingType | 2015 | 2020 | 2025 | 2030 | 2035 | 2040
BM | 0 | 0 | 0 | 0 | 0 | 0
CC | 0 | 0 | 0 | 0 | 0 | 0
CSP | 0 | 0 | 0 | 0 | 0 | 0
CT | 0 | 0 | 0 | 0 | 0 | 0
Coal | 0 | 0 | 0 | 0 | 0 | 0
Geo | 0 | 0 | 0 | 0 | 0 | 0
H | 0 | 0 | 0 | 0 | 0 | 0
LFG | 0 | 0 | 0 | 0 | 0 | 0
Nuc | 0 | 0 | 0 | 0 | 0 | 0
PS | 0 | 0 | 0 | 0 | 0 | 0
PV | 0 | 0 | 0 | 0 | 0 | 0
PeakG | 0 | 0 | 0 | 0 | 0 | 0
PeakO | 0 | 0 | 0 | 0 | 0 | 0
ST | 0 | 0 | 0 | 0 | 0 | 0
STOG | 0 | 0 | 0 | 0 | 0 | 0
STWD | 0 | 0 | 0 | 0 | 0 | 0
WT | 0 | 0 | 0 | 0 | 0 | 0
IGCC | 0 | 0 | 0 | 0 | 0 | 0
DemandResponse | 0 | 0 | 0 | 0 | 0 | 0
IGCC-CCS | 0 | 0 | 0 | 0 | 0 | 0
WT_off | 0 | 0 | 0 | 0 | 0 | 0
PseudoUnit | 0 | 0 | 0 | 0 | 0 | 0
FixedInterchange | 0 | 0 | 0 | 0 | 0 | 0
Retirements of Capacity by Reporting Type: All
ReportingType | 2015 | 2020 | 2025 | 2030 | 2035 | 2040
BM | 0 | 0 | 0 | 0 | 0 | 0
CC | 9873.97 | 3019.54 | 3831.73 | 14243.22 | 40567.77 | 37495.52
CSP | 475 | 0 | 0 | 0 | 0 | 0
CT | 0 | 0 | 0 | 726.74 | 4619.38 | 26.2
Coal | 169111.9 | 68090.38 | 42168.35 | 23250.66 | 210.75 | 0.01
Geo | 4.8 | 0 | 0 | 0 | 0 | 0
H | 0 | 0 | 0 | 0 | 0 | 0
LFG | 0 | 0 | 0 | 0 | 0 | 0
Nuc | 0 | 614.5 | 0 | 1488.2 | 26575.7 | 19706
PS | 0 | 0 | 0 | 0 | 0 | 0
PV | 0 | 0 | 0 | 0 | 1081.25 | 0
PeakG | 5245.72 | 0 | 559 | 5716.07 | 6598.19 | 0
PeakO | 3379.66 | 0 | 484.3 | 1802.7 | 1362.99 | 3307.99
ST | 0 | 0 | 0 | 0 | 0 | 0
STOG | 58900.26 | 0 | 5416.64 | 7388.06 | 11750.92 | 5960.78
STWD | 0 | 0 | 0 | 0 | 0 | 0
WT | 126.2 | 0 | 0 | 0 | 302.4 | 0
IGCC | 0 | 0 | 0 | 0 | 0 | 0
DemandResponse | 0 | 0 | 0 | 0 | 0 | 0
IGCC-CCS | 0 | 0 | 0 | 0 | 0 | 0
WT_off | 0 | 0 | 0 | 0 | 0 | 0
PseudoUnit | 0 | 0 | 0 | 0 | 0 | 0
FixedInterchange | 0 | 0 | 0 | 0 | 0 | 0
Retirements of Capacity by Reporting Type: EI_US
ReportingType | 2015 | 2020 | 2025 | 2030 | 2035 | 2040
BM | 0 | 0 | 0 | 0 | 0 | 0
CC | 1157.97 | 3019.54 | 3100.73 | 10528.13 | 23390.43 | 31791.14
CSP | 0 | 0 | 0 | 0 | 0 | 0
CT | 0 | 0 | 0 | 726.74 | 2620.86 | 26.2
Coal | 135969.74 | 62378.68 | 30409.57 | 13466.43 | 210.74 | 0.01
Geo | 0 | 0 | 0 | 0 | 0 | 0
H | 0 | 0 | 0 | 0 | 0 | 0
LFG | 0 | 0 | 0 | 0 | 0 | 0
Nuc | 0 | 614.5 | 0 | 1488.2 | 25545.7 | 18166
PS | 0 | 0 | 0 | 0 | 0 | 0
PV | 0 | 0 | 0 | 0 | 0 | 0
PeakG | 478.49 | 0 | 0 | 5716.07 | 6598.19 | 0
PeakO | 2613.67 | 0 | 480.3 | 1802.7 | 1362.99 | 3307.99
ST | 0 | 0 | 0 | 0 | 0 | 0
STOG | 41292.19 | 0 | 906.78 | 1441.53 | 3230.57 | 5960.78
STWD | 0 | 0 | 0 | 0 | 0 | 0
WT | 0 | 0 | 0 | 0 | 0 | 0
IGCC | 0 | 0 | 0 | 0 | 0 | 0
DemandResponse | 0 | 0 | 0 | 0 | 0 | 0
IGCC-CCS | 0 | 0 | 0 | 0 | 0 | 0
WT_off | 0 | 0 | 0 | 0 | 0 | 0
PseudoUnit | 0 | 0 | 0 | 0 | 0 | 0
FixedInterchange | 0 | 0 | 0 | 0 | 0 | 0
Retirements of Capacity by Reporting Type: EI_Canada
ReportingType | 2015 | 2020 | 2025 | 2030 | 2035 | 2040
BM | 0 | 0 | 0 | 0 | 0 | 0
CC | 5943 | 0 | 731 | 0 | 0 | 281.75
CSP | 0 | 0 | 0 | 0 | 0 | 0
CT | 0 | 0 | 0 | 0 | 367.99 | 0
Coal | 7492.84 | 560.33 | 108.73 | 0 | 0 | 0
Geo | 0 | 0 | 0 | 0 | 0 | 0
H | 0 | 0 | 0 | 0 | 0 | 0
LFG | 0 | 0 | 0 | 0 | 0 | 0
Nuc | 0 | 0 | 0 | 0 | 1030 | 1540
PS | 0 | 0 | 0 | 0 | 0 | 0
PV | 0 | 0 | 0 | 0 | 1067.26 | 0
PeakG | 583.98 | 0 | 559 | 0 | 0 | 0
PeakO | 175 | 0 | 4 | 0 | 0 | 0
ST | 0 | 0 | 0 | 0 | 0 | 0
STOG | 2126 | 0 | 126 | 0 | 0 | 0
STWD | 0 | 0 | 0 | 0 | 0 | 0
WT | 0 | 0 | 0 | 0 | 302.4 | 0
IGCC | 0 | 0 | 0 | 0 | 0 | 0
DemandResponse | 0 | 0 | 0 | 0 | 0 | 0
IGCC-CCS | 0 | 0 | 0 | 0 | 0 | 0
WT_off | 0 | 0 | 0 | 0 | 0 | 0
PseudoUnit | 0 | 0 | 0 | 0 | 0 | 0
FixedInterchange | 0 | 0 | 0 | 0 | 0 | 0
Retirements of Capacity by Reporting Type: EI
ReportingType | 2015 | 2020 | 2025 | 2030 | 2035 | 2040
BM | 0 | 0 | 0 | 0 | 0 | 0
CC | 7100.97 | 3019.54 | 3831.73 | 10528.13 | 23390.43 | 32072.9
CSP | 0 | 0 | 0 | 0 | 0 | 0
CT | 0 | 0 | 0 | 726.74 | 2988.85 | 26.2
Coal | 143462.58 | 62939.01 | 30518.3 | 13466.43 | 210.74 | 0.01
Geo | 0 | 0 | 0 | 0 | 0 | 0
H | 0 | 0 | 0 | 0 | 0 | 0
LFG | 0 | 0 | 0 | 0 | 0 | 0
Nuc | 0 | 614.5 | 0 | 1488.2 | 26575.7 | 19706
PS | 0 | 0 | 0 | 0 | 0 | 0
PV | 0 | 0 | 0 | 0 | 1067.26 | 0
PeakG | 1062.47 | 0 | 559 | 5716.07 | 6598.19 | 0
PeakO | 2788.66 | 0 | 484.3 | 1802.7 | 1362.99 | 3307.99
ST | 0 | 0 | 0 | 0 | 0 | 0
STOG | 43418.19 | 0 | 1032.78 | 1441.53 | 3230.57 | 5960.78
STWD | 0 | 0 | 0 | 0 | 0 | 0
WT | 0 | 0 | 0 | 0 | 302.4 | 0
IGCC | 0 | 0 | 0 | 0 | 0 | 0
DemandResponse | 0 | 0 | 0 | 0 | 0 | 0
IGCC-CCS | 0 | 0 | 0 | 0 | 0 | 0
WT_off | 0 | 0 | 0 | 0 | 0 | 0
PseudoUnit | 0 | 0 | 0 | 0 | 0 | 0
FixedInterchange | 0 | 0 | 0 | 0 | 0 | 0
Retirements of Capacity by Reporting Type: Outside_EI
ReportingType | 2015 | 2020 | 2025 | 2030 | 2035 | 2040
BM | 0 | 0 | 0 | 0 | 0 | 0
CC | 2773 | 0 | 0 | 3715.09 | 17177.35 | 5422.62
CSP | 475 | 0 | 0 | 0 | 0 | 0
CT | 0 | 0 | 0 | 0 | 1630.52 | 0
Coal | 25649.32 | 5151.38 | 11650.04 | 9784.23 | 0 | 0
Geo | 4.8 | 0 | 0 | 0 | 0 | 0
H | 0 | 0 | 0 | 0 | 0 | 0
LFG | 0 | 0 | 0 | 0 | 0 | 0
Nuc | 0 | 0 | 0 | 0 | 0 | 0
PS | 0 | 0 | 0 | 0 | 0 | 0
PV | 0 | 0 | 0 | 0 | 13.99 | 0
PeakG | 4183.25 | 0 | 0 | 0 | 0 | 0
PeakO | 590.99 | 0 | 0 | 0 | 0 | 0
ST | 0 | 0 | 0 | 0 | 0 | 0
STOG | 15482.07 | 0 | 4383.86 | 5946.53 | 8520.35 | 0
STWD | 0 | 0 | 0 | 0 | 0 | 0
WT | 126.2 | 0 | 0 | 0 | 0 | 0
IGCC | 0 | 0 | 0 | 0 | 0 | 0
DemandResponse | 0 | 0 | 0 | 0 | 0 | 0
IGCC-CCS | 0 | 0 | 0 | 0 | 0 | 0
WT_off | 0 | 0 | 0 | 0 | 0 | 0
PseudoUnit | 0 | 0 | 0 | 0 | 0 | 0
FixedInterchange | 0 | 0 | 0 | 0 | 0 | 0
#4 | Cumulative Retirements of Capacity (MW)
Cumulative Retirements of Capacity by Reporting Type: Entergy
ReportingType | 2015 | 2020 | 2025 | 2030 | 2035 | 2040
BM | 0 | 0 | 0 | 0 | 0 | 0
CC | 0 | 0 | 0 | 0 | 0 | 0
CSP | 0 | 0 | 0 | 0 | 0 | 0
CT | 0 | 0 | 0 | 0 | 0 | 0
Coal | 952.9 | 5613.16 | 7425.25 | 8308.9 | 8308.9 | 8308.9
Geo | 0 | 0 | 0 | 0 | 0 | 0
H | 0 | 0 | 0 | 0 | 0 | 0
LFG | 0 | 0 | 0 | 0 | 0 | 0
Nuc | 0 | 0 | 0 | 0 | 842 | 1839
PS | 0 | 0 | 0 | 0 | 0 | 0
PV | 0 | 0 | 0 | 0 | 0 | 0
PeakG | 0 | 0 | 0 | 0 | 0 | 0
PeakO | 0 | 0 | 0 | 0 | 0 | 0
ST | 0 | 0 | 0 | 0 | 0 | 0
STOG | 12655.12 | 12655.12 | 12655.12 | 14004.65 | 14864.99 | 14864.99
STWD | 0 | 0 | 0 | 0 | 0 | 0
WT | 0 | 0 | 0 | 0 | 0 | 0
IGCC | 0 | 0 | 0 | 0 | 0 | 0
DemandResponse | 0 | 0 | 0 | 0 | 0 | 0
IGCC-CCS | 0 | 0 | 0 | 0 | 0 | 0
WT_off | 0 | 0 | 0 | 0 | 0 | 0
PseudoUnit | 0 | 0 | 0 | 0 | 0 | 0
FixedInterchange | 0 | 0 | 0 | 0 | 0 | 0
Cumulative Retirements of Capacity by Reporting Type: FRCC
ReportingType | 2015 | 2020 | 2025 | 2030 | 2035 | 2040
BM | 0 | 0 | 0 | 0 | 0 | 0
CC | 0 | 0 | 0 | 9444.29 | 14697.99 | 14697.99
CSP | 0 | 0 | 0 | 0 | 0 | 0
CT | 0 | 0 | 0 | 0 | 2480 | 2480
Coal | 6661.38 | 7765.38 | 7765.38 | 7765.38 | 7765.38 | 7765.38
Geo | 0 | 0 | 0 | 0 | 0 | 0
H | 0 | 0 | 0 | 0 | 0 | 0
LFG | 0 | 0 | 0 | 0 | 0 | 0
Nuc | 0 | 0 | 0 | 0 | 1615.33 | 3292.33
PS | 0 | 0 | 0 | 0 | 0 | 0
PV | 0 | 0 | 0 | 0 | 0 | 0
PeakG | 0 | 0 | 0 | 1888.97 | 1888.97 | 1888.97
PeakO | 0 | 0 | 480.3 | 2283 | 2283 | 2283
ST | 0 | 0 | 0 | 0 | 0 | 0
STOG | 9628.7 | 9628.7 | 9833 | 9833 | 9833 | 9833
STWD | 0 | 0 | 0 | 0 | 0 | 0
WT | 0 | 0 | 0 | 0 | 0 | 0
IGCC | 0 | 0 | 0 | 0 | 0 | 0
DemandResponse | 0 | 0 | 0 | 0 | 0 | 0
IGCC-CCS | 0 | 0 | 0 | 0 | 0 | 0
WT_off | 0 | 0 | 0 | 0 | 0 | 0
PseudoUnit | 0 | 0 | 0 | 0 | 0 | 0
FixedInterchange | 0 | 0 | 0 | 0 | 0 | 0
Cumulative Retirements of Capacity by Reporting Type: MAPP_US
ReportingType | 2015 | 2020 | 2025 | 2030 | 2035 | 2040
BM | 0 | 0 | 0 | 0 | 0 | 0
CC | 0 | 0 | 0 | 0 | 0 | 0
CSP | 0 | 0 | 0 | 0 | 0 | 0
CT | 0 | 0 | 0 | 0 | 0 | 0
Coal | 1908.31 | 2379.31 | 2942.34 | 2944.31 | 2944.31 | 2944.31
Geo | 0 | 0 | 0 | 0 | 0 | 0
H | 0 | 0 | 0 | 0 | 0 | 0
LFG | 0 | 0 | 0 | 0 | 0 | 0
Nuc | 0 | 0 | 0 | 0 | 0 | 0
PS | 0 | 0 | 0 | 0 | 0 | 0
PV | 0 | 0 | 0 | 0 | 0 | 0
PeakG | 0 | 0 | 0 | 0 | 0 | 0
PeakO | 0 | 0 | 0 | 0 | 0 | 0
ST | 0 | 0 | 0 | 0 | 0 | 0
STOG | 18.78 | 18.78 | 18.78 | 18.78 | 18.78 | 18.78
STWD | 0 | 0 | 0 | 0 | 0 | 0
WT | 0 | 0 | 0 | 0 | 0 | 0
IGCC | 0 | 0 | 0 | 0 | 0 | 0
DemandResponse | 0 | 0 | 0 | 0 | 0 | 0
IGCC-CCS | 0 | 0 | 0 | 0 | 0 | 0
WT_off | 0 | 0 | 0 | 0 | 0 | 0
PseudoUnit | 0 | 0 | 0 | 0 | 0 | 0
FixedInterchange | 0 | 0 | 0 | 0 | 0 | 0
Cumulative Retirements of Capacity by Reporting Type: MISO_IN
ReportingType | 2015 | 2020 | 2025 | 2030 | 2035 | 2040
BM | 0 | 0 | 0 | 0 | 0 | 0
CC | 0 | 0 | 0 | 0 | 0 | 0
CSP | 0 | 0 | 0 | 0 | 0 | 0
CT | 0 | 0 | 0 | 0 | 0 | 0
Coal | 5397.67 | 7201.67 | 8619.14 | 11492.3 | 11492.3 | 11492.31
Geo | 0 | 0 | 0 | 0 | 0 | 0
H | 0 | 0 | 0 | 0 | 0 | 0
LFG | 0 | 0 | 0 | 0 | 0 | 0
Nuc | 0 | 0 | 0 | 0 | 0 | 0
PS | 0 | 0 | 0 | 0 | 0 | 0
PV | 0 | 0 | 0 | 0 | 0 | 0
PeakG | 0 | 0 | 0 | 0 | 0 | 0
PeakO | 0 | 0 | 0 | 0 | 0 | 0
ST | 0 | 0 | 0 | 0 | 0 | 0
STOG | 0 | 0 | 0 | 0 | 0 | 14.73
STWD | 0 | 0 | 0 | 0 | 0 | 0
WT | 0 | 0 | 0 | 0 | 0 | 0
IGCC | 0 | 0 | 0 | 0 | 0 | 0
DemandResponse | 0 | 0 | 0 | 0 | 0 | 0
IGCC-CCS | 0 | 0 | 0 | 0 | 0 | 0
WT_off | 0 | 0 | 0 | 0 | 0 | 0
PseudoUnit | 0 | 0 | 0 | 0 | 0 | 0
FixedInterchange | 0 | 0 | 0 | 0 | 0 | 0
Cumulative Retirements of Capacity by Reporting Type: MISO_MI
ReportingType | 2015 | 2020 | 2025 | 2030 | 2035 | 2040
BM | 0 | 0 | 0 | 0 | 0 | 0
CC | 0 | 0 | 0 | 0 | 0 | 707.72
CSP | 0 | 0 | 0 | 0 | 0 | 0
CT | 0 | 0 | 0 | 0 | 0 | 0
Coal | 6339.99 | 10791.98 | 10791.98 | 10791.99 | 10791.99 | 10791.99
Geo | 0 | 0 | 0 | 0 | 0 | 0
H | 0 | 0 | 0 | 0 | 0 | 0
LFG | 0 | 0 | 0 | 0 | 0 | 0
Nuc | 0 | 0 | 0 | 0 | 778 | 778
PS | 0 | 0 | 0 | 0 | 0 | 0
PV | 0 | 0 | 0 | 0 | 0 | 0
PeakG | 0 | 0 | 0 | 0 | 0 | 0
PeakO | 0 | 0 | 0 | 0 | 0 | 0
ST | 0 | 0 | 0 | 0 | 0 | 0
STOG | 0 | 0 | 0 | 0 | 0 | 449.47
STWD | 0 | 0 | 0 | 0 | 0 | 0
WT | 0 | 0 | 0 | 0 | 0 | 0
IGCC | 0 | 0 | 0 | 0 | 0 | 0
DemandResponse | 0 | 0 | 0 | 0 | 0 | 0
IGCC-CCS | 0 | 0 | 0 | 0 | 0 | 0
WT_off | 0 | 0 | 0 | 0 | 0 | 0
PseudoUnit | 0 | 0 | 0 | 0 | 0 | 0
FixedInterchange | 0 | 0 | 0 | 0 | 0 | 0
Cumulative Retirements of Capacity by Reporting Type: MISO_MO-IL
ReportingType | 2015 | 2020 | 2025 | 2030 | 2035 | 2040
BM | 0 | 0 | 0 | 0 | 0 | 0
CC | 0 | 0 | 0 | 0 | 0 | 0
CSP | 0 | 0 | 0 | 0 | 0 | 0
CT | 0 | 0 | 0 | 0 | 0 | 0
Coal | 4201.7 | 10784.65 | 11777.64 | 12967.69 | 12967.69 | 12967.69
Geo | 0 | 0 | 0 | 0 | 0 | 0
H | 0 | 0 | 0 | 0 | 0 | 0
LFG | 0 | 0 | 0 | 0 | 0 | 0
Nuc | 0 | 0 | 0 | 0 | 0 | 0
PS | 0 | 0 | 0 | 0 | 0 | 0
PV | 0 | 0 | 0 | 0 | 0 | 0
PeakG | 0 | 0 | 0 | 0 | 0 | 0
PeakO | 0 | 0 | 0 | 0 | 0 | 0
ST | 0 | 0 | 0 | 0 | 0 | 0
STOG | 0 | 0 | 0 | 0 | 0 | 41.63
STWD | 0 | 0 | 0 | 0 | 0 | 0
WT | 0 | 0 | 0 | 0 | 0 | 0
IGCC | 0 | 0 | 0 | 0 | 0 | 0
DemandResponse | 0 | 0 | 0 | 0 | 0 | 0
IGCC-CCS | 0 | 0 | 0 | 0 | 0 | 0
WT_off | 0 | 0 | 0 | 0 | 0 | 0
PseudoUnit | 0 | 0 | 0 | 0 | 0 | 0
FixedInterchange | 0 | 0 | 0 | 0 | 0 | 0
Cumulative Retirements of Capacity by Reporting Type: MISO_W
ReportingType | 2015 | 2020 | 2025 | 2030 | 2035 | 2040
BM | 0 | 0 | 0 | 0 | 0 | 0
CC | 0 | 0 | 0 | 0 | 0 | 0
CSP | 0 | 0 | 0 | 0 | 0 | 0
CT | 0 | 0 | 0 | 0 | 0 | 0
Coal | 3725.65 | 8151.55 | 9616.35 | 13134.58 | 13134.58 | 13134.58
Geo | 0 | 0 | 0 | 0 | 0 | 0
H | 0 | 0 | 0 | 0 | 0 | 0
LFG | 0 | 0 | 0 | 0 | 0 | 0
Nuc | 0 | 0 | 0 | 0 | 2361.23 | 2361.23
PS | 0 | 0 | 0 | 0 | 0 | 0
PV | 0 | 0 | 0 | 0 | 0 | 0
PeakG | 0 | 0 | 0 | 0 | 0 | 0
PeakO | 0 | 0 | 0 | 0 | 0 | 0
ST | 0 | 0 | 0 | 0 | 0 | 0
STOG | 0 | 0 | 0 | 0 | 0 | 7.56
STWD | 0 | 0 | 0 | 0 | 0 | 0
WT | 0 | 0 | 0 | 0 | 0 | 0
IGCC | 0 | 0 | 0 | 0 | 0 | 0
DemandResponse | 0 | 0 | 0 | 0 | 0 | 0
IGCC-CCS | 0 | 0 | 0 | 0 | 0 | 0
WT_off | 0 | 0 | 0 | 0 | 0 | 0
PseudoUnit | 0 | 0 | 0 | 0 | 0 | 0
FixedInterchange | 0 | 0 | 0 | 0 | 0 | 0
Cumulative Retirements of Capacity by Reporting Type: MISO_WUMS
ReportingType | 2015 | 2020 | 2025 | 2030 | 2035 | 2040
BM | 0 | 0 | 0 | 0 | 0 | 0
CC | 0 | 0 | 0 | 0 | 0 | 1050.4
CSP | 0 | 0 | 0 | 0 | 0 | 0
CT | 0 | 0 | 0 | 0 | 0 | 0
Coal | 4191.09 | 6060.08 | 6060.09 | 6393.19 | 6393.19 | 6393.19
Geo | 0 | 0 | 0 | 0 | 0 | 0
H | 0 | 0 | 0 | 0 | 0 | 0
LFG | 0 | 0 | 0 | 0 | 0 | 0
Nuc | 0 | 0 | 0 | 0 | 1816.9 | 1816.9
PS | 0 | 0 | 0 | 0 | 0 | 0
PV | 0 | 0 | 0 | 0 | 0 | 0
PeakG | 0 | 0 | 0 | 0 | 0 | 0
PeakO | 0 | 0 | 0 | 0 | 0 | 0
ST | 0 | 0 | 0 | 0 | 0 | 0
STOG | 59.5 | 59.5 | 59.5 | 59.5 | 59.5 | 68.52
STWD | 0 | 0 | 0 | 0 | 0 | 0
WT | 0 | 0 | 0 | 0 | 0 | 0
IGCC | 0 | 0 | 0 | 0 | 0 | 0
DemandResponse | 0 | 0 | 0 | 0 | 0 | 0
IGCC-CCS | 0 | 0 | 0 | 0 | 0 | 0
WT_off | 0 | 0 | 0 | 0 | 0 | 0
PseudoUnit | 0 | 0 | 0 | 0 | 0 | 0
FixedInterchange | 0 | 0 | 0 | 0 | 0 | 0
Cumulative Retirements of Capacity by Reporting Type: Nebraska
ReportingType | 2015 | 2020 | 2025 | 2030 | 2035 | 2040
BM | 0 | 0 | 0 | 0 | 0 | 0
CC | 0 | 0 | 0 | 0 | 0 | 0
CSP | 0 | 0 | 0 | 0 | 0 | 0
CT | 0 | 0 | 0 | 0 | 0 | 0
Coal | 0 | 3195.8 | 3195.8 | 3195.8 | 3195.8 | 3195.8
Geo | 0 | 0 | 0 | 0 | 0 | 0
H | 0 | 0 | 0 | 0 | 0 | 0
LFG | 0 | 0 | 0 | 0 | 0 | 0
Nuc | 0 | 0 | 0 | 0 | 1251.8 | 1251.8
PS | 0 | 0 | 0 | 0 | 0 | 0
PV | 0 | 0 | 0 | 0 | 0 | 0
PeakG | 0 | 0 | 0 | 0 | 0 | 0
PeakO | 0 | 0 | 0 | 0 | 0 | 0
ST | 0 | 0 | 0 | 0 | 0 | 0
STOG | 269.97 | 269.97 | 269.97 | 269.97 | 269.97 | 269.97
STWD | 0 | 0 | 0 | 0 | 0 | 0
WT | 0 | 0 | 0 | 0 | 0 | 0
IGCC | 0 | 0 | 0 | 0 | 0 | 0
DemandResponse | 0 | 0 | 0 | 0 | 0 | 0
IGCC-CCS | 0 | 0 | 0 | 0 | 0 | 0
WT_off | 0 | 0 | 0 | 0 | 0 | 0
PseudoUnit | 0 | 0 | 0 | 0 | 0 | 0
FixedInterchange | 0 | 0 | 0 | 0 | 0 | 0
Cumulative Retirements of Capacity by Reporting Type: NEISO
ReportingType | 2015 | 2020 | 2025 | 2030 | 2035 | 2040
BM | 0 | 0 | 0 | 0 | 0 | 0
CC | 1035.94 | 4055.48 | 5347.52 | 6205.76 | 6205.76 | 6278.64
CSP | 0 | 0 | 0 | 0 | 0 | 0
CT | 0 | 0 | 0 | 9.5 | 105.36 | 105.36
Coal | 2250.13 | 2570.13 | 2570.13 | 2570.13 | 2570.13 | 2570.13
Geo | 0 | 0 | 0 | 0 | 0 | 0
H | 0 | 0 | 0 | 0 | 0 | 0
LFG | 0 | 0 | 0 | 0 | 0 | 0
Nuc | 0 | 0 | 0 | 0 | 1289 | 2165.92
PS | 0 | 0 | 0 | 0 | 0 | 0
PV | 0 | 0 | 0 | 0 | 0 | 0
PeakG | 0 | 0 | 0 | 0 | 0 | 0
PeakO | 1182.97 | 1182.97 | 1182.97 | 1182.97 | 1182.97 | 1182.97
ST | 0 | 0 | 0 | 0 | 0 | 0
STOG | 6237 | 6237 | 6237 | 6237 | 6237 | 6237
STWD | 0 | 0 | 0 | 0 | 0 | 0
WT | 0 | 0 | 0 | 0 | 0 | 0
IGCC | 0 | 0 | 0 | 0 | 0 | 0
DemandResponse | 0 | 0 | 0 | 0 | 0 | 0
IGCC-CCS | 0 | 0 | 0 | 0 | 0 | 0
WT_off | 0 | 0 | 0 | 0 | 0 | 0
PseudoUnit | 0 | 0 | 0 | 0 | 0 | 0
FixedInterchange | 0 | 0 | 0 | 0 | 0 | 0
Cumulative Retirements of Capacity by Reporting Type: NonRTO_Midwest
ReportingType | 2015 | 2020 | 2025 | 2030 | 2035 | 2040
BM | 0 | 0 | 0 | 0 | 0 | 0
CC | 0 | 0 | 0 | 0 | 0 | 2912.65
CSP | 0 | 0 | 0 | 0 | 0 | 0
CT | 0 | 0 | 0 | 0 | 0 | 0
Coal | 4229.31 | 6384.25 | 7196.94 | 8161.71 | 8161.72 | 8161.72
Geo | 0 | 0 | 0 | 0 | 0 | 0
H | 0 | 0 | 0 | 0 | 0 | 0
LFG | 0 | 0 | 0 | 0 | 0 | 0
Nuc | 0 | 0 | 0 | 0 | 0 | 0
PS | 0 | 0 | 0 | 0 | 0 | 0
PV | 0 | 0 | 0 | 0 | 0 | 0
PeakG | 0 | 0 | 0 | 0 | 906.47 | 906.47
PeakO | 0 | 0 | 0 | 0 | 12 | 12
ST | 0 | 0 | 0 | 0 | 0 | 0
STOG | 0 | 0 | 0 | 0 | 0 | 0
STWD | 0 | 0 | 0 | 0 | 0 | 0
WT | 0 | 0 | 0 | 0 | 0 | 0
IGCC | 0 | 0 | 0 | 0 | 0 | 0
DemandResponse | 0 | 0 | 0 | 0 | 0 | 0
IGCC-CCS | 0 | 0 | 0 | 0 | 0 | 0
WT_off | 0 | 0 | 0 | 0 | 0 | 0
PseudoUnit | 0 | 0 | 0 | 0 | 0 | 0
FixedInterchange | 0 | 0 | 0 | 0 | 0 | 0
Cumulative Retirements of Capacity by Reporting Type: NYISO_A-F
ReportingType | 2015 | 2020 | 2025 | 2030 | 2035 | 2040
BM | 0 | 0 | 0 | 0 | 0 | 0
CC | 122.03 | 122.03 | 1930.71 | 1930.72 | 2748.53 | 3387.53
CSP | 0 | 0 | 0 | 0 | 0 | 0
CT | 0 | 0 | 0 | 0 | 0 | 0
Coal | 2251.9 | 2251.9 | 2251.9 | 2251.9 | 2251.9 | 2251.9
Geo | 0 | 0 | 0 | 0 | 0 | 0
H | 0 | 0 | 0 | 0 | 0 | 0
LFG | 0 | 0 | 0 | 0 | 0 | 0
Nuc | 0 | 0 | 0 | 621.2 | 1201.7 | 2053.9
PS | 0 | 0 | 0 | 0 | 0 | 0
PV | 0 | 0 | 0 | 0 | 0 | 0
PeakG | 0 | 0 | 0 | 0 | 0 | 0
PeakO | 0 | 0 | 0 | 0 | 0 | 0
ST | 0 | 0 | 0 | 0 | 0 | 0
STOG | 1701 | 1701 | 1701 | 1701 | 1701 | 1701
STWD | 0 | 0 | 0 | 0 | 0 | 0
WT | 0 | 0 | 0 | 0 | 0 | 0
IGCC | 0 | 0 | 0 | 0 | 0 | 0
DemandResponse | 0 | 0 | 0 | 0 | 0 | 0
IGCC-CCS | 0 | 0 | 0 | 0 | 0 | 0
WT_off | 0 | 0 | 0 | 0 | 0 | 0
PseudoUnit | 0 | 0 | 0 | 0 | 0 | 0
FixedInterchange | 0 | 0 | 0 | 0 | 0 | 0
Cumulative Retirements of Capacity by Reporting Type: NYISO_G-I
ReportingType | 2015 | 2020 | 2025 | 2030 | 2035 | 2040
BM | 0 | 0 | 0 | 0 | 0 | 0
CC | 0 | 0 | 0 | 0 | 0 | 0
CSP | 0 | 0 | 0 | 0 | 0 | 0
CT | 0 | 0 | 0 | 0 | 0 | 0
Coal | 368.2 | 368.2 | 368.2 | 368.2 | 368.2 | 368.2
Geo | 0 | 0 | 0 | 0 | 0 | 0
H | 0 | 0 | 0 | 0 | 0 | 0
LFG | 0 | 0 | 0 | 0 | 0 | 0
Nuc | 0 | 0 | 0 | 0 | 1019.6 | 2044.6
PS | 0 | 0 | 0 | 0 | 0 | 0
PV | 0 | 0 | 0 | 0 | 0 | 0
PeakG | 0 | 0 | 0 | 0 | 0 | 0
PeakO | 0 | 0 | 0 | 0 | 0 | 0
ST | 0 | 0 | 0 | 0 | 0 | 0
STOG | 2430.98 | 2430.98 | 2430.98 | 2430.98 | 2430.98 | 2430.98
STWD | 0 | 0 | 0 | 0 | 0 | 0
WT | 0 | 0 | 0 | 0 | 0 | 0
IGCC | 0 | 0 | 0 | 0 | 0 | 0
DemandResponse | 0 | 0 | 0 | 0 | 0 | 0
IGCC-CCS | 0 | 0 | 0 | 0 | 0 | 0
WT_off | 0 | 0 | 0 | 0 | 0 | 0
PseudoUnit | 0 | 0 | 0 | 0 | 0 | 0
FixedInterchange | 0 | 0 | 0 | 0 | 0 | 0
Cumulative Retirements of Capacity by Reporting Type: NYISO_J-K
ReportingType | 2015 | 2020 | 2025 | 2030 | 2035 | 2040
BM | 0 | 0 | 0 | 0 | 0 | 0
CC | 0 | 0 | 0 | 0 | 0 | 0
CSP | 0 | 0 | 0 | 0 | 0 | 0
CT | 0 | 0 | 0 | 0 | 0 | 0
Coal | 0 | 0 | 0 | 0 | 0 | 0
Geo | 0 | 0 | 0 | 0 | 0 | 0
H | 0 | 0 | 0 | 0 | 0 | 0
LFG | 0 | 0 | 0 | 0 | 0 | 0
Nuc | 0 | 0 | 0 | 0 | 0 | 0
PS | 0 | 0 | 0 | 0 | 0 | 0
PV | 0 | 0 | 0 | 0 | 0 | 0
PeakG | 0 | 0 | 0 | 0 | 0 | 0
PeakO | 0 | 0 | 0 | 0 | 0 | 0
ST | 0 | 0 | 0 | 0 | 0 | 0
STOG | 3377.53 | 3377.53 | 3377.53 | 3377.53 | 3377.53 | 3615.14
STWD | 0 | 0 | 0 | 0 | 0 | 0
WT | 0 | 0 | 0 | 0 | 0 | 0
IGCC | 0 | 0 | 0 | 0 | 0 | 0
DemandResponse | 0 | 0 | 0 | 0 | 0 | 0
IGCC-CCS | 0 | 0 | 0 | 0 | 0 | 0
WT_off | 0 | 0 | 0 | 0 | 0 | 0
PseudoUnit | 0 | 0 | 0 | 0 | 0 | 0
FixedInterchange | 0 | 0 | 0 | 0 | 0 | 0
Cumulative Retirements of Capacity by Reporting Type: PJM_E
ReportingType | 2015 | 2020 | 2025 | 2030 | 2035 | 2040
BM | 0 | 0 | 0 | 0 | 0 | 0
CC | 0 | 0 | 0 | 0 | 618.3 | 1140.91
CSP | 0 | 0 | 0 | 0 | 0 | 0
CT | 0 | 0 | 0 | 0 | 0 | 26.2
Coal | 2804 | 3371.99 | 3372 | 3372 | 3372 | 3372
Geo | 0 | 0 | 0 | 0 | 0 | 0
H | 0 | 0 | 0 | 0 | 0 | 0
LFG | 0 | 0 | 0 | 0 | 0 | 0
Nuc | 0 | 614.5 | 614.5 | 614.5 | 2838.5 | 4012.5
PS | 0 | 0 | 0 | 0 | 0 | 0
PV | 0 | 0 | 0 | 0 | 0 | 0
PeakG | 268.5 | 268.5 | 268.5 | 268.5 | 268.5 | 268.5
PeakO | 2.7 | 2.7 | 2.7 | 2.7 | 2.7 | 2.7
ST | 0 | 0 | 0 | 0 | 0 | 0
STOG | 629.5 | 629.5 | 1296.99 | 1296.99 | 3251.99 | 3252
STWD | 0 | 0 | 0 | 0 | 0 | 0
WT | 0 | 0 | 0 | 0 | 0 | 0
IGCC | 0 | 0 | 0 | 0 | 0 | 0
DemandResponse | 0 | 0 | 0 | 0 | 0 | 0
IGCC-CCS | 0 | 0 | 0 | 0 | 0 | 0
WT_off | 0 | 0 | 0 | 0 | 0 | 0
PseudoUnit | 0 | 0 | 0 | 0 | 0 | 0
FixedInterchange | 0 | 0 | 0 | 0 | 0 | 0
Cumulative Retirements of Capacity by Reporting Type: PJM_ROM
ReportingType | 2015 | 2020 | 2025 | 2030 | 2035 | 2040
BM | 0 | 0 | 0 | 0 | 0 | 0
CC | 0 | 0 | 0 | 0 | 0 | 1396.92
CSP | 0 | 0 | 0 | 0 | 0 | 0
CT | 0 | 0 | 0 | 0 | 16 | 16
Coal | 13446.3 | 14680.3 | 16326.39 | 16326.39 | 16326.39 | 16326.39
Geo | 0 | 0 | 0 | 0 | 0 | 0
H | 0 | 0 | 0 | 0 | 0 | 0
LFG | 0 | 0 | 0 | 0 | 0 | 0
Nuc | 0 | 0 | 0 | 0 | 1732 | 2631
PS | 0 | 0 | 0 | 0 | 0 | 0
PV | 0 | 0 | 0 | 0 | 0 | 0
PeakG | 0 | 0 | 0 | 0 | 0 | 0
PeakO | 270 | 270 | 270 | 270 | 270 | 1835.99
ST | 0 | 0 | 0 | 0 | 0 | 0
STOG | 580 | 580 | 580 | 580 | 580.01 | 4109
STWD | 0 | 0 | 0 | 0 | 0 | 0
WT | 0 | 0 | 0 | 0 | 0 | 0
IGCC | 0 | 0 | 0 | 0 | 0 | 0
DemandResponse | 0 | 0 | 0 | 0 | 0 | 0
IGCC-CCS | 0 | 0 | 0 | 0 | 0 | 0
WT_off | 0 | 0 | 0 | 0 | 0 | 0
PseudoUnit | 0 | 0 | 0 | 0 | 0 | 0
FixedInterchange | 0 | 0 | 0 | 0 | 0 | 0
Cumulative Retirements of Capacity by Reporting Type: PJM_ROR
ReportingType | 2015 | 2020 | 2025 | 2030 | 2035 | 2040
BM | 0 | 0 | 0 | 0 | 0 | 0
CC | 0 | 0 | 0 | 0 | 174 | 7114.53
CSP | 0 | 0 | 0 | 0 | 0 | 0
CT | 0 | 0 | 0 | 0 | 29 | 29
Coal | 33486.27 | 44174.3 | 54109.08 | 54109.08 | 54109.08 | 54109.08
Geo | 0 | 0 | 0 | 0 | 0 | 0
H | 0 | 0 | 0 | 0 | 0 | 0
LFG | 0 | 0 | 0 | 0 | 0 | 0
Nuc | 0 | 0 | 0 | 867 | 5142 | 10025.16
PS | 0 | 0 | 0 | 0 | 0 | 0
PV | 0 | 0 | 0 | 0 | 0 | 0
PeakG | 0 | 0 | 0 | 0 | 0 | 0
PeakO | 19 | 19 | 19 | 19 | 19 | 1760.99
ST | 0 | 0 | 0 | 0 | 0 | 0
STOG | 0 | 0 | 35 | 35 | 450.22 | 2122
STWD | 0 | 0 | 0 | 0 | 0 | 0
WT | 0 | 0 | 0 | 0 | 0 | 0
IGCC | 0 | 0 | 0 | 0 | 0 | 0
DemandResponse | 0 | 0 | 0 | 0 | 0 | 0
IGCC-CCS | 0 | 0 | 0 | 0 | 0 | 0
WT_off | 0 | 0 | 0 | 0 | 0 | 0
PseudoUnit | 0 | 0 | 0 | 0 | 0 | 0
FixedInterchange | 0 | 0 | 0 | 0 | 0 | 0
Cumulative Retirements of Capacity by Reporting Type: SOCO
ReportingType | 2015 | 2020 | 2025 | 2030 | 2035 | 2040
BM | 0 | 0 | 0 | 0 | 0 | 0
CC | 0 | 0 | 0 | 186 | 10830.74 | 16864.03
CSP | 0 | 0 | 0 | 0 | 0 | 0
CT | 0 | 0 | 0 | 0 | 0 | 0
Coal | 17616.53 | 21665.61 | 23775.22 | 23775.22 | 23775.23 | 23775.23
Geo | 0 | 0 | 0 | 0 | 0 | 0
H | 0 | 0 | 0 | 0 | 0 | 0
LFG | 0 | 0 | 0 | 0 | 0 | 0
Nuc | 0 | 0 | 0 | 0 | 0 | 2645.05
PS | 0 | 0 | 0 | 0 | 0 | 0
PV | 0 | 0 | 0 | 0 | 0 | 0
PeakG | 209.99 | 209.99 | 209.99 | 4037.08 | 5599.9 | 5599.9
PeakO | 1138.99 | 1138.99 | 1138.99 | 1139 | 1139 | 1139
ST | 0 | 0 | 0 | 0 | 0 | 0
STOG | 854 | 854 | 854 | 854 | 854 | 854
STWD | 0 | 0 | 0 | 0 | 0 | 0
WT | 0 | 0 | 0 | 0 | 0 | 0
IGCC | 0 | 0 | 0 | 0 | 0 | 0
DemandResponse | 0 | 0 | 0 | 0 | 0 | 0
IGCC-CCS | 0 | 0 | 0 | 0 | 0 | 0
WT_off | 0 | 0 | 0 | 0 | 0 | 0
PseudoUnit | 0 | 0 | 0 | 0 | 0 | 0
FixedInterchange | 0 | 0 | 0 | 0 | 0 | 0
Cumulative Retirements of Capacity by Reporting Type: SPP_N
ReportingType | 2015 | 2020 | 2025 | 2030 | 2035 | 2040
BM | 0 | 0 | 0 | 0 | 0 | 0
CC | 0 | 0 | 0 | 0 | 0 | 0
CSP | 0 | 0 | 0 | 0 | 0 | 0
CT | 0 | 0 | 0 | 0 | 0 | 0
Coal | 621 | 4133.78 | 7044.34 | 7044.34 | 7231.49 | 7231.5
Geo | 0 | 0 | 0 | 0 | 0 | 0
H | 0 | 0 | 0 | 0 | 0 | 0
LFG | 0 | 0 | 0 | 0 | 0 | 0
Nuc | 0 | 0 | 0 | 0 | 0 | 0
PS | 0 | 0 | 0 | 0 | 0 | 0
PV | 0 | 0 | 0 | 0 | 0 | 0
PeakG | 0 | 0 | 0 | 0 | 0 | 0
PeakO | 0 | 0 | 0 | 0 | 0 | 0
ST | 0 | 0 | 0 | 0 | 0 | 0
STOG | 485.52 | 485.52 | 485.52 | 485.52 | 485.52 | 485.52
STWD | 0 | 0 | 0 | 0 | 0 | 0
WT | 0 | 0 | 0 | 0 | 0 | 0
IGCC | 0 | 0 | 0 | 0 | 0 | 0
DemandResponse | 0 | 0 | 0 | 0 | 0 | 0
IGCC-CCS | 0 | 0 | 0 | 0 | 0 | 0
WT_off | 0 | 0 | 0 | 0 | 0 | 0
PseudoUnit | 0 | 0 | 0 | 0 | 0 | 0
FixedInterchange | 0 | 0 | 0 | 0 | 0 | 0
Cumulative Retirements of Capacity by Reporting Type: SPP_S
ReportingType | 2015 | 2020 | 2025 | 2030 | 2035 | 2040
BM | 0 | 0 | 0 | 0 | 0 | 0
CC | 0 | 0 | 0 | 0 | 0 | 0
CSP | 0 | 0 | 0 | 0 | 0 | 0
CT | 0 | 0 | 0 | 0 | 0 | 0
Coal | 3353.45 | 10693.91 | 13139.63 | 13139.63 | 13139.92 | 13139.92
Geo | 0 | 0 | 0 | 0 | 0 | 0
H | 0 | 0 | 0 | 0 | 0 | 0
LFG | 0 | 0 | 0 | 0 | 0 | 0
Nuc | 0 | 0 | 0 | 0 | 0 | 0
PS | 0 | 0 | 0 | 0 | 0 | 0
PV | 0 | 0 | 0 | 0 | 0 | 0
PeakG | 0 | 0 | 0 | 0 | 0 | 0
PeakO | 0 | 0 | 0 | 0 | 0 | 0
ST | 0 | 0 | 0 | 0 | 0 | 0
STOG | 2364.59 | 2364.59 | 2364.59 | 2364.59 | 2364.59 | 2364.59
STWD | 0 | 0 | 0 | 0 | 0 | 0
WT | 0 | 0 | 0 | 0 | 0 | 0
IGCC | 0 | 0 | 0 | 0 | 0 | 0
DemandResponse | 0 | 0 | 0 | 0 | 0 | 0
IGCC-CCS | 0 | 0 | 0 | 0 | 0 | 0
WT_off | 0 | 0 | 0 | 0 | 0 | 0
PseudoUnit | 0 | 0 | 0 | 0 | 0 | 0
FixedInterchange | 0 | 0 | 0 | 0 | 0 | 0
Cumulative Retirements of Capacity by Reporting Type: TVA
ReportingType | 2015 | 2020 | 2025 | 2030 | 2035 | 2040
BM | 0 | 0 | 0 | 0 | 0 | 0
CC | 0 | 0 | 0 | 0 | 2606.97 | 7328.76
CSP | 0 | 0 | 0 | 0 | 0 | 0
CT | 0 | 0 | 0 | 0 | 0 | 0
Coal | 10404.83 | 12508.84 | 14343.1 | 15135.7 | 15158.99 | 15158.99
Geo | 0 | 0 | 0 | 0 | 0 | 0
H | 0 | 0 | 0 | 0 | 0 | 0
LFG | 0 | 0 | 0 | 0 | 0 | 0
Nuc | 0 | 0 | 0 | 0 | 2512.33 | 3791
PS | 0 | 0 | 0 | 0 | 0 | 0
PV | 0 | 0 | 0 | 0 | 0 | 0
PeakG | 0 | 0 | 0 | 0 | 0 | 0
PeakO | 0 | 0 | 0 | 0 | 83 | 83
ST | 0 | 0 | 0 | 0 | 0 | 0
STOG | 0 | 0 | 0 | 0 | 0 | 0
STWD | 0 | 0 | 0 | 0 | 0 | 0
WT | 0 | 0 | 0 | 0 | 0 | 0
IGCC | 0 | 0 | 0 | 0 | 0 | 0
DemandResponse | 0 | 0 | 0 | 0 | 0 | 0
IGCC-CCS | 0 | 0 | 0 | 0 | 0 | 0
WT_off | 0 | 0 | 0 | 0 | 0 | 0
PseudoUnit | 0 | 0 | 0 | 0 | 0 | 0
FixedInterchange | 0 | 0 | 0 | 0 | 0 | 0
Cumulative Retirements of Capacity by Reporting Type: TVA_Transmission
ReportingType | 2015 | 2020 | 2025 | 2030 | 2035 | 2040
BM | 0 | 0 | 0 | 0 | 0 | 0
CC | 0 | 0 | 0 | 0 | 0 | 0
CSP | 0 | 0 | 0 | 0 | 0 | 0
CT | 0 | 0 | 0 | 0 | 0 | 0
Coal | 0 | 0 | 0 | 0 | 0 | 0
Geo | 0 | 0 | 0 | 0 | 0 | 0
H | 0 | 0 | 0 | 0 | 0 | 0
LFG | 0 | 0 | 0 | 0 | 0 | 0
Nuc | 0 | 0 | 0 | 0 | 0 | 0
PS | 0 | 0 | 0 | 0 | 0 | 0
PV | 0 | 0 | 0 | 0 | 0 | 0
PeakG | 0 | 0 | 0 | 0 | 0 | 0
PeakO | 0 | 0 | 0 | 0 | 0 | 0
ST | 0 | 0 | 0 | 0 | 0 | 0
STOG | 0 | 0 | 0 | 0 | 0 | 0
STWD | 0 | 0 | 0 | 0 | 0 | 0
WT | 0 | 0 | 0 | 0 | 0 | 0
IGCC | 0 | 0 | 0 | 0 | 0 | 0
DemandResponse | 0 | 0 | 0 | 0 | 0 | 0
IGCC-CCS | 0 | 0 | 0 | 0 | 0 | 0
WT_off | 0 | 0 | 0 | 0 | 0 | 0
PseudoUnit | 0 | 0 | 0 | 0 | 0 | 0
FixedInterchange | 0 | 0 | 0 | 0 | 0 | 0
Cumulative Retirements of Capacity by Reporting Type: VACAR
ReportingType | 2015 | 2020 | 2025 | 2030 | 2035 | 2040
BM | 0 | 0 | 0 | 0 | 0 | 0
CC | 0 | 0 | 0 | 39.6 | 3314.51 | 10107.86
CSP | 0 | 0 | 0 | 0 | 0 | 0
CT | 0 | 0 | 0 | 717.24 | 717.24 | 717.24
Coal | 11759.13 | 13601.62 | 16067.07 | 18975.97 | 18975.97 | 18975.97
Geo | 0 | 0 | 0 | 0 | 0 | 0
H | 0 | 0 | 0 | 0 | 0 | 0
LFG | 0 | 0 | 0 | 0 | 0 | 0
Nuc | 0 | 0 | 0 | 0 | 3248 | 5106
PS | 0 | 0 | 0 | 0 | 0 | 0
PV | 0 | 0 | 0 | 0 | 0 | 0
PeakG | 0 | 0 | 0 | 0 | 4128.91 | 4128.91
PeakO | 0 | 0 | 0 | 0 | 1268 | 1268
ST | 0 | 0 | 0 | 0 | 0 | 0
STOG | 0 | 0 | 0 | 92 | 92 | 92
STWD | 0 | 0 | 0 | 0 | 0 | 0
WT | 0 | 0 | 0 | 0 | 0 | 0
IGCC | 0 | 0 | 0 | 0 | 0 | 0
DemandResponse | 0 | 0 | 0 | 0 | 0 | 0
IGCC-CCS | 0 | 0 | 0 | 0 | 0 | 0
WT_off | 0 | 0 | 0 | 0 | 0 | 0
PseudoUnit | 0 | 0 | 0 | 0 | 0 | 0
FixedInterchange | 0 | 0 | 0 | 0 | 0 | 0
Cumulative Retirements of Capacity by Reporting Type: IESO
ReportingType | 2015 | 2020 | 2025 | 2030 | 2035 | 2040
BM | 0 | 0 | 0 | 0 | 0 | 0
CC | 5943 | 5943 | 5943 | 5943 | 5943 | 5943
CSP | 0 | 0 | 0 | 0 | 0 | 0
CT | 0 | 0 | 0 | 0 | 367.99 | 367.99
Coal | 6416 | 6416 | 6416 | 6416 | 6416 | 6416
Geo | 0 | 0 | 0 | 0 | 0 | 0
H | 0 | 0 | 0 | 0 | 0 | 0
LFG | 0 | 0 | 0 | 0 | 0 | 0
Nuc | 0 | 0 | 0 | 0 | 1030 | 2570
PS | 0 | 0 | 0 | 0 | 0 | 0
PV | 0 | 0 | 0 | 0 | 1067.26 | 1067.26
PeakG | 583.98 | 583.98 | 583.98 | 583.98 | 583.98 | 583.98
PeakO | 175 | 175 | 175 | 175 | 175 | 175
ST | 0 | 0 | 0 | 0 | 0 | 0
STOG | 2126 | 2126 | 2126 | 2126 | 2126 | 2126
STWD | 0 | 0 | 0 | 0 | 0 | 0
WT | 0 | 0 | 0 | 0 | 0 | 0
IGCC | 0 | 0 | 0 | 0 | 0 | 0
DemandResponse | 0 | 0 | 0 | 0 | 0 | 0
IGCC-CCS | 0 | 0 | 0 | 0 | 0 | 0
WT_off | 0 | 0 | 0 | 0 | 0 | 0
PseudoUnit | 0 | 0 | 0 | 0 | 0 | 0
FixedInterchange | 0 | 0 | 0 | 0 | 0 | 0
Cumulative Retirements of Capacity by Reporting Type: MAPP_CA
ReportingType | 2015 | 2020 | 2025 | 2030 | 2035 | 2040
BM | 0 | 0 | 0 | 0 | 0 | 0
CC | 0 | 0 | 731 | 731 | 731 | 1012.75
CSP | 0 | 0 | 0 | 0 | 0 | 0
CT | 0 | 0 | 0 | 0 | 0 | 0
Coal | 1076.84 | 1637.17 | 1745.9 | 1745.9 | 1745.9 | 1745.9
Geo | 0 | 0 | 0 | 0 | 0 | 0
H | 0 | 0 | 0 | 0 | 0 | 0
LFG | 0 | 0 | 0 | 0 | 0 | 0
Nuc | 0 | 0 | 0 | 0 | 0 | 0
PS | 0 | 0 | 0 | 0 | 0 | 0
PV | 0 | 0 | 0 | 0 | 0 | 0
PeakG | 0 | 0 | 559 | 559 | 559 | 559
PeakO | 0 | 0 | 4 | 4 | 4 | 4
ST | 0 | 0 | 0 | 0 | 0 | 0
STOG | 0 | 0 | 126 | 126 | 126 | 126
STWD | 0 | 0 | 0 | 0 | 0 | 0
WT | 0 | 0 | 0 | 0 | 302.4 | 302.4
IGCC | 0 | 0 | 0 | 0 | 0 | 0
DemandResponse | 0 | 0 | 0 | 0 | 0 | 0
IGCC-CCS | 0 | 0 | 0 | 0 | 0 | 0
WT_off | 0 | 0 | 0 | 0 | 0 | 0
PseudoUnit | 0 | 0 | 0 | 0 | 0 | 0
FixedInterchange | 0 | 0 | 0 | 0 | 0 | 0
Cumulative Retirements of Capacity by Reporting Type: AZ_NM_SNV_Coal
ReportingType | 2015 | 2020 | 2025 | 2030 | 2035 | 2040
BM | 0 | 0 | 0 | 0 | 0 | 0
CC | 0 | 0 | 0 | 0 | 0 | 0
CSP | 0 | 0 | 0 | 0 | 0 | 0
CT | 0 | 0 | 0 | 0 | 0 | 0
Coal | 2984.88 | 3589.99 | 6284.47 | 9647.99 | 9647.99 | 9647.99
Geo | 0 | 0 | 0 | 0 | 0 | 0
H | 0 | 0 | 0 | 0 | 0 | 0
LFG | 0 | 0 | 0 | 0 | 0 | 0
Nuc | 0 | 0 | 0 | 0 | 0 | 0
PS | 0 | 0 | 0 | 0 | 0 | 0
PV | 0 | 0 | 0 | 0 | 0 | 0
PeakG | 0 | 0 | 0 | 0 | 0 | 0
PeakO | 0 | 0 | 0 | 0 | 0 | 0
ST | 0 | 0 | 0 | 0 | 0 | 0
STOG | 0 | 0 | 0 | 0 | 0 | 0
STWD | 0 | 0 | 0 | 0 | 0 | 0
WT | 0 | 0 | 0 | 0 | 0 | 0
IGCC | 0 | 0 | 0 | 0 | 0 | 0
DemandResponse | 0 | 0 | 0 | 0 | 0 | 0
IGCC-CCS | 0 | 0 | 0 | 0 | 0 | 0
WT_off | 0 | 0 | 0 | 0 | 0 | 0
PseudoUnit | 0 | 0 | 0 | 0 | 0 | 0
FixedInterchange | 0 | 0 | 0 | 0 | 0 | 0
Cumulative Retirements of Capacity by Reporting Type: AZ_NM_SNV_Gas
ReportingType | 2015 | 2020 | 2025 | 2030 | 2035 | 2040
BM | 0 | 0 | 0 | 0 | 0 | 0
CC | 1095 | 1095 | 1095 | 1579.67 | 5873.27 | 6610.65
CSP | 0 | 0 | 0 | 0 | 0 | 0
CT | 0 | 0 | 0 | 0 | 736 | 736
Coal | 0 | 0 | 0 | 0 | 0 | 0
Geo | 0 | 0 | 0 | 0 | 0 | 0
H | 0 | 0 | 0 | 0 | 0 | 0
LFG | 0 | 0 | 0 | 0 | 0 | 0
Nuc | 0 | 0 | 0 | 0 | 0 | 0
PS | 0 | 0 | 0 | 0 | 0 | 0
PV | 0 | 0 | 0 | 0 | 0 | 0
PeakG | 0 | 0 | 0 | 0 | 0 | 0
PeakO | 0 | 0 | 0 | 0 | 0 | 0
ST | 0 | 0 | 0 | 0 | 0 | 0
STOG | 2064 | 2064 | 2064 | 2064 | 2064 | 2064
STWD | 0 | 0 | 0 | 0 | 0 | 0
WT | 0 | 0 | 0 | 0 | 0 | 0
IGCC | 0 | 0 | 0 | 0 | 0 | 0
DemandResponse | 0 | 0 | 0 | 0 | 0 | 0
IGCC-CCS | 0 | 0 | 0 | 0 | 0 | 0
WT_off | 0 | 0 | 0 | 0 | 0 | 0
PseudoUnit | 0 | 0 | 0 | 0 | 0 | 0
FixedInterchange | 0 | 0 | 0 | 0 | 0 | 0
Cumulative Retirements of Capacity by Reporting Type: AZ_NM_SNV_NucRenew
ReportingType | 2015 | 2020 | 2025 | 2030 | 2035 | 2040
BM | 0 | 0 | 0 | 0 | 0 | 0
CC | 0 | 0 | 0 | 0 | 0 | 0
CSP | 65 | 65 | 65 | 65 | 65 | 65
CT | 0 | 0 | 0 | 0 | 0 | 0
Coal | 0 | 0 | 0 | 0 | 0 | 0
Geo | 0 | 0 | 0 | 0 | 0 | 0
H | 0 | 0 | 0 | 0 | 0 | 0
LFG | 0 | 0 | 0 | 0 | 0 | 0
Nuc | 0 | 0 | 0 | 0 | 0 | 0
PS | 0 | 0 | 0 | 0 | 0 | 0
PV | 0 | 0 | 0 | 0 | 0 | 0
PeakG | 0 | 0 | 0 | 0 | 0 | 0
PeakO | 0 | 0 | 0 | 0 | 0 | 0
ST | 0 | 0 | 0 | 0 | 0 | 0
STOG | 0 | 0 | 0 | 0 | 0 | 0
STWD | 0 | 0 | 0 | 0 | 0 | 0
WT | 0 | 0 | 0 | 0 | 0 | 0
IGCC | 0 | 0 | 0 | 0 | 0 | 0
DemandResponse | 0 | 0 | 0 | 0 | 0 | 0
IGCC-CCS | 0 | 0 | 0 | 0 | 0 | 0
WT_off | 0 | 0 | 0 | 0 | 0 | 0
PseudoUnit | 0 | 0 | 0 | 0 | 0 | 0
FixedInterchange | 0 | 0 | 0 | 0 | 0 | 0
Cumulative Retirements of Capacity by Reporting Type: ERCOT
ReportingType | 2015 | 2020 | 2025 | 2030 | 2035 | 2040
BM | 0 | 0 | 0 | 0 | 0 | 0
CC | 0 | 0 | 0 | 0 | 6833.42 | 10707.96
CSP | 0 | 0 | 0 | 0 | 0 | 0
CT | 0 | 0 | 0 | 0 | 250 | 250
Coal | 13999.46 | 15501.86 | 16061.86 | 16061.86 | 16061.86 | 16061.86
Geo | 0 | 0 | 0 | 0 | 0 | 0
H | 0 | 0 | 0 | 0 | 0 | 0
LFG | 0 | 0 | 0 | 0 | 0 | 0
Nuc | 0 | 0 | 0 | 0 | 0 | 0
PS | 0 | 0 | 0 | 0 | 0 | 0
PV | 0 | 0 | 0 | 0 | 13.99 | 13.99
PeakG | 0 | 0 | 0 | 0 | 0 | 0
PeakO | 0 | 0 | 0 | 0 | 0 | 0
ST | 0 | 0 | 0 | 0 | 0 | 0
STOG | 5970.52 | 5970.52 | 10354.38 | 13730.55 | 18933 | 18933
STWD | 0 | 0 | 0 | 0 | 0 | 0
WT | 0 | 0 | 0 | 0 | 0 | 0
IGCC | 0 | 0 | 0 | 0 | 0 | 0
DemandResponse | 0 | 0 | 0 | 0 | 0 | 0
IGCC-CCS | 0 | 0 | 0 | 0 | 0 | 0
WT_off | 0 | 0 | 0 | 0 | 0 | 0
PseudoUnit | 0 | 0 | 0 | 0 | 0 | 0
FixedInterchange | 0 | 0 | 0 | 0 | 0 | 0
Cumulative Retirements of Capacity by Reporting Type: NP15
ReportingType | 2015 | 2020 | 2025 | 2030 | 2035 | 2040
BM | 0 | 0 | 0 | 0 | 0 | 0
CC | 0 | 0 | 0 | 0 | 0 | 39.8
CSP | 0 | 0 | 0 | 0 | 0 | 0
CT | 0 | 0 | 0 | 0 | 212.58 | 212.58
Coal | 0 | 191.9 | 191.9 | 191.9 | 191.9 | 191.9
Geo | 0 | 0 | 0 | 0 | 0 | 0
H | 0 | 0 | 0 | 0 | 0 | 0
LFG | 0 | 0 | 0 | 0 | 0 | 0
Nuc | 0 | 0 | 0 | 0 | 0 | 0
PS | 0 | 0 | 0 | 0 | 0 | 0
PV | 0 | 0 | 0 | 0 | 0 | 0
PeakG | 0 | 0 | 0 | 0 | 0 | 0
PeakO | 156 | 156 | 156 | 156 | 156 | 156
ST | 0 | 0 | 0 | 0 | 0 | 0
STOG | 1046.45 | 1046.45 | 1046.45 | 2751.26 | 3886.61 | 3886.61
STWD | 0 | 0 | 0 | 0 | 0 | 0
WT | 0 | 0 | 0 | 0 | 0 | 0
IGCC | 0 | 0 | 0 | 0 | 0 | 0
DemandResponse | 0 | 0 | 0 | 0 | 0 | 0
IGCC-CCS | 0 | 0 | 0 | 0 | 0 | 0
WT_off | 0 | 0 | 0 | 0 | 0 | 0
PseudoUnit | 0 | 0 | 0 | 0 | 0 | 0
FixedInterchange | 0 | 0 | 0 | 0 | 0 | 0
Cumulative Retirements of Capacity by Reporting Type: NWPP_Coal
ReportingType | 2015 | 2020 | 2025 | 2030 | 2035 | 2040
BM | 0 | 0 | 0 | 0 | 0 | 0
CC | 0 | 0 | 0 | 0 | 0 | 0
CSP | 0 | 0 | 0 | 0 | 0 | 0
CT | 0 | 0 | 0 | 0 | 0 | 0
Coal | 7421.99 | 9004.45 | 13556.69 | 13556.7 | 13556.7 | 13556.7
Geo | 0 | 0 | 0 | 0 | 0 | 0
H | 0 | 0 | 0 | 0 | 0 | 0
LFG | 0 | 0 | 0 | 0 | 0 | 0
Nuc | 0 | 0 | 0 | 0 | 0 | 0
PS | 0 | 0 | 0 | 0 | 0 | 0
PV | 0 | 0 | 0 | 0 | 0 | 0
PeakG | 0 | 0 | 0 | 0 | 0 | 0
PeakO | 183 | 183 | 183 | 183 | 183 | 183
ST | 0 | 0 | 0 | 0 | 0 | 0
STOG | 0 | 0 | 0 | 0 | 0 | 0
STWD | 0 | 0 | 0 | 0 | 0 | 0
WT | 0 | 0 | 0 | 0 | 0 | 0
IGCC | 0 | 0 | 0 | 0 | 0 | 0
DemandResponse | 0 | 0 | 0 | 0 | 0 | 0
IGCC-CCS | 0 | 0 | 0 | 0 | 0 | 0
WT_off | 0 | 0 | 0 | 0 | 0 | 0
PseudoUnit | 0 | 0 | 0 | 0 | 0 | 0
FixedInterchange | 0 | 0 | 0 | 0 | 0 | 0
Cumulative Retirements of Capacity by Reporting Type: NWPP_Gas
ReportingType | 2015 | 2020 | 2025 | 2030 | 2035 | 2040
BM | 0 | 0 | 0 | 0 | 0 | 0
CC | 1678 | 1678 | 1678 | 2751.43 | 8005 | 8305
CSP | 0 | 0 | 0 | 0 | 0 | 0
CT | 0 | 0 | 0 | 0 | 150 | 150
Coal | 0 | 0 | 0 | 0 | 0 | 0
Geo | 0 | 0 | 0 | 0 | 0 | 0
H | 0 | 0 | 0 | 0 | 0 | 0
LFG | 0 | 0 | 0 | 0 | 0 | 0
Nuc | 0 | 0 | 0 | 0 | 0 | 0
PS | 0 | 0 | 0 | 0 | 0 | 0
PV | 0 | 0 | 0 | 0 | 0 | 0
PeakG | 2623 | 2623 | 2623 | 2623 | 2623 | 2623
PeakO | 0 | 0 | 0 | 0 | 0 | 0
ST | 0 | 0 | 0 | 0 | 0 | 0
STOG | 786 | 786 | 786 | 786 | 786 | 786
STWD | 0 | 0 | 0 | 0 | 0 | 0
WT | 0 | 0 | 0 | 0 | 0 | 0
IGCC | 0 | 0 | 0 | 0 | 0 | 0
DemandResponse | 0 | 0 | 0 | 0 | 0 | 0
IGCC-CCS | 0 | 0 | 0 | 0 | 0 | 0
WT_off | 0 | 0 | 0 | 0 | 0 | 0
PseudoUnit | 0 | 0 | 0 | 0 | 0 | 0
FixedInterchange | 0 | 0 | 0 | 0 | 0 | 0
Cumulative Retirements of Capacity by Reporting Type: NWPP_NucRenew
ReportingType | 2015 | 2020 | 2025 | 2030 | 2035 | 2040
BM | 0 | 0 | 0 | 0 | 0 | 0
CC | 0 | 0 | 0 | 0 | 0 | 0
CSP | 0 | 0 | 0 | 0 | 0 | 0
CT | 0 | 0 | 0 | 0 | 0 | 0
Coal | 0 | 0 | 0 | 0 | 0 | 0
Geo | 4.8 | 4.8 | 4.8 | 4.8 | 4.8 | 4.8
H | 0 | 0 | 0 | 0 | 0 | 0
LFG | 0 | 0 | 0 | 0 | 0 | 0
Nuc | 0 | 0 | 0 | 0 | 0 | 0
PS | 0 | 0 | 0 | 0 | 0 | 0
PV | 0 | 0 | 0 | 0 | 0 | 0
PeakG | 0 | 0 | 0 | 0 | 0 | 0
PeakO | 0 | 0 | 0 | 0 | 0 | 0
ST | 0 | 0 | 0 | 0 | 0 | 0
STOG | 0 | 0 | 0 | 0 | 0 | 0
STWD | 0 | 0 | 0 | 0 | 0 | 0
WT | 0 | 0 | 0 | 0 | 0 | 0
IGCC | 0 | 0 | 0 | 0 | 0 | 0
DemandResponse | 0 | 0 | 0 | 0 | 0 | 0
IGCC-CCS | 0 | 0 | 0 | 0 | 0 | 0
WT_off | 0 | 0 | 0 | 0 | 0 | 0
PseudoUnit | 0 | 0 | 0 | 0 | 0 | 0
FixedInterchange | 0 | 0 | 0 | 0 | 0 | 0
Cumulative Retirements of Capacity by Reporting Type: RMPA
ReportingType | 2015 | 2020 | 2025 | 2030 | 2035 | 2040
BM | 0 | 0 | 0 | 0 | 0 | 0
CC | 0 | 0 | 0 | 0 | 796.76 | 849.06
CSP | 1 | 1 | 1 | 1 | 1 | 1
CT | 0 | 0 | 0 | 0 | 152 | 152
Coal | 1186 | 2371 | 6214.32 | 6788 | 6788 | 6788
Geo | 0 | 0 | 0 | 0 | 0 | 0
H | 0 | 0 | 0 | 0 | 0 | 0
LFG | 0 | 0 | 0 | 0 | 0 | 0
Nuc | 0 | 0 | 0 | 0 | 0 | 0
PS | 0 | 0 | 0 | 0 | 0 | 0
PV | 0 | 0 | 0 | 0 | 0 | 0
PeakG | 0 | 0 | 0 | 0 | 0 | 0
PeakO | 187 | 187 | 187 | 187 | 187 | 187
ST | 0 | 0 | 0 | 0 | 0 | 0
STOG | 217 | 217 | 217 | 217 | 217 | 217
STWD | 0 | 0 | 0 | 0 | 0 | 0
WT | 0 | 0 | 0 | 0 | 0 | 0
IGCC | 0 | 0 | 0 | 0 | 0 | 0
DemandResponse | 0 | 0 | 0 | 0 | 0 | 0
IGCC-CCS | 0 | 0 | 0 | 0 | 0 | 0
WT_off | 0 | 0 | 0 | 0 | 0 | 0
PseudoUnit | 0 | 0 | 0 | 0 | 0 | 0
FixedInterchange | 0 | 0 | 0 | 0 | 0 | 0
Cumulative Retirements of Capacity by Reporting Type: SP15
ReportingType | 2015 | 2020 | 2025 | 2030 | 2035 | 2040
BM | 0 | 0 | 0 | 0 | 0 | 0
CC | 0 | 0 | 0 | 0 | 0 | 0
CSP | 409 | 409 | 409 | 409 | 409 | 409
CT | 0 | 0 | 0 | 0 | 0 | 0
Coal | 57 | 141.5 | 141.5 | 242.7 | 242.7 | 242.7
Geo | 0 | 0 | 0 | 0 | 0 | 0
H | 0 | 0 | 0 | 0 | 0 | 0
LFG | 0 | 0 | 0 | 0 | 0 | 0
Nuc | 0 | 0 | 0 | 0 | 0 | 0
PS | 0 | 0 | 0 | 0 | 0 | 0
PV | 0 | 0 | 0 | 0 | 0 | 0
PeakG | 44 | 44 | 44 | 44 | 44 | 44
PeakO | 15 | 15 | 15 | 15 | 15 | 15
ST | 0 | 0 | 0 | 0 | 0 | 0
STOG | 4274.1 | 4274.1 | 4274.1 | 5139.66 | 7322.2 | 7322.2
STWD | 0 | 0 | 0 | 0 | 0 | 0
WT | 126.2 | 126.2 | 126.2 | 126.2 | 126.2 | 126.2
IGCC | 0 | 0 | 0 | 0 | 0 | 0
DemandResponse | 0 | 0 | 0 | 0 | 0 | 0
IGCC-CCS | 0 | 0 | 0 | 0 | 0 | 0
WT_off | 0 | 0 | 0 | 0 | 0 | 0
PseudoUnit | 0 | 0 | 0 | 0 | 0 | 0
FixedInterchange | 0 | 0 | 0 | 0 | 0 | 0
Cumulative Retirements of Capacity by Reporting Type: ALB
ReportingType | 2015 | 2020 | 2025 | 2030 | 2035 | 2040
BM | 0 | 0 | 0 | 0 | 0 | 0
CC | 0 | 0 | 0 | 1951.99 | 1951.99 | 1951.99
CSP | 0 | 0 | 0 | 0 | 0 | 0
CT | 0 | 0 | 0 | 0 | 129.94 | 129.94
Coal | 0 | 0 | 0 | 5745.83 | 5745.83 | 5745.83
Geo | 0 | 0 | 0 | 0 | 0 | 0
H | 0 | 0 | 0 | 0 | 0 | 0
LFG | 0 | 0 | 0 | 0 | 0 | 0
Nuc | 0 | 0 | 0 | 0 | 0 | 0
PS | 0 | 0 | 0 | 0 | 0 | 0
PV | 0 | 0 | 0 | 0 | 0 | 0
PeakG | 1375.26 | 1375.26 | 1375.26 | 1375.26 | 1375.26 | 1375.26
PeakO | 6 | 6 | 6 | 6 | 6 | 6
ST | 0 | 0 | 0 | 0 | 0 | 0
STOG | 186 | 186 | 186 | 186 | 186 | 186
STWD | 0 | 0 | 0 | 0 | 0 | 0
WT | 0 | 0 | 0 | 0 | 0 | 0
IGCC | 0 | 0 | 0 | 0 | 0 | 0
DemandResponse | 0 | 0 | 0 | 0 | 0 | 0
IGCC-CCS | 0 | 0 | 0 | 0 | 0 | 0
WT_off | 0 | 0 | 0 | 0 | 0 | 0
PseudoUnit | 0 | 0 | 0 | 0 | 0 | 0
FixedInterchange | 0 | 0 | 0 | 0 | 0 | 0
Cumulative Retirements of Capacity by Reporting Type: BC
ReportingType | 2015 | 2020 | 2025 | 2030 | 2035 | 2040
BM | 0 | 0 | 0 | 0 | 0 | 0
CC | 0 | 0 | 0 | 205 | 205 | 623.59
CSP | 0 | 0 | 0 | 0 | 0 | 0
CT | 0 | 0 | 0 | 0 | 0 | 0
Coal | 0 | 0 | 0 | 0 | 0 | 0
Geo | 0 | 0 | 0 | 0 | 0 | 0
H | 0 | 0 | 0 | 0 | 0 | 0
LFG | 0 | 0 | 0 | 0 | 0 | 0
Nuc | 0 | 0 | 0 | 0 | 0 | 0
PS | 0 | 0 | 0 | 0 | 0 | 0
PV | 0 | 0 | 0 | 0 | 0 | 0
PeakG | 141 | 141 | 141 | 141 | 141 | 141
PeakO | 44 | 44 | 44 | 44 | 44 | 44
ST | 0 | 0 | 0 | 0 | 0 | 0
STOG | 938 | 938 | 938 | 938 | 938 | 938
STWD | 0 | 0 | 0 | 0 | 0 | 0
WT | 0 | 0 | 0 | 0 | 0 | 0
IGCC | 0 | 0 | 0 | 0 | 0 | 0
DemandResponse | 0 | 0 | 0 | 0 | 0 | 0
IGCC-CCS | 0 | 0 | 0 | 0 | 0 | 0
WT_off | 0 | 0 | 0 | 0 | 0 | 0
PseudoUnit | 0 | 0 | 0 | 0 | 0 | 0
FixedInterchange | 0 | 0 | 0 | 0 | 0 | 0
Cumulative Retirements of Capacity by Reporting Type: HQ_IESO
ReportingType | 2015 | 2020 | 2025 | 2030 | 2035 | 2040
BM | 0 | 0 | 0 | 0 | 0 | 0
CC | 0 | 0 | 0 | 0 | 0 | 0
CSP | 0 | 0 | 0 | 0 | 0 | 0
CT | 0 | 0 | 0 | 0 | 0 | 0
Coal | 0 | 0 | 0 | 0 | 0 | 0
Geo | 0 | 0 | 0 | 0 | 0 | 0
H | 0 | 0 | 0 | 0 | 0 | 0
LFG | 0 | 0 | 0 | 0 | 0 | 0
Nuc | 0 | 0 | 0 | 0 | 0 | 0
PS | 0 | 0 | 0 | 0 | 0 | 0
PV | 0 | 0 | 0 | 0 | 0 | 0
PeakG | 0 | 0 | 0 | 0 | 0 | 0
PeakO | 0 | 0 | 0 | 0 | 0 | 0
ST | 0 | 0 | 0 | 0 | 0 | 0
STOG | 0 | 0 | 0 | 0 | 0 | 0
STWD | 0 | 0 | 0 | 0 | 0 | 0
WT | 0 | 0 | 0 | 0 | 0 | 0
IGCC | 0 | 0 | 0 | 0 | 0 | 0
DemandResponse | 0 | 0 | 0 | 0 | 0 | 0
IGCC-CCS | 0 | 0 | 0 | 0 | 0 | 0
WT_off | 0 | 0 | 0 | 0 | 0 | 0
PseudoUnit | 0 | 0 | 0 | 0 | 0 | 0
FixedInterchange | 0 | 0 | 0 | 0 | 0 | 0
Cumulative Retirements of Capacity by Reporting Type: HQ_NEISO
ReportingType | 2015 | 2020 | 2025 | 2030 | 2035 | 2040
BM | 0 | 0 | 0 | 0 | 0 | 0
CC | 0 | 0 | 0 | 0 | 0 | 0
CSP | 0 | 0 | 0 | 0 | 0 | 0
CT | 0 | 0 | 0 | 0 | 0 | 0
Coal | 0 | 0 | 0 | 0 | 0 | 0
Geo | 0 | 0 | 0 | 0 | 0 | 0
H | 0 | 0 | 0 | 0 | 0 | 0
LFG | 0 | 0 | 0 | 0 | 0 | 0
Nuc | 0 | 0 | 0 | 0 | 0 | 0
PS | 0 | 0 | 0 | 0 | 0 | 0
PV | 0 | 0 | 0 | 0 | 0 | 0
PeakG | 0 | 0 | 0 | 0 | 0 | 0
PeakO | 0 | 0 | 0 | 0 | 0 | 0
ST | 0 | 0 | 0 | 0 | 0 | 0
STOG | 0 | 0 | 0 | 0 | 0 | 0
STWD | 0 | 0 | 0 | 0 | 0 | 0
WT | 0 | 0 | 0 | 0 | 0 | 0
IGCC | 0 | 0 | 0 | 0 | 0 | 0
DemandResponse | 0 | 0 | 0 | 0 | 0 | 0
IGCC-CCS | 0 | 0 | 0 | 0 | 0 | 0
WT_off | 0 | 0 | 0 | 0 | 0 | 0
PseudoUnit | 0 | 0 | 0 | 0 | 0 | 0
FixedInterchange | 0 | 0 | 0 | 0 | 0 | 0
Cumulative Retirements of Capacity by Reporting Type: HQ_NY
ReportingType | 2015 | 2020 | 2025 | 2030 | 2035 | 2040
BM | 0 | 0 | 0 | 0 | 0 | 0
CC | 0 | 0 | 0 | 0 | 0 | 0
CSP | 0 | 0 | 0 | 0 | 0 | 0
CT | 0 | 0 | 0 | 0 | 0 | 0
Coal | 0 | 0 | 0 | 0 | 0 | 0
Geo | 0 | 0 | 0 | 0 | 0 | 0
H | 0 | 0 | 0 | 0 | 0 | 0
LFG | 0 | 0 | 0 | 0 | 0 | 0
Nuc | 0 | 0 | 0 | 0 | 0 | 0
PS | 0 | 0 | 0 | 0 | 0 | 0
PV | 0 | 0 | 0 | 0 | 0 | 0
PeakG | 0 | 0 | 0 | 0 | 0 | 0
PeakO | 0 | 0 | 0 | 0 | 0 | 0
ST | 0 | 0 | 0 | 0 | 0 | 0
STOG | 0 | 0 | 0 | 0 | 0 | 0
STWD | 0 | 0 | 0 | 0 | 0 | 0
WT | 0 | 0 | 0 | 0 | 0 | 0
IGCC | 0 | 0 | 0 | 0 | 0 | 0
DemandResponse | 0 | 0 | 0 | 0 | 0 | 0
IGCC-CCS | 0 | 0 | 0 | 0 | 0 | 0
WT_off | 0 | 0 | 0 | 0 | 0 | 0
PseudoUnit | 0 | 0 | 0 | 0 | 0 | 0
FixedInterchange | 0 | 0 | 0 | 0 | 0 | 0
Cumulative Retirements of Capacity by Reporting Type: MARITIMES
ReportingType | 2015 | 2020 | 2025 | 2030 | 2035 | 2040
BM | 0 | 0 | 0 | 0 | 0 | 0
CC | 0 | 0 | 0 | 0 | 0 | 0
CSP | 0 | 0 | 0 | 0 | 0 | 0
CT | 0 | 0 | 0 | 0 | 0 | 0
Coal | 0 | 0 | 0 | 0 | 0 | 0
Geo | 0 | 0 | 0 | 0 | 0 | 0
H | 0 | 0 | 0 | 0 | 0 | 0
LFG | 0 | 0 | 0 | 0 | 0 | 0
Nuc | 0 | 0 | 0 | 0 | 0 | 0
PS | 0 | 0 | 0 | 0 | 0 | 0
PV | 0 | 0 | 0 | 0 | 0 | 0
PeakG | 0 | 0 | 0 | 0 | 0 | 0
PeakO | 0 | 0 | 0 | 0 | 0 | 0
ST | 0 | 0 | 0 | 0 | 0 | 0
STOG | 0 | 0 | 0 | 0 | 0 | 0
STWD | 0 | 0 | 0 | 0 | 0 | 0
WT | 0 | 0 | 0 | 0 | 0 | 0
IGCC | 0 | 0 | 0 | 0 | 0 | 0
DemandResponse | 0 | 0 | 0 | 0 | 0 | 0
IGCC-CCS | 0 | 0 | 0 | 0 | 0 | 0
WT_off | 0 | 0 | 0 | 0 | 0 | 0
PseudoUnit | 0 | 0 | 0 | 0 | 0 | 0
FixedInterchange | 0 | 0 | 0 | 0 | 0 | 0
Cumulative Retirements of Capacity by Reporting Type: All
ReportingType | 2015 | 2020 | 2025 | 2030 | 2035 | 2040
BM | 0 | 0 | 0 | 0 | 0 | 0
CC | 9873.97 | 12893.5 | 16725.23 | 30968.45 | 71536.22 | 109031.74
CSP | 475 | 475 | 475 | 475 | 475 | 475
CT | 0 | 0 | 0 | 726.74 | 5346.12 | 5372.32
Coal | 169111.9 | 237202.28 | 279370.63 | 302621.29 | 302832.03 | 302832.05
Geo | 4.8 | 4.8 | 4.8 | 4.8 | 4.8 | 4.8
H | 0 | 0 | 0 | 0 | 0 | 0
LFG | 0 | 0 | 0 | 0 | 0 | 0
Nuc | 0 | 614.5 | 614.5 | 2102.7 | 28678.4 | 48384.39
PS | 0 | 0 | 0 | 0 | 0 | 0
PV | 0 | 0 | 0 | 0 | 1081.25 | 1081.25
PeakG | 5245.72 | 5245.72 | 5804.72 | 11520.79 | 18118.98 | 18118.99
PeakO | 3379.66 | 3379.66 | 3863.96 | 5666.66 | 7029.65 | 10337.64
ST | 0 | 0 | 0 | 0 | 0 | 0
STOG | 58900.26 | 58900.26 | 64316.91 | 71704.97 | 83455.89 | 89416.68
STWD | 0 | 0 | 0 | 0 | 0 | 0
WT | 126.2 | 126.2 | 126.2 | 126.2 | 428.6 | 428.6
IGCC | 0 | 0 | 0 | 0 | 0 | 0
DemandResponse | 0 | 0 | 0 | 0 | 0 | 0
IGCC-CCS | 0 | 0 | 0 | 0 | 0 | 0
WT_off | 0 | 0 | 0 | 0 | 0 | 0
PseudoUnit | 0 | 0 | 0 | 0 | 0 | 0
FixedInterchange | 0 | 0 | 0 | 0 | 0 | 0
Cumulative Retirements of Capacity by Reporting Type: EI_US
ReportingType | 2015 | 2020 | 2025 | 2030 | 2035 | 2040
BM | 0 | 0 | 0 | 0 | 0 | 0
CC | 1157.97 | 4177.51 | 7278.24 | 17806.37 | 41196.79 | 72987.93
CSP | 0 | 0 | 0 | 0 | 0 | 0
CT | 0 | 0 | 0 | 726.74 | 3347.6 | 3373.8
Coal | 135969.74 | 198348.41 | 228757.98 | 242224.42 | 242435.16 | 242435.17
Geo | 0 | 0 | 0 | 0 | 0 | 0
H | 0 | 0 | 0 | 0 | 0 | 0
LFG | 0 | 0 | 0 | 0 | 0 | 0
Nuc | 0 | 614.5 | 614.5 | 2102.7 | 27648.4 | 45814.39
PS | 0 | 0 | 0 | 0 | 0 | 0
PV | 0 | 0 | 0 | 0 | 0 | 0
PeakG | 478.49 | 478.49 | 478.49 | 6194.55 | 12792.75 | 12792.75
PeakO | 2613.67 | 2613.67 | 3093.97 | 4896.67 | 6259.66 | 9567.65
ST | 0 | 0 | 0 | 0 | 0 | 0
STOG | 41292.19 | 41292.19 | 42198.97 | 43640.51 | 46871.08 | 52831.86
STWD | 0 | 0 | 0 | 0 | 0 | 0
WT | 0 | 0 | 0 | 0 | 0 | 0
IGCC | 0 | 0 | 0 | 0 | 0 | 0
DemandResponse | 0 | 0 | 0 | 0 | 0 | 0
IGCC-CCS | 0 | 0 | 0 | 0 | 0 | 0
WT_off | 0 | 0 | 0 | 0 | 0 | 0
PseudoUnit | 0 | 0 | 0 | 0 | 0 | 0
FixedInterchange | 0 | 0 | 0 | 0 | 0 | 0
Cumulative Retirements of Capacity by Reporting Type: EI_Canada
ReportingType | 2015 | 2020 | 2025 | 2030 | 2035 | 2040
BM | 0 | 0 | 0 | 0 | 0 | 0
CC | 5943 | 5943 | 6674 | 6674 | 6674 | 6955.75
CSP | 0 | 0 | 0 | 0 | 0 | 0
CT | 0 | 0 | 0 | 0 | 367.99 | 367.99
Coal | 7492.84 | 8053.17 | 8161.9 | 8161.9 | 8161.9 | 8161.9
Geo | 0 | 0 | 0 | 0 | 0 | 0
H | 0 | 0 | 0 | 0 | 0 | 0
LFG | 0 | 0 | 0 | 0 | 0 | 0
Nuc | 0 | 0 | 0 | 0 | 1030 | 2570
PS | 0 | 0 | 0 | 0 | 0 | 0
PV | 0 | 0 | 0 | 0 | 1067.26 | 1067.26
PeakG | 583.98 | 583.98 | 1142.98 | 1142.98 | 1142.98 | 1142.98
PeakO | 175 | 175 | 179 | 179 | 179 | 179
ST | 0 | 0 | 0 | 0 | 0 | 0
STOG | 2126 | 2126 | 2252 | 2252 | 2252 | 2252
STWD | 0 | 0 | 0 | 0 | 0 | 0
WT | 0 | 0 | 0 | 0 | 302.4 | 302.4
IGCC | 0 | 0 | 0 | 0 | 0 | 0
DemandResponse | 0 | 0 | 0 | 0 | 0 | 0
IGCC-CCS | 0 | 0 | 0 | 0 | 0 | 0
WT_off | 0 | 0 | 0 | 0 | 0 | 0
PseudoUnit | 0 | 0 | 0 | 0 | 0 | 0
FixedInterchange | 0 | 0 | 0 | 0 | 0 | 0
Cumulative Retirements of Capacity by Reporting Type: EI
ReportingType | 2015 | 2020 | 2025 | 2030 | 2035 | 2040
BM | 0 | 0 | 0 | 0 | 0 | 0
CC | 7100.97 | 10120.51 | 13952.23 | 24480.36 | 47870.79 | 79943.69
CSP | 0 | 0 | 0 | 0 | 0 | 0
CT | 0 | 0 | 0 | 726.74 | 3715.59 | 3741.79
Coal | 143462.58 | 206401.58 | 236919.88 | 250386.32 | 250597.06 | 250597.07
Geo | 0 | 0 | 0 | 0 | 0 | 0
H | 0 | 0 | 0 | 0 | 0 | 0
LFG | 0 | 0 | 0 | 0 | 0 | 0
Nuc | 0 | 614.5 | 614.5 | 2102.7 | 28678.4 | 48384.39
PS | 0 | 0 | 0 | 0 | 0 | 0
PV | 0 | 0 | 0 | 0 | 1067.26 | 1067.26
PeakG | 1062.47 | 1062.47 | 1621.47 | 7337.54 | 13935.73 | 13935.73
PeakO | 2788.66 | 2788.66 | 3272.97 | 5075.67 | 6438.66 | 9746.65
ST | 0 | 0 | 0 | 0 | 0 | 0
STOG | 43418.19 | 43418.19 | 44450.97 | 45892.51 | 49123.08 | 55083.86
STWD | 0 | 0 | 0 | 0 | 0 | 0
WT | 0 | 0 | 0 | 0 | 302.4 | 302.4
IGCC | 0 | 0 | 0 | 0 | 0 | 0
DemandResponse | 0 | 0 | 0 | 0 | 0 | 0
IGCC-CCS | 0 | 0 | 0 | 0 | 0 | 0
WT_off | 0 | 0 | 0 | 0 | 0 | 0
PseudoUnit | 0 | 0 | 0 | 0 | 0 | 0
FixedInterchange | 0 | 0 | 0 | 0 | 0 | 0
Cumulative Retirements of Capacity by Reporting Type: Outside_EI
ReportingType | 2015 | 2020 | 2025 | 2030 | 2035 | 2040
BM | 0 | 0 | 0 | 0 | 0 | 0
CC | 2773 | 2773 | 2773 | 6488.09 | 23665.43 | 29088.05
CSP | 475 | 475 | 475 | 475 | 475 | 475
CT | 0 | 0 | 0 | 0 | 1630.52 | 1630.52
Coal | 25649.32 | 30800.7 | 42450.74 | 52234.97 | 52234.97 | 52234.98
Geo | 4.8 | 4.8 | 4.8 | 4.8 | 4.8 | 4.8
H | 0 | 0 | 0 | 0 | 0 | 0
LFG | 0 | 0 | 0 | 0 | 0 | 0
Nuc | 0 | 0 | 0 | 0 | 0 | 0
PS | 0 | 0 | 0 | 0 | 0 | 0
PV | 0 | 0 | 0 | 0 | 13.99 | 13.99
PeakG | 4183.25 | 4183.25 | 4183.25 | 4183.25 | 4183.25 | 4183.25
PeakO | 590.99 | 590.99 | 590.99 | 590.99 | 590.99 | 590.99
ST | 0 | 0 | 0 | 0 | 0 | 0
STOG | 15482.07 | 15482.07 | 19865.93 | 25812.46 | 34332.81 | 34332.81
STWD | 0 | 0 | 0 | 0 | 0 | 0
WT | 126.2 | 126.2 | 126.2 | 126.2 | 126.2 | 126.2
IGCC | 0 | 0 | 0 | 0 | 0 | 0
DemandResponse | 0 | 0 | 0 | 0 | 0 | 0
IGCC-CCS | 0 | 0 | 0 | 0 | 0 | 0
WT_off | 0 | 0 | 0 | 0 | 0 | 0
PseudoUnit | 0 | 0 | 0 | 0 | 0 | 0
FixedInterchange | 0 | 0 | 0 | 0 | 0 | 0
#5 | Total Installed ACTIVE Capacity (MW)
Total Installed Capacity by Reporting Type: Entergy
ReportingType | 2015 | 2020 | 2025 | 2030 | 2035 | 2040
BM | 0 | 0 | 0 | 0 | 0 | 1095.95
CC | 16059.65 | 18440.36 | 18440.36 | 18440.36 | 18440.36 | 18440.36
CSP | 0 | 0 | 0 | 0 | 0 | 0
CT | 0 | 0 | 0 | 0 | 0 | 0
Coal | 8076 | 3415.74 | 1603.65 | 720.01 | 720 | 720
Geo | 0 | 0 | 0 | 0 | 0 | 0
H | 744 | 744 | 744 | 744 | 744 | 1853
LFG | 8 | 8 | 83.24 | 115.4 | 115.4 | 115.4
Nuc | 5422 | 5422 | 5422 | 5422 | 4580 | 3583
PS | 59 | 59 | 59 | 59 | 59 | 59
PV | 0.29 | 61.82 | 91.21 | 91.21 | 91.21 | 92.59
PeakG | 2787 | 2787 | 2787 | 2787 | 2787 | 2787
PeakO | 174 | 174 | 174 | 174 | 174 | 174
ST | 0 | 0 | 0 | 0 | 0 | 0
STOG | 2209.88 | 2209.88 | 2209.88 | 860.35 | 0.01 | 0.01
STWD | 206 | 206 | 206 | 206 | 206 | 206
WT | 107 | 107 | 107 | 107 | 107 | 207
IGCC | 0 | 0 | 0 | 0 | 0 | 0
DemandResponse | 301.55 | 1538.95 | 2854.33 | 2930.78 | 3009.27 | 3089.87
IGCC-CCS | 0 | 0 | 0 | 0 | 0 | 0
WT_off | 0 | 0 | 0 | 0 | 0 | 0
PseudoUnit | 0 | 0 | 0 | 0 | 0 | 0
FixedInterchange | 0 | 0 | 0 | 0 | 0 | 0
Total Installed Capacity by Reporting Type: FRCC
ReportingType | 2015 | 2020 | 2025 | 2030 | 2035 | 2040
BM | 0 | 0 | 0 | 0 | 0 | 2001.91
CC | 33864.04 | 33864.97 | 33864.97 | 24420.68 | 19166.98 | 19166.98
CSP | 0 | 0 | 0 | 0 | 0 | 0
CT | 2480 | 2480 | 2480 | 2480 | 0 | 0
Coal | 2802.02 | 1698.02 | 1698.02 | 1698.02 | 1698.02 | 1698.02
Geo | 0 | 0 | 0 | 0 | 0 | 0
H | 55 | 55 | 55 | 55 | 55 | 55
LFG | 486 | 486 | 684 | 684 | 684 | 684
Nuc | 4131.33 | 4131.33 | 6499.45 | 19617.63 | 25062.23 | 26986.8
PS | 0 | 0 | 0 | 0 | 0 | 0
PV | 51 | 51 | 51 | 51 | 51 | 51
PeakG | 8431 | 8431 | 8431 | 6542.03 | 6542.03 | 6542.03
PeakO | 2283 | 2283 | 1802.7 | 0 | 0 | 0
ST | 0 | 0 | 0 | 0 | 0 | 0
STOG | 204.3 | 204.3 | 0 | 0 | 0 | 0
STWD | 195 | 195 | 195 | 195 | 195 | 195
WT | 0 | 0 | 0 | 0 | 0 | 0
IGCC | 0 | 0 | 0 | 0 | 0 | 0
DemandResponse | 2734.45 | 3962.85 | 5527.63 | 5878.95 | 6252.59 | 6649.99
IGCC-CCS | 0 | 0 | 0 | 0 | 0 | 0
WT_off | 0 | 0 | 0 | 0 | 0 | 0
PseudoUnit | 0 | 0 | 0 | 0 | 0 | 0
FixedInterchange | 0 | 0 | 0 | 0 | 0 | 0
Total Installed Capacity by Reporting Type: MAPP_US
ReportingType | 2015 | 2020 | 2025 | 2030 | 2035 | 2040
BM | 0 | 0 | 0 | 0 | 0 | 0
CC | 289 | 289.01 | 289.01 | 289.02 | 289.02 | 289.02
CSP | 0 | 0 | 0 | 0 | 0 | 0
CT | 308.3 | 399.94 | 399.94 | 556.87 | 591.82 | 622.84
Coal | 1638.19 | 1167.19 | 604.16 | 602.19 | 602.19 | 602.19
Geo | 44 | 44 | 44 | 44 | 44 | 44
H | 2186 | 2186 | 2186 | 2186 | 2186 | 2186
LFG | 2 | 2 | 2 | 73.67 | 73.67 | 73.67
Nuc | 0.1 | 0.1 | 0.1 | 0.1 | 0.1 | 0.1
PS | 0 | 0 | 0 | 0 | 0 | 0
PV | 0 | 0 | 0 | 0 | 0 | 0
PeakG | 709 | 709 | 709 | 709 | 709 | 709
PeakO | 346 | 346 | 346 | 346 | 346 | 346
ST | 0 | 0 | 0 | 0 | 0 | 0
STOG | 17.22 | 17.22 | 17.22 | 17.22 | 17.22 | 17.22
STWD | 0 | 0 | 0 | 0 | 0 | 0
WT | 1689.3 | 6002.05 | 8251.16 | 8251.16 | 8251.16 | 8251.16
IGCC | 0 | 0 | 0 | 0 | 0 | 0
DemandResponse | 59 | 199.4 | 353.8 | 367.81 | 382.38 | 397.53
IGCC-CCS | 0 | 0 | 0 | 0 | 0 | 0
WT_off | 0 | 0 | 0 | 0 | 0 | 0
PseudoUnit | 0 | 0 | 0 | 0 | 0 | 0
FixedInterchange | 0 | 0 | 0 | 0 | 0 | 0
Total Installed Capacity by Reporting Type: MISO_IN
ReportingType | 2015 | 2020 | 2025 | 2030 | 2035 | 2040
BM | 0 | 0 | 0 | 0 | 0 | 0
CC | 1470.81 | 16706.39 | 16706.39 | 16706.39 | 16706.39 | 16706.39
CSP | 0 | 0 | 0 | 0 | 0 | 0
CT | 0 | 0 | 0 | 0 | 0 | 0
Coal | 9349.03 | 7545.03 | 6127.56 | 3254.4 | 3254.4 | 3254.4
Geo | 0 | 0 | 0 | 0 | 0 | 0
H | 75 | 75 | 75 | 75 | 75 | 75
LFG | 37 | 37 | 117.12 | 117.13 | 117.13 | 117.13
Nuc | 0.1 | 0.1 | 0.1 | 0.1 | 0.1 | 0.1
PS | 0 | 0 | 0 | 0 | 0 | 0
PV | 0 | 225.83 | 336.84 | 340.96 | 340.96 | 340.96
PeakG | 3053 | 3053 | 3053 | 3053 | 3053 | 3053
PeakO | 361 | 361 | 361 | 361 | 361 | 361
ST | 0 | 0 | 0 | 0 | 0 | 0
STOG | 279 | 279 | 279 | 279 | 279 | 264.27
STWD | 0 | 0 | 0 | 0 | 0 | 0
WT | 535 | 535 | 535 | 45480.55 | 45480.55 | 45480.55
IGCC | 618 | 618 | 618 | 618 | 618 | 618
DemandResponse | 1068.55 | 1287.74 | 1545.09 | 1592.8 | 1641.97 | 1692.67
IGCC-CCS | 0 | 0 | 0 | 0 | 0 | 0
WT_off | 0 | 0 | 0 | 0 | 0 | 0
PseudoUnit | 0 | 0 | 0 | 0 | 0 | 0
FixedInterchange | 0 | 0 | 0 | 0 | 0 | 0
Total Installed Capacity by Reporting Type: MISO_MI
ReportingType | 2015 | 2020 | 2025 | 2030 | 2035 | 2040
BM | 0 | 0 | 0 | 0 | 0 | 3327.7
CC | 6963.84 | 6964.2 | 6964.2 | 6964.21 | 6964.21 | 6256.48
CSP | 0 | 0 | 0 | 0 | 0 | 0
CT | 0 | 0 | 0 | 0 | 0 | 0
Coal | 4452.02 | 0.02 | 0.02 | 0.02 | 0.01 | 0.01
Geo | 0 | 0 | 0 | 0 | 0 | 0
H | 141 | 141 | 141 | 141 | 141 | 141
LFG | 163 | 163 | 323.25 | 323.25 | 323.25 | 323.25
Nuc | 1889 | 1889 | 1889 | 1889 | 1111 | 1111
PS | 1872 | 1872 | 1872 | 1872 | 1872 | 1872
PV | 0 | 0 | 0 | 0 | 0 | 0
PeakG | 3562 | 3562 | 3562 | 3562 | 3562 | 3562
PeakO | 534 | 534 | 534 | 534 | 534 | 534
ST | 0 | 0 | 0 | 0 | 0 | 0
STOG | 2852 | 2852 | 2852 | 2852 | 2852 | 2402.53
STWD | 163 | 163 | 163 | 163 | 163 | 163
WT | 2161 | 2581.29 | 2581.29 | 2761 | 2761 | 2761
IGCC | 0 | 0 | 0 | 0 | 0 | 0
DemandResponse | 1838.88 | 2351.35 | 3000.3 | 3120.7 | 3245.93 | 3376.18
IGCC-CCS | 0 | 0 | 0 | 0 | 0 | 0
WT_off | 0 | 0 | 0 | 0 | 0 | 0
PseudoUnit | 0 | 0 | 0 | 0 | 0 | 0
FixedInterchange | 0 | 0 | 0 | 0 | 0 | 0
Total Installed Capacity by Reporting Type: MISO_MO-IL
ReportingType | 2015 | 2020 | 2025 | 2030 | 2035 | 2040
BM | 0 | 0 | 0 | 0 | 0 | 0
CC | 1058 | 1537.76 | 1537.76 | 1537.76 | 1537.76 | 1537.76
CSP | 0 | 0 | 0 | 0 | 0 | 0
CT | 0 | 0 | 0 | 0 | 0 | 0
Coal | 11552 | 4969.05 | 3976.06 | 2786.01 | 2786.01 | 2786.01
Geo | 0 | 0 | 0 | 0 | 0 | 0
H | 352 | 632 | 632 | 632 | 632 | 632
LFG | 18 | 18 | 241.33 | 241.33 | 241.33 | 241.33
Nuc | 2233 | 2233 | 2233 | 2233 | 2233 | 2233
PS | 440 | 440 | 440 | 440 | 440 | 440
PV | 0 | 0 | 0 | 0 | 0 | 0
PeakG | 4595 | 4595 | 4595 | 4595 | 4595 | 4595
PeakO | 766 | 766 | 766 | 766 | 766 | 766
ST | 0 | 0 | 0 | 0 | 0 | 0
STOG | 592 | 592 | 592 | 592 | 592 | 550.37
STWD | 0 | 0 | 0 | 0 | 0 | 0
WT | 678 | 678 | 6278 | 10777.94 | 10777.94 | 11421.61
IGCC | 0 | 0 | 0 | 0 | 0 | 0
DemandResponse | 301.14 | 1139.8 | 2067.65 | 2153.82 | 2243.59 | 2337.1
IGCC-CCS | 0 | 0 | 0 | 0 | 0 | 0
WT_off | 0 | 0 | 0 | 0 | 0 | 0
PseudoUnit | 0 | 0 | 0 | 0 | 0 | 0
FixedInterchange | 0 | 0 | 0 | 0 | 0 | 0
Total Installed Capacity by Reporting Type: MISO_W
ReportingType | 2015 | 2020 | 2025 | 2030 | 2035 | 2040
BM | 0 | 0 | 0 | 0 | 0 | 0
CC | 3025 | 3025.01 | 3025.01 | 3025.01 | 3025.01 | 3025.01
CSP | 0 | 0 | 0 | 0 | 0 | 0
CT | 0 | 0 | 0 | 0 | 0 | 0
Coal | 10208.94 | 5783.04 | 4318.24 | 800.01 | 800.01 | 800.01
Geo | 0 | 0 | 0 | 0 | 0 | 0
H | 497 | 497 | 497 | 497 | 497 | 497
LFG | 205 | 205 | 205 | 276.67 | 276.67 | 276.67
Nuc | 2361.33 | 2361.33 | 2361.33 | 2361.33 | 0.1 | 0.1
PS | 0 | 0 | 0 | 0 | 0 | 0
PV | 0 | 0 | 0 | 0 | 0 | 0
PeakG | 4522 | 4522 | 4522 | 4522 | 4522 | 4522
PeakO | 2154 | 2154 | 2154 | 2154 | 2154 | 2154
ST | 0 | 0 | 0 | 0 | 0 | 0
STOG | 172 | 172 | 172 | 172 | 172 | 164.44
STWD | 313 | 313 | 313 | 313 | 313 | 313
WT | 8358.5 | 8358.5 | 61059.63 | 61059.63 | 61059.63 | 62792.61
IGCC | 0 | 0 | 0 | 0 | 0 | 0
DemandResponse | 2622.87 | 2885.77 | 3318.4 | 3449.86 | 3586.51 | 3728.59
IGCC-CCS | 0 | 0 | 0 | 0 | 0 | 0
WT_off | 0 | 0 | 0 | 0 | 0 | 0
PseudoUnit | 0 | 0 | 0 | 0 | 0 | 0
FixedInterchange | 0 | 0 | 0 | 0 | 0 | 0
Total Installed Capacity by Reporting Type: MISO_WUMS
ReportingType | 2015 | 2020 | 2025 | 2030 | 2035 | 2040
BM | 0 | 0 | 0 | 0 | 251.05 | 2407.32
CC | 7705.79 | 9601 | 9601 | 9601 | 9601 | 8550.61
CSP | 0 | 0 | 0 | 0 | 0 | 0
CT | 0 | 0 | 0 | 0 | 0 | 0
Coal | 3969.11 | 2100.12 | 2100.11 | 1767.01 | 1767.01 | 1767.01
Geo | 0 | 0 | 0 | 0 | 0 | 0
H | 336 | 337 | 337 | 337 | 337 | 337
LFG | 71 | 71 | 294.33 | 294.33 | 294.33 | 294.33
Nuc | 1817 | 1817 | 1817 | 1817 | 0.1 | 0.1
PS | 0 | 0 | 0 | 0 | 0 | 0
PV | 0 | 0 | 0 | 0 | 0 | 0
PeakG | 3230 | 3230 | 3230 | 3230 | 3230 | 3230
PeakO | 490 | 490 | 490 | 490 | 490 | 490
ST | 0 | 0 | 0 | 0 | 0 | 0
STOG | 300.5 | 300.5 | 300.5 | 300.5 | 300.5 | 291.48
STWD | 105 | 105 | 105 | 105 | 105 | 105
WT | 1528.9 | 1528.9 | 1559.7 | 12773.24 | 12773.24 | 14490.07
IGCC | 0 | 0 | 0 | 0 | 0 | 0
DemandResponse | 193.34 | 453.12 | 737.75 | 762.42 | 787.92 | 814.26
IGCC-CCS | 0 | 0 | 0 | 0 | 0 | 0
WT_off | 0 | 0 | 0 | 0 | 0 | 0
PseudoUnit | 0 | 0 | 0 | 0 | 0 | 0
FixedInterchange | 0 | 0 | 0 | 0 | 0 | 0
Total Installed Capacity by Reporting Type: Nebraska
ReportingType | 2015 | 2020 | 2025 | 2030 | 2035 | 2040
BM | 0 | 0 | 0 | 0 | 0 | 0
CC | 358 | 358 | 358 | 358 | 358 | 358
CSP | 0 | 0 | 0 | 0 | 0 | 0
CT | 0 | 0 | 0 | 0 | 0 | 0
Coal | 4110.1 | 914.3 | 914.3 | 914.3 | 914.3 | 914.3
Geo | 0 | 0 | 0 | 0 | 0 | 0
H | 167 | 167 | 167 | 167 | 167 | 167
LFG | 6 | 6 | 6 | 77.67 | 77.67 | 77.67
Nuc | 1252 | 1252 | 1252 | 1252 | 0.2 | 0.2
PS | 0 | 0 | 0 | 0 | 0 | 0
PV | 0 | 0 | 0 | 0 | 0 | 0
PeakG | 1305 | 1305 | 1305 | 1305 | 1305 | 1305
PeakO | 326 | 326 | 326 | 326 | 326 | 326
ST | 0 | 0 | 0 | 0 | 0 | 0
STOG | 0.03 | 0.03 | 0.03 | 0.03 | 0.03 | 0.03
STWD | 0 | 0 | 0 | 0 | 0 | 0
WT | 344 | 18801.38 | 18801.38 | 20160.66 | 22516.06 | 22516.07
IGCC | 0 | 0 | 0 | 0 | 0 | 0
DemandResponse | 624.42 | 756.13 | 918.4 | 954.78 | 992.6 | 1031.92
IGCC-CCS | 0 | 0 | 0 | 0 | 0 | 0
WT_off | 0 | 0 | 0 | 0 | 0 | 0
PseudoUnit | 0 | 0 | 0 | 0 | 0 | 0
FixedInterchange | 0 | 0 | 0 | 0 | 0 | 0
Total Installed Capacity by Reporting Type: NEISO
ReportingType | 2015 | 2020 | 2025 | 2030 | 2035 | 2040
BM | 252.2 | 252.2 | 252.2 | 252.2 | 252.2 | 252.2
CC | 12476.56 | 9457.03 | 8164.98 | 7306.74 | 7306.74 | 7233.86
CSP | 0 | 0 | 0 | 0 | 0 | 0
CT | 334 | 334 | 334 | 324.5 | 228.64 | 228.64
Coal | 320 | 0 | 0 | 0 | 0 | 0
Geo | 0 | 0 | 0 | 0 | 0 | 0
H | 3257.7 | 3257.7 | 3257.7 | 3260.7 | 3260.7 | 3260.7
LFG | 581.26 | 581.26 | 581.26 | 651 | 651 | 651
Nuc | 4645 | 4645 | 4645 | 4645 | 3356 | 2479.08
PS | 1674 | 1674 | 1674 | 1674 | 1674 | 1674
PV | 2 | 294.5 | 294.5 | 294.5 | 294.5 | 294.5
PeakG | 1200 | 1200 | 1200 | 1200 | 1200 | 1200
PeakO | 0.03 | 0.03 | 0.03 | 0.03 | 0.03 | 0.03
ST | 0 | 0 | 0 | 0 | 0 | 0
STOG | 0 | 0 | 0 | 0 | 0 | 0
STWD | 610 | 610 | 610 | 610 | 610 | 610
WT | 434.2 | 2937.69 | 4476.03 | 5483 | 16952.73 | 16952.73
IGCC | 0 | 0 | 0 | 0 | 0 | 0
DemandResponse | 3092.4 | 3627.72 | 4230.66 | 4257.78 | 4282.5 | 4307.35
IGCC-CCS | 0 | 0 | 0 | 0 | 0 | 0
WT_off | 468 | 468 | 468 | 468 | 468 | 468
PseudoUnit | 0 | 0 | 0 | 0 | 0 | 0
FixedInterchange | 0 | 0 | 0 | 0 | 0 | 0
Total Installed Capacity by Reporting Type: NonRTO_Midwest
ReportingType | 2015 | 2020 | 2025 | 2030 | 2035 | 2040
BM | 0 | 0 | 0 | 0 | 1416.06 | 5683.15
CC | 2912.65 | 4957.91 | 4957.91 | 4957.91 | 4957.91 | 2045.26
CSP | 0 | 0 | 0 | 0 | 0 | 0
CT | 0 | 0 | 0 | 0 | 0 | 0
Coal | 6400.89 | 4245.95 | 3433.26 | 2468.49 | 2468.48 | 2468.48
Geo | 0 | 0 | 0 | 0 | 0 | 0
H | 143 | 143 | 889 | 889 | 889 | 889
LFG | 14 | 14 | 174.25 | 174.25 | 174.25 | 174.25
Nuc | 0.1 | 0.1 | 0.1 | 0.1 | 0.1 | 0.1
PS | 0 | 0 | 0 | 0 | 0 | 0
PV | 0 | 0 | 0 | 0 | 0 | 0
PeakG | 3353 | 3353 | 3353 | 3353 | 2446.53 | 2446.53
PeakO | 12 | 12 | 12 | 12 | 0 | 0
ST | 0 | 0 | 0 | 0 | 0 | 0
STOG | 0 | 0 | 0 | 0 | 0 | 0
STWD | 0 | 0 | 0 | 0 | 0 | 0
WT | 66 | 66 | 66 | 66 | 66 | 66
IGCC | 0 | 0 | 0 | 0 | 0 | 0
DemandResponse | 193.98 | 453.37 | 727.88 | 745.89 | 764.35 | 783.26
IGCC-CCS | 0 | 0 | 0 | 0 | 0 | 0
WT_off | 0 | 0 | 0 | 0 | 0 | 0
PseudoUnit | 0 | 0 | 0 | 0 | 0 | 0
FixedInterchange | 0 | 0 | 0 | 0 | 0 | 0
Total Installed Capacity by Reporting Type: NYISO_A-F
ReportingType | 2015 | 2020 | 2025 | 2030 | 2035 | 2040
BM | 0 | 0 | 0 | 0 | 0 | 0
CC | 4110.97 | 4110.97 | 2302.29 | 2302.29 | 1484.47 | 845.47
CSP | 0 | 0 | 0 | 0 | 0 | 0
CT | 0 | 0 | 0 | 0 | 0 | 0
Coal | 0 | 0 | 0 | 0 | 0 | 0
Geo | 0 | 0 | 0 | 0 | 0 | 0
H | 4395 | 4395 | 4395 | 4395 | 4395 | 4395
LFG | 172.4 | 172.4 | 172.4 | 240.33 | 240.33 | 240.33
Nuc | 3365 | 3365 | 3365 | 2743.8 | 2163.3 | 1311.1
PS | 1412 | 1412 | 1412 | 1412 | 1412 | 1412
PV | 0 | 0 | 0 | 0 | 0 | 0
PeakG | 221 | 221 | 221 | 221 | 221 | 221
PeakO | 39 | 39 | 39 | 39 | 39 | 39
ST | 0 | 0 | 0 | 0 | 0 | 0
STOG | 0 | 0 | 0 | 0 | 0 | 0
STWD | 86 | 86 | 86 | 86 | 86 | 86
WT | 3759.3 | 4469.1 | 4469.1 | 9509.19 | 14773 | 14773
IGCC | 0 | 0 | 0 | 0 | 0 | 0
DemandResponse | 907.2 | 1018.15 | 1143.28 | 1172.73 | 1202.95 | 1233.94
IGCC-CCS | 0 | 0 | 0 | 0 | 0 | 0
WT_off | 0 | 0 | 0 | 0 | 0 | 0
PseudoUnit | 0 | 0 | 0 | 0 | 0 | 0
FixedInterchange | 0 | 0 | 0 | 0 | 0 | 0
Total Installed Capacity by Reporting Type: NYISO_G-I
ReportingType | 2015 | 2020 | 2025 | 2030 | 2035 | 2040
BM | 0 | 0 | 0 | 0 | 545.07 | 800
CC | 1157 | 1157 | 1157 | 1157 | 1157 | 1157
CSP | 0 | 0 | 0 | 0 | 0 | 0
CT | 0 | 0 | 0 | 0 | 0 | 0
Coal | 0 | 0 | 0 | 0 | 0 | 0
Geo | 0 | 0 | 0 | 0 | 0 | 0
H | 32 | 32 | 32 | 32 | 32 | 32
LFG | 64 | 64 | 64 | 138.33 | 138.33 | 138.33
Nuc | 2045 | 2045 | 2045 | 2045 | 1025.41 | 2458.73
PS | 0 | 0 | 0 | 0 | 0 | 0
PV | 0 | 0 | 0 | 0 | 0 | 0
PeakG | 65 | 65 | 65 | 65 | 65 | 65
PeakO | 87 | 87 | 87 | 87 | 87 | 87
ST | 0 | 0 | 0 | 0 | 0 | 0
STOG | 0.02 | 0.02 | 0.02 | 0.02 | 0.02 | 0.02
STWD | 0 | 0 | 0 | 0 | 0 | 0
WT | 0 | 60 | 60 | 360 | 360 | 360
IGCC | 0 | 0 | 0 | 0 | 0 | 0
DemandResponse | 339.56 | 380.32 | 434.34 | 453.11 | 472.7 | 493.13
IGCC-CCS | 0 | 0 | 0 | 0 | 0 | 0
WT_off | 0 | 0 | 0 | 0 | 0 | 0
PseudoUnit | 0 | 0 | 0 | 0 | 0 | 0
FixedInterchange | 0 | 0 | 0 | 0 | 0 | 0
Total Installed Capacity by Reporting Type: NYISO_J-K
ReportingType | 2015 | 2020 | 2025 | 2030 | 2035 | 2040
BM | 0 | 0 | 0 | 0 | 0 | 0
CC | 4833.4 | 4833.4 | 4833.4 | 4833.4 | 4833.4 | 4833.4
CSP | 0 | 0 | 0 | 0 | 0 | 0
CT | 0 | 0 | 0 | 0 | 0 | 0
Coal | 0 | 0 | 0 | 0 | 0 | 0
Geo | 0 | 0 | 0 | 0 | 0 | 0
H | 0 | 0 | 0 | 0 | 0 | 0
LFG | 124 | 124 | 124 | 198.33 | 198.33 | 198.33
Nuc | 0.1 | 0.1 | 0.1 | 0.1 | 0.1 | 0.1
PS | 0 | 0 | 0 | 0 | 0 | 0
PV | 32 | 32 | 32 | 32 | 32 | 32
PeakG | 2778 | 2778 | 2778 | 2778 | 2778 | 2778
PeakO | 2169 | 2169 | 2169 | 2169 | 2169 | 2169
ST | 0 | 0 | 0 | 0 | 0 | 0
STOG | 3421.47 | 3421.47 | 3421.47 | 3421.47 | 3421.47 | 3183.86
STWD | 0 | 0 | 0 | 0 | 0 | 0
WT | 0 | 0 | 0 | 170 | 330 | 330
IGCC | 0 | 0 | 0 | 0 | 0 | 0
DemandResponse | 1319.07 | 1502.66 | 1718.62 | 1795.58 | 1875.99 | 1960
IGCC-CCS | 0 | 0 | 0 | 0 | 0 | 0
WT_off | 0 | 0 | 0 | 0 | 0 | 0
PseudoUnit | 0 | 0 | 0 | 0 | 0 | 0
FixedInterchange | 0 | 0 | 0 | 0 | 0 | 0
Total Installed Capacity by Reporting Type: PJM_E
ReportingType | 2015 | 2020 | 2025 | 2030 | 2035 | 2040
BM | 30 | 30 | 30 | 30 | 30 | 30
CC | 12283.3 | 12283.3 | 12283.3 | 12283.3 | 11665 | 11142.4
CSP | 0 | 0 | 0 | 0 | 0 | 0
CT | 26.2 | 26.2 | 26.2 | 26.2 | 26.2 | 0
Coal | 1076 | 508.01 | 508 | 508 | 508 | 508
Geo | 0 | 0 | 0 | 0 | 0 | 0
H | 269.99 | 269.99 | 269.99 | 269.99 | 269.99 | 269.99
LFG | 471.1 | 604 | 604 | 604 | 604 | 604
Nuc | 8510 | 7895.5 | 7895.5 | 7895.5 | 5671.5 | 4497.5
PS | 400 | 400 | 400 | 400 | 400 | 400
PV | 47.45 | 47.45 | 47.45 | 47.45 | 47.45 | 47.45
PeakG | 3877.5 | 3877.5 | 3877.5 | 3877.5 | 3877.5 | 3877.5
PeakO | 2749.3 | 2749.3 | 2749.3 | 2749.3 | 2749.3 | 2749.3
ST | 0 | 0 | 0 | 0 | 0 | 0
STOG | 2622.5 | 2622.5 | 1955.01 | 1955.01 | 0.01 | 0
STWD | 0 | 0 | 0 | 0 | 0 | 0
WT | 1160 | 1160 | 1160 | 1160 | 1160 | 1160
IGCC | 0 | 0 | 0 | 0 | 0 | 0
DemandResponse | 1256.73 | 1718.17 | 2388.62 | 2469.72 | 2553.57 | 2640.27
IGCC-CCS | 0 | 0 | 0 | 0 | 0 | 0
WT_off | 0 | 0 | 1100 | 1100 | 1100 | 1100
PseudoUnit | 0 | 0 | 0 | 0 | 0 | 0
FixedInterchange | 0 | 0 | 0 | 0 | 0 | 0
Total Installed Capacity by Reporting Type: PJM_ROM
ReportingType | 2015 | 2020 | 2025 | 2030 | 2035 | 2040
BM | 18 | 18 | 18 | 18 | 2357.79 | 2357.79
CC | 5664.5 | 5664.5 | 5664.5 | 5664.5 | 5664.5 | 4267.58
CSP | 0 | 0 | 0 | 0 | 0 | 0
CT | 16 | 16 | 16 | 16 | 0 | 0
Coal | 2966.7 | 1732.7 | 86.61 | 86.61 | 86.61 | 86.61
Geo | 0 | 0 | 0 | 0 | 0 | 0
H | 1392 | 1392 | 1392 | 2070 | 2070 | 2070
LFG | 356.9 | 622 | 622 | 622 | 622 | 622
Nuc | 5036 | 5036 | 5036 | 5036 | 8061.45 | 13753.97
PS | 1513 | 1513 | 1513 | 1513 | 1513 | 1513
PV | 4 | 1359.2 | 2117.94 | 2287.77 | 2300.57 | 2361.66
PeakG | 1719 | 1719 | 1719 | 1719 | 1719 | 1719
PeakO | 1566 | 1566 | 1566 | 1566 | 1566 | 0.01
ST | 0 | 0 | 0 | 0 | 0 | 0
STOG | 3529 | 3529 | 3529 | 3529 | 3528.99 | 0
STWD | 70 | 70 | 70 | 70 | 70 | 70
WT | 1210.8 | 1961 | 1961 | 1961 | 1961 | 1961
IGCC | 0 | 0 | 0 | 0 | 0 | 0
DemandResponse | 2307.31 | 2787.75 | 3373.93 | 3488.48 | 3606.92 | 3729.38
IGCC-CCS | 0 | 0 | 0 | 0 | 0 | 0
WT_off | 0 | 0 | 0 | 0 | 0 | 0
PseudoUnit | 0 | 0 | 0 | 0 | 0 | 0
FixedInterchange | 0 | 0 | 0 | 0 | 0 | 0
Total Installed Capacity by Reporting Type: PJM_ROR
ReportingType | 2015 | 2020 | 2025 | 2030 | 2035 | 2040
BM | 385 | 385 | 385 | 385 | 385 | 10556.34
CC | 27033.02 | 32653.28 | 32653.28 | 32653.29 | 32479.29 | 25538.76
CSP | 0 | 0 | 0 | 0 | 0 | 0
CT | 29 | 29 | 29 | 29 | 0 | 0
Coal | 28545.93 | 17857.9 | 7923.12 | 7923.12 | 7923.12 | 7923.12
Geo | 0 | 0 | 0 | 0 | 0 | 0
H | 1837.4 | 2340.4 | 2340.4 | 2340.4 | 2340.4 | 2340.4
LFG | 539.4 | 1053.11 | 1053.11 | 1053.11 | 1053.11 | 1053.11
Nuc | 20038 | 20038 | 20038 | 20710.59 | 20117.95 | 24677.64
PS | 3081 | 3081 | 3081 | 3081 | 3081 | 3081
PV | 24 | 24 | 24 | 24 | 24 | 24
PeakG | 19311 | 19311 | 19311 | 19311 | 19311 | 19311
PeakO | 1742 | 1742 | 1742 | 1742 | 1742 | 0.01
ST | 0 | 0 | 0 | 0 | 0 | 0
STOG | 2122 | 2122 | 2087 | 2087 | 1671.78 | 0
STWD | 194 | 194 | 194 | 194 | 194 | 194
WT | 10922.7 | 11114.4 | 18161.8 | 21923.99 | 21923.99 | 21923.99
IGCC | 0 | 0 | 0 | 0 | 0 | 0
DemandResponse | 3324.65 | 6282.21 | 9765.55 | 10067.05 | 10377.87 | 10698.28
IGCC-CCS | 0 | 0 | 0 | 0 | 0 | 0
WT_off | 0 | 0 | 0 | 0 | 0 | 0
PseudoUnit | 0 | 0 | 0 | 0 | 0 | 0
FixedInterchange | 0 | 0 | 0 | 0 | 0 | 0
Total Installed Capacity by Reporting Type: SOCO
ReportingType | 2015 | 2020 | 2025 | 2030 | 2035 | 2040
BM | 55 | 55 | 55 | 55 | 2541.63 | 6555.24
CC | 22380.09 | 27250.03 | 27250.03 | 27064.03 | 16419.29 | 10386
CSP | 0 | 0 | 0 | 0 | 0 | 0
CT | 0 | 0 | 0 | 0 | 0 | 0
Coal | 7718.47 | 3669.4 | 1559.78 | 1559.78 | 1559.78 | 1559.78
Geo | 0 | 0 | 0 | 0 | 0 | 0
H | 4194 | 4194 | 4194 | 4194 | 4194 | 4194
LFG | 37 | 37 | 144.4 | 144.4 | 144.4 | 144.4
Nuc | 5841 | 8041 | 8041 | 12264.9 | 21040.52 | 21780.12
PS | 1675 | 1675 | 1675 | 1675 | 1675 | 1675
PV | 0 | 0 | 0 | 0 | 0 | 0
PeakG | 10713.01 | 10713.01 | 10713.01 | 6885.92 | 5323.1 | 5323.1
PeakO | 0.01 | 0.01 | 0.01 | 0 | 0 | 0
ST | 0 | 0 | 0 | 0 | 0 | 0
STOG | 0 | 0 | 0 | 0 | 0 | 0
STWD | 668 | 668 | 668 | 668 | 668 | 668
WT | 0 | 0 | 0 | 0 | 100 | 100
IGCC | 0 | 0 | 0 | 0 | 0 | 0
DemandResponse | 2570.49 | 4773.97 | 7215.46 | 7512.46 | 7821.68 | 8143.63
IGCC-CCS | 0 | 0 | 0 | 0 | 0 | 0
WT_off | 0 | 0 | 0 | 0 | 0 | 0
PseudoUnit | 0 | 0 | 0 | 0 | 0 | 0
FixedInterchange | 0 | 0 | 0 | 0 | 0 | 0
Total Installed Capacity by Reporting Type: SPP_N
ReportingType | 2015 | 2020 | 2025 | 2030 | 2035 | 2040
BM | 0 | 0 | 0 | 0 | 0 | 0
CC | 1386 | 1386 | 1386 | 1386.01 | 1386.01 | 1386.01
CSP | 0 | 0 | 0 | 0 | 0 | 0
CT | 0 | 0 | 0 | 0 | 0 | 0
Coal | 7726.54 | 4213.75 | 1303.19 | 1303.19 | 1116.04 | 1116.04
Geo | 0 | 0 | 0 | 0 | 0 | 0
H | 21 | 21 | 21 | 21 | 21 | 21
LFG | 7 | 7 | 7 | 102 | 102 | 102
Nuc | 1160 | 1160 | 1160 | 1160 | 1160 | 1160
PS | 0 | 0 | 0 | 0 | 0 | 0
PV | 0 | 0 | 0 | 0 | 0 | 0
PeakG | 4397 | 4397 | 4397 | 4397 | 4397 | 4397
PeakO | 1199 | 1199 | 1199 | 1199 | 1199 | 1199
ST | 0 | 0 | 0 | 0 | 0 | 0
STOG | 1263.48 | 1263.48 | 1263.48 | 1263.48 | 1263.48 | 1263.48
STWD | 0 | 0 | 0 | 0 | 0 | 0
WT | 1227 | 54463.86 | 58343.27 | 65221.46 | 74883.45 | 76666.9
IGCC | 0 | 0 | 0 | 0 | 0 | 0
DemandResponse | 446.68 | 920.58 | 1432.75 | 1499.14 | 1568.6 | 1641.28
IGCC-CCS | 0 | 0 | 0 | 0 | 0 | 0
WT_off | 0 | 0 | 0 | 0 | 0 | 0
PseudoUnit | 0 | 0 | 0 | 0 | 0 | 0
FixedInterchange | 0 | 0 | 0 | 0 | 0 | 0
Total Installed Capacity by Reporting Type: SPP_S
ReportingType | 2015 | 2020 | 2025 | 2030 | 2035 | 2040
BM | 0 | 0 | 0 | 0 | 0 | 0
CC | 10917.01 | 10917.01 | 10917.01 | 10917.02 | 10917.02 | 10917.02
CSP | 0 | 0 | 0 | 0 | 0 | 0
CT | 412.99 | 712.99 | 712.99 | 712.99 | 712.99 | 712.99
Coal | 10774.48 | 3434.02 | 988.3 | 988.3 | 988.01 | 988.01
Geo | 0 | 0 | 0 | 0 | 0 | 0
H | 2108 | 2108 | 2108 | 2108 | 2108 | 2108
LFG | 19 | 19 | 19 | 114 | 114 | 114
Nuc | 0.1 | 0.1 | 0.1 | 0.1 | 0.1 | 0.1
PS | 446 | 446 | 446 | 446 | 446 | 446
PV | 0 | 0 | 0 | 0 | 0 | 0
PeakG | 3443 | 3443 | 3443 | 3443 | 3443 | 3443
PeakO | 122 | 122 | 122 | 122 | 122 | 122
ST | 0 | 0 | 0 | 0 | 0 | 0
STOG | 8206.41 | 8206.41 | 8206.41 | 8206.41 | 8206.41 | 8206.41
STWD | 84 | 84 | 84 | 84 | 84 | 84
WT | 2727 | 42222.1 | 45583.44 | 45583.45 | 55001.2 | 57290.74
IGCC | 0 | 0 | 0 | 0 | 0 | 0
DemandResponse | 61.11 | 1754.28 | 3560.21 | 3675.61 | 3794.74 | 3917.74
IGCC-CCS | 0 | 0 | 0 | 0 | 0 | 0
WT_off | 0 | 0 | 0 | 0 | 0 | 0
PseudoUnit | 0 | 0 | 0 | 0 | 0 | 0
FixedInterchange | 0 | 0 | 0 | 0 | 0 | 0
Total Installed Capacity by Reporting Type: TVA
ReportingType | 2015 | 2020 | 2025 | 2030 | 2035 | 2040
BM | 0 | 0 | 0 | 0 | 7394.28 | 7394.28
CC | 9076.35 | 13901.79 | 13901.79 | 13901.79 | 11294.83 | 6573.03
CSP | 0 | 0 | 0 | 0 | 0 | 0
CT | 0 | 0 | 0 | 0 | 0 | 0
Coal | 4754.17 | 2650.16 | 815.9 | 23.3 | 0.01 | 0.01
Geo | 0 | 0 | 0 | 0 | 0 | 0
H | 5111 | 5111 | 5111 | 5138 | 5138 | 5138
LFG | 13 | 13 | 120.4 | 120.4 | 120.4 | 120.4
Nuc | 8394.89 | 8394.89 | 8394.89 | 8394.89 | 6012.53 | 9833.47
PS | 1743 | 1743 | 1743 | 1743 | 1743 | 1743
PV | 0 | 0 | 0 | 0 | 0 | 0
PeakG | 5865 | 5865 | 5865 | 5865 | 5865 | 5865
PeakO | 83 | 83 | 83 | 83 | 0 | 0
ST | 0 | 0 | 0 | 0 | 0 | 0
STOG | 0 | 0 | 0 | 0 | 0 | 0
STWD | 5 | 5 | 5 | 5 | 5 | 5
WT | 29 | 29 | 29 | 29 | 129 | 129
IGCC | 0 | 0 | 0 | 0 | 0 | 0
DemandResponse | 1805 | 2555.95 | 3357.9 | 3440.97 | 3526.11 | 3613.35
IGCC-CCS | 0 | 0 | 0 | 0 | 0 | 0
WT_off | 0 | 0 | 0 | 0 | 0 | 0
PseudoUnit | 0 | 0 | 0 | 0 | 0 | 0
FixedInterchange | 0 | 0 | 0 | 0 | 0 | 0
Total Installed Capacity by Reporting Type: TVA_Transmission
ReportingType | 2015 | 2020 | 2025 | 2030 | 2035 | 2040
BM | 0 | 0 | 0 | 0 | 0 | 0
CC | 0 | 0 | 0 | 0 | 0 | 0
CSP | 0 | 0 | 0 | 0 | 0 | 0
CT | 0 | 0 | 0 | 0 | 0 | 0
Coal | 0 | 0 | 0 | 0 | 0 | 0
Geo | 0 | 0 | 0 | 0 | 0 | 0
H | 0 | 0 | 0 | 0 | 0 | 0
LFG | 0 | 0 | 0 | 0 | 0 | 0
Nuc | 0 | 0 | 0 | 0 | 0 | 0
PS | 0 | 0 | 0 | 0 | 0 | 0
PV | 0 | 0 | 0 | 0 | 0 | 0
PeakG | 0 | 0 | 0 | 0 | 0 | 0
PeakO | 0 | 0 | 0 | 0 | 0 | 0
ST | 0 | 0 | 0 | 0 | 0 | 0
STOG | 0 | 0 | 0 | 0 | 0 | 0
STWD | 0 | 0 | 0 | 0 | 0 | 0
WT | 0 | 0 | 0 | 0 | 0 | 0
IGCC | 0 | 0 | 0 | 0 | 0 | 0
DemandResponse | 0 | 0 | 0 | 0 | 0 | 0
IGCC-CCS | 0 | 0 | 0 | 0 | 0 | 0
WT_off | 0 | 0 | 0 | 0 | 0 | 0
PseudoUnit | 0 | 0 | 0 | 0 | 0 | 0
FixedInterchange | 0 | 0 | 0 | 0 | 0 | 0
Total Installed Capacity by Reporting Type: VACAR
ReportingType | 2015 | 2020 | 2025 | 2030 | 2035 | 2040
BM | 0.92 | 171.13 | 709.69 | 722.42 | 6986.31 | 6986.31
CC | 18435.9 | 18435.9 | 18435.9 | 18396.3 | 15121.4 | 8328.05
CSP | 0 | 0 | 0 | 0 | 0 | 0
CT | 717.24 | 717.24 | 717.24 | 0 | 0 | 0
Coal | 9201.87 | 7359.38 | 4893.93 | 1985.03 | 1985.03 | 1985.03
Geo | 0 | 0 | 0 | 0 | 0 | 0
H | 2122 | 2122 | 2122 | 2122 | 2122 | 2122
LFG | 63.34 | 170.4 | 170.4 | 170.4 | 170.4 | 170.4
Nuc | 11430 | 13760 | 15267.48 | 18998.21 | 20306.1 | 28816.18
PS | 2616 | 2616 | 2616 | 2616 | 2616 | 2616
PV | 16 | 149.61 | 151.95 | 152.75 | 152.75 | 155.75
PeakG | 8308 | 8308 | 8308 | 8308 | 4179.09 | 4179.09
PeakO | 1268 | 1268 | 1268 | 1268 | 0 | 0
ST | 0 | 0 | 0 | 0 | 0 | 0
STOG | 92 | 92 | 92 | 0 | 0 | 0
STWD | 281 | 281 | 281 | 281 | 281 | 281
WT | 0.9 | 3500 | 3500 | 3500 | 3500 | 3500
IGCC | 0 | 0 | 0 | 0 | 0 | 0
DemandResponse | 2339.28 | 3868.22 | 5651.52 | 5928.05 | 6218.12 | 6522.37
IGCC-CCS | 0 | 0 | 0 | 0 | 0 | 0
WT_off | 1 | 1 | 1 | 1 | 1 | 1
PseudoUnit | 0 | 0 | 0 | 0 | 0 | 0
FixedInterchange | 0 | 0 | 0 | 0 | 0 | 0
Total Installed Capacity by Reporting Type: IESO
ReportingType | 2015 | 2020 | 2025 | 2030 | 2035 | 2040
BM | 326.33 | 326.33 | 326.33 | 326.33 | 326.33 | 326.33
CC | 1263 | 1263 | 1263 | 1263 | 1263 | 1263
CSP | 0 | 0 | 0 | 0 | 0 | 0
CT | 368 | 368 | 368 | 368 | 0.01 | 0.01
Coal | 0 | 0 | 0 | 0 | 0 | 0
Geo | 0 | 0 | 0 | 0 | 0 | 0
H | 8693.3 | 8693.3 | 8693.3 | 8943.3 | 8943.3 | 8943.3
LFG | 117.5 | 117.5 | 117.5 | 118 | 118 | 118
Nuc | 13018 | 13018 | 13018 | 13018 | 11988 | 10448
PS | 123 | 123 | 123 | 123 | 123 | 123
PV | 1097.26 | 1097.26 | 1097.26 | 1097.26 | 30 | 30
PeakG | 0.02 | 0.02 | 0.02 | 0.02 | 0.02 | 0.02
PeakO | 0 | 0 | 0 | 0 | 0 | 0
ST | 0 | 0 | 0 | 0 | 0 | 0
STOG | 0 | 0 | 0 | 0 | 0 | 0
STWD | 139 | 139 | 139 | 139 | 139 | 139
WT | 3385.9 | 3385.9 | 3385.9 | 3385.9 | 3385.9 | 3385.9
IGCC | 0 | 0 | 0 | 0 | 0 | 0
DemandResponse | 1958.79 | 2066.83 | 2340.54 | 2421.21 | 2504.65 | 2590.98
IGCC-CCS | 0 | 0 | 0 | 0 | 0 | 0
WT_off | 0 | 0 | 0 | 0 | 0 | 0
PseudoUnit | 0 | 0 | 0 | 0 | 0 | 0
FixedInterchange | 0 | 0 | 0 | 0 | 0 | 0
Total Installed Capacity by Reporting Type: MAPP_CA
ReportingType | 2015 | 2020 | 2025 | 2030 | 2035 | 2040
BM | 0 | 0 | 0 | 0 | 0 | 0
CC | 1012.76 | 1012.76 | 281.76 | 281.76 | 281.76 | 0
CSP | 0 | 0 | 0 | 0 | 0 | 0
CT | 0 | 0 | 0 | 0 | 0 | 0
Coal | 669.06 | 108.73 | 0 | 0 | 0 | 0
Geo | 0 | 0 | 0 | 0 | 0 | 0
H | 6475.4 | 7170.4 | 8665.4 | 10314.91 | 10594.65 | 10594.65
LFG | 0 | 0 | 0 | 0 | 0 | 0
Nuc | 0.1 | 0.1 | 0.1 | 0.1 | 0.1 | 0.1
PS | 0 | 0 | 0 | 0 | 0 | 0
PV | 0 | 0 | 0 | 0 | 0 | 0
PeakG | 559 | 559 | 0 | 0 | 0 | 0
PeakO | 4 | 4 | 0 | 0 | 0 | 0
ST | 0 | 0 | 0 | 0 | 0 | 0
STOG | 126 | 126 | 0 | 0 | 0 | 0
STWD | 0 | 0 | 0 | 0 | 0 | 0
WT | 577.4 | 577.4 | 577.4 | 577.4 | 275 | 275
IGCC | 0 | 0 | 0 | 0 | 0 | 0
DemandResponse | 89.5 | 308.14 | 546.73 | 568.39 | 590.9 | 614.31
IGCC-CCS | 0 | 0 | 0 | 0 | 0 | 0
WT_off | 0 | 0 | 0 | 0 | 0 | 0
PseudoUnit | 0 | 0 | 0 | 0 | 0 | 0
FixedInterchange | 0 | 0 | 0 | 0 | 0 | 0
Total Installed Capacity by Reporting Type: AZ_NM_SNV_Coal
ReportingType | 2015 | 2020 | 2025 | 2030 | 2035 | 2040
BM | 0 | 0 | 0 | 0 | 0 | 0
CC | 0 | 0 | 0 | 0 | 0 | 0
CSP | 0 | 0 | 0 | 0 | 0 | 0
CT | 0 | 0 | 0 | 0 | 0 | 0
Coal | 7481.12 | 6876 | 4181.53 | 818.01 | 818 | 818
Geo | 0 | 0 | 0 | 0 | 0 | 0
H | 0 | 0 | 0 | 0 | 0 | 0
LFG | 0 | 0 | 0 | 0 | 0 | 0
Nuc | 0 | 0 | 0 | 0 | 0 | 0
PS | 0 | 0 | 0 | 0 | 0 | 0
PV | 0 | 0 | 0 | 0 | 0 | 0
PeakG | 0 | 0 | 0 | 0 | 0 | 0
PeakO | 200 | 200 | 200 | 200 | 200 | 200
ST | 0 | 0 | 0 | 0 | 0 | 0
STOG | 0 | 0 | 0 | 0 | 0 | 0
STWD | 0 | 0 | 0 | 0 | 0 | 0
WT | 0 | 0 | 0 | 0 | 0 | 0
IGCC | 0 | 0 | 0 | 0 | 0 | 0
DemandResponse | 0 | 0 | 0 | 0 | 0 | 0
IGCC-CCS | 0 | 0 | 0 | 0 | 0 | 0
WT_off | 0 | 0 | 0 | 0 | 0 | 0
PseudoUnit | 0 | 0 | 0 | 0 | 0 | 0
FixedInterchange | 0 | 0 | 0 | 0 | 0 | 0
Total Installed Capacity by Reporting Type: AZ_NM_SNV_Gas
ReportingType | 2015 | 2020 | 2025 | 2030 | 2035 | 2040
BM | 0 | 0 | 0 | 0 | 0 | 0
CC | 15245 | 16794.27 | 16794.27 | 16309.6 | 12016 | 11278.61
CSP | 0 | 0 | 0 | 0 | 0 | 0
CT | 736 | 736 | 736 | 736 | 0 | 0
Coal | 0 | 0 | 0 | 0 | 0 | 0
Geo | 0 | 0 | 0 | 0 | 0 | 0
H | 0 | 0 | 0 | 0 | 0 | 0
LFG | 0 | 0 | 0 | 0 | 0 | 0
Nuc | 0 | 0 | 0 | 0 | 0 | 0
PS | 0 | 0 | 0 | 0 | 0 | 0
PV | 0 | 0 | 0 | 0 | 0 | 0
PeakG | 3660 | 3660 | 3660 | 3660 | 3660 | 3660
PeakO | 0 | 0 | 0 | 0 | 0 | 0
ST | 0 | 0 | 0 | 0 | 0 | 0
STOG | 0 | 0 | 0 | 0 | 0 | 0
STWD | 0 | 0 | 0 | 0 | 0 | 0
WT | 0 | 0 | 0 | 0 | 0 | 0
IGCC | 0 | 0 | 0 | 0 | 0 | 0
DemandResponse | 334.55 | 1076.71 | 1928.33 | 2059.84 | 2196.64 | 2344.36
IGCC-CCS | 0 | 0 | 0 | 0 | 0 | 0
WT_off | 0 | 0 | 0 | 0 | 0 | 0
PseudoUnit | 0 | 0 | 0 | 0 | 0 | 0
FixedInterchange | 0 | 0 | 0 | 0 | 0 | 0
Total Installed Capacity by Reporting Type: AZ_NM_SNV_NucRenew
ReportingType | 2015 | 2020 | 2025 | 2030 | 2035 | 2040
BM | 0 | 0 | 0 | 0 | 0 | 589.77
CC | 0 | 0 | 0 | 0 | 0 | 0
CSP | 0 | 0 | 0 | 0 | 0 | 0
CT | 0 | 0 | 0 | 0 | 0 | 0
Coal | 0 | 0 | 0 | 0 | 0 | 0
Geo | 0 | 0 | 1450 | 1450 | 1450 | 1450
H | 3131 | 3131 | 3131 | 3131 | 3131 | 3131
LFG | 7 | 7 | 67.67 | 67.67 | 67.67 | 67.67
Nuc | 3875 | 3875 | 3875 | 7267.81 | 13825.31 | 13825.31
PS | 216 | 216 | 216 | 216 | 216 | 216
PV | 148.7 | 148.7 | 148.7 | 148.7 | 148.7 | 148.7
PeakG | 0 | 0 | 0 | 0 | 0 | 0
PeakO | 0 | 0 | 0 | 0 | 0 | 0
ST | 280 | 725.61 | 953.39 | 1065.98 | 1587.74 | 1587.78
STOG | 0 | 0 | 0 | 0 | 0 | 0
STWD | 26 | 26 | 26 | 26 | 26 | 26
WT | 525.1 | 12314.92 | 12339.99 | 12339.99 | 12339.99 | 12339.99
IGCC | 0 | 0 | 0 | 0 | 0 | 0
DemandResponse | 0 | 0 | 0 | 0 | 0 | 0
IGCC-CCS | 0 | 0 | 0 | 0 | 0 | 0
WT_off | 0 | 0 | 0 | 0 | 0 | 0
PseudoUnit | 0 | 0 | 0 | 0 | 0 | 0
FixedInterchange | 0 | 0 | 0 | 0 | 0 | 0
Total Installed Capacity by Reporting Type: ERCOT
ReportingType | 2015 | 2020 | 2025 | 2030 | 2035 | 2040
BM | 145 | 145 | 145 | 145 | 4064.97 | 4064.97
CC | 45257.55 | 45257.55 | 45257.55 | 45257.55 | 38424.13 | 34549.6
CSP | 0 | 0 | 0 | 0 | 0 | 0
CT | 250 | 250 | 250 | 250 | 0 | 0
Coal | 6012.41 | 4510.01 | 3950.01 | 3950.01 | 3950.01 | 3950.01
Geo | 0 | 0 | 0 | 0 | 0 | 0
H | 565 | 565 | 565 | 565 | 565 | 565
LFG | 75 | 75 | 429 | 429 | 429 | 429
Nuc | 5091 | 5091 | 5091 | 7633.48 | 15785.12 | 20071.51
PS | 0 | 0 | 0 | 0 | 0 | 0
PV | 15 | 15 | 15 | 15 | 1.01 | 1.01
PeakG | 4768 | 4768 | 4768 | 4768 | 4768 | 4768
PeakO | 51 | 51 | 51 | 51 | 51 | 51
ST | 0 | 0 | 0 | 0 | 0 | 0
STOG | 12962.48 | 12962.48 | 8578.62 | 5202.45 | 0 | 0
STWD | 0 | 0 | 0 | 0 | 0 | 0
WT | 9280.1 | 9280.1 | 28734.39 | 28734.39 | 28734.44 | 29141.45
IGCC | 0 | 0 | 0 | 0 | 0 | 0
DemandResponse | 740.81 | 3617.73 | 6720.3 | 6926.25 | 7155.61 | 7391.29
IGCC-CCS | 0 | 0 | 0 | 0 | 0 | 0
WT_off | 0 | 0 | 0 | 0 | 0 | 0
PseudoUnit | 0 | 0 | 0 | 0 | 0 | 0
FixedInterchange | 0 | 0 | 0 | 0 | 0 | 0
Total Installed Capacity by Reporting Type: NP15
ReportingType | 2015 | 2020 | 2025 | 2030 | 2035 | 2040
BM | 0 | 0 | 0 | 0 | 0 | 0
CC | 8093.04 | 8712.73 | 8712.73 | 8712.73 | 8712.73 | 8672.93
CSP | 0 | 0 | 0 | 0 | 0 | 0
CT | 212.6 | 212.6 | 212.6 | 212.6 | 0.01 | 0.01
Coal | 191.9 | 0 | 0 | 0 | 0 | 0
Geo | 1123 | 1723 | 1723 | 1723 | 1723 | 1723
H | 8825 | 8825 | 8825 | 8825 | 8825 | 8825
LFG | 85 | 463.43 | 650 | 650 | 650 | 650
Nuc | 2300 | 2300 | 2300 | 7928.59 | 9459.8 | 10268.25
PS | 2257 | 2257 | 2257 | 2257 | 2257 | 2257
PV | 59.5 | 59.5 | 59.5 | 59.5 | 59.5 | 59.5
PeakG | 3265 | 3265 | 3265 | 3265 | 3265 | 3265
PeakO | 350 | 350 | 350 | 350 | 350 | 350
ST | 29 | 29 | 29 | 29 | 29 | 29
STOG | 3812.55 | 3812.55 | 3812.55 | 2107.74 | 972.39 | 972.39
STWD | 442 | 442 | 442 | 442 | 442 | 442
WT | 1193.2 | 4492 | 4492 | 4492.02 | 12913.97 | 13634.4
IGCC | 0 | 0 | 0 | 0 | 0 | 0
DemandResponse | 1828.06 | 1875.2 | 2034.02 | 2149.8 | 2261.58 | 2376.93
IGCC-CCS | 0 | 0 | 0 | 0 | 0 | 0
WT_off | 0 | 0 | 0 | 0 | 0 | 0
PseudoUnit | 0 | 0 | 0 | 0 | 0 | 0
FixedInterchange | 0 | 0 | 0 | 0 | 0 | 0
Total Installed Capacity by Reporting Type: NWPP_Coal
ReportingType | 2015 | 2020 | 2025 | 2030 | 2035 | 2040
BM | 0 | 0 | 0 | 0 | 0 | 0
CC | 0 | 0 | 0 | 0 | 0 | 0
CSP | 0 | 0 | 0 | 0 | 0 | 0
CT | 0 | 0 | 0 | 0 | 0 | 0
Coal | 6361.51 | 4779.05 | 226.81 | 226.8 | 226.8 | 226.8
Geo | 0 | 0 | 0 | 0 | 0 | 0
H | 0 | 0 | 0 | 0 | 0 | 0
LFG | 0 | 0 | 0 | 0 | 0 | 0
Nuc | 0 | 0 | 0 | 0 | 0 | 0
PS | 0 | 0 | 0 | 0 | 0 | 0
PV | 0 | 0 | 0 | 0 | 0 | 0
PeakG | 0 | 0 | 0 | 0 | 0 | 0
PeakO | 0 | 0 | 0 | 0 | 0 | 0
ST | 0 | 0 | 0 | 0 | 0 | 0
STOG | 0 | 0 | 0 | 0 | 0 | 0
STWD | 0 | 0 | 0 | 0 | 0 | 0
WT | 0 | 0 | 0 | 0 | 0 | 0
IGCC | 0 | 0 | 0 | 0 | 0 | 0
DemandResponse | 0 | 0 | 0 | 0 | 0 | 0
IGCC-CCS | 0 | 0 | 0 | 0 | 0 | 0
WT_off | 0 | 0 | 0 | 0 | 0 | 0
PseudoUnit | 0 | 0 | 0 | 0 | 0 | 0
FixedInterchange | 0 | 0 | 0 | 0 | 0 | 0
Total Installed Capacity by Reporting Type: NWPP_Gas
ReportingType | 2015 | 2020 | 2025 | 2030 | 2035 | 2040
BM | 0 | 0 | 0 | 0 | 0 | 0
CC | 6627 | 8417.37 | 8417.37 | 7343.94 | 2090.37 | 1790.37
CSP | 0 | 0 | 0 | 0 | 0 | 0
CT | 150 | 150 | 150 | 150 | 0 | 0
Coal | 0 | 0 | 0 | 0 | 0 | 0
Geo | 0 | 0 | 0 | 0 | 0 | 0
H | 0 | 0 | 0 | 0 | 0 | 0
LFG | 0 | 0 | 0 | 0 | 0 | 0
Nuc | 0 | 0 | 0 | 0 | 0 | 0
PS | 0 | 0 | 0 | 0 | 0 | 0
PV | 0 | 0 | 0 | 0 | 0 | 0
PeakG | 0 | 0 | 0 | 0 | 0 | 0
PeakO | 0 | 0 | 0 | 0 | 0 | 0
ST | 0 | 0 | 0 | 0 | 0 | 0
STOG | 0 | 0 | 0 | 0 | 0 | 0
STWD | 0 | 0 | 0 | 0 | 0 | 0
WT | 0 | 0 | 0 | 0 | 0 | 0
IGCC | 0 | 0 | 0 | 0 | 0 | 0
DemandResponse | 0.01 | 953.34 | 1988.72 | 2091.14 | 2193.74 | 2298.72
IGCC-CCS | 0 | 0 | 0 | 0 | 0 | 0
WT_off | 0 | 0 | 0 | 0 | 0 | 0
PseudoUnit | 0 | 0 | 0 | 0 | 0 | 0
FixedInterchange | 0 | 0 | 0 | 0 | 0 | 0
Total Installed Capacity by Reporting Type: NWPP_NucRenew
ReportingType | 2015 | 2020 | 2025 | 2030 | 2035 | 2040
BM | 32.55 | 32.55 | 32.55 | 32.55 | 32.55 | 2163.24
CC | 0 | 0 | 0 | 0 | 0 | 0
CSP | 0 | 0 | 0 | 0 | 0 | 0
CT | 0 | 0 | 0 | 0 | 0 | 0
Coal | 0 | 0 | 0 | 0 | 0 | 0
Geo | 404.2 | 404.2 | 838.2 | 838.2 | 838.2 | 838.2
H | 33736 | 33736 | 33736 | 33736 | 34071 | 34071
LFG | 128.5 | 128.5 | 373 | 373 | 373 | 373
Nuc | 1131 | 1131 | 1131 | 1131 | 4839.74 | 4859.86
PS | 258 | 258 | 258 | 258 | 258 | 258
PV | 3 | 3 | 3 | 3 | 3 | 3
PeakG | 0 | 0 | 0 | 0 | 0 | 0
PeakO | 0 | 0 | 0 | 0 | 0 | 0
ST | 0 | 0 | 0 | 0 | 0 | 0
STOG | 0 | 0 | 0 | 0 | 0 | 0
STWD | 561 | 561 | 561 | 561 | 561 | 561
WT | 6865.3 | 6865.3 | 6865.3 | 28204.33 | 28204.4 | 30522.41
IGCC | 0 | 0 | 0 | 0 | 0 | 0
DemandResponse | 0 | 0 | 0 | 0 | 0 | 0
IGCC-CCS | 0 | 0 | 0 | 0 | 0 | 0
WT_off | 0 | 0 | 0 | 0 | 0 | 0
PseudoUnit | 0 | 0 | 0 | 0 | 0 | 0
FixedInterchange | 0 | 0 | 0 | 0 | 0 | 0
Total Installed Capacity by Reporting Type: RMPA
ReportingType | 2015 | 2020 | 2025 | 2030 | 2035 | 2040
BM | 0 | 0 | 0 | 0 | 892.99 | 1193.45
CC | 2686 | 3972.85 | 3972.86 | 3972.86 | 3176.1 | 3123.79
CSP | 0 | 0 | 0 | 0 | 0 | 0
CT | 152 | 152 | 152 | 152 | 0 | 0
Coal | 6769.3 | 5584.3 | 1740.98 | 1167.3 | 1167.3 | 1167.3
Geo | 0 | 25 | 2570 | 2570 | 2570 | 2570
H | 982 | 982 | 982 | 982 | 982 | 982
LFG | 7.4 | 7.4 | 36.33 | 36.33 | 36.33 | 36.33
Nuc | 0.1 | 0.1 | 123.54 | 1873.18 | 1873.18 | 1873.18
PS | 563 | 563 | 563 | 563 | 563 | 563
PV | 21 | 21 | 21 | 21 | 21 | 21
PeakG | 2904 | 2904 | 2904 | 2904 | 2904 | 2904
PeakO | 0.01 | 0 | 0.01 | 0 | 0 | 0
ST | 3 | 370.43 | 370.43 | 375.89 | 375.89 | 375.89
STOG | 0 | 0 | 0 | 0 | 0 | 0
STWD | 0 | 0 | 0 | 0 | 0 | 0
WT | 2113.4 | 5658.61 | 5658.61 | 6195.17 | 6195.17 | 6330.9
IGCC | 0 | 0 | 0 | 0 | 0 | 0
DemandResponse | 486.05 | 622.89 | 804.5 | 856.88 | 912.57 | 971.91
IGCC-CCS | 0 | 0 | 0 | 0 | 0 | 0
WT_off | 0 | 0 | 0 | 0 | 0 | 0
PseudoUnit | 0 | 0 | 0 | 0 | 0 | 0
FixedInterchange | 0 | 0 | 0 | 0 | 0 | 0
Total Installed Capacity by Reporting Type: SP15
ReportingType | 2015 | 2020 | 2025 | 2030 | 2035 | 2040
BM | 6 | 6 | 6 | 6 | 6 | 6
CC | 12388.73 | 12388.73 | 12388.73 | 12388.73 | 12388.73 | 12388.73
CSP | 0 | 0 | 0 | 0 | 0 | 0
CT | 0 | 0 | 0 | 0 | 0 | 0
Coal | 185.7 | 101.2 | 101.2 | 0 | 0 | 0
Geo | 963 | 2413 | 2413 | 2413 | 2413 | 2413
H | 1163 | 1163 | 1163 | 1163 | 1163 | 1163
LFG | 223.2 | 779 | 779 | 779 | 779 | 779
Nuc | 2250 | 2250 | 2250 | 2918.66 | 3859.35 | 7003.8
PS | 1440 | 1440 | 1440 | 1440 | 1440 | 1440
PV | 126.8 | 126.8 | 126.8 | 126.8 | 126.8 | 126.8
PeakG | 4309 | 4309 | 4309 | 4309 | 4309 | 4309
PeakO | 51 | 51 | 51 | 51 | 51 | 51
ST | 448 | 448 | 448 | 448 | 2857.45 | 3693.59
STOG | 6925.9 | 6925.9 | 6925.9 | 6060.34 | 3877.8 | 3877.8
STWD | 119 | 119 | 119 | 119 | 119 | 119
WT | 2207.8 | 3105.46 | 16372.8 | 16372.8 | 16372.8 | 16372.8
IGCC | 0 | 0 | 0 | 0 | 0 | 0
DemandResponse | 2613.15 | 2728.17 | 2959.23 | 3127.67 | 3290.3 | 3458.12
IGCC-CCS | 0 | 0 | 0 | 0 | 0 | 0
WT_off | 0 | 0 | 0 | 0 | 0 | 0
PseudoUnit | 0 | 0 | 0 | 0 | 0 | 0
FixedInterchange | 0 | 0 | 0 | 0 | 0 | 0
Total Installed Capacity by Reporting Type: ALB
ReportingType | 2015 | 2020 | 2025 | 2030 | 2035 | 2040
BM | 0 | 0 | 0 | 0 | 0 | 0
CC | 2202 | 2202 | 2202 | 250.01 | 250.01 | 250.01
CSP | 0 | 0 | 0 | 0 | 0 | 0
CT | 201.5 | 201.5 | 201.5 | 201.5 | 71.56 | 71.56
Coal | 6240.83 | 6240.83 | 6240.83 | 495 | 495 | 495
Geo | 0 | 0 | 0 | 0 | 0 | 0
H | 912 | 912 | 912 | 912 | 912 | 912
LFG | 10 | 10 | 10 | 10 | 10 | 10
Nuc | 0.1 | 0.1 | 0.1 | 8695.72 | 8844.7 | 8983.17
PS | 0 | 0 | 0 | 0 | 0 | 0
PV | 0 | 0 | 0 | 0 | 0 | 0
PeakG | 992.74 | 992.74 | 992.74 | 992.74 | 992.74 | 992.74
PeakO | 0 | 0 | 0 | 0 | 0 | 0
ST | 0 | 0 | 0 | 0 | 0 | 0
STOG | 0 | 0 | 0 | 0 | 0 | 0
STWD | 174 | 174 | 174 | 174 | 174 | 174
WT | 672 | 672 | 672 | 672 | 763 | 763
IGCC | 0 | 0 | 0 | 0 | 0 | 0
DemandResponse | 105.16 | 361.08 | 660.83 | 708.64 | 759.9 | 814.88
IGCC-CCS | 0 | 0 | 0 | 0 | 0 | 0
WT_off | 0 | 0 | 0 | 0 | 0 | 0
PseudoUnit | 0 | 0 | 0 | 0 | 0 | 0
FixedInterchange | 0 | 0 | 0 | 0 | 0 | 0
Total Installed Capacity by Reporting Type: BC
ReportingType | 2015 | 2020 | 2025 | 2030 | 2035 | 2040
BM | 0 | 0 | 0 | 0 | 0 | 0
CC | 623.59 | 623.59 | 623.59 | 418.6 | 418.6 | 0
CSP | 0 | 0 | 0 | 0 | 0 | 0
CT | 0 | 0 | 0 | 0 | 0 | 0
Coal | 0 | 0 | 0 | 0 | 0 | 0
Geo | 0 | 0 | 0 | 0 | 0 | 0
H | 12161 | 12161 | 12161 | 12161 | 12161 | 12161
LFG | 24 | 24 | 24 | 24 | 24 | 24
Nuc | 0.1 | 0.1 | 0.1 | 710.96 | 710.96 | 1366.48
PS | 0 | 0 | 0 | 0 | 0 | 0
PV | 0 | 0 | 0 | 0 | 0 | 0
PeakG | 0 | 0 | 0 | 0 | 0 | 0
PeakO | 0 | 0 | 0 | 0 | 0 | 0
ST | 0 | 0 | 0 | 0 | 0 | 0
STOG | 0 | 0 | 0 | 0 | 0 | 0
STWD | 510 | 510 | 510 | 510 | 510 | 510
WT | 246 | 246 | 246 | 246 | 402 | 402
IGCC | 0 | 0 | 0 | 0 | 0 | 0
DemandResponse | 0.01 | 264.69 | 555.31 | 582.51 | 611.05 | 640.98
IGCC-CCS | 0 | 0 | 0 | 0 | 0 | 0
WT_off | 0 | 0 | 0 | 0 | 0 | 0
PseudoUnit | 0 | 0 | 0 | 0 | 0 | 0
FixedInterchange | 0 | 0 | 0 | 0 | 0 | 0
Total Installed Capacity by Reporting Type: HQ_IESO
ReportingType | 2015 | 2020 | 2025 | 2030 | 2035 | 2040
BM | 0 | 0 | 0 | 0 | 0 | 0
CC | 0 | 0 | 0 | 0 | 0 | 0
CSP | 0 | 0 | 0 | 0 | 0 | 0
CT | 0 | 0 | 0 | 0 | 0 | 0
Coal | 0 | 0 | 0 | 0 | 0 | 0
Geo | 0 | 0 | 0 | 0 | 0 | 0
H | 0 | 0 | 0 | 0 | 0 | 0
LFG | 0 | 0 | 0 | 0 | 0 | 0
Nuc | 0.1 | 0.1 | 0.1 | 0.1 | 0.1 | 0.1
PS | 0 | 0 | 0 | 0 | 0 | 0
PV | 0 | 0 | 0 | 0 | 0 | 0
PeakG | 0 | 0 | 0 | 0 | 0 | 0
PeakO | 0 | 0 | 0 | 0 | 0 | 0
ST | 0 | 0 | 0 | 0 | 0 | 0
STOG | 0 | 0 | 0 | 0 | 0 | 0
STWD | 0 | 0 | 0 | 0 | 0 | 0
WT | 0 | 0 | 0 | 0 | 0 | 0
IGCC | 0 | 0 | 0 | 0 | 0 | 0
DemandResponse | 0 | 0 | 0 | 0 | 0 | 0
IGCC-CCS | 0 | 0 | 0 | 0 | 0 | 0
WT_off | 0 | 0 | 0 | 0 | 0 | 0
PseudoUnit | 0 | 0 | 0 | 0 | 0 | 0
FixedInterchange | 3000 | 3000 | 3000 | 3000 | 3000 | 3000
Total Installed Capacity by Reporting Type: HQ_NEISO
ReportingType | 2015 | 2020 | 2025 | 2030 | 2035 | 2040
BM | 0 | 0 | 0 | 0 | 0 | 0
CC | 0 | 0 | 0 | 0 | 0 | 0
CSP | 0 | 0 | 0 | 0 | 0 | 0
CT | 0 | 0 | 0 | 0 | 0 | 0
Coal | 0 | 0 | 0 | 0 | 0 | 0
Geo | 0 | 0 | 0 | 0 | 0 | 0
H | 0 | 0 | 0 | 0 | 0 | 0
LFG | 0 | 0 | 0 | 0 | 0 | 0
Nuc | 0.1 | 0.1 | 0.1 | 0.1 | 0.1 | 0.1
PS | 0 | 0 | 0 | 0 | 0 | 0
PV | 0 | 0 | 0 | 0 | 0 | 0
PeakG | 0 | 0 | 0 | 0 | 0 | 0
PeakO | 0 | 0 | 0 | 0 | 0 | 0
ST | 0 | 0 | 0 | 0 | 0 | 0
STOG | 0 | 0 | 0 | 0 | 0 | 0
STWD | 0 | 0 | 0 | 0 | 0 | 0
WT | 0 | 0 | 0 | 0 | 0 | 0
IGCC | 0 | 0 | 0 | 0 | 0 | 0
DemandResponse | 0 | 0 | 0 | 0 | 0 | 0
IGCC-CCS | 0 | 0 | 0 | 0 | 0 | 0
WT_off | 0 | 0 | 0 | 0 | 0 | 0
PseudoUnit | 0 | 0 | 0 | 300 | 300 | 300
FixedInterchange | 2920 | 2920 | 2920 | 2920 | 2920 | 2920
Total Installed Capacity by Reporting Type: HQ_NY
ReportingType | 2015 | 2020 | 2025 | 2030 | 2035 | 2040
BM | 0 | 0 | 0 | 0 | 0 | 0
CC | 0 | 0 | 0 | 0 | 0 | 0
CSP | 0 | 0 | 0 | 0 | 0 | 0
CT | 0 | 0 | 0 | 0 | 0 | 0
Coal | 0 | 0 | 0 | 0 | 0 | 0
Geo | 0 | 0 | 0 | 0 | 0 | 0
H | 0 | 0 | 0 | 0 | 0 | 0
LFG | 0 | 0 | 0 | 0 | 0 | 0
Nuc | 0.1 | 0.1 | 0.1 | 0.1 | 0.1 | 0.1
PS | 0 | 0 | 0 | 0 | 0 | 0
PV | 0 | 0 | 0 | 0 | 0 | 0
PeakG | 0 | 0 | 0 | 0 | 0 | 0
PeakO | 0 | 0 | 0 | 0 | 0 | 0
ST | 0 | 0 | 0 | 0 | 0 | 0
STOG | 0 | 0 | 0 | 0 | 0 | 0
STWD | 0 | 0 | 0 | 0 | 0 | 0
WT | 0 | 0 | 0 | 0 | 0 | 0
IGCC | 0 | 0 | 0 | 0 | 0 | 0
DemandResponse | 0 | 0 | 0 | 0 | 0 | 0
IGCC-CCS | 0 | 0 | 0 | 0 | 0 | 0
WT_off | 0 | 0 | 0 | 0 | 0 | 0
PseudoUnit | 0 | 0 | 2500 | 2500 | 2500 | 2500
FixedInterchange | 1500 | 1500 | 1500 | 1500 | 1500 | 1500
Total Installed Capacity by Reporting Type: MARITIMES
ReportingType | 2015 | 2020 | 2025 | 2030 | 2035 | 2040
BM | 0 | 0 | 0 | 0 | 0 | 0
CC | 0 | 0 | 0 | 0 | 0 | 0
CSP | 0 | 0 | 0 | 0 | 0 | 0
CT | 0 | 0 | 0 | 0 | 0 | 0
Coal | 0 | 0 | 0 | 0 | 0 | 0
Geo | 0 | 0 | 0 | 0 | 0 | 0
H | 0 | 0 | 0 | 0 | 0 | 0
LFG | 0 | 0 | 0 | 0 | 0 | 0
Nuc | 0.1 | 0.1 | 0.1 | 0.1 | 0.1 | 0.1
PS | 0 | 0 | 0 | 0 | 0 | 0
PV | 0 | 0 | 0 | 0 | 0 | 0
PeakG | 0 | 0 | 0 | 0 | 0 | 0
PeakO | 0 | 0 | 0 | 0 | 0 | 0
ST | 0 | 0 | 0 | 0 | 0 | 0
STOG | 0 | 0 | 0 | 0 | 0 | 0
STWD | 0 | 0 | 0 | 0 | 0 | 0
WT | 0 | 0 | 0 | 0 | 0 | 0
IGCC | 0 | 0 | 0 | 0 | 0 | 0
DemandResponse | 0 | 0 | 0 | 0 | 0 | 0
IGCC-CCS | 0 | 0 | 0 | 0 | 0 | 0
WT_off | 0 | 0 | 0 | 0 | 0 | 0
PseudoUnit | 0 | 0 | 0 | 500 | 500 | 500
FixedInterchange | 1400 | 1400 | 1400 | 1400 | 1400 | 1400
Total Installed Capacity by Reporting Type: All
ReportingType | 2015 | 2020 | 2025 | 2030 | 2035 | 2040
BM | 1251 | 1421.21 | 1959.77 | 1972.51 | 27482.24 | 57791.97
CC | 298859.55 | 338439.67 | 334607.97 | 320364.77 | 279797 | 242301.48
CSP | 0 | 0 | 0 | 0 | 0 | 0
CT | 6393.83 | 6785.48 | 6785.48 | 6215.67 | 1631.25 | 1636.06
Coal | 169554.3 | 101463.91 | 59295.56 | 36044.92 | 35834.18 | 35834.17
Geo | 2534.2 | 4609.2 | 9038.2 | 9038.2 | 9038.2 | 9038.2
H | 106079.79 | 107558.79 | 109799.8 | 112407.3 | 113022.05 | 114131.05
LFG | 4136 | 6089 | 8299 | 9023 | 9023 | 9023
Nuc | 117236.86 | 121152.36 | 125151.4 | 169664.27 | 193088.57 | 223382.57
PS | 21788 | 21788 | 21788 | 21788 | 21788 | 21788
PV | 1648 | 3716.67 | 4618.13 | 4792.88 | 3724.43 | 3789.91
PeakG | 117902.28 | 117902.28 | 117343.28 | 111627.21 | 105029.02 | 105029.01
PeakO | 19126.34 | 19126.34 | 18642.04 | 16839.34 | 15476.35 | 12168.36
ST | 760 | 1573.04 | 1800.81 | 1918.87 | 4850.08 | 5686.26
STOG | 51710.74 | 51710.74 | 46294.09 | 38906.03 | 27155.11 | 21194.33
STWD | 4951 | 4951 | 4951 | 4951 | 4951 | 4951
WT | 64004.8 | 207172.94 | 316327.2 | 417558.27 | 464453.62 | 476301.28
IGCC | 618 | 618 | 618 | 618 | 618 | 618
DemandResponse | 37863.74 | 60093.26 | 85862.57 | 89210.8 | 92685.8 | 96304.58
IGCC-CCS | 0 | 0 | 0 | 0 | 0 | 0
WT_off | 469 | 469 | 1569 | 1569 | 1569 | 1569
PseudoUnit | 0 | 0 | 2500 | 3300 | 3300 | 3300
FixedInterchange | 8820 | 8820 | 8820 | 8820 | 8820 | 8820
Total Installed Capacity by Reporting Type: EI_US
ReportingType | 2015 | 2020 | 2025 | 2030 | 2035 | 2040
BM | 741.12 | 911.33 | 1449.89 | 1462.63 | 22159.4 | 49448.2
CC | 203460.88 | 237794.82 | 234694.11 | 224166 | 200775.57 | 168984.43
CSP | 0 | 0 | 0 | 0 | 0 | 0
CT | 4323.73 | 4715.39 | 4715.39 | 4145.57 | 1559.67 | 1564.49
Coal | 135642.46 | 73263.79 | 42854.21 | 29387.79 | 29177.05 | 29177.05
Geo | 44 | 44 | 44 | 44 | 44 | 44
H | 29436.09 | 30220.09 | 30966.1 | 31674.09 | 31674.09 | 32783.1
LFG | 3458.4 | 4477.17 | 5812.5 | 6536 | 6536 | 6536
Nuc | 89571.36 | 93486.86 | 97362.46 | 118486.66 | 121902.21 | 144682.81
PS | 16931 | 16931 | 16931 | 16931 | 16931 | 16931
PV | 176.74 | 2245.41 | 3146.88 | 3321.62 | 3334.43 | 3399.9
PeakG | 97444.51 | 97444.51 | 97444.51 | 91728.45 | 85130.25 | 85130.25
PeakO | 18470.33 | 18470.33 | 17990.03 | 16187.33 | 14824.34 | 11516.35
ST | 0 | 0 | 0 | 0 | 0 | 0
STOG | 27883.81 | 27883.81 | 26977.03 | 25535.49 | 22304.92 | 16344.14
STWD | 2980 | 2980 | 2980 | 2980 | 2980 | 2980
WT | 36938.6 | 160575.26 | 236982.81 | 316338.27 | 354866.95 | 363133.43
IGCC | 618 | 618 | 618 | 618 | 618 | 618
DemandResponse | 29707.66 | 46218.47 | 65324.07 | 67718.5 | 70208.86 | 72802.09
IGCC-CCS | 0 | 0 | 0 | 0 | 0 | 0
WT_off | 469 | 469 | 1569 | 1569 | 1569 | 1569
PseudoUnit | 0 | 0 | 2500 | 3300 | 3300 | 3300
FixedInterchange | 5820 | 5820 | 5820 | 5820 | 5820 | 5820
Total Installed Capacity by Reporting Type: EI_Canada
ReportingType | 2015 | 2020 | 2025 | 2030 | 2035 | 2040
BM | 326.33 | 326.33 | 326.33 | 326.33 | 326.33 | 326.33
CC | 2275.76 | 2275.76 | 1544.76 | 1544.76 | 1544.76 | 1263
CSP | 0 | 0 | 0 | 0 | 0 | 0
CT | 368 | 368 | 368 | 368 | 0.01 | 0.01
Coal | 669.06 | 108.73 | 0 | 0 | 0 | 0
Geo | 0 | 0 | 0 | 0 | 0 | 0
H | 15168.7 | 15863.7 | 17358.7 | 19258.21 | 19537.95 | 19537.95
LFG | 117.5 | 117.5 | 117.5 | 118 | 118 | 118
Nuc | 13018.2 | 13018.2 | 13018.2 | 13018.2 | 11988.2 | 10448.2
PS | 123 | 123 | 123 | 123 | 123 | 123
PV | 1097.26 | 1097.26 | 1097.26 | 1097.26 | 30 | 30
PeakG | 559.02 | 559.02 | 0.02 | 0.02 | 0.02 | 0.02
PeakO | 4 | 4 | 0 | 0 | 0 | 0
ST | 0 | 0 | 0 | 0 | 0 | 0
STOG | 126 | 126 | 0 | 0 | 0 | 0
STWD | 139 | 139 | 139 | 139 | 139 | 139
WT | 3963.3 | 3963.3 | 3963.3 | 3963.3 | 3660.9 | 3660.9
IGCC | 0 | 0 | 0 | 0 | 0 | 0
DemandResponse | 2048.29 | 2374.97 | 2887.27 | 2989.59 | 3095.56 | 3205.29
IGCC-CCS | 0 | 0 | 0 | 0 | 0 | 0
WT_off | 0 | 0 | 0 | 0 | 0 | 0
PseudoUnit | 0 | 0 | 0 | 0 | 0 | 0
FixedInterchange | 3000 | 3000 | 3000 | 3000 | 3000 | 3000
Total Installed Capacity by Reporting Type: EI
ReportingType | 2015 | 2020 | 2025 | 2030 | 2035 | 2040
BM | 1067.45 | 1237.66 | 1776.22 | 1788.96 | 22485.73 | 49774.54
CC | 205736.64 | 240070.58 | 236238.87 | 225710.75 | 202320.33 | 170247.44
CSP | 0 | 0 | 0 | 0 | 0 | 0
CT | 4691.73 | 5083.39 | 5083.39 | 4513.57 | 1559.68 | 1564.49
Coal | 136311.52 | 73372.51 | 42854.21 | 29387.79 | 29177.05 | 29177.05
Geo | 44 | 44 | 44 | 44 | 44 | 44
H | 44604.79 | 46083.79 | 48324.8 | 50932.3 | 51212.05 | 52321.05
LFG | 3575.9 | 4594.67 | 5930 | 6654 | 6654 | 6654
Nuc | 102589.56 | 106505.06 | 110380.66 | 131504.86 | 133890.41 | 155131.01
PS | 17054 | 17054 | 17054 | 17054 | 17054 | 17054
PV | 1274 | 3342.67 | 4244.13 | 4418.88 | 3364.43 | 3429.9
PeakG | 98003.53 | 98003.53 | 97444.53 | 91728.47 | 85130.27 | 85130.27
PeakO | 18474.34 | 18474.34 | 17990.03 | 16187.33 | 14824.34 | 11516.35
ST | 0 | 0 | 0 | 0 | 0 | 0
STOG | 28009.81 | 28009.81 | 26977.03 | 25535.49 | 22304.92 | 16344.14
STWD | 3119 | 3119 | 3119 | 3119 | 3119 | 3119
WT | 40901.9 | 164538.56 | 240946.11 | 320301.57 | 358527.85 | 366794.33
IGCC | 618 | 618 | 618 | 618 | 618 | 618
DemandResponse | 31755.95 | 48593.44 | 68211.33 | 70708.09 | 73304.41 | 76007.38
IGCC-CCS | 0 | 0 | 0 | 0 | 0 | 0
WT_off | 469 | 469 | 1569 | 1569 | 1569 | 1569
PseudoUnit | 0 | 0 | 2500 | 3300 | 3300 | 3300
FixedInterchange | 8820 | 8820 | 8820 | 8820 | 8820 | 8820
Total Installed Capacity by Reporting Type: Outside_EI
ReportingType | 2015 | 2020 | 2025 | 2030 | 2035 | 2040
BM | 183.55 | 183.55 | 183.55 | 183.55 | 4996.51 | 8017.43
CC | 93122.91 | 98369.09 | 98369.1 | 94654.01 | 77476.67 | 72054.05
CSP | 0 | 0 | 0 | 0 | 0 | 0
CT | 1702.1 | 1702.1 | 1702.1 | 1702.1 | 71.57 | 71.57
Coal | 33242.77 | 28091.4 | 16441.35 | 6657.13 | 6657.13 | 6657.12
Geo | 2490.2 | 4565.2 | 8994.2 | 8994.2 | 8994.2 | 8994.2
H | 61475 | 61475 | 61475 | 61475 | 61810 | 61810
LFG | 560.1 | 1494.33 | 2369 | 2369 | 2369 | 2369
Nuc | 14647.3 | 14647.3 | 14770.75 | 38159.4 | 59198.16 | 68251.56
PS | 4734 | 4734 | 4734 | 4734 | 4734 | 4734
PV | 374 | 374 | 374 | 374 | 360.01 | 360.01
PeakG | 19898.75 | 19898.75 | 19898.75 | 19898.75 | 19898.75 | 19898.75
PeakO | 652.01 | 652.01 | 652.01 | 652.01 | 652.01 | 652.01
ST | 760 | 1573.04 | 1800.81 | 1918.87 | 4850.08 | 5686.26
STOG | 23700.93 | 23700.93 | 19317.07 | 13370.54 | 4850.19 | 4850.19
STWD | 1832 | 1832 | 1832 | 1832 | 1832 | 1832
WT | 23102.9 | 42634.38 | 75381.09 | 97256.7 | 105925.76 | 109506.95
IGCC | 0 | 0 | 0 | 0 | 0 | 0
DemandResponse | 6107.8 | 11499.81 | 17651.23 | 18502.71 | 19381.39 | 20297.2
IGCC-CCS | 0 | 0 | 0 | 0 | 0 | 0
WT_off | 0 | 0 | 0 | 0 | 0 | 0
PseudoUnit | 0 | 0 | 0 | 0 | 0 | 0
FixedInterchange | 0 | 0 | 0 | 0 | 0 | 0
#6 | Retrofit Capacity (MW)
Retrofit Capacity by Reporting Type: Entergy
ReportingType | 2015 | 2020 | 2025 | 2030 | 2035 | 2040
FGD | 0 | 2695.74 | 883.65 | 0 | 0 | 0
SNCR | 0.01 | 0.01 | 0.01 | 0 | 0 | 0
SCR | 0 | 0 | 0 | 0 | 0 | 0
ACI90 | 0 | 0 | 0 | 0 | 0 | 0
RPJ90 | 0 | 2695.74 | 883.65 | 0 | 0 | 0
PCSEQ | 0 | 0 | 0 | 0 | 0 | 0
Retrofit Capacity by Reporting Type: FRCC
ReportingType | 2015 | 2020 | 2025 | 2030 | 2035 | 2040
FGD | 0 | 0 | 0 | 0 | 0 | 0
SNCR | 0 | 0 | 0 | 0 | 0 | 0
SCR | 1898.01 | 0.01 | 0.01 | 0.01 | 0.01 | 0.01
ACI90 | 0 | 0 | 0 | 0 | 0 | 0
RPJ90 | 0.01 | 1698.02 | 1698.02 | 1698.02 | 1698.02 | 1698.02
PCSEQ | 0 | 0 | 0 | 238.48 | 701.58 | 855.34
Retrofit Capacity by Reporting Type: MAPP_US
ReportingType | 2015 | 2020 | 2025 | 2030 | 2035 | 2040
FGD | 221 | 0 | 0 | 0 | 0 | 0
SNCR | 0 | 0 | 0 | 0 | 0.01 | 0.01
SCR | 0 | 0 | 0 | 0 | 0 | 0
ACI90 | 0 | 0 | 0 | 0 | 0 | 0
RPJ90 | 0 | 1167.19 | 604.16 | 602.19 | 602.19 | 602.19
PCSEQ | 0 | 0 | 0 | 0 | 0 | 0
Retrofit Capacity by Reporting Type: MISO_IN
ReportingType | 2015 | 2020 | 2025 | 2030 | 2035 | 2040
FGD | 0 | 472.01 | 472.01 | 0 | 0 | 0
SNCR | 0.01 | 0.01 | 0.01 | 0 | 0 | 0
SCR | 0 | 0 | 0 | 0 | 0 | 0
ACI90 | 0 | 0 | 0 | 0 | 0 | 0
RPJ90 | 0.62 | 7275.82 | 6127.56 | 3254.4 | 3254.4 | 3254.39
PCSEQ | 0 | 0 | 38.09 | 439.76 | 1574.12 | 1604.19
Retrofit Capacity by Reporting Type: MISO_MI
ReportingType | 2015 | 2020 | 2025 | 2030 | 2035 | 2040
FGD | 0 | 0.01 | 0.01 | 0.01 | 0.01 | 0
SNCR | 0.01 | 0 | 0 | 0 | 0 | 0
SCR | 355 | 0 | 0 | 0 | 0 | 0
ACI90 | 0 | 0 | 0 | 0 | 0 | 0
RPJ90 | 0.01 | 0.02 | 0.02 | 0.01 | 0.01 | 0.01
PCSEQ | 0 | 0 | 0 | 0 | 0 | 0
Retrofit Capacity by Reporting Type: MISO_MO-IL
ReportingType | 2015 | 2020 | 2025 | 2030 | 2035 | 2040
FGD | 0.01 | 598.05 | 598.05 | 0.01 | 0.01 | 0
SNCR | 0.02 | 0.01 | 0.01 | 0 | 0 | 0
SCR | 400 | 200 | 200 | 200 | 200 | 200
ACI90 | 0 | 0 | 0 | 0 | 0 | 0
RPJ90 | 2275.97 | 2981.52 | 1989.26 | 800.16 | 801.17 | 801.68
PCSEQ | 0 | 0 | 2.7 | 159.31 | 501.72 | 501.72
Retrofit Capacity by Reporting Type: MISO_W
ReportingType | 2015 | 2020 | 2025 | 2030 | 2035 | 2040
FGD | 0 | 867.51 | 867.51 | 0 | 0 | 0
SNCR | 0.02 | 0.01 | 0.01 | 0 | 0 | 0
SCR | 963.16 | 350.53 | 0.01 | 0 | 0 | 0
ACI90 | 0 | 0 | 0 | 0 | 0 | 0
RPJ90 | 2652.37 | 5783.04 | 4318.24 | 800.01 | 800.01 | 800.01
PCSEQ | 0 | 0 | 459.44 | 459.44 | 459.44 | 459.44
Retrofit Capacity by Reporting Type: MISO_WUMS
ReportingType | 2015 | 2020 | 2025 | 2030 | 2035 | 2040
FGD | 1135 | 333.11 | 333.11 | 0 | 0 | 0
SNCR | 0 | 0 | 0 | 0 | 0 | 0
SCR | 2778.6 | 615.01 | 615.01 | 615 | 615 | 615
ACI90 | 0 | 0 | 0 | 0 | 0 | 0
RPJ90 | 1741.31 | 871.93 | 872.7 | 541.32 | 542.25 | 543.17
PCSEQ | 0 | 0 | 75.42 | 87.53 | 410.22 | 547.47
Retrofit Capacity by Reporting Type: Nebraska
ReportingType | 2015 | 2020 | 2025 | 2030 | 2035 | 2040
FGD | 0 | 0 | 0 | 0 | 0 | 0
SNCR | 0 | 0 | 0 | 0 | 0 | 0
SCR | 0 | 0 | 0 | 0 | 0 | 0
ACI90 | 0 | 0 | 0 | 0 | 0 | 0
RPJ90 | 1364.4 | 682.2 | 682.2 | 682.2 | 682.2 | 682.2
PCSEQ | 0 | 233.6 | 283.96 | 283.96 | 343.64 | 343.64
Retrofit Capacity by Reporting Type: NEISO
ReportingType | 2015 | 2020 | 2025 | 2030 | 2035 | 2040
FGD | 320 | 0 | 0 | 0 | 0 | 0
SNCR | 0 | 0 | 0 | 0 | 0 | 0
SCR | 0 | 0 | 0 | 0 | 0 | 0
ACI90 | 0 | 0 | 0 | 0 | 0 | 0
RPJ90 | 870.93 | 0 | 0 | 0 | 0 | 0
PCSEQ | 0 | 0 | 0 | 0 | 0 | 0
Retrofit Capacity by Reporting Type: NonRTO_Midwest
ReportingType | 2015 | 2020 | 2025 | 2030 | 2035 | 2040
FGD | 1403 | 0.01 | 0.01 | 0.01 | 0.01 | 0.01
SNCR | 0.01 | 0 | 0 | 0 | 0 | 0
SCR | 1463.8 | 731.9 | 731.9 | 731.9 | 731.9 | 731.9
ACI90 | 0 | 0 | 0 | 0 | 0 | 0
RPJ90 | 1.74 | 3517.07 | 2705.32 | 1741.4 | 1742.38 | 1742.84
PCSEQ | 0 | 0 | 36.94 | 515.37 | 1243.45 | 1243.45
Retrofit Capacity by Reporting Type: NYISO_A-F
ReportingType | 2015 | 2020 | 2025 | 2030 | 2035 | 2040
FGD | 0 | 0 | 0 | 0 | 0 | 0
SNCR | 0 | 0 | 0 | 0 | 0 | 0
SCR | 0 | 0 | 0 | 0 | 0 | 0
ACI90 | 0 | 0 | 0 | 0 | 0 | 0
RPJ90 | 486.3 | 0 | 0 | 0 | 0 | 0
PCSEQ | 0 | 0 | 0 | 0 | 0 | 0
Retrofit Capacity by Reporting Type: NYISO_G-I
ReportingType | 2015 | 2020 | 2025 | 2030 | 2035 | 2040
FGD | 0 | 0 | 0 | 0 | 0 | 0
SNCR | 0 | 0 | 0 | 0 | 0 | 0
SCR | 0 | 0 | 0 | 0 | 0 | 0
ACI90 | 0 | 0 | 0 | 0 | 0 | 0
RPJ90 | 0 | 0 | 0 | 0 | 0 | 0
PCSEQ | 0 | 0 | 0 | 0 | 0 | 0
Retrofit Capacity by Reporting Type: NYISO_J-K
ReportingType | 2015 | 2020 | 2025 | 2030 | 2035 | 2040
FGD | 0 | 0 | 0 | 0 | 0 | 0
SNCR | 0 | 0 | 0 | 0 | 0 | 0
SCR | 0 | 0 | 0 | 0 | 0 | 0
ACI90 | 0 | 0 | 0 | 0 | 0 | 0
RPJ90 | 0 | 0 | 0 | 0 | 0 | 0
PCSEQ | 0 | 0 | 0 | 0 | 0 | 0
Retrofit Capacity by Reporting Type: PJM_E
ReportingType | 2015 | 2020 | 2025 | 2030 | 2035 | 2040
FGD | 0 | 0 | 0 | 0 | 0 | 0
SNCR | 0 | 0 | 0 | 0 | 0 | 0
SCR | 568 | 0 | 0 | 0 | 0 | 0
ACI90 | 0 | 0 | 0 | 0 | 0 | 0
RPJ90 | 1786.12 | 3.3 | 3.95 | 4.58 | 74.55 | 90.81
PCSEQ | 0 | 0 | 0 | 0 | 141.65 | 173.3
Retrofit Capacity by Reporting Type: PJM_ROM
ReportingType | 2015 | 2020 | 2025 | 2030 | 2035 | 2040
FGD | 0 | 0 | 0 | 0 | 0 | 0
SNCR | 0 | 0 | 0 | 0 | 0 | 0
SCR | 341 | 0 | 0 | 0 | 0 | 0
ACI90 | 0 | 0 | 0 | 0 | 0 | 0
RPJ90 | 1929.01 | 1700.2 | 54.11 | 54.11 | 54.11 | 54.1
PCSEQ | 0 | 0 | 0.75 | 12.85 | 27.25 | 27.25
Retrofit Capacity by Reporting Type: PJM_ROR
ReportingType | 2015 | 2020 | 2025 | 2030 | 2035 | 2040
FGD | 0.01 | 0.02 | 0.01 | 0.01 | 0.01 | 0.01
SNCR | 0.03 | 0.01 | 0 | 0 | 0 | 0
SCR | 1200.02 | 0.02 | 0.01 | 0.01 | 0.01 | 0.01
ACI90 | 0 | 0 | 0 | 0 | 0 | 0
RPJ90 | 0.69 | 15456.92 | 5759.12 | 5759.12 | 5759.12 | 5759.11
PCSEQ | 0 | 0 | 725.4 | 1241.98 | 2901.04 | 2901.04
Retrofit Capacity by Reporting Type: SOCO
ReportingType | 2015 | 2020 | 2025 | 2030 | 2035 | 2040
FGD | 4088.7 | 2109.64 | 0.02 | 0.02 | 0.02 | 0.02
SNCR | 0.01 | 0 | 0 | 0 | 0 | 0
SCR | 3404.7 | 2109.63 | 0.01 | 0.01 | 0.01 | 0.01
ACI90 | 0 | 0 | 0 | 0 | 0 | 0
RPJ90 | 6809.41 | 3669.39 | 1559.78 | 1559.78 | 1559.77 | 1559.77
PCSEQ | 0 | 0 | 626.71 | 916.96 | 916.96 | 916.96
Retrofit Capacity by Reporting Type: SPP_N
ReportingType | 2015 | 2020 | 2025 | 2030 | 2035 | 2040
FGD | 0 | 0 | 0 | 0 | 0 | 0
SNCR | 0 | 0 | 0 | 0 | 0 | 0
SCR | 0 | 0 | 0 | 0 | 0 | 0
ACI90 | 0 | 0 | 0 | 0 | 0 | 0
RPJ90 | 1302.63 | 3186.52 | 838.16 | 838.16 | 651 | 651
PCSEQ | 0 | 0 | 0 | 89.27 | 216.44 | 232.62
Retrofit Capacity by Reporting Type: SPP_S
ReportingType | 2015 | 2020 | 2025 | 2030 | 2035 | 2040
FGD | 0.01 | 1774.02 | 0.3 | 0.3 | 0.01 | 0.01
SNCR | 0.01 | 0.02 | 0.01 | 0.02 | 0 | 0
SCR | 0 | 0 | 0 | 0 | 0 | 0
ACI90 | 0 | 0 | 0 | 0 | 0 | 0
RPJ90 | 0.02 | 2446.02 | 0.3 | 0.3 | 0.01 | 0.01
PCSEQ | 0 | 0 | 0 | 0 | 0 | 0
Retrofit Capacity by Reporting Type: TVA
ReportingType | 2015 | 2020 | 2025 | 2030 | 2035 | 2040
FGD | 0 | 0 | 0 | 0 | 0 | 0
SNCR | 0 | 0 | 0 | 0 | 0 | 0
SCR | 0 | 0 | 0 | 0 | 0 | 0
ACI90 | 0 | 0 | 0 | 0 | 0 | 0
RPJ90 | 0.01 | 2650.16 | 815.9 | 23.3 | 0.01 | 0.01
PCSEQ | 0 | 0 | 0 | 0 | 0.01 | 0.01
Retrofit Capacity by Reporting Type: TVA_Transmission
ReportingType | 2015 | 2020 | 2025 | 2030 | 2035 | 2040
FGD | 0 | 0 | 0 | 0 | 0 | 0
SNCR | 0 | 0 | 0 | 0 | 0 | 0
SCR | 0 | 0 | 0 | 0 | 0 | 0
ACI90 | 0 | 0 | 0 | 0 | 0 | 0
RPJ90 | 0 | 0 | 0 | 0 | 0 | 0
PCSEQ | 0 | 0 | 0 | 0 | 0 | 0
Retrofit Capacity by Reporting Type: VACAR
ReportingType | 2015 | 2020 | 2025 | 2030 | 2035 | 2040
FGD | 0 | 0 | 0 | 0 | 0 | 0
SNCR | 0 | 0 | 0 | 0 | 0 | 0
SCR | 0 | 0 | 0 | 0 | 0 | 0
ACI90 | 0 | 0 | 0 | 0 | 0 | 0
RPJ90 | 2.43 | 5417.91 | 3302.01 | 1160.02 | 1160.02 | 1160.02
PCSEQ | 0 | 0 | 290.43 | 352.47 | 584.34 | 584.34
Retrofit Capacity by Reporting Type: IESO
ReportingType | 2015 | 2020 | 2025 | 2030 | 2035 | 2040
FGD | 0 | 0 | 0 | 0 | 0 | 0
SNCR | 0 | 0 | 0 | 0 | 0 | 0
SCR | 0 | 0 | 0 | 0 | 0 | 0
ACI90 | 0 | 0 | 0 | 0 | 0 | 0
RPJ90 | 0 | 0 | 0 | 0 | 0 | 0
PCSEQ | 0 | 0 | 0 | 0 | 0 | 0
Retrofit Capacity by Reporting Type: MAPP_CA
ReportingType | 2015 | 2020 | 2025 | 2030 | 2035 | 2040
FGD | 0 | 0 | 0 | 0 | 0 | 0
SNCR | 0 | 0 | 0 | 0 | 0 | 0
SCR | 0 | 0 | 0 | 0 | 0 | 0
ACI90 | 0 | 0 | 0 | 0 | 0 | 0
RPJ90 | 0 | 0 | 0 | 0 | 0 | 0
PCSEQ | 0 | 0 | 0 | 0 | 0 | 0
Retrofit Capacity by Reporting Type: AZ_NM_SNV_Coal
ReportingType | 2015 | 2020 | 2025 | 2030 | 2035 | 2040
FGD | 384 | 0 | 0 | 0 | 0 | 0
SNCR | 0 | 0 | 0.01 | 0 | 0 | 0
SCR | 800 | 400 | 400 | 400 | 400 | 400
ACI90 | 0 | 0 | 0 | 0 | 0 | 0
RPJ90 | 3286.8 | 6477.37 | 3783.53 | 420.96 | 421.91 | 422.49
PCSEQ | 0 | 0 | 0 | 60.49 | 402.92 | 402.92
Retrofit Capacity by Reporting Type: AZ_NM_SNV_Gas
ReportingType | 2015 | 2020 | 2025 | 2030 | 2035 | 2040
FGD | 0 | 0 | 0 | 0 | 0 | 0
SNCR | 0 | 0 | 0 | 0 | 0 | 0
SCR | 0 | 0 | 0 | 0 | 0 | 0
ACI90 | 0 | 0 | 0 | 0 | 0 | 0
RPJ90 | 0 | 0 | 0 | 0 | 0 | 0
PCSEQ | 0 | 0 | 0 | 0 | 0 | 0
Retrofit Capacity by Reporting Type: AZ_NM_SNV_NucRenew
ReportingType | 2015 | 2020 | 2025 | 2030 | 2035 | 2040
FGD | 0 | 0 | 0 | 0 | 0 | 0
SNCR | 0 | 0 | 0 | 0 | 0 | 0
SCR | 0 | 0 | 0 | 0 | 0 | 0
ACI90 | 0 | 0 | 0 | 0 | 0 | 0
RPJ90 | 0 | 0 | 0 | 0 | 0 | 0
PCSEQ | 0 | 0 | 0 | 0 | 0 | 0
Retrofit Capacity by Reporting Type: ERCOT
ReportingType | 2015 | 2020 | 2025 | 2030 | 2035 | 2040
FGD | 0 | 0 | 0 | 0 | 0 | 0
SNCR | 0.01 | 0 | 0 | 0 | 0 | 0
SCR | 3515 | 1330 | 1330 | 1330 | 1330 | 1330
ACI90 | 0 | 0 | 0 | 0 | 0 | 0
RPJ90 | 7134.29 | 1891.35 | 1373.43 | 1403.73 | 1480.39 | 1480.75
PCSEQ | 0 | 0 | 563.47 | 911.69 | 1071.38 | 1071.38
Retrofit Capacity by Reporting Type: NP15
ReportingType | 2015 | 2020 | 2025 | 2030 | 2035 | 2040
FGD | 0 | 0 | 0 | 0 | 0 | 0
SNCR | 0 | 0 | 0 | 0 | 0 | 0
SCR | 0 | 0 | 0 | 0 | 0 | 0
ACI90 | 0 | 0 | 0 | 0 | 0 | 0
RPJ90 | 0 | 0 | 0 | 0 | 0 | 0
PCSEQ | 0 | 0 | 0 | 0 | 0 | 0
Retrofit Capacity by Reporting Type: NWPP_Coal
ReportingType | 2015 | 2020 | 2025 | 2030 | 2035 | 2040
FGD | 0 | 0 | 0 | 0 | 0 | 0
SNCR | 0 | 0 | 0 | 0 | 0 | 0
SCR | 0 | 0 | 0 | 0 | 0 | 0
ACI90 | 0 | 0 | 0 | 0 | 0 | 0
RPJ90 | 453.61 | 4779.05 | 226.81 | 226.8 | 226.8 | 226.8
PCSEQ | 0 | 0 | 226.8 | 226.8 | 226.8 | 226.8
Retrofit Capacity by Reporting Type: NWPP_Gas
ReportingType | 2015 | 2020 | 2025 | 2030 | 2035 | 2040
FGD | 0 | 0 | 0 | 0 | 0 | 0
SNCR | 0 | 0 | 0 | 0 | 0 | 0
SCR | 0 | 0 | 0 | 0 | 0 | 0
ACI90 | 0 | 0 | 0 | 0 | 0 | 0
RPJ90 | 0 | 0 | 0 | 0 | 0 | 0
PCSEQ | 0 | 0 | 0 | 0 | 0 | 0
Retrofit Capacity by Reporting Type: NWPP_NucRenew
ReportingType | 2015 | 2020 | 2025 | 2030 | 2035 | 2040
FGD | 0 | 0 | 0 | 0 | 0 | 0
SNCR | 0 | 0 | 0 | 0 | 0 | 0
SCR | 0 | 0 | 0 | 0 | 0 | 0
ACI90 | 0 | 0 | 0 | 0 | 0 | 0
RPJ90 | 0 | 0 | 0 | 0 | 0 | 0
PCSEQ | 0 | 0 | 0 | 0 | 0 | 0
Retrofit Capacity by Reporting Type: RMPA
ReportingType | 2015 | 2020 | 2025 | 2030 | 2035 | 2040
FGD | 0 | 713 | 0.01 | 0 | 0 | 0
SNCR | 0 | 0 | 0.01 | 0 | 0 | 0
SCR | 1554.6 | 777.3 | 777.3 | 777.3 | 777.3 | 777.3
ACI90 | 0 | 0 | 0 | 0 | 0 | 0
RPJ90 | 2874.61 | 5194.3 | 1350.98 | 777.3 | 777.3 | 777.3
PCSEQ | 0 | 0 | 557.14 | 557.14 | 557.14 | 557.14
Retrofit Capacity by Reporting Type: SP15
ReportingType | 2015 | 2020 | 2025 | 2030 | 2035 | 2040
FGD | 0 | 0 | 0 | 0 | 0 | 0
SNCR | 0 | 0 | 0 | 0 | 0 | 0
SCR | 0 | 0 | 0 | 0 | 0 | 0
ACI90 | 0 | 0 | 0 | 0 | 0 | 0
RPJ90 | 0 | 101.2 | 101.2 | 0 | 0 | 0
PCSEQ | 0 | 0 | 0 | 0 | 0 | 0
Retrofit Capacity by Reporting Type: ALB
ReportingType | 2015 | 2020 | 2025 | 2030 | 2035 | 2040
FGD | 0 | 0 | 0 | 0 | 0 | 0
SNCR | 0 | 0 | 0 | 0 | 0 | 0
SCR | 0 | 0 | 0 | 0 | 0 | 0
ACI90 | 0 | 0 | 0 | 0 | 0 | 0
RPJ90 | 0 | 0 | 0 | 0 | 0 | 0
PCSEQ | 0 | 0 | 0 | 0 | 0 | 0
Retrofit Capacity by Reporting Type: BC
ReportingType | 2015 | 2020 | 2025 | 2030 | 2035 | 2040
FGD | 0 | 0 | 0 | 0 | 0 | 0
SNCR | 0 | 0 | 0 | 0 | 0 | 0
SCR | 0 | 0 | 0 | 0 | 0 | 0
ACI90 | 0 | 0 | 0 | 0 | 0 | 0
RPJ90 | 0 | 0 | 0 | 0 | 0 | 0
PCSEQ | 0 | 0 | 0 | 0 | 0 | 0
Retrofit Capacity by Reporting Type: HQ_IESO
ReportingType | 2015 | 2020 | 2025 | 2030 | 2035 | 2040
FGD | 0 | 0 | 0 | 0 | 0 | 0
SNCR | 0 | 0 | 0 | 0 | 0 | 0
SCR | 0 | 0 | 0 | 0 | 0 | 0
ACI90 | 0 | 0 | 0 | 0 | 0 | 0
RPJ90 | 0 | 0 | 0 | 0 | 0 | 0
PCSEQ | 0 | 0 | 0 | 0 | 0 | 0
Retrofit Capacity by Reporting Type: HQ_NEISO
ReportingType | 2015 | 2020 | 2025 | 2030 | 2035 | 2040
FGD | 0 | 0 | 0 | 0 | 0 | 0
SNCR | 0 | 0 | 0 | 0 | 0 | 0
SCR | 0 | 0 | 0 | 0 | 0 | 0
ACI90 | 0 | 0 | 0 | 0 | 0 | 0
RPJ90 | 0 | 0 | 0 | 0 | 0 | 0
PCSEQ | 0 | 0 | 0 | 0 | 0 | 0
Retrofit Capacity by Reporting Type: HQ_NY
ReportingType | 2015 | 2020 | 2025 | 2030 | 2035 | 2040
FGD | 0 | 0 | 0 | 0 | 0 | 0
SNCR | 0 | 0 | 0 | 0 | 0 | 0
SCR | 0 | 0 | 0 | 0 | 0 | 0
ACI90 | 0 | 0 | 0 | 0 | 0 | 0
RPJ90 | 0 | 0 | 0 | 0 | 0 | 0
PCSEQ | 0 | 0 | 0 | 0 | 0 | 0
Retrofit Capacity by Reporting Type: MARITIMES
ReportingType | 2015 | 2020 | 2025 | 2030 | 2035 | 2040
FGD | 0 | 0 | 0 | 0 | 0 | 0
SNCR | 0 | 0 | 0 | 0 | 0 | 0
SCR | 0 | 0 | 0 | 0 | 0 | 0
ACI90 | 0 | 0 | 0 | 0 | 0 | 0
RPJ90 | 0 | 0 | 0 | 0 | 0 | 0
PCSEQ | 0 | 0 | 0 | 0 | 0 | 0
Retrofit Capacity by Reporting Type: All
ReportingType | 2015 | 2020 | 2025 | 2030 | 2035 | 2040
FGD | 7551.76 | 9563.14 | 3154.7 | 0.38 | 0.08 | 0.07
SNCR | 0.17 | 0.1 | 0.09 | 0.05 | 0.04 | 0.03
SCR | 19241.91 | 6514.42 | 4054.26 | 4054.26 | 4054.26 | 4054.26
ACI90 | 0 | 0 | 0 | 0 | 0 | 0
RPJ90 | 34973.3 | 79646.25 | 39050.37 | 22347.88 | 22287.64 | 22306.72
PCSEQ | 0 | 233.6 | 3887.26 | 6553.52 | 12280.1 | 12649.01
Retrofit Capacity by Reporting Type: EI_US
ReportingType | 2015 | 2020 | 2025 | 2030 | 2035 | 2040
FGD | 7167.75 | 8850.13 | 3154.69 | 0.38 | 0.08 | 0.07
SNCR | 0.15 | 0.09 | 0.08 | 0.05 | 0.03 | 0.03
SCR | 13372.31 | 4007.11 | 1546.96 | 1546.95 | 1546.95 | 1546.95
ACI90 | 0 | 0 | 0 | 0 | 0 | 0
RPJ90 | 21224 | 61202.97 | 32214.43 | 19519.07 | 19381.24 | 19399.37
PCSEQ | 0 | 233.6 | 2539.85 | 4797.4 | 10021.87 | 10390.77
Retrofit Capacity by Reporting Type: EI_Canada
ReportingType | 2015 | 2020 | 2025 | 2030 | 2035 | 2040
FGD | 0 | 0 | 0 | 0 | 0 | 0
SNCR | 0 | 0 | 0 | 0 | 0 | 0
SCR | 0 | 0 | 0 | 0 | 0 | 0
ACI90 | 0 | 0 | 0 | 0 | 0 | 0
RPJ90 | 0 | 0 | 0 | 0 | 0 | 0
PCSEQ | 0 | 0 | 0 | 0 | 0 | 0
Retrofit Capacity by Reporting Type: EI
ReportingType | 2015 | 2020 | 2025 | 2030 | 2035 | 2040
FGD | 7167.75 | 8850.13 | 3154.69 | 0.38 | 0.08 | 0.07
SNCR | 0.15 | 0.09 | 0.08 | 0.05 | 0.03 | 0.03
SCR | 13372.31 | 4007.11 | 1546.96 | 1546.95 | 1546.95 | 1546.95
ACI90 | 0 | 0 | 0 | 0 | 0 | 0
RPJ90 | 21224 | 61202.97 | 32214.43 | 19519.07 | 19381.24 | 19399.37
PCSEQ | 0 | 233.6 | 2539.85 | 4797.4 | 10021.87 | 10390.77
Retrofit Capacity by Reporting Type: Outside_EI
ReportingType | 2015 | 2020 | 2025 | 2030 | 2035 | 2040
FGD | 384 | 713.01 | 0.01 | 0 | 0 | 0
SNCR | 0.01 | 0.01 | 0.02 | 0.01 | 0.01 | 0.01
SCR | 5869.61 | 2507.31 | 2507.31 | 2507.31 | 2507.31 | 2507.31
ACI90 | 0 | 0 | 0 | 0 | 0 | 0
RPJ90 | 13749.31 | 18443.28 | 6835.94 | 2828.8 | 2906.41 | 2907.35
PCSEQ | 0 | 0 | 1347.41 | 1756.12 | 2258.24 | 2258.24
#7 | Reserve Margin (MW)
Reserve Margin Data: ALB
| 2015 | 2020 | 2025 | 2030 | 2035 | 2040
a. Peak Demand | 9181.37 | 9515.81 | 9741.03 | 10539.59 | 10511.17 | 10894.89
b. Peak Demand + Reserve Margin | 10834.02 | 11228.65 | 11494.41 | 12436.71 | 12403.18 | 12855.97
c. DR MW | 105.16 | 361.08 | 660.83 | 708.64 | 759.9 | 814.88
d. Capacity Credit | 10972.73 | 11228.65 | 11528.4 | 12574.01 | 12662.51 | 12855.97
Reserve Margin Data: BC
| 2015 | 2020 | 2025 | 2030 | 2035 | 2040
a. Peak Demand | 11225.55 | 11381.05 | 11396.67 | 12062.39 | 11767.86 | 11931.79
b. Peak Demand + Reserve Margin | 13246.15 | 13429.64 | 13448.08 | 14233.62 | 13886.07 | 14079.51
c. DR MW | 0.01 | 264.69 | 555.31 | 582.51 | 611.05 | 640.98
d. Capacity Credit | 13367.9 | 13632.58 | 13923.2 | 14456.27 | 14516.01 | 14782.87
Reserve Margin Data: ENT
| 2015 | 2020 | 2025 | 2030 | 2035 | 2040
a. Peak Demand | 31634.41 | 30708.05 | 30365.16 | 28510.79 | 27086.39 | 28230.18
b. Peak Demand + Reserve Margin | 36063.22 | 35007.18 | 34616.28 | 32502.31 | 30878.48 | 32182.41
c. DR MW | 301.55 | 1538.95 | 2854.33 | 2930.78 | 3009.27 | 3089.87
d. Capacity Credit | 36063.22 | 35007.18 | 34616.28 | 32502.31 | 30878.46 | 32182.41
Reserve Margin Data: ERCOT
| 2015 | 2020 | 2025 | 2030 | 2035 | 2040
a. Peak Demand | 68229.3 | 69451.1 | 69569.82 | 68940.45 | 68917.28 | 69525.49
b. Peak Demand + Reserve Margin | 76757.96 | 78132.49 | 78266.05 | 77558 | 77531.94 | 78216.17
c. DR MW | 740.81 | 3617.73 | 6720.3 | 6926.25 | 7155.61 | 7391.29
d. Capacity Credit | 76757.96 | 78132.48 | 78266.05 | 77557.95 | 77532 | 78216.18
Reserve Margin Data: FRCC
| 2015 | 2020 | 2025 | 2030 | 2035 | 2040
a. Peak Demand | 49725.75 | 49833.01 | 52804.36 | 53044.46 | 51283.38 | 54997.97
b. Peak Demand + Reserve Margin | 57681.87 | 57806.29 | 61253.06 | 61531.57 | 59488.72 | 63797.65
c. DR MW | 2734.45 | 3962.85 | 5527.63 | 5878.95 | 6252.59 | 6649.99
d. Capacity Credit | 57681.44 | 57806.78 | 61253.06 | 61531.57 | 59509.25 | 63797.65
Reserve Margin Data: IESO
| 2015 | 2020 | 2025 | 2030 | 2035 | 2040
a. Peak Demand | 21596.16 | 20650.12 | 20392.13 | 21284.45 | 20477.21 | 20474.97
b. Peak Demand + Reserve Margin | 25267.51 | 24160.64 | 23858.79 | 24902.8 | 23958.33 | 23955.71
c. DR MW | 1958.79 | 2066.83 | 2340.54 | 2421.21 | 2504.65 | 2590.98
d. Capacity Credit | 26708.68 | 26816.72 | 27090.42 | 27421.59 | 25786.87 | 24333.19
Reserve Margin Data: MAPP_CA
| 2015 | 2020 | 2025 | 2030 | 2035 | 2040
a. Peak Demand | 8035.11 | 8350.57 | 8287.28 | 8692.95 | 8404.88 | 8445.78
b. Peak Demand + Reserve Margin | 8999.32 | 9352.64 | 9281.75 | 9736.11 | 9413.46 | 9459.27
c. DR MW | 89.5 | 308.14 | 546.73 | 568.39 | 590.9 | 614.31
d. Capacity Credit | 8999.32 | 9352.64 | 9557.5 | 11228.67 | 11497.67 | 11239.32
Reserve Margin Data: MAPP_US
| 2015 | 2020 | 2025 | 2030 | 2035 | 2040
a. Peak Demand | 5129.44 | 5491.37 | 5428.86 | 5639.95 | 5683.4 | 5723.89
b. Peak Demand + Reserve Margin | 5847.56 | 6260.17 | 6188.9 | 6429.54 | 6479.08 | 6525.23
c. DR MW | 59 | 199.4 | 353.8 | 367.81 | 382.38 | 397.53
d. Capacity Credit | 5847.56 | 6260.16 | 6188.9 | 6429.54 | 6479.08 | 6525.24
Reserve Margin Data: NEISO
| 2015 | 2020 | 2025 | 2030 | 2035 | 2040
a. Peak Demand | 28416.17 | 26403.91 | 26008.78 | 25551.91 | 26477.35 | 25679.87
b. Peak Demand + Reserve Margin | 32962.76 | 30628.53 | 30170.18 | 29640.22 | 30713.72 | 29788.64
c. DR MW | 3092.4 | 3627.72 | 4230.66 | 4257.78 | 4282.5 | 4307.35
d. Capacity Credit | 32962.76 | 30628.54 | 30170.18 | 30353.35 | 30713.66 | 29788.72
Reserve Margin Data: NonRTO_Midwest
| 2015 | 2020 | 2025 | 2030 | 2035 | 2040
a. Peak Demand | 11412.35 | 11569.49 | 11884.9 | 10957.56 | 11262.84 | 11807.74
b. Peak Demand + Reserve Margin | 13010.07 | 13189.22 | 13548.79 | 12491.62 | 12839.64 | 13460.82
c. DR MW | 193.98 | 453.37 | 727.88 | 745.89 | 764.35 | 783.26
d. Capacity Credit | 13010.06 | 13189.23 | 13548.78 | 12491.61 | 12839.64 | 14212.99
Reserve Margin Data: NYISO_J-K
| 2015 | 2020 | 2025 | 2030 | 2035 | 2040
a. Peak Demand | 14770.7 | 15573.29 | 15898.98 | 16038 | 15901.54 | 16023.59
b. Peak Demand + Reserve Margin | 13589.04 | 14327.43 | 14627.07 | 14754.96 | 14629.41 | 14741.7
c. DR MW | 1319.07 | 1502.66 | 1718.62 | 1795.58 | 1875.99 | 1960
d. Capacity Credit | 14654.64 | 14838.23 | 15054.19 | 15230.98 | 15335.39 | 15181.8
Reserve Margin Data: PJM_E
| 2015 | 2020 | 2025 | 2030 | 2035 | 2040
a. Peak Demand | 29437.08 | 26957.84 | 26749.84 | 27161.45 | 27329.4 | 27784.97
b. Peak Demand + Reserve Margin | 28789.47 | 26364.77 | 26161.35 | 26563.9 | 26728.15 | 27173.7
c. DR MW | 1256.73 | 1718.17 | 2388.62 | 2469.72 | 2553.57 | 2640.27
d. Capacity Credit | 33737.66 | 33149.5 | 33482.47 | 33563.57 | 28817.43 | 27174.01
Reserve Margin Data: RMPA
| 2015 | 2020 | 2025 | 2030 | 2035 | 2040
a. Peak Demand | 12677.75 | 13837.46 | 12883.21 | 14032.71 | 14032.7 | 14320.28
b. Peak Demand + Reserve Margin | 14452.64 | 15774.71 | 14686.86 | 15997.29 | 15997.28 | 16325.12
c. DR MW | 486.05 | 622.89 | 804.5 | 856.88 | 912.57 | 971.91
d. Capacity Credit | 14874.07 | 15774.71 | 14686.86 | 15997.33 | 15997.25 | 16325.1
Reserve Margin Data: SOCO
| 2015 | 2020 | 2025 | 2030 | 2035 | 2040
a. Peak Demand | 48917.72 | 53536.94 | 53834.26 | 54220.95 | 53676.14 | 52835.67
b. Peak Demand + Reserve Margin | 55766.2 | 61032.11 | 61371.05 | 61811.89 | 61190.8 | 60232.67
c. DR MW | 2570.49 | 4773.97 | 7215.46 | 7512.46 | 7821.68 | 8143.63
d. Capacity Credit | 55766.2 | 61032.11 | 61371.06 | 61811.89 | 61190.8 | 60232.67
Reserve Margin Data: TVA
| 2015 | 2020 | 2025 | 2030 | 2035 | 2040
a. Peak Demand | 32046.86 | 35066.33 | 34262.05 | 33668.55 | 35751.86 | 35044.36
b. Peak Demand + Reserve Margin | 36853.89 | 40326.28 | 39401.36 | 38718.83 | 41114.64 | 40301.02
c. DR MW | 1805 | 2555.95 | 3357.9 | 3440.97 | 3526.11 | 3613.35
d. Capacity Credit | 36853.89 | 40326.28 | 39401.36 | 38718.84 | 41114.65 | 40301.03
Reserve Margin Data: VACAR
| 2015 | 2020 | 2025 | 2030 | 2035 | 2040
a. Peak Demand | 49895.42 | 52403.03 | 53541.25 | 53758.95 | 53001.52 | 54775.11
b. Peak Demand + Reserve Margin | 56880.77 | 59739.45 | 61037.02 | 61285.2 | 60421.73 | 62443.63
c. DR MW | 2339.28 | 3868.22 | 5651.52 | 5928.05 | 6218.12 | 6522.37
d. Capacity Credit | 56880.78 | 59739.45 | 61037.02 | 61285.2 | 60421.73 | 62443.62
Reserve Margin Data: AZ_NM_SNV
| 2015 | 2020 | 2025 | 2030 | 2035 | 2040
a. Peak Demand | 26478.97 | 29587.47 | 30300.18 | 30625.14 | 32130.99 | 32130.99
b. Peak Demand + Reserve Margin | 30636.17 | 34232.7 | 35057.31 | 35433.29 | 37175.56 | 37175.55
c. DR MW | 334.55 | 1076.71 | 1928.33 | 2059.84 | 2196.64 | 2344.36
d. Capacity Credit | 30636.17 | 34232.7 | 35057.31 | 35433.29 | 37175.5 | 37175.62
Reserve Margin Data: CA
| 2015 | 2020 | 2025 | 2030 | 2035 | 2040
a. Peak Demand | 62369.58 | 66254.09 | 67147.73 | 69917.77 | 71670.91 | 75639.37
b. Peak Demand + Reserve Margin | 72722.93 | 77252.26 | 78294.26 | 81524.12 | 83568.28 | 88195.5
c. DR MW | 4441.2 | 4603.38 | 4993.26 | 5277.46 | 5551.88 | 5835.06
d. Capacity Credit | 72722.93 | 77252.26 | 78294.26 | 81524.12 | 83568.28 | 88195.51
Reserve Margin Data: MISO
| 2015 | 2020 | 2025 | 2030 | 2035 | 2040
a. Peak Demand | 92771.39 | 93609.81 | 100435.65 | 101785.09 | 97786.79 | 101382.85
b. Peak Demand + Reserve Margin | 108913.62 | 109897.91 | 117911.45 | 119495.7 | 114801.69 | 119023.46
c. DR MW | 6024.78 | 8117.79 | 10669.2 | 11079.6 | 11505.92 | 11948.8
d. Capacity Credit | 108913.63 | 109897.99 | 117911.42 | 119495.72 | 114801.71 | 119023.45
Reserve Margin Data: NWPP
| 2015 | 2020 | 2025 | 2030 | 2035 | 2040
a. Peak Demand | 36159.13 | 38275.33 | 39293.31 | 39990.2 | 39990.2 | 43276.5
b. Peak Demand + Reserve Margin | 42667.78 | 45164.89 | 46366.11 | 47188.43 | 47188.44 | 51066.27
c. DR MW | 0.01 | 953.34 | 1988.72 | 2091.14 | 2193.74 | 2298.72
d. Capacity Credit | 48644.41 | 49815.13 | 48691 | 50920.84 | 49663.63 | 51967.11
Reserve Margin Data: NYISO
| 2015 | 2020 | 2025 | 2030 | 2035 | 2040
a. Peak Demand | 28540.06 | 30358.42 | 30861.79 | 31331.41 | 30533.94 | 30615.37
b. Peak Demand + Reserve Margin | 33249.17 | 35367.56 | 35953.98 | 36501.09 | 35572.04 | 35666.91
c. DR MW | 2565.83 | 2901.13 | 3296.24 | 3421.43 | 3551.63 | 3687.07
d. Capacity Credit | 34916.79 | 35367.56 | 35953.98 | 36501.09 | 35572.04 | 35666.91
Reserve Margin Data: NYISO_G-I_J-K
| 2015 | 2020 | 2025 | 2030 | 2035 | 2040
a. Peak Demand | 18572.33 | 19532.14 | 19944.79 | 20006.48 | 19907.3 | 20055.11
b. Peak Demand + Reserve Margin | 17643.71 | 18555.53 | 18947.55 | 19006.16 | 18911.93 | 19052.36
c. DR MW | 1658.63 | 1882.98 | 2152.95 | 2248.69 | 2348.69 | 2453.13
d. Capacity Credit | 18444.22 | 18677.57 | 18947.55 | 19262.45 | 18911.94 | 20467.02
Reserve Margin Data: PJM
| 2015 | 2020 | 2025 | 2030 | 2035 | 2040
a. Peak Demand | 147146.78 | 145723.4 | 140313.94 | 142279.02 | 141792.59 | 143869.67
b. Peak Demand + Reserve Margin | 169660.23 | 168019.08 | 161781.97 | 164047.71 | 163486.86 | 165881.73
c. DR MW | 6888.69 | 10788.12 | 15528.1 | 16025.26 | 16538.36 | 17067.93
d. Capacity Credit | 169660.23 | 168019.11 | 161781.94 | 164047.72 | 163486.87 | 165881.99
Reserve Margin Data: SPP
| 2015 | 2020 | 2025 | 2030 | 2035 | 2040
a. Peak Demand | 55452.51 | 59996.2 | 58421.53 | 59913.5 | 61638.24 | 62379.68
b. Peak Demand + Reserve Margin | 62994.05 | 68155.69 | 66366.86 | 68061.74 | 70021.04 | 70863.31
c. DR MW | 1132.21 | 3430.99 | 5911.36 | 6129.52 | 6355.94 | 6590.94
d. Capacity Credit | 62994.05 | 68155.69 | 66366.87 | 68061.73 | 70021.06 | 70863.27

## Transmission
$/MW
[8 empty] | Transfer |  | $/MWh | $/MWh | Wheel+ | $/MWh
Year | Line | From | To | EI Internal/External | Season | Block | Duration | Limit | MW flow | From price | To price | Friction | Shadow Price
2015 | ENT_2_MISO_MO-IL | ENT | MISO_MO-IL | Internal | Shoulder | B11 | 25 | 2260 | 0 | 83.41 | 76.91 | 5.5 | 0
2015 | ENT_2_MISO_MO-IL | ENT | MISO_MO-IL | Internal | Shoulder | B12 | 200 | 2260 | 0 | 59.8 | 64.46 | 5.5 | 0
2015 | ENT_2_MISO_MO-IL | ENT | MISO_MO-IL | Internal | Shoulder | B13 | 600 | 2260 | 0 | 59.47 | 58.7 | 5.5 | 0
2015 | ENT_2_MISO_MO-IL | ENT | MISO_MO-IL | Internal | Shoulder | B14 | 900 | 2260 | 0 | 58.67 | 57.43 | 5.5 | 0
2015 | ENT_2_MISO_MO-IL | ENT | MISO_MO-IL | Internal | Shoulder | B15 | 1203 | 2260 | 0 | 57.49 | 54.73 | 5.5 | 0
2015 | ENT_2_MISO_MO-IL | ENT | MISO_MO-IL | Internal | Summer | B1 | 10 | 2260 | 0 | 92.37 | 91.56 | 5.5 | 0
2015 | ENT_2_MISO_MO-IL | ENT | MISO_MO-IL | Internal | Summer | B2 | 25 | 2260 | 0 | 92.37 | 88.74 | 5.5 | 0
2015 | ENT_2_MISO_MO-IL | ENT | MISO_MO-IL | Internal | Summer | B3 | 75 | 2260 | 0 | 92.37 | 88.74 | 5.5 | 0
2015 | ENT_2_MISO_MO-IL | ENT | MISO_MO-IL | Internal | Summer | B4 | 100 | 2260 | 0 | 90.87 | 88.09 | 5.5 | 0
2015 | ENT_2_MISO_MO-IL | ENT | MISO_MO-IL | Internal | Summer | B5 | 200 | 2260 | 0 | 82.51 | 78 | 5.5 | 0
2015 | ENT_2_MISO_MO-IL | ENT | MISO_MO-IL | Internal | Summer | B6 | 300 | 2260 | 0 | 70.59 | 68.08 | 5.5 | 0
2015 | ENT_2_MISO_MO-IL | ENT | MISO_MO-IL | Internal | Summer | B7 | 400 | 2260 | 0 | 62.04 | 57.58 | 5.5 | 0
2015 | ENT_2_MISO_MO-IL | ENT | MISO_MO-IL | Internal | Summer | B8 | 500 | 2260 | 0 | 58.69 | 54.39 | 5.5 | 0
2015 | ENT_2_MISO_MO-IL | ENT | MISO_MO-IL | Internal | Summer | B9 | 800 | 2260 | 0 | 56.32 | 52.93 | 5.5 | 0
2015 | ENT_2_MISO_MO-IL | ENT | MISO_MO-IL | Internal | Summer | B10 | 1262 | 2260 | 0 | 56.32 | 51.51 | 5.5 | 0
2015 | ENT_2_MISO_MO-IL | ENT | MISO_MO-IL | Internal | Winter | B16 | 25 | 2260 | 0 | 79.68 | 77.49 | 5.5 | 0
2015 | ENT_2_MISO_MO-IL | ENT | MISO_MO-IL | Internal | Winter | B17 | 100 | 2260 | 0.09 | 62.34 | 67.83 | 5.5 | 0
2015 | ENT_2_MISO_MO-IL | ENT | MISO_MO-IL | Internal | Winter | B18 | 400 | 2260 | 0 | 61.89 | 61.06 | 5.5 | 0
2015 | ENT_2_MISO_MO-IL | ENT | MISO_MO-IL | Internal | Winter | B19 | 700 | 2260 | 0 | 59.83 | 58.35 | 5.5 | 0
2015 | ENT_2_MISO_MO-IL | ENT | MISO_MO-IL | Internal | Winter | B20 | 935 | 2260 | 0 | 59.83 | 54.65 | 5.5 | 0
2015 | ENT_2_SOCO | ENT | SOCO | Internal | Shoulder | B11 | 25 | 3900 | 0 | 83.41 | 86.89 | 5.5 | 0
2015 | ENT_2_SOCO | ENT | SOCO | Internal | Shoulder | B12 | 200 | 3900 | 25.48 | 59.8 | 65.3 | 5.5 | 0
2015 | ENT_2_SOCO | ENT | SOCO | Internal | Shoulder | B13 | 600 | 3900 | 0 | 59.47 | 61.88 | 5.5 | 0
2015 | ENT_2_SOCO | ENT | SOCO | Internal | Shoulder | B14 | 900 | 3900 | 0 | 58.67 | 61.88 | 5.5 | 0
2015 | ENT_2_SOCO | ENT | SOCO | Internal | Shoulder | B15 | 1203 | 3900 | 0 | 57.49 | 59.72 | 5.5 | 0
2015 | ENT_2_SOCO | ENT | SOCO | Internal | Summer | B1 | 10 | 3900 | 1079.25 | 92.37 | 97.87 | 5.5 | 0
2015 | ENT_2_SOCO | ENT | SOCO | Internal | Summer | B2 | 25 | 3900 | 2063.16 | 92.37 | 97.87 | 5.5 | 0
2015 | ENT_2_SOCO | ENT | SOCO | Internal | Summer | B3 | 75 | 3900 | 3769 | 92.37 | 97.87 | 5.5 | 0
2015 | ENT_2_SOCO | ENT | SOCO | Internal | Summer | B4 | 100 | 3900 | 3363.84 | 90.87 | 96.37 | 5.5 | 0
2015 | ENT_2_SOCO | ENT | SOCO | Internal | Summer | B5 | 200 | 3900 | 576.98 | 82.51 | 88.01 | 5.5 | 0
2015 | ENT_2_SOCO | ENT | SOCO | Internal | Summer | B6 | 300 | 3900 | 1955.62 | 70.59 | 76.09 | 5.5 | 0
2015 | ENT_2_SOCO | ENT | SOCO | Internal | Summer | B7 | 400 | 3900 | 2861.92 | 62.04 | 67.54 | 5.5 | 0
2015 | ENT_2_SOCO | ENT | SOCO | Internal | Summer | B8 | 500 | 3900 | 3542.22 | 58.69 | 64.19 | 5.5 | 0
2015 | ENT_2_SOCO | ENT | SOCO | Internal | Summer | B9 | 800 | 3900 | 0 | 56.32 | 60.67 | 5.5 | 0
2015 | ENT_2_SOCO | ENT | SOCO | Internal | Summer | B10 | 1262 | 3900 | 0 | 56.32 | 58.55 | 5.5 | 0
2015 | ENT_2_SOCO | ENT | SOCO | Internal | Winter | B16 | 25 | 3900 | 3196.72 | 79.68 | 85.18 | 5.5 | 0
2015 | ENT_2_SOCO | ENT | SOCO | Internal | Winter | B17 | 100 | 3900 | 0 | 62.34 | 67.54 | 5.5 | 0
2015 | ENT_2_SOCO | ENT | SOCO | Internal | Winter | B18 | 400 | 3900 | 0 | 61.89 | 64.36 | 5.5 | 0
2015 | ENT_2_SOCO | ENT | SOCO | Internal | Winter | B19 | 700 | 3900 | 0 | 59.83 | 64.36 | 5.5 | 0
2015 | ENT_2_SOCO | ENT | SOCO | Internal | Winter | B20 | 935 | 3900 | 0 | 59.83 | 62.11 | 5.5 | 0
2015 | ENT_2_SPP_N | ENT | SPP_N | Internal | Shoulder | B11 | 25 | 15143 | 0 | 83.41 | 83.04 | 5.5 | 0
2015 | ENT_2_SPP_N | ENT | SPP_N | Internal | Shoulder | B12 | 200 | 15143 | 0 | 59.8 | 64.46 | 5.5 | 0
2015 | ENT_2_SPP_N | ENT | SPP_N | Internal | Shoulder | B13 | 600 | 15143 | 0 | 59.47 | 60.05 | 5.5 | 0
2015 | ENT_2_SPP_N | ENT | SPP_N | Internal | Shoulder | B14 | 900 | 15143 | 0 | 58.67 | 58.31 | 5.5 | 0
2015 | ENT_2_SPP_N | ENT | SPP_N | Internal | Shoulder | B15 | 1203 | 15143 | 0 | 57.49 | 57.38 | 5.5 | 0
2015 | ENT_2_SPP_N | ENT | SPP_N | Internal | Summer | B1 | 10 | 15143 | 0 | 92.37 | 92.6 | 5.5 | 0
2015 | ENT_2_SPP_N | ENT | SPP_N | Internal | Summer | B2 | 25 | 15143 | 0 | 92.37 | 92.6 | 5.5 | 0
2015 | ENT_2_SPP_N | ENT | SPP_N | Internal | Summer | B3 | 75 | 15143 | 0 | 92.37 | 92.6 | 5.5 | 0
2015 | ENT_2_SPP_N | ENT | SPP_N | Internal | Summer | B4 | 100 | 15143 | 0 | 90.87 | 88.09 | 5.5 | 0
2015 | ENT_2_SPP_N | ENT | SPP_N | Internal | Summer | B5 | 200 | 15143 | 0 | 82.51 | 83.49 | 5.5 | 0
2015 | ENT_2_SPP_N | ENT | SPP_N | Internal | Summer | B6 | 300 | 15143 | 0 | 70.59 | 73.59 | 5.5 | 0
2015 | ENT_2_SPP_N | ENT | SPP_N | Internal | Summer | B7 | 400 | 15143 | 0 | 62.04 | 63.08 | 5.5 | 0
2015 | ENT_2_SPP_N | ENT | SPP_N | Internal | Summer | B8 | 500 | 15143 | 0 | 58.69 | 58.7 | 5.5 | 0
2015 | ENT_2_SPP_N | ENT | SPP_N | Internal | Summer | B9 | 800 | 15143 | 0 | 56.32 | 57.02 | 5.5 | 0
2015 | ENT_2_SPP_N | ENT | SPP_N | Internal | Summer | B10 | 1262 | 15143 | 0 | 56.32 | 55.99 | 5.5 | 0
2015 | ENT_2_SPP_N | ENT | SPP_N | Internal | Winter | B16 | 25 | 15143 | 0 | 79.68 | 76.18 | 5.5 | 0
2015 | ENT_2_SPP_N | ENT | SPP_N | Internal | Winter | B17 | 100 | 15143 | 0 | 62.34 | 64.34 | 5.5 | 0
2015 | ENT_2_SPP_N | ENT | SPP_N | Internal | Winter | B18 | 400 | 15143 | 0 | 61.89 | 60.21 | 5.5 | 0
2015 | ENT_2_SPP_N | ENT | SPP_N | Internal | Winter | B19 | 700 | 15143 | 0 | 59.83 | 59.86 | 5.5 | 0
2015 | ENT_2_SPP_N | ENT | SPP_N | Internal | Winter | B20 | 935 | 15143 | 0 | 59.83 | 59.72 | 5.5 | 0
2015 | ENT_2_SPP_S | ENT | SPP_S | Internal | Shoulder | B11 | 25 | 3292 | 0 | 83.41 | 83.05 | 5.5 | 0
2015 | ENT_2_SPP_S | ENT | SPP_S | Internal | Shoulder | B12 | 200 | 3292 | 0 | 59.8 | 64.44 | 5.5 | 0
2015 | ENT_2_SPP_S | ENT | SPP_S | Internal | Shoulder | B13 | 600 | 3292 | 0 | 59.47 | 60.04 | 5.5 | 0
2015 | ENT_2_SPP_S | ENT | SPP_S | Internal | Shoulder | B14 | 900 | 3292 | 0 | 58.67 | 58.32 | 5.5 | 0
2015 | ENT_2_SPP_S | ENT | SPP_S | Internal | Shoulder | B15 | 1203 | 3292 | 0 | 57.49 | 57.39 | 5.5 | 0
2015 | ENT_2_SPP_S | ENT | SPP_S | Internal | Summer | B1 | 10 | 3292 | 0 | 92.37 | 88.87 | 5.5 | 0
2015 | ENT_2_SPP_S | ENT | SPP_S | Internal | Summer | B2 | 25 | 3292 | 0 | 92.37 | 88.87 | 5.5 | 0
2015 | ENT_2_SPP_S | ENT | SPP_S | Internal | Summer | B3 | 75 | 3292 | 0 | 92.37 | 88.87 | 5.5 | 0
2015 | ENT_2_SPP_S | ENT | SPP_S | Internal | Summer | B4 | 100 | 3292 | 0 | 90.87 | 87.37 | 5.5 | 0
2015 | ENT_2_SPP_S | ENT | SPP_S | Internal | Summer | B5 | 200 | 3292 | 0 | 82.51 | 81.19 | 5.5 | 0
2015 | ENT_2_SPP_S | ENT | SPP_S | Internal | Summer | B6 | 300 | 3292 | 0 | 70.59 | 73.61 | 5.5 | 0
2015 | ENT_2_SPP_S | ENT | SPP_S | Internal | Summer | B7 | 400 | 3292 | 0 | 62.04 | 63.09 | 5.5 | 0
2015 | ENT_2_SPP_S | ENT | SPP_S | Internal | Summer | B8 | 500 | 3292 | 0 | 58.69 | 58.71 | 5.5 | 0
2015 | ENT_2_SPP_S | ENT | SPP_S | Internal | Summer | B9 | 800 | 3292 | 0 | 56.32 | 57.03 | 5.5 | 0
2015 | ENT_2_SPP_S | ENT | SPP_S | Internal | Summer | B10 | 1262 | 3292 | 0 | 56.32 | 56 | 5.5 | 0
2015 | ENT_2_SPP_S | ENT | SPP_S | Internal | Winter | B16 | 25 | 3292 | 0 | 79.68 | 76.19 | 5.5 | 0
2015 | ENT_2_SPP_S | ENT | SPP_S | Internal | Winter | B17 | 100 | 3292 | 0 | 62.34 | 64.35 | 5.5 | 0
2015 | ENT_2_SPP_S | ENT | SPP_S | Internal | Winter | B18 | 400 | 3292 | 0 | 61.89 | 60.22 | 5.5 | 0
2015 | ENT_2_SPP_S | ENT | SPP_S | Internal | Winter | B19 | 700 | 3292 | 0 | 59.83 | 59.87 | 5.5 | 0
2015 | ENT_2_SPP_S | ENT | SPP_S | Internal | Winter | B20 | 935 | 3292 | 0 | 59.83 | 59.74 | 5.5 | 0
2015 | ENT_2_TVA_Transmission | ENT | TVA_Transmission | Internal | Shoulder | B11 | 25 | 2100 | 0 | 83.41 | 80.39 | 5.5 | 0
2015 | ENT_2_TVA_Transmission | ENT | TVA_Transmission | Internal | Shoulder | B12 | 200 | 2100 | 74.65 | 59.8 | 65.3 | 5.5 | 0
2015 | ENT_2_TVA_Transmission | ENT | TVA_Transmission | Internal | Shoulder | B13 | 600 | 2100 | 0 | 59.47 | 62.66 | 5.5 | 0
2015 | ENT_2_TVA_Transmission | ENT | TVA_Transmission | Internal | Shoulder | B14 | 900 | 2100 | 0 | 58.67 | 61.92 | 5.5 | 0
2015 | ENT_2_TVA_Transmission | ENT | TVA_Transmission | Internal | Shoulder | B15 | 1203 | 2100 | 0 | 57.49 | 59.47 | 5.5 | 0
2015 | ENT_2_TVA_Transmission | ENT | TVA_Transmission | Internal | Summer | B1 | 10 | 2100 | 719.83 | 92.37 | 97.87 | 5.5 | 0
2015 | ENT_2_TVA_Transmission | ENT | TVA_Transmission | Internal | Summer | B2 | 25 | 2100 | 0 | 92.37 | 95.24 | 5.5 | 0
2015 | ENT_2_TVA_Transmission | ENT | TVA_Transmission | Internal | Summer | B3 | 75 | 2100 | 0 | 92.37 | 94.01 | 5.5 | 0
2015 | ENT_2_TVA_Transmission | ENT | TVA_Transmission | Internal | Summer | B4 | 100 | 2100 | 0 | 90.87 | 91.59 | 5.5 | 0
2015 | ENT_2_TVA_Transmission | ENT | TVA_Transmission | Internal | Summer | B5 | 200 | 2100 | 0 | 82.51 | 81.51 | 5.5 | 0
2015 | ENT_2_TVA_Transmission | ENT | TVA_Transmission | Internal | Summer | B6 | 300 | 2100 | 0 | 70.59 | 69.59 | 5.5 | 0
2015 | ENT_2_TVA_Transmission | ENT | TVA_Transmission | Internal | Summer | B7 | 400 | 2100 | 0 | 62.04 | 61.6 | 5.5 | 0
2015 | ENT_2_TVA_Transmission | ENT | TVA_Transmission | Internal | Summer | B8 | 500 | 2100 | 0 | 58.69 | 59.87 | 5.5 | 0
2015 | ENT_2_TVA_Transmission | ENT | TVA_Transmission | Internal | Summer | B9 | 800 | 2100 | 0 | 56.32 | 58.37 | 5.5 | 0
2015 | ENT_2_TVA_Transmission | ENT | TVA_Transmission | Internal | Summer | B10 | 1262 | 2100 | 0 | 56.32 | 56.71 | 5.5 | 0
2015 | ENT_2_TVA_Transmission | ENT | TVA_Transmission | Internal | Winter | B16 | 25 | 2100 | 0 | 79.68 | 82.98 | 5.5 | 0
2015 | ENT_2_TVA_Transmission | ENT | TVA_Transmission | Internal | Winter | B17 | 100 | 2100 | 581.77 | 62.34 | 67.84 | 5.5 | 0
2015 | ENT_2_TVA_Transmission | ENT | TVA_Transmission | Internal | Winter | B18 | 400 | 2100 | 0 | 61.89 | 64.45 | 5.5 | 0
2015 | ENT_2_TVA_Transmission | ENT | TVA_Transmission | Internal | Winter | B19 | 700 | 2100 | 0 | 59.83 | 62.69 | 5.5 | 0
2015 | ENT_2_TVA_Transmission | ENT | TVA_Transmission | Internal | Winter | B20 | 935 | 2100 | 0 | 59.83 | 60.15 | 5.5 | 0
2015 | FRCC_2_SOCO | FRCC | SOCO | Internal | Shoulder | B11 | 25 | 900 | 0 | 94.39 | 86.89 | 5.5 | 0
2015 | FRCC_2_SOCO | FRCC | SOCO | Internal | Shoulder | B12 | 200 | 900 | 0 | 66.91 | 65.3 | 5.5 | 0
2015 | FRCC_2_SOCO | FRCC | SOCO | Internal | Shoulder | B13 | 600 | 900 | 0 | 65.53 | 61.88 | 5.5 | 0
2015 | FRCC_2_SOCO | FRCC | SOCO | Internal | Shoulder | B14 | 900 | 900 | 0 | 64.13 | 61.88 | 5.5 | 0
2015 | FRCC_2_SOCO | FRCC | SOCO | Internal | Shoulder | B15 | 1203 | 900 | 0 | 64.13 | 59.72 | 5.5 | 0
2015 | FRCC_2_SOCO | FRCC | SOCO | Internal | Summer | B1 | 10 | 900 | 0 | 103.87 | 97.87 | 5.5 | 0
2015 | FRCC_2_SOCO | FRCC | SOCO | Internal | Summer | B2 | 25 | 900 | 0 | 103.87 | 97.87 | 5.5 | 0
2015 | FRCC_2_SOCO | FRCC | SOCO | Internal | Summer | B3 | 75 | 900 | 0 | 103.87 | 97.87 | 5.5 | 0
2015 | FRCC_2_SOCO | FRCC | SOCO | Internal | Summer | B4 | 100 | 900 | 0 | 103.87 | 96.37 | 5.5 | 0
2015 | FRCC_2_SOCO | FRCC | SOCO | Internal | Summer | B5 | 200 | 900 | 0 | 95.51 | 88.01 | 5.5 | 0
2015 | FRCC_2_SOCO | FRCC | SOCO | Internal | Summer | B6 | 300 | 900 | 0 | 83.59 | 76.09 | 5.5 | 0
2015 | FRCC_2_SOCO | FRCC | SOCO | Internal | Summer | B7 | 400 | 900 | 0 | 67.65 | 67.54 | 5.5 | 0
2015 | FRCC_2_SOCO | FRCC | SOCO | Internal | Summer | B8 | 500 | 900 | 0 | 66.21 | 64.19 | 5.5 | 0
2015 | FRCC_2_SOCO | FRCC | SOCO | Internal | Summer | B9 | 800 | 900 | 0 | 63.46 | 60.67 | 5.5 | 0
2015 | FRCC_2_SOCO | FRCC | SOCO | Internal | Summer | B10 | 1262 | 900 | 0 | 63.46 | 58.55 | 5.5 | 0
2015 | FRCC_2_SOCO | FRCC | SOCO | Internal | Winter | B16 | 25 | 900 | 0 | 92.07 | 85.18 | 5.5 | 0
2015 | FRCC_2_SOCO | FRCC | SOCO | Internal | Winter | B17 | 100 | 900 | 0 | 69.02 | 67.54 | 5.5 | 0
2015 | FRCC_2_SOCO | FRCC | SOCO | Internal | Winter | B18 | 400 | 900 | 0 | 66.15 | 64.36 | 5.5 | 0
2015 | FRCC_2_SOCO | FRCC | SOCO | Internal | Winter | B19 | 700 | 900 | 0 | 66.15 | 64.36 | 5.5 | 0
2015 | FRCC_2_SOCO | FRCC | SOCO | Internal | Winter | B20 | 935 | 900 | 0 | 66.15 | 62.11 | 5.5 | 0
2015 | HQ_NEISO_2_NEISO | HQ_NEISO | NEISO | Internal | Shoulder | B11 | 25 | 99999 | 2920 | 55.81 | 55.82 | 0.01 | 0
2015 | HQ_NEISO_2_NEISO | HQ_NEISO | NEISO | Internal | Shoulder | B12 | 200 | 99999 | 2920 | 55.81 | 55.82 | 0.01 | 0
2015 | HQ_NEISO_2_NEISO | HQ_NEISO | NEISO | Internal | Shoulder | B13 | 600 | 99999 | 2920 | 55.81 | 55.82 | 0.01 | 0
2015 | HQ_NEISO_2_NEISO | HQ_NEISO | NEISO | Internal | Shoulder | B14 | 900 | 99999 | 2920 | 55.81 | 55.82 | 0.01 | 0
2015 | HQ_NEISO_2_NEISO | HQ_NEISO | NEISO | Internal | Shoulder | B15 | 1203 | 99999 | 1143.24 | 55.81 | 55.82 | 0.01 | 0
2015 | HQ_NEISO_2_NEISO | HQ_NEISO | NEISO | Internal | Summer | B1 | 10 | 99999 | 2920.09 | 86.11 | 86.12 | 0.01 | 0
2015 | HQ_NEISO_2_NEISO | HQ_NEISO | NEISO | Internal | Summer | B2 | 25 | 99999 | 2920 | 81.73 | 81.74 | 0.01 | 0
2015 | HQ_NEISO_2_NEISO | HQ_NEISO | NEISO | Internal | Summer | B3 | 75 | 99999 | 2920 | 73.2 | 73.21 | 0.01 | 0
2015 | HQ_NEISO_2_NEISO | HQ_NEISO | NEISO | Internal | Summer | B4 | 100 | 99999 | 2920 | 59 | 59.01 | 0.01 | 0
2015 | HQ_NEISO_2_NEISO | HQ_NEISO | NEISO | Internal | Summer | B5 | 200 | 99999 | 2920 | 53.12 | 53.13 | 0.01 | 0
2015 | HQ_NEISO_2_NEISO | HQ_NEISO | NEISO | Internal | Summer | B6 | 300 | 99999 | 2920 | 53.12 | 53.13 | 0.01 | 0
2015 | HQ_NEISO_2_NEISO | HQ_NEISO | NEISO | Internal | Summer | B7 | 400 | 99999 | 2920 | 53.12 | 53.13 | 0.01 | 0
2015 | HQ_NEISO_2_NEISO | HQ_NEISO | NEISO | Internal | Summer | B8 | 500 | 99999 | 2920 | 53.12 | 53.13 | 0.01 | 0
2015 | HQ_NEISO_2_NEISO | HQ_NEISO | NEISO | Internal | Summer | B9 | 800 | 99999 | 2920 | 53.12 | 53.13 | 0.01 | 0
2015 | HQ_NEISO_2_NEISO | HQ_NEISO | NEISO | Internal | Summer | B10 | 1262 | 99999 | 795.94 | 53.12 | 53.13 | 0.01 | 0
2015 | HQ_NEISO_2_NEISO | HQ_NEISO | NEISO | Internal | Winter | B16 | 25 | 99999 | 2920 | 64.21 | 64.22 | 0.01 | 0
2015 | HQ_NEISO_2_NEISO | HQ_NEISO | NEISO | Internal | Winter | B17 | 100 | 99999 | 2920 | 64.21 | 64.22 | 0.01 | 0
2015 | HQ_NEISO_2_NEISO | HQ_NEISO | NEISO | Internal | Winter | B18 | 400 | 99999 | 2920 | 64.21 | 64.22 | 0.01 | 0
2015 | HQ_NEISO_2_NEISO | HQ_NEISO | NEISO | Internal | Winter | B19 | 700 | 99999 | 2920 | 64.21 | 64.22 | 0.01 | 0
2015 | HQ_NEISO_2_NEISO | HQ_NEISO | NEISO | Internal | Winter | B20 | 935 | 99999 | 1233.58 | 64.21 | 64.22 | 0.01 | 0
2015 | HQ_NY_2_NYISO_A-F | HQ_NY | NYISO_A-F | Internal | Shoulder | B11 | 25 | 99999 | 1000 | 60.52 | 60.53 | 0.01 | 0
2015 | HQ_NY_2_NYISO_A-F | HQ_NY | NYISO_A-F | Internal | Shoulder | B12 | 200 | 99999 | 1000 | 57.92 | 57.93 | 0.01 | 0
2015 | HQ_NY_2_NYISO_A-F | HQ_NY | NYISO_A-F | Internal | Shoulder | B13 | 600 | 99999 | 1000 | 57.3 | 57.31 | 0.01 | 0
2015 | HQ_NY_2_NYISO_A-F | HQ_NY | NYISO_A-F | Internal | Shoulder | B14 | 900 | 99999 | 1000 | 56.87 | 56.88 | 0.01 | 0
2015 | HQ_NY_2_NYISO_A-F | HQ_NY | NYISO_A-F | Internal | Shoulder | B15 | 1203 | 99999 | 188.69 | 56.87 | 56.88 | 0.01 | 0
2015 | HQ_NY_2_NYISO_A-F | HQ_NY | NYISO_A-F | Internal | Summer | B1 | 10 | 99999 | 1000.09 | 86.05 | 86.06 | 0.01 | 0
2015 | HQ_NY_2_NYISO_A-F | HQ_NY | NYISO_A-F | Internal | Summer | B2 | 25 | 99999 | 1000.09 | 83.22 | 83.23 | 0.01 | 0
2015 | HQ_NY_2_NYISO_A-F | HQ_NY | NYISO_A-F | Internal | Summer | B3 | 75 | 99999 | 1000 | 76.03 | 76.04 | 0.01 | 0
2015 | HQ_NY_2_NYISO_A-F | HQ_NY | NYISO_A-F | Internal | Summer | B4 | 100 | 99999 | 1000 | 75.17 | 75.18 | 0.01 | 0
2015 | HQ_NY_2_NYISO_A-F | HQ_NY | NYISO_A-F | Internal | Summer | B5 | 200 | 99999 | 1000 | 68.86 | 68.88 | 0.01 | 0
2015 | HQ_NY_2_NYISO_A-F | HQ_NY | NYISO_A-F | Internal | Summer | B6 | 300 | 99999 | 1000 | 60.57 | 60.58 | 0.01 | 0
2015 | HQ_NY_2_NYISO_A-F | HQ_NY | NYISO_A-F | Internal | Summer | B7 | 400 | 99999 | 1000 | 55.23 | 55.24 | 0.01 | 0
2015 | HQ_NY_2_NYISO_A-F | HQ_NY | NYISO_A-F | Internal | Summer | B8 | 500 | 99999 | 1000 | 54.6 | 54.62 | 0.01 | 0
2015 | HQ_NY_2_NYISO_A-F | HQ_NY | NYISO_A-F | Internal | Summer | B9 | 800 | 99999 | 1000 | 54.59 | 54.6 | 0.01 | 0
2015 | HQ_NY_2_NYISO_A-F | HQ_NY | NYISO_A-F | Internal | Summer | B10 | 1262 | 99999 | 30.11 | 54.59 | 54.6 | 0.01 | 0
2015 | HQ_NY_2_NYISO_A-F | HQ_NY | NYISO_A-F | Internal | Winter | B16 | 25 | 99999 | 1000 | 67.63 | 67.64 | 0.01 | 0
2015 | HQ_NY_2_NYISO_A-F | HQ_NY | NYISO_A-F | Internal | Winter | B17 | 100 | 99999 | 1000 | 62.33 | 62.34 | 0.01 | 0
2015 | HQ_NY_2_NYISO_A-F | HQ_NY | NYISO_A-F | Internal | Winter | B18 | 400 | 99999 | 1000 | 61.58 | 61.59 | 0.01 | 0
2015 | HQ_NY_2_NYISO_A-F | HQ_NY | NYISO_A-F | Internal | Winter | B19 | 700 | 99999 | 1000 | 61.58 | 61.59 | 0.01 | 0
2015 | HQ_NY_2_NYISO_A-F | HQ_NY | NYISO_A-F | Internal | Winter | B20 | 935 | 99999 | 229.95 | 61.58 | 61.59 | 0.01 | 0
2015 | HQ_IESO_2_IESO | HQ_IESO | IESO | Internal | Shoulder | B11 | 25 | 99999 | 400 | 50.21 | 50.23 | 0.01 | 0
2015 | HQ_IESO_2_IESO | HQ_IESO | IESO | Internal | Shoulder | B12 | 200 | 99999 | 400 | 50.21 | 50.23 | 0.01 | 0
2015 | HQ_IESO_2_IESO | HQ_IESO | IESO | Internal | Shoulder | B13 | 600 | 99999 | 400 | 50.21 | 50.23 | 0.01 | 0
2015 | HQ_IESO_2_IESO | HQ_IESO | IESO | Internal | Shoulder | B14 | 900 | 99999 | 400 | 50.21 | 50.23 | 0.01 | 0
2015 | HQ_IESO_2_IESO | HQ_IESO | IESO | Internal | Shoulder | B15 | 1203 | 99999 | 75.48 | 50.21 | 50.23 | 0.01 | 0
2015 | HQ_IESO_2_IESO | HQ_IESO | IESO | Internal | Summer | B1 | 10 | 99999 | 400.09 | 87.26 | 87.27 | 0.01 | 0
2015 | HQ_IESO_2_IESO | HQ_IESO | IESO | Internal | Summer | B2 | 25 | 99999 | 400.09 | 84.22 | 84.23 | 0.01 | 0
2015 | HQ_IESO_2_IESO | HQ_IESO | IESO | Internal | Summer | B3 | 75 | 99999 | 400 | 71.53 | 71.54 | 0.01 | 0
2015 | HQ_IESO_2_IESO | HQ_IESO | IESO | Internal | Summer | B4 | 100 | 99999 | 400 | 70.67 | 70.68 | 0.01 | 0
2015 | HQ_IESO_2_IESO | HQ_IESO | IESO | Internal | Summer | B5 | 200 | 99999 | 400 | 64.36 | 64.38 | 0.01 | 0
2015 | HQ_IESO_2_IESO | HQ_IESO | IESO | Internal | Summer | B6 | 300 | 99999 | 400 | 47.85 | 47.87 | 0.01 | 0
2015 | HQ_IESO_2_IESO | HQ_IESO | IESO | Internal | Summer | B7 | 400 | 99999 | 400 | 47.85 | 47.87 | 0.01 | 0
2015 | HQ_IESO_2_IESO | HQ_IESO | IESO | Internal | Summer | B8 | 500 | 99999 | 400 | 47.85 | 47.87 | 0.01 | 0
2015 | HQ_IESO_2_IESO | HQ_IESO | IESO | Internal | Summer | B9 | 800 | 99999 | 400 | 47.85 | 47.87 | 0.01 | 0
2015 | HQ_IESO_2_IESO | HQ_IESO | IESO | Internal | Summer | B10 | 1262 | 99999 | 12.04 | 47.85 | 47.87 | 0.01 | 0
2015 | HQ_IESO_2_IESO | HQ_IESO | IESO | Internal | Winter | B16 | 25 | 99999 | 400 | 63.13 | 63.14 | 0.01 | 0
2015 | HQ_IESO_2_IESO | HQ_IESO | IESO | Internal | Winter | B17 | 100 | 99999 | 400 | 50.16 | 50.18 | 0.01 | 0
2015 | HQ_IESO_2_IESO | HQ_IESO | IESO | Internal | Winter | B18 | 400 | 99999 | 400 | 50.16 | 50.18 | 0.01 | 0
2015 | HQ_IESO_2_IESO | HQ_IESO | IESO | Internal | Winter | B19 | 700 | 99999 | 400 | 50.16 | 50.18 | 0.01 | 0
2015 | HQ_IESO_2_IESO | HQ_IESO | IESO | Internal | Winter | B20 | 935 | 99999 | 91.98 | 50.16 | 50.18 | 0.01 | 0
2015 | IESO_2_MAPP_CA | IESO | MAPP_CA | Internal | Shoulder | B11 | 25 | 262 | 262 | 50.23 | 70.97 | 4.5 | 16.25
2015 | IESO_2_MAPP_CA | IESO | MAPP_CA | Internal | Shoulder | B12 | 200 | 262 | 262 | 50.23 | 64.43 | 4.5 | 9.71
2015 | IESO_2_MAPP_CA | IESO | MAPP_CA | Internal | Shoulder | B13 | 600 | 262 | 262 | 50.23 | 58.68 | 4.5 | 3.95
2015 | IESO_2_MAPP_CA | IESO | MAPP_CA | Internal | Shoulder | B14 | 900 | 262 | 262 | 50.23 | 57.4 | 4.5 | 2.68
2015 | IESO_2_MAPP_CA | IESO | MAPP_CA | Internal | Shoulder | B15 | 1203 | 262 | 262 | 50.23 | 57.4 | 4.5 | 2.68
2015 | IESO_2_MAPP_CA | IESO | MAPP_CA | Internal | Summer | B1 | 10 | 262 | 0 | 87.27 | 80.55 | 4.5 | 0
2015 | IESO_2_MAPP_CA | IESO | MAPP_CA | Internal | Summer | B2 | 25 | 262 | 0 | 84.23 | 80.38 | 4.5 | 0
2015 | IESO_2_MAPP_CA | IESO | MAPP_CA | Internal | Summer | B3 | 75 | 262 | 234.89 | 71.54 | 76.04 | 4.5 | 0
2015 | IESO_2_MAPP_CA | IESO | MAPP_CA | Internal | Summer | B4 | 100 | 262 | 262 | 70.68 | 75.73 | 4.5 | 0.55
2015 | IESO_2_MAPP_CA | IESO | MAPP_CA | Internal | Summer | B5 | 200 | 262 | 262 | 64.38 | 72.48 | 4.5 | 3.6
2015 | IESO_2_MAPP_CA | IESO | MAPP_CA | Internal | Summer | B6 | 300 | 262 | 262 | 47.87 | 68.08 | 4.5 | 15.72
2015 | IESO_2_MAPP_CA | IESO | MAPP_CA | Internal | Summer | B7 | 400 | 262 | 262 | 47.87 | 57.57 | 4.5 | 5.2
2015 | IESO_2_MAPP_CA | IESO | MAPP_CA | Internal | Summer | B8 | 500 | 262 | 262 | 47.87 | 54.36 | 4.5 | 2
2015 | IESO_2_MAPP_CA | IESO | MAPP_CA | Internal | Summer | B9 | 800 | 262 | 262 | 47.87 | 52.91 | 4.5 | 0.54
2015 | IESO_2_MAPP_CA | IESO | MAPP_CA | Internal | Summer | B10 | 1262 | 262 | 262 | 47.87 | 52.91 | 4.5 | 0.54
2015 | IESO_2_MAPP_CA | IESO | MAPP_CA | Internal | Winter | B16 | 25 | 262 | 262 | 63.14 | 77.47 | 4.5 | 9.83
2015 | IESO_2_MAPP_CA | IESO | MAPP_CA | Internal | Winter | B17 | 100 | 262 | 262 | 50.18 | 67.82 | 4.5 | 13.14
2015 | IESO_2_MAPP_CA | IESO | MAPP_CA | Internal | Winter | B18 | 400 | 262 | 262 | 50.18 | 61.05 | 4.5 | 6.37
2015 | IESO_2_MAPP_CA | IESO | MAPP_CA | Internal | Winter | B19 | 700 | 262 | 262 | 50.18 | 58.37 | 4.5 | 3.7
2015 | IESO_2_MAPP_CA | IESO | MAPP_CA | Internal | Winter | B20 | 935 | 262 | 262 | 50.18 | 58.37 | 4.5 | 3.7
2015 | IESO_2_MISO_MI | IESO | MISO_MI | Internal | Shoulder | B11 | 25 | 2591 | 2591 | 50.23 | 74.89 | 4.5 | 20.17
2015 | IESO_2_MISO_MI | IESO | MISO_MI | Internal | Shoulder | B12 | 200 | 2591 | 2591 | 50.23 | 65.28 | 4.5 | 10.56
2015 | IESO_2_MISO_MI | IESO | MISO_MI | Internal | Shoulder | B13 | 600 | 2591 | 2591 | 50.23 | 58.7 | 4.5 | 3.98
2015 | IESO_2_MISO_MI | IESO | MISO_MI | Internal | Shoulder | B14 | 900 | 2591 | 2591 | 50.23 | 57.43 | 4.5 | 2.7
2015 | IESO_2_MISO_MI | IESO | MISO_MI | Internal | Shoulder | B15 | 1203 | 2591 | 1917.18 | 50.23 | 54.73 | 4.5 | 0
2015 | IESO_2_MISO_MI | IESO | MISO_MI | Internal | Summer | B1 | 10 | 2591 | 2531.68 | 87.27 | 91.77 | 4.5 | 0
2015 | IESO_2_MISO_MI | IESO | MISO_MI | Internal | Summer | B2 | 25 | 2591 | 2497.44 | 84.23 | 88.73 | 4.5 | 0
2015 | IESO_2_MISO_MI | IESO | MISO_MI | Internal | Summer | B3 | 75 | 2591 | 2591 | 71.54 | 88.51 | 4.5 | 12.47
2015 | IESO_2_MISO_MI | IESO | MISO_MI | Internal | Summer | B4 | 100 | 2591 | 2591 | 70.68 | 86.09 | 4.5 | 10.91
2015 | IESO_2_MISO_MI | IESO | MISO_MI | Internal | Summer | B5 | 200 | 2591 | 2591 | 64.38 | 76.01 | 4.5 | 7.14
2015 | IESO_2_MISO_MI | IESO | MISO_MI | Internal | Summer | B6 | 300 | 2591 | 2591 | 47.87 | 66.09 | 4.5 | 13.73
2015 | IESO_2_MISO_MI | IESO | MISO_MI | Internal | Summer | B7 | 400 | 2591 | 2591 | 47.87 | 57.58 | 4.5 | 5.21
2015 | IESO_2_MISO_MI | IESO | MISO_MI | Internal | Summer | B8 | 500 | 2591 | 2591 | 47.87 | 54.39 | 4.5 | 2.02
2015 | IESO_2_MISO_MI | IESO | MISO_MI | Internal | Summer | B9 | 800 | 2591 | 2591 | 47.87 | 53.25 | 4.5 | 0.89
2015 | IESO_2_MISO_MI | IESO | MISO_MI | Internal | Summer | B10 | 1262 | 2591 | 2534.08 | 47.87 | 52.37 | 4.5 | 0
2015 | IESO_2_MISO_MI | IESO | MISO_MI | Internal | Winter | B16 | 25 | 2591 | 2591 | 63.14 | 77.48 | 4.5 | 9.84
2015 | IESO_2_MISO_MI | IESO | MISO_MI | Internal | Winter | B17 | 100 | 2591 | 2591 | 50.18 | 67.83 | 4.5 | 13.15
2015 | IESO_2_MISO_MI | IESO | MISO_MI | Internal | Winter | B18 | 400 | 2591 | 2591 | 50.18 | 61.06 | 4.5 | 6.38
2015 | IESO_2_MISO_MI | IESO | MISO_MI | Internal | Winter | B19 | 700 | 2591 | 2591 | 50.18 | 58.36 | 4.5 | 3.69
2015 | IESO_2_MISO_MI | IESO | MISO_MI | Internal | Winter | B20 | 935 | 2591 | 618.94 | 50.18 | 54.68 | 4.5 | 0
2015 | IESO_2_MISO_W | IESO | MISO_W | Internal | Shoulder | B11 | 25 | 207 | 207 | 50.23 | 76.89 | 4.5 | 22.17
2015 | IESO_2_MISO_W | IESO | MISO_W | Internal | Shoulder | B12 | 200 | 207 | 207 | 50.23 | 64.44 | 4.5 | 9.72
2015 | IESO_2_MISO_W | IESO | MISO_W | Internal | Shoulder | B13 | 600 | 207 | 207 | 50.23 | 58.69 | 4.5 | 3.96
2015 | IESO_2_MISO_W | IESO | MISO_W | Internal | Shoulder | B14 | 900 | 207 | 207 | 50.23 | 57.41 | 4.5 | 2.69
2015 | IESO_2_MISO_W | IESO | MISO_W | Internal | Shoulder | B15 | 1203 | 207 | 0 | 50.23 | 54.71 | 4.5 | 0
2015 | IESO_2_MISO_W | IESO | MISO_W | Internal | Summer | B1 | 10 | 207 | 0.05 | 87.27 | 91.55 | 4.5 | 0
2015 | IESO_2_MISO_W | IESO | MISO_W | Internal | Summer | B2 | 25 | 207 | 156.92 | 84.23 | 88.73 | 4.5 | 0
2015 | IESO_2_MISO_W | IESO | MISO_W | Internal | Summer | B3 | 75 | 207 | 207 | 71.54 | 88.73 | 4.5 | 12.68
2015 | IESO_2_MISO_W | IESO | MISO_W | Internal | Summer | B4 | 100 | 207 | 207 | 70.68 | 88.07 | 4.5 | 12.89
2015 | IESO_2_MISO_W | IESO | MISO_W | Internal | Summer | B5 | 200 | 207 | 207 | 64.38 | 77.99 | 4.5 | 9.12
2015 | IESO_2_MISO_W | IESO | MISO_W | Internal | Summer | B6 | 300 | 207 | 207 | 47.87 | 68.09 | 4.5 | 15.73
2015 | IESO_2_MISO_W | IESO | MISO_W | Internal | Summer | B7 | 400 | 207 | 207 | 47.87 | 57.58 | 4.5 | 5.21
2015 | IESO_2_MISO_W | IESO | MISO_W | Internal | Summer | B8 | 500 | 207 | 207 | 47.87 | 54.37 | 4.5 | 2.01
2015 | IESO_2_MISO_W | IESO | MISO_W | Internal | Summer | B9 | 800 | 207 | 207 | 47.87 | 52.92 | 4.5 | 0.55
2015 | IESO_2_MISO_W | IESO | MISO_W | Internal | Summer | B10 | 1262 | 207 | 0 | 47.87 | 51.5 | 4.5 | 0
2015 | IESO_2_MISO_W | IESO | MISO_W | Internal | Winter | B16 | 25 | 207 | 207 | 63.14 | 77.48 | 4.5 | 9.84
2015 | IESO_2_MISO_W | IESO | MISO_W | Internal | Winter | B17 | 100 | 207 | 207 | 50.18 | 67.83 | 4.5 | 13.15
2015 | IESO_2_MISO_W | IESO | MISO_W | Internal | Winter | B18 | 400 | 207 | 207 | 50.18 | 61.06 | 4.5 | 6.38
2015 | IESO_2_MISO_W | IESO | MISO_W | Internal | Winter | B19 | 700 | 207 | 207 | 50.18 | 58.36 | 4.5 | 3.69
2015 | IESO_2_MISO_W | IESO | MISO_W | Internal | Winter | B20 | 935 | 207 | 0 | 50.18 | 54.65 | 4.5 | 0
2015 | IESO_2_NYISO_A-F | IESO | NYISO_A-F | Internal | Shoulder | B11 | 25 | 1725 | 1725 | 50.23 | 60.53 | 4.5 | 5.81
2015 | IESO_2_NYISO_A-F | IESO | NYISO_A-F | Internal | Shoulder | B12 | 200 | 1725 | 1725 | 50.23 | 57.93 | 4.5 | 3.21
2015 | IESO_2_NYISO_A-F | IESO | NYISO_A-F | Internal | Shoulder | B13 | 600 | 1725 | 1725 | 50.23 | 57.31 | 4.5 | 2.59
2015 | IESO_2_NYISO_A-F | IESO | NYISO_A-F | Internal | Shoulder | B14 | 900 | 1725 | 1725 | 50.23 | 56.88 | 4.5 | 2.16
2015 | IESO_2_NYISO_A-F | IESO | NYISO_A-F | Internal | Shoulder | B15 | 1203 | 1725 | 1725 | 50.23 | 56.88 | 4.5 | 2.16
2015 | IESO_2_NYISO_A-F | IESO | NYISO_A-F | Internal | Summer | B1 | 10 | 1725 | 0 | 87.27 | 86.06 | 4.5 | 0
2015 | IESO_2_NYISO_A-F | IESO | NYISO_A-F | Internal | Summer | B2 | 25 | 1725 | 0 | 84.23 | 83.23 | 4.5 | 0
2015 | IESO_2_NYISO_A-F | IESO | NYISO_A-F | Internal | Summer | B3 | 75 | 1725 | 133.41 | 71.54 | 76.04 | 4.5 | 0
2015 | IESO_2_NYISO_A-F | IESO | NYISO_A-F | Internal | Summer | B4 | 100 | 1725 | 820.95 | 70.68 | 75.18 | 4.5 | 0
2015 | IESO_2_NYISO_A-F | IESO | NYISO_A-F | Internal | Summer | B5 | 200 | 1725 | 1312.2 | 64.38 | 68.88 | 4.5 | 0
2015 | IESO_2_NYISO_A-F | IESO | NYISO_A-F | Internal | Summer | B6 | 300 | 1725 | 1725 | 47.87 | 60.58 | 4.5 | 8.22
2015 | IESO_2_NYISO_A-F | IESO | NYISO_A-F | Internal | Summer | B7 | 400 | 1725 | 1725 | 47.87 | 55.24 | 4.5 | 2.87
2015 | IESO_2_NYISO_A-F | IESO | NYISO_A-F | Internal | Summer | B8 | 500 | 1725 | 1725 | 47.87 | 54.62 | 4.5 | 2.25
2015 | IESO_2_NYISO_A-F | IESO | NYISO_A-F | Internal | Summer | B9 | 800 | 1725 | 1725 | 47.87 | 54.6 | 4.5 | 2.24
2015 | IESO_2_NYISO_A-F | IESO | NYISO_A-F | Internal | Summer | B10 | 1262 | 1725 | 1725 | 47.87 | 54.6 | 4.5 | 2.24
2015 | IESO_2_NYISO_A-F | IESO | NYISO_A-F | Internal | Winter | B16 | 25 | 1725 | 1548.61 | 63.14 | 67.64 | 4.5 | 0
2015 | IESO_2_NYISO_A-F | IESO | NYISO_A-F | Internal | Winter | B17 | 100 | 1725 | 1725 | 50.18 | 62.34 | 4.5 | 7.67
2015 | IESO_2_NYISO_A-F | IESO | NYISO_A-F | Internal | Winter | B18 | 400 | 1725 | 1725 | 50.18 | 61.59 | 4.5 | 6.91
2015 | IESO_2_NYISO_A-F | IESO | NYISO_A-F | Internal | Winter | B19 | 700 | 1725 | 1725 | 50.18 | 61.59 | 4.5 | 6.91
2015 | IESO_2_NYISO_A-F | IESO | NYISO_A-F | Internal | Winter | B20 | 935 | 1725 | 1725 | 50.18 | 61.59 | 4.5 | 6.91
2015 | MAPP_CA_2_IESO | MAPP_CA | IESO | Internal | Shoulder | B11 | 25 | 330 | 0 | 70.97 | 50.23 | 6.5 | 0
2015 | MAPP_CA_2_IESO | MAPP_CA | IESO | Internal | Shoulder | B12 | 200 | 330 | 0 | 64.43 | 50.23 | 6.5 | 0
2015 | MAPP_CA_2_IESO | MAPP_CA | IESO | Internal | Shoulder | B13 | 600 | 330 | 0 | 58.68 | 50.23 | 6.5 | 0
2015 | MAPP_CA_2_IESO | MAPP_CA | IESO | Internal | Shoulder | B14 | 900 | 330 | 0 | 57.4 | 50.23 | 6.5 | 0
2015 | MAPP_CA_2_IESO | MAPP_CA | IESO | Internal | Shoulder | B15 | 1203 | 330 | 0 | 57.4 | 50.23 | 6.5 | 0
2015 | MAPP_CA_2_IESO | MAPP_CA | IESO | Internal | Summer | B1 | 10 | 330 | 329.94 | 80.55 | 87.27 | 6.5 | 0.22
2015 | MAPP_CA_2_IESO | MAPP_CA | IESO | Internal | Summer | B2 | 25 | 330 | 0 | 80.38 | 84.23 | 6.5 | 0
2015 | MAPP_CA_2_IESO | MAPP_CA | IESO | Internal | Summer | B3 | 75 | 330 | 0 | 76.04 | 71.54 | 6.5 | 0
2015 | MAPP_CA_2_IESO | MAPP_CA | IESO | Internal | Summer | B4 | 100 | 330 | 0 | 75.73 | 70.68 | 6.5 | 0
2015 | MAPP_CA_2_IESO | MAPP_CA | IESO | Internal | Summer | B5 | 200 | 330 | 0 | 72.48 | 64.38 | 6.5 | 0
2015 | MAPP_CA_2_IESO | MAPP_CA | IESO | Internal | Summer | B6 | 300 | 330 | 0 | 68.08 | 47.87 | 6.5 | 0
2015 | MAPP_CA_2_IESO | MAPP_CA | IESO | Internal | Summer | B7 | 400 | 330 | 0 | 57.57 | 47.87 | 6.5 | 0
2015 | MAPP_CA_2_IESO | MAPP_CA | IESO | Internal | Summer | B8 | 500 | 330 | 0 | 54.36 | 47.87 | 6.5 | 0
2015 | MAPP_CA_2_IESO | MAPP_CA | IESO | Internal | Summer | B9 | 800 | 330 | 0 | 52.91 | 47.87 | 6.5 | 0
2015 | MAPP_CA_2_IESO | MAPP_CA | IESO | Internal | Summer | B10 | 1262 | 330 | 0 | 52.91 | 47.87 | 6.5 | 0
2015 | MAPP_CA_2_IESO | MAPP_CA | IESO | Internal | Winter | B16 | 25 | 330 | 0 | 77.47 | 63.14 | 6.5 | 0
2015 | MAPP_CA_2_IESO | MAPP_CA | IESO | Internal | Winter | B17 | 100 | 330 | 0 | 67.82 | 50.18 | 6.5 | 0
2015 | MAPP_CA_2_IESO | MAPP_CA | IESO | Internal | Winter | B18 | 400 | 330 | 0 | 61.05 | 50.18 | 6.5 | 0
2015 | MAPP_CA_2_IESO | MAPP_CA | IESO | Internal | Winter | B19 | 700 | 330 | 0 | 58.37 | 50.18 | 6.5 | 0
2015 | MAPP_CA_2_IESO | MAPP_CA | IESO | Internal | Winter | B20 | 935 | 330 | 0 | 58.37 | 50.18 | 6.5 | 0
2015 | MAPP_CA_2_MAPP_US | MAPP_CA | MAPP_US | Internal | Shoulder | B11 | 25 | 372 | 260.91 | 70.97 | 76.47 | 5.5 | 0
2015 | MAPP_CA_2_MAPP_US | MAPP_CA | MAPP_US | Internal | Shoulder | B12 | 200 | 372 | 0 | 64.43 | 58.94 | 5.5 | 0
2015 | MAPP_CA_2_MAPP_US | MAPP_CA | MAPP_US | Internal | Shoulder | B13 | 600 | 372 | 0 | 58.68 | 56.24 | 5.5 | 0
2015 | MAPP_CA_2_MAPP_US | MAPP_CA | MAPP_US | Internal | Shoulder | B14 | 900 | 372 | 0 | 57.4 | 56.24 | 5.5 | 0
2015 | MAPP_CA_2_MAPP_US | MAPP_CA | MAPP_US | Internal | Shoulder | B15 | 1203 | 372 | 0 | 57.4 | 56.24 | 5.5 | 0
2015 | MAPP_CA_2_MAPP_US | MAPP_CA | MAPP_US | Internal | Summer | B1 | 10 | 372 | 95.66 | 80.55 | 86.05 | 5.5 | 0
2015 | MAPP_CA_2_MAPP_US | MAPP_CA | MAPP_US | Internal | Summer | B2 | 25 | 372 | 314.95 | 80.38 | 85.88 | 5.5 | 0
2015 | MAPP_CA_2_MAPP_US | MAPP_CA | MAPP_US | Internal | Summer | B3 | 75 | 372 | 372 | 76.04 | 85.88 | 5.5 | 4.34
2015 | MAPP_CA_2_MAPP_US | MAPP_CA | MAPP_US | Internal | Summer | B4 | 100 | 372 | 372 | 75.73 | 82.57 | 5.5 | 1.34
2015 | MAPP_CA_2_MAPP_US | MAPP_CA | MAPP_US | Internal | Summer | B5 | 200 | 372 | 122.36 | 72.48 | 77.98 | 5.5 | 0
2015 | MAPP_CA_2_MAPP_US | MAPP_CA | MAPP_US | Internal | Summer | B6 | 300 | 372 | 0 | 68.08 | 63.39 | 5.5 | 0
2015 | MAPP_CA_2_MAPP_US | MAPP_CA | MAPP_US | Internal | Summer | B7 | 400 | 372 | 0 | 57.57 | 54.05 | 5.5 | 0
2015 | MAPP_CA_2_MAPP_US | MAPP_CA | MAPP_US | Internal | Summer | B8 | 500 | 372 | 0 | 54.36 | 52.77 | 5.5 | 0
2015 | MAPP_CA_2_MAPP_US | MAPP_CA | MAPP_US | Internal | Summer | B9 | 800 | 372 | 0 | 52.91 | 52.77 | 5.5 | 0
2015 | MAPP_CA_2_MAPP_US | MAPP_CA | MAPP_US | Internal | Summer | B10 | 1262 | 372 | 0 | 52.91 | 52.77 | 5.5 | 0
2015 | MAPP_CA_2_MAPP_US | MAPP_CA | MAPP_US | Internal | Winter | B16 | 25 | 372 | 0 | 77.47 | 71.98 | 5.5 | 0
2015 | MAPP_CA_2_MAPP_US | MAPP_CA | MAPP_US | Internal | Winter | B17 | 100 | 372 | 0 | 67.82 | 62.33 | 5.5 | 0
2015 | MAPP_CA_2_MAPP_US | MAPP_CA | MAPP_US | Internal | Winter | B18 | 400 | 372 | 0 | 61.05 | 58.93 | 5.5 | 0
2015 | MAPP_CA_2_MAPP_US | MAPP_CA | MAPP_US | Internal | Winter | B19 | 700 | 372 | 0 | 58.37 | 58.93 | 5.5 | 0
2015 | MAPP_CA_2_MAPP_US | MAPP_CA | MAPP_US | Internal | Winter | B20 | 935 | 372 | 0 | 58.37 | 58.93 | 5.5 | 0
2015 | MAPP_CA_2_MISO_W | MAPP_CA | MISO_W | Internal | Shoulder | B11 | 25 | 1970 | 1970 | 70.97 | 76.89 | 0.01 | 5.91
2015 | MAPP_CA_2_MISO_W | MAPP_CA | MISO_W | Internal | Shoulder | B12 | 200 | 1970 | 1558.67 | 64.43 | 64.44 | 0.01 | 0
2015 | MAPP_CA_2_MISO_W | MAPP_CA | MISO_W | Internal | Shoulder | B13 | 600 | 1970 | 1644.83 | 58.68 | 58.69 | 0.01 | 0
2015 | MAPP_CA_2_MISO_W | MAPP_CA | MISO_W | Internal | Shoulder | B14 | 900 | 1970 | 972.34 | 57.4 | 57.41 | 0.01 | 0
2015 | MAPP_CA_2_MISO_W | MAPP_CA | MISO_W | Internal | Shoulder | B15 | 1203 | 1970 | 0 | 57.4 | 54.71 | 0.01 | 0
2015 | MAPP_CA_2_MISO_W | MAPP_CA | MISO_W | Internal | Summer | B1 | 10 | 1970 | 1970 | 80.55 | 91.55 | 0.01 | 10.99
2015 | MAPP_CA_2_MISO_W | MAPP_CA | MISO_W | Internal | Summer | B2 | 25 | 1970 | 1970 | 80.38 | 88.73 | 0.01 | 8.34
2015 | MAPP_CA_2_MISO_W | MAPP_CA | MISO_W | Internal | Summer | B3 | 75 | 1970 | 1970 | 76.04 | 88.73 | 0.01 | 12.67
2015 | MAPP_CA_2_MISO_W | MAPP_CA | MISO_W | Internal | Summer | B4 | 100 | 1970 | 1970 | 75.73 | 88.07 | 0.01 | 12.33
2015 | MAPP_CA_2_MISO_W | MAPP_CA | MISO_W | Internal | Summer | B5 | 200 | 1970 | 1970 | 72.48 | 77.99 | 0.01 | 5.5
2015 | MAPP_CA_2_MISO_W | MAPP_CA | MISO_W | Internal | Summer | B6 | 300 | 1970 | 1581.76 | 68.08 | 68.09 | 0.01 | 0
2015 | MAPP_CA_2_MISO_W | MAPP_CA | MISO_W | Internal | Summer | B7 | 400 | 1970 | 1705.8 | 57.57 | 57.58 | 0.01 | 0
2015 | MAPP_CA_2_MISO_W | MAPP_CA | MISO_W | Internal | Summer | B8 | 500 | 1970 | 1885.24 | 54.36 | 54.37 | 0.01 | 0
2015 | MAPP_CA_2_MISO_W | MAPP_CA | MISO_W | Internal | Summer | B9 | 800 | 1970 | 984.56 | 52.91 | 52.92 | 0.01 | 0
2015 | MAPP_CA_2_MISO_W | MAPP_CA | MISO_W | Internal | Summer | B10 | 1262 | 1970 | 0 | 52.91 | 51.5 | 0.01 | 0
2015 | MAPP_CA_2_MISO_W | MAPP_CA | MISO_W | Internal | Winter | B16 | 25 | 1970 | 1305 | 77.47 | 77.48 | 0.01 | 0
2015 | MAPP_CA_2_MISO_W | MAPP_CA | MISO_W | Internal | Winter | B17 | 100 | 1970 | 573.11 | 67.82 | 67.83 | 0.01 | 0
2015 | MAPP_CA_2_MISO_W | MAPP_CA | MISO_W | Internal | Winter | B18 | 400 | 1970 | 670.94 | 61.05 | 61.06 | 0.01 | 0
2015 | MAPP_CA_2_MISO_W | MAPP_CA | MISO_W | Internal | Winter | B19 | 700 | 1970 | 0 | 58.37 | 58.36 | 0.01 | 0
2015 | MAPP_CA_2_MISO_W | MAPP_CA | MISO_W | Internal | Winter | B20 | 935 | 1970 | 0 | 58.37 | 54.65 | 0.01 | 0
2015 | MAPP_US_2_MAPP_CA | MAPP_US | MAPP_CA | Internal | Shoulder | B11 | 25 | 165 | 0 | 76.47 | 70.97 | 5.5 | 0
2015 | MAPP_US_2_MAPP_CA | MAPP_US | MAPP_CA | Internal | Shoulder | B12 | 200 | 165 | 0.05 | 58.94 | 64.43 | 5.5 | 0
2015 | MAPP_US_2_MAPP_CA | MAPP_US | MAPP_CA | Internal | Shoulder | B13 | 600 | 165 | 0 | 56.24 | 58.68 | 5.5 | 0
2015 | MAPP_US_2_MAPP_CA | MAPP_US | MAPP_CA | Internal | Shoulder | B14 | 900 | 165 | 0 | 56.24 | 57.4 | 5.5 | 0
2015 | MAPP_US_2_MAPP_CA | MAPP_US | MAPP_CA | Internal | Shoulder | B15 | 1203 | 165 | 0 | 56.24 | 57.4 | 5.5 | 0
2015 | MAPP_US_2_MAPP_CA | MAPP_US | MAPP_CA | Internal | Summer | B1 | 10 | 165 | 0 | 86.05 | 80.55 | 5.5 | 0
2015 | MAPP_US_2_MAPP_CA | MAPP_US | MAPP_CA | Internal | Summer | B2 | 25 | 165 | 0 | 85.88 | 80.38 | 5.5 | 0
2015 | MAPP_US_2_MAPP_CA | MAPP_US | MAPP_CA | Internal | Summer | B3 | 75 | 165 | 0 | 85.88 | 76.04 | 5.5 | 0
2015 | MAPP_US_2_MAPP_CA | MAPP_US | MAPP_CA | Internal | Summer | B4 | 100 | 165 | 0 | 82.57 | 75.73 | 5.5 | 0
2015 | MAPP_US_2_MAPP_CA | MAPP_US | MAPP_CA | Internal | Summer | B5 | 200 | 165 | 0 | 77.98 | 72.48 | 5.5 | 0
2015 | MAPP_US_2_MAPP_CA | MAPP_US | MAPP_CA | Internal | Summer | B6 | 300 | 165 | 0 | 63.39 | 68.08 | 5.5 | 0
2015 | MAPP_US_2_MAPP_CA | MAPP_US | MAPP_CA | Internal | Summer | B7 | 400 | 165 | 0 | 54.05 | 57.57 | 5.5 | 0
2015 | MAPP_US_2_MAPP_CA | MAPP_US | MAPP_CA | Internal | Summer | B8 | 500 | 165 | 0 | 52.77 | 54.36 | 5.5 | 0
2015 | MAPP_US_2_MAPP_CA | MAPP_US | MAPP_CA | Internal | Summer | B9 | 800 | 165 | 0 | 52.77 | 52.91 | 5.5 | 0
2015 | MAPP_US_2_MAPP_CA | MAPP_US | MAPP_CA | Internal | Summer | B10 | 1262 | 165 | 0 | 52.77 | 52.91 | 5.5 | 0
2015 | MAPP_US_2_MAPP_CA | MAPP_US | MAPP_CA | Internal | Winter | B16 | 25 | 165 | 0.32 | 71.98 | 77.47 | 5.5 | 0
2015 | MAPP_US_2_MAPP_CA | MAPP_US | MAPP_CA | Internal | Winter | B17 | 100 | 165 | 0.09 | 62.33 | 67.82 | 5.5 | 0
2015 | MAPP_US_2_MAPP_CA | MAPP_US | MAPP_CA | Internal | Winter | B18 | 400 | 165 | 0 | 58.93 | 61.05 | 5.5 | 0
2015 | MAPP_US_2_MAPP_CA | MAPP_US | MAPP_CA | Internal | Winter | B19 | 700 | 165 | 0 | 58.93 | 58.37 | 5.5 | 0
2015 | MAPP_US_2_MAPP_CA | MAPP_US | MAPP_CA | Internal | Winter | B20 | 935 | 165 | 0 | 58.93 | 58.37 | 5.5 | 0
2015 | MAPP_US_2_MISO_W | MAPP_US | MISO_W | Internal | Shoulder | B11 | 25 | 2635 | 0 | 76.47 | 76.89 | 5.5 | 0
2015 | MAPP_US_2_MISO_W | MAPP_US | MISO_W | Internal | Shoulder | B12 | 200 | 2635 | 617.2 | 58.94 | 64.44 | 5.5 | 0
2015 | MAPP_US_2_MISO_W | MAPP_US | MISO_W | Internal | Shoulder | B13 | 600 | 2635 | 0 | 56.24 | 58.69 | 5.5 | 0
2015 | MAPP_US_2_MISO_W | MAPP_US | MISO_W | Internal | Shoulder | B14 | 900 | 2635 | 0 | 56.24 | 57.41 | 5.5 | 0
2015 | MAPP_US_2_MISO_W | MAPP_US | MISO_W | Internal | Shoulder | B15 | 1203 | 2635 | 0 | 56.24 | 54.71 | 5.5 | 0
2015 | MAPP_US_2_MISO_W | MAPP_US | MISO_W | Internal | Summer | B1 | 10 | 2635 | 398.52 | 86.05 | 91.55 | 5.5 | 0
2015 | MAPP_US_2_MISO_W | MAPP_US | MISO_W | Internal | Summer | B2 | 25 | 2635 | 0 | 85.88 | 88.73 | 5.5 | 0
2015 | MAPP_US_2_MISO_W | MAPP_US | MISO_W | Internal | Summer | B3 | 75 | 2635 | 0 | 85.88 | 88.73 | 5.5 | 0
2015 | MAPP_US_2_MISO_W | MAPP_US | MISO_W | Internal | Summer | B4 | 100 | 2635 | 227.84 | 82.57 | 88.07 | 5.5 | 0
2015 | MAPP_US_2_MISO_W | MAPP_US | MISO_W | Internal | Summer | B5 | 200 | 2635 | 0 | 77.98 | 77.99 | 5.5 | 0
2015 | MAPP_US_2_MISO_W | MAPP_US | MISO_W | Internal | Summer | B6 | 300 | 2635 | 0 | 63.39 | 68.09 | 5.5 | 0
2015 | MAPP_US_2_MISO_W | MAPP_US | MISO_W | Internal | Summer | B7 | 400 | 2635 | 0 | 54.05 | 57.58 | 5.5 | 0
2015 | MAPP_US_2_MISO_W | MAPP_US | MISO_W | Internal | Summer | B8 | 500 | 2635 | 0 | 52.77 | 54.37 | 5.5 | 0
2015 | MAPP_US_2_MISO_W | MAPP_US | MISO_W | Internal | Summer | B9 | 800 | 2635 | 0 | 52.77 | 52.92 | 5.5 | 0
2015 | MAPP_US_2_MISO_W | MAPP_US | MISO_W | Internal | Summer | B10 | 1262 | 2635 | 0 | 52.77 | 51.5 | 5.5 | 0
2015 | MAPP_US_2_MISO_W | MAPP_US | MISO_W | Internal | Winter | B16 | 25 | 2635 | 1151.94 | 71.98 | 77.48 | 5.5 | 0
2015 | MAPP_US_2_MISO_W | MAPP_US | MISO_W | Internal | Winter | B17 | 100 | 2635 | 767.83 | 62.33 | 67.83 | 5.5 | 0
2015 | MAPP_US_2_MISO_W | MAPP_US | MISO_W | Internal | Winter | B18 | 400 | 2635 | 0 | 58.93 | 61.06 | 5.5 | 0
2015 | MAPP_US_2_MISO_W | MAPP_US | MISO_W | Internal | Winter | B19 | 700 | 2635 | 0 | 58.93 | 58.36 | 5.5 | 0
2015 | MAPP_US_2_MISO_W | MAPP_US | MISO_W | Internal | Winter | B20 | 935 | 2635 | 0 | 58.93 | 54.65 | 5.5 | 0
2015 | MAPP_US_2_NE | MAPP_US | NE | Internal | Shoulder | B11 | 25 | 2000 | 1471.72 | 76.47 | 81.97 | 5.5 | 0
2015 | MAPP_US_2_NE | MAPP_US | NE | Internal | Shoulder | B12 | 200 | 2000 | 128.61 | 58.94 | 64.44 | 5.5 | 0
2015 | MAPP_US_2_NE | MAPP_US | NE | Internal | Shoulder | B13 | 600 | 2000 | 0 | 56.24 | 60.04 | 5.5 | 0
2015 | MAPP_US_2_NE | MAPP_US | NE | Internal | Shoulder | B14 | 900 | 2000 | 0 | 56.24 | 58.29 | 5.5 | 0
2015 | MAPP_US_2_NE | MAPP_US | NE | Internal | Shoulder | B15 | 1203 | 2000 | 0 | 56.24 | 57.37 | 5.5 | 0
2015 | MAPP_US_2_NE | MAPP_US | NE | Internal | Summer | B1 | 10 | 2000 | 537.76 | 86.05 | 91.55 | 5.5 | 0
2015 | MAPP_US_2_NE | MAPP_US | NE | Internal | Summer | B2 | 25 | 2000 | 1123.9 | 85.88 | 91.38 | 5.5 | 0
2015 | MAPP_US_2_NE | MAPP_US | NE | Internal | Summer | B3 | 75 | 2000 | 1152.39 | 85.88 | 91.38 | 5.5 | 0
2015 | MAPP_US_2_NE | MAPP_US | NE | Internal | Summer | B4 | 100 | 2000 | 1154.27 | 82.57 | 88.07 | 5.5 | 0
2015 | MAPP_US_2_NE | MAPP_US | NE | Internal | Summer | B5 | 200 | 2000 | 1023.92 | 77.98 | 83.48 | 5.5 | 0
2015 | MAPP_US_2_NE | MAPP_US | NE | Internal | Summer | B6 | 300 | 2000 | 864.3 | 63.39 | 68.89 | 5.5 | 0
2015 | MAPP_US_2_NE | MAPP_US | NE | Internal | Summer | B7 | 400 | 2000 | 949.07 | 54.05 | 59.55 | 5.5 | 0
2015 | MAPP_US_2_NE | MAPP_US | NE | Internal | Summer | B8 | 500 | 2000 | 901.28 | 52.77 | 58.27 | 5.5 | 0
2015 | MAPP_US_2_NE | MAPP_US | NE | Internal | Summer | B9 | 800 | 2000 | 0 | 52.77 | 57.01 | 5.5 | 0
2015 | MAPP_US_2_NE | MAPP_US | NE | Internal | Summer | B10 | 1262 | 2000 | 0 | 52.77 | 55.98 | 5.5 | 0
2015 | MAPP_US_2_NE | MAPP_US | NE | Internal | Winter | B16 | 25 | 2000 | 0 | 71.98 | 76.17 | 5.5 | 0
2015 | MAPP_US_2_NE | MAPP_US | NE | Internal | Winter | B17 | 100 | 2000 | 0 | 62.33 | 64.33 | 5.5 | 0
2015 | MAPP_US_2_NE | MAPP_US | NE | Internal | Winter | B18 | 400 | 2000 | 0 | 58.93 | 60.2 | 5.5 | 0
2015 | MAPP_US_2_NE | MAPP_US | NE | Internal | Winter | B19 | 700 | 2000 | 0 | 58.93 | 59.85 | 5.5 | 0
2015 | MAPP_US_2_NE | MAPP_US | NE | Internal | Winter | B20 | 935 | 2000 | 0 | 58.93 | 59.71 | 5.5 | 0
2015 | MARITIMES_2_NEISO | MARITIMES | NEISO | Internal | Shoulder | B11 | 25 | 99999 | 1400 | 55.81 | 55.82 | 0.01 | 0
2015 | MARITIMES_2_NEISO | MARITIMES | NEISO | Internal | Shoulder | B12 | 200 | 99999 | 1400 | 55.81 | 55.82 | 0.01 | 0
2015 | MARITIMES_2_NEISO | MARITIMES | NEISO | Internal | Shoulder | B13 | 600 | 99999 | 1400 | 55.81 | 55.82 | 0.01 | 0
2015 | MARITIMES_2_NEISO | MARITIMES | NEISO | Internal | Shoulder | B14 | 900 | 99999 | 1400 | 55.81 | 55.82 | 0.01 | 0
2015 | MARITIMES_2_NEISO | MARITIMES | NEISO | Internal | Shoulder | B15 | 1203 | 99999 | 426.43 | 55.81 | 55.82 | 0.01 | 0
2015 | MARITIMES_2_NEISO | MARITIMES | NEISO | Internal | Summer | B1 | 10 | 99999 | 1400.09 | 86.11 | 86.12 | 0.01 | 0
2015 | MARITIMES_2_NEISO | MARITIMES | NEISO | Internal | Summer | B2 | 25 | 99999 | 1400 | 81.73 | 81.74 | 0.01 | 0
2015 | MARITIMES_2_NEISO | MARITIMES | NEISO | Internal | Summer | B3 | 75 | 99999 | 1400 | 73.2 | 73.21 | 0.01 | 0
2015 | MARITIMES_2_NEISO | MARITIMES | NEISO | Internal | Summer | B4 | 100 | 99999 | 1400 | 59 | 59.01 | 0.01 | 0
2015 | MARITIMES_2_NEISO | MARITIMES | NEISO | Internal | Summer | B5 | 200 | 99999 | 1400 | 53.12 | 53.13 | 0.01 | 0
2015 | MARITIMES_2_NEISO | MARITIMES | NEISO | Internal | Summer | B6 | 300 | 99999 | 1400 | 53.12 | 53.13 | 0.01 | 0
2015 | MARITIMES_2_NEISO | MARITIMES | NEISO | Internal | Summer | B7 | 400 | 99999 | 1400 | 53.12 | 53.13 | 0.01 | 0
2015 | MARITIMES_2_NEISO | MARITIMES | NEISO | Internal | Summer | B8 | 500 | 99999 | 1400 | 53.12 | 53.13 | 0.01 | 0
2015 | MARITIMES_2_NEISO | MARITIMES | NEISO | Internal | Summer | B9 | 800 | 99999 | 1400 | 53.12 | 53.13 | 0.01 | 0
2015 | MARITIMES_2_NEISO | MARITIMES | NEISO | Internal | Summer | B10 | 1262 | 99999 | 236.13 | 53.12 | 53.13 | 0.01 | 0
2015 | MARITIMES_2_NEISO | MARITIMES | NEISO | Internal | Winter | B16 | 25 | 99999 | 1400 | 64.21 | 64.22 | 0.01 | 0
2015 | MARITIMES_2_NEISO | MARITIMES | NEISO | Internal | Winter | B17 | 100 | 99999 | 1400 | 64.21 | 64.22 | 0.01 | 0
2015 | MARITIMES_2_NEISO | MARITIMES | NEISO | Internal | Winter | B18 | 400 | 99999 | 1400 | 64.21 | 64.22 | 0.01 | 0
2015 | MARITIMES_2_NEISO | MARITIMES | NEISO | Internal | Winter | B19 | 700 | 99999 | 1400 | 64.21 | 64.22 | 0.01 | 0
2015 | MARITIMES_2_NEISO | MARITIMES | NEISO | Internal | Winter | B20 | 935 | 99999 | 475.94 | 64.21 | 64.22 | 0.01 | 0
2015 | MISO_IN_2_MISO_MI | MISO_IN | MISO_MI | Internal | Shoulder | B11 | 25 | 5768 | 0 | 76.92 | 74.89 | 0.01 | 0
2015 | MISO_IN_2_MISO_MI | MISO_IN | MISO_MI | Internal | Shoulder | B12 | 200 | 5768 | 0.03 | 65.3 | 65.28 | 0.01 | 0
2015 | MISO_IN_2_MISO_MI | MISO_IN | MISO_MI | Internal | Shoulder | B13 | 600 | 5768 | 0 | 58.71 | 58.7 | 0.01 | 0
2015 | MISO_IN_2_MISO_MI | MISO_IN | MISO_MI | Internal | Shoulder | B14 | 900 | 5768 | 0 | 57.44 | 57.43 | 0.01 | 0
2015 | MISO_IN_2_MISO_MI | MISO_IN | MISO_MI | Internal | Shoulder | B15 | 1203 | 5768 | 0 | 54.74 | 54.73 | 0.01 | 0
2015 | MISO_IN_2_MISO_MI | MISO_IN | MISO_MI | Internal | Summer | B1 | 10 | 5768 | 0 | 93.38 | 91.77 | 0.01 | 0
2015 | MISO_IN_2_MISO_MI | MISO_IN | MISO_MI | Internal | Summer | B2 | 25 | 5768 | 0 | 90.72 | 88.73 | 0.01 | 0
2015 | MISO_IN_2_MISO_MI | MISO_IN | MISO_MI | Internal | Summer | B3 | 75 | 5768 | 0 | 89.77 | 88.51 | 0.01 | 0
2015 | MISO_IN_2_MISO_MI | MISO_IN | MISO_MI | Internal | Summer | B4 | 100 | 5768 | 0 | 88.1 | 86.09 | 0.01 | 0
2015 | MISO_IN_2_MISO_MI | MISO_IN | MISO_MI | Internal | Summer | B5 | 200 | 5768 | 0 | 78.01 | 76.01 | 0.01 | 0
2015 | MISO_IN_2_MISO_MI | MISO_IN | MISO_MI | Internal | Summer | B6 | 300 | 5768 | 0 | 68.09 | 66.09 | 0.01 | 0
2015 | MISO_IN_2_MISO_MI | MISO_IN | MISO_MI | Internal | Summer | B7 | 400 | 5768 | 0.01 | 57.59 | 57.58 | 0.01 | 0
2015 | MISO_IN_2_MISO_MI | MISO_IN | MISO_MI | Internal | Summer | B8 | 500 | 5768 | 0.01 | 54.4 | 54.39 | 0.01 | 0
2015 | MISO_IN_2_MISO_MI | MISO_IN | MISO_MI | Internal | Summer | B9 | 800 | 5768 | 0 | 53.26 | 53.25 | 0.01 | 0
2015 | MISO_IN_2_MISO_MI | MISO_IN | MISO_MI | Internal | Summer | B10 | 1262 | 5768 | 86.71 | 52.35 | 52.37 | 0.01 | 0
2015 | MISO_IN_2_MISO_MI | MISO_IN | MISO_MI | Internal | Winter | B16 | 25 | 5768 | 0 | 79.48 | 77.48 | 0.01 | 0
2015 | MISO_IN_2_MISO_MI | MISO_IN | MISO_MI | Internal | Winter | B17 | 100 | 5768 | 0.05 | 67.84 | 67.83 | 0.01 | 0
2015 | MISO_IN_2_MISO_MI | MISO_IN | MISO_MI | Internal | Winter | B18 | 400 | 5768 | 0.01 | 61.07 | 61.06 | 0.01 | 0
2015 | MISO_IN_2_MISO_MI | MISO_IN | MISO_MI | Internal | Winter | B19 | 700 | 5768 | 0.01 | 58.36 | 58.36 | 0.01 | 0
2015 | MISO_IN_2_MISO_MI | MISO_IN | MISO_MI | Internal | Winter | B20 | 935 | 5768 | 86.92 | 54.66 | 54.68 | 0.01 | 0
2015 | MISO_IN_2_MISO_MO-IL | MISO_IN | MISO_MO-IL | Internal | Shoulder | B11 | 25 | 5000 | 0.19 | 76.92 | 76.91 | 0.01 | 0
2015 | MISO_IN_2_MISO_MO-IL | MISO_IN | MISO_MO-IL | Internal | Shoulder | B12 | 200 | 5000 | 0 | 65.3 | 64.46 | 0.01 | 0
2015 | MISO_IN_2_MISO_MO-IL | MISO_IN | MISO_MO-IL | Internal | Shoulder | B13 | 600 | 5000 | 0 | 58.71 | 58.7 | 0.01 | 0
2015 | MISO_IN_2_MISO_MO-IL | MISO_IN | MISO_MO-IL | Internal | Shoulder | B14 | 900 | 5000 | 0 | 57.44 | 57.43 | 0.01 | 0
2015 | MISO_IN_2_MISO_MO-IL | MISO_IN | MISO_MO-IL | Internal | Shoulder | B15 | 1203 | 5000 | 0 | 54.74 | 54.73 | 0.01 | 0
2015 | MISO_IN_2_MISO_MO-IL | MISO_IN | MISO_MO-IL | Internal | Summer | B1 | 10 | 5000 | 0 | 93.38 | 91.56 | 0.01 | 0
2015 | MISO_IN_2_MISO_MO-IL | MISO_IN | MISO_MO-IL | Internal | Summer | B2 | 25 | 5000 | 0 | 90.72 | 88.74 | 0.01 | 0
2015 | MISO_IN_2_MISO_MO-IL | MISO_IN | MISO_MO-IL | Internal | Summer | B3 | 75 | 5000 | 0 | 89.77 | 88.74 | 0.01 | 0
2015 | MISO_IN_2_MISO_MO-IL | MISO_IN | MISO_MO-IL | Internal | Summer | B4 | 100 | 5000 | 0.05 | 88.1 | 88.09 | 0.01 | 0
2015 | MISO_IN_2_MISO_MO-IL | MISO_IN | MISO_MO-IL | Internal | Summer | B5 | 200 | 5000 | 0.03 | 78.01 | 78 | 0.01 | 0
2015 | MISO_IN_2_MISO_MO-IL | MISO_IN | MISO_MO-IL | Internal | Summer | B6 | 300 | 5000 | 0.04 | 68.09 | 68.08 | 0.01 | 0
2015 | MISO_IN_2_MISO_MO-IL | MISO_IN | MISO_MO-IL | Internal | Summer | B7 | 400 | 5000 | 0.01 | 57.59 | 57.58 | 0.01 | 0
2015 | MISO_IN_2_MISO_MO-IL | MISO_IN | MISO_MO-IL | Internal | Summer | B8 | 500 | 5000 | 0.01 | 54.4 | 54.39 | 0.01 | 0
2015 | MISO_IN_2_MISO_MO-IL | MISO_IN | MISO_MO-IL | Internal | Summer | B9 | 800 | 5000 | 0 | 53.26 | 52.93 | 0.01 | 0
2015 | MISO_IN_2_MISO_MO-IL | MISO_IN | MISO_MO-IL | Internal | Summer | B10 | 1262 | 5000 | 0 | 52.35 | 51.51 | 0.01 | 0
2015 | MISO_IN_2_MISO_MO-IL | MISO_IN | MISO_MO-IL | Internal | Winter | B16 | 25 | 5000 | 0 | 79.48 | 77.49 | 0.01 | 0
2015 | MISO_IN_2_MISO_MO-IL | MISO_IN | MISO_MO-IL | Internal | Winter | B17 | 100 | 5000 | 0.05 | 67.84 | 67.83 | 0.01 | 0
2015 | MISO_IN_2_MISO_MO-IL | MISO_IN | MISO_MO-IL | Internal | Winter | B18 | 400 | 5000 | 0.01 | 61.07 | 61.06 | 0.01 | 0
2015 | MISO_IN_2_MISO_MO-IL | MISO_IN | MISO_MO-IL | Internal | Winter | B19 | 700 | 5000 | 0 | 58.36 | 58.35 | 0.01 | 0
2015 | MISO_IN_2_MISO_MO-IL | MISO_IN | MISO_MO-IL | Internal | Winter | B20 | 935 | 5000 | 0 | 54.66 | 54.65 | 0.01 | 0
2015 | MISO_IN_2_NonRTO_Midwest | MISO_IN | NonRTO_Midwest | Internal | Shoulder | B11 | 25 | 4800 | 962.59 | 76.92 | 83.42 | 6.5 | 0
2015 | MISO_IN_2_NonRTO_Midwest | MISO_IN | NonRTO_Midwest | Internal | Shoulder | B12 | 200 | 4800 | 368.69 | 65.3 | 71.8 | 6.5 | 0
2015 | MISO_IN_2_NonRTO_Midwest | MISO_IN | NonRTO_Midwest | Internal | Shoulder | B13 | 600 | 4800 | 0 | 58.71 | 64.78 | 6.5 | 0
2015 | MISO_IN_2_NonRTO_Midwest | MISO_IN | NonRTO_Midwest | Internal | Shoulder | B14 | 900 | 4800 | 0 | 57.44 | 56.67 | 6.5 | 0
2015 | MISO_IN_2_NonRTO_Midwest | MISO_IN | NonRTO_Midwest | Internal | Shoulder | B15 | 1203 | 4800 | 0 | 54.74 | 54.62 | 6.5 | 0
2015 | MISO_IN_2_NonRTO_Midwest | MISO_IN | NonRTO_Midwest | Internal | Summer | B1 | 10 | 4800 | 0 | 93.38 | 96.27 | 6.5 | 0
2015 | MISO_IN_2_NonRTO_Midwest | MISO_IN | NonRTO_Midwest | Internal | Summer | B2 | 25 | 4800 | 0 | 90.72 | 96.27 | 6.5 | 0
2015 | MISO_IN_2_NonRTO_Midwest | MISO_IN | NonRTO_Midwest | Internal | Summer | B3 | 75 | 4800 | 99.21 | 89.77 | 96.27 | 6.5 | 0
2015 | MISO_IN_2_NonRTO_Midwest | MISO_IN | NonRTO_Midwest | Internal | Summer | B4 | 100 | 4800 | 718.31 | 88.1 | 94.6 | 6.5 | 0
2015 | MISO_IN_2_NonRTO_Midwest | MISO_IN | NonRTO_Midwest | Internal | Summer | B5 | 200 | 4800 | 407.72 | 78.01 | 84.51 | 6.5 | 0
2015 | MISO_IN_2_NonRTO_Midwest | MISO_IN | NonRTO_Midwest | Internal | Summer | B6 | 300 | 4800 | 0 | 68.09 | 64.09 | 6.5 | 0
2015 | MISO_IN_2_NonRTO_Midwest | MISO_IN | NonRTO_Midwest | Internal | Summer | B7 | 400 | 4800 | 0 | 57.59 | 56.67 | 6.5 | 0
2015 | MISO_IN_2_NonRTO_Midwest | MISO_IN | NonRTO_Midwest | Internal | Summer | B8 | 500 | 4800 | 0 | 54.4 | 56.46 | 6.5 | 0
2015 | MISO_IN_2_NonRTO_Midwest | MISO_IN | NonRTO_Midwest | Internal | Summer | B9 | 800 | 4800 | 0 | 53.26 | 54.62 | 6.5 | 0
2015 | MISO_IN_2_NonRTO_Midwest | MISO_IN | NonRTO_Midwest | Internal | Summer | B10 | 1262 | 4800 | 0 | 52.35 | 53.94 | 6.5 | 0
2015 | MISO_IN_2_NonRTO_Midwest | MISO_IN | NonRTO_Midwest | Internal | Winter | B16 | 25 | 4800 | 2088.66 | 79.48 | 85.98 | 6.5 | 0
2015 | MISO_IN_2_NonRTO_Midwest | MISO_IN | NonRTO_Midwest | Internal | Winter | B17 | 100 | 4800 | 506.78 | 67.84 | 74.34 | 6.5 | 0
2015 | MISO_IN_2_NonRTO_Midwest | MISO_IN | NonRTO_Midwest | Internal | Winter | B18 | 400 | 4800 | 243.67 | 61.07 | 67.57 | 6.5 | 0
2015 | MISO_IN_2_NonRTO_Midwest | MISO_IN | NonRTO_Midwest | Internal | Winter | B19 | 700 | 4800 | 0 | 58.36 | 57.19 | 6.5 | 0
2015 | MISO_IN_2_NonRTO_Midwest | MISO_IN | NonRTO_Midwest | Internal | Winter | B20 | 935 | 4800 | 0 | 54.66 | 55.29 | 6.5 | 0
2015 | MISO_IN_2_PJM_ROR | MISO_IN | PJM_ROR | Internal | Shoulder | B11 | 25 | 1253 | 0 | 76.92 | 75.89 | 1 | 0
2015 | MISO_IN_2_PJM_ROR | MISO_IN | PJM_ROR | Internal | Shoulder | B12 | 200 | 1253 | 0 | 65.3 | 64.45 | 1 | 0
2015 | MISO_IN_2_PJM_ROR | MISO_IN | PJM_ROR | Internal | Shoulder | B13 | 600 | 1253 | 0 | 58.71 | 59.69 | 1 | 0
2015 | MISO_IN_2_PJM_ROR | MISO_IN | PJM_ROR | Internal | Shoulder | B14 | 900 | 1253 | 0 | 57.44 | 58.41 | 1 | 0
2015 | MISO_IN_2_PJM_ROR | MISO_IN | PJM_ROR | Internal | Shoulder | B15 | 1203 | 1253 | 0 | 54.74 | 54.97 | 1 | 0
2015 | MISO_IN_2_PJM_ROR | MISO_IN | PJM_ROR | Internal | Summer | B1 | 10 | 1253 | 0 | 93.38 | 92.55 | 1 | 0
2015 | MISO_IN_2_PJM_ROR | MISO_IN | PJM_ROR | Internal | Summer | B2 | 25 | 1253 | 0 | 90.72 | 89.72 | 1 | 0
2015 | MISO_IN_2_PJM_ROR | MISO_IN | PJM_ROR | Internal | Summer | B3 | 75 | 1253 | 0 | 89.77 | 89.51 | 1 | 0
2015 | MISO_IN_2_PJM_ROR | MISO_IN | PJM_ROR | Internal | Summer | B4 | 100 | 1253 | 0 | 88.1 | 87.09 | 1 | 0
2015 | MISO_IN_2_PJM_ROR | MISO_IN | PJM_ROR | Internal | Summer | B5 | 200 | 1253 | 0 | 78.01 | 77.01 | 1 | 0
2015 | MISO_IN_2_PJM_ROR | MISO_IN | PJM_ROR | Internal | Summer | B6 | 300 | 1253 | 0 | 68.09 | 67.09 | 1 | 0
2015 | MISO_IN_2_PJM_ROR | MISO_IN | PJM_ROR | Internal | Summer | B7 | 400 | 1253 | 0.03 | 57.59 | 58.58 | 1 | 0
2015 | MISO_IN_2_PJM_ROR | MISO_IN | PJM_ROR | Internal | Summer | B8 | 500 | 1253 | 0.01 | 54.4 | 55.37 | 1 | 0
2015 | MISO_IN_2_PJM_ROR | MISO_IN | PJM_ROR | Internal | Summer | B9 | 800 | 1253 | 0 | 53.26 | 53.88 | 1 | 0
2015 | MISO_IN_2_PJM_ROR | MISO_IN | PJM_ROR | Internal | Summer | B10 | 1262 | 1253 | 0 | 52.35 | 52.21 | 1 | 0
2015 | MISO_IN_2_PJM_ROR | MISO_IN | PJM_ROR | Internal | Winter | B16 | 25 | 1253 | 0 | 79.48 | 78.48 | 1 | 0
2015 | MISO_IN_2_PJM_ROR | MISO_IN | PJM_ROR | Internal | Winter | B17 | 100 | 1253 | 0.09 | 67.84 | 68.83 | 1 | 0
2015 | MISO_IN_2_PJM_ROR | MISO_IN | PJM_ROR | Internal | Winter | B18 | 400 | 1253 | 0.03 | 61.07 | 62.06 | 1 | 0
2015 | MISO_IN_2_PJM_ROR | MISO_IN | PJM_ROR | Internal | Winter | B19 | 700 | 1253 | 172.36 | 58.36 | 59.36 | 1 | 0
2015 | MISO_IN_2_PJM_ROR | MISO_IN | PJM_ROR | Internal | Winter | B20 | 935 | 1253 | 0.01 | 54.66 | 55.65 | 1 | 0
2015 | MISO_MI_2_IESO | MISO_MI | IESO | Internal | Shoulder | B11 | 25 | 2331 | 0 | 74.89 | 50.23 | 6.5 | 0
2015 | MISO_MI_2_IESO | MISO_MI | IESO | Internal | Shoulder | B12 | 200 | 2331 | 0 | 65.28 | 50.23 | 6.5 | 0
2015 | MISO_MI_2_IESO | MISO_MI | IESO | Internal | Shoulder | B13 | 600 | 2331 | 0 | 58.7 | 50.23 | 6.5 | 0
2015 | MISO_MI_2_IESO | MISO_MI | IESO | Internal | Shoulder | B14 | 900 | 2331 | 0 | 57.43 | 50.23 | 6.5 | 0
2015 | MISO_MI_2_IESO | MISO_MI | IESO | Internal | Shoulder | B15 | 1203 | 2331 | 0 | 54.73 | 50.23 | 6.5 | 0
2015 | MISO_MI_2_IESO | MISO_MI | IESO | Internal | Summer | B1 | 10 | 2331 | 0 | 91.77 | 87.27 | 6.5 | 0
2015 | MISO_MI_2_IESO | MISO_MI | IESO | Internal | Summer | B2 | 25 | 2331 | 0 | 88.73 | 84.23 | 6.5 | 0
2015 | MISO_MI_2_IESO | MISO_MI | IESO | Internal | Summer | B3 | 75 | 2331 | 0 | 88.51 | 71.54 | 6.5 | 0
2015 | MISO_MI_2_IESO | MISO_MI | IESO | Internal | Summer | B4 | 100 | 2331 | 0 | 86.09 | 70.68 | 6.5 | 0
2015 | MISO_MI_2_IESO | MISO_MI | IESO | Internal | Summer | B5 | 200 | 2331 | 0 | 76.01 | 64.38 | 6.5 | 0
2015 | MISO_MI_2_IESO | MISO_MI | IESO | Internal | Summer | B6 | 300 | 2331 | 0 | 66.09 | 47.87 | 6.5 | 0
2015 | MISO_MI_2_IESO | MISO_MI | IESO | Internal | Summer | B7 | 400 | 2331 | 0 | 57.58 | 47.87 | 6.5 | 0
2015 | MISO_MI_2_IESO | MISO_MI | IESO | Internal | Summer | B8 | 500 | 2331 | 0 | 54.39 | 47.87 | 6.5 | 0
2015 | MISO_MI_2_IESO | MISO_MI | IESO | Internal | Summer | B9 | 800 | 2331 | 0 | 53.25 | 47.87 | 6.5 | 0
2015 | MISO_MI_2_IESO | MISO_MI | IESO | Internal | Summer | B10 | 1262 | 2331 | 0 | 52.37 | 47.87 | 6.5 | 0
2015 | MISO_MI_2_IESO | MISO_MI | IESO | Internal | Winter | B16 | 25 | 2331 | 0 | 77.48 | 63.14 | 6.5 | 0
2015 | MISO_MI_2_IESO | MISO_MI | IESO | Internal | Winter | B17 | 100 | 2331 | 0 | 67.83 | 50.18 | 6.5 | 0
2015 | MISO_MI_2_IESO | MISO_MI | IESO | Internal | Winter | B18 | 400 | 2331 | 0 | 61.06 | 50.18 | 6.5 | 0
2015 | MISO_MI_2_IESO | MISO_MI | IESO | Internal | Winter | B19 | 700 | 2331 | 0 | 58.36 | 50.18 | 6.5 | 0
2015 | MISO_MI_2_IESO | MISO_MI | IESO | Internal | Winter | B20 | 935 | 2331 | 0 | 54.68 | 50.18 | 6.5 | 0
2015 | MISO_MI_2_MISO_IN | MISO_MI | MISO_IN | Internal | Shoulder | B11 | 25 | 2813 | 2813 | 74.89 | 76.92 | 0.01 | 2.01
2015 | MISO_MI_2_MISO_IN | MISO_MI | MISO_IN | Internal | Shoulder | B12 | 200 | 2813 | 1741.46 | 65.28 | 65.3 | 0.01 | 0
2015 | MISO_MI_2_MISO_IN | MISO_MI | MISO_IN | Internal | Shoulder | B13 | 600 | 2813 | 2088.64 | 58.7 | 58.71 | 0.01 | 0
2015 | MISO_MI_2_MISO_IN | MISO_MI | MISO_IN | Internal | Shoulder | B14 | 900 | 2813 | 1865.39 | 57.43 | 57.44 | 0.01 | 0
2015 | MISO_MI_2_MISO_IN | MISO_MI | MISO_IN | Internal | Shoulder | B15 | 1203 | 2813 | 2509.12 | 54.73 | 54.74 | 0.01 | 0
2015 | MISO_MI_2_MISO_IN | MISO_MI | MISO_IN | Internal | Summer | B1 | 10 | 2813 | 2812.99 | 91.77 | 93.38 | 0.01 | 1.59
2015 | MISO_MI_2_MISO_IN | MISO_MI | MISO_IN | Internal | Summer | B2 | 25 | 2813 | 2813 | 88.73 | 90.72 | 0.01 | 1.98
2015 | MISO_MI_2_MISO_IN | MISO_MI | MISO_IN | Internal | Summer | B3 | 75 | 2813 | 2813 | 88.51 | 89.77 | 0.01 | 1.24
2015 | MISO_MI_2_MISO_IN | MISO_MI | MISO_IN | Internal | Summer | B4 | 100 | 2813 | 2813 | 86.09 | 88.1 | 0.01 | 2
2015 | MISO_MI_2_MISO_IN | MISO_MI | MISO_IN | Internal | Summer | B5 | 200 | 2813 | 2813 | 76.01 | 78.01 | 0.01 | 1.99
2015 | MISO_MI_2_MISO_IN | MISO_MI | MISO_IN | Internal | Summer | B6 | 300 | 2813 | 2813 | 66.09 | 68.09 | 0.01 | 1.99
2015 | MISO_MI_2_MISO_IN | MISO_MI | MISO_IN | Internal | Summer | B7 | 400 | 2813 | 1494.7 | 57.58 | 57.59 | 0.01 | 0
2015 | MISO_MI_2_MISO_IN | MISO_MI | MISO_IN | Internal | Summer | B8 | 500 | 2813 | 1260.02 | 54.39 | 54.4 | 0.01 | 0
2015 | MISO_MI_2_MISO_IN | MISO_MI | MISO_IN | Internal | Summer | B9 | 800 | 2813 | 553.07 | 53.25 | 53.26 | 0.01 | 0
2015 | MISO_MI_2_MISO_IN | MISO_MI | MISO_IN | Internal | Summer | B10 | 1262 | 2813 | 0 | 52.37 | 52.35 | 0.01 | 0
2015 | MISO_MI_2_MISO_IN | MISO_MI | MISO_IN | Internal | Winter | B16 | 25 | 2813 | 2813 | 77.48 | 79.48 | 0.01 | 1.99
2015 | MISO_MI_2_MISO_IN | MISO_MI | MISO_IN | Internal | Winter | B17 | 100 | 2813 | 1026.36 | 67.83 | 67.84 | 0.01 | 0
2015 | MISO_MI_2_MISO_IN | MISO_MI | MISO_IN | Internal | Winter | B18 | 400 | 2813 | 514.24 | 61.06 | 61.07 | 0.01 | 0
2015 | MISO_MI_2_MISO_IN | MISO_MI | MISO_IN | Internal | Winter | B19 | 700 | 2813 | 0.02 | 58.36 | 58.36 | 0.01 | 0
2015 | MISO_MI_2_MISO_IN | MISO_MI | MISO_IN | Internal | Winter | B20 | 935 | 2813 | 0 | 54.68 | 54.66 | 0.01 | 0
2015 | MISO_MI_2_MISO_WUMS | MISO_MI | MISO_WUMS | Internal | Shoulder | B11 | 25 | 805 | 0 | 74.89 | 62.05 | 0.01 | 0
2015 | MISO_MI_2_MISO_WUMS | MISO_MI | MISO_WUMS | Internal | Shoulder | B12 | 200 | 805 | 0 | 65.28 | 62.05 | 0.01 | 0
2015 | MISO_MI_2_MISO_WUMS | MISO_MI | MISO_WUMS | Internal | Shoulder | B13 | 600 | 805 | 0 | 58.7 | 58.68 | 0.01 | 0
2015 | MISO_MI_2_MISO_WUMS | MISO_MI | MISO_WUMS | Internal | Shoulder | B14 | 900 | 805 | 0 | 57.43 | 56.66 | 0.01 | 0
2015 | MISO_MI_2_MISO_WUMS | MISO_MI | MISO_WUMS | Internal | Shoulder | B15 | 1203 | 805 | 0 | 54.73 | 54.07 | 0.01 | 0
2015 | MISO_MI_2_MISO_WUMS | MISO_MI | MISO_WUMS | Internal | Summer | B1 | 10 | 805 | 0.05 | 91.77 | 91.55 | 0.01 | 0
2015 | MISO_MI_2_MISO_WUMS | MISO_MI | MISO_WUMS | Internal | Summer | B2 | 25 | 805 | 0.18 | 88.73 | 88.72 | 0.01 | 0
2015 | MISO_MI_2_MISO_WUMS | MISO_MI | MISO_WUMS | Internal | Summer | B3 | 75 | 805 | 0.12 | 88.51 | 88.51 | 0.01 | 0
2015 | MISO_MI_2_MISO_WUMS | MISO_MI | MISO_WUMS | Internal | Summer | B4 | 100 | 805 | 0.05 | 86.09 | 86.07 | 0.01 | 0
2015 | MISO_MI_2_MISO_WUMS | MISO_MI | MISO_WUMS | Internal | Summer | B5 | 200 | 805 | 0 | 76.01 | 63.19 | 0.01 | 0
2015 | MISO_MI_2_MISO_WUMS | MISO_MI | MISO_WUMS | Internal | Summer | B6 | 300 | 805 | 0 | 66.09 | 62.05 | 0.01 | 0
2015 | MISO_MI_2_MISO_WUMS | MISO_MI | MISO_WUMS | Internal | Summer | B7 | 400 | 805 | 0.01 | 57.58 | 57.57 | 0.01 | 0
2015 | MISO_MI_2_MISO_WUMS | MISO_MI | MISO_WUMS | Internal | Summer | B8 | 500 | 805 | 0 | 54.39 | 54.37 | 0.01 | 0
2015 | MISO_MI_2_MISO_WUMS | MISO_MI | MISO_WUMS | Internal | Summer | B9 | 800 | 805 | 0 | 53.25 | 52.91 | 0.01 | 0
2015 | MISO_MI_2_MISO_WUMS | MISO_MI | MISO_WUMS | Internal | Summer | B10 | 1262 | 805 | 0 | 52.37 | 51.51 | 0.01 | 0
2015 | MISO_MI_2_MISO_WUMS | MISO_MI | MISO_WUMS | Internal | Winter | B16 | 25 | 805 | 0.17 | 77.48 | 77.47 | 0.01 | 0
2015 | MISO_MI_2_MISO_WUMS | MISO_MI | MISO_WUMS | Internal | Winter | B17 | 100 | 805 | 0.04 | 67.83 | 67.82 | 0.01 | 0
2015 | MISO_MI_2_MISO_WUMS | MISO_MI | MISO_WUMS | Internal | Winter | B18 | 400 | 805 | 0.01 | 61.06 | 61.05 | 0.01 | 0
2015 | MISO_MI_2_MISO_WUMS | MISO_MI | MISO_WUMS | Internal | Winter | B19 | 700 | 805 | 0 | 58.36 | 58.35 | 0.01 | 0
2015 | MISO_MI_2_MISO_WUMS | MISO_MI | MISO_WUMS | Internal | Winter | B20 | 935 | 805 | 0 | 54.68 | 54.66 | 0.01 | 0
2015 | MISO_MI_2_PJM_ROR | MISO_MI | PJM_ROR | Internal | Shoulder | B11 | 25 | 1424 | 82.11 | 74.89 | 75.89 | 1 | 0
2015 | MISO_MI_2_PJM_ROR | MISO_MI | PJM_ROR | Internal | Shoulder | B12 | 200 | 1424 | 0 | 65.28 | 64.45 | 1 | 0
2015 | MISO_MI_2_PJM_ROR | MISO_MI | PJM_ROR | Internal | Shoulder | B13 | 600 | 1424 | 0.02 | 58.7 | 59.69 | 1 | 0
2015 | MISO_MI_2_PJM_ROR | MISO_MI | PJM_ROR | Internal | Shoulder | B14 | 900 | 1424 | 0.01 | 57.43 | 58.41 | 1 | 0
2015 | MISO_MI_2_PJM_ROR | MISO_MI | PJM_ROR | Internal | Shoulder | B15 | 1203 | 1424 | 0 | 54.73 | 54.97 | 1 | 0
2015 | MISO_MI_2_PJM_ROR | MISO_MI | PJM_ROR | Internal | Summer | B1 | 10 | 1424 | 0.06 | 91.77 | 92.55 | 1 | 0
2015 | MISO_MI_2_PJM_ROR | MISO_MI | PJM_ROR | Internal | Summer | B2 | 25 | 1424 | 0.36 | 88.73 | 89.72 | 1 | 0
2015 | MISO_MI_2_PJM_ROR | MISO_MI | PJM_ROR | Internal | Summer | B3 | 75 | 1424 | 1183.38 | 88.51 | 89.51 | 1 | 0
2015 | MISO_MI_2_PJM_ROR | MISO_MI | PJM_ROR | Internal | Summer | B4 | 100 | 1424 | 289.08 | 86.09 | 87.09 | 1 | 0
2015 | MISO_MI_2_PJM_ROR | MISO_MI | PJM_ROR | Internal | Summer | B5 | 200 | 1424 | 1320.23 | 76.01 | 77.01 | 1 | 0
2015 | MISO_MI_2_PJM_ROR | MISO_MI | PJM_ROR | Internal | Summer | B6 | 300 | 1424 | 200.03 | 66.09 | 67.09 | 1 | 0
2015 | MISO_MI_2_PJM_ROR | MISO_MI | PJM_ROR | Internal | Summer | B7 | 400 | 1424 | 665.21 | 57.58 | 58.58 | 1 | 0
2015 | MISO_MI_2_PJM_ROR | MISO_MI | PJM_ROR | Internal | Summer | B8 | 500 | 1424 | 0.02 | 54.39 | 55.37 | 1 | 0
2015 | MISO_MI_2_PJM_ROR | MISO_MI | PJM_ROR | Internal | Summer | B9 | 800 | 1424 | 0 | 53.25 | 53.88 | 1 | 0
2015 | MISO_MI_2_PJM_ROR | MISO_MI | PJM_ROR | Internal | Summer | B10 | 1262 | 1424 | 0 | 52.37 | 52.21 | 1 | 0
2015 | MISO_MI_2_PJM_ROR | MISO_MI | PJM_ROR | Internal | Winter | B16 | 25 | 1424 | 773.11 | 77.48 | 78.48 | 1 | 0
2015 | MISO_MI_2_PJM_ROR | MISO_MI | PJM_ROR | Internal | Winter | B17 | 100 | 1424 | 149.07 | 67.83 | 68.83 | 1 | 0
2015 | MISO_MI_2_PJM_ROR | MISO_MI | PJM_ROR | Internal | Winter | B18 | 400 | 1424 | 881.37 | 61.06 | 62.06 | 1 | 0
2015 | MISO_MI_2_PJM_ROR | MISO_MI | PJM_ROR | Internal | Winter | B19 | 700 | 1424 | 1285.83 | 58.36 | 59.36 | 1 | 0
2015 | MISO_MI_2_PJM_ROR | MISO_MI | PJM_ROR | Internal | Winter | B20 | 935 | 1424 | 0 | 54.68 | 55.65 | 1 | 0
2015 | MISO_MO-IL_2_ENT | MISO_MO-IL | ENT | Internal | Shoulder | B11 | 25 | 2540 | 165.26 | 76.91 | 83.41 | 6.5 | 0
2015 | MISO_MO-IL_2_ENT | MISO_MO-IL | ENT | Internal | Shoulder | B12 | 200 | 2540 | 0 | 64.46 | 59.8 | 6.5 | 0
2015 | MISO_MO-IL_2_ENT | MISO_MO-IL | ENT | Internal | Shoulder | B13 | 600 | 2540 | 0 | 58.7 | 59.47 | 6.5 | 0
2015 | MISO_MO-IL_2_ENT | MISO_MO-IL | ENT | Internal | Shoulder | B14 | 900 | 2540 | 0 | 57.43 | 58.67 | 6.5 | 0
2015 | MISO_MO-IL_2_ENT | MISO_MO-IL | ENT | Internal | Shoulder | B15 | 1203 | 2540 | 0 | 54.73 | 57.49 | 6.5 | 0
2015 | MISO_MO-IL_2_ENT | MISO_MO-IL | ENT | Internal | Summer | B1 | 10 | 2540 | 0 | 91.56 | 92.37 | 6.5 | 0
2015 | MISO_MO-IL_2_ENT | MISO_MO-IL | ENT | Internal | Summer | B2 | 25 | 2540 | 0 | 88.74 | 92.37 | 6.5 | 0
2015 | MISO_MO-IL_2_ENT | MISO_MO-IL | ENT | Internal | Summer | B3 | 75 | 2540 | 0 | 88.74 | 92.37 | 6.5 | 0
2015 | MISO_MO-IL_2_ENT | MISO_MO-IL | ENT | Internal | Summer | B4 | 100 | 2540 | 0 | 88.09 | 90.87 | 6.5 | 0
2015 | MISO_MO-IL_2_ENT | MISO_MO-IL | ENT | Internal | Summer | B5 | 200 | 2540 | 0 | 78 | 82.51 | 6.5 | 0
2015 | MISO_MO-IL_2_ENT | MISO_MO-IL | ENT | Internal | Summer | B6 | 300 | 2540 | 0 | 68.08 | 70.59 | 6.5 | 0
2015 | MISO_MO-IL_2_ENT | MISO_MO-IL | ENT | Internal | Summer | B7 | 400 | 2540 | 0 | 57.58 | 62.04 | 6.5 | 0
2015 | MISO_MO-IL_2_ENT | MISO_MO-IL | ENT | Internal | Summer | B8 | 500 | 2540 | 0 | 54.39 | 58.69 | 6.5 | 0
2015 | MISO_MO-IL_2_ENT | MISO_MO-IL | ENT | Internal | Summer | B9 | 800 | 2540 | 0 | 52.93 | 56.32 | 6.5 | 0
2015 | MISO_MO-IL_2_ENT | MISO_MO-IL | ENT | Internal | Summer | B10 | 1262 | 2540 | 0 | 51.51 | 56.32 | 6.5 | 0
2015 | MISO_MO-IL_2_ENT | MISO_MO-IL | ENT | Internal | Winter | B16 | 25 | 2540 | 0 | 77.49 | 79.68 | 6.5 | 0
2015 | MISO_MO-IL_2_ENT | MISO_MO-IL | ENT | Internal | Winter | B17 | 100 | 2540 | 0 | 67.83 | 62.34 | 6.5 | 0
2015 | MISO_MO-IL_2_ENT | MISO_MO-IL | ENT | Internal | Winter | B18 | 400 | 2540 | 0 | 61.06 | 61.89 | 6.5 | 0
2015 | MISO_MO-IL_2_ENT | MISO_MO-IL | ENT | Internal | Winter | B19 | 700 | 2540 | 0 | 58.35 | 59.83 | 6.5 | 0
2015 | MISO_MO-IL_2_ENT | MISO_MO-IL | ENT | Internal | Winter | B20 | 935 | 2540 | 0 | 54.65 | 59.83 | 6.5 | 0
2015 | MISO_MO-IL_2_MISO_IN | MISO_MO-IL | MISO_IN | Internal | Shoulder | B11 | 25 | 2100 | 1101.79 | 76.91 | 76.92 | 0.01 | 0
2015 | MISO_MO-IL_2_MISO_IN | MISO_MO-IL | MISO_IN | Internal | Shoulder | B12 | 200 | 2100 | 2100 | 64.46 | 65.3 | 0.01 | 0.83
2015 | MISO_MO-IL_2_MISO_IN | MISO_MO-IL | MISO_IN | Internal | Shoulder | B13 | 600 | 2100 | 1303.46 | 58.7 | 58.71 | 0.01 | 0
2015 | MISO_MO-IL_2_MISO_IN | MISO_MO-IL | MISO_IN | Internal | Shoulder | B14 | 900 | 2100 | 1152.59 | 57.43 | 57.44 | 0.01 | 0
2015 | MISO_MO-IL_2_MISO_IN | MISO_MO-IL | MISO_IN | Internal | Shoulder | B15 | 1203 | 2100 | 259.04 | 54.73 | 54.74 | 0.01 | 0
2015 | MISO_MO-IL_2_MISO_IN | MISO_MO-IL | MISO_IN | Internal | Summer | B1 | 10 | 2100 | 2099.99 | 91.56 | 93.38 | 0.01 | 1.8
2015 | MISO_MO-IL_2_MISO_IN | MISO_MO-IL | MISO_IN | Internal | Summer | B2 | 25 | 2100 | 2100 | 88.74 | 90.72 | 0.01 | 1.96
2015 | MISO_MO-IL_2_MISO_IN | MISO_MO-IL | MISO_IN | Internal | Summer | B3 | 75 | 2100 | 2100 | 88.74 | 89.77 | 0.01 | 1.01
2015 | MISO_MO-IL_2_MISO_IN | MISO_MO-IL | MISO_IN | Internal | Summer | B4 | 100 | 2100 | 788.49 | 88.09 | 88.1 | 0.01 | 0
2015 | MISO_MO-IL_2_MISO_IN | MISO_MO-IL | MISO_IN | Internal | Summer | B5 | 200 | 2100 | 939.79 | 78 | 78.01 | 0.01 | 0
2015 | MISO_MO-IL_2_MISO_IN | MISO_MO-IL | MISO_IN | Internal | Summer | B6 | 300 | 2100 | 86.01 | 68.08 | 68.09 | 0.01 | 0
2015 | MISO_MO-IL_2_MISO_IN | MISO_MO-IL | MISO_IN | Internal | Summer | B7 | 400 | 2100 | 850.66 | 57.58 | 57.59 | 0.01 | 0
2015 | MISO_MO-IL_2_MISO_IN | MISO_MO-IL | MISO_IN | Internal | Summer | B8 | 500 | 2100 | 894.72 | 54.39 | 54.4 | 0.01 | 0
2015 | MISO_MO-IL_2_MISO_IN | MISO_MO-IL | MISO_IN | Internal | Summer | B9 | 800 | 2100 | 2100 | 52.93 | 53.26 | 0.01 | 0.32
2015 | MISO_MO-IL_2_MISO_IN | MISO_MO-IL | MISO_IN | Internal | Summer | B10 | 1262 | 2100 | 2100 | 51.51 | 52.35 | 0.01 | 0.83
2015 | MISO_MO-IL_2_MISO_IN | MISO_MO-IL | MISO_IN | Internal | Winter | B16 | 25 | 2100 | 2100 | 77.49 | 79.48 | 0.01 | 1.98
2015 | MISO_MO-IL_2_MISO_IN | MISO_MO-IL | MISO_IN | Internal | Winter | B17 | 100 | 2100 | 1864.87 | 67.83 | 67.84 | 0.01 | 0
2015 | MISO_MO-IL_2_MISO_IN | MISO_MO-IL | MISO_IN | Internal | Winter | B18 | 400 | 2100 | 1609.4 | 61.06 | 61.07 | 0.01 | 0
2015 | MISO_MO-IL_2_MISO_IN | MISO_MO-IL | MISO_IN | Internal | Winter | B19 | 700 | 2100 | 1720.64 | 58.35 | 58.36 | 0.01 | 0
2015 | MISO_MO-IL_2_MISO_IN | MISO_MO-IL | MISO_IN | Internal | Winter | B20 | 935 | 2100 | 1400.94 | 54.65 | 54.66 | 0.01 | 0
2015 | MISO_MO-IL_2_MISO_W | MISO_MO-IL | MISO_W | Internal | Shoulder | B11 | 25 | 1082 | 0.19 | 76.91 | 76.89 | 0.01 | 0
2015 | MISO_MO-IL_2_MISO_W | MISO_MO-IL | MISO_W | Internal | Shoulder | B12 | 200 | 1082 | 0.03 | 64.46 | 64.44 | 0.01 | 0
2015 | MISO_MO-IL_2_MISO_W | MISO_MO-IL | MISO_W | Internal | Shoulder | B13 | 600 | 1082 | 0 | 58.7 | 58.69 | 0.01 | 0
2015 | MISO_MO-IL_2_MISO_W | MISO_MO-IL | MISO_W | Internal | Shoulder | B14 | 900 | 1082 | 0 | 57.43 | 57.41 | 0.01 | 0
2015 | MISO_MO-IL_2_MISO_W | MISO_MO-IL | MISO_W | Internal | Shoulder | B15 | 1203 | 1082 | 0 | 54.73 | 54.71 | 0.01 | 0
2015 | MISO_MO-IL_2_MISO_W | MISO_MO-IL | MISO_W | Internal | Summer | B1 | 10 | 1082 | 0.49 | 91.56 | 91.55 | 0.01 | 0
2015 | MISO_MO-IL_2_MISO_W | MISO_MO-IL | MISO_W | Internal | Summer | B2 | 25 | 1082 | 0.19 | 88.74 | 88.73 | 0.01 | 0
2015 | MISO_MO-IL_2_MISO_W | MISO_MO-IL | MISO_W | Internal | Summer | B3 | 75 | 1082 | 0.07 | 88.74 | 88.73 | 0.01 | 0
2015 | MISO_MO-IL_2_MISO_W | MISO_MO-IL | MISO_W | Internal | Summer | B4 | 100 | 1082 | 0.05 | 88.09 | 88.07 | 0.01 | 0
2015 | MISO_MO-IL_2_MISO_W | MISO_MO-IL | MISO_W | Internal | Summer | B5 | 200 | 1082 | 0.03 | 78 | 77.99 | 0.01 | 0
2015 | MISO_MO-IL_2_MISO_W | MISO_MO-IL | MISO_W | Internal | Summer | B6 | 300 | 1082 | 848.22 | 68.08 | 68.09 | 0.01 | 0
2015 | MISO_MO-IL_2_MISO_W | MISO_MO-IL | MISO_W | Internal | Summer | B7 | 400 | 1082 | 0.03 | 57.58 | 57.58 | 0.01 | 0
2015 | MISO_MO-IL_2_MISO_W | MISO_MO-IL | MISO_W | Internal | Summer | B8 | 500 | 1082 | 0.01 | 54.39 | 54.37 | 0.01 | 0
2015 | MISO_MO-IL_2_MISO_W | MISO_MO-IL | MISO_W | Internal | Summer | B9 | 800 | 1082 | 0 | 52.93 | 52.92 | 0.01 | 0
2015 | MISO_MO-IL_2_MISO_W | MISO_MO-IL | MISO_W | Internal | Summer | B10 | 1262 | 1082 | 0 | 51.51 | 51.5 | 0.01 | 0
2015 | MISO_MO-IL_2_MISO_W | MISO_MO-IL | MISO_W | Internal | Winter | B16 | 25 | 1082 | 0.2 | 77.49 | 77.48 | 0.01 | 0
2015 | MISO_MO-IL_2_MISO_W | MISO_MO-IL | MISO_W | Internal | Winter | B17 | 100 | 1082 | 0.1 | 67.83 | 67.83 | 0.01 | 0
2015 | MISO_MO-IL_2_MISO_W | MISO_MO-IL | MISO_W | Internal | Winter | B18 | 400 | 1082 | 0.03 | 61.06 | 61.06 | 0.01 | 0
2015 | MISO_MO-IL_2_MISO_W | MISO_MO-IL | MISO_W | Internal | Winter | B19 | 700 | 1082 | 300.69 | 58.35 | 58.36 | 0.01 | 0
2015 | MISO_MO-IL_2_MISO_W | MISO_MO-IL | MISO_W | Internal | Winter | B20 | 935 | 1082 | 0.01 | 54.65 | 54.65 | 0.01 | 0
2015 | MISO_MO-IL_2_PJM_ROR | MISO_MO-IL | PJM_ROR | Internal | Shoulder | B11 | 25 | 1212 | 0 | 76.91 | 75.89 | 1 | 0
2015 | MISO_MO-IL_2_PJM_ROR | MISO_MO-IL | PJM_ROR | Internal | Shoulder | B12 | 200 | 1212 | 0 | 64.46 | 64.45 | 1 | 0
2015 | MISO_MO-IL_2_PJM_ROR | MISO_MO-IL | PJM_ROR | Internal | Shoulder | B13 | 600 | 1212 | 0.02 | 58.7 | 59.69 | 1 | 0
2015 | MISO_MO-IL_2_PJM_ROR | MISO_MO-IL | PJM_ROR | Internal | Shoulder | B14 | 900 | 1212 | 0.01 | 57.43 | 58.41 | 1 | 0
2015 | MISO_MO-IL_2_PJM_ROR | MISO_MO-IL | PJM_ROR | Internal | Shoulder | B15 | 1203 | 1212 | 0 | 54.73 | 54.97 | 1 | 0
2015 | MISO_MO-IL_2_PJM_ROR | MISO_MO-IL | PJM_ROR | Internal | Summer | B1 | 10 | 1212 | 0.97 | 91.56 | 92.55 | 1 | 0
2015 | MISO_MO-IL_2_PJM_ROR | MISO_MO-IL | PJM_ROR | Internal | Summer | B2 | 25 | 1212 | 0.18 | 88.74 | 89.72 | 1 | 0
2015 | MISO_MO-IL_2_PJM_ROR | MISO_MO-IL | PJM_ROR | Internal | Summer | B3 | 75 | 1212 | 0 | 88.74 | 89.51 | 1 | 0
2015 | MISO_MO-IL_2_PJM_ROR | MISO_MO-IL | PJM_ROR | Internal | Summer | B4 | 100 | 1212 | 0 | 88.09 | 87.09 | 1 | 0
2015 | MISO_MO-IL_2_PJM_ROR | MISO_MO-IL | PJM_ROR | Internal | Summer | B5 | 200 | 1212 | 0 | 78 | 77.01 | 1 | 0
2015 | MISO_MO-IL_2_PJM_ROR | MISO_MO-IL | PJM_ROR | Internal | Summer | B6 | 300 | 1212 | 0 | 68.08 | 67.09 | 1 | 0
2015 | MISO_MO-IL_2_PJM_ROR | MISO_MO-IL | PJM_ROR | Internal | Summer | B7 | 400 | 1212 | 490.96 | 57.58 | 58.58 | 1 | 0
2015 | MISO_MO-IL_2_PJM_ROR | MISO_MO-IL | PJM_ROR | Internal | Summer | B8 | 500 | 1212 | 0.02 | 54.39 | 55.37 | 1 | 0
2015 | MISO_MO-IL_2_PJM_ROR | MISO_MO-IL | PJM_ROR | Internal | Summer | B9 | 800 | 1212 | 0 | 52.93 | 53.88 | 1 | 0
2015 | MISO_MO-IL_2_PJM_ROR | MISO_MO-IL | PJM_ROR | Internal | Summer | B10 | 1262 | 1212 | 0 | 51.51 | 52.21 | 1 | 0
2015 | MISO_MO-IL_2_PJM_ROR | MISO_MO-IL | PJM_ROR | Internal | Winter | B16 | 25 | 1212 | 0.39 | 77.49 | 78.48 | 1 | 0
2015 | MISO_MO-IL_2_PJM_ROR | MISO_MO-IL | PJM_ROR | Internal | Winter | B17 | 100 | 1212 | 348.69 | 67.83 | 68.83 | 1 | 0
2015 | MISO_MO-IL_2_PJM_ROR | MISO_MO-IL | PJM_ROR | Internal | Winter | B18 | 400 | 1212 | 1001.01 | 61.06 | 62.06 | 1 | 0
2015 | MISO_MO-IL_2_PJM_ROR | MISO_MO-IL | PJM_ROR | Internal | Winter | B19 | 700 | 1212 | 1211.99 | 58.35 | 59.36 | 1 | 0.01
2015 | MISO_MO-IL_2_PJM_ROR | MISO_MO-IL | PJM_ROR | Internal | Winter | B20 | 935 | 1212 | 987.63 | 54.65 | 55.65 | 1 | 0
2015 | MISO_MO-IL_2_SPP_N | MISO_MO-IL | SPP_N | Internal | Shoulder | B11 | 25 | 4019 | 0.01 | 76.91 | 83.04 | 6.5 | 0
2015 | MISO_MO-IL_2_SPP_N | MISO_MO-IL | SPP_N | Internal | Shoulder | B12 | 200 | 4019 | 0 | 64.46 | 64.46 | 6.5 | 0
2015 | MISO_MO-IL_2_SPP_N | MISO_MO-IL | SPP_N | Internal | Shoulder | B13 | 600 | 4019 | 0 | 58.7 | 60.05 | 6.5 | 0
2015 | MISO_MO-IL_2_SPP_N | MISO_MO-IL | SPP_N | Internal | Shoulder | B14 | 900 | 4019 | 0 | 57.43 | 58.31 | 6.5 | 0
2015 | MISO_MO-IL_2_SPP_N | MISO_MO-IL | SPP_N | Internal | Shoulder | B15 | 1203 | 4019 | 0 | 54.73 | 57.38 | 6.5 | 0
2015 | MISO_MO-IL_2_SPP_N | MISO_MO-IL | SPP_N | Internal | Summer | B1 | 10 | 4019 | 0 | 91.56 | 92.6 | 6.5 | 0
2015 | MISO_MO-IL_2_SPP_N | MISO_MO-IL | SPP_N | Internal | Summer | B2 | 25 | 4019 | 0 | 88.74 | 92.6 | 6.5 | 0
2015 | MISO_MO-IL_2_SPP_N | MISO_MO-IL | SPP_N | Internal | Summer | B3 | 75 | 4019 | 0 | 88.74 | 92.6 | 6.5 | 0
2015 | MISO_MO-IL_2_SPP_N | MISO_MO-IL | SPP_N | Internal | Summer | B4 | 100 | 4019 | 0 | 88.09 | 88.09 | 6.5 | 0
2015 | MISO_MO-IL_2_SPP_N | MISO_MO-IL | SPP_N | Internal | Summer | B5 | 200 | 4019 | 0 | 78 | 83.49 | 6.5 | 0
2015 | MISO_MO-IL_2_SPP_N | MISO_MO-IL | SPP_N | Internal | Summer | B6 | 300 | 4019 | 0 | 68.08 | 73.59 | 6.5 | 0
2015 | MISO_MO-IL_2_SPP_N | MISO_MO-IL | SPP_N | Internal | Summer | B7 | 400 | 4019 | 0 | 57.58 | 63.08 | 6.5 | 0
2015 | MISO_MO-IL_2_SPP_N | MISO_MO-IL | SPP_N | Internal | Summer | B8 | 500 | 4019 | 0 | 54.39 | 58.7 | 6.5 | 0
2015 | MISO_MO-IL_2_SPP_N | MISO_MO-IL | SPP_N | Internal | Summer | B9 | 800 | 4019 | 0 | 52.93 | 57.02 | 6.5 | 0
2015 | MISO_MO-IL_2_SPP_N | MISO_MO-IL | SPP_N | Internal | Summer | B10 | 1262 | 4019 | 0 | 51.51 | 55.99 | 6.5 | 0
2015 | MISO_MO-IL_2_SPP_N | MISO_MO-IL | SPP_N | Internal | Winter | B16 | 25 | 4019 | 0 | 77.49 | 76.18 | 6.5 | 0
2015 | MISO_MO-IL_2_SPP_N | MISO_MO-IL | SPP_N | Internal | Winter | B17 | 100 | 4019 | 0 | 67.83 | 64.34 | 6.5 | 0
2015 | MISO_MO-IL_2_SPP_N | MISO_MO-IL | SPP_N | Internal | Winter | B18 | 400 | 4019 | 0 | 61.06 | 60.21 | 6.5 | 0
2015 | MISO_MO-IL_2_SPP_N | MISO_MO-IL | SPP_N | Internal | Winter | B19 | 700 | 4019 | 0 | 58.35 | 59.86 | 6.5 | 0
2015 | MISO_MO-IL_2_SPP_N | MISO_MO-IL | SPP_N | Internal | Winter | B20 | 935 | 4019 | 0 | 54.65 | 59.72 | 6.5 | 0
2015 | MISO_MO-IL_2_TVA_Transmission | MISO_MO-IL | TVA_Transmission | Internal | Shoulder | B11 | 25 | 4000 | 0 | 76.91 | 80.39 | 6.5 | 0
2015 | MISO_MO-IL_2_TVA_Transmission | MISO_MO-IL | TVA_Transmission | Internal | Shoulder | B12 | 200 | 4000 | 0 | 64.46 | 65.3 | 6.5 | 0
2015 | MISO_MO-IL_2_TVA_Transmission | MISO_MO-IL | TVA_Transmission | Internal | Shoulder | B13 | 600 | 4000 | 0 | 58.7 | 62.66 | 6.5 | 0
2015 | MISO_MO-IL_2_TVA_Transmission | MISO_MO-IL | TVA_Transmission | Internal | Shoulder | B14 | 900 | 4000 | 0 | 57.43 | 61.92 | 6.5 | 0
2015 | MISO_MO-IL_2_TVA_Transmission | MISO_MO-IL | TVA_Transmission | Internal | Shoulder | B15 | 1203 | 4000 | 0 | 54.73 | 59.47 | 6.5 | 0
2015 | MISO_MO-IL_2_TVA_Transmission | MISO_MO-IL | TVA_Transmission | Internal | Summer | B1 | 10 | 4000 | 0.06 | 91.56 | 97.87 | 6.5 | 0
2015 | MISO_MO-IL_2_TVA_Transmission | MISO_MO-IL | TVA_Transmission | Internal | Summer | B2 | 25 | 4000 | 85.27 | 88.74 | 95.24 | 6.5 | 0
2015 | MISO_MO-IL_2_TVA_Transmission | MISO_MO-IL | TVA_Transmission | Internal | Summer | B3 | 75 | 4000 | 0 | 88.74 | 94.01 | 6.5 | 0
2015 | MISO_MO-IL_2_TVA_Transmission | MISO_MO-IL | TVA_Transmission | Internal | Summer | B4 | 100 | 4000 | 0 | 88.09 | 91.59 | 6.5 | 0
2015 | MISO_MO-IL_2_TVA_Transmission | MISO_MO-IL | TVA_Transmission | Internal | Summer | B5 | 200 | 4000 | 0 | 78 | 81.51 | 6.5 | 0
2015 | MISO_MO-IL_2_TVA_Transmission | MISO_MO-IL | TVA_Transmission | Internal | Summer | B6 | 300 | 4000 | 0 | 68.08 | 69.59 | 6.5 | 0
2015 | MISO_MO-IL_2_TVA_Transmission | MISO_MO-IL | TVA_Transmission | Internal | Summer | B7 | 400 | 4000 | 0 | 57.58 | 61.6 | 6.5 | 0
2015 | MISO_MO-IL_2_TVA_Transmission | MISO_MO-IL | TVA_Transmission | Internal | Summer | B8 | 500 | 4000 | 0 | 54.39 | 59.87 | 6.5 | 0
2015 | MISO_MO-IL_2_TVA_Transmission | MISO_MO-IL | TVA_Transmission | Internal | Summer | B9 | 800 | 4000 | 0 | 52.93 | 58.37 | 6.5 | 0
2015 | MISO_MO-IL_2_TVA_Transmission | MISO_MO-IL | TVA_Transmission | Internal | Summer | B10 | 1262 | 4000 | 0 | 51.51 | 56.71 | 6.5 | 0
2015 | MISO_MO-IL_2_TVA_Transmission | MISO_MO-IL | TVA_Transmission | Internal | Winter | B16 | 25 | 4000 | 0 | 77.49 | 82.98 | 6.5 | 0
2015 | MISO_MO-IL_2_TVA_Transmission | MISO_MO-IL | TVA_Transmission | Internal | Winter | B17 | 100 | 4000 | 0 | 67.83 | 67.84 | 6.5 | 0
2015 | MISO_MO-IL_2_TVA_Transmission | MISO_MO-IL | TVA_Transmission | Internal | Winter | B18 | 400 | 4000 | 0 | 61.06 | 64.45 | 6.5 | 0
2015 | MISO_MO-IL_2_TVA_Transmission | MISO_MO-IL | TVA_Transmission | Internal | Winter | B19 | 700 | 4000 | 0 | 58.35 | 62.69 | 6.5 | 0
2015 | MISO_MO-IL_2_TVA_Transmission | MISO_MO-IL | TVA_Transmission | Internal | Winter | B20 | 935 | 4000 | 0 | 54.65 | 60.15 | 6.5 | 0
2015 | MISO_W_2_IESO | MISO_W | IESO | Internal | Shoulder | B11 | 25 | 157 | 0 | 76.89 | 50.23 | 6.5 | 0
2015 | MISO_W_2_IESO | MISO_W | IESO | Internal | Shoulder | B12 | 200 | 157 | 0 | 64.44 | 50.23 | 6.5 | 0
2015 | MISO_W_2_IESO | MISO_W | IESO | Internal | Shoulder | B13 | 600 | 157 | 0 | 58.69 | 50.23 | 6.5 | 0
2015 | MISO_W_2_IESO | MISO_W | IESO | Internal | Shoulder | B14 | 900 | 157 | 0 | 57.41 | 50.23 | 6.5 | 0
2015 | MISO_W_2_IESO | MISO_W | IESO | Internal | Shoulder | B15 | 1203 | 157 | 0 | 54.71 | 50.23 | 6.5 | 0
2015 | MISO_W_2_IESO | MISO_W | IESO | Internal | Summer | B1 | 10 | 157 | 0 | 91.55 | 87.27 | 6.5 | 0
2015 | MISO_W_2_IESO | MISO_W | IESO | Internal | Summer | B2 | 25 | 157 | 0 | 88.73 | 84.23 | 6.5 | 0
2015 | MISO_W_2_IESO | MISO_W | IESO | Internal | Summer | B3 | 75 | 157 | 0 | 88.73 | 71.54 | 6.5 | 0
2015 | MISO_W_2_IESO | MISO_W | IESO | Internal | Summer | B4 | 100 | 157 | 0 | 88.07 | 70.68 | 6.5 | 0
2015 | MISO_W_2_IESO | MISO_W | IESO | Internal | Summer | B5 | 200 | 157 | 0 | 77.99 | 64.38 | 6.5 | 0
2015 | MISO_W_2_IESO | MISO_W | IESO | Internal | Summer | B6 | 300 | 157 | 0 | 68.09 | 47.87 | 6.5 | 0
2015 | MISO_W_2_IESO | MISO_W | IESO | Internal | Summer | B7 | 400 | 157 | 0 | 57.58 | 47.87 | 6.5 | 0
2015 | MISO_W_2_IESO | MISO_W | IESO | Internal | Summer | B8 | 500 | 157 | 0 | 54.37 | 47.87 | 6.5 | 0
2015 | MISO_W_2_IESO | MISO_W | IESO | Internal | Summer | B9 | 800 | 157 | 0 | 52.92 | 47.87 | 6.5 | 0
2015 | MISO_W_2_IESO | MISO_W | IESO | Internal | Summer | B10 | 1262 | 157 | 0 | 51.5 | 47.87 | 6.5 | 0
2015 | MISO_W_2_IESO | MISO_W | IESO | Internal | Winter | B16 | 25 | 157 | 0 | 77.48 | 63.14 | 6.5 | 0
2015 | MISO_W_2_IESO | MISO_W | IESO | Internal | Winter | B17 | 100 | 157 | 0 | 67.83 | 50.18 | 6.5 | 0
2015 | MISO_W_2_IESO | MISO_W | IESO | Internal | Winter | B18 | 400 | 157 | 0 | 61.06 | 50.18 | 6.5 | 0
2015 | MISO_W_2_IESO | MISO_W | IESO | Internal | Winter | B19 | 700 | 157 | 0 | 58.36 | 50.18 | 6.5 | 0
2015 | MISO_W_2_IESO | MISO_W | IESO | Internal | Winter | B20 | 935 | 157 | 0 | 54.65 | 50.18 | 6.5 | 0
2015 | MISO_W_2_MAPP_CA | MISO_W | MAPP_CA | Internal | Shoulder | B11 | 25 | 700 | 0 | 76.89 | 70.97 | 0.01 | 0
2015 | MISO_W_2_MAPP_CA | MISO_W | MAPP_CA | Internal | Shoulder | B12 | 200 | 700 | 0.02 | 64.44 | 64.43 | 0.01 | 0
2015 | MISO_W_2_MAPP_CA | MISO_W | MAPP_CA | Internal | Shoulder | B13 | 600 | 700 | 0 | 58.69 | 58.68 | 0.01 | 0
2015 | MISO_W_2_MAPP_CA | MISO_W | MAPP_CA | Internal | Shoulder | B14 | 900 | 700 | 0 | 57.41 | 57.4 | 0.01 | 0
2015 | MISO_W_2_MAPP_CA | MISO_W | MAPP_CA | Internal | Shoulder | B15 | 1203 | 700 | 700 | 54.71 | 57.4 | 0.01 | 2.68
2015 | MISO_W_2_MAPP_CA | MISO_W | MAPP_CA | Internal | Summer | B1 | 10 | 700 | 0 | 91.55 | 80.55 | 0.01 | 0
2015 | MISO_W_2_MAPP_CA | MISO_W | MAPP_CA | Internal | Summer | B2 | 25 | 700 | 0 | 88.73 | 80.38 | 0.01 | 0
2015 | MISO_W_2_MAPP_CA | MISO_W | MAPP_CA | Internal | Summer | B3 | 75 | 700 | 0 | 88.73 | 76.04 | 0.01 | 0
2015 | MISO_W_2_MAPP_CA | MISO_W | MAPP_CA | Internal | Summer | B4 | 100 | 700 | 0 | 88.07 | 75.73 | 0.01 | 0
2015 | MISO_W_2_MAPP_CA | MISO_W | MAPP_CA | Internal | Summer | B5 | 200 | 700 | 0 | 77.99 | 72.48 | 0.01 | 0
2015 | MISO_W_2_MAPP_CA | MISO_W | MAPP_CA | Internal | Summer | B6 | 300 | 700 | 0.02 | 68.09 | 68.08 | 0.01 | 0
2015 | MISO_W_2_MAPP_CA | MISO_W | MAPP_CA | Internal | Summer | B7 | 400 | 700 | 0.01 | 57.58 | 57.57 | 0.01 | 0
2015 | MISO_W_2_MAPP_CA | MISO_W | MAPP_CA | Internal | Summer | B8 | 500 | 700 | 0 | 54.37 | 54.36 | 0.01 | 0
2015 | MISO_W_2_MAPP_CA | MISO_W | MAPP_CA | Internal | Summer | B9 | 800 | 700 | 0 | 52.92 | 52.91 | 0.01 | 0
2015 | MISO_W_2_MAPP_CA | MISO_W | MAPP_CA | Internal | Summer | B10 | 1262 | 700 | 700 | 51.5 | 52.91 | 0.01 | 1.39
2015 | MISO_W_2_MAPP_CA | MISO_W | MAPP_CA | Internal | Winter | B16 | 25 | 700 | 0.18 | 77.48 | 77.47 | 0.01 | 0
2015 | MISO_W_2_MAPP_CA | MISO_W | MAPP_CA | Internal | Winter | B17 | 100 | 700 | 0.05 | 67.83 | 67.82 | 0.01 | 0
2015 | MISO_W_2_MAPP_CA | MISO_W | MAPP_CA | Internal | Winter | B18 | 400 | 700 | 0.01 | 61.06 | 61.05 | 0.01 | 0
2015 | MISO_W_2_MAPP_CA | MISO_W | MAPP_CA | Internal | Winter | B19 | 700 | 700 | 465.37 | 58.36 | 58.37 | 0.01 | 0
2015 | MISO_W_2_MAPP_CA | MISO_W | MAPP_CA | Internal | Winter | B20 | 935 | 700 | 700 | 54.65 | 58.37 | 0.01 | 3.71
2015 | MISO_W_2_MAPP_US | MISO_W | MAPP_US | Internal | Shoulder | B11 | 25 | 2300 | 0 | 76.89 | 76.47 | 5.5 | 0
2015 | MISO_W_2_MAPP_US | MISO_W | MAPP_US | Internal | Shoulder | B12 | 200 | 2300 | 0 | 64.44 | 58.94 | 5.5 | 0
2015 | MISO_W_2_MAPP_US | MISO_W | MAPP_US | Internal | Shoulder | B13 | 600 | 2300 | 0 | 58.69 | 56.24 | 5.5 | 0
2015 | MISO_W_2_MAPP_US | MISO_W | MAPP_US | Internal | Shoulder | B14 | 900 | 2300 | 0 | 57.41 | 56.24 | 5.5 | 0
2015 | MISO_W_2_MAPP_US | MISO_W | MAPP_US | Internal | Shoulder | B15 | 1203 | 2300 | 0 | 54.71 | 56.24 | 5.5 | 0
2015 | MISO_W_2_MAPP_US | MISO_W | MAPP_US | Internal | Summer | B1 | 10 | 2300 | 0 | 91.55 | 86.05 | 5.5 | 0
2015 | MISO_W_2_MAPP_US | MISO_W | MAPP_US | Internal | Summer | B2 | 25 | 2300 | 0 | 88.73 | 85.88 | 5.5 | 0
2015 | MISO_W_2_MAPP_US | MISO_W | MAPP_US | Internal | Summer | B3 | 75 | 2300 | 0 | 88.73 | 85.88 | 5.5 | 0
2015 | MISO_W_2_MAPP_US | MISO_W | MAPP_US | Internal | Summer | B4 | 100 | 2300 | 0 | 88.07 | 82.57 | 5.5 | 0
2015 | MISO_W_2_MAPP_US | MISO_W | MAPP_US | Internal | Summer | B5 | 200 | 2300 | 0 | 77.99 | 77.98 | 5.5 | 0
2015 | MISO_W_2_MAPP_US | MISO_W | MAPP_US | Internal | Summer | B6 | 300 | 2300 | 0 | 68.09 | 63.39 | 5.5 | 0
2015 | MISO_W_2_MAPP_US | MISO_W | MAPP_US | Internal | Summer | B7 | 400 | 2300 | 0 | 57.58 | 54.05 | 5.5 | 0
2015 | MISO_W_2_MAPP_US | MISO_W | MAPP_US | Internal | Summer | B8 | 500 | 2300 | 0 | 54.37 | 52.77 | 5.5 | 0
2015 | MISO_W_2_MAPP_US | MISO_W | MAPP_US | Internal | Summer | B9 | 800 | 2300 | 0 | 52.92 | 52.77 | 5.5 | 0
2015 | MISO_W_2_MAPP_US | MISO_W | MAPP_US | Internal | Summer | B10 | 1262 | 2300 | 0 | 51.5 | 52.77 | 5.5 | 0
2015 | MISO_W_2_MAPP_US | MISO_W | MAPP_US | Internal | Winter | B16 | 25 | 2300 | 0 | 77.48 | 71.98 | 5.5 | 0
2015 | MISO_W_2_MAPP_US | MISO_W | MAPP_US | Internal | Winter | B17 | 100 | 2300 | 0 | 67.83 | 62.33 | 5.5 | 0
2015 | MISO_W_2_MAPP_US | MISO_W | MAPP_US | Internal | Winter | B18 | 400 | 2300 | 0 | 61.06 | 58.93 | 5.5 | 0
2015 | MISO_W_2_MAPP_US | MISO_W | MAPP_US | Internal | Winter | B19 | 700 | 2300 | 0 | 58.36 | 58.93 | 5.5 | 0
2015 | MISO_W_2_MAPP_US | MISO_W | MAPP_US | Internal | Winter | B20 | 935 | 2300 | 0 | 54.65 | 58.93 | 5.5 | 0
2015 | MISO_W_2_MISO_MO-IL | MISO_W | MISO_MO-IL | Internal | Shoulder | B11 | 25 | 3922 | 2104.22 | 76.89 | 76.91 | 0.01 | 0
2015 | MISO_W_2_MISO_MO-IL | MISO_W | MISO_MO-IL | Internal | Shoulder | B12 | 200 | 3922 | 2309.25 | 64.44 | 64.46 | 0.01 | 0
2015 | MISO_W_2_MISO_MO-IL | MISO_W | MISO_MO-IL | Internal | Shoulder | B13 | 600 | 3922 | 1243.44 | 58.69 | 58.7 | 0.01 | 0
2015 | MISO_W_2_MISO_MO-IL | MISO_W | MISO_MO-IL | Internal | Shoulder | B14 | 900 | 3922 | 906.83 | 57.41 | 57.43 | 0.01 | 0
2015 | MISO_W_2_MISO_MO-IL | MISO_W | MISO_MO-IL | Internal | Shoulder | B15 | 1203 | 3922 | 180.99 | 54.71 | 54.73 | 0.01 | 0
2015 | MISO_W_2_MISO_MO-IL | MISO_W | MISO_MO-IL | Internal | Summer | B1 | 10 | 3922 | 74.69 | 91.55 | 91.56 | 0.01 | 0
2015 | MISO_W_2_MISO_MO-IL | MISO_W | MISO_MO-IL | Internal | Summer | B2 | 25 | 3922 | 968.79 | 88.73 | 88.74 | 0.01 | 0
2015 | MISO_W_2_MISO_MO-IL | MISO_W | MISO_MO-IL | Internal | Summer | B3 | 75 | 3922 | 1403.92 | 88.73 | 88.74 | 0.01 | 0
2015 | MISO_W_2_MISO_MO-IL | MISO_W | MISO_MO-IL | Internal | Summer | B4 | 100 | 3922 | 518 | 88.07 | 88.09 | 0.01 | 0
2015 | MISO_W_2_MISO_MO-IL | MISO_W | MISO_MO-IL | Internal | Summer | B5 | 200 | 3922 | 506.06 | 77.99 | 78 | 0.01 | 0
2015 | MISO_W_2_MISO_MO-IL | MISO_W | MISO_MO-IL | Internal | Summer | B6 | 300 | 3922 | 0.02 | 68.09 | 68.08 | 0.01 | 0
2015 | MISO_W_2_MISO_MO-IL | MISO_W | MISO_MO-IL | Internal | Summer | B7 | 400 | 3922 | 0.03 | 57.58 | 57.58 | 0.01 | 0
2015 | MISO_W_2_MISO_MO-IL | MISO_W | MISO_MO-IL | Internal | Summer | B8 | 500 | 3922 | 112.95 | 54.37 | 54.39 | 0.01 | 0
2015 | MISO_W_2_MISO_MO-IL | MISO_W | MISO_MO-IL | Internal | Summer | B9 | 800 | 3922 | 1536.59 | 52.92 | 52.93 | 0.01 | 0
2015 | MISO_W_2_MISO_MO-IL | MISO_W | MISO_MO-IL | Internal | Summer | B10 | 1262 | 3922 | 879.21 | 51.5 | 51.51 | 0.01 | 0
2015 | MISO_W_2_MISO_MO-IL | MISO_W | MISO_MO-IL | Internal | Winter | B16 | 25 | 3922 | 376.49 | 77.48 | 77.49 | 0.01 | 0
2015 | MISO_W_2_MISO_MO-IL | MISO_W | MISO_MO-IL | Internal | Winter | B17 | 100 | 3922 | 0.1 | 67.83 | 67.83 | 0.01 | 0
2015 | MISO_W_2_MISO_MO-IL | MISO_W | MISO_MO-IL | Internal | Winter | B18 | 400 | 3922 | 0.02 | 61.06 | 61.06 | 0.01 | 0
2015 | MISO_W_2_MISO_MO-IL | MISO_W | MISO_MO-IL | Internal | Winter | B19 | 700 | 3922 | 0 | 58.36 | 58.35 | 0.01 | 0
2015 | MISO_W_2_MISO_MO-IL | MISO_W | MISO_MO-IL | Internal | Winter | B20 | 935 | 3922 | 0.01 | 54.65 | 54.65 | 0.01 | 0
2015 | MISO_W_2_MISO_WUMS | MISO_W | MISO_WUMS | Internal | Shoulder | B11 | 25 | 1667 | 0 | 76.89 | 62.05 | 0.01 | 0
2015 | MISO_W_2_MISO_WUMS | MISO_W | MISO_WUMS | Internal | Shoulder | B12 | 200 | 1667 | 0 | 64.44 | 62.05 | 0.01 | 0
2015 | MISO_W_2_MISO_WUMS | MISO_W | MISO_WUMS | Internal | Shoulder | B13 | 600 | 1667 | 0 | 58.69 | 58.68 | 0.01 | 0
2015 | MISO_W_2_MISO_WUMS | MISO_W | MISO_WUMS | Internal | Shoulder | B14 | 900 | 1667 | 0 | 57.41 | 56.66 | 0.01 | 0
2015 | MISO_W_2_MISO_WUMS | MISO_W | MISO_WUMS | Internal | Shoulder | B15 | 1203 | 1667 | 0 | 54.71 | 54.07 | 0.01 | 0
2015 | MISO_W_2_MISO_WUMS | MISO_W | MISO_WUMS | Internal | Summer | B1 | 10 | 1667 | 0.86 | 91.55 | 91.55 | 0.01 | 0
2015 | MISO_W_2_MISO_WUMS | MISO_W | MISO_WUMS | Internal | Summer | B2 | 25 | 1667 | 0.18 | 88.73 | 88.72 | 0.01 | 0
2015 | MISO_W_2_MISO_WUMS | MISO_W | MISO_WUMS | Internal | Summer | B3 | 75 | 1667 | 0 | 88.73 | 88.51 | 0.01 | 0
2015 | MISO_W_2_MISO_WUMS | MISO_W | MISO_WUMS | Internal | Summer | B4 | 100 | 1667 | 0 | 88.07 | 86.07 | 0.01 | 0
2015 | MISO_W_2_MISO_WUMS | MISO_W | MISO_WUMS | Internal | Summer | B5 | 200 | 1667 | 0 | 77.99 | 63.19 | 0.01 | 0
2015 | MISO_W_2_MISO_WUMS | MISO_W | MISO_WUMS | Internal | Summer | B6 | 300 | 1667 | 0 | 68.09 | 62.05 | 0.01 | 0
2015 | MISO_W_2_MISO_WUMS | MISO_W | MISO_WUMS | Internal | Summer | B7 | 400 | 1667 | 0.01 | 57.58 | 57.57 | 0.01 | 0
2015 | MISO_W_2_MISO_WUMS | MISO_W | MISO_WUMS | Internal | Summer | B8 | 500 | 1667 | 0.02 | 54.37 | 54.37 | 0.01 | 0
2015 | MISO_W_2_MISO_WUMS | MISO_W | MISO_WUMS | Internal | Summer | B9 | 800 | 1667 | 0 | 52.92 | 52.91 | 0.01 | 0
2015 | MISO_W_2_MISO_WUMS | MISO_W | MISO_WUMS | Internal | Summer | B10 | 1262 | 1667 | 13.28 | 51.5 | 51.51 | 0.01 | 0
2015 | MISO_W_2_MISO_WUMS | MISO_W | MISO_WUMS | Internal | Winter | B16 | 25 | 1667 | 0.17 | 77.48 | 77.47 | 0.01 | 0
2015 | MISO_W_2_MISO_WUMS | MISO_W | MISO_WUMS | Internal | Winter | B17 | 100 | 1667 | 0.05 | 67.83 | 67.82 | 0.01 | 0
2015 | MISO_W_2_MISO_WUMS | MISO_W | MISO_WUMS | Internal | Winter | B18 | 400 | 1667 | 0.01 | 61.06 | 61.05 | 0.01 | 0
2015 | MISO_W_2_MISO_WUMS | MISO_W | MISO_WUMS | Internal | Winter | B19 | 700 | 1667 | 0 | 58.36 | 58.35 | 0.01 | 0
2015 | MISO_W_2_MISO_WUMS | MISO_W | MISO_WUMS | Internal | Winter | B20 | 935 | 1667 | 60.02 | 54.65 | 54.66 | 0.01 | 0
2015 | MISO_W_2_NE | MISO_W | NE | Internal | Shoulder | B11 | 25 | 5289 | 0.01 | 76.89 | 81.97 | 5.5 | 0
2015 | MISO_W_2_NE | MISO_W | NE | Internal | Shoulder | B12 | 200 | 5289 | 0 | 64.44 | 64.44 | 5.5 | 0
2015 | MISO_W_2_NE | MISO_W | NE | Internal | Shoulder | B13 | 600 | 5289 | 0 | 58.69 | 60.04 | 5.5 | 0
2015 | MISO_W_2_NE | MISO_W | NE | Internal | Shoulder | B14 | 900 | 5289 | 0 | 57.41 | 58.29 | 5.5 | 0
2015 | MISO_W_2_NE | MISO_W | NE | Internal | Shoulder | B15 | 1203 | 5289 | 0 | 54.71 | 57.37 | 5.5 | 0
2015 | MISO_W_2_NE | MISO_W | NE | Internal | Summer | B1 | 10 | 5289 | 0 | 91.55 | 91.55 | 5.5 | 0
2015 | MISO_W_2_NE | MISO_W | NE | Internal | Summer | B2 | 25 | 5289 | 0 | 88.73 | 91.38 | 5.5 | 0
2015 | MISO_W_2_NE | MISO_W | NE | Internal | Summer | B3 | 75 | 5289 | 0 | 88.73 | 91.38 | 5.5 | 0
2015 | MISO_W_2_NE | MISO_W | NE | Internal | Summer | B4 | 100 | 5289 | 0 | 88.07 | 88.07 | 5.5 | 0
2015 | MISO_W_2_NE | MISO_W | NE | Internal | Summer | B5 | 200 | 5289 | 0.04 | 77.99 | 83.48 | 5.5 | 0
2015 | MISO_W_2_NE | MISO_W | NE | Internal | Summer | B6 | 300 | 5289 | 0 | 68.09 | 68.89 | 5.5 | 0
2015 | MISO_W_2_NE | MISO_W | NE | Internal | Summer | B7 | 400 | 5289 | 0 | 57.58 | 59.55 | 5.5 | 0
2015 | MISO_W_2_NE | MISO_W | NE | Internal | Summer | B8 | 500 | 5289 | 0 | 54.37 | 58.27 | 5.5 | 0
2015 | MISO_W_2_NE | MISO_W | NE | Internal | Summer | B9 | 800 | 5289 | 0 | 52.92 | 57.01 | 5.5 | 0
2015 | MISO_W_2_NE | MISO_W | NE | Internal | Summer | B10 | 1262 | 5289 | 0 | 51.5 | 55.98 | 5.5 | 0
2015 | MISO_W_2_NE | MISO_W | NE | Internal | Winter | B16 | 25 | 5289 | 0 | 77.48 | 76.17 | 5.5 | 0
2015 | MISO_W_2_NE | MISO_W | NE | Internal | Winter | B17 | 100 | 5289 | 0 | 67.83 | 64.33 | 5.5 | 0
2015 | MISO_W_2_NE | MISO_W | NE | Internal | Winter | B18 | 400 | 5289 | 0 | 61.06 | 60.2 | 5.5 | 0
2015 | MISO_W_2_NE | MISO_W | NE | Internal | Winter | B19 | 700 | 5289 | 0 | 58.36 | 59.85 | 5.5 | 0
2015 | MISO_W_2_NE | MISO_W | NE | Internal | Winter | B20 | 935 | 5289 | 0 | 54.65 | 59.71 | 5.5 | 0
2015 | MISO_W_2_PJM_ROR | MISO_W | PJM_ROR | Internal | Shoulder | B11 | 25 | 13193 | 0 | 76.89 | 75.89 | 1 | 0
2015 | MISO_W_2_PJM_ROR | MISO_W | PJM_ROR | Internal | Shoulder | B12 | 200 | 13193 | 0 | 64.44 | 64.45 | 1 | 0
2015 | MISO_W_2_PJM_ROR | MISO_W | PJM_ROR | Internal | Shoulder | B13 | 600 | 13193 | 641.42 | 58.69 | 59.69 | 1 | 0
2015 | MISO_W_2_PJM_ROR | MISO_W | PJM_ROR | Internal | Shoulder | B14 | 900 | 13193 | 1732.04 | 57.41 | 58.41 | 1 | 0
2015 | MISO_W_2_PJM_ROR | MISO_W | PJM_ROR | Internal | Shoulder | B15 | 1203 | 13193 | 0 | 54.71 | 54.97 | 1 | 0
2015 | MISO_W_2_PJM_ROR | MISO_W | PJM_ROR | Internal | Summer | B1 | 10 | 13193 | 1805.44 | 91.55 | 92.55 | 1 | 0
2015 | MISO_W_2_PJM_ROR | MISO_W | PJM_ROR | Internal | Summer | B2 | 25 | 13193 | 0.35 | 88.73 | 89.72 | 1 | 0
2015 | MISO_W_2_PJM_ROR | MISO_W | PJM_ROR | Internal | Summer | B3 | 75 | 13193 | 0 | 88.73 | 89.51 | 1 | 0
2015 | MISO_W_2_PJM_ROR | MISO_W | PJM_ROR | Internal | Summer | B4 | 100 | 13193 | 0 | 88.07 | 87.09 | 1 | 0
2015 | MISO_W_2_PJM_ROR | MISO_W | PJM_ROR | Internal | Summer | B5 | 200 | 13193 | 0 | 77.99 | 77.01 | 1 | 0
2015 | MISO_W_2_PJM_ROR | MISO_W | PJM_ROR | Internal | Summer | B6 | 300 | 13193 | 0 | 68.09 | 67.09 | 1 | 0
2015 | MISO_W_2_PJM_ROR | MISO_W | PJM_ROR | Internal | Summer | B7 | 400 | 13193 | 979.25 | 57.58 | 58.58 | 1 | 0
2015 | MISO_W_2_PJM_ROR | MISO_W | PJM_ROR | Internal | Summer | B8 | 500 | 13193 | 2825.13 | 54.37 | 55.37 | 1 | 0
2015 | MISO_W_2_PJM_ROR | MISO_W | PJM_ROR | Internal | Summer | B9 | 800 | 13193 | 0 | 52.92 | 53.88 | 1 | 0
2015 | MISO_W_2_PJM_ROR | MISO_W | PJM_ROR | Internal | Summer | B10 | 1262 | 13193 | 0 | 51.5 | 52.21 | 1 | 0
2015 | MISO_W_2_PJM_ROR | MISO_W | PJM_ROR | Internal | Winter | B16 | 25 | 13193 | 4092.31 | 77.48 | 78.48 | 1 | 0
2015 | MISO_W_2_PJM_ROR | MISO_W | PJM_ROR | Internal | Winter | B17 | 100 | 13193 | 5392.17 | 67.83 | 68.83 | 1 | 0
2015 | MISO_W_2_PJM_ROR | MISO_W | PJM_ROR | Internal | Winter | B18 | 400 | 13193 | 2252.27 | 61.06 | 62.06 | 1 | 0
2015 | MISO_W_2_PJM_ROR | MISO_W | PJM_ROR | Internal | Winter | B19 | 700 | 13193 | 1670.07 | 58.36 | 59.36 | 1 | 0
2015 | MISO_W_2_PJM_ROR | MISO_W | PJM_ROR | Internal | Winter | B20 | 935 | 13193 | 1401.84 | 54.65 | 55.65 | 1 | 0
2015 | MISO_W_2_SPP_N | MISO_W | SPP_N | Internal | Shoulder | B11 | 25 | 3537 | 3536.99 | 76.89 | 83.04 | 5.5 | 0.65
2015 | MISO_W_2_SPP_N | MISO_W | SPP_N | Internal | Shoulder | B12 | 200 | 3537 | 0 | 64.44 | 64.46 | 5.5 | 0
2015 | MISO_W_2_SPP_N | MISO_W | SPP_N | Internal | Shoulder | B13 | 600 | 3537 | 0 | 58.69 | 60.05 | 5.5 | 0
2015 | MISO_W_2_SPP_N | MISO_W | SPP_N | Internal | Shoulder | B14 | 900 | 3537 | 0 | 57.41 | 58.31 | 5.5 | 0
2015 | MISO_W_2_SPP_N | MISO_W | SPP_N | Internal | Shoulder | B15 | 1203 | 3537 | 0 | 54.71 | 57.38 | 5.5 | 0
2015 | MISO_W_2_SPP_N | MISO_W | SPP_N | Internal | Summer | B1 | 10 | 3537 | 0 | 91.55 | 92.6 | 5.5 | 0
2015 | MISO_W_2_SPP_N | MISO_W | SPP_N | Internal | Summer | B2 | 25 | 3537 | 0 | 88.73 | 92.6 | 5.5 | 0
2015 | MISO_W_2_SPP_N | MISO_W | SPP_N | Internal | Summer | B3 | 75 | 3537 | 0 | 88.73 | 92.6 | 5.5 | 0
2015 | MISO_W_2_SPP_N | MISO_W | SPP_N | Internal | Summer | B4 | 100 | 3537 | 0 | 88.07 | 88.09 | 5.5 | 0
2015 | MISO_W_2_SPP_N | MISO_W | SPP_N | Internal | Summer | B5 | 200 | 3537 | 530.34 | 77.99 | 83.49 | 5.5 | 0
2015 | MISO_W_2_SPP_N | MISO_W | SPP_N | Internal | Summer | B6 | 300 | 3537 | 2974.19 | 68.09 | 73.59 | 5.5 | 0
2015 | MISO_W_2_SPP_N | MISO_W | SPP_N | Internal | Summer | B7 | 400 | 3537 | 1716.42 | 57.58 | 63.08 | 5.5 | 0
2015 | MISO_W_2_SPP_N | MISO_W | SPP_N | Internal | Summer | B8 | 500 | 3537 | 0 | 54.37 | 58.7 | 5.5 | 0
2015 | MISO_W_2_SPP_N | MISO_W | SPP_N | Internal | Summer | B9 | 800 | 3537 | 0 | 52.92 | 57.02 | 5.5 | 0
2015 | MISO_W_2_SPP_N | MISO_W | SPP_N | Internal | Summer | B10 | 1262 | 3537 | 0 | 51.5 | 55.99 | 5.5 | 0
2015 | MISO_W_2_SPP_N | MISO_W | SPP_N | Internal | Winter | B16 | 25 | 3537 | 0 | 77.48 | 76.18 | 5.5 | 0
2015 | MISO_W_2_SPP_N | MISO_W | SPP_N | Internal | Winter | B17 | 100 | 3537 | 0 | 67.83 | 64.34 | 5.5 | 0
2015 | MISO_W_2_SPP_N | MISO_W | SPP_N | Internal | Winter | B18 | 400 | 3537 | 0 | 61.06 | 60.21 | 5.5 | 0
2015 | MISO_W_2_SPP_N | MISO_W | SPP_N | Internal | Winter | B19 | 700 | 3537 | 0 | 58.36 | 59.86 | 5.5 | 0
2015 | MISO_W_2_SPP_N | MISO_W | SPP_N | Internal | Winter | B20 | 935 | 3537 | 0 | 54.65 | 59.72 | 5.5 | 0
2015 | MISO_WUMS_2_MISO_MI | MISO_WUMS | MISO_MI | Internal | Shoulder | B11 | 25 | 787 | 787 | 62.05 | 74.89 | 0.01 | 12.83
2015 | MISO_WUMS_2_MISO_MI | MISO_WUMS | MISO_MI | Internal | Shoulder | B12 | 200 | 787 | 787 | 62.05 | 65.28 | 0.01 | 3.22
2015 | MISO_WUMS_2_MISO_MI | MISO_WUMS | MISO_MI | Internal | Shoulder | B13 | 600 | 787 | 786.98 | 58.68 | 58.7 | 0.01 | 0.01
2015 | MISO_WUMS_2_MISO_MI | MISO_WUMS | MISO_MI | Internal | Shoulder | B14 | 900 | 787 | 787 | 56.66 | 57.43 | 0.01 | 0.76
2015 | MISO_WUMS_2_MISO_MI | MISO_WUMS | MISO_MI | Internal | Shoulder | B15 | 1203 | 787 | 787 | 54.07 | 54.73 | 0.01 | 0.65
2015 | MISO_WUMS_2_MISO_MI | MISO_WUMS | MISO_MI | Internal | Summer | B1 | 10 | 787 | 786.95 | 91.55 | 91.77 | 0.01 | 0.21
2015 | MISO_WUMS_2_MISO_MI | MISO_WUMS | MISO_MI | Internal | Summer | B2 | 25 | 787 | 324.71 | 88.72 | 88.73 | 0.01 | 0
2015 | MISO_WUMS_2_MISO_MI | MISO_WUMS | MISO_MI | Internal | Summer | B3 | 75 | 787 | 0.14 | 88.51 | 88.51 | 0.01 | 0
2015 | MISO_WUMS_2_MISO_MI | MISO_WUMS | MISO_MI | Internal | Summer | B4 | 100 | 787 | 594.65 | 86.07 | 86.09 | 0.01 | 0
2015 | MISO_WUMS_2_MISO_MI | MISO_WUMS | MISO_MI | Internal | Summer | B5 | 200 | 787 | 787 | 63.19 | 76.01 | 0.01 | 12.81
2015 | MISO_WUMS_2_MISO_MI | MISO_WUMS | MISO_MI | Internal | Summer | B6 | 300 | 787 | 787 | 62.05 | 66.09 | 0.01 | 4.03
2015 | MISO_WUMS_2_MISO_MI | MISO_WUMS | MISO_MI | Internal | Summer | B7 | 400 | 787 | 562.52 | 57.57 | 57.58 | 0.01 | 0
2015 | MISO_WUMS_2_MISO_MI | MISO_WUMS | MISO_MI | Internal | Summer | B8 | 500 | 787 | 653.26 | 54.37 | 54.39 | 0.01 | 0
2015 | MISO_WUMS_2_MISO_MI | MISO_WUMS | MISO_MI | Internal | Summer | B9 | 800 | 787 | 787 | 52.91 | 53.25 | 0.01 | 0.33
2015 | MISO_WUMS_2_MISO_MI | MISO_WUMS | MISO_MI | Internal | Summer | B10 | 1262 | 787 | 787 | 51.51 | 52.37 | 0.01 | 0.84
2015 | MISO_WUMS_2_MISO_MI | MISO_WUMS | MISO_MI | Internal | Winter | B16 | 25 | 787 | 577.43 | 77.47 | 77.48 | 0.01 | 0
2015 | MISO_WUMS_2_MISO_MI | MISO_WUMS | MISO_MI | Internal | Winter | B17 | 100 | 787 | 719.95 | 67.82 | 67.83 | 0.01 | 0
2015 | MISO_WUMS_2_MISO_MI | MISO_WUMS | MISO_MI | Internal | Winter | B18 | 400 | 787 | 266.14 | 61.05 | 61.06 | 0.01 | 0
2015 | MISO_WUMS_2_MISO_MI | MISO_WUMS | MISO_MI | Internal | Winter | B19 | 700 | 787 | 94.9 | 58.35 | 58.36 | 0.01 | 0
2015 | MISO_WUMS_2_MISO_MI | MISO_WUMS | MISO_MI | Internal | Winter | B20 | 935 | 787 | 483.69 | 54.66 | 54.68 | 0.01 | 0
2015 | MISO_WUMS_2_MISO_W | MISO_WUMS | MISO_W | Internal | Shoulder | B11 | 25 | 1175 | 1175 | 62.05 | 76.89 | 0.01 | 14.83
2015 | MISO_WUMS_2_MISO_W | MISO_WUMS | MISO_W | Internal | Shoulder | B12 | 200 | 1175 | 1175 | 62.05 | 64.44 | 0.01 | 2.38
2015 | MISO_WUMS_2_MISO_W | MISO_WUMS | MISO_W | Internal | Shoulder | B13 | 600 | 1175 | 829.08 | 58.68 | 58.69 | 0.01 | 0
2015 | MISO_WUMS_2_MISO_W | MISO_WUMS | MISO_W | Internal | Shoulder | B14 | 900 | 1175 | 1175 | 56.66 | 57.41 | 0.01 | 0.74
2015 | MISO_WUMS_2_MISO_W | MISO_WUMS | MISO_W | Internal | Shoulder | B15 | 1203 | 1175 | 1175 | 54.07 | 54.71 | 0.01 | 0.64
2015 | MISO_WUMS_2_MISO_W | MISO_WUMS | MISO_W | Internal | Summer | B1 | 10 | 1175 | 1.01 | 91.55 | 91.55 | 0.01 | 0
2015 | MISO_WUMS_2_MISO_W | MISO_WUMS | MISO_W | Internal | Summer | B2 | 25 | 1175 | 663.77 | 88.72 | 88.73 | 0.01 | 0
2015 | MISO_WUMS_2_MISO_W | MISO_WUMS | MISO_W | Internal | Summer | B3 | 75 | 1175 | 1174.99 | 88.51 | 88.73 | 0.01 | 0.2
2015 | MISO_WUMS_2_MISO_W | MISO_WUMS | MISO_W | Internal | Summer | B4 | 100 | 1175 | 1175 | 86.07 | 88.07 | 0.01 | 1.99
2015 | MISO_WUMS_2_MISO_W | MISO_WUMS | MISO_W | Internal | Summer | B5 | 200 | 1175 | 1175 | 63.19 | 77.99 | 0.01 | 14.79
2015 | MISO_WUMS_2_MISO_W | MISO_WUMS | MISO_W | Internal | Summer | B6 | 300 | 1175 | 1175 | 62.05 | 68.09 | 0.01 | 6.03
2015 | MISO_WUMS_2_MISO_W | MISO_WUMS | MISO_W | Internal | Summer | B7 | 400 | 1175 | 951.45 | 57.57 | 57.58 | 0.01 | 0
2015 | MISO_WUMS_2_MISO_W | MISO_WUMS | MISO_W | Internal | Summer | B8 | 500 | 1175 | 0.02 | 54.37 | 54.37 | 0.01 | 0
2015 | MISO_WUMS_2_MISO_W | MISO_WUMS | MISO_W | Internal | Summer | B9 | 800 | 1175 | 1035.27 | 52.91 | 52.92 | 0.01 | 0
2015 | MISO_WUMS_2_MISO_W | MISO_WUMS | MISO_W | Internal | Summer | B10 | 1262 | 1175 | 0 | 51.51 | 51.5 | 0.01 | 0
2015 | MISO_WUMS_2_MISO_W | MISO_WUMS | MISO_W | Internal | Winter | B16 | 25 | 1175 | 950.7 | 77.47 | 77.48 | 0.01 | 0
2015 | MISO_WUMS_2_MISO_W | MISO_WUMS | MISO_W | Internal | Winter | B17 | 100 | 1175 | 1055.46 | 67.82 | 67.83 | 0.01 | 0
2015 | MISO_WUMS_2_MISO_W | MISO_WUMS | MISO_W | Internal | Winter | B18 | 400 | 1175 | 462.05 | 61.05 | 61.06 | 0.01 | 0
2015 | MISO_WUMS_2_MISO_W | MISO_WUMS | MISO_W | Internal | Winter | B19 | 700 | 1175 | 305.22 | 58.35 | 58.36 | 0.01 | 0
2015 | MISO_WUMS_2_MISO_W | MISO_WUMS | MISO_W | Internal | Winter | B20 | 935 | 1175 | 0 | 54.66 | 54.65 | 0.01 | 0
2015 | MISO_WUMS_2_PJM_ROR | MISO_WUMS | PJM_ROR | Internal | Shoulder | B11 | 25 | 1600 | 1600 | 62.05 | 75.89 | 1 | 12.85
2015 | MISO_WUMS_2_PJM_ROR | MISO_WUMS | PJM_ROR | Internal | Shoulder | B12 | 200 | 1600 | 1600 | 62.05 | 64.45 | 1 | 1.4
2015 | MISO_WUMS_2_PJM_ROR | MISO_WUMS | PJM_ROR | Internal | Shoulder | B13 | 600 | 1600 | 1599.98 | 58.68 | 59.69 | 1 | 0.01
2015 | MISO_WUMS_2_PJM_ROR | MISO_WUMS | PJM_ROR | Internal | Shoulder | B14 | 900 | 1600 | 1600 | 56.66 | 58.41 | 1 | 0.76
2015 | MISO_WUMS_2_PJM_ROR | MISO_WUMS | PJM_ROR | Internal | Shoulder | B15 | 1203 | 1600 | 0 | 54.07 | 54.97 | 1 | 0
2015 | MISO_WUMS_2_PJM_ROR | MISO_WUMS | PJM_ROR | Internal | Summer | B1 | 10 | 1600 | 1345.42 | 91.55 | 92.55 | 1 | 0
2015 | MISO_WUMS_2_PJM_ROR | MISO_WUMS | PJM_ROR | Internal | Summer | B2 | 25 | 1600 | 1183.18 | 88.72 | 89.72 | 1 | 0
2015 | MISO_WUMS_2_PJM_ROR | MISO_WUMS | PJM_ROR | Internal | Summer | B3 | 75 | 1600 | 1514.9 | 88.51 | 89.51 | 1 | 0
2015 | MISO_WUMS_2_PJM_ROR | MISO_WUMS | PJM_ROR | Internal | Summer | B4 | 100 | 1600 | 1599.91 | 86.07 | 87.09 | 1 | 0.01
2015 | MISO_WUMS_2_PJM_ROR | MISO_WUMS | PJM_ROR | Internal | Summer | B5 | 200 | 1600 | 1600 | 63.19 | 77.01 | 1 | 12.82
2015 | MISO_WUMS_2_PJM_ROR | MISO_WUMS | PJM_ROR | Internal | Summer | B6 | 300 | 1600 | 1600 | 62.05 | 67.09 | 1 | 4.05
2015 | MISO_WUMS_2_PJM_ROR | MISO_WUMS | PJM_ROR | Internal | Summer | B7 | 400 | 1600 | 1599.98 | 57.57 | 58.58 | 1 | 0.01
2015 | MISO_WUMS_2_PJM_ROR | MISO_WUMS | PJM_ROR | Internal | Summer | B8 | 500 | 1600 | 1534.51 | 54.37 | 55.37 | 1 | 0
2015 | MISO_WUMS_2_PJM_ROR | MISO_WUMS | PJM_ROR | Internal | Summer | B9 | 800 | 1600 | 0 | 52.91 | 53.88 | 1 | 0
2015 | MISO_WUMS_2_PJM_ROR | MISO_WUMS | PJM_ROR | Internal | Summer | B10 | 1262 | 1600 | 0 | 51.51 | 52.21 | 1 | 0
2015 | MISO_WUMS_2_PJM_ROR | MISO_WUMS | PJM_ROR | Internal | Winter | B16 | 25 | 1600 | 1599.67 | 77.47 | 78.48 | 1 | 0.01
2015 | MISO_WUMS_2_PJM_ROR | MISO_WUMS | PJM_ROR | Internal | Winter | B17 | 100 | 1600 | 1599.91 | 67.82 | 68.83 | 1 | 0.01
2015 | MISO_WUMS_2_PJM_ROR | MISO_WUMS | PJM_ROR | Internal | Winter | B18 | 400 | 1600 | 1599.97 | 61.05 | 62.06 | 1 | 0.01
2015 | MISO_WUMS_2_PJM_ROR | MISO_WUMS | PJM_ROR | Internal | Winter | B19 | 700 | 1600 | 1599.98 | 58.35 | 59.36 | 1 | 0.01
2015 | MISO_WUMS_2_PJM_ROR | MISO_WUMS | PJM_ROR | Internal | Winter | B20 | 935 | 1600 | 0.01 | 54.66 | 55.65 | 1 | 0
2015 | NE_2_MAPP_US | NE | MAPP_US | Internal | Shoulder | B11 | 25 | 1600 | 0 | 81.97 | 76.47 | 3.5 | 0
2015 | NE_2_MAPP_US | NE | MAPP_US | Internal | Shoulder | B12 | 200 | 1600 | 0 | 64.44 | 58.94 | 3.5 | 0
2015 | NE_2_MAPP_US | NE | MAPP_US | Internal | Shoulder | B13 | 600 | 1600 | 0 | 60.04 | 56.24 | 3.5 | 0
2015 | NE_2_MAPP_US | NE | MAPP_US | Internal | Shoulder | B14 | 900 | 1600 | 0 | 58.29 | 56.24 | 3.5 | 0
2015 | NE_2_MAPP_US | NE | MAPP_US | Internal | Shoulder | B15 | 1203 | 1600 | 0 | 57.37 | 56.24 | 3.5 | 0
2015 | NE_2_MAPP_US | NE | MAPP_US | Internal | Summer | B1 | 10 | 1600 | 0 | 91.55 | 86.05 | 3.5 | 0
2015 | NE_2_MAPP_US | NE | MAPP_US | Internal | Summer | B2 | 25 | 1600 | 0 | 91.38 | 85.88 | 3.5 | 0
2015 | NE_2_MAPP_US | NE | MAPP_US | Internal | Summer | B3 | 75 | 1600 | 0 | 91.38 | 85.88 | 3.5 | 0
2015 | NE_2_MAPP_US | NE | MAPP_US | Internal | Summer | B4 | 100 | 1600 | 0 | 88.07 | 82.57 | 3.5 | 0
2015 | NE_2_MAPP_US | NE | MAPP_US | Internal | Summer | B5 | 200 | 1600 | 0 | 83.48 | 77.98 | 3.5 | 0
2015 | NE_2_MAPP_US | NE | MAPP_US | Internal | Summer | B6 | 300 | 1600 | 0 | 68.89 | 63.39 | 3.5 | 0
2015 | NE_2_MAPP_US | NE | MAPP_US | Internal | Summer | B7 | 400 | 1600 | 0 | 59.55 | 54.05 | 3.5 | 0
2015 | NE_2_MAPP_US | NE | MAPP_US | Internal | Summer | B8 | 500 | 1600 | 0 | 58.27 | 52.77 | 3.5 | 0
2015 | NE_2_MAPP_US | NE | MAPP_US | Internal | Summer | B9 | 800 | 1600 | 0 | 57.01 | 52.77 | 3.5 | 0
2015 | NE_2_MAPP_US | NE | MAPP_US | Internal | Summer | B10 | 1262 | 1600 | 0 | 55.98 | 52.77 | 3.5 | 0
2015 | NE_2_MAPP_US | NE | MAPP_US | Internal | Winter | B16 | 25 | 1600 | 0 | 76.17 | 71.98 | 3.5 | 0
2015 | NE_2_MAPP_US | NE | MAPP_US | Internal | Winter | B17 | 100 | 1600 | 0 | 64.33 | 62.33 | 3.5 | 0
2015 | NE_2_MAPP_US | NE | MAPP_US | Internal | Winter | B18 | 400 | 1600 | 0 | 60.2 | 58.93 | 3.5 | 0
2015 | NE_2_MAPP_US | NE | MAPP_US | Internal | Winter | B19 | 700 | 1600 | 0 | 59.85 | 58.93 | 3.5 | 0
2015 | NE_2_MAPP_US | NE | MAPP_US | Internal | Winter | B20 | 935 | 1600 | 0 | 59.71 | 58.93 | 3.5 | 0
2015 | NE_2_MISO_W | NE | MISO_W | Internal | Shoulder | B11 | 25 | 4089 | 0 | 81.97 | 76.89 | 3.5 | 0
2015 | NE_2_MISO_W | NE | MISO_W | Internal | Shoulder | B12 | 200 | 4089 | 0 | 64.44 | 64.44 | 3.5 | 0
2015 | NE_2_MISO_W | NE | MISO_W | Internal | Shoulder | B13 | 600 | 4089 | 0 | 60.04 | 58.69 | 3.5 | 0
2015 | NE_2_MISO_W | NE | MISO_W | Internal | Shoulder | B14 | 900 | 4089 | 0 | 58.29 | 57.41 | 3.5 | 0
2015 | NE_2_MISO_W | NE | MISO_W | Internal | Shoulder | B15 | 1203 | 4089 | 0 | 57.37 | 54.71 | 3.5 | 0
2015 | NE_2_MISO_W | NE | MISO_W | Internal | Summer | B1 | 10 | 4089 | 0 | 91.55 | 91.55 | 3.5 | 0
2015 | NE_2_MISO_W | NE | MISO_W | Internal | Summer | B2 | 25 | 4089 | 0 | 91.38 | 88.73 | 3.5 | 0
2015 | NE_2_MISO_W | NE | MISO_W | Internal | Summer | B3 | 75 | 4089 | 0 | 91.38 | 88.73 | 3.5 | 0
2015 | NE_2_MISO_W | NE | MISO_W | Internal | Summer | B4 | 100 | 4089 | 0 | 88.07 | 88.07 | 3.5 | 0
2015 | NE_2_MISO_W | NE | MISO_W | Internal | Summer | B5 | 200 | 4089 | 0 | 83.48 | 77.99 | 3.5 | 0
2015 | NE_2_MISO_W | NE | MISO_W | Internal | Summer | B6 | 300 | 4089 | 0 | 68.89 | 68.09 | 3.5 | 0
2015 | NE_2_MISO_W | NE | MISO_W | Internal | Summer | B7 | 400 | 4089 | 0 | 59.55 | 57.58 | 3.5 | 0
2015 | NE_2_MISO_W | NE | MISO_W | Internal | Summer | B8 | 500 | 4089 | 0 | 58.27 | 54.37 | 3.5 | 0
2015 | NE_2_MISO_W | NE | MISO_W | Internal | Summer | B9 | 800 | 4089 | 0 | 57.01 | 52.92 | 3.5 | 0
2015 | NE_2_MISO_W | NE | MISO_W | Internal | Summer | B10 | 1262 | 4089 | 0 | 55.98 | 51.5 | 3.5 | 0
2015 | NE_2_MISO_W | NE | MISO_W | Internal | Winter | B16 | 25 | 4089 | 0 | 76.17 | 77.48 | 3.5 | 0
2015 | NE_2_MISO_W | NE | MISO_W | Internal | Winter | B17 | 100 | 4089 | 1504.64 | 64.33 | 67.83 | 3.5 | 0
2015 | NE_2_MISO_W | NE | MISO_W | Internal | Winter | B18 | 400 | 4089 | 0 | 60.2 | 61.06 | 3.5 | 0
2015 | NE_2_MISO_W | NE | MISO_W | Internal | Winter | B19 | 700 | 4089 | 0 | 59.85 | 58.36 | 3.5 | 0
2015 | NE_2_MISO_W | NE | MISO_W | Internal | Winter | B20 | 935 | 4089 | 0 | 59.71 | 54.65 | 3.5 | 0
2015 | NE_2_SPP_N | NE | SPP_N | Internal | Shoulder | B11 | 25 | 1960 | 1960 | 81.97 | 83.04 | 0.01 | 1.06
2015 | NE_2_SPP_N | NE | SPP_N | Internal | Shoulder | B12 | 200 | 1960 | 713.79 | 64.44 | 64.46 | 0.01 | 0
2015 | NE_2_SPP_N | NE | SPP_N | Internal | Shoulder | B13 | 600 | 1960 | 386.28 | 60.04 | 60.05 | 0.01 | 0
2015 | NE_2_SPP_N | NE | SPP_N | Internal | Shoulder | B14 | 900 | 1960 | 597.08 | 58.29 | 58.31 | 0.01 | 0
2015 | NE_2_SPP_N | NE | SPP_N | Internal | Shoulder | B15 | 1203 | 1960 | 984.87 | 57.37 | 57.38 | 0.01 | 0
2015 | NE_2_SPP_N | NE | SPP_N | Internal | Summer | B1 | 10 | 1960 | 1959.99 | 91.55 | 92.6 | 0.01 | 1.03
2015 | NE_2_SPP_N | NE | SPP_N | Internal | Summer | B2 | 25 | 1960 | 1960 | 91.38 | 92.6 | 0.01 | 1.2
2015 | NE_2_SPP_N | NE | SPP_N | Internal | Summer | B3 | 75 | 1960 | 1960 | 91.38 | 92.6 | 0.01 | 1.2
2015 | NE_2_SPP_N | NE | SPP_N | Internal | Summer | B4 | 100 | 1960 | 1844.27 | 88.07 | 88.09 | 0.01 | 0
2015 | NE_2_SPP_N | NE | SPP_N | Internal | Summer | B5 | 200 | 1960 | 1895.43 | 83.48 | 83.49 | 0.01 | 0
2015 | NE_2_SPP_N | NE | SPP_N | Internal | Summer | B6 | 300 | 1960 | 1960 | 68.89 | 73.59 | 0.01 | 4.69
2015 | NE_2_SPP_N | NE | SPP_N | Internal | Summer | B7 | 400 | 1960 | 1960 | 59.55 | 63.08 | 0.01 | 3.51
2015 | NE_2_SPP_N | NE | SPP_N | Internal | Summer | B8 | 500 | 1960 | 1960 | 58.27 | 58.7 | 0.01 | 0.42
2015 | NE_2_SPP_N | NE | SPP_N | Internal | Summer | B9 | 800 | 1960 | 1304.63 | 57.01 | 57.02 | 0.01 | 0
2015 | NE_2_SPP_N | NE | SPP_N | Internal | Summer | B10 | 1262 | 1960 | 1893.55 | 55.98 | 55.99 | 0.01 | 0
2015 | NE_2_SPP_N | NE | SPP_N | Internal | Winter | B16 | 25 | 1960 | 1750.65 | 76.17 | 76.18 | 0.01 | 0
2015 | NE_2_SPP_N | NE | SPP_N | Internal | Winter | B17 | 100 | 1960 | 183.51 | 64.33 | 64.34 | 0.01 | 0
2015 | NE_2_SPP_N | NE | SPP_N | Internal | Winter | B18 | 400 | 1960 | 1229.7 | 60.2 | 60.21 | 0.01 | 0
2015 | NE_2_SPP_N | NE | SPP_N | Internal | Winter | B19 | 700 | 1960 | 1253.49 | 59.85 | 59.86 | 0.01 | 0
2015 | NE_2_SPP_N | NE | SPP_N | Internal | Winter | B20 | 935 | 1960 | 1926.2 | 59.71 | 59.72 | 0.01 | 0
2015 | NEISO_2_NYISO_A-F | NEISO | NYISO_A-F | Internal | Shoulder | B11 | 25 | 600 | 600 | 55.82 | 60.53 | 1.5 | 3.21
2015 | NEISO_2_NYISO_A-F | NEISO | NYISO_A-F | Internal | Shoulder | B12 | 200 | 600 | 600 | 55.82 | 57.93 | 1.5 | 0.61
2015 | NEISO_2_NYISO_A-F | NEISO | NYISO_A-F | Internal | Shoulder | B13 | 600 | 600 | 0.02 | 55.82 | 57.31 | 1.5 | 0
2015 | NEISO_2_NYISO_A-F | NEISO | NYISO_A-F | Internal | Shoulder | B14 | 900 | 600 | 0 | 55.82 | 56.88 | 1.5 | 0
2015 | NEISO_2_NYISO_A-F | NEISO | NYISO_A-F | Internal | Shoulder | B15 | 1203 | 600 | 0 | 55.82 | 56.88 | 1.5 | 0
2015 | NEISO_2_NYISO_A-F | NEISO | NYISO_A-F | Internal | Summer | B1 | 10 | 600 | 0 | 86.12 | 86.06 | 1.5 | 0
2015 | NEISO_2_NYISO_A-F | NEISO | NYISO_A-F | Internal | Summer | B2 | 25 | 600 | 0.35 | 81.74 | 83.23 | 1.5 | 0
2015 | NEISO_2_NYISO_A-F | NEISO | NYISO_A-F | Internal | Summer | B3 | 75 | 600 | 600 | 73.21 | 76.04 | 1.5 | 1.33
2015 | NEISO_2_NYISO_A-F | NEISO | NYISO_A-F | Internal | Summer | B4 | 100 | 600 | 600 | 59.01 | 75.18 | 1.5 | 14.67
2015 | NEISO_2_NYISO_A-F | NEISO | NYISO_A-F | Internal | Summer | B5 | 200 | 600 | 600 | 53.13 | 68.88 | 1.5 | 14.25
2015 | NEISO_2_NYISO_A-F | NEISO | NYISO_A-F | Internal | Summer | B6 | 300 | 600 | 600 | 53.13 | 60.58 | 1.5 | 5.95
2015 | NEISO_2_NYISO_A-F | NEISO | NYISO_A-F | Internal | Summer | B7 | 400 | 600 | 600 | 53.13 | 55.24 | 1.5 | 0.61
2015 | NEISO_2_NYISO_A-F | NEISO | NYISO_A-F | Internal | Summer | B8 | 500 | 600 | 0.02 | 53.13 | 54.62 | 1.5 | 0
2015 | NEISO_2_NYISO_A-F | NEISO | NYISO_A-F | Internal | Summer | B9 | 800 | 600 | 0 | 53.13 | 54.6 | 1.5 | 0
2015 | NEISO_2_NYISO_A-F | NEISO | NYISO_A-F | Internal | Summer | B10 | 1262 | 600 | 0 | 53.13 | 54.6 | 1.5 | 0
2015 | NEISO_2_NYISO_A-F | NEISO | NYISO_A-F | Internal | Winter | B16 | 25 | 600 | 600 | 64.22 | 67.64 | 1.5 | 1.93
2015 | NEISO_2_NYISO_A-F | NEISO | NYISO_A-F | Internal | Winter | B17 | 100 | 600 | 0 | 64.22 | 62.34 | 1.5 | 0
2015 | NEISO_2_NYISO_A-F | NEISO | NYISO_A-F | Internal | Winter | B18 | 400 | 600 | 0 | 64.22 | 61.59 | 1.5 | 0
2015 | NEISO_2_NYISO_A-F | NEISO | NYISO_A-F | Internal | Winter | B19 | 700 | 600 | 0 | 64.22 | 61.59 | 1.5 | 0
2015 | NEISO_2_NYISO_A-F | NEISO | NYISO_A-F | Internal | Winter | B20 | 935 | 600 | 0 | 64.22 | 61.59 | 1.5 | 0
2015 | NEISO_2_NYISO_G-I | NEISO | NYISO_G-I | Internal | Shoulder | B11 | 25 | 600 | 600 | 55.82 | 60.55 | 1.5 | 3.22
2015 | NEISO_2_NYISO_G-I | NEISO | NYISO_G-I | Internal | Shoulder | B12 | 200 | 600 | 600 | 55.82 | 57.95 | 1.5 | 0.62
2015 | NEISO_2_NYISO_G-I | NEISO | NYISO_G-I | Internal | Shoulder | B13 | 600 | 600 | 104.89 | 55.82 | 57.32 | 1.5 | 0
2015 | NEISO_2_NYISO_G-I | NEISO | NYISO_G-I | Internal | Shoulder | B14 | 900 | 600 | 0 | 55.82 | 56.89 | 1.5 | 0
2015 | NEISO_2_NYISO_G-I | NEISO | NYISO_G-I | Internal | Shoulder | B15 | 1203 | 600 | 0 | 55.82 | 56.89 | 1.5 | 0
2015 | NEISO_2_NYISO_G-I | NEISO | NYISO_G-I | Internal | Summer | B1 | 10 | 600 | 0.01 | 86.12 | 86.08 | 1.5 | 0
2015 | NEISO_2_NYISO_G-I | NEISO | NYISO_G-I | Internal | Summer | B2 | 25 | 600 | 257.27 | 81.74 | 83.24 | 1.5 | 0
2015 | NEISO_2_NYISO_G-I | NEISO | NYISO_G-I | Internal | Summer | B3 | 75 | 600 | 600 | 73.21 | 76.75 | 1.5 | 2.04
2015 | NEISO_2_NYISO_G-I | NEISO | NYISO_G-I | Internal | Summer | B4 | 100 | 600 | 600 | 59.01 | 76.75 | 1.5 | 16.24
2015 | NEISO_2_NYISO_G-I | NEISO | NYISO_G-I | Internal | Summer | B5 | 200 | 600 | 600 | 53.13 | 70.51 | 1.5 | 15.89
2015 | NEISO_2_NYISO_G-I | NEISO | NYISO_G-I | Internal | Summer | B6 | 300 | 600 | 600 | 53.13 | 60.59 | 1.5 | 5.97
2015 | NEISO_2_NYISO_G-I | NEISO | NYISO_G-I | Internal | Summer | B7 | 400 | 600 | 600 | 53.13 | 55.25 | 1.5 | 0.62
2015 | NEISO_2_NYISO_G-I | NEISO | NYISO_G-I | Internal | Summer | B8 | 500 | 600 | 283.63 | 53.13 | 54.63 | 1.5 | 0
2015 | NEISO_2_NYISO_G-I | NEISO | NYISO_G-I | Internal | Summer | B9 | 800 | 600 | 0.01 | 53.13 | 54.62 | 1.5 | 0
2015 | NEISO_2_NYISO_G-I | NEISO | NYISO_G-I | Internal | Summer | B10 | 1262 | 600 | 0 | 53.13 | 54.62 | 1.5 | 0
2015 | NEISO_2_NYISO_G-I | NEISO | NYISO_G-I | Internal | Winter | B16 | 25 | 600 | 600 | 64.22 | 71.39 | 1.5 | 5.67
2015 | NEISO_2_NYISO_G-I | NEISO | NYISO_G-I | Internal | Winter | B17 | 100 | 600 | 0 | 64.22 | 64.83 | 1.5 | 0
2015 | NEISO_2_NYISO_G-I | NEISO | NYISO_G-I | Internal | Winter | B18 | 400 | 600 | 0 | 64.22 | 64.83 | 1.5 | 0
2015 | NEISO_2_NYISO_G-I | NEISO | NYISO_G-I | Internal | Winter | B19 | 700 | 600 | 0 | 64.22 | 64.83 | 1.5 | 0
2015 | NEISO_2_NYISO_G-I | NEISO | NYISO_G-I | Internal | Winter | B20 | 935 | 600 | 0 | 64.22 | 61.6 | 1.5 | 0
2015 | NEISO_2_NYISO_J-K | NEISO | NYISO_J-K | Internal | Shoulder | B11 | 25 | 745 | 745 | 55.82 | 60.56 | 1.5 | 3.23
2015 | NEISO_2_NYISO_J-K | NEISO | NYISO_J-K | Internal | Shoulder | B12 | 200 | 745 | 745 | 55.82 | 57.96 | 1.5 | 0.64
2015 | NEISO_2_NYISO_J-K | NEISO | NYISO_J-K | Internal | Shoulder | B13 | 600 | 745 | 744.98 | 55.82 | 57.34 | 1.5 | 0.01
2015 | NEISO_2_NYISO_J-K | NEISO | NYISO_J-K | Internal | Shoulder | B14 | 900 | 745 | 0 | 55.82 | 56.91 | 1.5 | 0
2015 | NEISO_2_NYISO_J-K | NEISO | NYISO_J-K | Internal | Shoulder | B15 | 1203 | 745 | 0 | 55.82 | 56.91 | 1.5 | 0
2015 | NEISO_2_NYISO_J-K | NEISO | NYISO_J-K | Internal | Summer | B1 | 10 | 745 | 0.01 | 86.12 | 86.09 | 1.5 | 0
2015 | NEISO_2_NYISO_J-K | NEISO | NYISO_J-K | Internal | Summer | B2 | 25 | 745 | 744.64 | 81.74 | 83.25 | 1.5 | 0.01
2015 | NEISO_2_NYISO_J-K | NEISO | NYISO_J-K | Internal | Summer | B3 | 75 | 745 | 745 | 73.21 | 76.77 | 1.5 | 2.05
2015 | NEISO_2_NYISO_J-K | NEISO | NYISO_J-K | Internal | Summer | B4 | 100 | 745 | 745 | 59.01 | 76.77 | 1.5 | 16.26
2015 | NEISO_2_NYISO_J-K | NEISO | NYISO_J-K | Internal | Summer | B5 | 200 | 745 | 745 | 53.13 | 70.53 | 1.5 | 15.9
2015 | NEISO_2_NYISO_J-K | NEISO | NYISO_J-K | Internal | Summer | B6 | 300 | 745 | 745 | 53.13 | 60.61 | 1.5 | 5.98
2015 | NEISO_2_NYISO_J-K | NEISO | NYISO_J-K | Internal | Summer | B7 | 400 | 745 | 745 | 53.13 | 55.26 | 1.5 | 0.64
2015 | NEISO_2_NYISO_J-K | NEISO | NYISO_J-K | Internal | Summer | B8 | 500 | 745 | 744.98 | 53.13 | 54.64 | 1.5 | 0.01
2015 | NEISO_2_NYISO_J-K | NEISO | NYISO_J-K | Internal | Summer | B9 | 800 | 745 | 458.16 | 53.13 | 54.63 | 1.5 | 0
2015 | NEISO_2_NYISO_J-K | NEISO | NYISO_J-K | Internal | Summer | B10 | 1262 | 745 | 277.45 | 53.13 | 54.63 | 1.5 | 0
2015 | NEISO_2_NYISO_J-K | NEISO | NYISO_J-K | Internal | Winter | B16 | 25 | 745 | 745 | 64.22 | 71.4 | 1.5 | 5.68
2015 | NEISO_2_NYISO_J-K | NEISO | NYISO_J-K | Internal | Winter | B17 | 100 | 745 | 745 | 64.22 | 67.07 | 1.5 | 1.35
2015 | NEISO_2_NYISO_J-K | NEISO | NYISO_J-K | Internal | Winter | B18 | 400 | 745 | 745 | 64.22 | 67.07 | 1.5 | 1.35
2015 | NEISO_2_NYISO_J-K | NEISO | NYISO_J-K | Internal | Winter | B19 | 700 | 745 | 621.08 | 64.22 | 65.72 | 1.5 | 0
2015 | NEISO_2_NYISO_J-K | NEISO | NYISO_J-K | Internal | Winter | B20 | 935 | 745 | 0 | 64.22 | 61.61 | 1.5 | 0
2015 | NonRTO_Midwest_2_MISO_IN | NonRTO_Midwest | MISO_IN | Internal | Shoulder | B11 | 25 | 4450 | 0 | 83.42 | 76.92 | 5.5 | 0
2015 | NonRTO_Midwest_2_MISO_IN | NonRTO_Midwest | MISO_IN | Internal | Shoulder | B12 | 200 | 4450 | 0 | 71.8 | 65.3 | 5.5 | 0
2015 | NonRTO_Midwest_2_MISO_IN | NonRTO_Midwest | MISO_IN | Internal | Shoulder | B13 | 600 | 4450 | 0 | 64.78 | 58.71 | 5.5 | 0
2015 | NonRTO_Midwest_2_MISO_IN | NonRTO_Midwest | MISO_IN | Internal | Shoulder | B14 | 900 | 4450 | 0 | 56.67 | 57.44 | 5.5 | 0
2015 | NonRTO_Midwest_2_MISO_IN | NonRTO_Midwest | MISO_IN | Internal | Shoulder | B15 | 1203 | 4450 | 0 | 54.62 | 54.74 | 5.5 | 0
2015 | NonRTO_Midwest_2_MISO_IN | NonRTO_Midwest | MISO_IN | Internal | Summer | B1 | 10 | 4450 | 0 | 96.27 | 93.38 | 5.5 | 0
2015 | NonRTO_Midwest_2_MISO_IN | NonRTO_Midwest | MISO_IN | Internal | Summer | B2 | 25 | 4450 | 0 | 96.27 | 90.72 | 5.5 | 0
2015 | NonRTO_Midwest_2_MISO_IN | NonRTO_Midwest | MISO_IN | Internal | Summer | B3 | 75 | 4450 | 0 | 96.27 | 89.77 | 5.5 | 0
2015 | NonRTO_Midwest_2_MISO_IN | NonRTO_Midwest | MISO_IN | Internal | Summer | B4 | 100 | 4450 | 0 | 94.6 | 88.1 | 5.5 | 0
2015 | NonRTO_Midwest_2_MISO_IN | NonRTO_Midwest | MISO_IN | Internal | Summer | B5 | 200 | 4450 | 0 | 84.51 | 78.01 | 5.5 | 0
2015 | NonRTO_Midwest_2_MISO_IN | NonRTO_Midwest | MISO_IN | Internal | Summer | B6 | 300 | 4450 | 0 | 64.09 | 68.09 | 5.5 | 0
2015 | NonRTO_Midwest_2_MISO_IN | NonRTO_Midwest | MISO_IN | Internal | Summer | B7 | 400 | 4450 | 0 | 56.67 | 57.59 | 5.5 | 0
2015 | NonRTO_Midwest_2_MISO_IN | NonRTO_Midwest | MISO_IN | Internal | Summer | B8 | 500 | 4450 | 0 | 56.46 | 54.4 | 5.5 | 0
2015 | NonRTO_Midwest_2_MISO_IN | NonRTO_Midwest | MISO_IN | Internal | Summer | B9 | 800 | 4450 | 0 | 54.62 | 53.26 | 5.5 | 0
2015 | NonRTO_Midwest_2_MISO_IN | NonRTO_Midwest | MISO_IN | Internal | Summer | B10 | 1262 | 4450 | 0 | 53.94 | 52.35 | 5.5 | 0
2015 | NonRTO_Midwest_2_MISO_IN | NonRTO_Midwest | MISO_IN | Internal | Winter | B16 | 25 | 4450 | 0 | 85.98 | 79.48 | 5.5 | 0
2015 | NonRTO_Midwest_2_MISO_IN | NonRTO_Midwest | MISO_IN | Internal | Winter | B17 | 100 | 4450 | 0 | 74.34 | 67.84 | 5.5 | 0
2015 | NonRTO_Midwest_2_MISO_IN | NonRTO_Midwest | MISO_IN | Internal | Winter | B18 | 400 | 4450 | 0 | 67.57 | 61.07 | 5.5 | 0
2015 | NonRTO_Midwest_2_MISO_IN | NonRTO_Midwest | MISO_IN | Internal | Winter | B19 | 700 | 4450 | 0 | 57.19 | 58.36 | 5.5 | 0
2015 | NonRTO_Midwest_2_MISO_IN | NonRTO_Midwest | MISO_IN | Internal | Winter | B20 | 935 | 4450 | 0 | 55.29 | 54.66 | 5.5 | 0
2015 | NonRTO_Midwest_2_TVA_Transmission | NonRTO_Midwest | TVA_Transmission | Internal | Shoulder | B11 | 25 | 2400 | 0 | 83.42 | 80.39 | 5.5 | 0
2015 | NonRTO_Midwest_2_TVA_Transmission | NonRTO_Midwest | TVA_Transmission | Internal | Shoulder | B12 | 200 | 2400 | 0 | 71.8 | 65.3 | 5.5 | 0
2015 | NonRTO_Midwest_2_TVA_Transmission | NonRTO_Midwest | TVA_Transmission | Internal | Shoulder | B13 | 600 | 2400 | 0 | 64.78 | 62.66 | 5.5 | 0
2015 | NonRTO_Midwest_2_TVA_Transmission | NonRTO_Midwest | TVA_Transmission | Internal | Shoulder | B14 | 900 | 2400 | 0 | 56.67 | 61.92 | 5.5 | 0
2015 | NonRTO_Midwest_2_TVA_Transmission | NonRTO_Midwest | TVA_Transmission | Internal | Shoulder | B15 | 1203 | 2400 | 0 | 54.62 | 59.47 | 5.5 | 0
2015 | NonRTO_Midwest_2_TVA_Transmission | NonRTO_Midwest | TVA_Transmission | Internal | Summer | B1 | 10 | 2400 | 0 | 96.27 | 97.87 | 5.5 | 0
2015 | NonRTO_Midwest_2_TVA_Transmission | NonRTO_Midwest | TVA_Transmission | Internal | Summer | B2 | 25 | 2400 | 0 | 96.27 | 95.24 | 5.5 | 0
2015 | NonRTO_Midwest_2_TVA_Transmission | NonRTO_Midwest | TVA_Transmission | Internal | Summer | B3 | 75 | 2400 | 0 | 96.27 | 94.01 | 5.5 | 0
2015 | NonRTO_Midwest_2_TVA_Transmission | NonRTO_Midwest | TVA_Transmission | Internal | Summer | B4 | 100 | 2400 | 0 | 94.6 | 91.59 | 5.5 | 0
2015 | NonRTO_Midwest_2_TVA_Transmission | NonRTO_Midwest | TVA_Transmission | Internal | Summer | B5 | 200 | 2400 | 0 | 84.51 | 81.51 | 5.5 | 0
2015 | NonRTO_Midwest_2_TVA_Transmission | NonRTO_Midwest | TVA_Transmission | Internal | Summer | B6 | 300 | 2400 | 73.2 | 64.09 | 69.59 | 5.5 | 0
2015 | NonRTO_Midwest_2_TVA_Transmission | NonRTO_Midwest | TVA_Transmission | Internal | Summer | B7 | 400 | 2400 | 0 | 56.67 | 61.6 | 5.5 | 0
2015 | NonRTO_Midwest_2_TVA_Transmission | NonRTO_Midwest | TVA_Transmission | Internal | Summer | B8 | 500 | 2400 | 0 | 56.46 | 59.87 | 5.5 | 0
2015 | NonRTO_Midwest_2_TVA_Transmission | NonRTO_Midwest | TVA_Transmission | Internal | Summer | B9 | 800 | 2400 | 0 | 54.62 | 58.37 | 5.5 | 0
2015 | NonRTO_Midwest_2_TVA_Transmission | NonRTO_Midwest | TVA_Transmission | Internal | Summer | B10 | 1262 | 2400 | 0 | 53.94 | 56.71 | 5.5 | 0
2015 | NonRTO_Midwest_2_TVA_Transmission | NonRTO_Midwest | TVA_Transmission | Internal | Winter | B16 | 25 | 2400 | 0 | 85.98 | 82.98 | 5.5 | 0
2015 | NonRTO_Midwest_2_TVA_Transmission | NonRTO_Midwest | TVA_Transmission | Internal | Winter | B17 | 100 | 2400 | 0 | 74.34 | 67.84 | 5.5 | 0
2015 | NonRTO_Midwest_2_TVA_Transmission | NonRTO_Midwest | TVA_Transmission | Internal | Winter | B18 | 400 | 2400 | 0 | 67.57 | 64.45 | 5.5 | 0
2015 | NonRTO_Midwest_2_TVA_Transmission | NonRTO_Midwest | TVA_Transmission | Internal | Winter | B19 | 700 | 2400 | 413.32 | 57.19 | 62.69 | 5.5 | 0
2015 | NonRTO_Midwest_2_TVA_Transmission | NonRTO_Midwest | TVA_Transmission | Internal | Winter | B20 | 935 | 2400 | 0 | 55.29 | 60.15 | 5.5 | 0
2015 | NYISO_A-F_2_IESO | NYISO_A-F | IESO | Internal | Shoulder | B11 | 25 | 1600 | 0 | 60.53 | 50.23 | 5.5 | 0
2015 | NYISO_A-F_2_IESO | NYISO_A-F | IESO | Internal | Shoulder | B12 | 200 | 1600 | 0 | 57.93 | 50.23 | 5.5 | 0
2015 | NYISO_A-F_2_IESO | NYISO_A-F | IESO | Internal | Shoulder | B13 | 600 | 1600 | 0 | 57.31 | 50.23 | 5.5 | 0
2015 | NYISO_A-F_2_IESO | NYISO_A-F | IESO | Internal | Shoulder | B14 | 900 | 1600 | 0 | 56.88 | 50.23 | 5.5 | 0
2015 | NYISO_A-F_2_IESO | NYISO_A-F | IESO | Internal | Shoulder | B15 | 1203 | 1600 | 0 | 56.88 | 50.23 | 5.5 | 0
2015 | NYISO_A-F_2_IESO | NYISO_A-F | IESO | Internal | Summer | B1 | 10 | 1600 | 0 | 86.06 | 87.27 | 5.5 | 0
2015 | NYISO_A-F_2_IESO | NYISO_A-F | IESO | Internal | Summer | B2 | 25 | 1600 | 0 | 83.23 | 84.23 | 5.5 | 0
2015 | NYISO_A-F_2_IESO | NYISO_A-F | IESO | Internal | Summer | B3 | 75 | 1600 | 0 | 76.04 | 71.54 | 5.5 | 0
2015 | NYISO_A-F_2_IESO | NYISO_A-F | IESO | Internal | Summer | B4 | 100 | 1600 | 0 | 75.18 | 70.68 | 5.5 | 0
2015 | NYISO_A-F_2_IESO | NYISO_A-F | IESO | Internal | Summer | B5 | 200 | 1600 | 0 | 68.88 | 64.38 | 5.5 | 0
2015 | NYISO_A-F_2_IESO | NYISO_A-F | IESO | Internal | Summer | B6 | 300 | 1600 | 0 | 60.58 | 47.87 | 5.5 | 0
2015 | NYISO_A-F_2_IESO | NYISO_A-F | IESO | Internal | Summer | B7 | 400 | 1600 | 0 | 55.24 | 47.87 | 5.5 | 0
2015 | NYISO_A-F_2_IESO | NYISO_A-F | IESO | Internal | Summer | B8 | 500 | 1600 | 0 | 54.62 | 47.87 | 5.5 | 0
2015 | NYISO_A-F_2_IESO | NYISO_A-F | IESO | Internal | Summer | B9 | 800 | 1600 | 0 | 54.6 | 47.87 | 5.5 | 0
2015 | NYISO_A-F_2_IESO | NYISO_A-F | IESO | Internal | Summer | B10 | 1262 | 1600 | 0 | 54.6 | 47.87 | 5.5 | 0
2015 | NYISO_A-F_2_IESO | NYISO_A-F | IESO | Internal | Winter | B16 | 25 | 1600 | 0 | 67.64 | 63.14 | 5.5 | 0
2015 | NYISO_A-F_2_IESO | NYISO_A-F | IESO | Internal | Winter | B17 | 100 | 1600 | 0 | 62.34 | 50.18 | 5.5 | 0
2015 | NYISO_A-F_2_IESO | NYISO_A-F | IESO | Internal | Winter | B18 | 400 | 1600 | 0 | 61.59 | 50.18 | 5.5 | 0
2015 | NYISO_A-F_2_IESO | NYISO_A-F | IESO | Internal | Winter | B19 | 700 | 1600 | 0 | 61.59 | 50.18 | 5.5 | 0
2015 | NYISO_A-F_2_IESO | NYISO_A-F | IESO | Internal | Winter | B20 | 935 | 1600 | 0 | 61.59 | 50.18 | 5.5 | 0
2015 | NYISO_A-F_2_NEISO | NYISO_A-F | NEISO | Internal | Shoulder | B11 | 25 | 600 | 0 | 60.53 | 55.82 | 1.5 | 0
2015 | NYISO_A-F_2_NEISO | NYISO_A-F | NEISO | Internal | Shoulder | B12 | 200 | 600 | 0 | 57.93 | 55.82 | 1.5 | 0
2015 | NYISO_A-F_2_NEISO | NYISO_A-F | NEISO | Internal | Shoulder | B13 | 600 | 600 | 0 | 57.31 | 55.82 | 1.5 | 0
2015 | NYISO_A-F_2_NEISO | NYISO_A-F | NEISO | Internal | Shoulder | B14 | 900 | 600 | 0 | 56.88 | 55.82 | 1.5 | 0
2015 | NYISO_A-F_2_NEISO | NYISO_A-F | NEISO | Internal | Shoulder | B15 | 1203 | 600 | 0 | 56.88 | 55.82 | 1.5 | 0
2015 | NYISO_A-F_2_NEISO | NYISO_A-F | NEISO | Internal | Summer | B1 | 10 | 600 | 0.01 | 86.06 | 86.12 | 1.5 | 0
2015 | NYISO_A-F_2_NEISO | NYISO_A-F | NEISO | Internal | Summer | B2 | 25 | 600 | 0 | 83.23 | 81.74 | 1.5 | 0
2015 | NYISO_A-F_2_NEISO | NYISO_A-F | NEISO | Internal | Summer | B3 | 75 | 600 | 0 | 76.04 | 73.21 | 1.5 | 0
2015 | NYISO_A-F_2_NEISO | NYISO_A-F | NEISO | Internal | Summer | B4 | 100 | 600 | 0 | 75.18 | 59.01 | 1.5 | 0
2015 | NYISO_A-F_2_NEISO | NYISO_A-F | NEISO | Internal | Summer | B5 | 200 | 600 | 0 | 68.88 | 53.13 | 1.5 | 0
2015 | NYISO_A-F_2_NEISO | NYISO_A-F | NEISO | Internal | Summer | B6 | 300 | 600 | 0 | 60.58 | 53.13 | 1.5 | 0
2015 | NYISO_A-F_2_NEISO | NYISO_A-F | NEISO | Internal | Summer | B7 | 400 | 600 | 0 | 55.24 | 53.13 | 1.5 | 0
2015 | NYISO_A-F_2_NEISO | NYISO_A-F | NEISO | Internal | Summer | B8 | 500 | 600 | 0 | 54.62 | 53.13 | 1.5 | 0
2015 | NYISO_A-F_2_NEISO | NYISO_A-F | NEISO | Internal | Summer | B9 | 800 | 600 | 0 | 54.6 | 53.13 | 1.5 | 0
2015 | NYISO_A-F_2_NEISO | NYISO_A-F | NEISO | Internal | Summer | B10 | 1262 | 600 | 0 | 54.6 | 53.13 | 1.5 | 0
2015 | NYISO_A-F_2_NEISO | NYISO_A-F | NEISO | Internal | Winter | B16 | 25 | 600 | 0 | 67.64 | 64.22 | 1.5 | 0
2015 | NYISO_A-F_2_NEISO | NYISO_A-F | NEISO | Internal | Winter | B17 | 100 | 600 | 600 | 62.34 | 64.22 | 1.5 | 0.37
2015 | NYISO_A-F_2_NEISO | NYISO_A-F | NEISO | Internal | Winter | B18 | 400 | 600 | 600 | 61.59 | 64.22 | 1.5 | 1.13
2015 | NYISO_A-F_2_NEISO | NYISO_A-F | NEISO | Internal | Winter | B19 | 700 | 600 | 600 | 61.59 | 64.22 | 1.5 | 1.13
2015 | NYISO_A-F_2_NEISO | NYISO_A-F | NEISO | Internal | Winter | B20 | 935 | 600 | 600 | 61.59 | 64.22 | 1.5 | 1.13
2015 | NYISO_A-F_2_NYISO_G-I | NYISO_A-F | NYISO_G-I | Internal | Shoulder | B11 | 25 | 5685 | 5016.91 | 60.53 | 60.55 | 0.01 | 0
2015 | NYISO_A-F_2_NYISO_G-I | NYISO_A-F | NYISO_G-I | Internal | Shoulder | B12 | 200 | 5685 | 3454.45 | 57.93 | 57.95 | 0.01 | 0
2015 | NYISO_A-F_2_NYISO_G-I | NYISO_A-F | NYISO_G-I | Internal | Shoulder | B13 | 600 | 5685 | 4260.66 | 57.31 | 57.32 | 0.01 | 0
2015 | NYISO_A-F_2_NYISO_G-I | NYISO_A-F | NYISO_G-I | Internal | Shoulder | B14 | 900 | 5685 | 4438.65 | 56.88 | 56.89 | 0.01 | 0
2015 | NYISO_A-F_2_NYISO_G-I | NYISO_A-F | NYISO_G-I | Internal | Shoulder | B15 | 1203 | 5685 | 2728.05 | 56.88 | 56.89 | 0.01 | 0
2015 | NYISO_A-F_2_NYISO_G-I | NYISO_A-F | NYISO_G-I | Internal | Summer | B1 | 10 | 5685 | 5679.77 | 86.06 | 86.08 | 0.01 | 0
2015 | NYISO_A-F_2_NYISO_G-I | NYISO_A-F | NYISO_G-I | Internal | Summer | B2 | 25 | 5685 | 5057.41 | 83.23 | 83.24 | 0.01 | 0
2015 | NYISO_A-F_2_NYISO_G-I | NYISO_A-F | NYISO_G-I | Internal | Summer | B3 | 75 | 5685 | 5685 | 76.04 | 76.75 | 0.01 | 0.7
2015 | NYISO_A-F_2_NYISO_G-I | NYISO_A-F | NYISO_G-I | Internal | Summer | B4 | 100 | 5685 | 5685 | 75.18 | 76.75 | 0.01 | 1.56
2015 | NYISO_A-F_2_NYISO_G-I | NYISO_A-F | NYISO_G-I | Internal | Summer | B5 | 200 | 5685 | 5685 | 68.88 | 70.51 | 0.01 | 1.63
2015 | NYISO_A-F_2_NYISO_G-I | NYISO_A-F | NYISO_G-I | Internal | Summer | B6 | 300 | 5685 | 5246.35 | 60.58 | 60.59 | 0.01 | 0
2015 | NYISO_A-F_2_NYISO_G-I | NYISO_A-F | NYISO_G-I | Internal | Summer | B7 | 400 | 5685 | 4953.88 | 55.24 | 55.25 | 0.01 | 0
2015 | NYISO_A-F_2_NYISO_G-I | NYISO_A-F | NYISO_G-I | Internal | Summer | B8 | 500 | 5685 | 4736.31 | 54.62 | 54.63 | 0.01 | 0
2015 | NYISO_A-F_2_NYISO_G-I | NYISO_A-F | NYISO_G-I | Internal | Summer | B9 | 800 | 5685 | 4301.06 | 54.6 | 54.62 | 0.01 | 0
2015 | NYISO_A-F_2_NYISO_G-I | NYISO_A-F | NYISO_G-I | Internal | Summer | B10 | 1262 | 5685 | 2420.62 | 54.6 | 54.62 | 0.01 | 0
2015 | NYISO_A-F_2_NYISO_G-I | NYISO_A-F | NYISO_G-I | Internal | Winter | B16 | 25 | 5685 | 5685 | 67.64 | 71.39 | 0.01 | 3.73
2015 | NYISO_A-F_2_NYISO_G-I | NYISO_A-F | NYISO_G-I | Internal | Winter | B17 | 100 | 5685 | 5685 | 62.34 | 64.83 | 0.01 | 2.47
2015 | NYISO_A-F_2_NYISO_G-I | NYISO_A-F | NYISO_G-I | Internal | Winter | B18 | 400 | 5685 | 5685 | 61.59 | 64.83 | 0.01 | 3.23
2015 | NYISO_A-F_2_NYISO_G-I | NYISO_A-F | NYISO_G-I | Internal | Winter | B19 | 700 | 5685 | 5685 | 61.59 | 64.83 | 0.01 | 3.23
2015 | NYISO_A-F_2_NYISO_G-I | NYISO_A-F | NYISO_G-I | Internal | Winter | B20 | 935 | 5685 | 5158.85 | 61.59 | 61.6 | 0.01 | 0
2015 | NYISO_A-F_2_PJM_ROM | NYISO_A-F | PJM_ROM | Internal | Shoulder | B11 | 25 | 1000 | 1000 | 60.53 | 75.88 | 6.5 | 8.85
2015 | NYISO_A-F_2_PJM_ROM | NYISO_A-F | PJM_ROM | Internal | Shoulder | B12 | 200 | 1000 | 999.97 | 57.93 | 64.46 | 6.5 | 0.02
2015 | NYISO_A-F_2_PJM_ROM | NYISO_A-F | PJM_ROM | Internal | Shoulder | B13 | 600 | 1000 | 0 | 57.31 | 59.7 | 6.5 | 0
2015 | NYISO_A-F_2_PJM_ROM | NYISO_A-F | PJM_ROM | Internal | Shoulder | B14 | 900 | 1000 | 0 | 56.88 | 58.9 | 6.5 | 0
2015 | NYISO_A-F_2_PJM_ROM | NYISO_A-F | PJM_ROM | Internal | Shoulder | B15 | 1203 | 1000 | 0 | 56.88 | 54.98 | 6.5 | 0
2015 | NYISO_A-F_2_PJM_ROM | NYISO_A-F | PJM_ROM | Internal | Summer | B1 | 10 | 1000 | 752.45 | 86.06 | 92.56 | 6.5 | 0
2015 | NYISO_A-F_2_PJM_ROM | NYISO_A-F | PJM_ROM | Internal | Summer | B2 | 25 | 1000 | 733.48 | 83.23 | 89.73 | 6.5 | 0
2015 | NYISO_A-F_2_PJM_ROM | NYISO_A-F | PJM_ROM | Internal | Summer | B3 | 75 | 1000 | 1000 | 76.04 | 89.53 | 6.5 | 6.98
2015 | NYISO_A-F_2_PJM_ROM | NYISO_A-F | PJM_ROM | Internal | Summer | B4 | 100 | 1000 | 1000 | 75.18 | 87.1 | 6.5 | 5.42
2015 | NYISO_A-F_2_PJM_ROM | NYISO_A-F | PJM_ROM | Internal | Summer | B5 | 200 | 1000 | 1000 | 68.88 | 77.03 | 6.5 | 1.65
2015 | NYISO_A-F_2_PJM_ROM | NYISO_A-F | PJM_ROM | Internal | Summer | B6 | 300 | 1000 | 999.98 | 60.58 | 67.11 | 6.5 | 0.02
2015 | NYISO_A-F_2_PJM_ROM | NYISO_A-F | PJM_ROM | Internal | Summer | B7 | 400 | 1000 | 0 | 55.24 | 58.65 | 6.5 | 0
2015 | NYISO_A-F_2_PJM_ROM | NYISO_A-F | PJM_ROM | Internal | Summer | B8 | 500 | 1000 | 0 | 54.62 | 56.92 | 6.5 | 0
2015 | NYISO_A-F_2_PJM_ROM | NYISO_A-F | PJM_ROM | Internal | Summer | B9 | 800 | 1000 | 0 | 54.6 | 56.64 | 6.5 | 0
2015 | NYISO_A-F_2_PJM_ROM | NYISO_A-F | PJM_ROM | Internal | Summer | B10 | 1262 | 1000 | 0 | 54.6 | 52.22 | 6.5 | 0
2015 | NYISO_A-F_2_PJM_ROM | NYISO_A-F | PJM_ROM | Internal | Winter | B16 | 25 | 1000 | 1000 | 67.64 | 78.49 | 6.5 | 4.35
2015 | NYISO_A-F_2_PJM_ROM | NYISO_A-F | PJM_ROM | Internal | Winter | B17 | 100 | 1000 | 119.4 | 62.34 | 68.84 | 6.5 | 0
2015 | NYISO_A-F_2_PJM_ROM | NYISO_A-F | PJM_ROM | Internal | Winter | B18 | 400 | 1000 | 0 | 61.59 | 64.13 | 6.5 | 0
2015 | NYISO_A-F_2_PJM_ROM | NYISO_A-F | PJM_ROM | Internal | Winter | B19 | 700 | 1000 | 0 | 61.59 | 64.13 | 6.5 | 0
2015 | NYISO_A-F_2_PJM_ROM | NYISO_A-F | PJM_ROM | Internal | Winter | B20 | 935 | 1000 | 0 | 61.59 | 57.09 | 6.5 | 0
2015 | NYISO_G-I_2_NEISO | NYISO_G-I | NEISO | Internal | Shoulder | B11 | 25 | 600 | 0 | 60.55 | 55.82 | 1.5 | 0
2015 | NYISO_G-I_2_NEISO | NYISO_G-I | NEISO | Internal | Shoulder | B12 | 200 | 600 | 0 | 57.95 | 55.82 | 1.5 | 0
2015 | NYISO_G-I_2_NEISO | NYISO_G-I | NEISO | Internal | Shoulder | B13 | 600 | 600 | 0 | 57.32 | 55.82 | 1.5 | 0
2015 | NYISO_G-I_2_NEISO | NYISO_G-I | NEISO | Internal | Shoulder | B14 | 900 | 600 | 0 | 56.89 | 55.82 | 1.5 | 0
2015 | NYISO_G-I_2_NEISO | NYISO_G-I | NEISO | Internal | Shoulder | B15 | 1203 | 600 | 0 | 56.89 | 55.82 | 1.5 | 0
2015 | NYISO_G-I_2_NEISO | NYISO_G-I | NEISO | Internal | Summer | B1 | 10 | 600 | 0 | 86.08 | 86.12 | 1.5 | 0
2015 | NYISO_G-I_2_NEISO | NYISO_G-I | NEISO | Internal | Summer | B2 | 25 | 600 | 0 | 83.24 | 81.74 | 1.5 | 0
2015 | NYISO_G-I_2_NEISO | NYISO_G-I | NEISO | Internal | Summer | B3 | 75 | 600 | 0 | 76.75 | 73.21 | 1.5 | 0
2015 | NYISO_G-I_2_NEISO | NYISO_G-I | NEISO | Internal | Summer | B4 | 100 | 600 | 0 | 76.75 | 59.01 | 1.5 | 0
2015 | NYISO_G-I_2_NEISO | NYISO_G-I | NEISO | Internal | Summer | B5 | 200 | 600 | 0 | 70.51 | 53.13 | 1.5 | 0
2015 | NYISO_G-I_2_NEISO | NYISO_G-I | NEISO | Internal | Summer | B6 | 300 | 600 | 0 | 60.59 | 53.13 | 1.5 | 0
2015 | NYISO_G-I_2_NEISO | NYISO_G-I | NEISO | Internal | Summer | B7 | 400 | 600 | 0 | 55.25 | 53.13 | 1.5 | 0
2015 | NYISO_G-I_2_NEISO | NYISO_G-I | NEISO | Internal | Summer | B8 | 500 | 600 | 0 | 54.63 | 53.13 | 1.5 | 0
2015 | NYISO_G-I_2_NEISO | NYISO_G-I | NEISO | Internal | Summer | B9 | 800 | 600 | 0 | 54.62 | 53.13 | 1.5 | 0
2015 | NYISO_G-I_2_NEISO | NYISO_G-I | NEISO | Internal | Summer | B10 | 1262 | 600 | 0 | 54.62 | 53.13 | 1.5 | 0
2015 | NYISO_G-I_2_NEISO | NYISO_G-I | NEISO | Internal | Winter | B16 | 25 | 600 | 0 | 71.39 | 64.22 | 1.5 | 0
2015 | NYISO_G-I_2_NEISO | NYISO_G-I | NEISO | Internal | Winter | B17 | 100 | 600 | 0 | 64.83 | 64.22 | 1.5 | 0
2015 | NYISO_G-I_2_NEISO | NYISO_G-I | NEISO | Internal | Winter | B18 | 400 | 600 | 0 | 64.83 | 64.22 | 1.5 | 0
2015 | NYISO_G-I_2_NEISO | NYISO_G-I | NEISO | Internal | Winter | B19 | 700 | 600 | 0 | 64.83 | 64.22 | 1.5 | 0
2015 | NYISO_G-I_2_NEISO | NYISO_G-I | NEISO | Internal | Winter | B20 | 935 | 600 | 600 | 61.6 | 64.22 | 1.5 | 1.12
2015 | NYISO_G-I_2_NYISO_A-F | NYISO_G-I | NYISO_A-F | Internal | Shoulder | B11 | 25 | 3434 | 0.18 | 60.55 | 60.53 | 0.01 | 0
2015 | NYISO_G-I_2_NYISO_A-F | NYISO_G-I | NYISO_A-F | Internal | Shoulder | B12 | 200 | 3434 | 0.03 | 57.95 | 57.93 | 0.01 | 0
2015 | NYISO_G-I_2_NYISO_A-F | NYISO_G-I | NYISO_A-F | Internal | Shoulder | B13 | 600 | 3434 | 0 | 57.32 | 57.31 | 0.01 | 0
2015 | NYISO_G-I_2_NYISO_A-F | NYISO_G-I | NYISO_A-F | Internal | Shoulder | B14 | 900 | 3434 | 0 | 56.89 | 56.88 | 0.01 | 0
2015 | NYISO_G-I_2_NYISO_A-F | NYISO_G-I | NYISO_A-F | Internal | Shoulder | B15 | 1203 | 3434 | 0 | 56.89 | 56.88 | 0.01 | 0
2015 | NYISO_G-I_2_NYISO_A-F | NYISO_G-I | NYISO_A-F | Internal | Summer | B1 | 10 | 3434 | 0.33 | 86.08 | 86.06 | 0.01 | 0
2015 | NYISO_G-I_2_NYISO_A-F | NYISO_G-I | NYISO_A-F | Internal | Summer | B2 | 25 | 3434 | 0.18 | 83.24 | 83.23 | 0.01 | 0
2015 | NYISO_G-I_2_NYISO_A-F | NYISO_G-I | NYISO_A-F | Internal | Summer | B3 | 75 | 3434 | 0 | 76.75 | 76.04 | 0.01 | 0
2015 | NYISO_G-I_2_NYISO_A-F | NYISO_G-I | NYISO_A-F | Internal | Summer | B4 | 100 | 3434 | 0 | 76.75 | 75.18 | 0.01 | 0
2015 | NYISO_G-I_2_NYISO_A-F | NYISO_G-I | NYISO_A-F | Internal | Summer | B5 | 200 | 3434 | 0 | 70.51 | 68.88 | 0.01 | 0
2015 | NYISO_G-I_2_NYISO_A-F | NYISO_G-I | NYISO_A-F | Internal | Summer | B6 | 300 | 3434 | 0.02 | 60.59 | 60.58 | 0.01 | 0
2015 | NYISO_G-I_2_NYISO_A-F | NYISO_G-I | NYISO_A-F | Internal | Summer | B7 | 400 | 3434 | 0.01 | 55.25 | 55.24 | 0.01 | 0
2015 | NYISO_G-I_2_NYISO_A-F | NYISO_G-I | NYISO_A-F | Internal | Summer | B8 | 500 | 3434 | 0.01 | 54.63 | 54.62 | 0.01 | 0
2015 | NYISO_G-I_2_NYISO_A-F | NYISO_G-I | NYISO_A-F | Internal | Summer | B9 | 800 | 3434 | 0 | 54.62 | 54.6 | 0.01 | 0
2015 | NYISO_G-I_2_NYISO_A-F | NYISO_G-I | NYISO_A-F | Internal | Summer | B10 | 1262 | 3434 | 0 | 54.62 | 54.6 | 0.01 | 0
2015 | NYISO_G-I_2_NYISO_A-F | NYISO_G-I | NYISO_A-F | Internal | Winter | B16 | 25 | 3434 | 0 | 71.39 | 67.64 | 0.01 | 0
2015 | NYISO_G-I_2_NYISO_A-F | NYISO_G-I | NYISO_A-F | Internal | Winter | B17 | 100 | 3434 | 0 | 64.83 | 62.34 | 0.01 | 0
2015 | NYISO_G-I_2_NYISO_A-F | NYISO_G-I | NYISO_A-F | Internal | Winter | B18 | 400 | 3434 | 0 | 64.83 | 61.59 | 0.01 | 0
2015 | NYISO_G-I_2_NYISO_A-F | NYISO_G-I | NYISO_A-F | Internal | Winter | B19 | 700 | 3434 | 0 | 64.83 | 61.59 | 0.01 | 0
2015 | NYISO_G-I_2_NYISO_A-F | NYISO_G-I | NYISO_A-F | Internal | Winter | B20 | 935 | 3434 | 0 | 61.6 | 61.59 | 0.01 | 0
2015 | NYISO_G-I_2_NYISO_J-K | NYISO_G-I | NYISO_J-K | Internal | Shoulder | B11 | 25 | 6130 | 4279.21 | 60.55 | 60.56 | 0.01 | 0
2015 | NYISO_G-I_2_NYISO_J-K | NYISO_G-I | NYISO_J-K | Internal | Shoulder | B12 | 200 | 6130 | 4129.52 | 57.95 | 57.96 | 0.01 | 0
2015 | NYISO_G-I_2_NYISO_J-K | NYISO_G-I | NYISO_J-K | Internal | Shoulder | B13 | 600 | 6130 | 3869.48 | 57.32 | 57.34 | 0.01 | 0
2015 | NYISO_G-I_2_NYISO_J-K | NYISO_G-I | NYISO_J-K | Internal | Shoulder | B14 | 900 | 6130 | 4085.58 | 56.89 | 56.91 | 0.01 | 0
2015 | NYISO_G-I_2_NYISO_J-K | NYISO_G-I | NYISO_J-K | Internal | Shoulder | B15 | 1203 | 6130 | 2773.05 | 56.89 | 56.91 | 0.01 | 0
2015 | NYISO_G-I_2_NYISO_J-K | NYISO_G-I | NYISO_J-K | Internal | Summer | B1 | 10 | 6130 | 5117.71 | 86.08 | 86.09 | 0.01 | 0
2015 | NYISO_G-I_2_NYISO_J-K | NYISO_G-I | NYISO_J-K | Internal | Summer | B2 | 25 | 6130 | 3943.42 | 83.24 | 83.25 | 0.01 | 0
2015 | NYISO_G-I_2_NYISO_J-K | NYISO_G-I | NYISO_J-K | Internal | Summer | B3 | 75 | 6130 | 4766.01 | 76.75 | 76.77 | 0.01 | 0
2015 | NYISO_G-I_2_NYISO_J-K | NYISO_G-I | NYISO_J-K | Internal | Summer | B4 | 100 | 6130 | 5020.23 | 76.75 | 76.77 | 0.01 | 0
2015 | NYISO_G-I_2_NYISO_J-K | NYISO_G-I | NYISO_J-K | Internal | Summer | B5 | 200 | 6130 | 5806.12 | 70.51 | 70.53 | 0.01 | 0
2015 | NYISO_G-I_2_NYISO_J-K | NYISO_G-I | NYISO_J-K | Internal | Summer | B6 | 300 | 6130 | 4999.31 | 60.59 | 60.61 | 0.01 | 0
2015 | NYISO_G-I_2_NYISO_J-K | NYISO_G-I | NYISO_J-K | Internal | Summer | B7 | 400 | 6130 | 5447.51 | 55.25 | 55.26 | 0.01 | 0
2015 | NYISO_G-I_2_NYISO_J-K | NYISO_G-I | NYISO_J-K | Internal | Summer | B8 | 500 | 6130 | 4812.54 | 54.63 | 54.64 | 0.01 | 0
2015 | NYISO_G-I_2_NYISO_J-K | NYISO_G-I | NYISO_J-K | Internal | Summer | B9 | 800 | 6130 | 4287.64 | 54.62 | 54.63 | 0.01 | 0
2015 | NYISO_G-I_2_NYISO_J-K | NYISO_G-I | NYISO_J-K | Internal | Summer | B10 | 1262 | 6130 | 2825.65 | 54.62 | 54.63 | 0.01 | 0
2015 | NYISO_G-I_2_NYISO_J-K | NYISO_G-I | NYISO_J-K | Internal | Winter | B16 | 25 | 6130 | 5478.51 | 71.39 | 71.4 | 0.01 | 0
2015 | NYISO_G-I_2_NYISO_J-K | NYISO_G-I | NYISO_J-K | Internal | Winter | B17 | 100 | 6130 | 6130 | 64.83 | 67.07 | 0.01 | 2.22
2015 | NYISO_G-I_2_NYISO_J-K | NYISO_G-I | NYISO_J-K | Internal | Winter | B18 | 400 | 6130 | 6130 | 64.83 | 67.07 | 0.01 | 2.22
2015 | NYISO_G-I_2_NYISO_J-K | NYISO_G-I | NYISO_J-K | Internal | Winter | B19 | 700 | 6130 | 6130 | 64.83 | 65.72 | 0.01 | 0.88
2015 | NYISO_G-I_2_NYISO_J-K | NYISO_G-I | NYISO_J-K | Internal | Winter | B20 | 935 | 6130 | 5188.23 | 61.6 | 61.61 | 0.01 | 0
2015 | NYISO_G-I_2_PJM_E | NYISO_G-I | PJM_E | Internal | Shoulder | B11 | 25 | 1500 | 1500 | 60.55 | 75.87 | 6.5 | 8.82
2015 | NYISO_G-I_2_PJM_E | NYISO_G-I | PJM_E | Internal | Shoulder | B12 | 200 | 1500 | 151.99 | 57.95 | 64.45 | 6.5 | 0
2015 | NYISO_G-I_2_PJM_E | NYISO_G-I | PJM_E | Internal | Shoulder | B13 | 600 | 1500 | 0 | 57.32 | 59.71 | 6.5 | 0
2015 | NYISO_G-I_2_PJM_E | NYISO_G-I | PJM_E | Internal | Shoulder | B14 | 900 | 1500 | 0 | 56.89 | 58.91 | 6.5 | 0
2015 | NYISO_G-I_2_PJM_E | NYISO_G-I | PJM_E | Internal | Shoulder | B15 | 1203 | 1500 | 0 | 56.89 | 54.99 | 6.5 | 0
2015 | NYISO_G-I_2_PJM_E | NYISO_G-I | PJM_E | Internal | Summer | B1 | 10 | 1500 | 5.33 | 86.08 | 92.58 | 6.5 | 0
2015 | NYISO_G-I_2_PJM_E | NYISO_G-I | PJM_E | Internal | Summer | B2 | 25 | 1500 | 970.05 | 83.24 | 89.74 | 6.5 | 0
2015 | NYISO_G-I_2_PJM_E | NYISO_G-I | PJM_E | Internal | Summer | B3 | 75 | 1500 | 1500 | 76.75 | 89.51 | 6.5 | 6.26
2015 | NYISO_G-I_2_PJM_E | NYISO_G-I | PJM_E | Internal | Summer | B4 | 100 | 1500 | 1500 | 76.75 | 87.09 | 6.5 | 3.83
2015 | NYISO_G-I_2_PJM_E | NYISO_G-I | PJM_E | Internal | Summer | B5 | 200 | 1500 | 842.37 | 70.51 | 77.01 | 6.5 | 0
2015 | NYISO_G-I_2_PJM_E | NYISO_G-I | PJM_E | Internal | Summer | B6 | 300 | 1500 | 1394.83 | 60.59 | 67.09 | 6.5 | 0
2015 | NYISO_G-I_2_PJM_E | NYISO_G-I | PJM_E | Internal | Summer | B7 | 400 | 1500 | 0 | 55.25 | 58.67 | 6.5 | 0
2015 | NYISO_G-I_2_PJM_E | NYISO_G-I | PJM_E | Internal | Summer | B8 | 500 | 1500 | 0 | 54.63 | 56.93 | 6.5 | 0
2015 | NYISO_G-I_2_PJM_E | NYISO_G-I | PJM_E | Internal | Summer | B9 | 800 | 1500 | 0 | 54.62 | 56.65 | 6.5 | 0
2015 | NYISO_G-I_2_PJM_E | NYISO_G-I | PJM_E | Internal | Summer | B10 | 1262 | 1500 | 0 | 54.62 | 52.21 | 6.5 | 0
2015 | NYISO_G-I_2_PJM_E | NYISO_G-I | PJM_E | Internal | Winter | B16 | 25 | 1500 | 1499.99 | 71.39 | 78.48 | 6.5 | 0.59
2015 | NYISO_G-I_2_PJM_E | NYISO_G-I | PJM_E | Internal | Winter | B17 | 100 | 1500 | 0 | 64.83 | 68.83 | 6.5 | 0
2015 | NYISO_G-I_2_PJM_E | NYISO_G-I | PJM_E | Internal | Winter | B18 | 400 | 1500 | 0 | 64.83 | 64.14 | 6.5 | 0
2015 | NYISO_G-I_2_PJM_E | NYISO_G-I | PJM_E | Internal | Winter | B19 | 700 | 1500 | 0 | 64.83 | 64.14 | 6.5 | 0
2015 | NYISO_G-I_2_PJM_E | NYISO_G-I | PJM_E | Internal | Winter | B20 | 935 | 1500 | 0 | 61.6 | 57.1 | 6.5 | 0
2015 | NYISO_J-K_2_NEISO | NYISO_J-K | NEISO | Internal | Shoulder | B11 | 25 | 315 | 0 | 60.56 | 55.82 | 1.5 | 0
2015 | NYISO_J-K_2_NEISO | NYISO_J-K | NEISO | Internal | Shoulder | B12 | 200 | 315 | 0 | 57.96 | 55.82 | 1.5 | 0
2015 | NYISO_J-K_2_NEISO | NYISO_J-K | NEISO | Internal | Shoulder | B13 | 600 | 315 | 0 | 57.34 | 55.82 | 1.5 | 0
2015 | NYISO_J-K_2_NEISO | NYISO_J-K | NEISO | Internal | Shoulder | B14 | 900 | 315 | 0 | 56.91 | 55.82 | 1.5 | 0
2015 | NYISO_J-K_2_NEISO | NYISO_J-K | NEISO | Internal | Shoulder | B15 | 1203 | 315 | 0 | 56.91 | 55.82 | 1.5 | 0
2015 | NYISO_J-K_2_NEISO | NYISO_J-K | NEISO | Internal | Summer | B1 | 10 | 315 | 0 | 86.09 | 86.12 | 1.5 | 0
2015 | NYISO_J-K_2_NEISO | NYISO_J-K | NEISO | Internal | Summer | B2 | 25 | 315 | 0 | 83.25 | 81.74 | 1.5 | 0
2015 | NYISO_J-K_2_NEISO | NYISO_J-K | NEISO | Internal | Summer | B3 | 75 | 315 | 0 | 76.77 | 73.21 | 1.5 | 0
2015 | NYISO_J-K_2_NEISO | NYISO_J-K | NEISO | Internal | Summer | B4 | 100 | 315 | 0 | 76.77 | 59.01 | 1.5 | 0
2015 | NYISO_J-K_2_NEISO | NYISO_J-K | NEISO | Internal | Summer | B5 | 200 | 315 | 0 | 70.53 | 53.13 | 1.5 | 0
2015 | NYISO_J-K_2_NEISO | NYISO_J-K | NEISO | Internal | Summer | B6 | 300 | 315 | 0 | 60.61 | 53.13 | 1.5 | 0
2015 | NYISO_J-K_2_NEISO | NYISO_J-K | NEISO | Internal | Summer | B7 | 400 | 315 | 0 | 55.26 | 53.13 | 1.5 | 0
2015 | NYISO_J-K_2_NEISO | NYISO_J-K | NEISO | Internal | Summer | B8 | 500 | 315 | 0 | 54.64 | 53.13 | 1.5 | 0
2015 | NYISO_J-K_2_NEISO | NYISO_J-K | NEISO | Internal | Summer | B9 | 800 | 315 | 0 | 54.63 | 53.13 | 1.5 | 0
2015 | NYISO_J-K_2_NEISO | NYISO_J-K | NEISO | Internal | Summer | B10 | 1262 | 315 | 0 | 54.63 | 53.13 | 1.5 | 0
2015 | NYISO_J-K_2_NEISO | NYISO_J-K | NEISO | Internal | Winter | B16 | 25 | 315 | 0 | 71.4 | 64.22 | 1.5 | 0
2015 | NYISO_J-K_2_NEISO | NYISO_J-K | NEISO | Internal | Winter | B17 | 100 | 315 | 0 | 67.07 | 64.22 | 1.5 | 0
2015 | NYISO_J-K_2_NEISO | NYISO_J-K | NEISO | Internal | Winter | B18 | 400 | 315 | 0 | 67.07 | 64.22 | 1.5 | 0
2015 | NYISO_J-K_2_NEISO | NYISO_J-K | NEISO | Internal | Winter | B19 | 700 | 315 | 0 | 65.72 | 64.22 | 1.5 | 0
2015 | NYISO_J-K_2_NEISO | NYISO_J-K | NEISO | Internal | Winter | B20 | 935 | 315 | 315 | 61.61 | 64.22 | 1.5 | 1.1
2015 | NYISO_J-K_2_NYISO_G-I | NYISO_J-K | NYISO_G-I | Internal | Shoulder | B11 | 25 | 1999 | 0.19 | 60.56 | 60.55 | 0.01 | 0
2015 | NYISO_J-K_2_NYISO_G-I | NYISO_J-K | NYISO_G-I | Internal | Shoulder | B12 | 200 | 1999 | 0.03 | 57.96 | 57.95 | 0.01 | 0
2015 | NYISO_J-K_2_NYISO_G-I | NYISO_J-K | NYISO_G-I | Internal | Shoulder | B13 | 600 | 1999 | 0 | 57.34 | 57.32 | 0.01 | 0
2015 | NYISO_J-K_2_NYISO_G-I | NYISO_J-K | NYISO_G-I | Internal | Shoulder | B14 | 900 | 1999 | 0 | 56.91 | 56.89 | 0.01 | 0
2015 | NYISO_J-K_2_NYISO_G-I | NYISO_J-K | NYISO_G-I | Internal | Shoulder | B15 | 1203 | 1999 | 0 | 56.91 | 56.89 | 0.01 | 0
2015 | NYISO_J-K_2_NYISO_G-I | NYISO_J-K | NYISO_G-I | Internal | Summer | B1 | 10 | 1999 | 0.44 | 86.09 | 86.08 | 0.01 | 0
2015 | NYISO_J-K_2_NYISO_G-I | NYISO_J-K | NYISO_G-I | Internal | Summer | B2 | 25 | 1999 | 0.19 | 83.25 | 83.24 | 0.01 | 0
2015 | NYISO_J-K_2_NYISO_G-I | NYISO_J-K | NYISO_G-I | Internal | Summer | B3 | 75 | 1999 | 0.07 | 76.77 | 76.75 | 0.01 | 0
2015 | NYISO_J-K_2_NYISO_G-I | NYISO_J-K | NYISO_G-I | Internal | Summer | B4 | 100 | 1999 | 0.05 | 76.77 | 76.75 | 0.01 | 0
2015 | NYISO_J-K_2_NYISO_G-I | NYISO_J-K | NYISO_G-I | Internal | Summer | B5 | 200 | 1999 | 0.02 | 70.53 | 70.51 | 0.01 | 0
2015 | NYISO_J-K_2_NYISO_G-I | NYISO_J-K | NYISO_G-I | Internal | Summer | B6 | 300 | 1999 | 0.02 | 60.61 | 60.59 | 0.01 | 0
2015 | NYISO_J-K_2_NYISO_G-I | NYISO_J-K | NYISO_G-I | Internal | Summer | B7 | 400 | 1999 | 0.01 | 55.26 | 55.25 | 0.01 | 0
2015 | NYISO_J-K_2_NYISO_G-I | NYISO_J-K | NYISO_G-I | Internal | Summer | B8 | 500 | 1999 | 0.01 | 54.64 | 54.63 | 0.01 | 0
2015 | NYISO_J-K_2_NYISO_G-I | NYISO_J-K | NYISO_G-I | Internal | Summer | B9 | 800 | 1999 | 0 | 54.63 | 54.62 | 0.01 | 0
2015 | NYISO_J-K_2_NYISO_G-I | NYISO_J-K | NYISO_G-I | Internal | Summer | B10 | 1262 | 1999 | 0 | 54.63 | 54.62 | 0.01 | 0
2015 | NYISO_J-K_2_NYISO_G-I | NYISO_J-K | NYISO_G-I | Internal | Winter | B16 | 25 | 1999 | 0.18 | 71.4 | 71.39 | 0.01 | 0
2015 | NYISO_J-K_2_NYISO_G-I | NYISO_J-K | NYISO_G-I | Internal | Winter | B17 | 100 | 1999 | 0 | 67.07 | 64.83 | 0.01 | 0
2015 | NYISO_J-K_2_NYISO_G-I | NYISO_J-K | NYISO_G-I | Internal | Winter | B18 | 400 | 1999 | 0 | 67.07 | 64.83 | 0.01 | 0
2015 | NYISO_J-K_2_NYISO_G-I | NYISO_J-K | NYISO_G-I | Internal | Winter | B19 | 700 | 1999 | 0 | 65.72 | 64.83 | 0.01 | 0
2015 | NYISO_J-K_2_NYISO_G-I | NYISO_J-K | NYISO_G-I | Internal | Winter | B20 | 935 | 1999 | 0 | 61.61 | 61.6 | 0.01 | 0
2015 | NYISO_J-K_2_PJM_E | NYISO_J-K | PJM_E | Internal | Shoulder | B11 | 25 | 330 | 330 | 60.56 | 75.87 | 6.5 | 8.81
2015 | NYISO_J-K_2_PJM_E | NYISO_J-K | PJM_E | Internal | Shoulder | B12 | 200 | 330 | 0.05 | 57.96 | 64.45 | 6.5 | 0
2015 | NYISO_J-K_2_PJM_E | NYISO_J-K | PJM_E | Internal | Shoulder | B13 | 600 | 330 | 0 | 57.34 | 59.71 | 6.5 | 0
2015 | NYISO_J-K_2_PJM_E | NYISO_J-K | PJM_E | Internal | Shoulder | B14 | 900 | 330 | 0 | 56.91 | 58.91 | 6.5 | 0
2015 | NYISO_J-K_2_PJM_E | NYISO_J-K | PJM_E | Internal | Shoulder | B15 | 1203 | 330 | 0 | 56.91 | 54.99 | 6.5 | 0
2015 | NYISO_J-K_2_PJM_E | NYISO_J-K | PJM_E | Internal | Summer | B1 | 10 | 330 | 0.76 | 86.09 | 92.58 | 6.5 | 0
2015 | NYISO_J-K_2_PJM_E | NYISO_J-K | PJM_E | Internal | Summer | B2 | 25 | 330 | 0.36 | 83.25 | 89.74 | 6.5 | 0
2015 | NYISO_J-K_2_PJM_E | NYISO_J-K | PJM_E | Internal | Summer | B3 | 75 | 330 | 330 | 76.77 | 89.51 | 6.5 | 6.25
2015 | NYISO_J-K_2_PJM_E | NYISO_J-K | PJM_E | Internal | Summer | B4 | 100 | 330 | 330 | 76.77 | 87.09 | 6.5 | 3.82
2015 | NYISO_J-K_2_PJM_E | NYISO_J-K | PJM_E | Internal | Summer | B5 | 200 | 330 | 0.05 | 70.53 | 77.01 | 6.5 | 0
2015 | NYISO_J-K_2_PJM_E | NYISO_J-K | PJM_E | Internal | Summer | B6 | 300 | 330 | 0.03 | 60.61 | 67.09 | 6.5 | 0
2015 | NYISO_J-K_2_PJM_E | NYISO_J-K | PJM_E | Internal | Summer | B7 | 400 | 330 | 0 | 55.26 | 58.67 | 6.5 | 0
2015 | NYISO_J-K_2_PJM_E | NYISO_J-K | PJM_E | Internal | Summer | B8 | 500 | 330 | 0 | 54.64 | 56.93 | 6.5 | 0
2015 | NYISO_J-K_2_PJM_E | NYISO_J-K | PJM_E | Internal | Summer | B9 | 800 | 330 | 0 | 54.63 | 56.65 | 6.5 | 0
2015 | NYISO_J-K_2_PJM_E | NYISO_J-K | PJM_E | Internal | Summer | B10 | 1262 | 330 | 0 | 54.63 | 52.21 | 6.5 | 0
2015 | NYISO_J-K_2_PJM_E | NYISO_J-K | PJM_E | Internal | Winter | B16 | 25 | 330 | 329.99 | 71.4 | 78.48 | 6.5 | 0.58
2015 | NYISO_J-K_2_PJM_E | NYISO_J-K | PJM_E | Internal | Winter | B17 | 100 | 330 | 0 | 67.07 | 68.83 | 6.5 | 0
2015 | NYISO_J-K_2_PJM_E | NYISO_J-K | PJM_E | Internal | Winter | B18 | 400 | 330 | 0 | 67.07 | 64.14 | 6.5 | 0
2015 | NYISO_J-K_2_PJM_E | NYISO_J-K | PJM_E | Internal | Winter | B19 | 700 | 330 | 0 | 65.72 | 64.14 | 6.5 | 0
2015 | NYISO_J-K_2_PJM_E | NYISO_J-K | PJM_E | Internal | Winter | B20 | 935 | 330 | 0 | 61.61 | 57.1 | 6.5 | 0
2015 | PJM_E_2_NYISO_G-I | PJM_E | NYISO_G-I | Internal | Shoulder | B11 | 25 | 500 | 0 | 75.87 | 60.55 | 4.5 | 0
2015 | PJM_E_2_NYISO_G-I | PJM_E | NYISO_G-I | Internal | Shoulder | B12 | 200 | 500 | 0 | 64.45 | 57.95 | 4.5 | 0
2015 | PJM_E_2_NYISO_G-I | PJM_E | NYISO_G-I | Internal | Shoulder | B13 | 600 | 500 | 0 | 59.71 | 57.32 | 4.5 | 0
2015 | PJM_E_2_NYISO_G-I | PJM_E | NYISO_G-I | Internal | Shoulder | B14 | 900 | 500 | 0 | 58.91 | 56.89 | 4.5 | 0
2015 | PJM_E_2_NYISO_G-I | PJM_E | NYISO_G-I | Internal | Shoulder | B15 | 1203 | 500 | 0 | 54.99 | 56.89 | 4.5 | 0
2015 | PJM_E_2_NYISO_G-I | PJM_E | NYISO_G-I | Internal | Summer | B1 | 10 | 500 | 0 | 92.58 | 86.08 | 4.5 | 0
2015 | PJM_E_2_NYISO_G-I | PJM_E | NYISO_G-I | Internal | Summer | B2 | 25 | 500 | 0 | 89.74 | 83.24 | 4.5 | 0
2015 | PJM_E_2_NYISO_G-I | PJM_E | NYISO_G-I | Internal | Summer | B3 | 75 | 500 | 0 | 89.51 | 76.75 | 4.5 | 0
2015 | PJM_E_2_NYISO_G-I | PJM_E | NYISO_G-I | Internal | Summer | B4 | 100 | 500 | 0 | 87.09 | 76.75 | 4.5 | 0
2015 | PJM_E_2_NYISO_G-I | PJM_E | NYISO_G-I | Internal | Summer | B5 | 200 | 500 | 0 | 77.01 | 70.51 | 4.5 | 0
2015 | PJM_E_2_NYISO_G-I | PJM_E | NYISO_G-I | Internal | Summer | B6 | 300 | 500 | 0 | 67.09 | 60.59 | 4.5 | 0
2015 | PJM_E_2_NYISO_G-I | PJM_E | NYISO_G-I | Internal | Summer | B7 | 400 | 500 | 0 | 58.67 | 55.25 | 4.5 | 0
2015 | PJM_E_2_NYISO_G-I | PJM_E | NYISO_G-I | Internal | Summer | B8 | 500 | 500 | 0 | 56.93 | 54.63 | 4.5 | 0
2015 | PJM_E_2_NYISO_G-I | PJM_E | NYISO_G-I | Internal | Summer | B9 | 800 | 500 | 0 | 56.65 | 54.62 | 4.5 | 0
2015 | PJM_E_2_NYISO_G-I | PJM_E | NYISO_G-I | Internal | Summer | B10 | 1262 | 500 | 0 | 52.21 | 54.62 | 4.5 | 0
2015 | PJM_E_2_NYISO_G-I | PJM_E | NYISO_G-I | Internal | Winter | B16 | 25 | 500 | 0 | 78.48 | 71.39 | 4.5 | 0
2015 | PJM_E_2_NYISO_G-I | PJM_E | NYISO_G-I | Internal | Winter | B17 | 100 | 500 | 0 | 68.83 | 64.83 | 4.5 | 0
2015 | PJM_E_2_NYISO_G-I | PJM_E | NYISO_G-I | Internal | Winter | B18 | 400 | 500 | 0 | 64.14 | 64.83 | 4.5 | 0
2015 | PJM_E_2_NYISO_G-I | PJM_E | NYISO_G-I | Internal | Winter | B19 | 700 | 500 | 0 | 64.14 | 64.83 | 4.5 | 0
2015 | PJM_E_2_NYISO_G-I | PJM_E | NYISO_G-I | Internal | Winter | B20 | 935 | 500 | 284.53 | 57.1 | 61.6 | 4.5 | 0
2015 | PJM_E_2_NYISO_J-K | PJM_E | NYISO_J-K | Internal | Shoulder | B11 | 25 | 330 | 0 | 75.87 | 60.56 | 4.5 | 0
2015 | PJM_E_2_NYISO_J-K | PJM_E | NYISO_J-K | Internal | Shoulder | B12 | 200 | 330 | 0 | 64.45 | 57.96 | 4.5 | 0
2015 | PJM_E_2_NYISO_J-K | PJM_E | NYISO_J-K | Internal | Shoulder | B13 | 600 | 330 | 0 | 59.71 | 57.34 | 4.5 | 0
2015 | PJM_E_2_NYISO_J-K | PJM_E | NYISO_J-K | Internal | Shoulder | B14 | 900 | 330 | 0 | 58.91 | 56.91 | 4.5 | 0
2015 | PJM_E_2_NYISO_J-K | PJM_E | NYISO_J-K | Internal | Shoulder | B15 | 1203 | 330 | 0 | 54.99 | 56.91 | 4.5 | 0
2015 | PJM_E_2_NYISO_J-K | PJM_E | NYISO_J-K | Internal | Summer | B1 | 10 | 330 | 0 | 92.58 | 86.09 | 4.5 | 0
2015 | PJM_E_2_NYISO_J-K | PJM_E | NYISO_J-K | Internal | Summer | B2 | 25 | 330 | 0 | 89.74 | 83.25 | 4.5 | 0
2015 | PJM_E_2_NYISO_J-K | PJM_E | NYISO_J-K | Internal | Summer | B3 | 75 | 330 | 0 | 89.51 | 76.77 | 4.5 | 0
2015 | PJM_E_2_NYISO_J-K | PJM_E | NYISO_J-K | Internal | Summer | B4 | 100 | 330 | 0 | 87.09 | 76.77 | 4.5 | 0
2015 | PJM_E_2_NYISO_J-K | PJM_E | NYISO_J-K | Internal | Summer | B5 | 200 | 330 | 0 | 77.01 | 70.53 | 4.5 | 0
2015 | PJM_E_2_NYISO_J-K | PJM_E | NYISO_J-K | Internal | Summer | B6 | 300 | 330 | 0 | 67.09 | 60.61 | 4.5 | 0
2015 | PJM_E_2_NYISO_J-K | PJM_E | NYISO_J-K | Internal | Summer | B7 | 400 | 330 | 0 | 58.67 | 55.26 | 4.5 | 0
2015 | PJM_E_2_NYISO_J-K | PJM_E | NYISO_J-K | Internal | Summer | B8 | 500 | 330 | 0 | 56.93 | 54.64 | 4.5 | 0
2015 | PJM_E_2_NYISO_J-K | PJM_E | NYISO_J-K | Internal | Summer | B9 | 800 | 330 | 0 | 56.65 | 54.63 | 4.5 | 0
2015 | PJM_E_2_NYISO_J-K | PJM_E | NYISO_J-K | Internal | Summer | B10 | 1262 | 330 | 0 | 52.21 | 54.63 | 4.5 | 0
2015 | PJM_E_2_NYISO_J-K | PJM_E | NYISO_J-K | Internal | Winter | B16 | 25 | 330 | 0 | 78.48 | 71.4 | 4.5 | 0
2015 | PJM_E_2_NYISO_J-K | PJM_E | NYISO_J-K | Internal | Winter | B17 | 100 | 330 | 0 | 68.83 | 67.07 | 4.5 | 0
2015 | PJM_E_2_NYISO_J-K | PJM_E | NYISO_J-K | Internal | Winter | B18 | 400 | 330 | 0 | 64.14 | 67.07 | 4.5 | 0
2015 | PJM_E_2_NYISO_J-K | PJM_E | NYISO_J-K | Internal | Winter | B19 | 700 | 330 | 0 | 64.14 | 65.72 | 4.5 | 0
2015 | PJM_E_2_NYISO_J-K | PJM_E | NYISO_J-K | Internal | Winter | B20 | 935 | 330 | 329.99 | 57.1 | 61.61 | 4.5 | 0.01
2015 | PJM_E_2_PJM_ROM | PJM_E | PJM_ROM | Internal | Shoulder | B11 | 25 | 8000 | 4938.86 | 75.87 | 75.88 | 0.01 | 0
2015 | PJM_E_2_PJM_ROM | PJM_E | PJM_ROM | Internal | Shoulder | B12 | 200 | 8000 | 2491.04 | 64.45 | 64.46 | 0.01 | 0
2015 | PJM_E_2_PJM_ROM | PJM_E | PJM_ROM | Internal | Shoulder | B13 | 600 | 8000 | 0 | 59.71 | 59.7 | 0.01 | 0
2015 | PJM_E_2_PJM_ROM | PJM_E | PJM_ROM | Internal | Shoulder | B14 | 900 | 8000 | 0 | 58.91 | 58.9 | 0.01 | 0
2015 | PJM_E_2_PJM_ROM | PJM_E | PJM_ROM | Internal | Shoulder | B15 | 1203 | 8000 | 0 | 54.99 | 54.98 | 0.01 | 0
2015 | PJM_E_2_PJM_ROM | PJM_E | PJM_ROM | Internal | Summer | B1 | 10 | 8000 | 0.51 | 92.58 | 92.56 | 0.01 | 0
2015 | PJM_E_2_PJM_ROM | PJM_E | PJM_ROM | Internal | Summer | B2 | 25 | 8000 | 0.21 | 89.74 | 89.73 | 0.01 | 0
2015 | PJM_E_2_PJM_ROM | PJM_E | PJM_ROM | Internal | Summer | B3 | 75 | 8000 | 1536.82 | 89.51 | 89.53 | 0.01 | 0
2015 | PJM_E_2_PJM_ROM | PJM_E | PJM_ROM | Internal | Summer | B4 | 100 | 8000 | 1060.09 | 87.09 | 87.1 | 0.01 | 0
2015 | PJM_E_2_PJM_ROM | PJM_E | PJM_ROM | Internal | Summer | B5 | 200 | 8000 | 602.88 | 77.01 | 77.03 | 0.01 | 0
2015 | PJM_E_2_PJM_ROM | PJM_E | PJM_ROM | Internal | Summer | B6 | 300 | 8000 | 1103.77 | 67.09 | 67.11 | 0.01 | 0
2015 | PJM_E_2_PJM_ROM | PJM_E | PJM_ROM | Internal | Summer | B7 | 400 | 8000 | 0.01 | 58.67 | 58.65 | 0.01 | 0
2015 | PJM_E_2_PJM_ROM | PJM_E | PJM_ROM | Internal | Summer | B8 | 500 | 8000 | 0.01 | 56.93 | 56.92 | 0.01 | 0
2015 | PJM_E_2_PJM_ROM | PJM_E | PJM_ROM | Internal | Summer | B9 | 800 | 8000 | 0 | 56.65 | 56.64 | 0.01 | 0
2015 | PJM_E_2_PJM_ROM | PJM_E | PJM_ROM | Internal | Summer | B10 | 1262 | 8000 | 343.93 | 52.21 | 52.22 | 0.01 | 0
2015 | PJM_E_2_PJM_ROM | PJM_E | PJM_ROM | Internal | Winter | B16 | 25 | 8000 | 1982.74 | 78.48 | 78.49 | 0.01 | 0
2015 | PJM_E_2_PJM_ROM | PJM_E | PJM_ROM | Internal | Winter | B17 | 100 | 8000 | 378.9 | 68.83 | 68.84 | 0.01 | 0
2015 | PJM_E_2_PJM_ROM | PJM_E | PJM_ROM | Internal | Winter | B18 | 400 | 8000 | 0.01 | 64.14 | 64.13 | 0.01 | 0
2015 | PJM_E_2_PJM_ROM | PJM_E | PJM_ROM | Internal | Winter | B19 | 700 | 8000 | 0 | 64.14 | 64.13 | 0.01 | 0
2015 | PJM_E_2_PJM_ROM | PJM_E | PJM_ROM | Internal | Winter | B20 | 935 | 8000 | 0 | 57.1 | 57.09 | 0.01 | 0
2015 | PJM_ROR_2_MISO_IN | PJM_ROR | MISO_IN | Internal | Shoulder | B11 | 25 | 1170 | 1169.81 | 75.89 | 76.92 | 1 | 0.02
2015 | PJM_ROR_2_MISO_IN | PJM_ROR | MISO_IN | Internal | Shoulder | B12 | 200 | 1170 | 0 | 64.45 | 65.3 | 1 | 0
2015 | PJM_ROR_2_MISO_IN | PJM_ROR | MISO_IN | Internal | Shoulder | B13 | 600 | 1170 | 0 | 59.69 | 58.71 | 1 | 0
2015 | PJM_ROR_2_MISO_IN | PJM_ROR | MISO_IN | Internal | Shoulder | B14 | 900 | 1170 | 0 | 58.41 | 57.44 | 1 | 0
2015 | PJM_ROR_2_MISO_IN | PJM_ROR | MISO_IN | Internal | Shoulder | B15 | 1203 | 1170 | 0 | 54.97 | 54.74 | 1 | 0
2015 | PJM_ROR_2_MISO_IN | PJM_ROR | MISO_IN | Internal | Summer | B1 | 10 | 1170 | 0.06 | 92.55 | 93.38 | 1 | 0
2015 | PJM_ROR_2_MISO_IN | PJM_ROR | MISO_IN | Internal | Summer | B2 | 25 | 1170 | 721.05 | 89.72 | 90.72 | 1 | 0
2015 | PJM_ROR_2_MISO_IN | PJM_ROR | MISO_IN | Internal | Summer | B3 | 75 | 1170 | 0 | 89.51 | 89.77 | 1 | 0
2015 | PJM_ROR_2_MISO_IN | PJM_ROR | MISO_IN | Internal | Summer | B4 | 100 | 1170 | 1169.89 | 87.09 | 88.1 | 1 | 0.01
2015 | PJM_ROR_2_MISO_IN | PJM_ROR | MISO_IN | Internal | Summer | B5 | 200 | 1170 | 461.07 | 77.01 | 78.01 | 1 | 0
2015 | PJM_ROR_2_MISO_IN | PJM_ROR | MISO_IN | Internal | Summer | B6 | 300 | 1170 | 33.15 | 67.09 | 68.09 | 1 | 0
2015 | PJM_ROR_2_MISO_IN | PJM_ROR | MISO_IN | Internal | Summer | B7 | 400 | 1170 | 0 | 58.58 | 57.59 | 1 | 0
2015 | PJM_ROR_2_MISO_IN | PJM_ROR | MISO_IN | Internal | Summer | B8 | 500 | 1170 | 0 | 55.37 | 54.4 | 1 | 0
2015 | PJM_ROR_2_MISO_IN | PJM_ROR | MISO_IN | Internal | Summer | B9 | 800 | 1170 | 0 | 53.88 | 53.26 | 1 | 0
2015 | PJM_ROR_2_MISO_IN | PJM_ROR | MISO_IN | Internal | Summer | B10 | 1262 | 1170 | 0 | 52.21 | 52.35 | 1 | 0
2015 | PJM_ROR_2_MISO_IN | PJM_ROR | MISO_IN | Internal | Winter | B16 | 25 | 1170 | 313.28 | 78.48 | 79.48 | 1 | 0
2015 | PJM_ROR_2_MISO_IN | PJM_ROR | MISO_IN | Internal | Winter | B17 | 100 | 1170 | 0 | 68.83 | 67.84 | 1 | 0
2015 | PJM_ROR_2_MISO_IN | PJM_ROR | MISO_IN | Internal | Winter | B18 | 400 | 1170 | 0 | 62.06 | 61.07 | 1 | 0
2015 | PJM_ROR_2_MISO_IN | PJM_ROR | MISO_IN | Internal | Winter | B19 | 700 | 1170 | 0 | 59.36 | 58.36 | 1 | 0
2015 | PJM_ROR_2_MISO_IN | PJM_ROR | MISO_IN | Internal | Winter | B20 | 935 | 1170 | 0 | 55.65 | 54.66 | 1 | 0
2015 | PJM_ROR_2_MISO_MI | PJM_ROR | MISO_MI | Internal | Shoulder | B11 | 25 | 1305 | 0 | 75.89 | 74.89 | 1 | 0
2015 | PJM_ROR_2_MISO_MI | PJM_ROR | MISO_MI | Internal | Shoulder | B12 | 200 | 1305 | 0 | 64.45 | 65.28 | 1 | 0
2015 | PJM_ROR_2_MISO_MI | PJM_ROR | MISO_MI | Internal | Shoulder | B13 | 600 | 1305 | 0 | 59.69 | 58.7 | 1 | 0
2015 | PJM_ROR_2_MISO_MI | PJM_ROR | MISO_MI | Internal | Shoulder | B14 | 900 | 1305 | 0 | 58.41 | 57.43 | 1 | 0
2015 | PJM_ROR_2_MISO_MI | PJM_ROR | MISO_MI | Internal | Shoulder | B15 | 1203 | 1305 | 0 | 54.97 | 54.73 | 1 | 0
2015 | PJM_ROR_2_MISO_MI | PJM_ROR | MISO_MI | Internal | Summer | B1 | 10 | 1305 | 0 | 92.55 | 91.77 | 1 | 0
2015 | PJM_ROR_2_MISO_MI | PJM_ROR | MISO_MI | Internal | Summer | B2 | 25 | 1305 | 0 | 89.72 | 88.73 | 1 | 0
2015 | PJM_ROR_2_MISO_MI | PJM_ROR | MISO_MI | Internal | Summer | B3 | 75 | 1305 | 0 | 89.51 | 88.51 | 1 | 0
2015 | PJM_ROR_2_MISO_MI | PJM_ROR | MISO_MI | Internal | Summer | B4 | 100 | 1305 | 0 | 87.09 | 86.09 | 1 | 0
2015 | PJM_ROR_2_MISO_MI | PJM_ROR | MISO_MI | Internal | Summer | B5 | 200 | 1305 | 0 | 77.01 | 76.01 | 1 | 0
2015 | PJM_ROR_2_MISO_MI | PJM_ROR | MISO_MI | Internal | Summer | B6 | 300 | 1305 | 0 | 67.09 | 66.09 | 1 | 0
2015 | PJM_ROR_2_MISO_MI | PJM_ROR | MISO_MI | Internal | Summer | B7 | 400 | 1305 | 0 | 58.58 | 57.58 | 1 | 0
2015 | PJM_ROR_2_MISO_MI | PJM_ROR | MISO_MI | Internal | Summer | B8 | 500 | 1305 | 0 | 55.37 | 54.39 | 1 | 0
2015 | PJM_ROR_2_MISO_MI | PJM_ROR | MISO_MI | Internal | Summer | B9 | 800 | 1305 | 0 | 53.88 | 53.25 | 1 | 0
2015 | PJM_ROR_2_MISO_MI | PJM_ROR | MISO_MI | Internal | Summer | B10 | 1262 | 1305 | 0 | 52.21 | 52.37 | 1 | 0
2015 | PJM_ROR_2_MISO_MI | PJM_ROR | MISO_MI | Internal | Winter | B16 | 25 | 1305 | 0 | 78.48 | 77.48 | 1 | 0
2015 | PJM_ROR_2_MISO_MI | PJM_ROR | MISO_MI | Internal | Winter | B17 | 100 | 1305 | 0 | 68.83 | 67.83 | 1 | 0
2015 | PJM_ROR_2_MISO_MI | PJM_ROR | MISO_MI | Internal | Winter | B18 | 400 | 1305 | 0 | 62.06 | 61.06 | 1 | 0
2015 | PJM_ROR_2_MISO_MI | PJM_ROR | MISO_MI | Internal | Winter | B19 | 700 | 1305 | 0 | 59.36 | 58.36 | 1 | 0
2015 | PJM_ROR_2_MISO_MI | PJM_ROR | MISO_MI | Internal | Winter | B20 | 935 | 1305 | 0 | 55.65 | 54.68 | 1 | 0
2015 | PJM_ROR_2_MISO_MO-IL | PJM_ROR | MISO_MO-IL | Internal | Shoulder | B11 | 25 | 1111 | 1110.63 | 75.89 | 76.91 | 1 | 0.01
2015 | PJM_ROR_2_MISO_MO-IL | PJM_ROR | MISO_MO-IL | Internal | Shoulder | B12 | 200 | 1111 | 0 | 64.45 | 64.46 | 1 | 0
2015 | PJM_ROR_2_MISO_MO-IL | PJM_ROR | MISO_MO-IL | Internal | Shoulder | B13 | 600 | 1111 | 0 | 59.69 | 58.7 | 1 | 0
2015 | PJM_ROR_2_MISO_MO-IL | PJM_ROR | MISO_MO-IL | Internal | Shoulder | B14 | 900 | 1111 | 0 | 58.41 | 57.43 | 1 | 0
2015 | PJM_ROR_2_MISO_MO-IL | PJM_ROR | MISO_MO-IL | Internal | Shoulder | B15 | 1203 | 1111 | 0 | 54.97 | 54.73 | 1 | 0
2015 | PJM_ROR_2_MISO_MO-IL | PJM_ROR | MISO_MO-IL | Internal | Summer | B1 | 10 | 1111 | 0 | 92.55 | 91.56 | 1 | 0
2015 | PJM_ROR_2_MISO_MO-IL | PJM_ROR | MISO_MO-IL | Internal | Summer | B2 | 25 | 1111 | 0 | 89.72 | 88.74 | 1 | 0
2015 | PJM_ROR_2_MISO_MO-IL | PJM_ROR | MISO_MO-IL | Internal | Summer | B3 | 75 | 1111 | 0 | 89.51 | 88.74 | 1 | 0
2015 | PJM_ROR_2_MISO_MO-IL | PJM_ROR | MISO_MO-IL | Internal | Summer | B4 | 100 | 1111 | 238.78 | 87.09 | 88.09 | 1 | 0
2015 | PJM_ROR_2_MISO_MO-IL | PJM_ROR | MISO_MO-IL | Internal | Summer | B5 | 200 | 1111 | 0.05 | 77.01 | 78 | 1 | 0
2015 | PJM_ROR_2_MISO_MO-IL | PJM_ROR | MISO_MO-IL | Internal | Summer | B6 | 300 | 1111 | 0.03 | 67.09 | 68.08 | 1 | 0
2015 | PJM_ROR_2_MISO_MO-IL | PJM_ROR | MISO_MO-IL | Internal | Summer | B7 | 400 | 1111 | 0 | 58.58 | 57.58 | 1 | 0
2015 | PJM_ROR_2_MISO_MO-IL | PJM_ROR | MISO_MO-IL | Internal | Summer | B8 | 500 | 1111 | 0 | 55.37 | 54.39 | 1 | 0
2015 | PJM_ROR_2_MISO_MO-IL | PJM_ROR | MISO_MO-IL | Internal | Summer | B9 | 800 | 1111 | 0 | 53.88 | 52.93 | 1 | 0
2015 | PJM_ROR_2_MISO_MO-IL | PJM_ROR | MISO_MO-IL | Internal | Summer | B10 | 1262 | 1111 | 0 | 52.21 | 51.51 | 1 | 0
2015 | PJM_ROR_2_MISO_MO-IL | PJM_ROR | MISO_MO-IL | Internal | Winter | B16 | 25 | 1111 | 0 | 78.48 | 77.49 | 1 | 0
2015 | PJM_ROR_2_MISO_MO-IL | PJM_ROR | MISO_MO-IL | Internal | Winter | B17 | 100 | 1111 | 0 | 68.83 | 67.83 | 1 | 0
2015 | PJM_ROR_2_MISO_MO-IL | PJM_ROR | MISO_MO-IL | Internal | Winter | B18 | 400 | 1111 | 0 | 62.06 | 61.06 | 1 | 0
2015 | PJM_ROR_2_MISO_MO-IL | PJM_ROR | MISO_MO-IL | Internal | Winter | B19 | 700 | 1111 | 0 | 59.36 | 58.35 | 1 | 0
2015 | PJM_ROR_2_MISO_MO-IL | PJM_ROR | MISO_MO-IL | Internal | Winter | B20 | 935 | 1111 | 0 | 55.65 | 54.65 | 1 | 0
2015 | PJM_ROR_2_MISO_W | PJM_ROR | MISO_W | Internal | Shoulder | B11 | 25 | 13129 | 4655.59 | 75.89 | 76.89 | 1 | 0
2015 | PJM_ROR_2_MISO_W | PJM_ROR | MISO_W | Internal | Shoulder | B12 | 200 | 13129 | 0 | 64.45 | 64.44 | 1 | 0
2015 | PJM_ROR_2_MISO_W | PJM_ROR | MISO_W | Internal | Shoulder | B13 | 600 | 13129 | 0 | 59.69 | 58.69 | 1 | 0
2015 | PJM_ROR_2_MISO_W | PJM_ROR | MISO_W | Internal | Shoulder | B14 | 900 | 13129 | 0 | 58.41 | 57.41 | 1 | 0
2015 | PJM_ROR_2_MISO_W | PJM_ROR | MISO_W | Internal | Shoulder | B15 | 1203 | 13129 | 0 | 54.97 | 54.71 | 1 | 0
2015 | PJM_ROR_2_MISO_W | PJM_ROR | MISO_W | Internal | Summer | B1 | 10 | 13129 | 0 | 92.55 | 91.55 | 1 | 0
2015 | PJM_ROR_2_MISO_W | PJM_ROR | MISO_W | Internal | Summer | B2 | 25 | 13129 | 0 | 89.72 | 88.73 | 1 | 0
2015 | PJM_ROR_2_MISO_W | PJM_ROR | MISO_W | Internal | Summer | B3 | 75 | 13129 | 0 | 89.51 | 88.73 | 1 | 0
2015 | PJM_ROR_2_MISO_W | PJM_ROR | MISO_W | Internal | Summer | B4 | 100 | 13129 | 0.1 | 87.09 | 88.07 | 1 | 0
2015 | PJM_ROR_2_MISO_W | PJM_ROR | MISO_W | Internal | Summer | B5 | 200 | 13129 | 0.03 | 77.01 | 77.99 | 1 | 0
2015 | PJM_ROR_2_MISO_W | PJM_ROR | MISO_W | Internal | Summer | B6 | 300 | 13129 | 594.38 | 67.09 | 68.09 | 1 | 0
2015 | PJM_ROR_2_MISO_W | PJM_ROR | MISO_W | Internal | Summer | B7 | 400 | 13129 | 0 | 58.58 | 57.58 | 1 | 0
2015 | PJM_ROR_2_MISO_W | PJM_ROR | MISO_W | Internal | Summer | B8 | 500 | 13129 | 0 | 55.37 | 54.37 | 1 | 0
2015 | PJM_ROR_2_MISO_W | PJM_ROR | MISO_W | Internal | Summer | B9 | 800 | 13129 | 0 | 53.88 | 52.92 | 1 | 0
2015 | PJM_ROR_2_MISO_W | PJM_ROR | MISO_W | Internal | Summer | B10 | 1262 | 13129 | 0 | 52.21 | 51.5 | 1 | 0
2015 | PJM_ROR_2_MISO_W | PJM_ROR | MISO_W | Internal | Winter | B16 | 25 | 13129 | 0 | 78.48 | 77.48 | 1 | 0
2015 | PJM_ROR_2_MISO_W | PJM_ROR | MISO_W | Internal | Winter | B17 | 100 | 13129 | 0 | 68.83 | 67.83 | 1 | 0
2015 | PJM_ROR_2_MISO_W | PJM_ROR | MISO_W | Internal | Winter | B18 | 400 | 13129 | 0 | 62.06 | 61.06 | 1 | 0
2015 | PJM_ROR_2_MISO_W | PJM_ROR | MISO_W | Internal | Winter | B19 | 700 | 13129 | 0 | 59.36 | 58.36 | 1 | 0
2015 | PJM_ROR_2_MISO_W | PJM_ROR | MISO_W | Internal | Winter | B20 | 935 | 13129 | 0 | 55.65 | 54.65 | 1 | 0
2015 | PJM_ROR_2_MISO_WUMS | PJM_ROR | MISO_WUMS | Internal | Shoulder | B11 | 25 | 1467 | 0 | 75.89 | 62.05 | 1 | 0
2015 | PJM_ROR_2_MISO_WUMS | PJM_ROR | MISO_WUMS | Internal | Shoulder | B12 | 200 | 1467 | 0 | 64.45 | 62.05 | 1 | 0
2015 | PJM_ROR_2_MISO_WUMS | PJM_ROR | MISO_WUMS | Internal | Shoulder | B13 | 600 | 1467 | 0 | 59.69 | 58.68 | 1 | 0
2015 | PJM_ROR_2_MISO_WUMS | PJM_ROR | MISO_WUMS | Internal | Shoulder | B14 | 900 | 1467 | 0 | 58.41 | 56.66 | 1 | 0
2015 | PJM_ROR_2_MISO_WUMS | PJM_ROR | MISO_WUMS | Internal | Shoulder | B15 | 1203 | 1467 | 0 | 54.97 | 54.07 | 1 | 0
2015 | PJM_ROR_2_MISO_WUMS | PJM_ROR | MISO_WUMS | Internal | Summer | B1 | 10 | 1467 | 0 | 92.55 | 91.55 | 1 | 0
2015 | PJM_ROR_2_MISO_WUMS | PJM_ROR | MISO_WUMS | Internal | Summer | B2 | 25 | 1467 | 0 | 89.72 | 88.72 | 1 | 0
2015 | PJM_ROR_2_MISO_WUMS | PJM_ROR | MISO_WUMS | Internal | Summer | B3 | 75 | 1467 | 0 | 89.51 | 88.51 | 1 | 0
2015 | PJM_ROR_2_MISO_WUMS | PJM_ROR | MISO_WUMS | Internal | Summer | B4 | 100 | 1467 | 0 | 87.09 | 86.07 | 1 | 0
2015 | PJM_ROR_2_MISO_WUMS | PJM_ROR | MISO_WUMS | Internal | Summer | B5 | 200 | 1467 | 0 | 77.01 | 63.19 | 1 | 0
2015 | PJM_ROR_2_MISO_WUMS | PJM_ROR | MISO_WUMS | Internal | Summer | B6 | 300 | 1467 | 0 | 67.09 | 62.05 | 1 | 0
2015 | PJM_ROR_2_MISO_WUMS | PJM_ROR | MISO_WUMS | Internal | Summer | B7 | 400 | 1467 | 0 | 58.58 | 57.57 | 1 | 0
2015 | PJM_ROR_2_MISO_WUMS | PJM_ROR | MISO_WUMS | Internal | Summer | B8 | 500 | 1467 | 0 | 55.37 | 54.37 | 1 | 0
2015 | PJM_ROR_2_MISO_WUMS | PJM_ROR | MISO_WUMS | Internal | Summer | B9 | 800 | 1467 | 0 | 53.88 | 52.91 | 1 | 0
2015 | PJM_ROR_2_MISO_WUMS | PJM_ROR | MISO_WUMS | Internal | Summer | B10 | 1262 | 1467 | 0 | 52.21 | 51.51 | 1 | 0
2015 | PJM_ROR_2_MISO_WUMS | PJM_ROR | MISO_WUMS | Internal | Winter | B16 | 25 | 1467 | 0 | 78.48 | 77.47 | 1 | 0
2015 | PJM_ROR_2_MISO_WUMS | PJM_ROR | MISO_WUMS | Internal | Winter | B17 | 100 | 1467 | 0 | 68.83 | 67.82 | 1 | 0
2015 | PJM_ROR_2_MISO_WUMS | PJM_ROR | MISO_WUMS | Internal | Winter | B18 | 400 | 1467 | 0 | 62.06 | 61.05 | 1 | 0
2015 | PJM_ROR_2_MISO_WUMS | PJM_ROR | MISO_WUMS | Internal | Winter | B19 | 700 | 1467 | 0 | 59.36 | 58.35 | 1 | 0
2015 | PJM_ROR_2_MISO_WUMS | PJM_ROR | MISO_WUMS | Internal | Winter | B20 | 935 | 1467 | 0 | 55.65 | 54.66 | 1 | 0
2015 | PJM_ROR_2_PJM_ROM | PJM_ROR | PJM_ROM | Internal | Shoulder | B11 | 25 | 8000 | 0.21 | 75.89 | 75.88 | 0.01 | 0
2015 | PJM_ROR_2_PJM_ROM | PJM_ROR | PJM_ROM | Internal | Shoulder | B12 | 200 | 8000 | 2124.38 | 64.45 | 64.46 | 0.01 | 0
2015 | PJM_ROR_2_PJM_ROM | PJM_ROR | PJM_ROM | Internal | Shoulder | B13 | 600 | 8000 | 5537.5 | 59.69 | 59.7 | 0.01 | 0
2015 | PJM_ROR_2_PJM_ROM | PJM_ROR | PJM_ROM | Internal | Shoulder | B14 | 900 | 8000 | 8000 | 58.41 | 58.9 | 0.01 | 0.47
2015 | PJM_ROR_2_PJM_ROM | PJM_ROR | PJM_ROM | Internal | Shoulder | B15 | 1203 | 8000 | 6213.49 | 54.97 | 54.98 | 0.01 | 0
2015 | PJM_ROR_2_PJM_ROM | PJM_ROR | PJM_ROM | Internal | Summer | B1 | 10 | 8000 | 6312.59 | 92.55 | 92.56 | 0.01 | 0
2015 | PJM_ROR_2_PJM_ROM | PJM_ROR | PJM_ROM | Internal | Summer | B2 | 25 | 8000 | 6313.96 | 89.72 | 89.73 | 0.01 | 0
2015 | PJM_ROR_2_PJM_ROM | PJM_ROR | PJM_ROM | Internal | Summer | B3 | 75 | 8000 | 761.24 | 89.51 | 89.53 | 0.01 | 0
2015 | PJM_ROR_2_PJM_ROM | PJM_ROR | PJM_ROM | Internal | Summer | B4 | 100 | 8000 | 93.17 | 87.09 | 87.1 | 0.01 | 0
2015 | PJM_ROR_2_PJM_ROM | PJM_ROR | PJM_ROM | Internal | Summer | B5 | 200 | 8000 | 3227.22 | 77.01 | 77.03 | 0.01 | 0
2015 | PJM_ROR_2_PJM_ROM | PJM_ROR | PJM_ROM | Internal | Summer | B6 | 300 | 8000 | 3295.61 | 67.09 | 67.11 | 0.01 | 0
2015 | PJM_ROR_2_PJM_ROM | PJM_ROR | PJM_ROM | Internal | Summer | B7 | 400 | 8000 | 8000 | 58.58 | 58.65 | 0.01 | 0.06
2015 | PJM_ROR_2_PJM_ROM | PJM_ROR | PJM_ROM | Internal | Summer | B8 | 500 | 8000 | 8000 | 55.37 | 56.92 | 0.01 | 1.53
2015 | PJM_ROR_2_PJM_ROM | PJM_ROR | PJM_ROM | Internal | Summer | B9 | 800 | 8000 | 8000 | 53.88 | 56.64 | 0.01 | 2.75
2015 | PJM_ROR_2_PJM_ROM | PJM_ROR | PJM_ROM | Internal | Summer | B10 | 1262 | 8000 | 6911.71 | 52.21 | 52.22 | 0.01 | 0
2015 | PJM_ROR_2_PJM_ROM | PJM_ROR | PJM_ROM | Internal | Winter | B16 | 25 | 8000 | 3027.49 | 78.48 | 78.49 | 0.01 | 0
2015 | PJM_ROR_2_PJM_ROM | PJM_ROR | PJM_ROM | Internal | Winter | B17 | 100 | 8000 | 6857.14 | 68.83 | 68.84 | 0.01 | 0
2015 | PJM_ROR_2_PJM_ROM | PJM_ROR | PJM_ROM | Internal | Winter | B18 | 400 | 8000 | 8000 | 62.06 | 64.13 | 0.01 | 2.06
2015 | PJM_ROR_2_PJM_ROM | PJM_ROR | PJM_ROM | Internal | Winter | B19 | 700 | 8000 | 8000 | 59.36 | 64.13 | 0.01 | 4.76
2015 | PJM_ROR_2_PJM_ROM | PJM_ROR | PJM_ROM | Internal | Winter | B20 | 935 | 8000 | 8000 | 55.65 | 57.09 | 0.01 | 1.42
2015 | PJM_ROR_2_TVA_Transmission | PJM_ROR | TVA_Transmission | Internal | Shoulder | B11 | 25 | 2500 | 1186.87 | 75.89 | 80.39 | 4.5 | 0
2015 | PJM_ROR_2_TVA_Transmission | PJM_ROR | TVA_Transmission | Internal | Shoulder | B12 | 200 | 2500 | 0 | 64.45 | 65.3 | 4.5 | 0
2015 | PJM_ROR_2_TVA_Transmission | PJM_ROR | TVA_Transmission | Internal | Shoulder | B13 | 600 | 2500 | 0 | 59.69 | 62.66 | 4.5 | 0
2015 | PJM_ROR_2_TVA_Transmission | PJM_ROR | TVA_Transmission | Internal | Shoulder | B14 | 900 | 2500 | 0 | 58.41 | 61.92 | 4.5 | 0
2015 | PJM_ROR_2_TVA_Transmission | PJM_ROR | TVA_Transmission | Internal | Shoulder | B15 | 1203 | 2500 | 556.04 | 54.97 | 59.47 | 4.5 | 0
2015 | PJM_ROR_2_TVA_Transmission | PJM_ROR | TVA_Transmission | Internal | Summer | B1 | 10 | 2500 | 2499.98 | 92.55 | 97.87 | 4.5 | 0.82
2015 | PJM_ROR_2_TVA_Transmission | PJM_ROR | TVA_Transmission | Internal | Summer | B2 | 25 | 2500 | 2500 | 89.72 | 95.24 | 4.5 | 1.02
2015 | PJM_ROR_2_TVA_Transmission | PJM_ROR | TVA_Transmission | Internal | Summer | B3 | 75 | 2500 | 1675.6 | 89.51 | 94.01 | 4.5 | 0
2015 | PJM_ROR_2_TVA_Transmission | PJM_ROR | TVA_Transmission | Internal | Summer | B4 | 100 | 2500 | 826.07 | 87.09 | 91.59 | 4.5 | 0
2015 | PJM_ROR_2_TVA_Transmission | PJM_ROR | TVA_Transmission | Internal | Summer | B5 | 200 | 2500 | 1687.42 | 77.01 | 81.51 | 4.5 | 0
2015 | PJM_ROR_2_TVA_Transmission | PJM_ROR | TVA_Transmission | Internal | Summer | B6 | 300 | 2500 | 0 | 67.09 | 69.59 | 4.5 | 0
2015 | PJM_ROR_2_TVA_Transmission | PJM_ROR | TVA_Transmission | Internal | Summer | B7 | 400 | 2500 | 0 | 58.58 | 61.6 | 4.5 | 0
2015 | PJM_ROR_2_TVA_Transmission | PJM_ROR | TVA_Transmission | Internal | Summer | B8 | 500 | 2500 | 45.44 | 55.37 | 59.87 | 4.5 | 0
2015 | PJM_ROR_2_TVA_Transmission | PJM_ROR | TVA_Transmission | Internal | Summer | B9 | 800 | 2500 | 466.48 | 53.88 | 58.37 | 4.5 | 0
2015 | PJM_ROR_2_TVA_Transmission | PJM_ROR | TVA_Transmission | Internal | Summer | B10 | 1262 | 2500 | 688 | 52.21 | 56.71 | 4.5 | 0
2015 | PJM_ROR_2_TVA_Transmission | PJM_ROR | TVA_Transmission | Internal | Winter | B16 | 25 | 2500 | 1854.34 | 78.48 | 82.98 | 4.5 | 0
2015 | PJM_ROR_2_TVA_Transmission | PJM_ROR | TVA_Transmission | Internal | Winter | B17 | 100 | 2500 | 0 | 68.83 | 67.84 | 4.5 | 0
2015 | PJM_ROR_2_TVA_Transmission | PJM_ROR | TVA_Transmission | Internal | Winter | B18 | 400 | 2500 | 0 | 62.06 | 64.45 | 4.5 | 0
2015 | PJM_ROR_2_TVA_Transmission | PJM_ROR | TVA_Transmission | Internal | Winter | B19 | 700 | 2500 | 0 | 59.36 | 62.69 | 4.5 | 0
2015 | PJM_ROR_2_TVA_Transmission | PJM_ROR | TVA_Transmission | Internal | Winter | B20 | 935 | 2500 | 2268.42 | 55.65 | 60.15 | 4.5 | 0
2015 | PJM_ROR_2_VACAR | PJM_ROR | VACAR | Internal | Shoulder | B11 | 25 | 3000 | 150.23 | 75.89 | 80.39 | 4.5 | 0
2015 | PJM_ROR_2_VACAR | PJM_ROR | VACAR | Internal | Shoulder | B12 | 200 | 3000 | 0 | 64.45 | 66.19 | 4.5 | 0
2015 | PJM_ROR_2_VACAR | PJM_ROR | VACAR | Internal | Shoulder | B13 | 600 | 3000 | 0 | 59.69 | 63.64 | 4.5 | 0
2015 | PJM_ROR_2_VACAR | PJM_ROR | VACAR | Internal | Shoulder | B14 | 900 | 3000 | 1188.03 | 58.41 | 62.91 | 4.5 | 0
2015 | PJM_ROR_2_VACAR | PJM_ROR | VACAR | Internal | Shoulder | B15 | 1203 | 3000 | 0 | 54.97 | 56.59 | 4.5 | 0
2015 | PJM_ROR_2_VACAR | PJM_ROR | VACAR | Internal | Summer | B1 | 10 | 3000 | 3000 | 92.55 | 100.71 | 4.5 | 3.66
2015 | PJM_ROR_2_VACAR | PJM_ROR | VACAR | Internal | Summer | B2 | 25 | 3000 | 3000 | 89.72 | 100.71 | 4.5 | 6.5
2015 | PJM_ROR_2_VACAR | PJM_ROR | VACAR | Internal | Summer | B3 | 75 | 3000 | 3000 | 89.51 | 100.51 | 4.5 | 6.5
2015 | PJM_ROR_2_VACAR | PJM_ROR | VACAR | Internal | Summer | B4 | 100 | 3000 | 3000 | 87.09 | 91.87 | 4.5 | 0.28
2015 | PJM_ROR_2_VACAR | PJM_ROR | VACAR | Internal | Summer | B5 | 200 | 3000 | 3000 | 77.01 | 83.51 | 4.5 | 2
2015 | PJM_ROR_2_VACAR | PJM_ROR | VACAR | Internal | Summer | B6 | 300 | 3000 | 2411.63 | 67.09 | 71.59 | 4.5 | 0
2015 | PJM_ROR_2_VACAR | PJM_ROR | VACAR | Internal | Summer | B7 | 400 | 3000 | 3000 | 58.58 | 64.59 | 4.5 | 1.52
2015 | PJM_ROR_2_VACAR | PJM_ROR | VACAR | Internal | Summer | B8 | 500 | 3000 | 3000 | 55.37 | 61.18 | 4.5 | 1.3
2015 | PJM_ROR_2_VACAR | PJM_ROR | VACAR | Internal | Summer | B9 | 800 | 3000 | 3000 | 53.88 | 59.74 | 4.5 | 1.36
2015 | PJM_ROR_2_VACAR | PJM_ROR | VACAR | Internal | Summer | B10 | 1262 | 3000 | 0 | 52.21 | 55.37 | 4.5 | 0
2015 | PJM_ROR_2_VACAR | PJM_ROR | VACAR | Internal | Winter | B16 | 25 | 3000 | 3000 | 78.48 | 89.48 | 4.5 | 6.5
2015 | PJM_ROR_2_VACAR | PJM_ROR | VACAR | Internal | Winter | B17 | 100 | 3000 | 1606.57 | 68.83 | 73.33 | 4.5 | 0
2015 | PJM_ROR_2_VACAR | PJM_ROR | VACAR | Internal | Winter | B18 | 400 | 3000 | 1585.64 | 62.06 | 66.56 | 4.5 | 0
2015 | PJM_ROR_2_VACAR | PJM_ROR | VACAR | Internal | Winter | B19 | 700 | 3000 | 2791.3 | 59.36 | 63.86 | 4.5 | 0
2015 | PJM_ROR_2_VACAR | PJM_ROR | VACAR | Internal | Winter | B20 | 935 | 3000 | 1009.54 | 55.65 | 60.15 | 4.5 | 0
2015 | PJM_ROM_2_NYISO_A-F | PJM_ROM | NYISO_A-F | Internal | Shoulder | B11 | 25 | 2000 | 0 | 75.88 | 60.53 | 4.5 | 0
2015 | PJM_ROM_2_NYISO_A-F | PJM_ROM | NYISO_A-F | Internal | Shoulder | B12 | 200 | 2000 | 0 | 64.46 | 57.93 | 4.5 | 0
2015 | PJM_ROM_2_NYISO_A-F | PJM_ROM | NYISO_A-F | Internal | Shoulder | B13 | 600 | 2000 | 0 | 59.7 | 57.31 | 4.5 | 0
2015 | PJM_ROM_2_NYISO_A-F | PJM_ROM | NYISO_A-F | Internal | Shoulder | B14 | 900 | 2000 | 0 | 58.9 | 56.88 | 4.5 | 0
2015 | PJM_ROM_2_NYISO_A-F | PJM_ROM | NYISO_A-F | Internal | Shoulder | B15 | 1203 | 2000 | 0 | 54.98 | 56.88 | 4.5 | 0
2015 | PJM_ROM_2_NYISO_A-F | PJM_ROM | NYISO_A-F | Internal | Summer | B1 | 10 | 2000 | 0 | 92.56 | 86.06 | 4.5 | 0
2015 | PJM_ROM_2_NYISO_A-F | PJM_ROM | NYISO_A-F | Internal | Summer | B2 | 25 | 2000 | 0 | 89.73 | 83.23 | 4.5 | 0
2015 | PJM_ROM_2_NYISO_A-F | PJM_ROM | NYISO_A-F | Internal | Summer | B3 | 75 | 2000 | 0 | 89.53 | 76.04 | 4.5 | 0
2015 | PJM_ROM_2_NYISO_A-F | PJM_ROM | NYISO_A-F | Internal | Summer | B4 | 100 | 2000 | 0 | 87.1 | 75.18 | 4.5 | 0
2015 | PJM_ROM_2_NYISO_A-F | PJM_ROM | NYISO_A-F | Internal | Summer | B5 | 200 | 2000 | 0 | 77.03 | 68.88 | 4.5 | 0
2015 | PJM_ROM_2_NYISO_A-F | PJM_ROM | NYISO_A-F | Internal | Summer | B6 | 300 | 2000 | 0 | 67.11 | 60.58 | 4.5 | 0
2015 | PJM_ROM_2_NYISO_A-F | PJM_ROM | NYISO_A-F | Internal | Summer | B7 | 400 | 2000 | 0 | 58.65 | 55.24 | 4.5 | 0
2015 | PJM_ROM_2_NYISO_A-F | PJM_ROM | NYISO_A-F | Internal | Summer | B8 | 500 | 2000 | 0 | 56.92 | 54.62 | 4.5 | 0
2015 | PJM_ROM_2_NYISO_A-F | PJM_ROM | NYISO_A-F | Internal | Summer | B9 | 800 | 2000 | 0 | 56.64 | 54.6 | 4.5 | 0
2015 | PJM_ROM_2_NYISO_A-F | PJM_ROM | NYISO_A-F | Internal | Summer | B10 | 1262 | 2000 | 0 | 52.22 | 54.6 | 4.5 | 0
2015 | PJM_ROM_2_NYISO_A-F | PJM_ROM | NYISO_A-F | Internal | Winter | B16 | 25 | 2000 | 0 | 78.49 | 67.64 | 4.5 | 0
2015 | PJM_ROM_2_NYISO_A-F | PJM_ROM | NYISO_A-F | Internal | Winter | B17 | 100 | 2000 | 0 | 68.84 | 62.34 | 4.5 | 0
2015 | PJM_ROM_2_NYISO_A-F | PJM_ROM | NYISO_A-F | Internal | Winter | B18 | 400 | 2000 | 0 | 64.13 | 61.59 | 4.5 | 0
2015 | PJM_ROM_2_NYISO_A-F | PJM_ROM | NYISO_A-F | Internal | Winter | B19 | 700 | 2000 | 0 | 64.13 | 61.59 | 4.5 | 0
2015 | PJM_ROM_2_NYISO_A-F | PJM_ROM | NYISO_A-F | Internal | Winter | B20 | 935 | 2000 | 517.89 | 57.09 | 61.59 | 4.5 | 0
2015 | PJM_ROM_2_PJM_E | PJM_ROM | PJM_E | Internal | Shoulder | B11 | 25 | 8000 | 0.2 | 75.88 | 75.87 | 0.01 | 0
2015 | PJM_ROM_2_PJM_E | PJM_ROM | PJM_E | Internal | Shoulder | B12 | 200 | 8000 | 0.03 | 64.46 | 64.45 | 0.01 | 0
2015 | PJM_ROM_2_PJM_E | PJM_ROM | PJM_E | Internal | Shoulder | B13 | 600 | 8000 | 336.4 | 59.7 | 59.71 | 0.01 | 0
2015 | PJM_ROM_2_PJM_E | PJM_ROM | PJM_E | Internal | Shoulder | B14 | 900 | 8000 | 108.17 | 58.9 | 58.91 | 0.01 | 0
2015 | PJM_ROM_2_PJM_E | PJM_ROM | PJM_E | Internal | Shoulder | B15 | 1203 | 8000 | 260.9 | 54.98 | 54.99 | 0.01 | 0
2015 | PJM_ROM_2_PJM_E | PJM_ROM | PJM_E | Internal | Summer | B1 | 10 | 8000 | 1762.87 | 92.56 | 92.58 | 0.01 | 0
2015 | PJM_ROM_2_PJM_E | PJM_ROM | PJM_E | Internal | Summer | B2 | 25 | 8000 | 2215.49 | 89.73 | 89.74 | 0.01 | 0
2015 | PJM_ROM_2_PJM_E | PJM_ROM | PJM_E | Internal | Summer | B3 | 75 | 8000 | 0.07 | 89.53 | 89.51 | 0.01 | 0
2015 | PJM_ROM_2_PJM_E | PJM_ROM | PJM_E | Internal | Summer | B4 | 100 | 8000 | 0.05 | 87.1 | 87.09 | 0.01 | 0
2015 | PJM_ROM_2_PJM_E | PJM_ROM | PJM_E | Internal | Summer | B5 | 200 | 8000 | 0.03 | 77.03 | 77.01 | 0.01 | 0
2015 | PJM_ROM_2_PJM_E | PJM_ROM | PJM_E | Internal | Summer | B6 | 300 | 8000 | 0.02 | 67.11 | 67.09 | 0.01 | 0
2015 | PJM_ROM_2_PJM_E | PJM_ROM | PJM_E | Internal | Summer | B7 | 400 | 8000 | 1101.72 | 58.65 | 58.67 | 0.01 | 0
2015 | PJM_ROM_2_PJM_E | PJM_ROM | PJM_E | Internal | Summer | B8 | 500 | 8000 | 145.15 | 56.92 | 56.93 | 0.01 | 0
2015 | PJM_ROM_2_PJM_E | PJM_ROM | PJM_E | Internal | Summer | B9 | 800 | 8000 | 308.44 | 56.64 | 56.65 | 0.01 | 0
2015 | PJM_ROM_2_PJM_E | PJM_ROM | PJM_E | Internal | Summer | B10 | 1262 | 8000 | 0 | 52.22 | 52.21 | 0.01 | 0
2015 | PJM_ROM_2_PJM_E | PJM_ROM | PJM_E | Internal | Winter | B16 | 25 | 8000 | 0.21 | 78.49 | 78.48 | 0.01 | 0
2015 | PJM_ROM_2_PJM_E | PJM_ROM | PJM_E | Internal | Winter | B17 | 100 | 8000 | 0.06 | 68.84 | 68.83 | 0.01 | 0
2015 | PJM_ROM_2_PJM_E | PJM_ROM | PJM_E | Internal | Winter | B18 | 400 | 8000 | 1779.79 | 64.13 | 64.14 | 0.01 | 0
2015 | PJM_ROM_2_PJM_E | PJM_ROM | PJM_E | Internal | Winter | B19 | 700 | 8000 | 2356.87 | 64.13 | 64.14 | 0.01 | 0
2015 | PJM_ROM_2_PJM_E | PJM_ROM | PJM_E | Internal | Winter | B20 | 935 | 8000 | 1100.88 | 57.09 | 57.1 | 0.01 | 0
2015 | PJM_ROM_2_PJM_ROR | PJM_ROM | PJM_ROR | Internal | Shoulder | B11 | 25 | 8000 | 2264.82 | 75.88 | 75.89 | 0.01 | 0
2015 | PJM_ROM_2_PJM_ROR | PJM_ROM | PJM_ROR | Internal | Shoulder | B12 | 200 | 8000 | 0.03 | 64.46 | 64.45 | 0.01 | 0
2015 | PJM_ROM_2_PJM_ROR | PJM_ROM | PJM_ROR | Internal | Shoulder | B13 | 600 | 8000 | 0 | 59.7 | 59.69 | 0.01 | 0
2015 | PJM_ROM_2_PJM_ROR | PJM_ROM | PJM_ROR | Internal | Shoulder | B14 | 900 | 8000 | 0 | 58.9 | 58.41 | 0.01 | 0
2015 | PJM_ROM_2_PJM_ROR | PJM_ROM | PJM_ROR | Internal | Shoulder | B15 | 1203 | 8000 | 0 | 54.98 | 54.97 | 0.01 | 0
2015 | PJM_ROM_2_PJM_ROR | PJM_ROM | PJM_ROR | Internal | Summer | B1 | 10 | 8000 | 0.48 | 92.56 | 92.55 | 0.01 | 0
2015 | PJM_ROM_2_PJM_ROR | PJM_ROM | PJM_ROR | Internal | Summer | B2 | 25 | 8000 | 0.19 | 89.73 | 89.72 | 0.01 | 0
2015 | PJM_ROM_2_PJM_ROR | PJM_ROM | PJM_ROR | Internal | Summer | B3 | 75 | 8000 | 0.07 | 89.53 | 89.51 | 0.01 | 0
2015 | PJM_ROM_2_PJM_ROR | PJM_ROM | PJM_ROR | Internal | Summer | B4 | 100 | 8000 | 0.06 | 87.1 | 87.09 | 0.01 | 0
2015 | PJM_ROM_2_PJM_ROR | PJM_ROM | PJM_ROR | Internal | Summer | B5 | 200 | 8000 | 0.03 | 77.03 | 77.01 | 0.01 | 0
2015 | PJM_ROM_2_PJM_ROR | PJM_ROM | PJM_ROR | Internal | Summer | B6 | 300 | 8000 | 0.02 | 67.11 | 67.09 | 0.01 | 0
2015 | PJM_ROM_2_PJM_ROR | PJM_ROM | PJM_ROR | Internal | Summer | B7 | 400 | 8000 | 0 | 58.65 | 58.58 | 0.01 | 0
2015 | PJM_ROM_2_PJM_ROR | PJM_ROM | PJM_ROR | Internal | Summer | B8 | 500 | 8000 | 0 | 56.92 | 55.37 | 0.01 | 0
2015 | PJM_ROM_2_PJM_ROR | PJM_ROM | PJM_ROR | Internal | Summer | B9 | 800 | 8000 | 0 | 56.64 | 53.88 | 0.01 | 0
2015 | PJM_ROM_2_PJM_ROR | PJM_ROM | PJM_ROR | Internal | Summer | B10 | 1262 | 8000 | 0 | 52.22 | 52.21 | 0.01 | 0
2015 | PJM_ROM_2_PJM_ROR | PJM_ROM | PJM_ROR | Internal | Winter | B16 | 25 | 8000 | 0.2 | 78.49 | 78.48 | 0.01 | 0
2015 | PJM_ROM_2_PJM_ROR | PJM_ROM | PJM_ROR | Internal | Winter | B17 | 100 | 8000 | 0.05 | 68.84 | 68.83 | 0.01 | 0
2015 | PJM_ROM_2_PJM_ROR | PJM_ROM | PJM_ROR | Internal | Winter | B18 | 400 | 8000 | 0 | 64.13 | 62.06 | 0.01 | 0
2015 | PJM_ROM_2_PJM_ROR | PJM_ROM | PJM_ROR | Internal | Winter | B19 | 700 | 8000 | 0 | 64.13 | 59.36 | 0.01 | 0
2015 | PJM_ROM_2_PJM_ROR | PJM_ROM | PJM_ROR | Internal | Winter | B20 | 935 | 8000 | 0 | 57.09 | 55.65 | 0.01 | 0
2015 | SOCO_2_ENT | SOCO | ENT | Internal | Shoulder | B11 | 25 | 4300 | 0 | 86.89 | 83.41 | 7.5 | 0
2015 | SOCO_2_ENT | SOCO | ENT | Internal | Shoulder | B12 | 200 | 4300 | 0 | 65.3 | 59.8 | 7.5 | 0
2015 | SOCO_2_ENT | SOCO | ENT | Internal | Shoulder | B13 | 600 | 4300 | 0 | 61.88 | 59.47 | 7.5 | 0
2015 | SOCO_2_ENT | SOCO | ENT | Internal | Shoulder | B14 | 900 | 4300 | 0 | 61.88 | 58.67 | 7.5 | 0
2015 | SOCO_2_ENT | SOCO | ENT | Internal | Shoulder | B15 | 1203 | 4300 | 0 | 59.72 | 57.49 | 7.5 | 0
2015 | SOCO_2_ENT | SOCO | ENT | Internal | Summer | B1 | 10 | 4300 | 0 | 97.87 | 92.37 | 7.5 | 0
2015 | SOCO_2_ENT | SOCO | ENT | Internal | Summer | B2 | 25 | 4300 | 0 | 97.87 | 92.37 | 7.5 | 0
2015 | SOCO_2_ENT | SOCO | ENT | Internal | Summer | B3 | 75 | 4300 | 0 | 97.87 | 92.37 | 7.5 | 0
2015 | SOCO_2_ENT | SOCO | ENT | Internal | Summer | B4 | 100 | 4300 | 0 | 96.37 | 90.87 | 7.5 | 0
2015 | SOCO_2_ENT | SOCO | ENT | Internal | Summer | B5 | 200 | 4300 | 0 | 88.01 | 82.51 | 7.5 | 0
2015 | SOCO_2_ENT | SOCO | ENT | Internal | Summer | B6 | 300 | 4300 | 0 | 76.09 | 70.59 | 7.5 | 0
2015 | SOCO_2_ENT | SOCO | ENT | Internal | Summer | B7 | 400 | 4300 | 0 | 67.54 | 62.04 | 7.5 | 0
2015 | SOCO_2_ENT | SOCO | ENT | Internal | Summer | B8 | 500 | 4300 | 0 | 64.19 | 58.69 | 7.5 | 0
2015 | SOCO_2_ENT | SOCO | ENT | Internal | Summer | B9 | 800 | 4300 | 0 | 60.67 | 56.32 | 7.5 | 0
2015 | SOCO_2_ENT | SOCO | ENT | Internal | Summer | B10 | 1262 | 4300 | 0 | 58.55 | 56.32 | 7.5 | 0
2015 | SOCO_2_ENT | SOCO | ENT | Internal | Winter | B16 | 25 | 4300 | 0 | 85.18 | 79.68 | 7.5 | 0
2015 | SOCO_2_ENT | SOCO | ENT | Internal | Winter | B17 | 100 | 4300 | 0 | 67.54 | 62.34 | 7.5 | 0
2015 | SOCO_2_ENT | SOCO | ENT | Internal | Winter | B18 | 400 | 4300 | 0 | 64.36 | 61.89 | 7.5 | 0
2015 | SOCO_2_ENT | SOCO | ENT | Internal | Winter | B19 | 700 | 4300 | 0 | 64.36 | 59.83 | 7.5 | 0
2015 | SOCO_2_ENT | SOCO | ENT | Internal | Winter | B20 | 935 | 4300 | 0 | 62.11 | 59.83 | 7.5 | 0
2015 | SOCO_2_FRCC | SOCO | FRCC | Internal | Shoulder | B11 | 25 | 3700 | 3654.56 | 86.89 | 94.39 | 7.5 | 0
2015 | SOCO_2_FRCC | SOCO | FRCC | Internal | Shoulder | B12 | 200 | 3700 | 0 | 65.3 | 66.91 | 7.5 | 0
2015 | SOCO_2_FRCC | SOCO | FRCC | Internal | Shoulder | B13 | 600 | 3700 | 0 | 61.88 | 65.53 | 7.5 | 0
2015 | SOCO_2_FRCC | SOCO | FRCC | Internal | Shoulder | B14 | 900 | 3700 | 0 | 61.88 | 64.13 | 7.5 | 0
2015 | SOCO_2_FRCC | SOCO | FRCC | Internal | Shoulder | B15 | 1203 | 3700 | 0 | 59.72 | 64.13 | 7.5 | 0
2015 | SOCO_2_FRCC | SOCO | FRCC | Internal | Summer | B1 | 10 | 3700 | 0 | 97.87 | 103.87 | 7.5 | 0
2015 | SOCO_2_FRCC | SOCO | FRCC | Internal | Summer | B2 | 25 | 3700 | 0 | 97.87 | 103.87 | 7.5 | 0
2015 | SOCO_2_FRCC | SOCO | FRCC | Internal | Summer | B3 | 75 | 3700 | 0 | 97.87 | 103.87 | 7.5 | 0
2015 | SOCO_2_FRCC | SOCO | FRCC | Internal | Summer | B4 | 100 | 3700 | 0.77 | 96.37 | 103.87 | 7.5 | 0
2015 | SOCO_2_FRCC | SOCO | FRCC | Internal | Summer | B5 | 200 | 3700 | 2443.32 | 88.01 | 95.51 | 7.5 | 0
2015 | SOCO_2_FRCC | SOCO | FRCC | Internal | Summer | B6 | 300 | 3700 | 692.22 | 76.09 | 83.59 | 7.5 | 0
2015 | SOCO_2_FRCC | SOCO | FRCC | Internal | Summer | B7 | 400 | 3700 | 0 | 67.54 | 67.65 | 7.5 | 0
2015 | SOCO_2_FRCC | SOCO | FRCC | Internal | Summer | B8 | 500 | 3700 | 0 | 64.19 | 66.21 | 7.5 | 0
2015 | SOCO_2_FRCC | SOCO | FRCC | Internal | Summer | B9 | 800 | 3700 | 0 | 60.67 | 63.46 | 7.5 | 0
2015 | SOCO_2_FRCC | SOCO | FRCC | Internal | Summer | B10 | 1262 | 3700 | 0 | 58.55 | 63.46 | 7.5 | 0
2015 | SOCO_2_FRCC | SOCO | FRCC | Internal | Winter | B16 | 25 | 3700 | 0 | 85.18 | 92.07 | 7.5 | 0
2015 | SOCO_2_FRCC | SOCO | FRCC | Internal | Winter | B17 | 100 | 3700 | 0 | 67.54 | 69.02 | 7.5 | 0
2015 | SOCO_2_FRCC | SOCO | FRCC | Internal | Winter | B18 | 400 | 3700 | 0 | 64.36 | 66.15 | 7.5 | 0
2015 | SOCO_2_FRCC | SOCO | FRCC | Internal | Winter | B19 | 700 | 3700 | 0 | 64.36 | 66.15 | 7.5 | 0
2015 | SOCO_2_FRCC | SOCO | FRCC | Internal | Winter | B20 | 935 | 3700 | 0 | 62.11 | 66.15 | 7.5 | 0
2015 | SOCO_2_TVA_Transmission | SOCO | TVA_Transmission | Internal | Shoulder | B11 | 25 | 2600 | 0 | 86.89 | 80.39 | 7.5 | 0
2015 | SOCO_2_TVA_Transmission | SOCO | TVA_Transmission | Internal | Shoulder | B12 | 200 | 2600 | 0 | 65.3 | 65.3 | 7.5 | 0
2015 | SOCO_2_TVA_Transmission | SOCO | TVA_Transmission | Internal | Shoulder | B13 | 600 | 2600 | 0 | 61.88 | 62.66 | 7.5 | 0
2015 | SOCO_2_TVA_Transmission | SOCO | TVA_Transmission | Internal | Shoulder | B14 | 900 | 2600 | 0 | 61.88 | 61.92 | 7.5 | 0
2015 | SOCO_2_TVA_Transmission | SOCO | TVA_Transmission | Internal | Shoulder | B15 | 1203 | 2600 | 0 | 59.72 | 59.47 | 7.5 | 0
2015 | SOCO_2_TVA_Transmission | SOCO | TVA_Transmission | Internal | Summer | B1 | 10 | 2600 | 0 | 97.87 | 97.87 | 7.5 | 0
2015 | SOCO_2_TVA_Transmission | SOCO | TVA_Transmission | Internal | Summer | B2 | 25 | 2600 | 0 | 97.87 | 95.24 | 7.5 | 0
2015 | SOCO_2_TVA_Transmission | SOCO | TVA_Transmission | Internal | Summer | B3 | 75 | 2600 | 0 | 97.87 | 94.01 | 7.5 | 0
2015 | SOCO_2_TVA_Transmission | SOCO | TVA_Transmission | Internal | Summer | B4 | 100 | 2600 | 0 | 96.37 | 91.59 | 7.5 | 0
2015 | SOCO_2_TVA_Transmission | SOCO | TVA_Transmission | Internal | Summer | B5 | 200 | 2600 | 0 | 88.01 | 81.51 | 7.5 | 0
2015 | SOCO_2_TVA_Transmission | SOCO | TVA_Transmission | Internal | Summer | B6 | 300 | 2600 | 0 | 76.09 | 69.59 | 7.5 | 0
2015 | SOCO_2_TVA_Transmission | SOCO | TVA_Transmission | Internal | Summer | B7 | 400 | 2600 | 0 | 67.54 | 61.6 | 7.5 | 0
2015 | SOCO_2_TVA_Transmission | SOCO | TVA_Transmission | Internal | Summer | B8 | 500 | 2600 | 0 | 64.19 | 59.87 | 7.5 | 0
2015 | SOCO_2_TVA_Transmission | SOCO | TVA_Transmission | Internal | Summer | B9 | 800 | 2600 | 0 | 60.67 | 58.37 | 7.5 | 0
2015 | SOCO_2_TVA_Transmission | SOCO | TVA_Transmission | Internal | Summer | B10 | 1262 | 2600 | 0 | 58.55 | 56.71 | 7.5 | 0
2015 | SOCO_2_TVA_Transmission | SOCO | TVA_Transmission | Internal | Winter | B16 | 25 | 2600 | 0 | 85.18 | 82.98 | 7.5 | 0
2015 | SOCO_2_TVA_Transmission | SOCO | TVA_Transmission | Internal | Winter | B17 | 100 | 2600 | 0 | 67.54 | 67.84 | 7.5 | 0
2015 | SOCO_2_TVA_Transmission | SOCO | TVA_Transmission | Internal | Winter | B18 | 400 | 2600 | 0 | 64.36 | 64.45 | 7.5 | 0
2015 | SOCO_2_TVA_Transmission | SOCO | TVA_Transmission | Internal | Winter | B19 | 700 | 2600 | 0 | 64.36 | 62.69 | 7.5 | 0
2015 | SOCO_2_TVA_Transmission | SOCO | TVA_Transmission | Internal | Winter | B20 | 935 | 2600 | 0 | 62.11 | 60.15 | 7.5 | 0
2015 | SOCO_2_VACAR | SOCO | VACAR | Internal | Shoulder | B11 | 25 | 2000 | 0 | 86.89 | 80.39 | 7.5 | 0
2015 | SOCO_2_VACAR | SOCO | VACAR | Internal | Shoulder | B12 | 200 | 2000 | 0 | 65.3 | 66.19 | 7.5 | 0
2015 | SOCO_2_VACAR | SOCO | VACAR | Internal | Shoulder | B13 | 600 | 2000 | 0 | 61.88 | 63.64 | 7.5 | 0
2015 | SOCO_2_VACAR | SOCO | VACAR | Internal | Shoulder | B14 | 900 | 2000 | 0 | 61.88 | 62.91 | 7.5 | 0
2015 | SOCO_2_VACAR | SOCO | VACAR | Internal | Shoulder | B15 | 1203 | 2000 | 0 | 59.72 | 56.59 | 7.5 | 0
2015 | SOCO_2_VACAR | SOCO | VACAR | Internal | Summer | B1 | 10 | 2000 | 0 | 97.87 | 100.71 | 7.5 | 0
2015 | SOCO_2_VACAR | SOCO | VACAR | Internal | Summer | B2 | 25 | 2000 | 0 | 97.87 | 100.71 | 7.5 | 0
2015 | SOCO_2_VACAR | SOCO | VACAR | Internal | Summer | B3 | 75 | 2000 | 0 | 97.87 | 100.51 | 7.5 | 0
2015 | SOCO_2_VACAR | SOCO | VACAR | Internal | Summer | B4 | 100 | 2000 | 0 | 96.37 | 91.87 | 7.5 | 0
2015 | SOCO_2_VACAR | SOCO | VACAR | Internal | Summer | B5 | 200 | 2000 | 0 | 88.01 | 83.51 | 7.5 | 0
2015 | SOCO_2_VACAR | SOCO | VACAR | Internal | Summer | B6 | 300 | 2000 | 0 | 76.09 | 71.59 | 7.5 | 0
2015 | SOCO_2_VACAR | SOCO | VACAR | Internal | Summer | B7 | 400 | 2000 | 0 | 67.54 | 64.59 | 7.5 | 0
2015 | SOCO_2_VACAR | SOCO | VACAR | Internal | Summer | B8 | 500 | 2000 | 0 | 64.19 | 61.18 | 7.5 | 0
2015 | SOCO_2_VACAR | SOCO | VACAR | Internal | Summer | B9 | 800 | 2000 | 0 | 60.67 | 59.74 | 7.5 | 0
2015 | SOCO_2_VACAR | SOCO | VACAR | Internal | Summer | B10 | 1262 | 2000 | 0 | 58.55 | 55.37 | 7.5 | 0
2015 | SOCO_2_VACAR | SOCO | VACAR | Internal | Winter | B16 | 25 | 2000 | 0 | 85.18 | 89.48 | 7.5 | 0
2015 | SOCO_2_VACAR | SOCO | VACAR | Internal | Winter | B17 | 100 | 2000 | 0 | 67.54 | 73.33 | 7.5 | 0
2015 | SOCO_2_VACAR | SOCO | VACAR | Internal | Winter | B18 | 400 | 2000 | 0 | 64.36 | 66.56 | 7.5 | 0
2015 | SOCO_2_VACAR | SOCO | VACAR | Internal | Winter | B19 | 700 | 2000 | 0 | 64.36 | 63.86 | 7.5 | 0
2015 | SOCO_2_VACAR | SOCO | VACAR | Internal | Winter | B20 | 935 | 2000 | 0 | 62.11 | 60.15 | 7.5 | 0
2015 | SPP_N_2_ENT | SPP_N | ENT | Internal | Shoulder | B11 | 25 | 15643 | 0 | 83.04 | 83.41 | 3.5 | 0
2015 | SPP_N_2_ENT | SPP_N | ENT | Internal | Shoulder | B12 | 200 | 15643 | 0 | 64.46 | 59.8 | 3.5 | 0
2015 | SPP_N_2_ENT | SPP_N | ENT | Internal | Shoulder | B13 | 600 | 15643 | 0 | 60.05 | 59.47 | 3.5 | 0
2015 | SPP_N_2_ENT | SPP_N | ENT | Internal | Shoulder | B14 | 900 | 15643 | 0 | 58.31 | 58.67 | 3.5 | 0
2015 | SPP_N_2_ENT | SPP_N | ENT | Internal | Shoulder | B15 | 1203 | 15643 | 0 | 57.38 | 57.49 | 3.5 | 0
2015 | SPP_N_2_ENT | SPP_N | ENT | Internal | Summer | B1 | 10 | 15643 | 0 | 92.6 | 92.37 | 3.5 | 0
2015 | SPP_N_2_ENT | SPP_N | ENT | Internal | Summer | B2 | 25 | 15643 | 0 | 92.6 | 92.37 | 3.5 | 0
2015 | SPP_N_2_ENT | SPP_N | ENT | Internal | Summer | B3 | 75 | 15643 | 0 | 92.6 | 92.37 | 3.5 | 0
2015 | SPP_N_2_ENT | SPP_N | ENT | Internal | Summer | B4 | 100 | 15643 | 0 | 88.09 | 90.87 | 3.5 | 0
2015 | SPP_N_2_ENT | SPP_N | ENT | Internal | Summer | B5 | 200 | 15643 | 0 | 83.49 | 82.51 | 3.5 | 0
2015 | SPP_N_2_ENT | SPP_N | ENT | Internal | Summer | B6 | 300 | 15643 | 0 | 73.59 | 70.59 | 3.5 | 0
2015 | SPP_N_2_ENT | SPP_N | ENT | Internal | Summer | B7 | 400 | 15643 | 0 | 63.08 | 62.04 | 3.5 | 0
2015 | SPP_N_2_ENT | SPP_N | ENT | Internal | Summer | B8 | 500 | 15643 | 0 | 58.7 | 58.69 | 3.5 | 0
2015 | SPP_N_2_ENT | SPP_N | ENT | Internal | Summer | B9 | 800 | 15643 | 0 | 57.02 | 56.32 | 3.5 | 0
2015 | SPP_N_2_ENT | SPP_N | ENT | Internal | Summer | B10 | 1262 | 15643 | 0 | 55.99 | 56.32 | 3.5 | 0
2015 | SPP_N_2_ENT | SPP_N | ENT | Internal | Winter | B16 | 25 | 15643 | 542.46 | 76.18 | 79.68 | 3.5 | 0
2015 | SPP_N_2_ENT | SPP_N | ENT | Internal | Winter | B17 | 100 | 15643 | 0 | 64.34 | 62.34 | 3.5 | 0
2015 | SPP_N_2_ENT | SPP_N | ENT | Internal | Winter | B18 | 400 | 15643 | 0 | 60.21 | 61.89 | 3.5 | 0
2015 | SPP_N_2_ENT | SPP_N | ENT | Internal | Winter | B19 | 700 | 15643 | 0 | 59.86 | 59.83 | 3.5 | 0
2015 | SPP_N_2_ENT | SPP_N | ENT | Internal | Winter | B20 | 935 | 15643 | 0 | 59.72 | 59.83 | 3.5 | 0
2015 | SPP_N_2_MISO_MO-IL | SPP_N | MISO_MO-IL | Internal | Shoulder | B11 | 25 | 4019 | 0 | 83.04 | 76.91 | 3.5 | 0
2015 | SPP_N_2_MISO_MO-IL | SPP_N | MISO_MO-IL | Internal | Shoulder | B12 | 200 | 4019 | 0 | 64.46 | 64.46 | 3.5 | 0
2015 | SPP_N_2_MISO_MO-IL | SPP_N | MISO_MO-IL | Internal | Shoulder | B13 | 600 | 4019 | 0 | 60.05 | 58.7 | 3.5 | 0
2015 | SPP_N_2_MISO_MO-IL | SPP_N | MISO_MO-IL | Internal | Shoulder | B14 | 900 | 4019 | 0 | 58.31 | 57.43 | 3.5 | 0
2015 | SPP_N_2_MISO_MO-IL | SPP_N | MISO_MO-IL | Internal | Shoulder | B15 | 1203 | 4019 | 0 | 57.38 | 54.73 | 3.5 | 0
2015 | SPP_N_2_MISO_MO-IL | SPP_N | MISO_MO-IL | Internal | Summer | B1 | 10 | 4019 | 0 | 92.6 | 91.56 | 3.5 | 0
2015 | SPP_N_2_MISO_MO-IL | SPP_N | MISO_MO-IL | Internal | Summer | B2 | 25 | 4019 | 0 | 92.6 | 88.74 | 3.5 | 0
2015 | SPP_N_2_MISO_MO-IL | SPP_N | MISO_MO-IL | Internal | Summer | B3 | 75 | 4019 | 0 | 92.6 | 88.74 | 3.5 | 0
2015 | SPP_N_2_MISO_MO-IL | SPP_N | MISO_MO-IL | Internal | Summer | B4 | 100 | 4019 | 0 | 88.09 | 88.09 | 3.5 | 0
2015 | SPP_N_2_MISO_MO-IL | SPP_N | MISO_MO-IL | Internal | Summer | B5 | 200 | 4019 | 0 | 83.49 | 78 | 3.5 | 0
2015 | SPP_N_2_MISO_MO-IL | SPP_N | MISO_MO-IL | Internal | Summer | B6 | 300 | 4019 | 0 | 73.59 | 68.08 | 3.5 | 0
2015 | SPP_N_2_MISO_MO-IL | SPP_N | MISO_MO-IL | Internal | Summer | B7 | 400 | 4019 | 0 | 63.08 | 57.58 | 3.5 | 0
2015 | SPP_N_2_MISO_MO-IL | SPP_N | MISO_MO-IL | Internal | Summer | B8 | 500 | 4019 | 0 | 58.7 | 54.39 | 3.5 | 0
2015 | SPP_N_2_MISO_MO-IL | SPP_N | MISO_MO-IL | Internal | Summer | B9 | 800 | 4019 | 0 | 57.02 | 52.93 | 3.5 | 0
2015 | SPP_N_2_MISO_MO-IL | SPP_N | MISO_MO-IL | Internal | Summer | B10 | 1262 | 4019 | 0 | 55.99 | 51.51 | 3.5 | 0
2015 | SPP_N_2_MISO_MO-IL | SPP_N | MISO_MO-IL | Internal | Winter | B16 | 25 | 4019 | 0 | 76.18 | 77.49 | 3.5 | 0
2015 | SPP_N_2_MISO_MO-IL | SPP_N | MISO_MO-IL | Internal | Winter | B17 | 100 | 4019 | 0.1 | 64.34 | 67.83 | 3.5 | 0
2015 | SPP_N_2_MISO_MO-IL | SPP_N | MISO_MO-IL | Internal | Winter | B18 | 400 | 4019 | 0 | 60.21 | 61.06 | 3.5 | 0
2015 | SPP_N_2_MISO_MO-IL | SPP_N | MISO_MO-IL | Internal | Winter | B19 | 700 | 4019 | 0 | 59.86 | 58.35 | 3.5 | 0
2015 | SPP_N_2_MISO_MO-IL | SPP_N | MISO_MO-IL | Internal | Winter | B20 | 935 | 4019 | 0 | 59.72 | 54.65 | 3.5 | 0
2015 | SPP_N_2_MISO_W | SPP_N | MISO_W | Internal | Shoulder | B11 | 25 | 1087 | 0 | 83.04 | 76.89 | 3.5 | 0
2015 | SPP_N_2_MISO_W | SPP_N | MISO_W | Internal | Shoulder | B12 | 200 | 1087 | 0 | 64.46 | 64.44 | 3.5 | 0
2015 | SPP_N_2_MISO_W | SPP_N | MISO_W | Internal | Shoulder | B13 | 600 | 1087 | 0 | 60.05 | 58.69 | 3.5 | 0
2015 | SPP_N_2_MISO_W | SPP_N | MISO_W | Internal | Shoulder | B14 | 900 | 1087 | 0 | 58.31 | 57.41 | 3.5 | 0
2015 | SPP_N_2_MISO_W | SPP_N | MISO_W | Internal | Shoulder | B15 | 1203 | 1087 | 0 | 57.38 | 54.71 | 3.5 | 0
2015 | SPP_N_2_MISO_W | SPP_N | MISO_W | Internal | Summer | B1 | 10 | 1087 | 0 | 92.6 | 91.55 | 3.5 | 0
2015 | SPP_N_2_MISO_W | SPP_N | MISO_W | Internal | Summer | B2 | 25 | 1087 | 0 | 92.6 | 88.73 | 3.5 | 0
2015 | SPP_N_2_MISO_W | SPP_N | MISO_W | Internal | Summer | B3 | 75 | 1087 | 0 | 92.6 | 88.73 | 3.5 | 0
2015 | SPP_N_2_MISO_W | SPP_N | MISO_W | Internal | Summer | B4 | 100 | 1087 | 0 | 88.09 | 88.07 | 3.5 | 0
2015 | SPP_N_2_MISO_W | SPP_N | MISO_W | Internal | Summer | B5 | 200 | 1087 | 0 | 83.49 | 77.99 | 3.5 | 0
2015 | SPP_N_2_MISO_W | SPP_N | MISO_W | Internal | Summer | B6 | 300 | 1087 | 0 | 73.59 | 68.09 | 3.5 | 0
2015 | SPP_N_2_MISO_W | SPP_N | MISO_W | Internal | Summer | B7 | 400 | 1087 | 0 | 63.08 | 57.58 | 3.5 | 0
2015 | SPP_N_2_MISO_W | SPP_N | MISO_W | Internal | Summer | B8 | 500 | 1087 | 0 | 58.7 | 54.37 | 3.5 | 0
2015 | SPP_N_2_MISO_W | SPP_N | MISO_W | Internal | Summer | B9 | 800 | 1087 | 0 | 57.02 | 52.92 | 3.5 | 0
2015 | SPP_N_2_MISO_W | SPP_N | MISO_W | Internal | Summer | B10 | 1262 | 1087 | 0 | 55.99 | 51.5 | 3.5 | 0
2015 | SPP_N_2_MISO_W | SPP_N | MISO_W | Internal | Winter | B16 | 25 | 1087 | 0 | 76.18 | 77.48 | 3.5 | 0
2015 | SPP_N_2_MISO_W | SPP_N | MISO_W | Internal | Winter | B17 | 100 | 1087 | 0.1 | 64.34 | 67.83 | 3.5 | 0
2015 | SPP_N_2_MISO_W | SPP_N | MISO_W | Internal | Winter | B18 | 400 | 1087 | 0 | 60.21 | 61.06 | 3.5 | 0
2015 | SPP_N_2_MISO_W | SPP_N | MISO_W | Internal | Winter | B19 | 700 | 1087 | 0 | 59.86 | 58.36 | 3.5 | 0
2015 | SPP_N_2_MISO_W | SPP_N | MISO_W | Internal | Winter | B20 | 935 | 1087 | 0 | 59.72 | 54.65 | 3.5 | 0
2015 | SPP_N_2_NE | SPP_N | NE | Internal | Shoulder | B11 | 25 | 490 | 0 | 83.04 | 81.97 | 0.01 | 0
2015 | SPP_N_2_NE | SPP_N | NE | Internal | Shoulder | B12 | 200 | 490 | 0.03 | 64.46 | 64.44 | 0.01 | 0
2015 | SPP_N_2_NE | SPP_N | NE | Internal | Shoulder | B13 | 600 | 490 | 0 | 60.05 | 60.04 | 0.01 | 0
2015 | SPP_N_2_NE | SPP_N | NE | Internal | Shoulder | B14 | 900 | 490 | 0 | 58.31 | 58.29 | 0.01 | 0
2015 | SPP_N_2_NE | SPP_N | NE | Internal | Shoulder | B15 | 1203 | 490 | 0 | 57.38 | 57.37 | 0.01 | 0
2015 | SPP_N_2_NE | SPP_N | NE | Internal | Summer | B1 | 10 | 490 | 0.01 | 92.6 | 91.55 | 0.01 | 0
2015 | SPP_N_2_NE | SPP_N | NE | Internal | Summer | B2 | 25 | 490 | 0 | 92.6 | 91.38 | 0.01 | 0
2015 | SPP_N_2_NE | SPP_N | NE | Internal | Summer | B3 | 75 | 490 | 0 | 92.6 | 91.38 | 0.01 | 0
2015 | SPP_N_2_NE | SPP_N | NE | Internal | Summer | B4 | 100 | 490 | 0.05 | 88.09 | 88.07 | 0.01 | 0
2015 | SPP_N_2_NE | SPP_N | NE | Internal | Summer | B5 | 200 | 490 | 0.02 | 83.49 | 83.48 | 0.01 | 0
2015 | SPP_N_2_NE | SPP_N | NE | Internal | Summer | B6 | 300 | 490 | 0 | 73.59 | 68.89 | 0.01 | 0
2015 | SPP_N_2_NE | SPP_N | NE | Internal | Summer | B7 | 400 | 490 | 0 | 63.08 | 59.55 | 0.01 | 0
2015 | SPP_N_2_NE | SPP_N | NE | Internal | Summer | B8 | 500 | 490 | 0 | 58.7 | 58.27 | 0.01 | 0
2015 | SPP_N_2_NE | SPP_N | NE | Internal | Summer | B9 | 800 | 490 | 0 | 57.02 | 57.01 | 0.01 | 0
2015 | SPP_N_2_NE | SPP_N | NE | Internal | Summer | B10 | 1262 | 490 | 0 | 55.99 | 55.98 | 0.01 | 0
2015 | SPP_N_2_NE | SPP_N | NE | Internal | Winter | B16 | 25 | 490 | 0.17 | 76.18 | 76.17 | 0.01 | 0
2015 | SPP_N_2_NE | SPP_N | NE | Internal | Winter | B17 | 100 | 490 | 0.05 | 64.34 | 64.33 | 0.01 | 0
2015 | SPP_N_2_NE | SPP_N | NE | Internal | Winter | B18 | 400 | 490 | 0.01 | 60.21 | 60.2 | 0.01 | 0
2015 | SPP_N_2_NE | SPP_N | NE | Internal | Winter | B19 | 700 | 490 | 0 | 59.86 | 59.85 | 0.01 | 0
2015 | SPP_N_2_NE | SPP_N | NE | Internal | Winter | B20 | 935 | 490 | 0 | 59.72 | 59.71 | 0.01 | 0
2015 | SPP_N_2_SPP_S | SPP_N | SPP_S | Internal | Shoulder | B11 | 25 | 4236 | 1915.93 | 83.04 | 83.05 | 0.01 | 0
2015 | SPP_N_2_SPP_S | SPP_N | SPP_S | Internal | Shoulder | B12 | 200 | 4236 | 0.03 | 64.46 | 64.44 | 0.01 | 0
2015 | SPP_N_2_SPP_S | SPP_N | SPP_S | Internal | Shoulder | B13 | 600 | 4236 | 0 | 60.05 | 60.04 | 0.01 | 0
2015 | SPP_N_2_SPP_S | SPP_N | SPP_S | Internal | Shoulder | B14 | 900 | 4236 | 174.24 | 58.31 | 58.32 | 0.01 | 0
2015 | SPP_N_2_SPP_S | SPP_N | SPP_S | Internal | Shoulder | B15 | 1203 | 4236 | 699.65 | 57.38 | 57.39 | 0.01 | 0
2015 | SPP_N_2_SPP_S | SPP_N | SPP_S | Internal | Summer | B1 | 10 | 4236 | 0 | 92.6 | 88.87 | 0.01 | 0
2015 | SPP_N_2_SPP_S | SPP_N | SPP_S | Internal | Summer | B2 | 25 | 4236 | 0 | 92.6 | 88.87 | 0.01 | 0
2015 | SPP_N_2_SPP_S | SPP_N | SPP_S | Internal | Summer | B3 | 75 | 4236 | 0 | 92.6 | 88.87 | 0.01 | 0
2015 | SPP_N_2_SPP_S | SPP_N | SPP_S | Internal | Summer | B4 | 100 | 4236 | 0 | 88.09 | 87.37 | 0.01 | 0
2015 | SPP_N_2_SPP_S | SPP_N | SPP_S | Internal | Summer | B5 | 200 | 4236 | 0 | 83.49 | 81.19 | 0.01 | 0
2015 | SPP_N_2_SPP_S | SPP_N | SPP_S | Internal | Summer | B6 | 300 | 4236 | 2622.73 | 73.59 | 73.61 | 0.01 | 0
2015 | SPP_N_2_SPP_S | SPP_N | SPP_S | Internal | Summer | B7 | 400 | 4236 | 1972.22 | 63.08 | 63.09 | 0.01 | 0
2015 | SPP_N_2_SPP_S | SPP_N | SPP_S | Internal | Summer | B8 | 500 | 4236 | 1334.42 | 58.7 | 58.71 | 0.01 | 0
2015 | SPP_N_2_SPP_S | SPP_N | SPP_S | Internal | Summer | B9 | 800 | 4236 | 1501.24 | 57.02 | 57.03 | 0.01 | 0
2015 | SPP_N_2_SPP_S | SPP_N | SPP_S | Internal | Summer | B10 | 1262 | 4236 | 2970.32 | 55.99 | 56 | 0.01 | 0
2015 | SPP_N_2_SPP_S | SPP_N | SPP_S | Internal | Winter | B16 | 25 | 4236 | 326.53 | 76.18 | 76.19 | 0.01 | 0
2015 | SPP_N_2_SPP_S | SPP_N | SPP_S | Internal | Winter | B17 | 100 | 4236 | 226.21 | 64.34 | 64.35 | 0.01 | 0
2015 | SPP_N_2_SPP_S | SPP_N | SPP_S | Internal | Winter | B18 | 400 | 4236 | 1119.48 | 60.21 | 60.22 | 0.01 | 0
2015 | SPP_N_2_SPP_S | SPP_N | SPP_S | Internal | Winter | B19 | 700 | 4236 | 1547.08 | 59.86 | 59.87 | 0.01 | 0
2015 | SPP_N_2_SPP_S | SPP_N | SPP_S | Internal | Winter | B20 | 935 | 4236 | 3197.04 | 59.72 | 59.74 | 0.01 | 0
2015 | SPP_S_2_ENT | SPP_S | ENT | Internal | Shoulder | B11 | 25 | 2842 | 0 | 83.05 | 83.41 | 3.5 | 0
2015 | SPP_S_2_ENT | SPP_S | ENT | Internal | Shoulder | B12 | 200 | 2842 | 0 | 64.44 | 59.8 | 3.5 | 0
2015 | SPP_S_2_ENT | SPP_S | ENT | Internal | Shoulder | B13 | 600 | 2842 | 0 | 60.04 | 59.47 | 3.5 | 0
2015 | SPP_S_2_ENT | SPP_S | ENT | Internal | Shoulder | B14 | 900 | 2842 | 0 | 58.32 | 58.67 | 3.5 | 0
2015 | SPP_S_2_ENT | SPP_S | ENT | Internal | Shoulder | B15 | 1203 | 2842 | 0 | 57.39 | 57.49 | 3.5 | 0
2015 | SPP_S_2_ENT | SPP_S | ENT | Internal | Summer | B1 | 10 | 2842 | 1255.57 | 88.87 | 92.37 | 3.5 | 0
2015 | SPP_S_2_ENT | SPP_S | ENT | Internal | Summer | B2 | 25 | 2842 | 1087.93 | 88.87 | 92.37 | 3.5 | 0
2015 | SPP_S_2_ENT | SPP_S | ENT | Internal | Summer | B3 | 75 | 2842 | 1728.5 | 88.87 | 92.37 | 3.5 | 0
2015 | SPP_S_2_ENT | SPP_S | ENT | Internal | Summer | B4 | 100 | 2842 | 1535.94 | 87.37 | 90.87 | 3.5 | 0
2015 | SPP_S_2_ENT | SPP_S | ENT | Internal | Summer | B5 | 200 | 2842 | 0 | 81.19 | 82.51 | 3.5 | 0
2015 | SPP_S_2_ENT | SPP_S | ENT | Internal | Summer | B6 | 300 | 2842 | 0 | 73.61 | 70.59 | 3.5 | 0
2015 | SPP_S_2_ENT | SPP_S | ENT | Internal | Summer | B7 | 400 | 2842 | 0 | 63.09 | 62.04 | 3.5 | 0
2015 | SPP_S_2_ENT | SPP_S | ENT | Internal | Summer | B8 | 500 | 2842 | 0 | 58.71 | 58.69 | 3.5 | 0
2015 | SPP_S_2_ENT | SPP_S | ENT | Internal | Summer | B9 | 800 | 2842 | 0 | 57.03 | 56.32 | 3.5 | 0
2015 | SPP_S_2_ENT | SPP_S | ENT | Internal | Summer | B10 | 1262 | 2842 | 0 | 56 | 56.32 | 3.5 | 0
2015 | SPP_S_2_ENT | SPP_S | ENT | Internal | Winter | B16 | 25 | 2842 | 0.36 | 76.19 | 79.68 | 3.5 | 0
2015 | SPP_S_2_ENT | SPP_S | ENT | Internal | Winter | B17 | 100 | 2842 | 0 | 64.35 | 62.34 | 3.5 | 0
2015 | SPP_S_2_ENT | SPP_S | ENT | Internal | Winter | B18 | 400 | 2842 | 0 | 60.22 | 61.89 | 3.5 | 0
2015 | SPP_S_2_ENT | SPP_S | ENT | Internal | Winter | B19 | 700 | 2842 | 0 | 59.87 | 59.83 | 3.5 | 0
2015 | SPP_S_2_ENT | SPP_S | ENT | Internal | Winter | B20 | 935 | 2842 | 0 | 59.74 | 59.83 | 3.5 | 0
2015 | SPP_S_2_SPP_N | SPP_S | SPP_N | Internal | Shoulder | B11 | 25 | 876 | 0.19 | 83.05 | 83.04 | 0.01 | 0
2015 | SPP_S_2_SPP_N | SPP_S | SPP_N | Internal | Shoulder | B12 | 200 | 876 | 786.97 | 64.44 | 64.46 | 0.01 | 0
2015 | SPP_S_2_SPP_N | SPP_S | SPP_N | Internal | Shoulder | B13 | 600 | 876 | 576.51 | 60.04 | 60.05 | 0.01 | 0
2015 | SPP_S_2_SPP_N | SPP_S | SPP_N | Internal | Shoulder | B14 | 900 | 876 | 0 | 58.32 | 58.31 | 0.01 | 0
2015 | SPP_S_2_SPP_N | SPP_S | SPP_N | Internal | Shoulder | B15 | 1203 | 876 | 0 | 57.39 | 57.38 | 0.01 | 0
2015 | SPP_S_2_SPP_N | SPP_S | SPP_N | Internal | Summer | B1 | 10 | 876 | 876 | 88.87 | 92.6 | 0.01 | 3.71
2015 | SPP_S_2_SPP_N | SPP_S | SPP_N | Internal | Summer | B2 | 25 | 876 | 876 | 88.87 | 92.6 | 0.01 | 3.71
2015 | SPP_S_2_SPP_N | SPP_S | SPP_N | Internal | Summer | B3 | 75 | 876 | 876 | 88.87 | 92.6 | 0.01 | 3.71
2015 | SPP_S_2_SPP_N | SPP_S | SPP_N | Internal | Summer | B4 | 100 | 876 | 876 | 87.37 | 88.09 | 0.01 | 0.71
2015 | SPP_S_2_SPP_N | SPP_S | SPP_N | Internal | Summer | B5 | 200 | 876 | 876 | 81.19 | 83.49 | 0.01 | 2.28
2015 | SPP_S_2_SPP_N | SPP_S | SPP_N | Internal | Summer | B6 | 300 | 876 | 0.02 | 73.61 | 73.59 | 0.01 | 0
2015 | SPP_S_2_SPP_N | SPP_S | SPP_N | Internal | Summer | B7 | 400 | 876 | 0.01 | 63.09 | 63.08 | 0.01 | 0
2015 | SPP_S_2_SPP_N | SPP_S | SPP_N | Internal | Summer | B8 | 500 | 876 | 0.01 | 58.71 | 58.7 | 0.01 | 0
2015 | SPP_S_2_SPP_N | SPP_S | SPP_N | Internal | Summer | B9 | 800 | 876 | 0 | 57.03 | 57.02 | 0.01 | 0
2015 | SPP_S_2_SPP_N | SPP_S | SPP_N | Internal | Summer | B10 | 1262 | 876 | 0 | 56 | 55.99 | 0.01 | 0
2015 | SPP_S_2_SPP_N | SPP_S | SPP_N | Internal | Winter | B16 | 25 | 876 | 0.2 | 76.19 | 76.18 | 0.01 | 0
2015 | SPP_S_2_SPP_N | SPP_S | SPP_N | Internal | Winter | B17 | 100 | 876 | 0.05 | 64.35 | 64.34 | 0.01 | 0
2015 | SPP_S_2_SPP_N | SPP_S | SPP_N | Internal | Winter | B18 | 400 | 876 | 0.01 | 60.22 | 60.21 | 0.01 | 0
2015 | SPP_S_2_SPP_N | SPP_S | SPP_N | Internal | Winter | B19 | 700 | 876 | 0 | 59.87 | 59.86 | 0.01 | 0
2015 | SPP_S_2_SPP_N | SPP_S | SPP_N | Internal | Winter | B20 | 935 | 876 | 0 | 59.74 | 59.72 | 0.01 | 0
2015 | TVA_2_ENT | TVA | ENT | Internal | Shoulder | B11 | 25 | 500 | 0 | 80.41 | 83.41 | 6.5 | 0
2015 | TVA_2_ENT | TVA | ENT | Internal | Shoulder | B12 | 200 | 500 | 0 | 61.77 | 59.8 | 6.5 | 0
2015 | TVA_2_ENT | TVA | ENT | Internal | Shoulder | B13 | 600 | 500 | 0 | 61.77 | 59.47 | 6.5 | 0
2015 | TVA_2_ENT | TVA | ENT | Internal | Shoulder | B14 | 900 | 500 | 0 | 61.77 | 58.67 | 6.5 | 0
2015 | TVA_2_ENT | TVA | ENT | Internal | Shoulder | B15 | 1203 | 500 | 0 | 59.48 | 57.49 | 6.5 | 0
2015 | TVA_2_ENT | TVA | ENT | Internal | Summer | B1 | 10 | 500 | 0 | 97.88 | 92.37 | 6.5 | 0
2015 | TVA_2_ENT | TVA | ENT | Internal | Summer | B2 | 25 | 500 | 0 | 95.25 | 92.37 | 6.5 | 0
2015 | TVA_2_ENT | TVA | ENT | Internal | Summer | B3 | 75 | 500 | 0 | 94.03 | 92.37 | 6.5 | 0
2015 | TVA_2_ENT | TVA | ENT | Internal | Summer | B4 | 100 | 500 | 0 | 91.6 | 90.87 | 6.5 | 0
2015 | TVA_2_ENT | TVA | ENT | Internal | Summer | B5 | 200 | 500 | 0 | 81.51 | 82.51 | 6.5 | 0
2015 | TVA_2_ENT | TVA | ENT | Internal | Summer | B6 | 300 | 500 | 0 | 65.09 | 70.59 | 6.5 | 0
2015 | TVA_2_ENT | TVA | ENT | Internal | Summer | B7 | 400 | 500 | 0 | 60.44 | 62.04 | 6.5 | 0
2015 | TVA_2_ENT | TVA | ENT | Internal | Summer | B8 | 500 | 500 | 0 | 59.89 | 58.69 | 6.5 | 0
2015 | TVA_2_ENT | TVA | ENT | Internal | Summer | B9 | 800 | 500 | 0 | 58.39 | 56.32 | 6.5 | 0
2015 | TVA_2_ENT | TVA | ENT | Internal | Summer | B10 | 1262 | 500 | 0 | 56.72 | 56.32 | 6.5 | 0
2015 | TVA_2_ENT | TVA | ENT | Internal | Winter | B16 | 25 | 500 | 0 | 82.99 | 79.68 | 6.5 | 0
2015 | TVA_2_ENT | TVA | ENT | Internal | Winter | B17 | 100 | 500 | 0 | 67.84 | 62.34 | 6.5 | 0
2015 | TVA_2_ENT | TVA | ENT | Internal | Winter | B18 | 400 | 500 | 0 | 62.7 | 61.89 | 6.5 | 0
2015 | TVA_2_ENT | TVA | ENT | Internal | Winter | B19 | 700 | 500 | 0 | 62.7 | 59.83 | 6.5 | 0
2015 | TVA_2_ENT | TVA | ENT | Internal | Winter | B20 | 935 | 500 | 0 | 60.16 | 59.83 | 6.5 | 0
2015 | TVA_2_MISO_MO-IL | TVA | MISO_MO-IL | Internal | Shoulder | B11 | 25 | 50 | 0 | 80.41 | 76.91 | 6.5 | 0
2015 | TVA_2_MISO_MO-IL | TVA | MISO_MO-IL | Internal | Shoulder | B12 | 200 | 50 | 0 | 61.77 | 64.46 | 6.5 | 0
2015 | TVA_2_MISO_MO-IL | TVA | MISO_MO-IL | Internal | Shoulder | B13 | 600 | 50 | 0 | 61.77 | 58.7 | 6.5 | 0
2015 | TVA_2_MISO_MO-IL | TVA | MISO_MO-IL | Internal | Shoulder | B14 | 900 | 50 | 0 | 61.77 | 57.43 | 6.5 | 0
2015 | TVA_2_MISO_MO-IL | TVA | MISO_MO-IL | Internal | Shoulder | B15 | 1203 | 50 | 0 | 59.48 | 54.73 | 6.5 | 0
2015 | TVA_2_MISO_MO-IL | TVA | MISO_MO-IL | Internal | Summer | B1 | 10 | 50 | 0 | 97.88 | 91.56 | 6.5 | 0
2015 | TVA_2_MISO_MO-IL | TVA | MISO_MO-IL | Internal | Summer | B2 | 25 | 50 | 0 | 95.25 | 88.74 | 6.5 | 0
2015 | TVA_2_MISO_MO-IL | TVA | MISO_MO-IL | Internal | Summer | B3 | 75 | 50 | 0 | 94.03 | 88.74 | 6.5 | 0
2015 | TVA_2_MISO_MO-IL | TVA | MISO_MO-IL | Internal | Summer | B4 | 100 | 50 | 0 | 91.6 | 88.09 | 6.5 | 0
2015 | TVA_2_MISO_MO-IL | TVA | MISO_MO-IL | Internal | Summer | B5 | 200 | 50 | 0 | 81.51 | 78 | 6.5 | 0
2015 | TVA_2_MISO_MO-IL | TVA | MISO_MO-IL | Internal | Summer | B6 | 300 | 50 | 0 | 65.09 | 68.08 | 6.5 | 0
2015 | TVA_2_MISO_MO-IL | TVA | MISO_MO-IL | Internal | Summer | B7 | 400 | 50 | 0 | 60.44 | 57.58 | 6.5 | 0
2015 | TVA_2_MISO_MO-IL | TVA | MISO_MO-IL | Internal | Summer | B8 | 500 | 50 | 0 | 59.89 | 54.39 | 6.5 | 0
2015 | TVA_2_MISO_MO-IL | TVA | MISO_MO-IL | Internal | Summer | B9 | 800 | 50 | 0 | 58.39 | 52.93 | 6.5 | 0
2015 | TVA_2_MISO_MO-IL | TVA | MISO_MO-IL | Internal | Summer | B10 | 1262 | 50 | 0 | 56.72 | 51.51 | 6.5 | 0
2015 | TVA_2_MISO_MO-IL | TVA | MISO_MO-IL | Internal | Winter | B16 | 25 | 50 | 0 | 82.99 | 77.49 | 6.5 | 0
2015 | TVA_2_MISO_MO-IL | TVA | MISO_MO-IL | Internal | Winter | B17 | 100 | 50 | 0 | 67.84 | 67.83 | 6.5 | 0
2015 | TVA_2_MISO_MO-IL | TVA | MISO_MO-IL | Internal | Winter | B18 | 400 | 50 | 0 | 62.7 | 61.06 | 6.5 | 0
2015 | TVA_2_MISO_MO-IL | TVA | MISO_MO-IL | Internal | Winter | B19 | 700 | 50 | 0 | 62.7 | 58.35 | 6.5 | 0
2015 | TVA_2_MISO_MO-IL | TVA | MISO_MO-IL | Internal | Winter | B20 | 935 | 50 | 0 | 60.16 | 54.65 | 6.5 | 0
2015 | TVA_2_NonRTO_Midwest | TVA | NonRTO_Midwest | Internal | Shoulder | B11 | 25 | 100 | 0 | 80.41 | 83.42 | 6.5 | 0
2015 | TVA_2_NonRTO_Midwest | TVA | NonRTO_Midwest | Internal | Shoulder | B12 | 200 | 100 | 100 | 61.77 | 71.8 | 6.5 | 3.53
2015 | TVA_2_NonRTO_Midwest | TVA | NonRTO_Midwest | Internal | Shoulder | B13 | 600 | 100 | 0 | 61.77 | 64.78 | 6.5 | 0
2015 | TVA_2_NonRTO_Midwest | TVA | NonRTO_Midwest | Internal | Shoulder | B14 | 900 | 100 | 0 | 61.77 | 56.67 | 6.5 | 0
2015 | TVA_2_NonRTO_Midwest | TVA | NonRTO_Midwest | Internal | Shoulder | B15 | 1203 | 100 | 0 | 59.48 | 54.62 | 6.5 | 0
2015 | TVA_2_NonRTO_Midwest | TVA | NonRTO_Midwest | Internal | Summer | B1 | 10 | 100 | 0 | 97.88 | 96.27 | 6.5 | 0
2015 | TVA_2_NonRTO_Midwest | TVA | NonRTO_Midwest | Internal | Summer | B2 | 25 | 100 | 0 | 95.25 | 96.27 | 6.5 | 0
2015 | TVA_2_NonRTO_Midwest | TVA | NonRTO_Midwest | Internal | Summer | B3 | 75 | 100 | 0 | 94.03 | 96.27 | 6.5 | 0
2015 | TVA_2_NonRTO_Midwest | TVA | NonRTO_Midwest | Internal | Summer | B4 | 100 | 100 | 0 | 91.6 | 94.6 | 6.5 | 0
2015 | TVA_2_NonRTO_Midwest | TVA | NonRTO_Midwest | Internal | Summer | B5 | 200 | 100 | 0 | 81.51 | 84.51 | 6.5 | 0
2015 | TVA_2_NonRTO_Midwest | TVA | NonRTO_Midwest | Internal | Summer | B6 | 300 | 100 | 0 | 65.09 | 64.09 | 6.5 | 0
2015 | TVA_2_NonRTO_Midwest | TVA | NonRTO_Midwest | Internal | Summer | B7 | 400 | 100 | 0 | 60.44 | 56.67 | 6.5 | 0
2015 | TVA_2_NonRTO_Midwest | TVA | NonRTO_Midwest | Internal | Summer | B8 | 500 | 100 | 0 | 59.89 | 56.46 | 6.5 | 0
2015 | TVA_2_NonRTO_Midwest | TVA | NonRTO_Midwest | Internal | Summer | B9 | 800 | 100 | 0 | 58.39 | 54.62 | 6.5 | 0
2015 | TVA_2_NonRTO_Midwest | TVA | NonRTO_Midwest | Internal | Summer | B10 | 1262 | 100 | 0 | 56.72 | 53.94 | 6.5 | 0
2015 | TVA_2_NonRTO_Midwest | TVA | NonRTO_Midwest | Internal | Winter | B16 | 25 | 100 | 0 | 82.99 | 85.98 | 6.5 | 0
2015 | TVA_2_NonRTO_Midwest | TVA | NonRTO_Midwest | Internal | Winter | B17 | 100 | 100 | 1.41 | 67.84 | 74.34 | 6.5 | 0
2015 | TVA_2_NonRTO_Midwest | TVA | NonRTO_Midwest | Internal | Winter | B18 | 400 | 100 | 0 | 62.7 | 67.57 | 6.5 | 0
2015 | TVA_2_NonRTO_Midwest | TVA | NonRTO_Midwest | Internal | Winter | B19 | 700 | 100 | 0 | 62.7 | 57.19 | 6.5 | 0
2015 | TVA_2_NonRTO_Midwest | TVA | NonRTO_Midwest | Internal | Winter | B20 | 935 | 100 | 0 | 60.16 | 55.29 | 6.5 | 0
2015 | TVA_2_PJM_ROR | TVA | PJM_ROR | Internal | Shoulder | B11 | 25 | 500 | 0 | 80.41 | 75.89 | 6.5 | 0
2015 | TVA_2_PJM_ROR | TVA | PJM_ROR | Internal | Shoulder | B12 | 200 | 500 | 0 | 61.77 | 64.45 | 6.5 | 0
2015 | TVA_2_PJM_ROR | TVA | PJM_ROR | Internal | Shoulder | B13 | 600 | 500 | 0 | 61.77 | 59.69 | 6.5 | 0
2015 | TVA_2_PJM_ROR | TVA | PJM_ROR | Internal | Shoulder | B14 | 900 | 500 | 0 | 61.77 | 58.41 | 6.5 | 0
2015 | TVA_2_PJM_ROR | TVA | PJM_ROR | Internal | Shoulder | B15 | 1203 | 500 | 0 | 59.48 | 54.97 | 6.5 | 0
2015 | TVA_2_PJM_ROR | TVA | PJM_ROR | Internal | Summer | B1 | 10 | 500 | 0 | 97.88 | 92.55 | 6.5 | 0
2015 | TVA_2_PJM_ROR | TVA | PJM_ROR | Internal | Summer | B2 | 25 | 500 | 0 | 95.25 | 89.72 | 6.5 | 0
2015 | TVA_2_PJM_ROR | TVA | PJM_ROR | Internal | Summer | B3 | 75 | 500 | 0 | 94.03 | 89.51 | 6.5 | 0
2015 | TVA_2_PJM_ROR | TVA | PJM_ROR | Internal | Summer | B4 | 100 | 500 | 0 | 91.6 | 87.09 | 6.5 | 0
2015 | TVA_2_PJM_ROR | TVA | PJM_ROR | Internal | Summer | B5 | 200 | 500 | 0 | 81.51 | 77.01 | 6.5 | 0
2015 | TVA_2_PJM_ROR | TVA | PJM_ROR | Internal | Summer | B6 | 300 | 500 | 0 | 65.09 | 67.09 | 6.5 | 0
2015 | TVA_2_PJM_ROR | TVA | PJM_ROR | Internal | Summer | B7 | 400 | 500 | 0 | 60.44 | 58.58 | 6.5 | 0
2015 | TVA_2_PJM_ROR | TVA | PJM_ROR | Internal | Summer | B8 | 500 | 500 | 0 | 59.89 | 55.37 | 6.5 | 0
2015 | TVA_2_PJM_ROR | TVA | PJM_ROR | Internal | Summer | B9 | 800 | 500 | 0 | 58.39 | 53.88 | 6.5 | 0
2015 | TVA_2_PJM_ROR | TVA | PJM_ROR | Internal | Summer | B10 | 1262 | 500 | 0 | 56.72 | 52.21 | 6.5 | 0
2015 | TVA_2_PJM_ROR | TVA | PJM_ROR | Internal | Winter | B16 | 25 | 500 | 0 | 82.99 | 78.48 | 6.5 | 0
2015 | TVA_2_PJM_ROR | TVA | PJM_ROR | Internal | Winter | B17 | 100 | 500 | 0 | 67.84 | 68.83 | 6.5 | 0
2015 | TVA_2_PJM_ROR | TVA | PJM_ROR | Internal | Winter | B18 | 400 | 500 | 0 | 62.7 | 62.06 | 6.5 | 0
2015 | TVA_2_PJM_ROR | TVA | PJM_ROR | Internal | Winter | B19 | 700 | 500 | 0 | 62.7 | 59.36 | 6.5 | 0
2015 | TVA_2_PJM_ROR | TVA | PJM_ROR | Internal | Winter | B20 | 935 | 500 | 0 | 60.16 | 55.65 | 6.5 | 0
2015 | TVA_2_SOCO | TVA | SOCO | Internal | Shoulder | B11 | 25 | 500 | 0.35 | 80.41 | 86.89 | 6.5 | 0
2015 | TVA_2_SOCO | TVA | SOCO | Internal | Shoulder | B12 | 200 | 500 | 0 | 61.77 | 65.3 | 6.5 | 0
2015 | TVA_2_SOCO | TVA | SOCO | Internal | Shoulder | B13 | 600 | 500 | 0 | 61.77 | 61.88 | 6.5 | 0
2015 | TVA_2_SOCO | TVA | SOCO | Internal | Shoulder | B14 | 900 | 500 | 0 | 61.77 | 61.88 | 6.5 | 0
2015 | TVA_2_SOCO | TVA | SOCO | Internal | Shoulder | B15 | 1203 | 500 | 0 | 59.48 | 59.72 | 6.5 | 0
2015 | TVA_2_SOCO | TVA | SOCO | Internal | Summer | B1 | 10 | 500 | 0 | 97.88 | 97.87 | 6.5 | 0
2015 | TVA_2_SOCO | TVA | SOCO | Internal | Summer | B2 | 25 | 500 | 0 | 95.25 | 97.87 | 6.5 | 0
2015 | TVA_2_SOCO | TVA | SOCO | Internal | Summer | B3 | 75 | 500 | 0 | 94.03 | 97.87 | 6.5 | 0
2015 | TVA_2_SOCO | TVA | SOCO | Internal | Summer | B4 | 100 | 500 | 0 | 91.6 | 96.37 | 6.5 | 0
2015 | TVA_2_SOCO | TVA | SOCO | Internal | Summer | B5 | 200 | 500 | 452.95 | 81.51 | 88.01 | 6.5 | 0
2015 | TVA_2_SOCO | TVA | SOCO | Internal | Summer | B6 | 300 | 500 | 500 | 65.09 | 76.09 | 6.5 | 4.5
2015 | TVA_2_SOCO | TVA | SOCO | Internal | Summer | B7 | 400 | 500 | 500 | 60.44 | 67.54 | 6.5 | 0.6
2015 | TVA_2_SOCO | TVA | SOCO | Internal | Summer | B8 | 500 | 500 | 0 | 59.89 | 64.19 | 6.5 | 0
2015 | TVA_2_SOCO | TVA | SOCO | Internal | Summer | B9 | 800 | 500 | 0 | 58.39 | 60.67 | 6.5 | 0
2015 | TVA_2_SOCO | TVA | SOCO | Internal | Summer | B10 | 1262 | 500 | 0 | 56.72 | 58.55 | 6.5 | 0
2015 | TVA_2_SOCO | TVA | SOCO | Internal | Winter | B16 | 25 | 500 | 0 | 82.99 | 85.18 | 6.5 | 0
2015 | TVA_2_SOCO | TVA | SOCO | Internal | Winter | B17 | 100 | 500 | 0 | 67.84 | 67.54 | 6.5 | 0
2015 | TVA_2_SOCO | TVA | SOCO | Internal | Winter | B18 | 400 | 500 | 0 | 62.7 | 64.36 | 6.5 | 0
2015 | TVA_2_SOCO | TVA | SOCO | Internal | Winter | B19 | 700 | 500 | 0 | 62.7 | 64.36 | 6.5 | 0
2015 | TVA_2_SOCO | TVA | SOCO | Internal | Winter | B20 | 935 | 500 | 0 | 60.16 | 62.11 | 6.5 | 0
2015 | TVA_2_VACAR | TVA | VACAR | Internal | Shoulder | B11 | 25 | 150 | 0 | 80.41 | 80.39 | 6.5 | 0
2015 | TVA_2_VACAR | TVA | VACAR | Internal | Shoulder | B12 | 200 | 150 | 0 | 61.77 | 66.19 | 6.5 | 0
2015 | TVA_2_VACAR | TVA | VACAR | Internal | Shoulder | B13 | 600 | 150 | 0 | 61.77 | 63.64 | 6.5 | 0
2015 | TVA_2_VACAR | TVA | VACAR | Internal | Shoulder | B14 | 900 | 150 | 0 | 61.77 | 62.91 | 6.5 | 0
2015 | TVA_2_VACAR | TVA | VACAR | Internal | Shoulder | B15 | 1203 | 150 | 0 | 59.48 | 56.59 | 6.5 | 0
2015 | TVA_2_VACAR | TVA | VACAR | Internal | Summer | B1 | 10 | 150 | 0 | 97.88 | 100.71 | 6.5 | 0
2015 | TVA_2_VACAR | TVA | VACAR | Internal | Summer | B2 | 25 | 150 | 0 | 95.25 | 100.71 | 6.5 | 0
2015 | TVA_2_VACAR | TVA | VACAR | Internal | Summer | B3 | 75 | 150 | 0.12 | 94.03 | 100.51 | 6.5 | 0
2015 | TVA_2_VACAR | TVA | VACAR | Internal | Summer | B4 | 100 | 150 | 0 | 91.6 | 91.87 | 6.5 | 0
2015 | TVA_2_VACAR | TVA | VACAR | Internal | Summer | B5 | 200 | 150 | 0 | 81.51 | 83.51 | 6.5 | 0
2015 | TVA_2_VACAR | TVA | VACAR | Internal | Summer | B6 | 300 | 150 | 84.22 | 65.09 | 71.59 | 6.5 | 0
2015 | TVA_2_VACAR | TVA | VACAR | Internal | Summer | B7 | 400 | 150 | 0 | 60.44 | 64.59 | 6.5 | 0
2015 | TVA_2_VACAR | TVA | VACAR | Internal | Summer | B8 | 500 | 150 | 0 | 59.89 | 61.18 | 6.5 | 0
2015 | TVA_2_VACAR | TVA | VACAR | Internal | Summer | B9 | 800 | 150 | 0 | 58.39 | 59.74 | 6.5 | 0
2015 | TVA_2_VACAR | TVA | VACAR | Internal | Summer | B10 | 1262 | 150 | 0 | 56.72 | 55.37 | 6.5 | 0
2015 | TVA_2_VACAR | TVA | VACAR | Internal | Winter | B16 | 25 | 150 | 0.33 | 82.99 | 89.48 | 6.5 | 0
2015 | TVA_2_VACAR | TVA | VACAR | Internal | Winter | B17 | 100 | 150 | 0 | 67.84 | 73.33 | 6.5 | 0
2015 | TVA_2_VACAR | TVA | VACAR | Internal | Winter | B18 | 400 | 150 | 0 | 62.7 | 66.56 | 6.5 | 0
2015 | TVA_2_VACAR | TVA | VACAR | Internal | Winter | B19 | 700 | 150 | 0 | 62.7 | 63.86 | 6.5 | 0
2015 | TVA_2_VACAR | TVA | VACAR | Internal | Winter | B20 | 935 | 150 | 0 | 60.16 | 60.15 | 6.5 | 0
2015 | TVA_Transmission_2_ENT | TVA_Transmission | ENT | Internal | Shoulder | B11 | 25 | 3000 | 0 | 80.39 | 83.41 | 6.5 | 0
2015 | TVA_Transmission_2_ENT | TVA_Transmission | ENT | Internal | Shoulder | B12 | 200 | 3000 | 0 | 65.3 | 59.8 | 6.5 | 0
2015 | TVA_Transmission_2_ENT | TVA_Transmission | ENT | Internal | Shoulder | B13 | 600 | 3000 | 0 | 62.66 | 59.47 | 6.5 | 0
2015 | TVA_Transmission_2_ENT | TVA_Transmission | ENT | Internal | Shoulder | B14 | 900 | 3000 | 0 | 61.92 | 58.67 | 6.5 | 0
2015 | TVA_Transmission_2_ENT | TVA_Transmission | ENT | Internal | Shoulder | B15 | 1203 | 3000 | 0 | 59.47 | 57.49 | 6.5 | 0
2015 | TVA_Transmission_2_ENT | TVA_Transmission | ENT | Internal | Summer | B1 | 10 | 3000 | 0 | 97.87 | 92.37 | 6.5 | 0
2015 | TVA_Transmission_2_ENT | TVA_Transmission | ENT | Internal | Summer | B2 | 25 | 3000 | 0 | 95.24 | 92.37 | 6.5 | 0
2015 | TVA_Transmission_2_ENT | TVA_Transmission | ENT | Internal | Summer | B3 | 75 | 3000 | 0 | 94.01 | 92.37 | 6.5 | 0
2015 | TVA_Transmission_2_ENT | TVA_Transmission | ENT | Internal | Summer | B4 | 100 | 3000 | 0 | 91.59 | 90.87 | 6.5 | 0
2015 | TVA_Transmission_2_ENT | TVA_Transmission | ENT | Internal | Summer | B5 | 200 | 3000 | 0 | 81.51 | 82.51 | 6.5 | 0
2015 | TVA_Transmission_2_ENT | TVA_Transmission | ENT | Internal | Summer | B6 | 300 | 3000 | 0 | 69.59 | 70.59 | 6.5 | 0
2015 | TVA_Transmission_2_ENT | TVA_Transmission | ENT | Internal | Summer | B7 | 400 | 3000 | 0 | 61.6 | 62.04 | 6.5 | 0
2015 | TVA_Transmission_2_ENT | TVA_Transmission | ENT | Internal | Summer | B8 | 500 | 3000 | 0 | 59.87 | 58.69 | 6.5 | 0
2015 | TVA_Transmission_2_ENT | TVA_Transmission | ENT | Internal | Summer | B9 | 800 | 3000 | 0 | 58.37 | 56.32 | 6.5 | 0
2015 | TVA_Transmission_2_ENT | TVA_Transmission | ENT | Internal | Summer | B10 | 1262 | 3000 | 0 | 56.71 | 56.32 | 6.5 | 0
2015 | TVA_Transmission_2_ENT | TVA_Transmission | ENT | Internal | Winter | B16 | 25 | 3000 | 0 | 82.98 | 79.68 | 6.5 | 0
2015 | TVA_Transmission_2_ENT | TVA_Transmission | ENT | Internal | Winter | B17 | 100 | 3000 | 0 | 67.84 | 62.34 | 6.5 | 0
2015 | TVA_Transmission_2_ENT | TVA_Transmission | ENT | Internal | Winter | B18 | 400 | 3000 | 0 | 64.45 | 61.89 | 6.5 | 0
2015 | TVA_Transmission_2_ENT | TVA_Transmission | ENT | Internal | Winter | B19 | 700 | 3000 | 0 | 62.69 | 59.83 | 6.5 | 0
2015 | TVA_Transmission_2_ENT | TVA_Transmission | ENT | Internal | Winter | B20 | 935 | 3000 | 0 | 60.15 | 59.83 | 6.5 | 0
2015 | TVA_Transmission_2_MISO_MO-IL | TVA_Transmission | MISO_MO-IL | Internal | Shoulder | B11 | 25 | 4000 | 0 | 80.39 | 76.91 | 6.5 | 0
2015 | TVA_Transmission_2_MISO_MO-IL | TVA_Transmission | MISO_MO-IL | Internal | Shoulder | B12 | 200 | 4000 | 0 | 65.3 | 64.46 | 6.5 | 0
2015 | TVA_Transmission_2_MISO_MO-IL | TVA_Transmission | MISO_MO-IL | Internal | Shoulder | B13 | 600 | 4000 | 0 | 62.66 | 58.7 | 6.5 | 0
2015 | TVA_Transmission_2_MISO_MO-IL | TVA_Transmission | MISO_MO-IL | Internal | Shoulder | B14 | 900 | 4000 | 0 | 61.92 | 57.43 | 6.5 | 0
2015 | TVA_Transmission_2_MISO_MO-IL | TVA_Transmission | MISO_MO-IL | Internal | Shoulder | B15 | 1203 | 4000 | 0 | 59.47 | 54.73 | 6.5 | 0
2015 | TVA_Transmission_2_MISO_MO-IL | TVA_Transmission | MISO_MO-IL | Internal | Summer | B1 | 10 | 4000 | 0 | 97.87 | 91.56 | 6.5 | 0
2015 | TVA_Transmission_2_MISO_MO-IL | TVA_Transmission | MISO_MO-IL | Internal | Summer | B2 | 25 | 4000 | 0 | 95.24 | 88.74 | 6.5 | 0
2015 | TVA_Transmission_2_MISO_MO-IL | TVA_Transmission | MISO_MO-IL | Internal | Summer | B3 | 75 | 4000 | 0 | 94.01 | 88.74 | 6.5 | 0
2015 | TVA_Transmission_2_MISO_MO-IL | TVA_Transmission | MISO_MO-IL | Internal | Summer | B4 | 100 | 4000 | 0 | 91.59 | 88.09 | 6.5 | 0
2015 | TVA_Transmission_2_MISO_MO-IL | TVA_Transmission | MISO_MO-IL | Internal | Summer | B5 | 200 | 4000 | 0 | 81.51 | 78 | 6.5 | 0
2015 | TVA_Transmission_2_MISO_MO-IL | TVA_Transmission | MISO_MO-IL | Internal | Summer | B6 | 300 | 4000 | 0 | 69.59 | 68.08 | 6.5 | 0
2015 | TVA_Transmission_2_MISO_MO-IL | TVA_Transmission | MISO_MO-IL | Internal | Summer | B7 | 400 | 4000 | 0 | 61.6 | 57.58 | 6.5 | 0
2015 | TVA_Transmission_2_MISO_MO-IL | TVA_Transmission | MISO_MO-IL | Internal | Summer | B8 | 500 | 4000 | 0 | 59.87 | 54.39 | 6.5 | 0
2015 | TVA_Transmission_2_MISO_MO-IL | TVA_Transmission | MISO_MO-IL | Internal | Summer | B9 | 800 | 4000 | 0 | 58.37 | 52.93 | 6.5 | 0
2015 | TVA_Transmission_2_MISO_MO-IL | TVA_Transmission | MISO_MO-IL | Internal | Summer | B10 | 1262 | 4000 | 0 | 56.71 | 51.51 | 6.5 | 0
2015 | TVA_Transmission_2_MISO_MO-IL | TVA_Transmission | MISO_MO-IL | Internal | Winter | B16 | 25 | 4000 | 0 | 82.98 | 77.49 | 6.5 | 0
2015 | TVA_Transmission_2_MISO_MO-IL | TVA_Transmission | MISO_MO-IL | Internal | Winter | B17 | 100 | 4000 | 0 | 67.84 | 67.83 | 6.5 | 0
2015 | TVA_Transmission_2_MISO_MO-IL | TVA_Transmission | MISO_MO-IL | Internal | Winter | B18 | 400 | 4000 | 0 | 64.45 | 61.06 | 6.5 | 0
2015 | TVA_Transmission_2_MISO_MO-IL | TVA_Transmission | MISO_MO-IL | Internal | Winter | B19 | 700 | 4000 | 0 | 62.69 | 58.35 | 6.5 | 0
2015 | TVA_Transmission_2_MISO_MO-IL | TVA_Transmission | MISO_MO-IL | Internal | Winter | B20 | 935 | 4000 | 0 | 60.15 | 54.65 | 6.5 | 0
2015 | TVA_Transmission_2_NonRTO_Midwest | TVA_Transmission | NonRTO_Midwest | Internal | Shoulder | B11 | 25 | 700 | 0 | 80.39 | 83.42 | 6.5 | 0
2015 | TVA_Transmission_2_NonRTO_Midwest | TVA_Transmission | NonRTO_Midwest | Internal | Shoulder | B12 | 200 | 700 | 74.64 | 65.3 | 71.8 | 6.5 | 0
2015 | TVA_Transmission_2_NonRTO_Midwest | TVA_Transmission | NonRTO_Midwest | Internal | Shoulder | B13 | 600 | 700 | 0 | 62.66 | 64.78 | 6.5 | 0
2015 | TVA_Transmission_2_NonRTO_Midwest | TVA_Transmission | NonRTO_Midwest | Internal | Shoulder | B14 | 900 | 700 | 0 | 61.92 | 56.67 | 6.5 | 0
2015 | TVA_Transmission_2_NonRTO_Midwest | TVA_Transmission | NonRTO_Midwest | Internal | Shoulder | B15 | 1203 | 700 | 0 | 59.47 | 54.62 | 6.5 | 0
2015 | TVA_Transmission_2_NonRTO_Midwest | TVA_Transmission | NonRTO_Midwest | Internal | Summer | B1 | 10 | 700 | 0 | 97.87 | 96.27 | 6.5 | 0
2015 | TVA_Transmission_2_NonRTO_Midwest | TVA_Transmission | NonRTO_Midwest | Internal | Summer | B2 | 25 | 700 | 0 | 95.24 | 96.27 | 6.5 | 0
2015 | TVA_Transmission_2_NonRTO_Midwest | TVA_Transmission | NonRTO_Midwest | Internal | Summer | B3 | 75 | 700 | 0 | 94.01 | 96.27 | 6.5 | 0
2015 | TVA_Transmission_2_NonRTO_Midwest | TVA_Transmission | NonRTO_Midwest | Internal | Summer | B4 | 100 | 700 | 0 | 91.59 | 94.6 | 6.5 | 0
2015 | TVA_Transmission_2_NonRTO_Midwest | TVA_Transmission | NonRTO_Midwest | Internal | Summer | B5 | 200 | 700 | 0 | 81.51 | 84.51 | 6.5 | 0
2015 | TVA_Transmission_2_NonRTO_Midwest | TVA_Transmission | NonRTO_Midwest | Internal | Summer | B6 | 300 | 700 | 0 | 69.59 | 64.09 | 6.5 | 0
2015 | TVA_Transmission_2_NonRTO_Midwest | TVA_Transmission | NonRTO_Midwest | Internal | Summer | B7 | 400 | 700 | 0 | 61.6 | 56.67 | 6.5 | 0
2015 | TVA_Transmission_2_NonRTO_Midwest | TVA_Transmission | NonRTO_Midwest | Internal | Summer | B8 | 500 | 700 | 0 | 59.87 | 56.46 | 6.5 | 0
2015 | TVA_Transmission_2_NonRTO_Midwest | TVA_Transmission | NonRTO_Midwest | Internal | Summer | B9 | 800 | 700 | 0 | 58.37 | 54.62 | 6.5 | 0
2015 | TVA_Transmission_2_NonRTO_Midwest | TVA_Transmission | NonRTO_Midwest | Internal | Summer | B10 | 1262 | 700 | 0 | 56.71 | 53.94 | 6.5 | 0
2015 | TVA_Transmission_2_NonRTO_Midwest | TVA_Transmission | NonRTO_Midwest | Internal | Winter | B16 | 25 | 700 | 0 | 82.98 | 85.98 | 6.5 | 0
2015 | TVA_Transmission_2_NonRTO_Midwest | TVA_Transmission | NonRTO_Midwest | Internal | Winter | B17 | 100 | 700 | 581.67 | 67.84 | 74.34 | 6.5 | 0
2015 | TVA_Transmission_2_NonRTO_Midwest | TVA_Transmission | NonRTO_Midwest | Internal | Winter | B18 | 400 | 700 | 0 | 64.45 | 67.57 | 6.5 | 0
2015 | TVA_Transmission_2_NonRTO_Midwest | TVA_Transmission | NonRTO_Midwest | Internal | Winter | B19 | 700 | 700 | 0 | 62.69 | 57.19 | 6.5 | 0
2015 | TVA_Transmission_2_NonRTO_Midwest | TVA_Transmission | NonRTO_Midwest | Internal | Winter | B20 | 935 | 700 | 0 | 60.15 | 55.29 | 6.5 | 0
2015 | TVA_Transmission_2_PJM_ROR | TVA_Transmission | PJM_ROR | Internal | Shoulder | B11 | 25 | 2000 | 0 | 80.39 | 75.89 | 6.5 | 0
2015 | TVA_Transmission_2_PJM_ROR | TVA_Transmission | PJM_ROR | Internal | Shoulder | B12 | 200 | 2000 | 0 | 65.3 | 64.45 | 6.5 | 0
2015 | TVA_Transmission_2_PJM_ROR | TVA_Transmission | PJM_ROR | Internal | Shoulder | B13 | 600 | 2000 | 0 | 62.66 | 59.69 | 6.5 | 0
2015 | TVA_Transmission_2_PJM_ROR | TVA_Transmission | PJM_ROR | Internal | Shoulder | B14 | 900 | 2000 | 0 | 61.92 | 58.41 | 6.5 | 0
2015 | TVA_Transmission_2_PJM_ROR | TVA_Transmission | PJM_ROR | Internal | Shoulder | B15 | 1203 | 2000 | 0 | 59.47 | 54.97 | 6.5 | 0
2015 | TVA_Transmission_2_PJM_ROR | TVA_Transmission | PJM_ROR | Internal | Summer | B1 | 10 | 2000 | 0 | 97.87 | 92.55 | 6.5 | 0
2015 | TVA_Transmission_2_PJM_ROR | TVA_Transmission | PJM_ROR | Internal | Summer | B2 | 25 | 2000 | 0 | 95.24 | 89.72 | 6.5 | 0
2015 | TVA_Transmission_2_PJM_ROR | TVA_Transmission | PJM_ROR | Internal | Summer | B3 | 75 | 2000 | 0 | 94.01 | 89.51 | 6.5 | 0
2015 | TVA_Transmission_2_PJM_ROR | TVA_Transmission | PJM_ROR | Internal | Summer | B4 | 100 | 2000 | 0 | 91.59 | 87.09 | 6.5 | 0
2015 | TVA_Transmission_2_PJM_ROR | TVA_Transmission | PJM_ROR | Internal | Summer | B5 | 200 | 2000 | 0 | 81.51 | 77.01 | 6.5 | 0
2015 | TVA_Transmission_2_PJM_ROR | TVA_Transmission | PJM_ROR | Internal | Summer | B6 | 300 | 2000 | 0 | 69.59 | 67.09 | 6.5 | 0
2015 | TVA_Transmission_2_PJM_ROR | TVA_Transmission | PJM_ROR | Internal | Summer | B7 | 400 | 2000 | 0 | 61.6 | 58.58 | 6.5 | 0
2015 | TVA_Transmission_2_PJM_ROR | TVA_Transmission | PJM_ROR | Internal | Summer | B8 | 500 | 2000 | 0 | 59.87 | 55.37 | 6.5 | 0
2015 | TVA_Transmission_2_PJM_ROR | TVA_Transmission | PJM_ROR | Internal | Summer | B9 | 800 | 2000 | 0 | 58.37 | 53.88 | 6.5 | 0
2015 | TVA_Transmission_2_PJM_ROR | TVA_Transmission | PJM_ROR | Internal | Summer | B10 | 1262 | 2000 | 0 | 56.71 | 52.21 | 6.5 | 0
2015 | TVA_Transmission_2_PJM_ROR | TVA_Transmission | PJM_ROR | Internal | Winter | B16 | 25 | 2000 | 0 | 82.98 | 78.48 | 6.5 | 0
2015 | TVA_Transmission_2_PJM_ROR | TVA_Transmission | PJM_ROR | Internal | Winter | B17 | 100 | 2000 | 0 | 67.84 | 68.83 | 6.5 | 0
2015 | TVA_Transmission_2_PJM_ROR | TVA_Transmission | PJM_ROR | Internal | Winter | B18 | 400 | 2000 | 0 | 64.45 | 62.06 | 6.5 | 0
2015 | TVA_Transmission_2_PJM_ROR | TVA_Transmission | PJM_ROR | Internal | Winter | B19 | 700 | 2000 | 0 | 62.69 | 59.36 | 6.5 | 0
2015 | TVA_Transmission_2_PJM_ROR | TVA_Transmission | PJM_ROR | Internal | Winter | B20 | 935 | 2000 | 0 | 60.15 | 55.65 | 6.5 | 0
2015 | TVA_Transmission_2_SOCO | TVA_Transmission | SOCO | Internal | Shoulder | B11 | 25 | 3200 | 555.04 | 80.39 | 86.89 | 6.5 | 0
2015 | TVA_Transmission_2_SOCO | TVA_Transmission | SOCO | Internal | Shoulder | B12 | 200 | 3200 | 0 | 65.3 | 65.3 | 6.5 | 0
2015 | TVA_Transmission_2_SOCO | TVA_Transmission | SOCO | Internal | Shoulder | B13 | 600 | 3200 | 0 | 62.66 | 61.88 | 6.5 | 0
2015 | TVA_Transmission_2_SOCO | TVA_Transmission | SOCO | Internal | Shoulder | B14 | 900 | 3200 | 0 | 61.92 | 61.88 | 6.5 | 0
2015 | TVA_Transmission_2_SOCO | TVA_Transmission | SOCO | Internal | Shoulder | B15 | 1203 | 3200 | 0 | 59.47 | 59.72 | 6.5 | 0
2015 | TVA_Transmission_2_SOCO | TVA_Transmission | SOCO | Internal | Summer | B1 | 10 | 3200 | 0 | 97.87 | 97.87 | 6.5 | 0
2015 | TVA_Transmission_2_SOCO | TVA_Transmission | SOCO | Internal | Summer | B2 | 25 | 3200 | 0 | 95.24 | 97.87 | 6.5 | 0
2015 | TVA_Transmission_2_SOCO | TVA_Transmission | SOCO | Internal | Summer | B3 | 75 | 3200 | 0 | 94.01 | 97.87 | 6.5 | 0
2015 | TVA_Transmission_2_SOCO | TVA_Transmission | SOCO | Internal | Summer | B4 | 100 | 3200 | 0 | 91.59 | 96.37 | 6.5 | 0
2015 | TVA_Transmission_2_SOCO | TVA_Transmission | SOCO | Internal | Summer | B5 | 200 | 3200 | 1687.37 | 81.51 | 88.01 | 6.5 | 0
2015 | TVA_Transmission_2_SOCO | TVA_Transmission | SOCO | Internal | Summer | B6 | 300 | 3200 | 73.2 | 69.59 | 76.09 | 6.5 | 0
2015 | TVA_Transmission_2_SOCO | TVA_Transmission | SOCO | Internal | Summer | B7 | 400 | 3200 | 0 | 61.6 | 67.54 | 6.5 | 0
2015 | TVA_Transmission_2_SOCO | TVA_Transmission | SOCO | Internal | Summer | B8 | 500 | 3200 | 0 | 59.87 | 64.19 | 6.5 | 0
2015 | TVA_Transmission_2_SOCO | TVA_Transmission | SOCO | Internal | Summer | B9 | 800 | 3200 | 0 | 58.37 | 60.67 | 6.5 | 0
2015 | TVA_Transmission_2_SOCO | TVA_Transmission | SOCO | Internal | Summer | B10 | 1262 | 3200 | 0 | 56.71 | 58.55 | 6.5 | 0
2015 | TVA_Transmission_2_SOCO | TVA_Transmission | SOCO | Internal | Winter | B16 | 25 | 3200 | 0 | 82.98 | 85.18 | 6.5 | 0
2015 | TVA_Transmission_2_SOCO | TVA_Transmission | SOCO | Internal | Winter | B17 | 100 | 3200 | 0 | 67.84 | 67.54 | 6.5 | 0
2015 | TVA_Transmission_2_SOCO | TVA_Transmission | SOCO | Internal | Winter | B18 | 400 | 3200 | 0 | 64.45 | 64.36 | 6.5 | 0
2015 | TVA_Transmission_2_SOCO | TVA_Transmission | SOCO | Internal | Winter | B19 | 700 | 3200 | 0 | 62.69 | 64.36 | 6.5 | 0
2015 | TVA_Transmission_2_SOCO | TVA_Transmission | SOCO | Internal | Winter | B20 | 935 | 3200 | 0 | 60.15 | 62.11 | 6.5 | 0
2015 | TVA_Transmission_2_TVA | TVA_Transmission | TVA | Internal | Shoulder | B11 | 25 | 99999 | 631.83 | 80.39 | 80.41 | 0.01 | 0
2015 | TVA_Transmission_2_TVA | TVA_Transmission | TVA | Internal | Shoulder | B12 | 200 | 99999 | 0 | 65.3 | 61.77 | 0.01 | 0
2015 | TVA_Transmission_2_TVA | TVA_Transmission | TVA | Internal | Shoulder | B13 | 600 | 99999 | 0 | 62.66 | 61.77 | 0.01 | 0
2015 | TVA_Transmission_2_TVA | TVA_Transmission | TVA | Internal | Shoulder | B14 | 900 | 99999 | 0 | 61.92 | 61.77 | 0.01 | 0
2015 | TVA_Transmission_2_TVA | TVA_Transmission | TVA | Internal | Shoulder | B15 | 1203 | 99999 | 556.04 | 59.47 | 59.48 | 0.01 | 0
2015 | TVA_Transmission_2_TVA | TVA_Transmission | TVA | Internal | Summer | B1 | 10 | 99999 | 3219.87 | 97.87 | 97.88 | 0.01 | 0
2015 | TVA_Transmission_2_TVA | TVA_Transmission | TVA | Internal | Summer | B2 | 25 | 99999 | 2585.26 | 95.24 | 95.25 | 0.01 | 0
2015 | TVA_Transmission_2_TVA | TVA_Transmission | TVA | Internal | Summer | B3 | 75 | 99999 | 1374.78 | 94.01 | 94.03 | 0.01 | 0
2015 | TVA_Transmission_2_TVA | TVA_Transmission | TVA | Internal | Summer | B4 | 100 | 99999 | 826.07 | 91.59 | 91.6 | 0.01 | 0
2015 | TVA_Transmission_2_TVA | TVA_Transmission | TVA | Internal | Summer | B5 | 200 | 99999 | 0.04 | 81.51 | 81.51 | 0.01 | 0
2015 | TVA_Transmission_2_TVA | TVA_Transmission | TVA | Internal | Summer | B6 | 300 | 99999 | 0 | 69.59 | 65.09 | 0.01 | 0
2015 | TVA_Transmission_2_TVA | TVA_Transmission | TVA | Internal | Summer | B7 | 400 | 99999 | 0 | 61.6 | 60.44 | 0.01 | 0
2015 | TVA_Transmission_2_TVA | TVA_Transmission | TVA | Internal | Summer | B8 | 500 | 99999 | 45.44 | 59.87 | 59.89 | 0.01 | 0
2015 | TVA_Transmission_2_TVA | TVA_Transmission | TVA | Internal | Summer | B9 | 800 | 99999 | 466.48 | 58.37 | 58.39 | 0.01 | 0
2015 | TVA_Transmission_2_TVA | TVA_Transmission | TVA | Internal | Summer | B10 | 1262 | 99999 | 688 | 56.71 | 56.72 | 0.01 | 0
2015 | TVA_Transmission_2_TVA | TVA_Transmission | TVA | Internal | Winter | B16 | 25 | 99999 | 1328.82 | 82.98 | 82.99 | 0.01 | 0
2015 | TVA_Transmission_2_TVA | TVA_Transmission | TVA | Internal | Winter | B17 | 100 | 99999 | 0.1 | 67.84 | 67.84 | 0.01 | 0
2015 | TVA_Transmission_2_TVA | TVA_Transmission | TVA | Internal | Winter | B18 | 400 | 99999 | 0 | 64.45 | 62.7 | 0.01 | 0
2015 | TVA_Transmission_2_TVA | TVA_Transmission | TVA | Internal | Winter | B19 | 700 | 99999 | 413.32 | 62.69 | 62.7 | 0.01 | 0
2015 | TVA_Transmission_2_TVA | TVA_Transmission | TVA | Internal | Winter | B20 | 935 | 99999 | 2268.42 | 60.15 | 60.16 | 0.01 | 0
2015 | TVA_Transmission_2_VACAR | TVA_Transmission | VACAR | Internal | Shoulder | B11 | 25 | 900 | 0 | 80.39 | 80.39 | 6.5 | 0
2015 | TVA_Transmission_2_VACAR | TVA_Transmission | VACAR | Internal | Shoulder | B12 | 200 | 900 | 0 | 65.3 | 66.19 | 6.5 | 0
2015 | TVA_Transmission_2_VACAR | TVA_Transmission | VACAR | Internal | Shoulder | B13 | 600 | 900 | 0 | 62.66 | 63.64 | 6.5 | 0
2015 | TVA_Transmission_2_VACAR | TVA_Transmission | VACAR | Internal | Shoulder | B14 | 900 | 900 | 0 | 61.92 | 62.91 | 6.5 | 0
2015 | TVA_Transmission_2_VACAR | TVA_Transmission | VACAR | Internal | Shoulder | B15 | 1203 | 900 | 0 | 59.47 | 56.59 | 6.5 | 0
2015 | TVA_Transmission_2_VACAR | TVA_Transmission | VACAR | Internal | Summer | B1 | 10 | 900 | 0 | 97.87 | 100.71 | 6.5 | 0
2015 | TVA_Transmission_2_VACAR | TVA_Transmission | VACAR | Internal | Summer | B2 | 25 | 900 | 0 | 95.24 | 100.71 | 6.5 | 0
2015 | TVA_Transmission_2_VACAR | TVA_Transmission | VACAR | Internal | Summer | B3 | 75 | 900 | 300.82 | 94.01 | 100.51 | 6.5 | 0
2015 | TVA_Transmission_2_VACAR | TVA_Transmission | VACAR | Internal | Summer | B4 | 100 | 900 | 0 | 91.59 | 91.87 | 6.5 | 0
2015 | TVA_Transmission_2_VACAR | TVA_Transmission | VACAR | Internal | Summer | B5 | 200 | 900 | 0 | 81.51 | 83.51 | 6.5 | 0
2015 | TVA_Transmission_2_VACAR | TVA_Transmission | VACAR | Internal | Summer | B6 | 300 | 900 | 0 | 69.59 | 71.59 | 6.5 | 0
2015 | TVA_Transmission_2_VACAR | TVA_Transmission | VACAR | Internal | Summer | B7 | 400 | 900 | 0 | 61.6 | 64.59 | 6.5 | 0
2015 | TVA_Transmission_2_VACAR | TVA_Transmission | VACAR | Internal | Summer | B8 | 500 | 900 | 0 | 59.87 | 61.18 | 6.5 | 0
2015 | TVA_Transmission_2_VACAR | TVA_Transmission | VACAR | Internal | Summer | B9 | 800 | 900 | 0 | 58.37 | 59.74 | 6.5 | 0
2015 | TVA_Transmission_2_VACAR | TVA_Transmission | VACAR | Internal | Summer | B10 | 1262 | 900 | 0 | 56.71 | 55.37 | 6.5 | 0
2015 | TVA_Transmission_2_VACAR | TVA_Transmission | VACAR | Internal | Winter | B16 | 25 | 900 | 525.52 | 82.98 | 89.48 | 6.5 | 0
2015 | TVA_Transmission_2_VACAR | TVA_Transmission | VACAR | Internal | Winter | B17 | 100 | 900 | 0 | 67.84 | 73.33 | 6.5 | 0
2015 | TVA_Transmission_2_VACAR | TVA_Transmission | VACAR | Internal | Winter | B18 | 400 | 900 | 0 | 64.45 | 66.56 | 6.5 | 0
2015 | TVA_Transmission_2_VACAR | TVA_Transmission | VACAR | Internal | Winter | B19 | 700 | 900 | 0 | 62.69 | 63.86 | 6.5 | 0
2015 | TVA_Transmission_2_VACAR | TVA_Transmission | VACAR | Internal | Winter | B20 | 935 | 900 | 0 | 60.15 | 60.15 | 6.5 | 0
2015 | VACAR_2_PJM_ROR | VACAR | PJM_ROR | Internal | Shoulder | B11 | 25 | 2000 | 0 | 80.39 | 75.89 | 4.5 | 0
2015 | VACAR_2_PJM_ROR | VACAR | PJM_ROR | Internal | Shoulder | B12 | 200 | 2000 | 0 | 66.19 | 64.45 | 4.5 | 0
2015 | VACAR_2_PJM_ROR | VACAR | PJM_ROR | Internal | Shoulder | B13 | 600 | 2000 | 0 | 63.64 | 59.69 | 4.5 | 0
2015 | VACAR_2_PJM_ROR | VACAR | PJM_ROR | Internal | Shoulder | B14 | 900 | 2000 | 0 | 62.91 | 58.41 | 4.5 | 0
2015 | VACAR_2_PJM_ROR | VACAR | PJM_ROR | Internal | Shoulder | B15 | 1203 | 2000 | 0 | 56.59 | 54.97 | 4.5 | 0
2015 | VACAR_2_PJM_ROR | VACAR | PJM_ROR | Internal | Summer | B1 | 10 | 2000 | 0 | 100.71 | 92.55 | 4.5 | 0
2015 | VACAR_2_PJM_ROR | VACAR | PJM_ROR | Internal | Summer | B2 | 25 | 2000 | 0 | 100.71 | 89.72 | 4.5 | 0
2015 | VACAR_2_PJM_ROR | VACAR | PJM_ROR | Internal | Summer | B3 | 75 | 2000 | 0 | 100.51 | 89.51 | 4.5 | 0
2015 | VACAR_2_PJM_ROR | VACAR | PJM_ROR | Internal | Summer | B4 | 100 | 2000 | 0 | 91.87 | 87.09 | 4.5 | 0
2015 | VACAR_2_PJM_ROR | VACAR | PJM_ROR | Internal | Summer | B5 | 200 | 2000 | 0 | 83.51 | 77.01 | 4.5 | 0
2015 | VACAR_2_PJM_ROR | VACAR | PJM_ROR | Internal | Summer | B6 | 300 | 2000 | 0 | 71.59 | 67.09 | 4.5 | 0
2015 | VACAR_2_PJM_ROR | VACAR | PJM_ROR | Internal | Summer | B7 | 400 | 2000 | 0 | 64.59 | 58.58 | 4.5 | 0
2015 | VACAR_2_PJM_ROR | VACAR | PJM_ROR | Internal | Summer | B8 | 500 | 2000 | 0 | 61.18 | 55.37 | 4.5 | 0
2015 | VACAR_2_PJM_ROR | VACAR | PJM_ROR | Internal | Summer | B9 | 800 | 2000 | 0 | 59.74 | 53.88 | 4.5 | 0
2015 | VACAR_2_PJM_ROR | VACAR | PJM_ROR | Internal | Summer | B10 | 1262 | 2000 | 0 | 55.37 | 52.21 | 4.5 | 0
2015 | VACAR_2_PJM_ROR | VACAR | PJM_ROR | Internal | Winter | B16 | 25 | 2000 | 0 | 89.48 | 78.48 | 4.5 | 0
2015 | VACAR_2_PJM_ROR | VACAR | PJM_ROR | Internal | Winter | B17 | 100 | 2000 | 0 | 73.33 | 68.83 | 4.5 | 0
2015 | VACAR_2_PJM_ROR | VACAR | PJM_ROR | Internal | Winter | B18 | 400 | 2000 | 0 | 66.56 | 62.06 | 4.5 | 0
2015 | VACAR_2_PJM_ROR | VACAR | PJM_ROR | Internal | Winter | B19 | 700 | 2000 | 0 | 63.86 | 59.36 | 4.5 | 0
2015 | VACAR_2_PJM_ROR | VACAR | PJM_ROR | Internal | Winter | B20 | 935 | 2000 | 0 | 60.15 | 55.65 | 4.5 | 0
2015 | VACAR_2_SOCO | VACAR | SOCO | Internal | Shoulder | B11 | 25 | 3000 | 3000 | 80.39 | 86.89 | 4.5 | 2
2015 | VACAR_2_SOCO | VACAR | SOCO | Internal | Shoulder | B12 | 200 | 3000 | 0 | 66.19 | 65.3 | 4.5 | 0
2015 | VACAR_2_SOCO | VACAR | SOCO | Internal | Shoulder | B13 | 600 | 3000 | 0 | 63.64 | 61.88 | 4.5 | 0
2015 | VACAR_2_SOCO | VACAR | SOCO | Internal | Shoulder | B14 | 900 | 3000 | 0 | 62.91 | 61.88 | 4.5 | 0
2015 | VACAR_2_SOCO | VACAR | SOCO | Internal | Shoulder | B15 | 1203 | 3000 | 0 | 56.59 | 59.72 | 4.5 | 0
2015 | VACAR_2_SOCO | VACAR | SOCO | Internal | Summer | B1 | 10 | 3000 | 0 | 100.71 | 97.87 | 4.5 | 0
2015 | VACAR_2_SOCO | VACAR | SOCO | Internal | Summer | B2 | 25 | 3000 | 0 | 100.71 | 97.87 | 4.5 | 0
2015 | VACAR_2_SOCO | VACAR | SOCO | Internal | Summer | B3 | 75 | 3000 | 0 | 100.51 | 97.87 | 4.5 | 0
2015 | VACAR_2_SOCO | VACAR | SOCO | Internal | Summer | B4 | 100 | 3000 | 1076.92 | 91.87 | 96.37 | 4.5 | 0
2015 | VACAR_2_SOCO | VACAR | SOCO | Internal | Summer | B5 | 200 | 3000 | 2612.72 | 83.51 | 88.01 | 4.5 | 0
2015 | VACAR_2_SOCO | VACAR | SOCO | Internal | Summer | B6 | 300 | 3000 | 1026.48 | 71.59 | 76.09 | 4.5 | 0
2015 | VACAR_2_SOCO | VACAR | SOCO | Internal | Summer | B7 | 400 | 3000 | 0 | 64.59 | 67.54 | 4.5 | 0
2015 | VACAR_2_SOCO | VACAR | SOCO | Internal | Summer | B8 | 500 | 3000 | 0 | 61.18 | 64.19 | 4.5 | 0
2015 | VACAR_2_SOCO | VACAR | SOCO | Internal | Summer | B9 | 800 | 3000 | 0 | 59.74 | 60.67 | 4.5 | 0
2015 | VACAR_2_SOCO | VACAR | SOCO | Internal | Summer | B10 | 1262 | 3000 | 0 | 55.37 | 58.55 | 4.5 | 0
2015 | VACAR_2_SOCO | VACAR | SOCO | Internal | Winter | B16 | 25 | 3000 | 0 | 89.48 | 85.18 | 4.5 | 0
2015 | VACAR_2_SOCO | VACAR | SOCO | Internal | Winter | B17 | 100 | 3000 | 0 | 73.33 | 67.54 | 4.5 | 0
2015 | VACAR_2_SOCO | VACAR | SOCO | Internal | Winter | B18 | 400 | 3000 | 0 | 66.56 | 64.36 | 4.5 | 0
2015 | VACAR_2_SOCO | VACAR | SOCO | Internal | Winter | B19 | 700 | 3000 | 0 | 63.86 | 64.36 | 4.5 | 0
2015 | VACAR_2_SOCO | VACAR | SOCO | Internal | Winter | B20 | 935 | 3000 | 0 | 60.15 | 62.11 | 4.5 | 0
2015 | VACAR_2_TVA_Transmission | VACAR | TVA_Transmission | Internal | Shoulder | B11 | 25 | 900 | 0 | 80.39 | 80.39 | 4.5 | 0
2015 | VACAR_2_TVA_Transmission | VACAR | TVA_Transmission | Internal | Shoulder | B12 | 200 | 900 | 0 | 66.19 | 65.3 | 4.5 | 0
2015 | VACAR_2_TVA_Transmission | VACAR | TVA_Transmission | Internal | Shoulder | B13 | 600 | 900 | 0 | 63.64 | 62.66 | 4.5 | 0
2015 | VACAR_2_TVA_Transmission | VACAR | TVA_Transmission | Internal | Shoulder | B14 | 900 | 900 | 0 | 62.91 | 61.92 | 4.5 | 0
2015 | VACAR_2_TVA_Transmission | VACAR | TVA_Transmission | Internal | Shoulder | B15 | 1203 | 900 | 0 | 56.59 | 59.47 | 4.5 | 0
2015 | VACAR_2_TVA_Transmission | VACAR | TVA_Transmission | Internal | Summer | B1 | 10 | 900 | 0 | 100.71 | 97.87 | 4.5 | 0
2015 | VACAR_2_TVA_Transmission | VACAR | TVA_Transmission | Internal | Summer | B2 | 25 | 900 | 0 | 100.71 | 95.24 | 4.5 | 0
2015 | VACAR_2_TVA_Transmission | VACAR | TVA_Transmission | Internal | Summer | B3 | 75 | 900 | 0 | 100.51 | 94.01 | 4.5 | 0
2015 | VACAR_2_TVA_Transmission | VACAR | TVA_Transmission | Internal | Summer | B4 | 100 | 900 | 0 | 91.87 | 91.59 | 4.5 | 0
2015 | VACAR_2_TVA_Transmission | VACAR | TVA_Transmission | Internal | Summer | B5 | 200 | 900 | 0 | 83.51 | 81.51 | 4.5 | 0
2015 | VACAR_2_TVA_Transmission | VACAR | TVA_Transmission | Internal | Summer | B6 | 300 | 900 | 0 | 71.59 | 69.59 | 4.5 | 0
2015 | VACAR_2_TVA_Transmission | VACAR | TVA_Transmission | Internal | Summer | B7 | 400 | 900 | 0 | 64.59 | 61.6 | 4.5 | 0
2015 | VACAR_2_TVA_Transmission | VACAR | TVA_Transmission | Internal | Summer | B8 | 500 | 900 | 0 | 61.18 | 59.87 | 4.5 | 0
2015 | VACAR_2_TVA_Transmission | VACAR | TVA_Transmission | Internal | Summer | B9 | 800 | 900 | 0 | 59.74 | 58.37 | 4.5 | 0
2015 | VACAR_2_TVA_Transmission | VACAR | TVA_Transmission | Internal | Summer | B10 | 1262 | 900 | 0 | 55.37 | 56.71 | 4.5 | 0
2015 | VACAR_2_TVA_Transmission | VACAR | TVA_Transmission | Internal | Winter | B16 | 25 | 900 | 0 | 89.48 | 82.98 | 4.5 | 0
2015 | VACAR_2_TVA_Transmission | VACAR | TVA_Transmission | Internal | Winter | B17 | 100 | 900 | 0 | 73.33 | 67.84 | 4.5 | 0
2015 | VACAR_2_TVA_Transmission | VACAR | TVA_Transmission | Internal | Winter | B18 | 400 | 900 | 0 | 66.56 | 64.45 | 4.5 | 0
2015 | VACAR_2_TVA_Transmission | VACAR | TVA_Transmission | Internal | Winter | B19 | 700 | 900 | 0 | 63.86 | 62.69 | 4.5 | 0
2015 | VACAR_2_TVA_Transmission | VACAR | TVA_Transmission | Internal | Winter | B20 | 935 | 900 | 0 | 60.15 | 60.15 | 4.5 | 0
2020 | ENT_2_MISO_MO-IL | ENT | MISO_MO-IL | Internal | Shoulder | B11 | 25 | 2260 | 0 | 70.76 | 72.76 | 5.5 | 0
2020 | ENT_2_MISO_MO-IL | ENT | MISO_MO-IL | Internal | Shoulder | B12 | 200 | 2260 | 0 | 66.19 | 67.57 | 5.5 | 0
2020 | ENT_2_MISO_MO-IL | ENT | MISO_MO-IL | Internal | Shoulder | B13 | 600 | 2260 | 0 | 65.27 | 65.27 | 5.5 | 0
2020 | ENT_2_MISO_MO-IL | ENT | MISO_MO-IL | Internal | Shoulder | B14 | 900 | 2260 | 0 | 61 | 62.92 | 5.5 | 0
2020 | ENT_2_MISO_MO-IL | ENT | MISO_MO-IL | Internal | Shoulder | B15 | 1203 | 2260 | 712.81 | 54.74 | 60.24 | 5.5 | 0
2020 | ENT_2_MISO_MO-IL | ENT | MISO_MO-IL | Internal | Summer | B1 | 10 | 2260 | 2260 | 67.59 | 101.88 | 5.5 | 28.78
2020 | ENT_2_MISO_MO-IL | ENT | MISO_MO-IL | Internal | Summer | B2 | 25 | 2260 | 0 | 96.38 | 100.16 | 5.5 | 0
2020 | ENT_2_MISO_MO-IL | ENT | MISO_MO-IL | Internal | Summer | B3 | 75 | 2260 | 0 | 100.15 | 100.15 | 5.5 | 0
2020 | ENT_2_MISO_MO-IL | ENT | MISO_MO-IL | Internal | Summer | B4 | 100 | 2260 | 0 | 96.36 | 96.36 | 5.5 | 0
2020 | ENT_2_MISO_MO-IL | ENT | MISO_MO-IL | Internal | Summer | B5 | 200 | 2260 | 0 | 86.71 | 86.71 | 5.5 | 0
2020 | ENT_2_MISO_MO-IL | ENT | MISO_MO-IL | Internal | Summer | B6 | 300 | 2260 | 0 | 73.98 | 73.98 | 5.5 | 0
2020 | ENT_2_MISO_MO-IL | ENT | MISO_MO-IL | Internal | Summer | B7 | 400 | 2260 | 0 | 67.36 | 67.36 | 5.5 | 0
2020 | ENT_2_MISO_MO-IL | ENT | MISO_MO-IL | Internal | Summer | B8 | 500 | 2260 | 0 | 66.41 | 63.16 | 5.5 | 0
2020 | ENT_2_MISO_MO-IL | ENT | MISO_MO-IL | Internal | Summer | B9 | 800 | 2260 | 0 | 64.19 | 62.66 | 5.5 | 0
2020 | ENT_2_MISO_MO-IL | ENT | MISO_MO-IL | Internal | Summer | B10 | 1262 | 2260 | 0 | 60.42 | 60.4 | 5.5 | 0
2020 | ENT_2_MISO_MO-IL | ENT | MISO_MO-IL | Internal | Winter | B16 | 25 | 2260 | 2260 | 70.47 | 79.08 | 5.5 | 3.11
2020 | ENT_2_MISO_MO-IL | ENT | MISO_MO-IL | Internal | Winter | B17 | 100 | 2260 | 876.88 | 67.03 | 72.53 | 5.5 | 0
2020 | ENT_2_MISO_MO-IL | ENT | MISO_MO-IL | Internal | Winter | B18 | 400 | 2260 | 0 | 67.14 | 67.76 | 5.5 | 0
2020 | ENT_2_MISO_MO-IL | ENT | MISO_MO-IL | Internal | Winter | B19 | 700 | 2260 | 0 | 64.49 | 65.51 | 5.5 | 0
2020 | ENT_2_MISO_MO-IL | ENT | MISO_MO-IL | Internal | Winter | B20 | 935 | 2260 | 0 | 58.8 | 61.81 | 5.5 | 0
2020 | ENT_2_SOCO | ENT | SOCO | Internal | Shoulder | B11 | 25 | 3900 | 3900 | 70.76 | 82.76 | 5.5 | 6.5
2020 | ENT_2_SOCO | ENT | SOCO | Internal | Shoulder | B12 | 200 | 3900 | 0 | 66.19 | 70.49 | 5.5 | 0
2020 | ENT_2_SOCO | ENT | SOCO | Internal | Shoulder | B13 | 600 | 3900 | 0 | 65.27 | 67.96 | 5.5 | 0
2020 | ENT_2_SOCO | ENT | SOCO | Internal | Shoulder | B14 | 900 | 3900 | 3900 | 61 | 67.38 | 5.5 | 0.88
2020 | ENT_2_SOCO | ENT | SOCO | Internal | Shoulder | B15 | 1203 | 3900 | 3900 | 54.74 | 67.38 | 5.5 | 7.14
2020 | ENT_2_SOCO | ENT | SOCO | Internal | Summer | B1 | 10 | 3900 | 3900 | 67.59 | 109.92 | 5.5 | 36.82
2020 | ENT_2_SOCO | ENT | SOCO | Internal | Summer | B2 | 25 | 3900 | 3900 | 96.38 | 109.92 | 5.5 | 8.04
2020 | ENT_2_SOCO | ENT | SOCO | Internal | Summer | B3 | 75 | 3900 | 3900 | 100.15 | 109.92 | 5.5 | 4.27
2020 | ENT_2_SOCO | ENT | SOCO | Internal | Summer | B4 | 100 | 3900 | 3900 | 96.36 | 108.38 | 5.5 | 6.51
2020 | ENT_2_SOCO | ENT | SOCO | Internal | Summer | B5 | 200 | 3900 | 3900 | 86.71 | 98.71 | 5.5 | 6.5
2020 | ENT_2_SOCO | ENT | SOCO | Internal | Summer | B6 | 300 | 3900 | 3900 | 73.98 | 84.97 | 5.5 | 5.49
2020 | ENT_2_SOCO | ENT | SOCO | Internal | Summer | B7 | 400 | 3900 | 3900 | 67.36 | 77 | 5.5 | 4.15
2020 | ENT_2_SOCO | ENT | SOCO | Internal | Summer | B8 | 500 | 3900 | 2479.87 | 66.41 | 71.91 | 5.5 | 0
2020 | ENT_2_SOCO | ENT | SOCO | Internal | Summer | B9 | 800 | 3900 | 0 | 64.19 | 68.51 | 5.5 | 0
2020 | ENT_2_SOCO | ENT | SOCO | Internal | Summer | B10 | 1262 | 3900 | 3900 | 60.42 | 66.11 | 5.5 | 0.19
2020 | ENT_2_SOCO | ENT | SOCO | Internal | Winter | B16 | 25 | 3900 | 3900 | 70.47 | 86.01 | 5.5 | 10.04
2020 | ENT_2_SOCO | ENT | SOCO | Internal | Winter | B17 | 100 | 3900 | 1211.88 | 67.03 | 72.53 | 5.5 | 0
2020 | ENT_2_SOCO | ENT | SOCO | Internal | Winter | B18 | 400 | 3900 | 0 | 67.14 | 69.99 | 5.5 | 0
2020 | ENT_2_SOCO | ENT | SOCO | Internal | Winter | B19 | 700 | 3900 | 2251.6 | 64.49 | 69.99 | 5.5 | 0
2020 | ENT_2_SOCO | ENT | SOCO | Internal | Winter | B20 | 935 | 3900 | 3900 | 58.8 | 69.99 | 5.5 | 5.69
2020 | ENT_2_SPP_N | ENT | SPP_N | Internal | Shoulder | B11 | 25 | 15143 | 0 | 70.76 | 67.26 | 5.5 | 0
2020 | ENT_2_SPP_N | ENT | SPP_N | Internal | Shoulder | B12 | 200 | 15143 | 0 | 66.19 | 62.69 | 5.5 | 0
2020 | ENT_2_SPP_N | ENT | SPP_N | Internal | Shoulder | B13 | 600 | 15143 | 0 | 65.27 | 61.77 | 5.5 | 0
2020 | ENT_2_SPP_N | ENT | SPP_N | Internal | Shoulder | B14 | 900 | 15143 | 0 | 61 | 57.5 | 5.5 | 0
2020 | ENT_2_SPP_N | ENT | SPP_N | Internal | Shoulder | B15 | 1203 | 15143 | 0 | 54.74 | 51.24 | 5.5 | 0
2020 | ENT_2_SPP_N | ENT | SPP_N | Internal | Summer | B1 | 10 | 15143 | 0 | 67.59 | 64.09 | 5.5 | 0
2020 | ENT_2_SPP_N | ENT | SPP_N | Internal | Summer | B2 | 25 | 15143 | 0 | 96.38 | 92.88 | 5.5 | 0
2020 | ENT_2_SPP_N | ENT | SPP_N | Internal | Summer | B3 | 75 | 15143 | 0 | 100.15 | 96.65 | 5.5 | 0
2020 | ENT_2_SPP_N | ENT | SPP_N | Internal | Summer | B4 | 100 | 15143 | 0 | 96.36 | 92.86 | 5.5 | 0
2020 | ENT_2_SPP_N | ENT | SPP_N | Internal | Summer | B5 | 200 | 15143 | 0 | 86.71 | 83.21 | 5.5 | 0
2020 | ENT_2_SPP_N | ENT | SPP_N | Internal | Summer | B6 | 300 | 15143 | 0 | 73.98 | 70.48 | 5.5 | 0
2020 | ENT_2_SPP_N | ENT | SPP_N | Internal | Summer | B7 | 400 | 15143 | 0 | 67.36 | 63.86 | 5.5 | 0
2020 | ENT_2_SPP_N | ENT | SPP_N | Internal | Summer | B8 | 500 | 15143 | 0 | 66.41 | 62.91 | 5.5 | 0
2020 | ENT_2_SPP_N | ENT | SPP_N | Internal | Summer | B9 | 800 | 15143 | 0 | 64.19 | 60.69 | 5.5 | 0
2020 | ENT_2_SPP_N | ENT | SPP_N | Internal | Summer | B10 | 1262 | 15143 | 0 | 60.42 | 56.92 | 5.5 | 0
2020 | ENT_2_SPP_N | ENT | SPP_N | Internal | Winter | B16 | 25 | 15143 | 0 | 70.47 | 66.97 | 5.5 | 0
2020 | ENT_2_SPP_N | ENT | SPP_N | Internal | Winter | B17 | 100 | 15143 | 0 | 67.03 | 63.53 | 5.5 | 0
2020 | ENT_2_SPP_N | ENT | SPP_N | Internal | Winter | B18 | 400 | 15143 | 0 | 67.14 | 63.64 | 5.5 | 0
2020 | ENT_2_SPP_N | ENT | SPP_N | Internal | Winter | B19 | 700 | 15143 | 0 | 64.49 | 60.99 | 5.5 | 0
2020 | ENT_2_SPP_N | ENT | SPP_N | Internal | Winter | B20 | 935 | 15143 | 0 | 58.8 | 55.3 | 5.5 | 0
2020 | ENT_2_SPP_S | ENT | SPP_S | Internal | Shoulder | B11 | 25 | 3292 | 0 | 70.76 | 67.26 | 5.5 | 0
2020 | ENT_2_SPP_S | ENT | SPP_S | Internal | Shoulder | B12 | 200 | 3292 | 0 | 66.19 | 62.71 | 5.5 | 0
2020 | ENT_2_SPP_S | ENT | SPP_S | Internal | Shoulder | B13 | 600 | 3292 | 0 | 65.27 | 61.78 | 5.5 | 0
2020 | ENT_2_SPP_S | ENT | SPP_S | Internal | Shoulder | B14 | 900 | 3292 | 0 | 61 | 57.5 | 5.5 | 0
2020 | ENT_2_SPP_S | ENT | SPP_S | Internal | Shoulder | B15 | 1203 | 3292 | 0 | 54.74 | 47.44 | 5.5 | 0
2020 | ENT_2_SPP_S | ENT | SPP_S | Internal | Summer | B1 | 10 | 3292 | 0 | 67.59 | 64.09 | 5.5 | 0
2020 | ENT_2_SPP_S | ENT | SPP_S | Internal | Summer | B2 | 25 | 3292 | 0 | 96.38 | 92.88 | 5.5 | 0
2020 | ENT_2_SPP_S | ENT | SPP_S | Internal | Summer | B3 | 75 | 3292 | 0 | 100.15 | 96.65 | 5.5 | 0
2020 | ENT_2_SPP_S | ENT | SPP_S | Internal | Summer | B4 | 100 | 3292 | 0 | 96.36 | 92.88 | 5.5 | 0
2020 | ENT_2_SPP_S | ENT | SPP_S | Internal | Summer | B5 | 200 | 3292 | 0 | 86.71 | 83.22 | 5.5 | 0
2020 | ENT_2_SPP_S | ENT | SPP_S | Internal | Summer | B6 | 300 | 3292 | 0 | 73.98 | 70.5 | 5.5 | 0
2020 | ENT_2_SPP_S | ENT | SPP_S | Internal | Summer | B7 | 400 | 3292 | 0 | 67.36 | 65.48 | 5.5 | 0
2020 | ENT_2_SPP_S | ENT | SPP_S | Internal | Summer | B8 | 500 | 3292 | 0 | 66.41 | 63.95 | 5.5 | 0
2020 | ENT_2_SPP_S | ENT | SPP_S | Internal | Summer | B9 | 800 | 3292 | 0 | 64.19 | 63.95 | 5.5 | 0
2020 | ENT_2_SPP_S | ENT | SPP_S | Internal | Summer | B10 | 1262 | 3292 | 0 | 60.42 | 56.93 | 5.5 | 0
2020 | ENT_2_SPP_S | ENT | SPP_S | Internal | Winter | B16 | 25 | 3292 | 0 | 70.47 | 66.99 | 5.5 | 0
2020 | ENT_2_SPP_S | ENT | SPP_S | Internal | Winter | B17 | 100 | 3292 | 0 | 67.03 | 63.55 | 5.5 | 0
2020 | ENT_2_SPP_S | ENT | SPP_S | Internal | Winter | B18 | 400 | 3292 | 0 | 67.14 | 63.65 | 5.5 | 0
2020 | ENT_2_SPP_S | ENT | SPP_S | Internal | Winter | B19 | 700 | 3292 | 0 | 64.49 | 61 | 5.5 | 0
2020 | ENT_2_SPP_S | ENT | SPP_S | Internal | Winter | B20 | 935 | 3292 | 0 | 58.8 | 55.3 | 5.5 | 0
2020 | ENT_2_TVA_Transmission | ENT | TVA_Transmission | Internal | Shoulder | B11 | 25 | 2100 | 1218.28 | 70.76 | 76.26 | 5.5 | 0
2020 | ENT_2_TVA_Transmission | ENT | TVA_Transmission | Internal | Shoulder | B12 | 200 | 2100 | 0 | 66.19 | 69.99 | 5.5 | 0
2020 | ENT_2_TVA_Transmission | ENT | TVA_Transmission | Internal | Shoulder | B13 | 600 | 2100 | 0 | 65.27 | 68.09 | 5.5 | 0
2020 | ENT_2_TVA_Transmission | ENT | TVA_Transmission | Internal | Shoulder | B14 | 900 | 2100 | 1482.51 | 61 | 66.5 | 5.5 | 0
2020 | ENT_2_TVA_Transmission | ENT | TVA_Transmission | Internal | Shoulder | B15 | 1203 | 2100 | 2100 | 54.74 | 63.36 | 5.5 | 3.13
2020 | ENT_2_TVA_Transmission | ENT | TVA_Transmission | Internal | Summer | B1 | 10 | 2100 | 2100 | 67.59 | 107.39 | 5.5 | 34.3
2020 | ENT_2_TVA_Transmission | ENT | TVA_Transmission | Internal | Summer | B2 | 25 | 2100 | 2100 | 96.38 | 105.65 | 5.5 | 3.77
2020 | ENT_2_TVA_Transmission | ENT | TVA_Transmission | Internal | Summer | B3 | 75 | 2100 | 1134.19 | 100.15 | 105.65 | 5.5 | 0
2020 | ENT_2_TVA_Transmission | ENT | TVA_Transmission | Internal | Summer | B4 | 100 | 2100 | 1319.85 | 96.36 | 101.86 | 5.5 | 0
2020 | ENT_2_TVA_Transmission | ENT | TVA_Transmission | Internal | Summer | B5 | 200 | 2100 | 432.39 | 86.71 | 92.21 | 5.5 | 0
2020 | ENT_2_TVA_Transmission | ENT | TVA_Transmission | Internal | Summer | B6 | 300 | 2100 | 0 | 73.98 | 78.81 | 5.5 | 0
2020 | ENT_2_TVA_Transmission | ENT | TVA_Transmission | Internal | Summer | B7 | 400 | 2100 | 0 | 67.36 | 70.95 | 5.5 | 0
2020 | ENT_2_TVA_Transmission | ENT | TVA_Transmission | Internal | Summer | B8 | 500 | 2100 | 0 | 66.41 | 67.25 | 5.5 | 0
2020 | ENT_2_TVA_Transmission | ENT | TVA_Transmission | Internal | Summer | B9 | 800 | 2100 | 0 | 64.19 | 66.12 | 5.5 | 0
2020 | ENT_2_TVA_Transmission | ENT | TVA_Transmission | Internal | Summer | B10 | 1262 | 2100 | 0 | 60.42 | 64 | 5.5 | 0
2020 | ENT_2_TVA_Transmission | ENT | TVA_Transmission | Internal | Winter | B16 | 25 | 2100 | 2100 | 70.47 | 79.51 | 5.5 | 3.54
2020 | ENT_2_TVA_Transmission | ENT | TVA_Transmission | Internal | Winter | B17 | 100 | 2100 | 612.4 | 67.03 | 72.53 | 5.5 | 0
2020 | ENT_2_TVA_Transmission | ENT | TVA_Transmission | Internal | Winter | B18 | 400 | 2100 | 0 | 67.14 | 70.96 | 5.5 | 0
2020 | ENT_2_TVA_Transmission | ENT | TVA_Transmission | Internal | Winter | B19 | 700 | 2100 | 0 | 64.49 | 69.8 | 5.5 | 0
2020 | ENT_2_TVA_Transmission | ENT | TVA_Transmission | Internal | Winter | B20 | 935 | 2100 | 557.93 | 58.8 | 64.3 | 5.5 | 0
2020 | FRCC_2_SOCO | FRCC | SOCO | Internal | Shoulder | B11 | 25 | 900 | 0 | 96.77 | 82.76 | 5.5 | 0
2020 | FRCC_2_SOCO | FRCC | SOCO | Internal | Shoulder | B12 | 200 | 900 | 0 | 75.45 | 70.49 | 5.5 | 0
2020 | FRCC_2_SOCO | FRCC | SOCO | Internal | Shoulder | B13 | 600 | 900 | 0 | 75.45 | 67.96 | 5.5 | 0
2020 | FRCC_2_SOCO | FRCC | SOCO | Internal | Shoulder | B14 | 900 | 900 | 0 | 72.31 | 67.38 | 5.5 | 0
2020 | FRCC_2_SOCO | FRCC | SOCO | Internal | Shoulder | B15 | 1203 | 900 | 0 | 72.31 | 67.38 | 5.5 | 0
2020 | FRCC_2_SOCO | FRCC | SOCO | Internal | Summer | B1 | 10 | 900 | 0 | 117.42 | 109.92 | 5.5 | 0
2020 | FRCC_2_SOCO | FRCC | SOCO | Internal | Summer | B2 | 25 | 900 | 0 | 116.56 | 109.92 | 5.5 | 0
2020 | FRCC_2_SOCO | FRCC | SOCO | Internal | Summer | B3 | 75 | 900 | 0 | 116.56 | 109.92 | 5.5 | 0
2020 | FRCC_2_SOCO | FRCC | SOCO | Internal | Summer | B4 | 100 | 900 | 0 | 115.88 | 108.38 | 5.5 | 0
2020 | FRCC_2_SOCO | FRCC | SOCO | Internal | Summer | B5 | 200 | 900 | 0 | 106.21 | 98.71 | 5.5 | 0
2020 | FRCC_2_SOCO | FRCC | SOCO | Internal | Summer | B6 | 300 | 900 | 0 | 92.47 | 84.97 | 5.5 | 0
2020 | FRCC_2_SOCO | FRCC | SOCO | Internal | Summer | B7 | 400 | 900 | 0 | 84.5 | 77 | 5.5 | 0
2020 | FRCC_2_SOCO | FRCC | SOCO | Internal | Summer | B8 | 500 | 900 | 0 | 74.69 | 71.91 | 5.5 | 0
2020 | FRCC_2_SOCO | FRCC | SOCO | Internal | Summer | B9 | 800 | 900 | 0 | 71.76 | 68.51 | 5.5 | 0
2020 | FRCC_2_SOCO | FRCC | SOCO | Internal | Summer | B10 | 1262 | 900 | 0 | 71.58 | 66.11 | 5.5 | 0
2020 | FRCC_2_SOCO | FRCC | SOCO | Internal | Winter | B16 | 25 | 900 | 0 | 93.51 | 86.01 | 5.5 | 0
2020 | FRCC_2_SOCO | FRCC | SOCO | Internal | Winter | B17 | 100 | 900 | 0 | 77.79 | 72.53 | 5.5 | 0
2020 | FRCC_2_SOCO | FRCC | SOCO | Internal | Winter | B18 | 400 | 900 | 0 | 76.51 | 69.99 | 5.5 | 0
2020 | FRCC_2_SOCO | FRCC | SOCO | Internal | Winter | B19 | 700 | 900 | 0 | 74.54 | 69.99 | 5.5 | 0
2020 | FRCC_2_SOCO | FRCC | SOCO | Internal | Winter | B20 | 935 | 900 | 0 | 74.54 | 69.99 | 5.5 | 0
2020 | HQ_NEISO_2_NEISO | HQ_NEISO | NEISO | Internal | Shoulder | B11 | 25 | 99999 | 2920 | 61.5 | 61.51 | 0.01 | 0
2020 | HQ_NEISO_2_NEISO | HQ_NEISO | NEISO | Internal | Shoulder | B12 | 200 | 99999 | 2920 | 61.5 | 61.51 | 0.01 | 0
2020 | HQ_NEISO_2_NEISO | HQ_NEISO | NEISO | Internal | Shoulder | B13 | 600 | 99999 | 2920 | 61.5 | 61.51 | 0.01 | 0
2020 | HQ_NEISO_2_NEISO | HQ_NEISO | NEISO | Internal | Shoulder | B14 | 900 | 99999 | 2920 | 61.5 | 61.51 | 0.01 | 0
2020 | HQ_NEISO_2_NEISO | HQ_NEISO | NEISO | Internal | Shoulder | B15 | 1203 | 99999 | 1143.24 | 61.5 | 61.51 | 0.01 | 0
2020 | HQ_NEISO_2_NEISO | HQ_NEISO | NEISO | Internal | Summer | B1 | 10 | 99999 | 2920.1 | 105.91 | 105.92 | 0.01 | 0
2020 | HQ_NEISO_2_NEISO | HQ_NEISO | NEISO | Internal | Summer | B2 | 25 | 99999 | 2920.1 | 94.38 | 94.39 | 0.01 | 0
2020 | HQ_NEISO_2_NEISO | HQ_NEISO | NEISO | Internal | Summer | B3 | 75 | 99999 | 2920 | 81.01 | 81.02 | 0.01 | 0
2020 | HQ_NEISO_2_NEISO | HQ_NEISO | NEISO | Internal | Summer | B4 | 100 | 99999 | 2920 | 80.54 | 80.55 | 0.01 | 0
2020 | HQ_NEISO_2_NEISO | HQ_NEISO | NEISO | Internal | Summer | B5 | 200 | 99999 | 2920 | 58.62 | 58.63 | 0.01 | 0
2020 | HQ_NEISO_2_NEISO | HQ_NEISO | NEISO | Internal | Summer | B6 | 300 | 99999 | 2920 | 58.62 | 58.63 | 0.01 | 0
2020 | HQ_NEISO_2_NEISO | HQ_NEISO | NEISO | Internal | Summer | B7 | 400 | 99999 | 2920 | 58.62 | 58.63 | 0.01 | 0
2020 | HQ_NEISO_2_NEISO | HQ_NEISO | NEISO | Internal | Summer | B8 | 500 | 99999 | 2920 | 58.62 | 58.63 | 0.01 | 0
2020 | HQ_NEISO_2_NEISO | HQ_NEISO | NEISO | Internal | Summer | B9 | 800 | 99999 | 2920 | 58.62 | 58.63 | 0.01 | 0
2020 | HQ_NEISO_2_NEISO | HQ_NEISO | NEISO | Internal | Summer | B10 | 1262 | 99999 | 795.94 | 58.62 | 58.63 | 0.01 | 0
2020 | HQ_NEISO_2_NEISO | HQ_NEISO | NEISO | Internal | Winter | B16 | 25 | 99999 | 2920 | 70.43 | 70.44 | 0.01 | 0
2020 | HQ_NEISO_2_NEISO | HQ_NEISO | NEISO | Internal | Winter | B17 | 100 | 99999 | 2920 | 70.43 | 70.44 | 0.01 | 0
2020 | HQ_NEISO_2_NEISO | HQ_NEISO | NEISO | Internal | Winter | B18 | 400 | 99999 | 2920 | 69.01 | 69.02 | 0.01 | 0
2020 | HQ_NEISO_2_NEISO | HQ_NEISO | NEISO | Internal | Winter | B19 | 700 | 99999 | 2920 | 69.01 | 69.02 | 0.01 | 0
2020 | HQ_NEISO_2_NEISO | HQ_NEISO | NEISO | Internal | Winter | B20 | 935 | 99999 | 1233.58 | 69.01 | 69.02 | 0.01 | 0
2020 | HQ_NY_2_NYISO_A-F | HQ_NY | NYISO_A-F | Internal | Shoulder | B11 | 25 | 99999 | 1000 | 67.23 | 67.24 | 0.01 | 0
2020 | HQ_NY_2_NYISO_A-F | HQ_NY | NYISO_A-F | Internal | Shoulder | B12 | 200 | 99999 | 1000 | 63 | 63.01 | 0.01 | 0
2020 | HQ_NY_2_NYISO_A-F | HQ_NY | NYISO_A-F | Internal | Shoulder | B13 | 600 | 99999 | 1000 | 62.99 | 63 | 0.01 | 0
2020 | HQ_NY_2_NYISO_A-F | HQ_NY | NYISO_A-F | Internal | Shoulder | B14 | 900 | 99999 | 1000 | 62.61 | 62.62 | 0.01 | 0
2020 | HQ_NY_2_NYISO_A-F | HQ_NY | NYISO_A-F | Internal | Shoulder | B15 | 1203 | 99999 | 188.7 | 62.61 | 62.62 | 0.01 | 0
2020 | HQ_NY_2_NYISO_A-F | HQ_NY | NYISO_A-F | Internal | Summer | B1 | 10 | 99999 | 1000.1 | 96.39 | 96.4 | 0.01 | 0
2020 | HQ_NY_2_NYISO_A-F | HQ_NY | NYISO_A-F | Internal | Summer | B2 | 25 | 99999 | 1000.1 | 94.36 | 94.37 | 0.01 | 0
2020 | HQ_NY_2_NYISO_A-F | HQ_NY | NYISO_A-F | Internal | Summer | B3 | 75 | 99999 | 1000 | 82.51 | 82.52 | 0.01 | 0
2020 | HQ_NY_2_NYISO_A-F | HQ_NY | NYISO_A-F | Internal | Summer | B4 | 100 | 99999 | 1000 | 82.04 | 82.05 | 0.01 | 0
2020 | HQ_NY_2_NYISO_A-F | HQ_NY | NYISO_A-F | Internal | Summer | B5 | 200 | 99999 | 1000 | 74.77 | 74.79 | 0.01 | 0
2020 | HQ_NY_2_NYISO_A-F | HQ_NY | NYISO_A-F | Internal | Summer | B6 | 300 | 99999 | 1000 | 68.46 | 68.47 | 0.01 | 0
2020 | HQ_NY_2_NYISO_A-F | HQ_NY | NYISO_A-F | Internal | Summer | B7 | 400 | 99999 | 1000 | 62.48 | 62.49 | 0.01 | 0
2020 | HQ_NY_2_NYISO_A-F | HQ_NY | NYISO_A-F | Internal | Summer | B8 | 500 | 99999 | 1000 | 60.11 | 60.12 | 0.01 | 0
2020 | HQ_NY_2_NYISO_A-F | HQ_NY | NYISO_A-F | Internal | Summer | B9 | 800 | 99999 | 1000 | 60.1 | 60.11 | 0.01 | 0
2020 | HQ_NY_2_NYISO_A-F | HQ_NY | NYISO_A-F | Internal | Summer | B10 | 1262 | 99999 | 30.11 | 60.1 | 60.11 | 0.01 | 0
2020 | HQ_NY_2_NYISO_A-F | HQ_NY | NYISO_A-F | Internal | Winter | B16 | 25 | 99999 | 1000 | 72.95 | 72.97 | 0.01 | 0
2020 | HQ_NY_2_NYISO_A-F | HQ_NY | NYISO_A-F | Internal | Winter | B17 | 100 | 99999 | 1000 | 68.93 | 68.94 | 0.01 | 0
2020 | HQ_NY_2_NYISO_A-F | HQ_NY | NYISO_A-F | Internal | Winter | B18 | 400 | 99999 | 1000 | 67.51 | 67.52 | 0.01 | 0
2020 | HQ_NY_2_NYISO_A-F | HQ_NY | NYISO_A-F | Internal | Winter | B19 | 700 | 99999 | 1000 | 67.51 | 67.52 | 0.01 | 0
2020 | HQ_NY_2_NYISO_A-F | HQ_NY | NYISO_A-F | Internal | Winter | B20 | 935 | 99999 | 229.95 | 67.51 | 67.52 | 0.01 | 0
2020 | HQ_IESO_2_IESO | HQ_IESO | IESO | Internal | Shoulder | B11 | 25 | 99999 | 400 | 48.07 | 48.09 | 0.01 | 0
2020 | HQ_IESO_2_IESO | HQ_IESO | IESO | Internal | Shoulder | B12 | 200 | 99999 | 400 | 48.07 | 48.09 | 0.01 | 0
2020 | HQ_IESO_2_IESO | HQ_IESO | IESO | Internal | Shoulder | B13 | 600 | 99999 | 400 | 48.07 | 48.09 | 0.01 | 0
2020 | HQ_IESO_2_IESO | HQ_IESO | IESO | Internal | Shoulder | B14 | 900 | 99999 | 400 | 48.07 | 48.09 | 0.01 | 0
2020 | HQ_IESO_2_IESO | HQ_IESO | IESO | Internal | Shoulder | B15 | 1203 | 99999 | 75.48 | 48.07 | 48.09 | 0.01 | 0
2020 | HQ_IESO_2_IESO | HQ_IESO | IESO | Internal | Summer | B1 | 10 | 99999 | 400.1 | 91.89 | 91.9 | 0.01 | 0
2020 | HQ_IESO_2_IESO | HQ_IESO | IESO | Internal | Summer | B2 | 25 | 99999 | 400.1 | 89.86 | 89.87 | 0.01 | 0
2020 | HQ_IESO_2_IESO | HQ_IESO | IESO | Internal | Summer | B3 | 75 | 99999 | 400 | 78.01 | 78.02 | 0.01 | 0
2020 | HQ_IESO_2_IESO | HQ_IESO | IESO | Internal | Summer | B4 | 100 | 99999 | 400 | 47.03 | 47.04 | 0.01 | 0
2020 | HQ_IESO_2_IESO | HQ_IESO | IESO | Internal | Summer | B5 | 200 | 99999 | 400 | 47.03 | 47.04 | 0.01 | 0
2020 | HQ_IESO_2_IESO | HQ_IESO | IESO | Internal | Summer | B6 | 300 | 99999 | 400 | 47.03 | 47.04 | 0.01 | 0
2020 | HQ_IESO_2_IESO | HQ_IESO | IESO | Internal | Summer | B7 | 400 | 99999 | 400 | 47.03 | 47.04 | 0.01 | 0
2020 | HQ_IESO_2_IESO | HQ_IESO | IESO | Internal | Summer | B8 | 500 | 99999 | 400 | 47.03 | 47.04 | 0.01 | 0
2020 | HQ_IESO_2_IESO | HQ_IESO | IESO | Internal | Summer | B9 | 800 | 99999 | 400 | 47.03 | 47.04 | 0.01 | 0
2020 | HQ_IESO_2_IESO | HQ_IESO | IESO | Internal | Summer | B10 | 1262 | 99999 | 12.04 | 47.03 | 47.04 | 0.01 | 0
2020 | HQ_IESO_2_IESO | HQ_IESO | IESO | Internal | Winter | B16 | 25 | 99999 | 400 | 50.01 | 50.02 | 0.01 | 0
2020 | HQ_IESO_2_IESO | HQ_IESO | IESO | Internal | Winter | B17 | 100 | 99999 | 400 | 50.01 | 50.02 | 0.01 | 0
2020 | HQ_IESO_2_IESO | HQ_IESO | IESO | Internal | Winter | B18 | 400 | 99999 | 400 | 50.01 | 50.02 | 0.01 | 0
2020 | HQ_IESO_2_IESO | HQ_IESO | IESO | Internal | Winter | B19 | 700 | 99999 | 400 | 50.01 | 50.02 | 0.01 | 0
2020 | HQ_IESO_2_IESO | HQ_IESO | IESO | Internal | Winter | B20 | 935 | 99999 | 91.98 | 50.01 | 50.02 | 0.01 | 0
2020 | IESO_2_MAPP_CA | IESO | MAPP_CA | Internal | Shoulder | B11 | 25 | 262 | 262 | 48.09 | 63.25 | 4.5 | 10.67
2020 | IESO_2_MAPP_CA | IESO | MAPP_CA | Internal | Shoulder | B12 | 200 | 262 | 262 | 48.09 | 67.57 | 4.5 | 14.98
2020 | IESO_2_MAPP_CA | IESO | MAPP_CA | Internal | Shoulder | B13 | 600 | 262 | 262 | 48.09 | 65.25 | 4.5 | 12.67
2020 | IESO_2_MAPP_CA | IESO | MAPP_CA | Internal | Shoulder | B14 | 900 | 262 | 262 | 48.09 | 63.25 | 4.5 | 10.67
2020 | IESO_2_MAPP_CA | IESO | MAPP_CA | Internal | Shoulder | B15 | 1203 | 262 | 262 | 48.09 | 63.25 | 4.5 | 10.67
2020 | IESO_2_MAPP_CA | IESO | MAPP_CA | Internal | Summer | B1 | 10 | 262 | 0 | 91.9 | 90.89 | 4.5 | 0
2020 | IESO_2_MAPP_CA | IESO | MAPP_CA | Internal | Summer | B2 | 25 | 262 | 0 | 89.87 | 89.86 | 4.5 | 0
2020 | IESO_2_MAPP_CA | IESO | MAPP_CA | Internal | Summer | B3 | 75 | 262 | 262 | 78.02 | 89.86 | 4.5 | 7.34
2020 | IESO_2_MAPP_CA | IESO | MAPP_CA | Internal | Summer | B4 | 100 | 262 | 262 | 47.04 | 89.86 | 4.5 | 38.32
2020 | IESO_2_MAPP_CA | IESO | MAPP_CA | Internal | Summer | B5 | 200 | 262 | 262 | 47.04 | 80.09 | 4.5 | 28.55
2020 | IESO_2_MAPP_CA | IESO | MAPP_CA | Internal | Summer | B6 | 300 | 262 | 262 | 47.04 | 73.97 | 4.5 | 22.43
2020 | IESO_2_MAPP_CA | IESO | MAPP_CA | Internal | Summer | B7 | 400 | 262 | 262 | 47.04 | 60.95 | 4.5 | 9.41
2020 | IESO_2_MAPP_CA | IESO | MAPP_CA | Internal | Summer | B8 | 500 | 262 | 262 | 47.04 | 60.95 | 4.5 | 9.41
2020 | IESO_2_MAPP_CA | IESO | MAPP_CA | Internal | Summer | B9 | 800 | 262 | 262 | 47.04 | 60.95 | 4.5 | 9.41
2020 | IESO_2_MAPP_CA | IESO | MAPP_CA | Internal | Summer | B10 | 1262 | 262 | 262 | 47.04 | 60.95 | 4.5 | 9.41
2020 | IESO_2_MAPP_CA | IESO | MAPP_CA | Internal | Winter | B16 | 25 | 262 | 262 | 50.02 | 79.08 | 4.5 | 24.56
2020 | IESO_2_MAPP_CA | IESO | MAPP_CA | Internal | Winter | B17 | 100 | 262 | 262 | 50.02 | 73.33 | 4.5 | 18.82
2020 | IESO_2_MAPP_CA | IESO | MAPP_CA | Internal | Winter | B18 | 400 | 262 | 262 | 50.02 | 67.75 | 4.5 | 13.23
2020 | IESO_2_MAPP_CA | IESO | MAPP_CA | Internal | Winter | B19 | 700 | 262 | 262 | 50.02 | 66.63 | 4.5 | 12.11
2020 | IESO_2_MAPP_CA | IESO | MAPP_CA | Internal | Winter | B20 | 935 | 262 | 262 | 50.02 | 66.63 | 4.5 | 12.11
2020 | IESO_2_MISO_MI | IESO | MISO_MI | Internal | Shoulder | B11 | 25 | 2591 | 2591 | 48.09 | 72.76 | 4.5 | 20.17
2020 | IESO_2_MISO_MI | IESO | MISO_MI | Internal | Shoulder | B12 | 200 | 2591 | 2591 | 48.09 | 67.57 | 4.5 | 14.98
2020 | IESO_2_MISO_MI | IESO | MISO_MI | Internal | Shoulder | B13 | 600 | 2591 | 2591 | 48.09 | 65.27 | 4.5 | 12.68
2020 | IESO_2_MISO_MI | IESO | MISO_MI | Internal | Shoulder | B14 | 900 | 2591 | 2591 | 48.09 | 62.92 | 4.5 | 10.33
2020 | IESO_2_MISO_MI | IESO | MISO_MI | Internal | Shoulder | B15 | 1203 | 2591 | 2591 | 48.09 | 60.24 | 4.5 | 7.65
2020 | IESO_2_MISO_MI | IESO | MISO_MI | Internal | Summer | B1 | 10 | 2591 | 2591 | 91.9 | 101.88 | 4.5 | 5.48
2020 | IESO_2_MISO_MI | IESO | MISO_MI | Internal | Summer | B2 | 25 | 2591 | 2591 | 89.87 | 100.16 | 4.5 | 5.79
2020 | IESO_2_MISO_MI | IESO | MISO_MI | Internal | Summer | B3 | 75 | 2591 | 2591 | 78.02 | 100.15 | 4.5 | 17.63
2020 | IESO_2_MISO_MI | IESO | MISO_MI | Internal | Summer | B4 | 100 | 2591 | 2591 | 47.04 | 96.36 | 4.5 | 44.83
2020 | IESO_2_MISO_MI | IESO | MISO_MI | Internal | Summer | B5 | 200 | 2591 | 2591 | 47.04 | 82.4 | 4.5 | 30.86
2020 | IESO_2_MISO_MI | IESO | MISO_MI | Internal | Summer | B6 | 300 | 2591 | 2591 | 47.04 | 73.98 | 4.5 | 22.44
2020 | IESO_2_MISO_MI | IESO | MISO_MI | Internal | Summer | B7 | 400 | 2591 | 2591 | 47.04 | 65.36 | 4.5 | 13.82
2020 | IESO_2_MISO_MI | IESO | MISO_MI | Internal | Summer | B8 | 500 | 2591 | 2591 | 47.04 | 63.14 | 4.5 | 11.6
2020 | IESO_2_MISO_MI | IESO | MISO_MI | Internal | Summer | B9 | 800 | 2591 | 2591 | 47.04 | 61.16 | 4.5 | 9.62
2020 | IESO_2_MISO_MI | IESO | MISO_MI | Internal | Summer | B10 | 1262 | 2591 | 2591 | 47.04 | 60.02 | 4.5 | 8.48
2020 | IESO_2_MISO_MI | IESO | MISO_MI | Internal | Winter | B16 | 25 | 2591 | 2591 | 50.02 | 79.09 | 4.5 | 24.58
2020 | IESO_2_MISO_MI | IESO | MISO_MI | Internal | Winter | B17 | 100 | 2591 | 2591 | 50.02 | 72.53 | 4.5 | 18.02
2020 | IESO_2_MISO_MI | IESO | MISO_MI | Internal | Winter | B18 | 400 | 2591 | 2591 | 50.02 | 67.76 | 4.5 | 13.24
2020 | IESO_2_MISO_MI | IESO | MISO_MI | Internal | Winter | B19 | 700 | 2591 | 2591 | 50.02 | 65.51 | 4.5 | 10.99
2020 | IESO_2_MISO_MI | IESO | MISO_MI | Internal | Winter | B20 | 935 | 2591 | 2591 | 50.02 | 61.81 | 4.5 | 7.29
2020 | IESO_2_MISO_W | IESO | MISO_W | Internal | Shoulder | B11 | 25 | 207 | 207 | 48.09 | 72.76 | 4.5 | 20.17
2020 | IESO_2_MISO_W | IESO | MISO_W | Internal | Shoulder | B12 | 200 | 207 | 207 | 48.09 | 67.58 | 4.5 | 14.99
2020 | IESO_2_MISO_W | IESO | MISO_W | Internal | Shoulder | B13 | 600 | 207 | 207 | 48.09 | 65.27 | 4.5 | 12.68
2020 | IESO_2_MISO_W | IESO | MISO_W | Internal | Shoulder | B14 | 900 | 207 | 207 | 48.09 | 63.27 | 4.5 | 10.68
2020 | IESO_2_MISO_W | IESO | MISO_W | Internal | Shoulder | B15 | 1203 | 207 | 207 | 48.09 | 60.26 | 4.5 | 7.67
2020 | IESO_2_MISO_W | IESO | MISO_W | Internal | Summer | B1 | 10 | 207 | 207 | 91.9 | 101.89 | 4.5 | 5.49
2020 | IESO_2_MISO_W | IESO | MISO_W | Internal | Summer | B2 | 25 | 207 | 207 | 89.87 | 100.15 | 4.5 | 5.78
2020 | IESO_2_MISO_W | IESO | MISO_W | Internal | Summer | B3 | 75 | 207 | 207 | 78.02 | 100.16 | 4.5 | 17.64
2020 | IESO_2_MISO_W | IESO | MISO_W | Internal | Summer | B4 | 100 | 207 | 207 | 47.04 | 96.36 | 4.5 | 44.83
2020 | IESO_2_MISO_W | IESO | MISO_W | Internal | Summer | B5 | 200 | 207 | 207 | 47.04 | 86.71 | 4.5 | 35.17
2020 | IESO_2_MISO_W | IESO | MISO_W | Internal | Summer | B6 | 300 | 207 | 207 | 47.04 | 73.98 | 4.5 | 22.44
2020 | IESO_2_MISO_W | IESO | MISO_W | Internal | Summer | B7 | 400 | 207 | 207 | 47.04 | 67.34 | 4.5 | 15.8
2020 | IESO_2_MISO_W | IESO | MISO_W | Internal | Summer | B8 | 500 | 207 | 207 | 47.04 | 63.14 | 4.5 | 11.6
2020 | IESO_2_MISO_W | IESO | MISO_W | Internal | Summer | B9 | 800 | 207 | 207 | 47.04 | 62.67 | 4.5 | 11.13
2020 | IESO_2_MISO_W | IESO | MISO_W | Internal | Summer | B10 | 1262 | 207 | 207 | 47.04 | 60.41 | 4.5 | 8.87
2020 | IESO_2_MISO_W | IESO | MISO_W | Internal | Winter | B16 | 25 | 207 | 207 | 50.02 | 79.09 | 4.5 | 24.58
2020 | IESO_2_MISO_W | IESO | MISO_W | Internal | Winter | B17 | 100 | 207 | 207 | 50.02 | 73.35 | 4.5 | 18.83
2020 | IESO_2_MISO_W | IESO | MISO_W | Internal | Winter | B18 | 400 | 207 | 207 | 50.02 | 67.76 | 4.5 | 13.24
2020 | IESO_2_MISO_W | IESO | MISO_W | Internal | Winter | B19 | 700 | 207 | 207 | 50.02 | 66.64 | 4.5 | 12.12
2020 | IESO_2_MISO_W | IESO | MISO_W | Internal | Winter | B20 | 935 | 207 | 207 | 50.02 | 61.82 | 4.5 | 7.31
2020 | IESO_2_NYISO_A-F | IESO | NYISO_A-F | Internal | Shoulder | B11 | 25 | 1725 | 1725 | 48.09 | 67.24 | 4.5 | 14.65
2020 | IESO_2_NYISO_A-F | IESO | NYISO_A-F | Internal | Shoulder | B12 | 200 | 1725 | 1725 | 48.09 | 63.01 | 4.5 | 10.43
2020 | IESO_2_NYISO_A-F | IESO | NYISO_A-F | Internal | Shoulder | B13 | 600 | 1725 | 1725 | 48.09 | 63 | 4.5 | 10.42
2020 | IESO_2_NYISO_A-F | IESO | NYISO_A-F | Internal | Shoulder | B14 | 900 | 1725 | 1725 | 48.09 | 62.62 | 4.5 | 10.04
2020 | IESO_2_NYISO_A-F | IESO | NYISO_A-F | Internal | Shoulder | B15 | 1203 | 1725 | 1725 | 48.09 | 62.62 | 4.5 | 10.04
2020 | IESO_2_NYISO_A-F | IESO | NYISO_A-F | Internal | Summer | B1 | 10 | 1725 | 833.91 | 91.9 | 96.4 | 4.5 | 0
2020 | IESO_2_NYISO_A-F | IESO | NYISO_A-F | Internal | Summer | B2 | 25 | 1725 | 1090.47 | 89.87 | 94.37 | 4.5 | 0
2020 | IESO_2_NYISO_A-F | IESO | NYISO_A-F | Internal | Summer | B3 | 75 | 1725 | 1225.16 | 78.02 | 82.52 | 4.5 | 0
2020 | IESO_2_NYISO_A-F | IESO | NYISO_A-F | Internal | Summer | B4 | 100 | 1725 | 1725 | 47.04 | 82.05 | 4.5 | 30.51
2020 | IESO_2_NYISO_A-F | IESO | NYISO_A-F | Internal | Summer | B5 | 200 | 1725 | 1725 | 47.04 | 74.79 | 4.5 | 23.25
2020 | IESO_2_NYISO_A-F | IESO | NYISO_A-F | Internal | Summer | B6 | 300 | 1725 | 1725 | 47.04 | 68.47 | 4.5 | 16.93
2020 | IESO_2_NYISO_A-F | IESO | NYISO_A-F | Internal | Summer | B7 | 400 | 1725 | 1725 | 47.04 | 62.49 | 4.5 | 10.95
2020 | IESO_2_NYISO_A-F | IESO | NYISO_A-F | Internal | Summer | B8 | 500 | 1725 | 1725 | 47.04 | 60.12 | 4.5 | 8.58
2020 | IESO_2_NYISO_A-F | IESO | NYISO_A-F | Internal | Summer | B9 | 800 | 1725 | 1725 | 47.04 | 60.11 | 4.5 | 8.57
2020 | IESO_2_NYISO_A-F | IESO | NYISO_A-F | Internal | Summer | B10 | 1262 | 1725 | 1725 | 47.04 | 60.11 | 4.5 | 8.57
2020 | IESO_2_NYISO_A-F | IESO | NYISO_A-F | Internal | Winter | B16 | 25 | 1725 | 1725 | 50.02 | 72.97 | 4.5 | 18.45
2020 | IESO_2_NYISO_A-F | IESO | NYISO_A-F | Internal | Winter | B17 | 100 | 1725 | 1725 | 50.02 | 68.94 | 4.5 | 14.43
2020 | IESO_2_NYISO_A-F | IESO | NYISO_A-F | Internal | Winter | B18 | 400 | 1725 | 1725 | 50.02 | 67.52 | 4.5 | 13.01
2020 | IESO_2_NYISO_A-F | IESO | NYISO_A-F | Internal | Winter | B19 | 700 | 1725 | 1725 | 50.02 | 67.52 | 4.5 | 13.01
2020 | IESO_2_NYISO_A-F | IESO | NYISO_A-F | Internal | Winter | B20 | 935 | 1725 | 1725 | 50.02 | 67.52 | 4.5 | 13.01
2020 | MAPP_CA_2_IESO | MAPP_CA | IESO | Internal | Shoulder | B11 | 25 | 330 | 0 | 63.25 | 48.09 | 6.5 | 0
2020 | MAPP_CA_2_IESO | MAPP_CA | IESO | Internal | Shoulder | B12 | 200 | 330 | 0 | 67.57 | 48.09 | 6.5 | 0
2020 | MAPP_CA_2_IESO | MAPP_CA | IESO | Internal | Shoulder | B13 | 600 | 330 | 0 | 65.25 | 48.09 | 6.5 | 0
2020 | MAPP_CA_2_IESO | MAPP_CA | IESO | Internal | Shoulder | B14 | 900 | 330 | 0 | 63.25 | 48.09 | 6.5 | 0
2020 | MAPP_CA_2_IESO | MAPP_CA | IESO | Internal | Shoulder | B15 | 1203 | 330 | 0 | 63.25 | 48.09 | 6.5 | 0
2020 | MAPP_CA_2_IESO | MAPP_CA | IESO | Internal | Summer | B1 | 10 | 330 | 0 | 90.89 | 91.9 | 6.5 | 0
2020 | MAPP_CA_2_IESO | MAPP_CA | IESO | Internal | Summer | B2 | 25 | 330 | 0 | 89.86 | 89.87 | 6.5 | 0
2020 | MAPP_CA_2_IESO | MAPP_CA | IESO | Internal | Summer | B3 | 75 | 330 | 0 | 89.86 | 78.02 | 6.5 | 0
2020 | MAPP_CA_2_IESO | MAPP_CA | IESO | Internal | Summer | B4 | 100 | 330 | 0 | 89.86 | 47.04 | 6.5 | 0
2020 | MAPP_CA_2_IESO | MAPP_CA | IESO | Internal | Summer | B5 | 200 | 330 | 0 | 80.09 | 47.04 | 6.5 | 0
2020 | MAPP_CA_2_IESO | MAPP_CA | IESO | Internal | Summer | B6 | 300 | 330 | 0 | 73.97 | 47.04 | 6.5 | 0
2020 | MAPP_CA_2_IESO | MAPP_CA | IESO | Internal | Summer | B7 | 400 | 330 | 0 | 60.95 | 47.04 | 6.5 | 0
2020 | MAPP_CA_2_IESO | MAPP_CA | IESO | Internal | Summer | B8 | 500 | 330 | 0 | 60.95 | 47.04 | 6.5 | 0
2020 | MAPP_CA_2_IESO | MAPP_CA | IESO | Internal | Summer | B9 | 800 | 330 | 0 | 60.95 | 47.04 | 6.5 | 0
2020 | MAPP_CA_2_IESO | MAPP_CA | IESO | Internal | Summer | B10 | 1262 | 330 | 0 | 60.95 | 47.04 | 6.5 | 0
2020 | MAPP_CA_2_IESO | MAPP_CA | IESO | Internal | Winter | B16 | 25 | 330 | 0 | 79.08 | 50.02 | 6.5 | 0
2020 | MAPP_CA_2_IESO | MAPP_CA | IESO | Internal | Winter | B17 | 100 | 330 | 0 | 73.33 | 50.02 | 6.5 | 0
2020 | MAPP_CA_2_IESO | MAPP_CA | IESO | Internal | Winter | B18 | 400 | 330 | 0 | 67.75 | 50.02 | 6.5 | 0
2020 | MAPP_CA_2_IESO | MAPP_CA | IESO | Internal | Winter | B19 | 700 | 330 | 0 | 66.63 | 50.02 | 6.5 | 0
2020 | MAPP_CA_2_IESO | MAPP_CA | IESO | Internal | Winter | B20 | 935 | 330 | 0 | 66.63 | 50.02 | 6.5 | 0
2020 | MAPP_CA_2_MAPP_US | MAPP_CA | MAPP_US | Internal | Shoulder | B11 | 25 | 372 | 0 | 63.25 | 67.26 | 5.5 | 0
2020 | MAPP_CA_2_MAPP_US | MAPP_CA | MAPP_US | Internal | Shoulder | B12 | 200 | 372 | 0 | 67.57 | 62.08 | 5.5 | 0
2020 | MAPP_CA_2_MAPP_US | MAPP_CA | MAPP_US | Internal | Shoulder | B13 | 600 | 372 | 0 | 65.25 | 59.77 | 5.5 | 0
2020 | MAPP_CA_2_MAPP_US | MAPP_CA | MAPP_US | Internal | Shoulder | B14 | 900 | 372 | 0 | 63.25 | 57.77 | 5.5 | 0
2020 | MAPP_CA_2_MAPP_US | MAPP_CA | MAPP_US | Internal | Shoulder | B15 | 1203 | 372 | 0 | 63.25 | 54.76 | 5.5 | 0
2020 | MAPP_CA_2_MAPP_US | MAPP_CA | MAPP_US | Internal | Summer | B1 | 10 | 372 | 264.11 | 90.89 | 96.39 | 5.5 | 0
2020 | MAPP_CA_2_MAPP_US | MAPP_CA | MAPP_US | Internal | Summer | B2 | 25 | 372 | 0 | 89.86 | 94.65 | 5.5 | 0
2020 | MAPP_CA_2_MAPP_US | MAPP_CA | MAPP_US | Internal | Summer | B3 | 75 | 372 | 0 | 89.86 | 94.66 | 5.5 | 0
2020 | MAPP_CA_2_MAPP_US | MAPP_CA | MAPP_US | Internal | Summer | B4 | 100 | 372 | 0 | 89.86 | 90.87 | 5.5 | 0
2020 | MAPP_CA_2_MAPP_US | MAPP_CA | MAPP_US | Internal | Summer | B5 | 200 | 372 | 0 | 80.09 | 81.21 | 5.5 | 0
2020 | MAPP_CA_2_MAPP_US | MAPP_CA | MAPP_US | Internal | Summer | B6 | 300 | 372 | 0 | 73.97 | 68.48 | 5.5 | 0
2020 | MAPP_CA_2_MAPP_US | MAPP_CA | MAPP_US | Internal | Summer | B7 | 400 | 372 | 0 | 60.95 | 61.84 | 5.5 | 0
2020 | MAPP_CA_2_MAPP_US | MAPP_CA | MAPP_US | Internal | Summer | B8 | 500 | 372 | 0 | 60.95 | 57.64 | 5.5 | 0
2020 | MAPP_CA_2_MAPP_US | MAPP_CA | MAPP_US | Internal | Summer | B9 | 800 | 372 | 0 | 60.95 | 57.17 | 5.5 | 0
2020 | MAPP_CA_2_MAPP_US | MAPP_CA | MAPP_US | Internal | Summer | B10 | 1262 | 372 | 0 | 60.95 | 55.45 | 5.5 | 0
2020 | MAPP_CA_2_MAPP_US | MAPP_CA | MAPP_US | Internal | Winter | B16 | 25 | 372 | 0 | 79.08 | 61.51 | 5.5 | 0
2020 | MAPP_CA_2_MAPP_US | MAPP_CA | MAPP_US | Internal | Winter | B17 | 100 | 372 | 0 | 73.33 | 64.34 | 5.5 | 0
2020 | MAPP_CA_2_MAPP_US | MAPP_CA | MAPP_US | Internal | Winter | B18 | 400 | 372 | 0 | 67.75 | 62.26 | 5.5 | 0
2020 | MAPP_CA_2_MAPP_US | MAPP_CA | MAPP_US | Internal | Winter | B19 | 700 | 372 | 0 | 66.63 | 61.51 | 5.5 | 0
2020 | MAPP_CA_2_MAPP_US | MAPP_CA | MAPP_US | Internal | Winter | B20 | 935 | 372 | 0 | 66.63 | 56.32 | 5.5 | 0
2020 | MAPP_CA_2_MISO_W | MAPP_CA | MISO_W | Internal | Shoulder | B11 | 25 | 1970 | 1970 | 63.25 | 72.76 | 0.01 | 9.49
2020 | MAPP_CA_2_MISO_W | MAPP_CA | MISO_W | Internal | Shoulder | B12 | 200 | 1970 | 1635.57 | 67.57 | 67.58 | 0.01 | 0
2020 | MAPP_CA_2_MISO_W | MAPP_CA | MISO_W | Internal | Shoulder | B13 | 600 | 1970 | 1711.22 | 65.25 | 65.27 | 0.01 | 0
2020 | MAPP_CA_2_MISO_W | MAPP_CA | MISO_W | Internal | Shoulder | B14 | 900 | 1970 | 1228.59 | 63.25 | 63.27 | 0.01 | 0
2020 | MAPP_CA_2_MISO_W | MAPP_CA | MISO_W | Internal | Shoulder | B15 | 1203 | 1970 | 0 | 63.25 | 60.26 | 0.01 | 0
2020 | MAPP_CA_2_MISO_W | MAPP_CA | MISO_W | Internal | Summer | B1 | 10 | 1970 | 1970 | 90.89 | 101.89 | 0.01 | 10.99
2020 | MAPP_CA_2_MISO_W | MAPP_CA | MISO_W | Internal | Summer | B2 | 25 | 1970 | 1970 | 89.86 | 100.15 | 0.01 | 10.27
2020 | MAPP_CA_2_MISO_W | MAPP_CA | MISO_W | Internal | Summer | B3 | 75 | 1970 | 1970 | 89.86 | 100.16 | 0.01 | 10.29
2020 | MAPP_CA_2_MISO_W | MAPP_CA | MISO_W | Internal | Summer | B4 | 100 | 1970 | 1970 | 89.86 | 96.36 | 0.01 | 6.49
2020 | MAPP_CA_2_MISO_W | MAPP_CA | MISO_W | Internal | Summer | B5 | 200 | 1970 | 1970 | 80.09 | 86.71 | 0.01 | 6.61
2020 | MAPP_CA_2_MISO_W | MAPP_CA | MISO_W | Internal | Summer | B6 | 300 | 1970 | 1952.93 | 73.97 | 73.98 | 0.01 | 0
2020 | MAPP_CA_2_MISO_W | MAPP_CA | MISO_W | Internal | Summer | B7 | 400 | 1970 | 1970 | 60.95 | 67.34 | 0.01 | 6.39
2020 | MAPP_CA_2_MISO_W | MAPP_CA | MISO_W | Internal | Summer | B8 | 500 | 1970 | 1970 | 60.95 | 63.14 | 0.01 | 2.19
2020 | MAPP_CA_2_MISO_W | MAPP_CA | MISO_W | Internal | Summer | B9 | 800 | 1970 | 1970 | 60.95 | 62.67 | 0.01 | 1.71
2020 | MAPP_CA_2_MISO_W | MAPP_CA | MISO_W | Internal | Summer | B10 | 1262 | 1970 | 0 | 60.95 | 60.41 | 0.01 | 0
2020 | MAPP_CA_2_MISO_W | MAPP_CA | MISO_W | Internal | Winter | B16 | 25 | 1970 | 1444.33 | 79.08 | 79.09 | 0.01 | 0
2020 | MAPP_CA_2_MISO_W | MAPP_CA | MISO_W | Internal | Winter | B17 | 100 | 1970 | 1298.22 | 73.33 | 73.35 | 0.01 | 0
2020 | MAPP_CA_2_MISO_W | MAPP_CA | MISO_W | Internal | Winter | B18 | 400 | 1970 | 1222.35 | 67.75 | 67.76 | 0.01 | 0
2020 | MAPP_CA_2_MISO_W | MAPP_CA | MISO_W | Internal | Winter | B19 | 700 | 1970 | 927.81 | 66.63 | 66.64 | 0.01 | 0
2020 | MAPP_CA_2_MISO_W | MAPP_CA | MISO_W | Internal | Winter | B20 | 935 | 1970 | 0 | 66.63 | 61.82 | 0.01 | 0
2020 | MAPP_US_2_MAPP_CA | MAPP_US | MAPP_CA | Internal | Shoulder | B11 | 25 | 165 | 0 | 67.26 | 63.25 | 5.5 | 0
2020 | MAPP_US_2_MAPP_CA | MAPP_US | MAPP_CA | Internal | Shoulder | B12 | 200 | 165 | 0.06 | 62.08 | 67.57 | 5.5 | 0
2020 | MAPP_US_2_MAPP_CA | MAPP_US | MAPP_CA | Internal | Shoulder | B13 | 600 | 165 | 0.02 | 59.77 | 65.25 | 5.5 | 0
2020 | MAPP_US_2_MAPP_CA | MAPP_US | MAPP_CA | Internal | Shoulder | B14 | 900 | 165 | 0.01 | 57.77 | 63.25 | 5.5 | 0
2020 | MAPP_US_2_MAPP_CA | MAPP_US | MAPP_CA | Internal | Shoulder | B15 | 1203 | 165 | 165 | 54.76 | 63.25 | 5.5 | 2.99
2020 | MAPP_US_2_MAPP_CA | MAPP_US | MAPP_CA | Internal | Summer | B1 | 10 | 165 | 0 | 96.39 | 90.89 | 5.5 | 0
2020 | MAPP_US_2_MAPP_CA | MAPP_US | MAPP_CA | Internal | Summer | B2 | 25 | 165 | 0 | 94.65 | 89.86 | 5.5 | 0
2020 | MAPP_US_2_MAPP_CA | MAPP_US | MAPP_CA | Internal | Summer | B3 | 75 | 165 | 0 | 94.66 | 89.86 | 5.5 | 0
2020 | MAPP_US_2_MAPP_CA | MAPP_US | MAPP_CA | Internal | Summer | B4 | 100 | 165 | 0 | 90.87 | 89.86 | 5.5 | 0
2020 | MAPP_US_2_MAPP_CA | MAPP_US | MAPP_CA | Internal | Summer | B5 | 200 | 165 | 0 | 81.21 | 80.09 | 5.5 | 0
2020 | MAPP_US_2_MAPP_CA | MAPP_US | MAPP_CA | Internal | Summer | B6 | 300 | 165 | 0.04 | 68.48 | 73.97 | 5.5 | 0
2020 | MAPP_US_2_MAPP_CA | MAPP_US | MAPP_CA | Internal | Summer | B7 | 400 | 165 | 0 | 61.84 | 60.95 | 5.5 | 0
2020 | MAPP_US_2_MAPP_CA | MAPP_US | MAPP_CA | Internal | Summer | B8 | 500 | 165 | 0 | 57.64 | 60.95 | 5.5 | 0
2020 | MAPP_US_2_MAPP_CA | MAPP_US | MAPP_CA | Internal | Summer | B9 | 800 | 165 | 0 | 57.17 | 60.95 | 5.5 | 0
2020 | MAPP_US_2_MAPP_CA | MAPP_US | MAPP_CA | Internal | Summer | B10 | 1262 | 165 | 140.84 | 55.45 | 60.95 | 5.5 | 0
2020 | MAPP_US_2_MAPP_CA | MAPP_US | MAPP_CA | Internal | Winter | B16 | 25 | 165 | 165 | 61.51 | 79.08 | 5.5 | 12.07
2020 | MAPP_US_2_MAPP_CA | MAPP_US | MAPP_CA | Internal | Winter | B17 | 100 | 165 | 165 | 64.34 | 73.33 | 5.5 | 3.49
2020 | MAPP_US_2_MAPP_CA | MAPP_US | MAPP_CA | Internal | Winter | B18 | 400 | 165 | 0.03 | 62.26 | 67.75 | 5.5 | 0
2020 | MAPP_US_2_MAPP_CA | MAPP_US | MAPP_CA | Internal | Winter | B19 | 700 | 165 | 0 | 61.51 | 66.63 | 5.5 | 0
2020 | MAPP_US_2_MAPP_CA | MAPP_US | MAPP_CA | Internal | Winter | B20 | 935 | 165 | 165 | 56.32 | 66.63 | 5.5 | 4.81
2020 | MAPP_US_2_MISO_W | MAPP_US | MISO_W | Internal | Shoulder | B11 | 25 | 2635 | 1817.5 | 67.26 | 72.76 | 5.5 | 0
2020 | MAPP_US_2_MISO_W | MAPP_US | MISO_W | Internal | Shoulder | B12 | 200 | 2635 | 967.78 | 62.08 | 67.58 | 5.5 | 0
2020 | MAPP_US_2_MISO_W | MAPP_US | MISO_W | Internal | Shoulder | B13 | 600 | 2635 | 1316.23 | 59.77 | 65.27 | 5.5 | 0
2020 | MAPP_US_2_MISO_W | MAPP_US | MISO_W | Internal | Shoulder | B14 | 900 | 2635 | 98.8 | 57.77 | 63.27 | 5.5 | 0
2020 | MAPP_US_2_MISO_W | MAPP_US | MISO_W | Internal | Shoulder | B15 | 1203 | 2635 | 1341.43 | 54.76 | 60.26 | 5.5 | 0
2020 | MAPP_US_2_MISO_W | MAPP_US | MISO_W | Internal | Summer | B1 | 10 | 2635 | 1146.43 | 96.39 | 101.89 | 5.5 | 0
2020 | MAPP_US_2_MISO_W | MAPP_US | MISO_W | Internal | Summer | B2 | 25 | 2635 | 1544.87 | 94.65 | 100.15 | 5.5 | 0
2020 | MAPP_US_2_MISO_W | MAPP_US | MISO_W | Internal | Summer | B3 | 75 | 2635 | 1270.84 | 94.66 | 100.16 | 5.5 | 0
2020 | MAPP_US_2_MISO_W | MAPP_US | MISO_W | Internal | Summer | B4 | 100 | 2635 | 1338.73 | 90.87 | 96.36 | 5.5 | 0
2020 | MAPP_US_2_MISO_W | MAPP_US | MISO_W | Internal | Summer | B5 | 200 | 2635 | 1130.44 | 81.21 | 86.71 | 5.5 | 0
2020 | MAPP_US_2_MISO_W | MAPP_US | MISO_W | Internal | Summer | B6 | 300 | 2635 | 1208.94 | 68.48 | 73.98 | 5.5 | 0
2020 | MAPP_US_2_MISO_W | MAPP_US | MISO_W | Internal | Summer | B7 | 400 | 2635 | 759.51 | 61.84 | 67.34 | 5.5 | 0
2020 | MAPP_US_2_MISO_W | MAPP_US | MISO_W | Internal | Summer | B8 | 500 | 2635 | 1228.84 | 57.64 | 63.14 | 5.5 | 0
2020 | MAPP_US_2_MISO_W | MAPP_US | MISO_W | Internal | Summer | B9 | 800 | 2635 | 563.6 | 57.17 | 62.67 | 5.5 | 0
2020 | MAPP_US_2_MISO_W | MAPP_US | MISO_W | Internal | Summer | B10 | 1262 | 2635 | 0 | 55.45 | 60.41 | 5.5 | 0
2020 | MAPP_US_2_MISO_W | MAPP_US | MISO_W | Internal | Winter | B16 | 25 | 2635 | 2635 | 61.51 | 79.09 | 5.5 | 12.08
2020 | MAPP_US_2_MISO_W | MAPP_US | MISO_W | Internal | Winter | B17 | 100 | 2635 | 2635 | 64.34 | 73.35 | 5.5 | 3.5
2020 | MAPP_US_2_MISO_W | MAPP_US | MISO_W | Internal | Winter | B18 | 400 | 2635 | 1452.59 | 62.26 | 67.76 | 5.5 | 0
2020 | MAPP_US_2_MISO_W | MAPP_US | MISO_W | Internal | Winter | B19 | 700 | 2635 | 0 | 61.51 | 66.64 | 5.5 | 0
2020 | MAPP_US_2_MISO_W | MAPP_US | MISO_W | Internal | Winter | B20 | 935 | 2635 | 863.2 | 56.32 | 61.82 | 5.5 | 0
2020 | MAPP_US_2_NE | MAPP_US | NE | Internal | Shoulder | B11 | 25 | 2000 | 0 | 67.26 | 69.26 | 5.5 | 0
2020 | MAPP_US_2_NE | MAPP_US | NE | Internal | Shoulder | B12 | 200 | 2000 | 0 | 62.08 | 62.68 | 5.5 | 0
2020 | MAPP_US_2_NE | MAPP_US | NE | Internal | Shoulder | B13 | 600 | 2000 | 0 | 59.77 | 61.75 | 5.5 | 0
2020 | MAPP_US_2_NE | MAPP_US | NE | Internal | Shoulder | B14 | 900 | 2000 | 0 | 57.77 | 57.49 | 5.5 | 0
2020 | MAPP_US_2_NE | MAPP_US | NE | Internal | Shoulder | B15 | 1203 | 2000 | 0 | 54.76 | 51.22 | 5.5 | 0
2020 | MAPP_US_2_NE | MAPP_US | NE | Internal | Summer | B1 | 10 | 2000 | 0 | 96.39 | 98.39 | 5.5 | 0
2020 | MAPP_US_2_NE | MAPP_US | NE | Internal | Summer | B2 | 25 | 2000 | 0 | 94.65 | 93.57 | 5.5 | 0
2020 | MAPP_US_2_NE | MAPP_US | NE | Internal | Summer | B3 | 75 | 2000 | 0 | 94.66 | 96.66 | 5.5 | 0
2020 | MAPP_US_2_NE | MAPP_US | NE | Internal | Summer | B4 | 100 | 2000 | 0 | 90.87 | 92.86 | 5.5 | 0
2020 | MAPP_US_2_NE | MAPP_US | NE | Internal | Summer | B5 | 200 | 2000 | 0 | 81.21 | 83.21 | 5.5 | 0
2020 | MAPP_US_2_NE | MAPP_US | NE | Internal | Summer | B6 | 300 | 2000 | 0 | 68.48 | 70.48 | 5.5 | 0
2020 | MAPP_US_2_NE | MAPP_US | NE | Internal | Summer | B7 | 400 | 2000 | 0 | 61.84 | 63.84 | 5.5 | 0
2020 | MAPP_US_2_NE | MAPP_US | NE | Internal | Summer | B8 | 500 | 2000 | 0 | 57.64 | 59.64 | 5.5 | 0
2020 | MAPP_US_2_NE | MAPP_US | NE | Internal | Summer | B9 | 800 | 2000 | 0 | 57.17 | 59.17 | 5.5 | 0
2020 | MAPP_US_2_NE | MAPP_US | NE | Internal | Summer | B10 | 1262 | 2000 | 0 | 55.45 | 56.91 | 5.5 | 0
2020 | MAPP_US_2_NE | MAPP_US | NE | Internal | Winter | B16 | 25 | 2000 | 0 | 61.51 | 11.13 | 5.5 | 0
2020 | MAPP_US_2_NE | MAPP_US | NE | Internal | Winter | B17 | 100 | 2000 | 0 | 64.34 | 60.85 | 5.5 | 0
2020 | MAPP_US_2_NE | MAPP_US | NE | Internal | Winter | B18 | 400 | 2000 | 0 | 62.26 | 59.29 | 5.5 | 0
2020 | MAPP_US_2_NE | MAPP_US | NE | Internal | Winter | B19 | 700 | 2000 | 0 | 61.51 | 60.03 | 5.5 | 0
2020 | MAPP_US_2_NE | MAPP_US | NE | Internal | Winter | B20 | 935 | 2000 | 0 | 56.32 | 52.82 | 5.5 | 0
2020 | MARITIMES_2_NEISO | MARITIMES | NEISO | Internal | Shoulder | B11 | 25 | 99999 | 1400 | 61.5 | 61.51 | 0.01 | 0
2020 | MARITIMES_2_NEISO | MARITIMES | NEISO | Internal | Shoulder | B12 | 200 | 99999 | 1400 | 61.5 | 61.51 | 0.01 | 0
2020 | MARITIMES_2_NEISO | MARITIMES | NEISO | Internal | Shoulder | B13 | 600 | 99999 | 1400 | 61.5 | 61.51 | 0.01 | 0
2020 | MARITIMES_2_NEISO | MARITIMES | NEISO | Internal | Shoulder | B14 | 900 | 99999 | 1400 | 61.5 | 61.51 | 0.01 | 0
2020 | MARITIMES_2_NEISO | MARITIMES | NEISO | Internal | Shoulder | B15 | 1203 | 99999 | 426.43 | 61.5 | 61.51 | 0.01 | 0
2020 | MARITIMES_2_NEISO | MARITIMES | NEISO | Internal | Summer | B1 | 10 | 99999 | 1400.1 | 105.91 | 105.92 | 0.01 | 0
2020 | MARITIMES_2_NEISO | MARITIMES | NEISO | Internal | Summer | B2 | 25 | 99999 | 1400.1 | 94.38 | 94.39 | 0.01 | 0
2020 | MARITIMES_2_NEISO | MARITIMES | NEISO | Internal | Summer | B3 | 75 | 99999 | 1400 | 81.01 | 81.02 | 0.01 | 0
2020 | MARITIMES_2_NEISO | MARITIMES | NEISO | Internal | Summer | B4 | 100 | 99999 | 1400 | 80.54 | 80.55 | 0.01 | 0
2020 | MARITIMES_2_NEISO | MARITIMES | NEISO | Internal | Summer | B5 | 200 | 99999 | 1400 | 58.62 | 58.63 | 0.01 | 0
2020 | MARITIMES_2_NEISO | MARITIMES | NEISO | Internal | Summer | B6 | 300 | 99999 | 1400 | 58.62 | 58.63 | 0.01 | 0
2020 | MARITIMES_2_NEISO | MARITIMES | NEISO | Internal | Summer | B7 | 400 | 99999 | 1400 | 58.62 | 58.63 | 0.01 | 0
2020 | MARITIMES_2_NEISO | MARITIMES | NEISO | Internal | Summer | B8 | 500 | 99999 | 1400 | 58.62 | 58.63 | 0.01 | 0
2020 | MARITIMES_2_NEISO | MARITIMES | NEISO | Internal | Summer | B9 | 800 | 99999 | 1400 | 58.62 | 58.63 | 0.01 | 0
2020 | MARITIMES_2_NEISO | MARITIMES | NEISO | Internal | Summer | B10 | 1262 | 99999 | 236.13 | 58.62 | 58.63 | 0.01 | 0
2020 | MARITIMES_2_NEISO | MARITIMES | NEISO | Internal | Winter | B16 | 25 | 99999 | 1400 | 70.43 | 70.44 | 0.01 | 0
2020 | MARITIMES_2_NEISO | MARITIMES | NEISO | Internal | Winter | B17 | 100 | 99999 | 1400 | 70.43 | 70.44 | 0.01 | 0
2020 | MARITIMES_2_NEISO | MARITIMES | NEISO | Internal | Winter | B18 | 400 | 99999 | 1400 | 69.01 | 69.02 | 0.01 | 0
2020 | MARITIMES_2_NEISO | MARITIMES | NEISO | Internal | Winter | B19 | 700 | 99999 | 1400 | 69.01 | 69.02 | 0.01 | 0
2020 | MARITIMES_2_NEISO | MARITIMES | NEISO | Internal | Winter | B20 | 935 | 99999 | 475.94 | 69.01 | 69.02 | 0.01 | 0
2020 | MISO_IN_2_MISO_MI | MISO_IN | MISO_MI | Internal | Shoulder | B11 | 25 | 5768 | 2319.43 | 72.75 | 72.76 | 0.01 | 0
2020 | MISO_IN_2_MISO_MI | MISO_IN | MISO_MI | Internal | Shoulder | B12 | 200 | 5768 | 3943.35 | 67.55 | 67.57 | 0.01 | 0
2020 | MISO_IN_2_MISO_MI | MISO_IN | MISO_MI | Internal | Shoulder | B13 | 600 | 5768 | 3528.81 | 65.25 | 65.27 | 0.01 | 0
2020 | MISO_IN_2_MISO_MI | MISO_IN | MISO_MI | Internal | Shoulder | B14 | 900 | 5768 | 4225.48 | 62.9 | 62.92 | 0.01 | 0
2020 | MISO_IN_2_MISO_MI | MISO_IN | MISO_MI | Internal | Shoulder | B15 | 1203 | 5768 | 3674.85 | 60.22 | 60.24 | 0.01 | 0
2020 | MISO_IN_2_MISO_MI | MISO_IN | MISO_MI | Internal | Summer | B1 | 10 | 5768 | 3136.98 | 101.86 | 101.88 | 0.01 | 0
2020 | MISO_IN_2_MISO_MI | MISO_IN | MISO_MI | Internal | Summer | B2 | 25 | 5768 | 311.85 | 100.15 | 100.16 | 0.01 | 0
2020 | MISO_IN_2_MISO_MI | MISO_IN | MISO_MI | Internal | Summer | B3 | 75 | 5768 | 739.83 | 100.14 | 100.15 | 0.01 | 0
2020 | MISO_IN_2_MISO_MI | MISO_IN | MISO_MI | Internal | Summer | B4 | 100 | 5768 | 1668.8 | 96.35 | 96.36 | 0.01 | 0
2020 | MISO_IN_2_MISO_MI | MISO_IN | MISO_MI | Internal | Summer | B5 | 200 | 5768 | 2335.5 | 82.39 | 82.4 | 0.01 | 0
2020 | MISO_IN_2_MISO_MI | MISO_IN | MISO_MI | Internal | Summer | B6 | 300 | 5768 | 3287.4 | 73.97 | 73.98 | 0.01 | 0
2020 | MISO_IN_2_MISO_MI | MISO_IN | MISO_MI | Internal | Summer | B7 | 400 | 5768 | 3931.2 | 65.35 | 65.36 | 0.01 | 0
2020 | MISO_IN_2_MISO_MI | MISO_IN | MISO_MI | Internal | Summer | B8 | 500 | 5768 | 3607.67 | 63.13 | 63.14 | 0.01 | 0
2020 | MISO_IN_2_MISO_MI | MISO_IN | MISO_MI | Internal | Summer | B9 | 800 | 5768 | 2573.79 | 61.15 | 61.16 | 0.01 | 0
2020 | MISO_IN_2_MISO_MI | MISO_IN | MISO_MI | Internal | Summer | B10 | 1262 | 5768 | 2050.55 | 60.01 | 60.02 | 0.01 | 0
2020 | MISO_IN_2_MISO_MI | MISO_IN | MISO_MI | Internal | Winter | B16 | 25 | 5768 | 2678.66 | 79.08 | 79.09 | 0.01 | 0
2020 | MISO_IN_2_MISO_MI | MISO_IN | MISO_MI | Internal | Winter | B17 | 100 | 5768 | 2177 | 72.52 | 72.53 | 0.01 | 0
2020 | MISO_IN_2_MISO_MI | MISO_IN | MISO_MI | Internal | Winter | B18 | 400 | 5768 | 3298.87 | 67.75 | 67.76 | 0.01 | 0
2020 | MISO_IN_2_MISO_MI | MISO_IN | MISO_MI | Internal | Winter | B19 | 700 | 5768 | 3411.85 | 65.5 | 65.51 | 0.01 | 0
2020 | MISO_IN_2_MISO_MI | MISO_IN | MISO_MI | Internal | Winter | B20 | 935 | 5768 | 2742.98 | 61.8 | 61.81 | 0.01 | 0
2020 | MISO_IN_2_MISO_MO-IL | MISO_IN | MISO_MO-IL | Internal | Shoulder | B11 | 25 | 5000 | 3634.17 | 72.75 | 72.76 | 0.01 | 0
2020 | MISO_IN_2_MISO_MO-IL | MISO_IN | MISO_MO-IL | Internal | Shoulder | B12 | 200 | 5000 | 2980.16 | 67.55 | 67.57 | 0.01 | 0
2020 | MISO_IN_2_MISO_MO-IL | MISO_IN | MISO_MO-IL | Internal | Shoulder | B13 | 600 | 5000 | 4023.12 | 65.25 | 65.27 | 0.01 | 0
2020 | MISO_IN_2_MISO_MO-IL | MISO_IN | MISO_MO-IL | Internal | Shoulder | B14 | 900 | 5000 | 3299.72 | 62.9 | 62.92 | 0.01 | 0
2020 | MISO_IN_2_MISO_MO-IL | MISO_IN | MISO_MO-IL | Internal | Shoulder | B15 | 1203 | 5000 | 2610.34 | 60.22 | 60.24 | 0.01 | 0
2020 | MISO_IN_2_MISO_MO-IL | MISO_IN | MISO_MO-IL | Internal | Summer | B1 | 10 | 5000 | 747.44 | 101.86 | 101.88 | 0.01 | 0
2020 | MISO_IN_2_MISO_MO-IL | MISO_IN | MISO_MO-IL | Internal | Summer | B2 | 25 | 5000 | 4163.31 | 100.15 | 100.16 | 0.01 | 0
2020 | MISO_IN_2_MISO_MO-IL | MISO_IN | MISO_MO-IL | Internal | Summer | B3 | 75 | 5000 | 4884.53 | 100.14 | 100.15 | 0.01 | 0
2020 | MISO_IN_2_MISO_MO-IL | MISO_IN | MISO_MO-IL | Internal | Summer | B4 | 100 | 5000 | 4855.29 | 96.35 | 96.36 | 0.01 | 0
2020 | MISO_IN_2_MISO_MO-IL | MISO_IN | MISO_MO-IL | Internal | Summer | B5 | 200 | 5000 | 5000 | 82.39 | 86.71 | 0.01 | 4.31
2020 | MISO_IN_2_MISO_MO-IL | MISO_IN | MISO_MO-IL | Internal | Summer | B6 | 300 | 5000 | 4831.29 | 73.97 | 73.98 | 0.01 | 0
2020 | MISO_IN_2_MISO_MO-IL | MISO_IN | MISO_MO-IL | Internal | Summer | B7 | 400 | 5000 | 5000 | 65.35 | 67.36 | 0.01 | 2
2020 | MISO_IN_2_MISO_MO-IL | MISO_IN | MISO_MO-IL | Internal | Summer | B8 | 500 | 5000 | 4999.98 | 63.13 | 63.16 | 0.01 | 0.01
2020 | MISO_IN_2_MISO_MO-IL | MISO_IN | MISO_MO-IL | Internal | Summer | B9 | 800 | 5000 | 5000 | 61.15 | 62.66 | 0.01 | 1.5
2020 | MISO_IN_2_MISO_MO-IL | MISO_IN | MISO_MO-IL | Internal | Summer | B10 | 1262 | 5000 | 5000 | 60.01 | 60.4 | 0.01 | 0.38
2020 | MISO_IN_2_MISO_MO-IL | MISO_IN | MISO_MO-IL | Internal | Winter | B16 | 25 | 5000 | 0.56 | 79.08 | 79.08 | 0.01 | 0
2020 | MISO_IN_2_MISO_MO-IL | MISO_IN | MISO_MO-IL | Internal | Winter | B17 | 100 | 5000 | 1705 | 72.52 | 72.53 | 0.01 | 0
2020 | MISO_IN_2_MISO_MO-IL | MISO_IN | MISO_MO-IL | Internal | Winter | B18 | 400 | 5000 | 1535.4 | 67.75 | 67.76 | 0.01 | 0
2020 | MISO_IN_2_MISO_MO-IL | MISO_IN | MISO_MO-IL | Internal | Winter | B19 | 700 | 5000 | 2735.58 | 65.5 | 65.51 | 0.01 | 0
2020 | MISO_IN_2_MISO_MO-IL | MISO_IN | MISO_MO-IL | Internal | Winter | B20 | 935 | 5000 | 2496.82 | 61.8 | 61.81 | 0.01 | 0
2020 | MISO_IN_2_NonRTO_Midwest | MISO_IN | NonRTO_Midwest | Internal | Shoulder | B11 | 25 | 4800 | 959.97 | 72.75 | 79.25 | 6.5 | 0
2020 | MISO_IN_2_NonRTO_Midwest | MISO_IN | NonRTO_Midwest | Internal | Shoulder | B12 | 200 | 4800 | 451.08 | 67.55 | 74.05 | 6.5 | 0
2020 | MISO_IN_2_NonRTO_Midwest | MISO_IN | NonRTO_Midwest | Internal | Shoulder | B13 | 600 | 4800 | 0 | 65.25 | 67.66 | 6.5 | 0
2020 | MISO_IN_2_NonRTO_Midwest | MISO_IN | NonRTO_Midwest | Internal | Shoulder | B14 | 900 | 4800 | 0 | 62.9 | 66.36 | 6.5 | 0
2020 | MISO_IN_2_NonRTO_Midwest | MISO_IN | NonRTO_Midwest | Internal | Shoulder | B15 | 1203 | 4800 | 0 | 60.22 | 63.42 | 6.5 | 0
2020 | MISO_IN_2_NonRTO_Midwest | MISO_IN | NonRTO_Midwest | Internal | Summer | B1 | 10 | 4800 | 1987.09 | 101.86 | 108.36 | 6.5 | 0
2020 | MISO_IN_2_NonRTO_Midwest | MISO_IN | NonRTO_Midwest | Internal | Summer | B2 | 25 | 4800 | 1803.73 | 100.15 | 106.65 | 6.5 | 0
2020 | MISO_IN_2_NonRTO_Midwest | MISO_IN | NonRTO_Midwest | Internal | Summer | B3 | 75 | 4800 | 1303.89 | 100.14 | 106.64 | 6.5 | 0
2020 | MISO_IN_2_NonRTO_Midwest | MISO_IN | NonRTO_Midwest | Internal | Summer | B4 | 100 | 4800 | 896.18 | 96.35 | 102.85 | 6.5 | 0
2020 | MISO_IN_2_NonRTO_Midwest | MISO_IN | NonRTO_Midwest | Internal | Summer | B5 | 200 | 4800 | 586.89 | 82.39 | 88.89 | 6.5 | 0
2020 | MISO_IN_2_NonRTO_Midwest | MISO_IN | NonRTO_Midwest | Internal | Summer | B6 | 300 | 4800 | 6.83 | 73.97 | 80.47 | 6.5 | 0
2020 | MISO_IN_2_NonRTO_Midwest | MISO_IN | NonRTO_Midwest | Internal | Summer | B7 | 400 | 4800 | 0 | 65.35 | 66.36 | 6.5 | 0
2020 | MISO_IN_2_NonRTO_Midwest | MISO_IN | NonRTO_Midwest | Internal | Summer | B8 | 500 | 4800 | 0 | 63.13 | 65.82 | 6.5 | 0
2020 | MISO_IN_2_NonRTO_Midwest | MISO_IN | NonRTO_Midwest | Internal | Summer | B9 | 800 | 4800 | 0 | 61.15 | 64.04 | 6.5 | 0
2020 | MISO_IN_2_NonRTO_Midwest | MISO_IN | NonRTO_Midwest | Internal | Summer | B10 | 1262 | 4800 | 0 | 60.01 | 63.15 | 6.5 | 0
2020 | MISO_IN_2_NonRTO_Midwest | MISO_IN | NonRTO_Midwest | Internal | Winter | B16 | 25 | 4800 | 2413.36 | 79.08 | 85.58 | 6.5 | 0
2020 | MISO_IN_2_NonRTO_Midwest | MISO_IN | NonRTO_Midwest | Internal | Winter | B17 | 100 | 4800 | 1303.1 | 72.52 | 79.02 | 6.5 | 0
2020 | MISO_IN_2_NonRTO_Midwest | MISO_IN | NonRTO_Midwest | Internal | Winter | B18 | 400 | 4800 | 546.52 | 67.75 | 74.25 | 6.5 | 0
2020 | MISO_IN_2_NonRTO_Midwest | MISO_IN | NonRTO_Midwest | Internal | Winter | B19 | 700 | 4800 | 0 | 65.5 | 66.36 | 6.5 | 0
2020 | MISO_IN_2_NonRTO_Midwest | MISO_IN | NonRTO_Midwest | Internal | Winter | B20 | 935 | 4800 | 0 | 61.8 | 65.82 | 6.5 | 0
2020 | MISO_IN_2_PJM_ROR | MISO_IN | PJM_ROR | Internal | Shoulder | B11 | 25 | 1253 | 1252.52 | 72.75 | 73.76 | 1 | 0.01
2020 | MISO_IN_2_PJM_ROR | MISO_IN | PJM_ROR | Internal | Shoulder | B12 | 200 | 1253 | 1252.97 | 67.55 | 68.58 | 1 | 0.02
2020 | MISO_IN_2_PJM_ROR | MISO_IN | PJM_ROR | Internal | Shoulder | B13 | 600 | 1253 | 1252.98 | 65.25 | 66.27 | 1 | 0.01
2020 | MISO_IN_2_PJM_ROR | MISO_IN | PJM_ROR | Internal | Shoulder | B14 | 900 | 1253 | 1253 | 62.9 | 64.27 | 1 | 0.36
2020 | MISO_IN_2_PJM_ROR | MISO_IN | PJM_ROR | Internal | Shoulder | B15 | 1203 | 1253 | 1253 | 60.22 | 61.26 | 1 | 0.04
2020 | MISO_IN_2_PJM_ROR | MISO_IN | PJM_ROR | Internal | Summer | B1 | 10 | 1253 | 1252.51 | 101.86 | 102.89 | 1 | 0.02
2020 | MISO_IN_2_PJM_ROR | MISO_IN | PJM_ROR | Internal | Summer | B2 | 25 | 1253 | 1090.21 | 100.15 | 101.15 | 1 | 0
2020 | MISO_IN_2_PJM_ROR | MISO_IN | PJM_ROR | Internal | Summer | B3 | 75 | 1253 | 1252.86 | 100.14 | 101.15 | 1 | 0.01
2020 | MISO_IN_2_PJM_ROR | MISO_IN | PJM_ROR | Internal | Summer | B4 | 100 | 1253 | 1252.89 | 96.35 | 97.36 | 1 | 0.01
2020 | MISO_IN_2_PJM_ROR | MISO_IN | PJM_ROR | Internal | Summer | B5 | 200 | 1253 | 1253 | 82.39 | 87.71 | 1 | 4.32
2020 | MISO_IN_2_PJM_ROR | MISO_IN | PJM_ROR | Internal | Summer | B6 | 300 | 1253 | 1252.96 | 73.97 | 74.98 | 1 | 0.01
2020 | MISO_IN_2_PJM_ROR | MISO_IN | PJM_ROR | Internal | Summer | B7 | 400 | 1253 | 1253 | 65.35 | 67.89 | 1 | 1.54
2020 | MISO_IN_2_PJM_ROR | MISO_IN | PJM_ROR | Internal | Summer | B8 | 500 | 1253 | 1252.98 | 63.13 | 64.14 | 1 | 0.01
2020 | MISO_IN_2_PJM_ROR | MISO_IN | PJM_ROR | Internal | Summer | B9 | 800 | 1253 | 522.22 | 61.15 | 62.15 | 1 | 0
2020 | MISO_IN_2_PJM_ROR | MISO_IN | PJM_ROR | Internal | Summer | B10 | 1262 | 1253 | 1135.13 | 60.01 | 61.01 | 1 | 0
2020 | MISO_IN_2_PJM_ROR | MISO_IN | PJM_ROR | Internal | Winter | B16 | 25 | 1253 | 1252.57 | 79.08 | 80.09 | 1 | 0.01
2020 | MISO_IN_2_PJM_ROR | MISO_IN | PJM_ROR | Internal | Winter | B17 | 100 | 1253 | 1253 | 72.52 | 74.35 | 1 | 0.82
2020 | MISO_IN_2_PJM_ROR | MISO_IN | PJM_ROR | Internal | Winter | B18 | 400 | 1253 | 1252.97 | 67.75 | 68.76 | 1 | 0.01
2020 | MISO_IN_2_PJM_ROR | MISO_IN | PJM_ROR | Internal | Winter | B19 | 700 | 1253 | 1253 | 65.5 | 67.64 | 1 | 1.14
2020 | MISO_IN_2_PJM_ROR | MISO_IN | PJM_ROR | Internal | Winter | B20 | 935 | 1253 | 1252.99 | 61.8 | 62.82 | 1 | 0.02
2020 | MISO_MI_2_IESO | MISO_MI | IESO | Internal | Shoulder | B11 | 25 | 2331 | 0 | 72.76 | 48.09 | 6.5 | 0
2020 | MISO_MI_2_IESO | MISO_MI | IESO | Internal | Shoulder | B12 | 200 | 2331 | 0 | 67.57 | 48.09 | 6.5 | 0
2020 | MISO_MI_2_IESO | MISO_MI | IESO | Internal | Shoulder | B13 | 600 | 2331 | 0 | 65.27 | 48.09 | 6.5 | 0
2020 | MISO_MI_2_IESO | MISO_MI | IESO | Internal | Shoulder | B14 | 900 | 2331 | 0 | 62.92 | 48.09 | 6.5 | 0
2020 | MISO_MI_2_IESO | MISO_MI | IESO | Internal | Shoulder | B15 | 1203 | 2331 | 0 | 60.24 | 48.09 | 6.5 | 0
2020 | MISO_MI_2_IESO | MISO_MI | IESO | Internal | Summer | B1 | 10 | 2331 | 0 | 101.88 | 91.9 | 6.5 | 0
2020 | MISO_MI_2_IESO | MISO_MI | IESO | Internal | Summer | B2 | 25 | 2331 | 0 | 100.16 | 89.87 | 6.5 | 0
2020 | MISO_MI_2_IESO | MISO_MI | IESO | Internal | Summer | B3 | 75 | 2331 | 0 | 100.15 | 78.02 | 6.5 | 0
2020 | MISO_MI_2_IESO | MISO_MI | IESO | Internal | Summer | B4 | 100 | 2331 | 0 | 96.36 | 47.04 | 6.5 | 0
2020 | MISO_MI_2_IESO | MISO_MI | IESO | Internal | Summer | B5 | 200 | 2331 | 0 | 82.4 | 47.04 | 6.5 | 0
2020 | MISO_MI_2_IESO | MISO_MI | IESO | Internal | Summer | B6 | 300 | 2331 | 0 | 73.98 | 47.04 | 6.5 | 0
2020 | MISO_MI_2_IESO | MISO_MI | IESO | Internal | Summer | B7 | 400 | 2331 | 0 | 65.36 | 47.04 | 6.5 | 0
2020 | MISO_MI_2_IESO | MISO_MI | IESO | Internal | Summer | B8 | 500 | 2331 | 0 | 63.14 | 47.04 | 6.5 | 0
2020 | MISO_MI_2_IESO | MISO_MI | IESO | Internal | Summer | B9 | 800 | 2331 | 0 | 61.16 | 47.04 | 6.5 | 0
2020 | MISO_MI_2_IESO | MISO_MI | IESO | Internal | Summer | B10 | 1262 | 2331 | 0 | 60.02 | 47.04 | 6.5 | 0
2020 | MISO_MI_2_IESO | MISO_MI | IESO | Internal | Winter | B16 | 25 | 2331 | 0 | 79.09 | 50.02 | 6.5 | 0
2020 | MISO_MI_2_IESO | MISO_MI | IESO | Internal | Winter | B17 | 100 | 2331 | 0 | 72.53 | 50.02 | 6.5 | 0
2020 | MISO_MI_2_IESO | MISO_MI | IESO | Internal | Winter | B18 | 400 | 2331 | 0 | 67.76 | 50.02 | 6.5 | 0
2020 | MISO_MI_2_IESO | MISO_MI | IESO | Internal | Winter | B19 | 700 | 2331 | 0 | 65.51 | 50.02 | 6.5 | 0
2020 | MISO_MI_2_IESO | MISO_MI | IESO | Internal | Winter | B20 | 935 | 2331 | 0 | 61.81 | 50.02 | 6.5 | 0
2020 | MISO_MI_2_MISO_IN | MISO_MI | MISO_IN | Internal | Shoulder | B11 | 25 | 2813 | 0.25 | 72.76 | 72.75 | 0.01 | 0
2020 | MISO_MI_2_MISO_IN | MISO_MI | MISO_IN | Internal | Shoulder | B12 | 200 | 2813 | 0.03 | 67.57 | 67.55 | 0.01 | 0
2020 | MISO_MI_2_MISO_IN | MISO_MI | MISO_IN | Internal | Shoulder | B13 | 600 | 2813 | 0.01 | 65.27 | 65.25 | 0.01 | 0
2020 | MISO_MI_2_MISO_IN | MISO_MI | MISO_IN | Internal | Shoulder | B14 | 900 | 2813 | 0 | 62.92 | 62.9 | 0.01 | 0
2020 | MISO_MI_2_MISO_IN | MISO_MI | MISO_IN | Internal | Shoulder | B15 | 1203 | 2813 | 0 | 60.24 | 60.22 | 0.01 | 0
2020 | MISO_MI_2_MISO_IN | MISO_MI | MISO_IN | Internal | Summer | B1 | 10 | 2813 | 0.58 | 101.88 | 101.86 | 0.01 | 0
2020 | MISO_MI_2_MISO_IN | MISO_MI | MISO_IN | Internal | Summer | B2 | 25 | 2813 | 0.26 | 100.16 | 100.15 | 0.01 | 0
2020 | MISO_MI_2_MISO_IN | MISO_MI | MISO_IN | Internal | Summer | B3 | 75 | 2813 | 0.09 | 100.15 | 100.14 | 0.01 | 0
2020 | MISO_MI_2_MISO_IN | MISO_MI | MISO_IN | Internal | Summer | B4 | 100 | 2813 | 0.07 | 96.36 | 96.35 | 0.01 | 0
2020 | MISO_MI_2_MISO_IN | MISO_MI | MISO_IN | Internal | Summer | B5 | 200 | 2813 | 0.03 | 82.4 | 82.39 | 0.01 | 0
2020 | MISO_MI_2_MISO_IN | MISO_MI | MISO_IN | Internal | Summer | B6 | 300 | 2813 | 0.02 | 73.98 | 73.97 | 0.01 | 0
2020 | MISO_MI_2_MISO_IN | MISO_MI | MISO_IN | Internal | Summer | B7 | 400 | 2813 | 0.02 | 65.36 | 65.35 | 0.01 | 0
2020 | MISO_MI_2_MISO_IN | MISO_MI | MISO_IN | Internal | Summer | B8 | 500 | 2813 | 0.01 | 63.14 | 63.13 | 0.01 | 0
2020 | MISO_MI_2_MISO_IN | MISO_MI | MISO_IN | Internal | Summer | B9 | 800 | 2813 | 0 | 61.16 | 61.15 | 0.01 | 0
2020 | MISO_MI_2_MISO_IN | MISO_MI | MISO_IN | Internal | Summer | B10 | 1262 | 2813 | 0 | 60.02 | 60.01 | 0.01 | 0
2020 | MISO_MI_2_MISO_IN | MISO_MI | MISO_IN | Internal | Winter | B16 | 25 | 2813 | 0.25 | 79.09 | 79.08 | 0.01 | 0
2020 | MISO_MI_2_MISO_IN | MISO_MI | MISO_IN | Internal | Winter | B17 | 100 | 2813 | 0.07 | 72.53 | 72.52 | 0.01 | 0
2020 | MISO_MI_2_MISO_IN | MISO_MI | MISO_IN | Internal | Winter | B18 | 400 | 2813 | 0.02 | 67.76 | 67.75 | 0.01 | 0
2020 | MISO_MI_2_MISO_IN | MISO_MI | MISO_IN | Internal | Winter | B19 | 700 | 2813 | 0 | 65.51 | 65.5 | 0.01 | 0
2020 | MISO_MI_2_MISO_IN | MISO_MI | MISO_IN | Internal | Winter | B20 | 935 | 2813 | 0 | 61.81 | 61.8 | 0.01 | 0
2020 | MISO_MI_2_MISO_WUMS | MISO_MI | MISO_WUMS | Internal | Shoulder | B11 | 25 | 805 | 0.22 | 72.76 | 72.75 | 0.01 | 0
2020 | MISO_MI_2_MISO_WUMS | MISO_MI | MISO_WUMS | Internal | Shoulder | B12 | 200 | 805 | 0.06 | 67.57 | 67.57 | 0.01 | 0
2020 | MISO_MI_2_MISO_WUMS | MISO_MI | MISO_WUMS | Internal | Shoulder | B13 | 600 | 805 | 0.01 | 65.27 | 65.25 | 0.01 | 0
2020 | MISO_MI_2_MISO_WUMS | MISO_MI | MISO_WUMS | Internal | Shoulder | B14 | 900 | 805 | 597.76 | 62.92 | 62.93 | 0.01 | 0
2020 | MISO_MI_2_MISO_WUMS | MISO_MI | MISO_WUMS | Internal | Shoulder | B15 | 1203 | 805 | 446.01 | 60.24 | 60.25 | 0.01 | 0
2020 | MISO_MI_2_MISO_WUMS | MISO_MI | MISO_WUMS | Internal | Summer | B1 | 10 | 805 | 1.41 | 101.88 | 101.88 | 0.01 | 0
2020 | MISO_MI_2_MISO_WUMS | MISO_MI | MISO_WUMS | Internal | Summer | B2 | 25 | 805 | 0.23 | 100.16 | 100.15 | 0.01 | 0
2020 | MISO_MI_2_MISO_WUMS | MISO_MI | MISO_WUMS | Internal | Summer | B3 | 75 | 805 | 0.18 | 100.15 | 100.15 | 0.01 | 0
2020 | MISO_MI_2_MISO_WUMS | MISO_MI | MISO_WUMS | Internal | Summer | B4 | 100 | 805 | 0.06 | 96.36 | 96.35 | 0.01 | 0
2020 | MISO_MI_2_MISO_WUMS | MISO_MI | MISO_WUMS | Internal | Summer | B5 | 200 | 805 | 0 | 82.4 | 74.45 | 0.01 | 0
2020 | MISO_MI_2_MISO_WUMS | MISO_MI | MISO_WUMS | Internal | Summer | B6 | 300 | 805 | 0 | 73.98 | 70.63 | 0.01 | 0
2020 | MISO_MI_2_MISO_WUMS | MISO_MI | MISO_WUMS | Internal | Summer | B7 | 400 | 805 | 366.95 | 65.36 | 65.37 | 0.01 | 0
2020 | MISO_MI_2_MISO_WUMS | MISO_MI | MISO_WUMS | Internal | Summer | B8 | 500 | 805 | 0.01 | 63.14 | 63.13 | 0.01 | 0
2020 | MISO_MI_2_MISO_WUMS | MISO_MI | MISO_WUMS | Internal | Summer | B9 | 800 | 805 | 0 | 61.16 | 61.15 | 0.01 | 0
2020 | MISO_MI_2_MISO_WUMS | MISO_MI | MISO_WUMS | Internal | Summer | B10 | 1262 | 805 | 0 | 60.02 | 60.01 | 0.01 | 0
2020 | MISO_MI_2_MISO_WUMS | MISO_MI | MISO_WUMS | Internal | Winter | B16 | 25 | 805 | 0.2 | 79.09 | 79.08 | 0.01 | 0
2020 | MISO_MI_2_MISO_WUMS | MISO_MI | MISO_WUMS | Internal | Winter | B17 | 100 | 805 | 0 | 72.53 | 71.58 | 0.01 | 0
2020 | MISO_MI_2_MISO_WUMS | MISO_MI | MISO_WUMS | Internal | Winter | B18 | 400 | 805 | 0.02 | 67.76 | 67.75 | 0.01 | 0
2020 | MISO_MI_2_MISO_WUMS | MISO_MI | MISO_WUMS | Internal | Winter | B19 | 700 | 805 | 805 | 65.51 | 65.63 | 0.01 | 0.1
2020 | MISO_MI_2_MISO_WUMS | MISO_MI | MISO_WUMS | Internal | Winter | B20 | 935 | 805 | 487.14 | 61.81 | 61.82 | 0.01 | 0
2020 | MISO_MI_2_PJM_ROR | MISO_MI | PJM_ROR | Internal | Shoulder | B11 | 25 | 1424 | 335.55 | 72.76 | 73.76 | 1 | 0
2020 | MISO_MI_2_PJM_ROR | MISO_MI | PJM_ROR | Internal | Shoulder | B12 | 200 | 1424 | 1423.94 | 67.57 | 68.58 | 1 | 0.01
2020 | MISO_MI_2_PJM_ROR | MISO_MI | PJM_ROR | Internal | Shoulder | B13 | 600 | 1424 | 552.65 | 65.27 | 66.27 | 1 | 0
2020 | MISO_MI_2_PJM_ROR | MISO_MI | PJM_ROR | Internal | Shoulder | B14 | 900 | 1424 | 1424 | 62.92 | 64.27 | 1 | 0.35
2020 | MISO_MI_2_PJM_ROR | MISO_MI | PJM_ROR | Internal | Shoulder | B15 | 1203 | 1424 | 1423.99 | 60.24 | 61.26 | 1 | 0.02
2020 | MISO_MI_2_PJM_ROR | MISO_MI | PJM_ROR | Internal | Summer | B1 | 10 | 1424 | 1423.05 | 101.88 | 102.89 | 1 | 0.01
2020 | MISO_MI_2_PJM_ROR | MISO_MI | PJM_ROR | Internal | Summer | B2 | 25 | 1424 | 0.53 | 100.16 | 101.15 | 1 | 0
2020 | MISO_MI_2_PJM_ROR | MISO_MI | PJM_ROR | Internal | Summer | B3 | 75 | 1424 | 1323.01 | 100.15 | 101.15 | 1 | 0
2020 | MISO_MI_2_PJM_ROR | MISO_MI | PJM_ROR | Internal | Summer | B4 | 100 | 1424 | 1065.19 | 96.36 | 97.36 | 1 | 0
2020 | MISO_MI_2_PJM_ROR | MISO_MI | PJM_ROR | Internal | Summer | B5 | 200 | 1424 | 1424 | 82.4 | 87.71 | 1 | 4.31
2020 | MISO_MI_2_PJM_ROR | MISO_MI | PJM_ROR | Internal | Summer | B6 | 300 | 1424 | 1277.43 | 73.98 | 74.98 | 1 | 0
2020 | MISO_MI_2_PJM_ROR | MISO_MI | PJM_ROR | Internal | Summer | B7 | 400 | 1424 | 1424 | 65.36 | 67.89 | 1 | 1.53
2020 | MISO_MI_2_PJM_ROR | MISO_MI | PJM_ROR | Internal | Summer | B8 | 500 | 1424 | 1332.75 | 63.14 | 64.14 | 1 | 0
2020 | MISO_MI_2_PJM_ROR | MISO_MI | PJM_ROR | Internal | Summer | B9 | 800 | 1424 | 0.02 | 61.16 | 62.15 | 1 | 0
2020 | MISO_MI_2_PJM_ROR | MISO_MI | PJM_ROR | Internal | Summer | B10 | 1262 | 1424 | 0.01 | 60.02 | 61.01 | 1 | 0
2020 | MISO_MI_2_PJM_ROR | MISO_MI | PJM_ROR | Internal | Winter | B16 | 25 | 1424 | 1092.8 | 79.09 | 80.09 | 1 | 0
2020 | MISO_MI_2_PJM_ROR | MISO_MI | PJM_ROR | Internal | Winter | B17 | 100 | 1424 | 1424 | 72.53 | 74.35 | 1 | 0.81
2020 | MISO_MI_2_PJM_ROR | MISO_MI | PJM_ROR | Internal | Winter | B18 | 400 | 1424 | 1385.31 | 67.76 | 68.76 | 1 | 0
2020 | MISO_MI_2_PJM_ROR | MISO_MI | PJM_ROR | Internal | Winter | B19 | 700 | 1424 | 1424 | 65.51 | 67.64 | 1 | 1.13
2020 | MISO_MI_2_PJM_ROR | MISO_MI | PJM_ROR | Internal | Winter | B20 | 935 | 1424 | 1423.99 | 61.81 | 62.82 | 1 | 0.01
2020 | MISO_MO-IL_2_ENT | MISO_MO-IL | ENT | Internal | Shoulder | B11 | 25 | 2540 | 0 | 72.76 | 70.76 | 6.5 | 0
2020 | MISO_MO-IL_2_ENT | MISO_MO-IL | ENT | Internal | Shoulder | B12 | 200 | 2540 | 0 | 67.57 | 66.19 | 6.5 | 0
2020 | MISO_MO-IL_2_ENT | MISO_MO-IL | ENT | Internal | Shoulder | B13 | 600 | 2540 | 0 | 65.27 | 65.27 | 6.5 | 0
2020 | MISO_MO-IL_2_ENT | MISO_MO-IL | ENT | Internal | Shoulder | B14 | 900 | 2540 | 0 | 62.92 | 61 | 6.5 | 0
2020 | MISO_MO-IL_2_ENT | MISO_MO-IL | ENT | Internal | Shoulder | B15 | 1203 | 2540 | 0 | 60.24 | 54.74 | 6.5 | 0
2020 | MISO_MO-IL_2_ENT | MISO_MO-IL | ENT | Internal | Summer | B1 | 10 | 2540 | 0 | 101.88 | 67.59 | 6.5 | 0
2020 | MISO_MO-IL_2_ENT | MISO_MO-IL | ENT | Internal | Summer | B2 | 25 | 2540 | 0 | 100.16 | 96.38 | 6.5 | 0
2020 | MISO_MO-IL_2_ENT | MISO_MO-IL | ENT | Internal | Summer | B3 | 75 | 2540 | 0 | 100.15 | 100.15 | 6.5 | 0
2020 | MISO_MO-IL_2_ENT | MISO_MO-IL | ENT | Internal | Summer | B4 | 100 | 2540 | 0 | 96.36 | 96.36 | 6.5 | 0
2020 | MISO_MO-IL_2_ENT | MISO_MO-IL | ENT | Internal | Summer | B5 | 200 | 2540 | 0 | 86.71 | 86.71 | 6.5 | 0
2020 | MISO_MO-IL_2_ENT | MISO_MO-IL | ENT | Internal | Summer | B6 | 300 | 2540 | 0 | 73.98 | 73.98 | 6.5 | 0
2020 | MISO_MO-IL_2_ENT | MISO_MO-IL | ENT | Internal | Summer | B7 | 400 | 2540 | 0 | 67.36 | 67.36 | 6.5 | 0
2020 | MISO_MO-IL_2_ENT | MISO_MO-IL | ENT | Internal | Summer | B8 | 500 | 2540 | 0 | 63.16 | 66.41 | 6.5 | 0
2020 | MISO_MO-IL_2_ENT | MISO_MO-IL | ENT | Internal | Summer | B9 | 800 | 2540 | 0 | 62.66 | 64.19 | 6.5 | 0
2020 | MISO_MO-IL_2_ENT | MISO_MO-IL | ENT | Internal | Summer | B10 | 1262 | 2540 | 0 | 60.4 | 60.42 | 6.5 | 0
2020 | MISO_MO-IL_2_ENT | MISO_MO-IL | ENT | Internal | Winter | B16 | 25 | 2540 | 0 | 79.08 | 70.47 | 6.5 | 0
2020 | MISO_MO-IL_2_ENT | MISO_MO-IL | ENT | Internal | Winter | B17 | 100 | 2540 | 0 | 72.53 | 67.03 | 6.5 | 0
2020 | MISO_MO-IL_2_ENT | MISO_MO-IL | ENT | Internal | Winter | B18 | 400 | 2540 | 0 | 67.76 | 67.14 | 6.5 | 0
2020 | MISO_MO-IL_2_ENT | MISO_MO-IL | ENT | Internal | Winter | B19 | 700 | 2540 | 0 | 65.51 | 64.49 | 6.5 | 0
2020 | MISO_MO-IL_2_ENT | MISO_MO-IL | ENT | Internal | Winter | B20 | 935 | 2540 | 0 | 61.81 | 58.8 | 6.5 | 0
2020 | MISO_MO-IL_2_MISO_IN | MISO_MO-IL | MISO_IN | Internal | Shoulder | B11 | 25 | 2100 | 0.24 | 72.76 | 72.75 | 0.01 | 0
2020 | MISO_MO-IL_2_MISO_IN | MISO_MO-IL | MISO_IN | Internal | Shoulder | B12 | 200 | 2100 | 0.03 | 67.57 | 67.55 | 0.01 | 0
2020 | MISO_MO-IL_2_MISO_IN | MISO_MO-IL | MISO_IN | Internal | Shoulder | B13 | 600 | 2100 | 0.01 | 65.27 | 65.25 | 0.01 | 0
2020 | MISO_MO-IL_2_MISO_IN | MISO_MO-IL | MISO_IN | Internal | Shoulder | B14 | 900 | 2100 | 0 | 62.92 | 62.9 | 0.01 | 0
2020 | MISO_MO-IL_2_MISO_IN | MISO_MO-IL | MISO_IN | Internal | Shoulder | B15 | 1203 | 2100 | 0 | 60.24 | 60.22 | 0.01 | 0
2020 | MISO_MO-IL_2_MISO_IN | MISO_MO-IL | MISO_IN | Internal | Summer | B1 | 10 | 2100 | 0.63 | 101.88 | 101.86 | 0.01 | 0
2020 | MISO_MO-IL_2_MISO_IN | MISO_MO-IL | MISO_IN | Internal | Summer | B2 | 25 | 2100 | 0.23 | 100.16 | 100.15 | 0.01 | 0
2020 | MISO_MO-IL_2_MISO_IN | MISO_MO-IL | MISO_IN | Internal | Summer | B3 | 75 | 2100 | 0.07 | 100.15 | 100.14 | 0.01 | 0
2020 | MISO_MO-IL_2_MISO_IN | MISO_MO-IL | MISO_IN | Internal | Summer | B4 | 100 | 2100 | 0.06 | 96.36 | 96.35 | 0.01 | 0
2020 | MISO_MO-IL_2_MISO_IN | MISO_MO-IL | MISO_IN | Internal | Summer | B5 | 200 | 2100 | 0 | 86.71 | 82.39 | 0.01 | 0
2020 | MISO_MO-IL_2_MISO_IN | MISO_MO-IL | MISO_IN | Internal | Summer | B6 | 300 | 2100 | 0.02 | 73.98 | 73.97 | 0.01 | 0
2020 | MISO_MO-IL_2_MISO_IN | MISO_MO-IL | MISO_IN | Internal | Summer | B7 | 400 | 2100 | 0 | 67.36 | 65.35 | 0.01 | 0
2020 | MISO_MO-IL_2_MISO_IN | MISO_MO-IL | MISO_IN | Internal | Summer | B8 | 500 | 2100 | 0 | 63.16 | 63.13 | 0.01 | 0
2020 | MISO_MO-IL_2_MISO_IN | MISO_MO-IL | MISO_IN | Internal | Summer | B9 | 800 | 2100 | 0 | 62.66 | 61.15 | 0.01 | 0
2020 | MISO_MO-IL_2_MISO_IN | MISO_MO-IL | MISO_IN | Internal | Summer | B10 | 1262 | 2100 | 0 | 60.4 | 60.01 | 0.01 | 0
2020 | MISO_MO-IL_2_MISO_IN | MISO_MO-IL | MISO_IN | Internal | Winter | B16 | 25 | 2100 | 0.45 | 79.08 | 79.08 | 0.01 | 0
2020 | MISO_MO-IL_2_MISO_IN | MISO_MO-IL | MISO_IN | Internal | Winter | B17 | 100 | 2100 | 0.06 | 72.53 | 72.52 | 0.01 | 0
2020 | MISO_MO-IL_2_MISO_IN | MISO_MO-IL | MISO_IN | Internal | Winter | B18 | 400 | 2100 | 0.02 | 67.76 | 67.75 | 0.01 | 0
2020 | MISO_MO-IL_2_MISO_IN | MISO_MO-IL | MISO_IN | Internal | Winter | B19 | 700 | 2100 | 0 | 65.51 | 65.5 | 0.01 | 0
2020 | MISO_MO-IL_2_MISO_IN | MISO_MO-IL | MISO_IN | Internal | Winter | B20 | 935 | 2100 | 0 | 61.81 | 61.8 | 0.01 | 0
2020 | MISO_MO-IL_2_MISO_W | MISO_MO-IL | MISO_W | Internal | Shoulder | B11 | 25 | 1082 | 0.45 | 72.76 | 72.76 | 0.01 | 0
2020 | MISO_MO-IL_2_MISO_W | MISO_MO-IL | MISO_W | Internal | Shoulder | B12 | 200 | 1082 | 167.51 | 67.57 | 67.58 | 0.01 | 0
2020 | MISO_MO-IL_2_MISO_W | MISO_MO-IL | MISO_W | Internal | Shoulder | B13 | 600 | 1082 | 0.02 | 65.27 | 65.27 | 0.01 | 0
2020 | MISO_MO-IL_2_MISO_W | MISO_MO-IL | MISO_W | Internal | Shoulder | B14 | 900 | 1082 | 1082 | 62.92 | 63.27 | 0.01 | 0.34
2020 | MISO_MO-IL_2_MISO_W | MISO_MO-IL | MISO_W | Internal | Shoulder | B15 | 1203 | 1082 | 1081.99 | 60.24 | 60.26 | 0.01 | 0.01
2020 | MISO_MO-IL_2_MISO_W | MISO_MO-IL | MISO_W | Internal | Summer | B1 | 10 | 1082 | 912.22 | 101.88 | 101.89 | 0.01 | 0
2020 | MISO_MO-IL_2_MISO_W | MISO_MO-IL | MISO_W | Internal | Summer | B2 | 25 | 1082 | 0.25 | 100.16 | 100.15 | 0.01 | 0
2020 | MISO_MO-IL_2_MISO_W | MISO_MO-IL | MISO_W | Internal | Summer | B3 | 75 | 1082 | 348.31 | 100.15 | 100.16 | 0.01 | 0
2020 | MISO_MO-IL_2_MISO_W | MISO_MO-IL | MISO_W | Internal | Summer | B4 | 100 | 1082 | 0.17 | 96.36 | 96.36 | 0.01 | 0
2020 | MISO_MO-IL_2_MISO_W | MISO_MO-IL | MISO_W | Internal | Summer | B5 | 200 | 1082 | 0.07 | 86.71 | 86.71 | 0.01 | 0
2020 | MISO_MO-IL_2_MISO_W | MISO_MO-IL | MISO_W | Internal | Summer | B6 | 300 | 1082 | 0.04 | 73.98 | 73.98 | 0.01 | 0
2020 | MISO_MO-IL_2_MISO_W | MISO_MO-IL | MISO_W | Internal | Summer | B7 | 400 | 1082 | 0.02 | 67.36 | 67.34 | 0.01 | 0
2020 | MISO_MO-IL_2_MISO_W | MISO_MO-IL | MISO_W | Internal | Summer | B8 | 500 | 1082 | 0.01 | 63.16 | 63.14 | 0.01 | 0
2020 | MISO_MO-IL_2_MISO_W | MISO_MO-IL | MISO_W | Internal | Summer | B9 | 800 | 1082 | 481.28 | 62.66 | 62.67 | 0.01 | 0
2020 | MISO_MO-IL_2_MISO_W | MISO_MO-IL | MISO_W | Internal | Summer | B10 | 1262 | 1082 | 233.13 | 60.4 | 60.41 | 0.01 | 0
2020 | MISO_MO-IL_2_MISO_W | MISO_MO-IL | MISO_W | Internal | Winter | B16 | 25 | 1082 | 297.86 | 79.08 | 79.09 | 0.01 | 0
2020 | MISO_MO-IL_2_MISO_W | MISO_MO-IL | MISO_W | Internal | Winter | B17 | 100 | 1082 | 1082 | 72.53 | 73.35 | 0.01 | 0.8
2020 | MISO_MO-IL_2_MISO_W | MISO_MO-IL | MISO_W | Internal | Winter | B18 | 400 | 1082 | 0.04 | 67.76 | 67.76 | 0.01 | 0
2020 | MISO_MO-IL_2_MISO_W | MISO_MO-IL | MISO_W | Internal | Winter | B19 | 700 | 1082 | 1082 | 65.51 | 66.64 | 0.01 | 1.12
2020 | MISO_MO-IL_2_MISO_W | MISO_MO-IL | MISO_W | Internal | Winter | B20 | 935 | 1082 | 998.45 | 61.81 | 61.82 | 0.01 | 0
2020 | MISO_MO-IL_2_PJM_ROR | MISO_MO-IL | PJM_ROR | Internal | Shoulder | B11 | 25 | 1212 | 264.71 | 72.76 | 73.76 | 1 | 0
2020 | MISO_MO-IL_2_PJM_ROR | MISO_MO-IL | PJM_ROR | Internal | Shoulder | B12 | 200 | 1212 | 1211.94 | 67.57 | 68.58 | 1 | 0.01
2020 | MISO_MO-IL_2_PJM_ROR | MISO_MO-IL | PJM_ROR | Internal | Shoulder | B13 | 600 | 1212 | 397.38 | 65.27 | 66.27 | 1 | 0
2020 | MISO_MO-IL_2_PJM_ROR | MISO_MO-IL | PJM_ROR | Internal | Shoulder | B14 | 900 | 1212 | 1212 | 62.92 | 64.27 | 1 | 0.35
2020 | MISO_MO-IL_2_PJM_ROR | MISO_MO-IL | PJM_ROR | Internal | Shoulder | B15 | 1203 | 1212 | 1211.99 | 60.24 | 61.26 | 1 | 0.02
2020 | MISO_MO-IL_2_PJM_ROR | MISO_MO-IL | PJM_ROR | Internal | Summer | B1 | 10 | 1212 | 1211.07 | 101.88 | 102.89 | 1 | 0.01
2020 | MISO_MO-IL_2_PJM_ROR | MISO_MO-IL | PJM_ROR | Internal | Summer | B2 | 25 | 1212 | 0.46 | 100.16 | 101.15 | 1 | 0
2020 | MISO_MO-IL_2_PJM_ROR | MISO_MO-IL | PJM_ROR | Internal | Summer | B3 | 75 | 1212 | 501.23 | 100.15 | 101.15 | 1 | 0
2020 | MISO_MO-IL_2_PJM_ROR | MISO_MO-IL | PJM_ROR | Internal | Summer | B4 | 100 | 1212 | 142.19 | 96.36 | 97.36 | 1 | 0
2020 | MISO_MO-IL_2_PJM_ROR | MISO_MO-IL | PJM_ROR | Internal | Summer | B5 | 200 | 1212 | 656.81 | 86.71 | 87.71 | 1 | 0
2020 | MISO_MO-IL_2_PJM_ROR | MISO_MO-IL | PJM_ROR | Internal | Summer | B6 | 300 | 1212 | 577.67 | 73.98 | 74.98 | 1 | 0
2020 | MISO_MO-IL_2_PJM_ROR | MISO_MO-IL | PJM_ROR | Internal | Summer | B7 | 400 | 1212 | 0 | 67.36 | 67.89 | 1 | 0
2020 | MISO_MO-IL_2_PJM_ROR | MISO_MO-IL | PJM_ROR | Internal | Summer | B8 | 500 | 1212 | 0.03 | 63.16 | 64.14 | 1 | 0
2020 | MISO_MO-IL_2_PJM_ROR | MISO_MO-IL | PJM_ROR | Internal | Summer | B9 | 800 | 1212 | 0 | 62.66 | 62.15 | 1 | 0
2020 | MISO_MO-IL_2_PJM_ROR | MISO_MO-IL | PJM_ROR | Internal | Summer | B10 | 1262 | 1212 | 0 | 60.4 | 61.01 | 1 | 0
2020 | MISO_MO-IL_2_PJM_ROR | MISO_MO-IL | PJM_ROR | Internal | Winter | B16 | 25 | 1212 | 1211.54 | 79.08 | 80.09 | 1 | 0.01
2020 | MISO_MO-IL_2_PJM_ROR | MISO_MO-IL | PJM_ROR | Internal | Winter | B17 | 100 | 1212 | 1212 | 72.53 | 74.35 | 1 | 0.81
2020 | MISO_MO-IL_2_PJM_ROR | MISO_MO-IL | PJM_ROR | Internal | Winter | B18 | 400 | 1212 | 1174.77 | 67.76 | 68.76 | 1 | 0
2020 | MISO_MO-IL_2_PJM_ROR | MISO_MO-IL | PJM_ROR | Internal | Winter | B19 | 700 | 1212 | 1212 | 65.51 | 67.64 | 1 | 1.13
2020 | MISO_MO-IL_2_PJM_ROR | MISO_MO-IL | PJM_ROR | Internal | Winter | B20 | 935 | 1212 | 1211.99 | 61.81 | 62.82 | 1 | 0.01
2020 | MISO_MO-IL_2_SPP_N | MISO_MO-IL | SPP_N | Internal | Shoulder | B11 | 25 | 4019 | 0 | 72.76 | 67.26 | 6.5 | 0
2020 | MISO_MO-IL_2_SPP_N | MISO_MO-IL | SPP_N | Internal | Shoulder | B12 | 200 | 4019 | 0 | 67.57 | 62.69 | 6.5 | 0
2020 | MISO_MO-IL_2_SPP_N | MISO_MO-IL | SPP_N | Internal | Shoulder | B13 | 600 | 4019 | 0 | 65.27 | 61.77 | 6.5 | 0
2020 | MISO_MO-IL_2_SPP_N | MISO_MO-IL | SPP_N | Internal | Shoulder | B14 | 900 | 4019 | 0 | 62.92 | 57.5 | 6.5 | 0
2020 | MISO_MO-IL_2_SPP_N | MISO_MO-IL | SPP_N | Internal | Shoulder | B15 | 1203 | 4019 | 0 | 60.24 | 51.24 | 6.5 | 0
2020 | MISO_MO-IL_2_SPP_N | MISO_MO-IL | SPP_N | Internal | Summer | B1 | 10 | 4019 | 0 | 101.88 | 64.09 | 6.5 | 0
2020 | MISO_MO-IL_2_SPP_N | MISO_MO-IL | SPP_N | Internal | Summer | B2 | 25 | 4019 | 0 | 100.16 | 92.88 | 6.5 | 0
2020 | MISO_MO-IL_2_SPP_N | MISO_MO-IL | SPP_N | Internal | Summer | B3 | 75 | 4019 | 0 | 100.15 | 96.65 | 6.5 | 0
2020 | MISO_MO-IL_2_SPP_N | MISO_MO-IL | SPP_N | Internal | Summer | B4 | 100 | 4019 | 0 | 96.36 | 92.86 | 6.5 | 0
2020 | MISO_MO-IL_2_SPP_N | MISO_MO-IL | SPP_N | Internal | Summer | B5 | 200 | 4019 | 0 | 86.71 | 83.21 | 6.5 | 0
2020 | MISO_MO-IL_2_SPP_N | MISO_MO-IL | SPP_N | Internal | Summer | B6 | 300 | 4019 | 0 | 73.98 | 70.48 | 6.5 | 0
2020 | MISO_MO-IL_2_SPP_N | MISO_MO-IL | SPP_N | Internal | Summer | B7 | 400 | 4019 | 0 | 67.36 | 63.86 | 6.5 | 0
2020 | MISO_MO-IL_2_SPP_N | MISO_MO-IL | SPP_N | Internal | Summer | B8 | 500 | 4019 | 0 | 63.16 | 62.91 | 6.5 | 0
2020 | MISO_MO-IL_2_SPP_N | MISO_MO-IL | SPP_N | Internal | Summer | B9 | 800 | 4019 | 0 | 62.66 | 60.69 | 6.5 | 0
2020 | MISO_MO-IL_2_SPP_N | MISO_MO-IL | SPP_N | Internal | Summer | B10 | 1262 | 4019 | 0 | 60.4 | 56.92 | 6.5 | 0
2020 | MISO_MO-IL_2_SPP_N | MISO_MO-IL | SPP_N | Internal | Winter | B16 | 25 | 4019 | 0 | 79.08 | 66.97 | 6.5 | 0
2020 | MISO_MO-IL_2_SPP_N | MISO_MO-IL | SPP_N | Internal | Winter | B17 | 100 | 4019 | 0 | 72.53 | 63.53 | 6.5 | 0
2020 | MISO_MO-IL_2_SPP_N | MISO_MO-IL | SPP_N | Internal | Winter | B18 | 400 | 4019 | 0 | 67.76 | 63.64 | 6.5 | 0
2020 | MISO_MO-IL_2_SPP_N | MISO_MO-IL | SPP_N | Internal | Winter | B19 | 700 | 4019 | 0 | 65.51 | 60.99 | 6.5 | 0
2020 | MISO_MO-IL_2_SPP_N | MISO_MO-IL | SPP_N | Internal | Winter | B20 | 935 | 4019 | 0 | 61.81 | 55.3 | 6.5 | 0
2020 | MISO_MO-IL_2_TVA_Transmission | MISO_MO-IL | TVA_Transmission | Internal | Shoulder | B11 | 25 | 4000 | 0 | 72.76 | 76.26 | 6.5 | 0
2020 | MISO_MO-IL_2_TVA_Transmission | MISO_MO-IL | TVA_Transmission | Internal | Shoulder | B12 | 200 | 4000 | 0 | 67.57 | 69.99 | 6.5 | 0
2020 | MISO_MO-IL_2_TVA_Transmission | MISO_MO-IL | TVA_Transmission | Internal | Shoulder | B13 | 600 | 4000 | 0 | 65.27 | 68.09 | 6.5 | 0
2020 | MISO_MO-IL_2_TVA_Transmission | MISO_MO-IL | TVA_Transmission | Internal | Shoulder | B14 | 900 | 4000 | 0 | 62.92 | 66.5 | 6.5 | 0
2020 | MISO_MO-IL_2_TVA_Transmission | MISO_MO-IL | TVA_Transmission | Internal | Shoulder | B15 | 1203 | 4000 | 0 | 60.24 | 63.36 | 6.5 | 0
2020 | MISO_MO-IL_2_TVA_Transmission | MISO_MO-IL | TVA_Transmission | Internal | Summer | B1 | 10 | 4000 | 0.02 | 101.88 | 107.39 | 6.5 | 0
2020 | MISO_MO-IL_2_TVA_Transmission | MISO_MO-IL | TVA_Transmission | Internal | Summer | B2 | 25 | 4000 | 0 | 100.16 | 105.65 | 6.5 | 0
2020 | MISO_MO-IL_2_TVA_Transmission | MISO_MO-IL | TVA_Transmission | Internal | Summer | B3 | 75 | 4000 | 0 | 100.15 | 105.65 | 6.5 | 0
2020 | MISO_MO-IL_2_TVA_Transmission | MISO_MO-IL | TVA_Transmission | Internal | Summer | B4 | 100 | 4000 | 0 | 96.36 | 101.86 | 6.5 | 0
2020 | MISO_MO-IL_2_TVA_Transmission | MISO_MO-IL | TVA_Transmission | Internal | Summer | B5 | 200 | 4000 | 0 | 86.71 | 92.21 | 6.5 | 0
2020 | MISO_MO-IL_2_TVA_Transmission | MISO_MO-IL | TVA_Transmission | Internal | Summer | B6 | 300 | 4000 | 0 | 73.98 | 78.81 | 6.5 | 0
2020 | MISO_MO-IL_2_TVA_Transmission | MISO_MO-IL | TVA_Transmission | Internal | Summer | B7 | 400 | 4000 | 0 | 67.36 | 70.95 | 6.5 | 0
2020 | MISO_MO-IL_2_TVA_Transmission | MISO_MO-IL | TVA_Transmission | Internal | Summer | B8 | 500 | 4000 | 0 | 63.16 | 67.25 | 6.5 | 0
2020 | MISO_MO-IL_2_TVA_Transmission | MISO_MO-IL | TVA_Transmission | Internal | Summer | B9 | 800 | 4000 | 0 | 62.66 | 66.12 | 6.5 | 0
2020 | MISO_MO-IL_2_TVA_Transmission | MISO_MO-IL | TVA_Transmission | Internal | Summer | B10 | 1262 | 4000 | 0 | 60.4 | 64 | 6.5 | 0
2020 | MISO_MO-IL_2_TVA_Transmission | MISO_MO-IL | TVA_Transmission | Internal | Winter | B16 | 25 | 4000 | 0 | 79.08 | 79.51 | 6.5 | 0
2020 | MISO_MO-IL_2_TVA_Transmission | MISO_MO-IL | TVA_Transmission | Internal | Winter | B17 | 100 | 4000 | 0 | 72.53 | 72.53 | 6.5 | 0
2020 | MISO_MO-IL_2_TVA_Transmission | MISO_MO-IL | TVA_Transmission | Internal | Winter | B18 | 400 | 4000 | 0 | 67.76 | 70.96 | 6.5 | 0
2020 | MISO_MO-IL_2_TVA_Transmission | MISO_MO-IL | TVA_Transmission | Internal | Winter | B19 | 700 | 4000 | 0 | 65.51 | 69.8 | 6.5 | 0
2020 | MISO_MO-IL_2_TVA_Transmission | MISO_MO-IL | TVA_Transmission | Internal | Winter | B20 | 935 | 4000 | 0 | 61.81 | 64.3 | 6.5 | 0
2020 | MISO_W_2_IESO | MISO_W | IESO | Internal | Shoulder | B11 | 25 | 157 | 0 | 72.76 | 48.09 | 6.5 | 0
2020 | MISO_W_2_IESO | MISO_W | IESO | Internal | Shoulder | B12 | 200 | 157 | 0 | 67.58 | 48.09 | 6.5 | 0
2020 | MISO_W_2_IESO | MISO_W | IESO | Internal | Shoulder | B13 | 600 | 157 | 0 | 65.27 | 48.09 | 6.5 | 0
2020 | MISO_W_2_IESO | MISO_W | IESO | Internal | Shoulder | B14 | 900 | 157 | 0 | 63.27 | 48.09 | 6.5 | 0
2020 | MISO_W_2_IESO | MISO_W | IESO | Internal | Shoulder | B15 | 1203 | 157 | 0 | 60.26 | 48.09 | 6.5 | 0
2020 | MISO_W_2_IESO | MISO_W | IESO | Internal | Summer | B1 | 10 | 157 | 0 | 101.89 | 91.9 | 6.5 | 0
2020 | MISO_W_2_IESO | MISO_W | IESO | Internal | Summer | B2 | 25 | 157 | 0 | 100.15 | 89.87 | 6.5 | 0
2020 | MISO_W_2_IESO | MISO_W | IESO | Internal | Summer | B3 | 75 | 157 | 0 | 100.16 | 78.02 | 6.5 | 0
2020 | MISO_W_2_IESO | MISO_W | IESO | Internal | Summer | B4 | 100 | 157 | 0 | 96.36 | 47.04 | 6.5 | 0
2020 | MISO_W_2_IESO | MISO_W | IESO | Internal | Summer | B5 | 200 | 157 | 0 | 86.71 | 47.04 | 6.5 | 0
2020 | MISO_W_2_IESO | MISO_W | IESO | Internal | Summer | B6 | 300 | 157 | 0 | 73.98 | 47.04 | 6.5 | 0
2020 | MISO_W_2_IESO | MISO_W | IESO | Internal | Summer | B7 | 400 | 157 | 0 | 67.34 | 47.04 | 6.5 | 0
2020 | MISO_W_2_IESO | MISO_W | IESO | Internal | Summer | B8 | 500 | 157 | 0 | 63.14 | 47.04 | 6.5 | 0
2020 | MISO_W_2_IESO | MISO_W | IESO | Internal | Summer | B9 | 800 | 157 | 0 | 62.67 | 47.04 | 6.5 | 0
2020 | MISO_W_2_IESO | MISO_W | IESO | Internal | Summer | B10 | 1262 | 157 | 0 | 60.41 | 47.04 | 6.5 | 0
2020 | MISO_W_2_IESO | MISO_W | IESO | Internal | Winter | B16 | 25 | 157 | 0 | 79.09 | 50.02 | 6.5 | 0
2020 | MISO_W_2_IESO | MISO_W | IESO | Internal | Winter | B17 | 100 | 157 | 0 | 73.35 | 50.02 | 6.5 | 0
2020 | MISO_W_2_IESO | MISO_W | IESO | Internal | Winter | B18 | 400 | 157 | 0 | 67.76 | 50.02 | 6.5 | 0
2020 | MISO_W_2_IESO | MISO_W | IESO | Internal | Winter | B19 | 700 | 157 | 0 | 66.64 | 50.02 | 6.5 | 0
2020 | MISO_W_2_IESO | MISO_W | IESO | Internal | Winter | B20 | 935 | 157 | 0 | 61.82 | 50.02 | 6.5 | 0
2020 | MISO_W_2_MAPP_CA | MISO_W | MAPP_CA | Internal | Shoulder | B11 | 25 | 700 | 0 | 72.76 | 63.25 | 0.01 | 0
2020 | MISO_W_2_MAPP_CA | MISO_W | MAPP_CA | Internal | Shoulder | B12 | 200 | 700 | 0.03 | 67.58 | 67.57 | 0.01 | 0
2020 | MISO_W_2_MAPP_CA | MISO_W | MAPP_CA | Internal | Shoulder | B13 | 600 | 700 | 0.01 | 65.27 | 65.25 | 0.01 | 0
2020 | MISO_W_2_MAPP_CA | MISO_W | MAPP_CA | Internal | Shoulder | B14 | 900 | 700 | 0 | 63.27 | 63.25 | 0.01 | 0
2020 | MISO_W_2_MAPP_CA | MISO_W | MAPP_CA | Internal | Shoulder | B15 | 1203 | 700 | 700 | 60.26 | 63.25 | 0.01 | 2.98
2020 | MISO_W_2_MAPP_CA | MISO_W | MAPP_CA | Internal | Summer | B1 | 10 | 700 | 0 | 101.89 | 90.89 | 0.01 | 0
2020 | MISO_W_2_MAPP_CA | MISO_W | MAPP_CA | Internal | Summer | B2 | 25 | 700 | 0 | 100.15 | 89.86 | 0.01 | 0
2020 | MISO_W_2_MAPP_CA | MISO_W | MAPP_CA | Internal | Summer | B3 | 75 | 700 | 0 | 100.16 | 89.86 | 0.01 | 0
2020 | MISO_W_2_MAPP_CA | MISO_W | MAPP_CA | Internal | Summer | B4 | 100 | 700 | 0 | 96.36 | 89.86 | 0.01 | 0
2020 | MISO_W_2_MAPP_CA | MISO_W | MAPP_CA | Internal | Summer | B5 | 200 | 700 | 0 | 86.71 | 80.09 | 0.01 | 0
2020 | MISO_W_2_MAPP_CA | MISO_W | MAPP_CA | Internal | Summer | B6 | 300 | 700 | 0.02 | 73.98 | 73.97 | 0.01 | 0
2020 | MISO_W_2_MAPP_CA | MISO_W | MAPP_CA | Internal | Summer | B7 | 400 | 700 | 0 | 67.34 | 60.95 | 0.01 | 0
2020 | MISO_W_2_MAPP_CA | MISO_W | MAPP_CA | Internal | Summer | B8 | 500 | 700 | 0 | 63.14 | 60.95 | 0.01 | 0
2020 | MISO_W_2_MAPP_CA | MISO_W | MAPP_CA | Internal | Summer | B9 | 800 | 700 | 0 | 62.67 | 60.95 | 0.01 | 0
2020 | MISO_W_2_MAPP_CA | MISO_W | MAPP_CA | Internal | Summer | B10 | 1262 | 700 | 700 | 60.41 | 60.95 | 0.01 | 0.52
2020 | MISO_W_2_MAPP_CA | MISO_W | MAPP_CA | Internal | Winter | B16 | 25 | 700 | 0.22 | 79.09 | 79.08 | 0.01 | 0
2020 | MISO_W_2_MAPP_CA | MISO_W | MAPP_CA | Internal | Winter | B17 | 100 | 700 | 0.06 | 73.35 | 73.33 | 0.01 | 0
2020 | MISO_W_2_MAPP_CA | MISO_W | MAPP_CA | Internal | Winter | B18 | 400 | 700 | 0.02 | 67.76 | 67.75 | 0.01 | 0
2020 | MISO_W_2_MAPP_CA | MISO_W | MAPP_CA | Internal | Winter | B19 | 700 | 700 | 0 | 66.64 | 66.63 | 0.01 | 0
2020 | MISO_W_2_MAPP_CA | MISO_W | MAPP_CA | Internal | Winter | B20 | 935 | 700 | 700 | 61.82 | 66.63 | 0.01 | 4.79
2020 | MISO_W_2_MAPP_US | MISO_W | MAPP_US | Internal | Shoulder | B11 | 25 | 2300 | 0 | 72.76 | 67.26 | 5.5 | 0
2020 | MISO_W_2_MAPP_US | MISO_W | MAPP_US | Internal | Shoulder | B12 | 200 | 2300 | 0 | 67.58 | 62.08 | 5.5 | 0
2020 | MISO_W_2_MAPP_US | MISO_W | MAPP_US | Internal | Shoulder | B13 | 600 | 2300 | 0 | 65.27 | 59.77 | 5.5 | 0
2020 | MISO_W_2_MAPP_US | MISO_W | MAPP_US | Internal | Shoulder | B14 | 900 | 2300 | 0 | 63.27 | 57.77 | 5.5 | 0
2020 | MISO_W_2_MAPP_US | MISO_W | MAPP_US | Internal | Shoulder | B15 | 1203 | 2300 | 0 | 60.26 | 54.76 | 5.5 | 0
2020 | MISO_W_2_MAPP_US | MISO_W | MAPP_US | Internal | Summer | B1 | 10 | 2300 | 0 | 101.89 | 96.39 | 5.5 | 0
2020 | MISO_W_2_MAPP_US | MISO_W | MAPP_US | Internal | Summer | B2 | 25 | 2300 | 0 | 100.15 | 94.65 | 5.5 | 0
2020 | MISO_W_2_MAPP_US | MISO_W | MAPP_US | Internal | Summer | B3 | 75 | 2300 | 0 | 100.16 | 94.66 | 5.5 | 0
2020 | MISO_W_2_MAPP_US | MISO_W | MAPP_US | Internal | Summer | B4 | 100 | 2300 | 0 | 96.36 | 90.87 | 5.5 | 0
2020 | MISO_W_2_MAPP_US | MISO_W | MAPP_US | Internal | Summer | B5 | 200 | 2300 | 0 | 86.71 | 81.21 | 5.5 | 0
2020 | MISO_W_2_MAPP_US | MISO_W | MAPP_US | Internal | Summer | B6 | 300 | 2300 | 0 | 73.98 | 68.48 | 5.5 | 0
2020 | MISO_W_2_MAPP_US | MISO_W | MAPP_US | Internal | Summer | B7 | 400 | 2300 | 0 | 67.34 | 61.84 | 5.5 | 0
2020 | MISO_W_2_MAPP_US | MISO_W | MAPP_US | Internal | Summer | B8 | 500 | 2300 | 0 | 63.14 | 57.64 | 5.5 | 0
2020 | MISO_W_2_MAPP_US | MISO_W | MAPP_US | Internal | Summer | B9 | 800 | 2300 | 0 | 62.67 | 57.17 | 5.5 | 0
2020 | MISO_W_2_MAPP_US | MISO_W | MAPP_US | Internal | Summer | B10 | 1262 | 2300 | 0 | 60.41 | 55.45 | 5.5 | 0
2020 | MISO_W_2_MAPP_US | MISO_W | MAPP_US | Internal | Winter | B16 | 25 | 2300 | 0 | 79.09 | 61.51 | 5.5 | 0
2020 | MISO_W_2_MAPP_US | MISO_W | MAPP_US | Internal | Winter | B17 | 100 | 2300 | 0 | 73.35 | 64.34 | 5.5 | 0
2020 | MISO_W_2_MAPP_US | MISO_W | MAPP_US | Internal | Winter | B18 | 400 | 2300 | 0 | 67.76 | 62.26 | 5.5 | 0
2020 | MISO_W_2_MAPP_US | MISO_W | MAPP_US | Internal | Winter | B19 | 700 | 2300 | 0 | 66.64 | 61.51 | 5.5 | 0
2020 | MISO_W_2_MAPP_US | MISO_W | MAPP_US | Internal | Winter | B20 | 935 | 2300 | 0 | 61.82 | 56.32 | 5.5 | 0
2020 | MISO_W_2_MISO_MO-IL | MISO_W | MISO_MO-IL | Internal | Shoulder | B11 | 25 | 3922 | 0.52 | 72.76 | 72.76 | 0.01 | 0
2020 | MISO_W_2_MISO_MO-IL | MISO_W | MISO_MO-IL | Internal | Shoulder | B12 | 200 | 3922 | 0.03 | 67.58 | 67.57 | 0.01 | 0
2020 | MISO_W_2_MISO_MO-IL | MISO_W | MISO_MO-IL | Internal | Shoulder | B13 | 600 | 3922 | 0.02 | 65.27 | 65.27 | 0.01 | 0
2020 | MISO_W_2_MISO_MO-IL | MISO_W | MISO_MO-IL | Internal | Shoulder | B14 | 900 | 3922 | 0 | 63.27 | 62.92 | 0.01 | 0
2020 | MISO_W_2_MISO_MO-IL | MISO_W | MISO_MO-IL | Internal | Shoulder | B15 | 1203 | 3922 | 0 | 60.26 | 60.24 | 0.01 | 0
2020 | MISO_W_2_MISO_MO-IL | MISO_W | MISO_MO-IL | Internal | Summer | B1 | 10 | 3922 | 0.48 | 101.89 | 101.88 | 0.01 | 0
2020 | MISO_W_2_MISO_MO-IL | MISO_W | MISO_MO-IL | Internal | Summer | B2 | 25 | 3922 | 132.47 | 100.15 | 100.16 | 0.01 | 0
2020 | MISO_W_2_MISO_MO-IL | MISO_W | MISO_MO-IL | Internal | Summer | B3 | 75 | 3922 | 0.08 | 100.16 | 100.15 | 0.01 | 0
2020 | MISO_W_2_MISO_MO-IL | MISO_W | MISO_MO-IL | Internal | Summer | B4 | 100 | 3922 | 0.11 | 96.36 | 96.36 | 0.01 | 0
2020 | MISO_W_2_MISO_MO-IL | MISO_W | MISO_MO-IL | Internal | Summer | B5 | 200 | 3922 | 0.06 | 86.71 | 86.71 | 0.01 | 0
2020 | MISO_W_2_MISO_MO-IL | MISO_W | MISO_MO-IL | Internal | Summer | B6 | 300 | 3922 | 0.04 | 73.98 | 73.98 | 0.01 | 0
2020 | MISO_W_2_MISO_MO-IL | MISO_W | MISO_MO-IL | Internal | Summer | B7 | 400 | 3922 | 317.7 | 67.34 | 67.36 | 0.01 | 0
2020 | MISO_W_2_MISO_MO-IL | MISO_W | MISO_MO-IL | Internal | Summer | B8 | 500 | 3922 | 251.11 | 63.14 | 63.16 | 0.01 | 0
2020 | MISO_W_2_MISO_MO-IL | MISO_W | MISO_MO-IL | Internal | Summer | B9 | 800 | 3922 | 0 | 62.67 | 62.66 | 0.01 | 0
2020 | MISO_W_2_MISO_MO-IL | MISO_W | MISO_MO-IL | Internal | Summer | B10 | 1262 | 3922 | 0 | 60.41 | 60.4 | 0.01 | 0
2020 | MISO_W_2_MISO_MO-IL | MISO_W | MISO_MO-IL | Internal | Winter | B16 | 25 | 3922 | 0.24 | 79.09 | 79.08 | 0.01 | 0
2020 | MISO_W_2_MISO_MO-IL | MISO_W | MISO_MO-IL | Internal | Winter | B17 | 100 | 3922 | 0 | 73.35 | 72.53 | 0.01 | 0
2020 | MISO_W_2_MISO_MO-IL | MISO_W | MISO_MO-IL | Internal | Winter | B18 | 400 | 3922 | 0.03 | 67.76 | 67.76 | 0.01 | 0
2020 | MISO_W_2_MISO_MO-IL | MISO_W | MISO_MO-IL | Internal | Winter | B19 | 700 | 3922 | 0 | 66.64 | 65.51 | 0.01 | 0
2020 | MISO_W_2_MISO_MO-IL | MISO_W | MISO_MO-IL | Internal | Winter | B20 | 935 | 3922 | 0 | 61.82 | 61.81 | 0.01 | 0
2020 | MISO_W_2_MISO_WUMS | MISO_W | MISO_WUMS | Internal | Shoulder | B11 | 25 | 1667 | 0.22 | 72.76 | 72.75 | 0.01 | 0
2020 | MISO_W_2_MISO_WUMS | MISO_W | MISO_WUMS | Internal | Shoulder | B12 | 200 | 1667 | 0.03 | 67.58 | 67.57 | 0.01 | 0
2020 | MISO_W_2_MISO_WUMS | MISO_W | MISO_WUMS | Internal | Shoulder | B13 | 600 | 1667 | 0.01 | 65.27 | 65.25 | 0.01 | 0
2020 | MISO_W_2_MISO_WUMS | MISO_W | MISO_WUMS | Internal | Shoulder | B14 | 900 | 1667 | 0 | 63.27 | 62.93 | 0.01 | 0
2020 | MISO_W_2_MISO_WUMS | MISO_W | MISO_WUMS | Internal | Shoulder | B15 | 1203 | 1667 | 0 | 60.26 | 60.25 | 0.01 | 0
2020 | MISO_W_2_MISO_WUMS | MISO_W | MISO_WUMS | Internal | Summer | B1 | 10 | 1667 | 0.55 | 101.89 | 101.88 | 0.01 | 0
2020 | MISO_W_2_MISO_WUMS | MISO_W | MISO_WUMS | Internal | Summer | B2 | 25 | 1667 | 0.41 | 100.15 | 100.15 | 0.01 | 0
2020 | MISO_W_2_MISO_WUMS | MISO_W | MISO_WUMS | Internal | Summer | B3 | 75 | 1667 | 0.07 | 100.16 | 100.15 | 0.01 | 0
2020 | MISO_W_2_MISO_WUMS | MISO_W | MISO_WUMS | Internal | Summer | B4 | 100 | 1667 | 0.05 | 96.36 | 96.35 | 0.01 | 0
2020 | MISO_W_2_MISO_WUMS | MISO_W | MISO_WUMS | Internal | Summer | B5 | 200 | 1667 | 0 | 86.71 | 74.45 | 0.01 | 0
2020 | MISO_W_2_MISO_WUMS | MISO_W | MISO_WUMS | Internal | Summer | B6 | 300 | 1667 | 0 | 73.98 | 70.63 | 0.01 | 0
2020 | MISO_W_2_MISO_WUMS | MISO_W | MISO_WUMS | Internal | Summer | B7 | 400 | 1667 | 0 | 67.34 | 65.37 | 0.01 | 0
2020 | MISO_W_2_MISO_WUMS | MISO_W | MISO_WUMS | Internal | Summer | B8 | 500 | 1667 | 0.01 | 63.14 | 63.13 | 0.01 | 0
2020 | MISO_W_2_MISO_WUMS | MISO_W | MISO_WUMS | Internal | Summer | B9 | 800 | 1667 | 0 | 62.67 | 61.15 | 0.01 | 0
2020 | MISO_W_2_MISO_WUMS | MISO_W | MISO_WUMS | Internal | Summer | B10 | 1262 | 1667 | 0 | 60.41 | 60.01 | 0.01 | 0
2020 | MISO_W_2_MISO_WUMS | MISO_W | MISO_WUMS | Internal | Winter | B16 | 25 | 1667 | 0.2 | 79.09 | 79.08 | 0.01 | 0
2020 | MISO_W_2_MISO_WUMS | MISO_W | MISO_WUMS | Internal | Winter | B17 | 100 | 1667 | 0 | 73.35 | 71.58 | 0.01 | 0
2020 | MISO_W_2_MISO_WUMS | MISO_W | MISO_WUMS | Internal | Winter | B18 | 400 | 1667 | 0.02 | 67.76 | 67.75 | 0.01 | 0
2020 | MISO_W_2_MISO_WUMS | MISO_W | MISO_WUMS | Internal | Winter | B19 | 700 | 1667 | 0 | 66.64 | 65.63 | 0.01 | 0
2020 | MISO_W_2_MISO_WUMS | MISO_W | MISO_WUMS | Internal | Winter | B20 | 935 | 1667 | 0.01 | 61.82 | 61.82 | 0.01 | 0
2020 | MISO_W_2_NE | MISO_W | NE | Internal | Shoulder | B11 | 25 | 5289 | 0 | 72.76 | 69.26 | 5.5 | 0
2020 | MISO_W_2_NE | MISO_W | NE | Internal | Shoulder | B12 | 200 | 5289 | 0 | 67.58 | 62.68 | 5.5 | 0
2020 | MISO_W_2_NE | MISO_W | NE | Internal | Shoulder | B13 | 600 | 5289 | 0 | 65.27 | 61.75 | 5.5 | 0
2020 | MISO_W_2_NE | MISO_W | NE | Internal | Shoulder | B14 | 900 | 5289 | 0 | 63.27 | 57.49 | 5.5 | 0
2020 | MISO_W_2_NE | MISO_W | NE | Internal | Shoulder | B15 | 1203 | 5289 | 0 | 60.26 | 51.22 | 5.5 | 0
2020 | MISO_W_2_NE | MISO_W | NE | Internal | Summer | B1 | 10 | 5289 | 0 | 101.89 | 98.39 | 5.5 | 0
2020 | MISO_W_2_NE | MISO_W | NE | Internal | Summer | B2 | 25 | 5289 | 0 | 100.15 | 93.57 | 5.5 | 0
2020 | MISO_W_2_NE | MISO_W | NE | Internal | Summer | B3 | 75 | 5289 | 0 | 100.16 | 96.66 | 5.5 | 0
2020 | MISO_W_2_NE | MISO_W | NE | Internal | Summer | B4 | 100 | 5289 | 0 | 96.36 | 92.86 | 5.5 | 0
2020 | MISO_W_2_NE | MISO_W | NE | Internal | Summer | B5 | 200 | 5289 | 0 | 86.71 | 83.21 | 5.5 | 0
2020 | MISO_W_2_NE | MISO_W | NE | Internal | Summer | B6 | 300 | 5289 | 0 | 73.98 | 70.48 | 5.5 | 0
2020 | MISO_W_2_NE | MISO_W | NE | Internal | Summer | B7 | 400 | 5289 | 0 | 67.34 | 63.84 | 5.5 | 0
2020 | MISO_W_2_NE | MISO_W | NE | Internal | Summer | B8 | 500 | 5289 | 0 | 63.14 | 59.64 | 5.5 | 0
2020 | MISO_W_2_NE | MISO_W | NE | Internal | Summer | B9 | 800 | 5289 | 0 | 62.67 | 59.17 | 5.5 | 0
2020 | MISO_W_2_NE | MISO_W | NE | Internal | Summer | B10 | 1262 | 5289 | 0 | 60.41 | 56.91 | 5.5 | 0
2020 | MISO_W_2_NE | MISO_W | NE | Internal | Winter | B16 | 25 | 5289 | 0 | 79.09 | 11.13 | 5.5 | 0
2020 | MISO_W_2_NE | MISO_W | NE | Internal | Winter | B17 | 100 | 5289 | 0 | 73.35 | 60.85 | 5.5 | 0
2020 | MISO_W_2_NE | MISO_W | NE | Internal | Winter | B18 | 400 | 5289 | 0 | 67.76 | 59.29 | 5.5 | 0
2020 | MISO_W_2_NE | MISO_W | NE | Internal | Winter | B19 | 700 | 5289 | 0 | 66.64 | 60.03 | 5.5 | 0
2020 | MISO_W_2_NE | MISO_W | NE | Internal | Winter | B20 | 935 | 5289 | 0 | 61.82 | 52.82 | 5.5 | 0
2020 | MISO_W_2_PJM_ROR | MISO_W | PJM_ROR | Internal | Shoulder | B11 | 25 | 13193 | 2704.75 | 72.76 | 73.76 | 1 | 0
2020 | MISO_W_2_PJM_ROR | MISO_W | PJM_ROR | Internal | Shoulder | B12 | 200 | 13193 | 2943.36 | 67.58 | 68.58 | 1 | 0
2020 | MISO_W_2_PJM_ROR | MISO_W | PJM_ROR | Internal | Shoulder | B13 | 600 | 13193 | 2210.82 | 65.27 | 66.27 | 1 | 0
2020 | MISO_W_2_PJM_ROR | MISO_W | PJM_ROR | Internal | Shoulder | B14 | 900 | 13193 | 2369.88 | 63.27 | 64.27 | 1 | 0
2020 | MISO_W_2_PJM_ROR | MISO_W | PJM_ROR | Internal | Shoulder | B15 | 1203 | 13193 | 1221.45 | 60.26 | 61.26 | 1 | 0
2020 | MISO_W_2_PJM_ROR | MISO_W | PJM_ROR | Internal | Summer | B1 | 10 | 13193 | 903.14 | 101.89 | 102.89 | 1 | 0
2020 | MISO_W_2_PJM_ROR | MISO_W | PJM_ROR | Internal | Summer | B2 | 25 | 13193 | 323.12 | 100.15 | 101.15 | 1 | 0
2020 | MISO_W_2_PJM_ROR | MISO_W | PJM_ROR | Internal | Summer | B3 | 75 | 13193 | 0.16 | 100.16 | 101.15 | 1 | 0
2020 | MISO_W_2_PJM_ROR | MISO_W | PJM_ROR | Internal | Summer | B4 | 100 | 13193 | 18.34 | 96.36 | 97.36 | 1 | 0
2020 | MISO_W_2_PJM_ROR | MISO_W | PJM_ROR | Internal | Summer | B5 | 200 | 13193 | 610.99 | 86.71 | 87.71 | 1 | 0
2020 | MISO_W_2_PJM_ROR | MISO_W | PJM_ROR | Internal | Summer | B6 | 300 | 13193 | 1580.77 | 73.98 | 74.98 | 1 | 0
2020 | MISO_W_2_PJM_ROR | MISO_W | PJM_ROR | Internal | Summer | B7 | 400 | 13193 | 0 | 67.34 | 67.89 | 1 | 0
2020 | MISO_W_2_PJM_ROR | MISO_W | PJM_ROR | Internal | Summer | B8 | 500 | 13193 | 1241.16 | 63.14 | 64.14 | 1 | 0
2020 | MISO_W_2_PJM_ROR | MISO_W | PJM_ROR | Internal | Summer | B9 | 800 | 13193 | 0 | 62.67 | 62.15 | 1 | 0
2020 | MISO_W_2_PJM_ROR | MISO_W | PJM_ROR | Internal | Summer | B10 | 1262 | 13193 | 0 | 60.41 | 61.01 | 1 | 0
2020 | MISO_W_2_PJM_ROR | MISO_W | PJM_ROR | Internal | Winter | B16 | 25 | 13193 | 8056.5 | 79.09 | 80.09 | 1 | 0
2020 | MISO_W_2_PJM_ROR | MISO_W | PJM_ROR | Internal | Winter | B17 | 100 | 13193 | 9226.81 | 73.35 | 74.35 | 1 | 0
2020 | MISO_W_2_PJM_ROR | MISO_W | PJM_ROR | Internal | Winter | B18 | 400 | 13193 | 5226.05 | 67.76 | 68.76 | 1 | 0
2020 | MISO_W_2_PJM_ROR | MISO_W | PJM_ROR | Internal | Winter | B19 | 700 | 13193 | 2858.49 | 66.64 | 67.64 | 1 | 0
2020 | MISO_W_2_PJM_ROR | MISO_W | PJM_ROR | Internal | Winter | B20 | 935 | 13193 | 1253.42 | 61.82 | 62.82 | 1 | 0
2020 | MISO_W_2_SPP_N | MISO_W | SPP_N | Internal | Shoulder | B11 | 25 | 3537 | 0 | 72.76 | 67.26 | 5.5 | 0
2020 | MISO_W_2_SPP_N | MISO_W | SPP_N | Internal | Shoulder | B12 | 200 | 3537 | 0 | 67.58 | 62.69 | 5.5 | 0
2020 | MISO_W_2_SPP_N | MISO_W | SPP_N | Internal | Shoulder | B13 | 600 | 3537 | 0 | 65.27 | 61.77 | 5.5 | 0
2020 | MISO_W_2_SPP_N | MISO_W | SPP_N | Internal | Shoulder | B14 | 900 | 3537 | 0 | 63.27 | 57.5 | 5.5 | 0
2020 | MISO_W_2_SPP_N | MISO_W | SPP_N | Internal | Shoulder | B15 | 1203 | 3537 | 0 | 60.26 | 51.24 | 5.5 | 0
2020 | MISO_W_2_SPP_N | MISO_W | SPP_N | Internal | Summer | B1 | 10 | 3537 | 0 | 101.89 | 64.09 | 5.5 | 0
2020 | MISO_W_2_SPP_N | MISO_W | SPP_N | Internal | Summer | B2 | 25 | 3537 | 0 | 100.15 | 92.88 | 5.5 | 0
2020 | MISO_W_2_SPP_N | MISO_W | SPP_N | Internal | Summer | B3 | 75 | 3537 | 0 | 100.16 | 96.65 | 5.5 | 0
2020 | MISO_W_2_SPP_N | MISO_W | SPP_N | Internal | Summer | B4 | 100 | 3537 | 0 | 96.36 | 92.86 | 5.5 | 0
2020 | MISO_W_2_SPP_N | MISO_W | SPP_N | Internal | Summer | B5 | 200 | 3537 | 0 | 86.71 | 83.21 | 5.5 | 0
2020 | MISO_W_2_SPP_N | MISO_W | SPP_N | Internal | Summer | B6 | 300 | 3537 | 0 | 73.98 | 70.48 | 5.5 | 0
2020 | MISO_W_2_SPP_N | MISO_W | SPP_N | Internal | Summer | B7 | 400 | 3537 | 0 | 67.34 | 63.86 | 5.5 | 0
2020 | MISO_W_2_SPP_N | MISO_W | SPP_N | Internal | Summer | B8 | 500 | 3537 | 0 | 63.14 | 62.91 | 5.5 | 0
2020 | MISO_W_2_SPP_N | MISO_W | SPP_N | Internal | Summer | B9 | 800 | 3537 | 0 | 62.67 | 60.69 | 5.5 | 0
2020 | MISO_W_2_SPP_N | MISO_W | SPP_N | Internal | Summer | B10 | 1262 | 3537 | 0 | 60.41 | 56.92 | 5.5 | 0
2020 | MISO_W_2_SPP_N | MISO_W | SPP_N | Internal | Winter | B16 | 25 | 3537 | 0 | 79.09 | 66.97 | 5.5 | 0
2020 | MISO_W_2_SPP_N | MISO_W | SPP_N | Internal | Winter | B17 | 100 | 3537 | 0 | 73.35 | 63.53 | 5.5 | 0
2020 | MISO_W_2_SPP_N | MISO_W | SPP_N | Internal | Winter | B18 | 400 | 3537 | 0 | 67.76 | 63.64 | 5.5 | 0
2020 | MISO_W_2_SPP_N | MISO_W | SPP_N | Internal | Winter | B19 | 700 | 3537 | 0 | 66.64 | 60.99 | 5.5 | 0
2020 | MISO_W_2_SPP_N | MISO_W | SPP_N | Internal | Winter | B20 | 935 | 3537 | 0 | 61.82 | 55.3 | 5.5 | 0
2020 | MISO_WUMS_2_MISO_MI | MISO_WUMS | MISO_MI | Internal | Shoulder | B11 | 25 | 787 | 552.69 | 72.75 | 72.76 | 0.01 | 0
2020 | MISO_WUMS_2_MISO_MI | MISO_WUMS | MISO_MI | Internal | Shoulder | B12 | 200 | 787 | 0.06 | 67.57 | 67.57 | 0.01 | 0
2020 | MISO_WUMS_2_MISO_MI | MISO_WUMS | MISO_MI | Internal | Shoulder | B13 | 600 | 787 | 50.29 | 65.25 | 65.27 | 0.01 | 0
2020 | MISO_WUMS_2_MISO_MI | MISO_WUMS | MISO_MI | Internal | Shoulder | B14 | 900 | 787 | 0 | 62.93 | 62.92 | 0.01 | 0
2020 | MISO_WUMS_2_MISO_MI | MISO_WUMS | MISO_MI | Internal | Shoulder | B15 | 1203 | 787 | 0 | 60.25 | 60.24 | 0.01 | 0
2020 | MISO_WUMS_2_MISO_MI | MISO_WUMS | MISO_MI | Internal | Summer | B1 | 10 | 787 | 0.9 | 101.88 | 101.88 | 0.01 | 0
2020 | MISO_WUMS_2_MISO_MI | MISO_WUMS | MISO_MI | Internal | Summer | B2 | 25 | 787 | 354.07 | 100.15 | 100.16 | 0.01 | 0
2020 | MISO_WUMS_2_MISO_MI | MISO_WUMS | MISO_MI | Internal | Summer | B3 | 75 | 787 | 0.15 | 100.15 | 100.15 | 0.01 | 0
2020 | MISO_WUMS_2_MISO_MI | MISO_WUMS | MISO_MI | Internal | Summer | B4 | 100 | 787 | 361.05 | 96.35 | 96.36 | 0.01 | 0
2020 | MISO_WUMS_2_MISO_MI | MISO_WUMS | MISO_MI | Internal | Summer | B5 | 200 | 787 | 787 | 74.45 | 82.4 | 0.01 | 7.94
2020 | MISO_WUMS_2_MISO_MI | MISO_WUMS | MISO_MI | Internal | Summer | B6 | 300 | 787 | 787 | 70.63 | 73.98 | 0.01 | 3.35
2020 | MISO_WUMS_2_MISO_MI | MISO_WUMS | MISO_MI | Internal | Summer | B7 | 400 | 787 | 0.02 | 65.37 | 65.36 | 0.01 | 0
2020 | MISO_WUMS_2_MISO_MI | MISO_WUMS | MISO_MI | Internal | Summer | B8 | 500 | 787 | 132.78 | 63.13 | 63.14 | 0.01 | 0
2020 | MISO_WUMS_2_MISO_MI | MISO_WUMS | MISO_MI | Internal | Summer | B9 | 800 | 787 | 631.28 | 61.15 | 61.16 | 0.01 | 0
2020 | MISO_WUMS_2_MISO_MI | MISO_WUMS | MISO_MI | Internal | Summer | B10 | 1262 | 787 | 103.55 | 60.01 | 60.02 | 0.01 | 0
2020 | MISO_WUMS_2_MISO_MI | MISO_WUMS | MISO_MI | Internal | Winter | B16 | 25 | 787 | 641.15 | 79.08 | 79.09 | 0.01 | 0
2020 | MISO_WUMS_2_MISO_MI | MISO_WUMS | MISO_MI | Internal | Winter | B17 | 100 | 787 | 787 | 71.58 | 72.53 | 0.01 | 0.94
2020 | MISO_WUMS_2_MISO_MI | MISO_WUMS | MISO_MI | Internal | Winter | B18 | 400 | 787 | 38.71 | 67.75 | 67.76 | 0.01 | 0
2020 | MISO_WUMS_2_MISO_MI | MISO_WUMS | MISO_MI | Internal | Winter | B19 | 700 | 787 | 0 | 65.63 | 65.51 | 0.01 | 0
2020 | MISO_WUMS_2_MISO_MI | MISO_WUMS | MISO_MI | Internal | Winter | B20 | 935 | 787 | 0 | 61.82 | 61.81 | 0.01 | 0
2020 | MISO_WUMS_2_MISO_W | MISO_WUMS | MISO_W | Internal | Shoulder | B11 | 25 | 1175 | 716.07 | 72.75 | 72.76 | 0.01 | 0
2020 | MISO_WUMS_2_MISO_W | MISO_WUMS | MISO_W | Internal | Shoulder | B12 | 200 | 1175 | 416.14 | 67.57 | 67.58 | 0.01 | 0
2020 | MISO_WUMS_2_MISO_W | MISO_WUMS | MISO_W | Internal | Shoulder | B13 | 600 | 1175 | 51.33 | 65.25 | 65.27 | 0.01 | 0
2020 | MISO_WUMS_2_MISO_W | MISO_WUMS | MISO_W | Internal | Shoulder | B14 | 900 | 1175 | 1175 | 62.93 | 63.27 | 0.01 | 0.33
2020 | MISO_WUMS_2_MISO_W | MISO_WUMS | MISO_W | Internal | Shoulder | B15 | 1203 | 1175 | 488.8 | 60.25 | 60.26 | 0.01 | 0
2020 | MISO_WUMS_2_MISO_W | MISO_WUMS | MISO_W | Internal | Summer | B1 | 10 | 1175 | 180.08 | 101.88 | 101.89 | 0.01 | 0
2020 | MISO_WUMS_2_MISO_W | MISO_WUMS | MISO_W | Internal | Summer | B2 | 25 | 1175 | 0.64 | 100.15 | 100.15 | 0.01 | 0
2020 | MISO_WUMS_2_MISO_W | MISO_WUMS | MISO_W | Internal | Summer | B3 | 75 | 1175 | 976.99 | 100.15 | 100.16 | 0.01 | 0
2020 | MISO_WUMS_2_MISO_W | MISO_WUMS | MISO_W | Internal | Summer | B4 | 100 | 1175 | 1156.49 | 96.35 | 96.36 | 0.01 | 0
2020 | MISO_WUMS_2_MISO_W | MISO_WUMS | MISO_W | Internal | Summer | B5 | 200 | 1175 | 1175 | 74.45 | 86.71 | 0.01 | 12.25
2020 | MISO_WUMS_2_MISO_W | MISO_WUMS | MISO_W | Internal | Summer | B6 | 300 | 1175 | 1175 | 70.63 | 73.98 | 0.01 | 3.35
2020 | MISO_WUMS_2_MISO_W | MISO_WUMS | MISO_W | Internal | Summer | B7 | 400 | 1175 | 1175 | 65.37 | 67.34 | 0.01 | 1.96
2020 | MISO_WUMS_2_MISO_W | MISO_WUMS | MISO_W | Internal | Summer | B8 | 500 | 1175 | 1043.38 | 63.13 | 63.14 | 0.01 | 0
2020 | MISO_WUMS_2_MISO_W | MISO_WUMS | MISO_W | Internal | Summer | B9 | 800 | 1175 | 1175 | 61.15 | 62.67 | 0.01 | 1.51
2020 | MISO_WUMS_2_MISO_W | MISO_WUMS | MISO_W | Internal | Summer | B10 | 1262 | 1175 | 1175 | 60.01 | 60.41 | 0.01 | 0.39
2020 | MISO_WUMS_2_MISO_W | MISO_WUMS | MISO_W | Internal | Winter | B16 | 25 | 1175 | 1055.75 | 79.08 | 79.09 | 0.01 | 0
2020 | MISO_WUMS_2_MISO_W | MISO_WUMS | MISO_W | Internal | Winter | B17 | 100 | 1175 | 1175 | 71.58 | 73.35 | 0.01 | 1.75
2020 | MISO_WUMS_2_MISO_W | MISO_WUMS | MISO_W | Internal | Winter | B18 | 400 | 1175 | 616.46 | 67.75 | 67.76 | 0.01 | 0
2020 | MISO_WUMS_2_MISO_W | MISO_WUMS | MISO_W | Internal | Winter | B19 | 700 | 1175 | 1175 | 65.63 | 66.64 | 0.01 | 1
2020 | MISO_WUMS_2_MISO_W | MISO_WUMS | MISO_W | Internal | Winter | B20 | 935 | 1175 | 0.02 | 61.82 | 61.82 | 0.01 | 0
2020 | MISO_WUMS_2_PJM_ROR | MISO_WUMS | PJM_ROR | Internal | Shoulder | B11 | 25 | 1600 | 1599.57 | 72.75 | 73.76 | 1 | 0.01
2020 | MISO_WUMS_2_PJM_ROR | MISO_WUMS | PJM_ROR | Internal | Shoulder | B12 | 200 | 1600 | 1599.94 | 67.57 | 68.58 | 1 | 0.01
2020 | MISO_WUMS_2_PJM_ROR | MISO_WUMS | PJM_ROR | Internal | Shoulder | B13 | 600 | 1600 | 1599.98 | 65.25 | 66.27 | 1 | 0.01
2020 | MISO_WUMS_2_PJM_ROR | MISO_WUMS | PJM_ROR | Internal | Shoulder | B14 | 900 | 1600 | 1600 | 62.93 | 64.27 | 1 | 0.34
2020 | MISO_WUMS_2_PJM_ROR | MISO_WUMS | PJM_ROR | Internal | Shoulder | B15 | 1203 | 1600 | 1599.99 | 60.25 | 61.26 | 1 | 0.01
2020 | MISO_WUMS_2_PJM_ROR | MISO_WUMS | PJM_ROR | Internal | Summer | B1 | 10 | 1600 | 1598.86 | 101.88 | 102.89 | 1 | 0.01
2020 | MISO_WUMS_2_PJM_ROR | MISO_WUMS | PJM_ROR | Internal | Summer | B2 | 25 | 1600 | 1480.22 | 100.15 | 101.15 | 1 | 0
2020 | MISO_WUMS_2_PJM_ROR | MISO_WUMS | PJM_ROR | Internal | Summer | B3 | 75 | 1600 | 1419.52 | 100.15 | 101.15 | 1 | 0
2020 | MISO_WUMS_2_PJM_ROR | MISO_WUMS | PJM_ROR | Internal | Summer | B4 | 100 | 1600 | 1599.89 | 96.35 | 97.36 | 1 | 0.01
2020 | MISO_WUMS_2_PJM_ROR | MISO_WUMS | PJM_ROR | Internal | Summer | B5 | 200 | 1600 | 1600 | 74.45 | 87.71 | 1 | 12.26
2020 | MISO_WUMS_2_PJM_ROR | MISO_WUMS | PJM_ROR | Internal | Summer | B6 | 300 | 1600 | 1600 | 70.63 | 74.98 | 1 | 3.36
2020 | MISO_WUMS_2_PJM_ROR | MISO_WUMS | PJM_ROR | Internal | Summer | B7 | 400 | 1600 | 1600 | 65.37 | 67.89 | 1 | 1.52
2020 | MISO_WUMS_2_PJM_ROR | MISO_WUMS | PJM_ROR | Internal | Summer | B8 | 500 | 1600 | 1599.98 | 63.13 | 64.14 | 1 | 0.01
2020 | MISO_WUMS_2_PJM_ROR | MISO_WUMS | PJM_ROR | Internal | Summer | B9 | 800 | 1600 | 1395.64 | 61.15 | 62.15 | 1 | 0
2020 | MISO_WUMS_2_PJM_ROR | MISO_WUMS | PJM_ROR | Internal | Summer | B10 | 1262 | 1600 | 877.17 | 60.01 | 61.01 | 1 | 0
2020 | MISO_WUMS_2_PJM_ROR | MISO_WUMS | PJM_ROR | Internal | Winter | B16 | 25 | 1600 | 1599.6 | 79.08 | 80.09 | 1 | 0.01
2020 | MISO_WUMS_2_PJM_ROR | MISO_WUMS | PJM_ROR | Internal | Winter | B17 | 100 | 1600 | 1600 | 71.58 | 74.35 | 1 | 1.77
2020 | MISO_WUMS_2_PJM_ROR | MISO_WUMS | PJM_ROR | Internal | Winter | B18 | 400 | 1600 | 1599.97 | 67.75 | 68.76 | 1 | 0.01
2020 | MISO_WUMS_2_PJM_ROR | MISO_WUMS | PJM_ROR | Internal | Winter | B19 | 700 | 1600 | 1600 | 65.63 | 67.64 | 1 | 1.01
2020 | MISO_WUMS_2_PJM_ROR | MISO_WUMS | PJM_ROR | Internal | Winter | B20 | 935 | 1600 | 1496.72 | 61.82 | 62.82 | 1 | 0
2020 | NE_2_MAPP_US | NE | MAPP_US | Internal | Shoulder | B11 | 25 | 1600 | 0 | 69.26 | 67.26 | 3.5 | 0
2020 | NE_2_MAPP_US | NE | MAPP_US | Internal | Shoulder | B12 | 200 | 1600 | 0 | 62.68 | 62.08 | 3.5 | 0
2020 | NE_2_MAPP_US | NE | MAPP_US | Internal | Shoulder | B13 | 600 | 1600 | 0 | 61.75 | 59.77 | 3.5 | 0
2020 | NE_2_MAPP_US | NE | MAPP_US | Internal | Shoulder | B14 | 900 | 1600 | 0 | 57.49 | 57.77 | 3.5 | 0
2020 | NE_2_MAPP_US | NE | MAPP_US | Internal | Shoulder | B15 | 1203 | 1600 | 1600 | 51.22 | 54.76 | 3.5 | 0.04
2020 | NE_2_MAPP_US | NE | MAPP_US | Internal | Summer | B1 | 10 | 1600 | 0 | 98.39 | 96.39 | 3.5 | 0
2020 | NE_2_MAPP_US | NE | MAPP_US | Internal | Summer | B2 | 25 | 1600 | 0 | 93.57 | 94.65 | 3.5 | 0
2020 | NE_2_MAPP_US | NE | MAPP_US | Internal | Summer | B3 | 75 | 1600 | 0 | 96.66 | 94.66 | 3.5 | 0
2020 | NE_2_MAPP_US | NE | MAPP_US | Internal | Summer | B4 | 100 | 1600 | 0 | 92.86 | 90.87 | 3.5 | 0
2020 | NE_2_MAPP_US | NE | MAPP_US | Internal | Summer | B5 | 200 | 1600 | 0 | 83.21 | 81.21 | 3.5 | 0
2020 | NE_2_MAPP_US | NE | MAPP_US | Internal | Summer | B6 | 300 | 1600 | 0 | 70.48 | 68.48 | 3.5 | 0
2020 | NE_2_MAPP_US | NE | MAPP_US | Internal | Summer | B7 | 400 | 1600 | 0 | 63.84 | 61.84 | 3.5 | 0
2020 | NE_2_MAPP_US | NE | MAPP_US | Internal | Summer | B8 | 500 | 1600 | 0 | 59.64 | 57.64 | 3.5 | 0
2020 | NE_2_MAPP_US | NE | MAPP_US | Internal | Summer | B9 | 800 | 1600 | 0 | 59.17 | 57.17 | 3.5 | 0
2020 | NE_2_MAPP_US | NE | MAPP_US | Internal | Summer | B10 | 1262 | 1600 | 0 | 56.91 | 55.45 | 3.5 | 0
2020 | NE_2_MAPP_US | NE | MAPP_US | Internal | Winter | B16 | 25 | 1600 | 1600 | 11.13 | 61.51 | 3.5 | 46.88
2020 | NE_2_MAPP_US | NE | MAPP_US | Internal | Winter | B17 | 100 | 1600 | 1397.93 | 60.85 | 64.34 | 3.5 | 0
2020 | NE_2_MAPP_US | NE | MAPP_US | Internal | Winter | B18 | 400 | 1600 | 0 | 59.29 | 62.26 | 3.5 | 0
2020 | NE_2_MAPP_US | NE | MAPP_US | Internal | Winter | B19 | 700 | 1600 | 0 | 60.03 | 61.51 | 3.5 | 0
2020 | NE_2_MAPP_US | NE | MAPP_US | Internal | Winter | B20 | 935 | 1600 | 620.89 | 52.82 | 56.32 | 3.5 | 0
2020 | NE_2_MISO_W | NE | MISO_W | Internal | Shoulder | B11 | 25 | 4089 | 3261.08 | 69.26 | 72.76 | 3.5 | 0
2020 | NE_2_MISO_W | NE | MISO_W | Internal | Shoulder | B12 | 200 | 4089 | 4089 | 62.68 | 67.58 | 3.5 | 1.4
2020 | NE_2_MISO_W | NE | MISO_W | Internal | Shoulder | B13 | 600 | 4089 | 4088.98 | 61.75 | 65.27 | 3.5 | 0.01
2020 | NE_2_MISO_W | NE | MISO_W | Internal | Shoulder | B14 | 900 | 4089 | 4089 | 57.49 | 63.27 | 3.5 | 2.28
2020 | NE_2_MISO_W | NE | MISO_W | Internal | Shoulder | B15 | 1203 | 4089 | 4089 | 51.22 | 60.26 | 3.5 | 5.54
2020 | NE_2_MISO_W | NE | MISO_W | Internal | Summer | B1 | 10 | 4089 | 2043.55 | 98.39 | 101.89 | 3.5 | 0
2020 | NE_2_MISO_W | NE | MISO_W | Internal | Summer | B2 | 25 | 4089 | 4089 | 93.57 | 100.15 | 3.5 | 3.08
2020 | NE_2_MISO_W | NE | MISO_W | Internal | Summer | B3 | 75 | 4089 | 2696.53 | 96.66 | 100.16 | 3.5 | 0
2020 | NE_2_MISO_W | NE | MISO_W | Internal | Summer | B4 | 100 | 4089 | 1752.63 | 92.86 | 96.36 | 3.5 | 0
2020 | NE_2_MISO_W | NE | MISO_W | Internal | Summer | B5 | 200 | 4089 | 2086.77 | 83.21 | 86.71 | 3.5 | 0
2020 | NE_2_MISO_W | NE | MISO_W | Internal | Summer | B6 | 300 | 4089 | 2300.75 | 70.48 | 73.98 | 3.5 | 0
2020 | NE_2_MISO_W | NE | MISO_W | Internal | Summer | B7 | 400 | 4089 | 1512.94 | 63.84 | 67.34 | 3.5 | 0
2020 | NE_2_MISO_W | NE | MISO_W | Internal | Summer | B8 | 500 | 4089 | 1581.99 | 59.64 | 63.14 | 3.5 | 0
2020 | NE_2_MISO_W | NE | MISO_W | Internal | Summer | B9 | 800 | 4089 | 1663.53 | 59.17 | 62.67 | 3.5 | 0
2020 | NE_2_MISO_W | NE | MISO_W | Internal | Summer | B10 | 1262 | 4089 | 4025.47 | 56.91 | 60.41 | 3.5 | 0
2020 | NE_2_MISO_W | NE | MISO_W | Internal | Winter | B16 | 25 | 4089 | 4089 | 11.13 | 79.09 | 3.5 | 64.46
2020 | NE_2_MISO_W | NE | MISO_W | Internal | Winter | B17 | 100 | 4089 | 4089 | 60.85 | 73.35 | 3.5 | 9
2020 | NE_2_MISO_W | NE | MISO_W | Internal | Winter | B18 | 400 | 4089 | 4089 | 59.29 | 67.76 | 3.5 | 4.97
2020 | NE_2_MISO_W | NE | MISO_W | Internal | Winter | B19 | 700 | 4089 | 4089 | 60.03 | 66.64 | 3.5 | 3.11
2020 | NE_2_MISO_W | NE | MISO_W | Internal | Winter | B20 | 935 | 4089 | 4089 | 52.82 | 61.82 | 3.5 | 5.5
2020 | NE_2_SPP_N | NE | SPP_N | Internal | Shoulder | B11 | 25 | 1960 | 0 | 69.26 | 67.26 | 0.01 | 0
2020 | NE_2_SPP_N | NE | SPP_N | Internal | Shoulder | B12 | 200 | 1960 | 460 | 62.68 | 62.69 | 0.01 | 0
2020 | NE_2_SPP_N | NE | SPP_N | Internal | Shoulder | B13 | 600 | 1960 | 1342.09 | 61.75 | 61.77 | 0.01 | 0
2020 | NE_2_SPP_N | NE | SPP_N | Internal | Shoulder | B14 | 900 | 1960 | 1346.16 | 57.49 | 57.5 | 0.01 | 0
2020 | NE_2_SPP_N | NE | SPP_N | Internal | Shoulder | B15 | 1203 | 1960 | 714 | 51.22 | 51.24 | 0.01 | 0
2020 | NE_2_SPP_N | NE | SPP_N | Internal | Summer | B1 | 10 | 1960 | 0 | 98.39 | 64.09 | 0.01 | 0
2020 | NE_2_SPP_N | NE | SPP_N | Internal | Summer | B2 | 25 | 1960 | 0 | 93.57 | 92.88 | 0.01 | 0
2020 | NE_2_SPP_N | NE | SPP_N | Internal | Summer | B3 | 75 | 1960 | 0.08 | 96.66 | 96.65 | 0.01 | 0
2020 | NE_2_SPP_N | NE | SPP_N | Internal | Summer | B4 | 100 | 1960 | 0.11 | 92.86 | 92.86 | 0.01 | 0
2020 | NE_2_SPP_N | NE | SPP_N | Internal | Summer | B5 | 200 | 1960 | 0.06 | 83.21 | 83.21 | 0.01 | 0
2020 | NE_2_SPP_N | NE | SPP_N | Internal | Summer | B6 | 300 | 1960 | 0.04 | 70.48 | 70.48 | 0.01 | 0
2020 | NE_2_SPP_N | NE | SPP_N | Internal | Summer | B7 | 400 | 1960 | 1113.87 | 63.84 | 63.86 | 0.01 | 0
2020 | NE_2_SPP_N | NE | SPP_N | Internal | Summer | B8 | 500 | 1960 | 1960 | 59.64 | 62.91 | 0.01 | 3.25
2020 | NE_2_SPP_N | NE | SPP_N | Internal | Summer | B9 | 800 | 1960 | 1960 | 59.17 | 60.69 | 0.01 | 1.51
2020 | NE_2_SPP_N | NE | SPP_N | Internal | Summer | B10 | 1262 | 1960 | 954.75 | 56.91 | 56.92 | 0.01 | 0
2020 | NE_2_SPP_N | NE | SPP_N | Internal | Winter | B16 | 25 | 1960 | 1960 | 11.13 | 66.97 | 0.01 | 55.83
2020 | NE_2_SPP_N | NE | SPP_N | Internal | Winter | B17 | 100 | 1960 | 1960 | 60.85 | 63.53 | 0.01 | 2.68
2020 | NE_2_SPP_N | NE | SPP_N | Internal | Winter | B18 | 400 | 1960 | 1960 | 59.29 | 63.64 | 0.01 | 4.33
2020 | NE_2_SPP_N | NE | SPP_N | Internal | Winter | B19 | 700 | 1960 | 1960 | 60.03 | 60.99 | 0.01 | 0.95
2020 | NE_2_SPP_N | NE | SPP_N | Internal | Winter | B20 | 935 | 1960 | 1960 | 52.82 | 55.3 | 0.01 | 2.47
2020 | NEISO_2_NYISO_A-F | NEISO | NYISO_A-F | Internal | Shoulder | B11 | 25 | 600 | 600 | 61.51 | 67.24 | 1.5 | 4.22
2020 | NEISO_2_NYISO_A-F | NEISO | NYISO_A-F | Internal | Shoulder | B12 | 200 | 600 | 265.19 | 61.51 | 63.01 | 1.5 | 0
2020 | NEISO_2_NYISO_A-F | NEISO | NYISO_A-F | Internal | Shoulder | B13 | 600 | 600 | 0.02 | 61.51 | 63 | 1.5 | 0
2020 | NEISO_2_NYISO_A-F | NEISO | NYISO_A-F | Internal | Shoulder | B14 | 900 | 600 | 0 | 61.51 | 62.62 | 1.5 | 0
2020 | NEISO_2_NYISO_A-F | NEISO | NYISO_A-F | Internal | Shoulder | B15 | 1203 | 600 | 0 | 61.51 | 62.62 | 1.5 | 0
2020 | NEISO_2_NYISO_A-F | NEISO | NYISO_A-F | Internal | Summer | B1 | 10 | 600 | 0 | 105.92 | 96.4 | 1.5 | 0
2020 | NEISO_2_NYISO_A-F | NEISO | NYISO_A-F | Internal | Summer | B2 | 25 | 600 | 0 | 94.39 | 94.37 | 1.5 | 0
2020 | NEISO_2_NYISO_A-F | NEISO | NYISO_A-F | Internal | Summer | B3 | 75 | 600 | 55.28 | 81.02 | 82.52 | 1.5 | 0
2020 | NEISO_2_NYISO_A-F | NEISO | NYISO_A-F | Internal | Summer | B4 | 100 | 600 | 545.58 | 80.55 | 82.05 | 1.5 | 0
2020 | NEISO_2_NYISO_A-F | NEISO | NYISO_A-F | Internal | Summer | B5 | 200 | 600 | 600 | 58.63 | 74.79 | 1.5 | 14.65
2020 | NEISO_2_NYISO_A-F | NEISO | NYISO_A-F | Internal | Summer | B6 | 300 | 600 | 600 | 58.63 | 68.47 | 1.5 | 8.34
2020 | NEISO_2_NYISO_A-F | NEISO | NYISO_A-F | Internal | Summer | B7 | 400 | 600 | 600 | 58.63 | 62.49 | 1.5 | 2.36
2020 | NEISO_2_NYISO_A-F | NEISO | NYISO_A-F | Internal | Summer | B8 | 500 | 600 | 0.03 | 58.63 | 60.12 | 1.5 | 0
2020 | NEISO_2_NYISO_A-F | NEISO | NYISO_A-F | Internal | Summer | B9 | 800 | 600 | 0 | 58.63 | 60.11 | 1.5 | 0
2020 | NEISO_2_NYISO_A-F | NEISO | NYISO_A-F | Internal | Summer | B10 | 1262 | 600 | 0 | 58.63 | 60.11 | 1.5 | 0
2020 | NEISO_2_NYISO_A-F | NEISO | NYISO_A-F | Internal | Winter | B16 | 25 | 600 | 599.99 | 70.44 | 72.97 | 1.5 | 1.02
2020 | NEISO_2_NYISO_A-F | NEISO | NYISO_A-F | Internal | Winter | B17 | 100 | 600 | 0 | 70.44 | 68.94 | 1.5 | 0
2020 | NEISO_2_NYISO_A-F | NEISO | NYISO_A-F | Internal | Winter | B18 | 400 | 600 | 0 | 69.02 | 67.52 | 1.5 | 0
2020 | NEISO_2_NYISO_A-F | NEISO | NYISO_A-F | Internal | Winter | B19 | 700 | 600 | 0 | 69.02 | 67.52 | 1.5 | 0
2020 | NEISO_2_NYISO_A-F | NEISO | NYISO_A-F | Internal | Winter | B20 | 935 | 600 | 0 | 69.02 | 67.52 | 1.5 | 0
2020 | NEISO_2_NYISO_G-I | NEISO | NYISO_G-I | Internal | Shoulder | B11 | 25 | 600 | 600 | 61.51 | 67.25 | 1.5 | 4.24
2020 | NEISO_2_NYISO_G-I | NEISO | NYISO_G-I | Internal | Shoulder | B12 | 200 | 600 | 599.94 | 61.51 | 63.03 | 1.5 | 0.01
2020 | NEISO_2_NYISO_G-I | NEISO | NYISO_G-I | Internal | Shoulder | B13 | 600 | 600 | 12.46 | 61.51 | 63.01 | 1.5 | 0
2020 | NEISO_2_NYISO_G-I | NEISO | NYISO_G-I | Internal | Shoulder | B14 | 900 | 600 | 0 | 61.51 | 62.64 | 1.5 | 0
2020 | NEISO_2_NYISO_G-I | NEISO | NYISO_G-I | Internal | Shoulder | B15 | 1203 | 600 | 0 | 61.51 | 62.64 | 1.5 | 0
2020 | NEISO_2_NYISO_G-I | NEISO | NYISO_G-I | Internal | Summer | B1 | 10 | 600 | 1.09 | 105.92 | 107.41 | 1.5 | 0
2020 | NEISO_2_NYISO_G-I | NEISO | NYISO_G-I | Internal | Summer | B2 | 25 | 600 | 0.41 | 94.39 | 95.88 | 1.5 | 0
2020 | NEISO_2_NYISO_G-I | NEISO | NYISO_G-I | Internal | Summer | B3 | 75 | 600 | 600 | 81.02 | 86.06 | 1.5 | 3.54
2020 | NEISO_2_NYISO_G-I | NEISO | NYISO_G-I | Internal | Summer | B4 | 100 | 600 | 600 | 80.55 | 83.54 | 1.5 | 1.49
2020 | NEISO_2_NYISO_G-I | NEISO | NYISO_G-I | Internal | Summer | B5 | 200 | 600 | 600 | 58.63 | 81.21 | 1.5 | 21.08
2020 | NEISO_2_NYISO_G-I | NEISO | NYISO_G-I | Internal | Summer | B6 | 300 | 600 | 600 | 58.63 | 68.48 | 1.5 | 8.35
2020 | NEISO_2_NYISO_G-I | NEISO | NYISO_G-I | Internal | Summer | B7 | 400 | 600 | 600 | 58.63 | 62.5 | 1.5 | 2.37
2020 | NEISO_2_NYISO_G-I | NEISO | NYISO_G-I | Internal | Summer | B8 | 500 | 600 | 343.46 | 58.63 | 60.13 | 1.5 | 0
2020 | NEISO_2_NYISO_G-I | NEISO | NYISO_G-I | Internal | Summer | B9 | 800 | 600 | 0.02 | 58.63 | 60.12 | 1.5 | 0
2020 | NEISO_2_NYISO_G-I | NEISO | NYISO_G-I | Internal | Summer | B10 | 1262 | 600 | 0 | 58.63 | 60.12 | 1.5 | 0
2020 | NEISO_2_NYISO_G-I | NEISO | NYISO_G-I | Internal | Winter | B16 | 25 | 600 | 600 | 70.44 | 73.59 | 1.5 | 1.65
2020 | NEISO_2_NYISO_G-I | NEISO | NYISO_G-I | Internal | Winter | B17 | 100 | 600 | 21 | 70.44 | 71.94 | 1.5 | 0
2020 | NEISO_2_NYISO_G-I | NEISO | NYISO_G-I | Internal | Winter | B18 | 400 | 600 | 0 | 69.02 | 69.79 | 1.5 | 0
2020 | NEISO_2_NYISO_G-I | NEISO | NYISO_G-I | Internal | Winter | B19 | 700 | 600 | 0 | 69.02 | 69.79 | 1.5 | 0
2020 | NEISO_2_NYISO_G-I | NEISO | NYISO_G-I | Internal | Winter | B20 | 935 | 600 | 0 | 69.02 | 67.54 | 1.5 | 0
2020 | NEISO_2_NYISO_J-K | NEISO | NYISO_J-K | Internal | Shoulder | B11 | 25 | 745 | 745 | 61.51 | 67.26 | 1.5 | 4.25
2020 | NEISO_2_NYISO_J-K | NEISO | NYISO_J-K | Internal | Shoulder | B12 | 200 | 745 | 744.97 | 61.51 | 63.04 | 1.5 | 0.02
2020 | NEISO_2_NYISO_J-K | NEISO | NYISO_J-K | Internal | Shoulder | B13 | 600 | 745 | 744.97 | 61.51 | 63.02 | 1.5 | 0.01
2020 | NEISO_2_NYISO_J-K | NEISO | NYISO_J-K | Internal | Shoulder | B14 | 900 | 745 | 0 | 61.51 | 62.65 | 1.5 | 0
2020 | NEISO_2_NYISO_J-K | NEISO | NYISO_J-K | Internal | Shoulder | B15 | 1203 | 745 | 0 | 61.51 | 62.65 | 1.5 | 0
2020 | NEISO_2_NYISO_J-K | NEISO | NYISO_J-K | Internal | Summer | B1 | 10 | 745 | 461.56 | 105.92 | 107.42 | 1.5 | 0
2020 | NEISO_2_NYISO_J-K | NEISO | NYISO_J-K | Internal | Summer | B2 | 25 | 745 | 282.19 | 94.39 | 95.89 | 1.5 | 0
2020 | NEISO_2_NYISO_J-K | NEISO | NYISO_J-K | Internal | Summer | B3 | 75 | 745 | 745 | 81.02 | 86.07 | 1.5 | 3.55
2020 | NEISO_2_NYISO_J-K | NEISO | NYISO_J-K | Internal | Summer | B4 | 100 | 745 | 745 | 80.55 | 83.55 | 1.5 | 1.5
2020 | NEISO_2_NYISO_J-K | NEISO | NYISO_J-K | Internal | Summer | B5 | 200 | 745 | 745 | 58.63 | 83.55 | 1.5 | 23.42
2020 | NEISO_2_NYISO_J-K | NEISO | NYISO_J-K | Internal | Summer | B6 | 300 | 745 | 745 | 58.63 | 68.5 | 1.5 | 8.36
2020 | NEISO_2_NYISO_J-K | NEISO | NYISO_J-K | Internal | Summer | B7 | 400 | 745 | 745 | 58.63 | 62.51 | 1.5 | 2.38
2020 | NEISO_2_NYISO_J-K | NEISO | NYISO_J-K | Internal | Summer | B8 | 500 | 745 | 744.98 | 58.63 | 60.14 | 1.5 | 0.01
2020 | NEISO_2_NYISO_J-K | NEISO | NYISO_J-K | Internal | Summer | B9 | 800 | 745 | 243.1 | 58.63 | 60.13 | 1.5 | 0
2020 | NEISO_2_NYISO_J-K | NEISO | NYISO_J-K | Internal | Summer | B10 | 1262 | 745 | 102.68 | 58.63 | 60.13 | 1.5 | 0
2020 | NEISO_2_NYISO_J-K | NEISO | NYISO_J-K | Internal | Winter | B16 | 25 | 745 | 745 | 70.44 | 73.6 | 1.5 | 1.66
2020 | NEISO_2_NYISO_J-K | NEISO | NYISO_J-K | Internal | Winter | B17 | 100 | 745 | 744.99 | 70.44 | 72.12 | 1.5 | 0.18
2020 | NEISO_2_NYISO_J-K | NEISO | NYISO_J-K | Internal | Winter | B18 | 400 | 745 | 745 | 69.02 | 72.12 | 1.5 | 1.6
2020 | NEISO_2_NYISO_J-K | NEISO | NYISO_J-K | Internal | Winter | B19 | 700 | 745 | 745 | 69.02 | 72.12 | 1.5 | 1.6
2020 | NEISO_2_NYISO_J-K | NEISO | NYISO_J-K | Internal | Winter | B20 | 935 | 745 | 0 | 69.02 | 67.55 | 1.5 | 0
2020 | NonRTO_Midwest_2_MISO_IN | NonRTO_Midwest | MISO_IN | Internal | Shoulder | B11 | 25 | 4450 | 0 | 79.25 | 72.75 | 5.5 | 0
2020 | NonRTO_Midwest_2_MISO_IN | NonRTO_Midwest | MISO_IN | Internal | Shoulder | B12 | 200 | 4450 | 0 | 74.05 | 67.55 | 5.5 | 0
2020 | NonRTO_Midwest_2_MISO_IN | NonRTO_Midwest | MISO_IN | Internal | Shoulder | B13 | 600 | 4450 | 0 | 67.66 | 65.25 | 5.5 | 0
2020 | NonRTO_Midwest_2_MISO_IN | NonRTO_Midwest | MISO_IN | Internal | Shoulder | B14 | 900 | 4450 | 0 | 66.36 | 62.9 | 5.5 | 0
2020 | NonRTO_Midwest_2_MISO_IN | NonRTO_Midwest | MISO_IN | Internal | Shoulder | B15 | 1203 | 4450 | 0 | 63.42 | 60.22 | 5.5 | 0
2020 | NonRTO_Midwest_2_MISO_IN | NonRTO_Midwest | MISO_IN | Internal | Summer | B1 | 10 | 4450 | 0 | 108.36 | 101.86 | 5.5 | 0
2020 | NonRTO_Midwest_2_MISO_IN | NonRTO_Midwest | MISO_IN | Internal | Summer | B2 | 25 | 4450 | 0 | 106.65 | 100.15 | 5.5 | 0
2020 | NonRTO_Midwest_2_MISO_IN | NonRTO_Midwest | MISO_IN | Internal | Summer | B3 | 75 | 4450 | 0 | 106.64 | 100.14 | 5.5 | 0
2020 | NonRTO_Midwest_2_MISO_IN | NonRTO_Midwest | MISO_IN | Internal | Summer | B4 | 100 | 4450 | 0 | 102.85 | 96.35 | 5.5 | 0
2020 | NonRTO_Midwest_2_MISO_IN | NonRTO_Midwest | MISO_IN | Internal | Summer | B5 | 200 | 4450 | 0 | 88.89 | 82.39 | 5.5 | 0
2020 | NonRTO_Midwest_2_MISO_IN | NonRTO_Midwest | MISO_IN | Internal | Summer | B6 | 300 | 4450 | 0 | 80.47 | 73.97 | 5.5 | 0
2020 | NonRTO_Midwest_2_MISO_IN | NonRTO_Midwest | MISO_IN | Internal | Summer | B7 | 400 | 4450 | 0 | 66.36 | 65.35 | 5.5 | 0
2020 | NonRTO_Midwest_2_MISO_IN | NonRTO_Midwest | MISO_IN | Internal | Summer | B8 | 500 | 4450 | 0 | 65.82 | 63.13 | 5.5 | 0
2020 | NonRTO_Midwest_2_MISO_IN | NonRTO_Midwest | MISO_IN | Internal | Summer | B9 | 800 | 4450 | 0 | 64.04 | 61.15 | 5.5 | 0
2020 | NonRTO_Midwest_2_MISO_IN | NonRTO_Midwest | MISO_IN | Internal | Summer | B10 | 1262 | 4450 | 0 | 63.15 | 60.01 | 5.5 | 0
2020 | NonRTO_Midwest_2_MISO_IN | NonRTO_Midwest | MISO_IN | Internal | Winter | B16 | 25 | 4450 | 0 | 85.58 | 79.08 | 5.5 | 0
2020 | NonRTO_Midwest_2_MISO_IN | NonRTO_Midwest | MISO_IN | Internal | Winter | B17 | 100 | 4450 | 0 | 79.02 | 72.52 | 5.5 | 0
2020 | NonRTO_Midwest_2_MISO_IN | NonRTO_Midwest | MISO_IN | Internal | Winter | B18 | 400 | 4450 | 0 | 74.25 | 67.75 | 5.5 | 0
2020 | NonRTO_Midwest_2_MISO_IN | NonRTO_Midwest | MISO_IN | Internal | Winter | B19 | 700 | 4450 | 0 | 66.36 | 65.5 | 5.5 | 0
2020 | NonRTO_Midwest_2_MISO_IN | NonRTO_Midwest | MISO_IN | Internal | Winter | B20 | 935 | 4450 | 0 | 65.82 | 61.8 | 5.5 | 0
2020 | NonRTO_Midwest_2_TVA_Transmission | NonRTO_Midwest | TVA_Transmission | Internal | Shoulder | B11 | 25 | 2400 | 0 | 79.25 | 76.26 | 5.5 | 0
2020 | NonRTO_Midwest_2_TVA_Transmission | NonRTO_Midwest | TVA_Transmission | Internal | Shoulder | B12 | 200 | 2400 | 0 | 74.05 | 69.99 | 5.5 | 0
2020 | NonRTO_Midwest_2_TVA_Transmission | NonRTO_Midwest | TVA_Transmission | Internal | Shoulder | B13 | 600 | 2400 | 0 | 67.66 | 68.09 | 5.5 | 0
2020 | NonRTO_Midwest_2_TVA_Transmission | NonRTO_Midwest | TVA_Transmission | Internal | Shoulder | B14 | 900 | 2400 | 0 | 66.36 | 66.5 | 5.5 | 0
2020 | NonRTO_Midwest_2_TVA_Transmission | NonRTO_Midwest | TVA_Transmission | Internal | Shoulder | B15 | 1203 | 2400 | 0 | 63.42 | 63.36 | 5.5 | 0
2020 | NonRTO_Midwest_2_TVA_Transmission | NonRTO_Midwest | TVA_Transmission | Internal | Summer | B1 | 10 | 2400 | 0 | 108.36 | 107.39 | 5.5 | 0
2020 | NonRTO_Midwest_2_TVA_Transmission | NonRTO_Midwest | TVA_Transmission | Internal | Summer | B2 | 25 | 2400 | 0 | 106.65 | 105.65 | 5.5 | 0
2020 | NonRTO_Midwest_2_TVA_Transmission | NonRTO_Midwest | TVA_Transmission | Internal | Summer | B3 | 75 | 2400 | 0 | 106.64 | 105.65 | 5.5 | 0
2020 | NonRTO_Midwest_2_TVA_Transmission | NonRTO_Midwest | TVA_Transmission | Internal | Summer | B4 | 100 | 2400 | 0 | 102.85 | 101.86 | 5.5 | 0
2020 | NonRTO_Midwest_2_TVA_Transmission | NonRTO_Midwest | TVA_Transmission | Internal | Summer | B5 | 200 | 2400 | 0 | 88.89 | 92.21 | 5.5 | 0
2020 | NonRTO_Midwest_2_TVA_Transmission | NonRTO_Midwest | TVA_Transmission | Internal | Summer | B6 | 300 | 2400 | 0 | 80.47 | 78.81 | 5.5 | 0
2020 | NonRTO_Midwest_2_TVA_Transmission | NonRTO_Midwest | TVA_Transmission | Internal | Summer | B7 | 400 | 2400 | 0 | 66.36 | 70.95 | 5.5 | 0
2020 | NonRTO_Midwest_2_TVA_Transmission | NonRTO_Midwest | TVA_Transmission | Internal | Summer | B8 | 500 | 2400 | 0 | 65.82 | 67.25 | 5.5 | 0
2020 | NonRTO_Midwest_2_TVA_Transmission | NonRTO_Midwest | TVA_Transmission | Internal | Summer | B9 | 800 | 2400 | 0 | 64.04 | 66.12 | 5.5 | 0
2020 | NonRTO_Midwest_2_TVA_Transmission | NonRTO_Midwest | TVA_Transmission | Internal | Summer | B10 | 1262 | 2400 | 0 | 63.15 | 64 | 5.5 | 0
2020 | NonRTO_Midwest_2_TVA_Transmission | NonRTO_Midwest | TVA_Transmission | Internal | Winter | B16 | 25 | 2400 | 0 | 85.58 | 79.51 | 5.5 | 0
2020 | NonRTO_Midwest_2_TVA_Transmission | NonRTO_Midwest | TVA_Transmission | Internal | Winter | B17 | 100 | 2400 | 0 | 79.02 | 72.53 | 5.5 | 0
2020 | NonRTO_Midwest_2_TVA_Transmission | NonRTO_Midwest | TVA_Transmission | Internal | Winter | B18 | 400 | 2400 | 0 | 74.25 | 70.96 | 5.5 | 0
2020 | NonRTO_Midwest_2_TVA_Transmission | NonRTO_Midwest | TVA_Transmission | Internal | Winter | B19 | 700 | 2400 | 0 | 66.36 | 69.8 | 5.5 | 0
2020 | NonRTO_Midwest_2_TVA_Transmission | NonRTO_Midwest | TVA_Transmission | Internal | Winter | B20 | 935 | 2400 | 0 | 65.82 | 64.3 | 5.5 | 0
2020 | NYISO_A-F_2_IESO | NYISO_A-F | IESO | Internal | Shoulder | B11 | 25 | 1600 | 0 | 67.24 | 48.09 | 5.5 | 0
2020 | NYISO_A-F_2_IESO | NYISO_A-F | IESO | Internal | Shoulder | B12 | 200 | 1600 | 0 | 63.01 | 48.09 | 5.5 | 0
2020 | NYISO_A-F_2_IESO | NYISO_A-F | IESO | Internal | Shoulder | B13 | 600 | 1600 | 0 | 63 | 48.09 | 5.5 | 0
2020 | NYISO_A-F_2_IESO | NYISO_A-F | IESO | Internal | Shoulder | B14 | 900 | 1600 | 0 | 62.62 | 48.09 | 5.5 | 0
2020 | NYISO_A-F_2_IESO | NYISO_A-F | IESO | Internal | Shoulder | B15 | 1203 | 1600 | 0 | 62.62 | 48.09 | 5.5 | 0
2020 | NYISO_A-F_2_IESO | NYISO_A-F | IESO | Internal | Summer | B1 | 10 | 1600 | 0 | 96.4 | 91.9 | 5.5 | 0
2020 | NYISO_A-F_2_IESO | NYISO_A-F | IESO | Internal | Summer | B2 | 25 | 1600 | 0 | 94.37 | 89.87 | 5.5 | 0
2020 | NYISO_A-F_2_IESO | NYISO_A-F | IESO | Internal | Summer | B3 | 75 | 1600 | 0 | 82.52 | 78.02 | 5.5 | 0
2020 | NYISO_A-F_2_IESO | NYISO_A-F | IESO | Internal | Summer | B4 | 100 | 1600 | 0 | 82.05 | 47.04 | 5.5 | 0
2020 | NYISO_A-F_2_IESO | NYISO_A-F | IESO | Internal | Summer | B5 | 200 | 1600 | 0 | 74.79 | 47.04 | 5.5 | 0
2020 | NYISO_A-F_2_IESO | NYISO_A-F | IESO | Internal | Summer | B6 | 300 | 1600 | 0 | 68.47 | 47.04 | 5.5 | 0
2020 | NYISO_A-F_2_IESO | NYISO_A-F | IESO | Internal | Summer | B7 | 400 | 1600 | 0 | 62.49 | 47.04 | 5.5 | 0
2020 | NYISO_A-F_2_IESO | NYISO_A-F | IESO | Internal | Summer | B8 | 500 | 1600 | 0 | 60.12 | 47.04 | 5.5 | 0
2020 | NYISO_A-F_2_IESO | NYISO_A-F | IESO | Internal | Summer | B9 | 800 | 1600 | 0 | 60.11 | 47.04 | 5.5 | 0
2020 | NYISO_A-F_2_IESO | NYISO_A-F | IESO | Internal | Summer | B10 | 1262 | 1600 | 0 | 60.11 | 47.04 | 5.5 | 0
2020 | NYISO_A-F_2_IESO | NYISO_A-F | IESO | Internal | Winter | B16 | 25 | 1600 | 0 | 72.97 | 50.02 | 5.5 | 0
2020 | NYISO_A-F_2_IESO | NYISO_A-F | IESO | Internal | Winter | B17 | 100 | 1600 | 0 | 68.94 | 50.02 | 5.5 | 0
2020 | NYISO_A-F_2_IESO | NYISO_A-F | IESO | Internal | Winter | B18 | 400 | 1600 | 0 | 67.52 | 50.02 | 5.5 | 0
2020 | NYISO_A-F_2_IESO | NYISO_A-F | IESO | Internal | Winter | B19 | 700 | 1600 | 0 | 67.52 | 50.02 | 5.5 | 0
2020 | NYISO_A-F_2_IESO | NYISO_A-F | IESO | Internal | Winter | B20 | 935 | 1600 | 0 | 67.52 | 50.02 | 5.5 | 0
2020 | NYISO_A-F_2_NEISO | NYISO_A-F | NEISO | Internal | Shoulder | B11 | 25 | 600 | 0 | 67.24 | 61.51 | 1.5 | 0
2020 | NYISO_A-F_2_NEISO | NYISO_A-F | NEISO | Internal | Shoulder | B12 | 200 | 600 | 0 | 63.01 | 61.51 | 1.5 | 0
2020 | NYISO_A-F_2_NEISO | NYISO_A-F | NEISO | Internal | Shoulder | B13 | 600 | 600 | 0 | 63 | 61.51 | 1.5 | 0
2020 | NYISO_A-F_2_NEISO | NYISO_A-F | NEISO | Internal | Shoulder | B14 | 900 | 600 | 0 | 62.62 | 61.51 | 1.5 | 0
2020 | NYISO_A-F_2_NEISO | NYISO_A-F | NEISO | Internal | Shoulder | B15 | 1203 | 600 | 0 | 62.62 | 61.51 | 1.5 | 0
2020 | NYISO_A-F_2_NEISO | NYISO_A-F | NEISO | Internal | Summer | B1 | 10 | 600 | 600 | 96.4 | 105.92 | 1.5 | 8.02
2020 | NYISO_A-F_2_NEISO | NYISO_A-F | NEISO | Internal | Summer | B2 | 25 | 600 | 0 | 94.37 | 94.39 | 1.5 | 0
2020 | NYISO_A-F_2_NEISO | NYISO_A-F | NEISO | Internal | Summer | B3 | 75 | 600 | 0 | 82.52 | 81.02 | 1.5 | 0
2020 | NYISO_A-F_2_NEISO | NYISO_A-F | NEISO | Internal | Summer | B4 | 100 | 600 | 0 | 82.05 | 80.55 | 1.5 | 0
2020 | NYISO_A-F_2_NEISO | NYISO_A-F | NEISO | Internal | Summer | B5 | 200 | 600 | 0 | 74.79 | 58.63 | 1.5 | 0
2020 | NYISO_A-F_2_NEISO | NYISO_A-F | NEISO | Internal | Summer | B6 | 300 | 600 | 0 | 68.47 | 58.63 | 1.5 | 0
2020 | NYISO_A-F_2_NEISO | NYISO_A-F | NEISO | Internal | Summer | B7 | 400 | 600 | 0 | 62.49 | 58.63 | 1.5 | 0
2020 | NYISO_A-F_2_NEISO | NYISO_A-F | NEISO | Internal | Summer | B8 | 500 | 600 | 0 | 60.12 | 58.63 | 1.5 | 0
2020 | NYISO_A-F_2_NEISO | NYISO_A-F | NEISO | Internal | Summer | B9 | 800 | 600 | 0 | 60.11 | 58.63 | 1.5 | 0
2020 | NYISO_A-F_2_NEISO | NYISO_A-F | NEISO | Internal | Summer | B10 | 1262 | 600 | 0 | 60.11 | 58.63 | 1.5 | 0
2020 | NYISO_A-F_2_NEISO | NYISO_A-F | NEISO | Internal | Winter | B16 | 25 | 600 | 0 | 72.97 | 70.44 | 1.5 | 0
2020 | NYISO_A-F_2_NEISO | NYISO_A-F | NEISO | Internal | Winter | B17 | 100 | 600 | 413.05 | 68.94 | 70.44 | 1.5 | 0
2020 | NYISO_A-F_2_NEISO | NYISO_A-F | NEISO | Internal | Winter | B18 | 400 | 600 | 554.72 | 67.52 | 69.02 | 1.5 | 0
2020 | NYISO_A-F_2_NEISO | NYISO_A-F | NEISO | Internal | Winter | B19 | 700 | 600 | 572.19 | 67.52 | 69.02 | 1.5 | 0
2020 | NYISO_A-F_2_NEISO | NYISO_A-F | NEISO | Internal | Winter | B20 | 935 | 600 | 577.19 | 67.52 | 69.02 | 1.5 | 0
2020 | NYISO_A-F_2_NYISO_G-I | NYISO_A-F | NYISO_G-I | Internal | Shoulder | B11 | 25 | 5685 | 4677.41 | 67.24 | 67.25 | 0.01 | 0
2020 | NYISO_A-F_2_NYISO_G-I | NYISO_A-F | NYISO_G-I | Internal | Shoulder | B12 | 200 | 5685 | 3733.43 | 63.01 | 63.03 | 0.01 | 0
2020 | NYISO_A-F_2_NYISO_G-I | NYISO_A-F | NYISO_G-I | Internal | Shoulder | B13 | 600 | 5685 | 3923.29 | 63 | 63.01 | 0.01 | 0
2020 | NYISO_A-F_2_NYISO_G-I | NYISO_A-F | NYISO_G-I | Internal | Shoulder | B14 | 900 | 5685 | 4105.05 | 62.62 | 62.64 | 0.01 | 0
2020 | NYISO_A-F_2_NYISO_G-I | NYISO_A-F | NYISO_G-I | Internal | Shoulder | B15 | 1203 | 5685 | 2540.52 | 62.62 | 62.64 | 0.01 | 0
2020 | NYISO_A-F_2_NYISO_G-I | NYISO_A-F | NYISO_G-I | Internal | Summer | B1 | 10 | 5685 | 5685 | 96.4 | 107.41 | 0.01 | 11
2020 | NYISO_A-F_2_NYISO_G-I | NYISO_A-F | NYISO_G-I | Internal | Summer | B2 | 25 | 5685 | 5685 | 94.37 | 95.88 | 0.01 | 1.5
2020 | NYISO_A-F_2_NYISO_G-I | NYISO_A-F | NYISO_G-I | Internal | Summer | B3 | 75 | 5685 | 5685 | 82.52 | 86.06 | 0.01 | 3.53
2020 | NYISO_A-F_2_NYISO_G-I | NYISO_A-F | NYISO_G-I | Internal | Summer | B4 | 100 | 5685 | 5685 | 82.05 | 83.54 | 0.01 | 1.48
2020 | NYISO_A-F_2_NYISO_G-I | NYISO_A-F | NYISO_G-I | Internal | Summer | B5 | 200 | 5685 | 5685 | 74.79 | 81.21 | 0.01 | 6.41
2020 | NYISO_A-F_2_NYISO_G-I | NYISO_A-F | NYISO_G-I | Internal | Summer | B6 | 300 | 5685 | 4793.18 | 68.47 | 68.48 | 0.01 | 0
2020 | NYISO_A-F_2_NYISO_G-I | NYISO_A-F | NYISO_G-I | Internal | Summer | B7 | 400 | 5685 | 4502.13 | 62.49 | 62.5 | 0.01 | 0
2020 | NYISO_A-F_2_NYISO_G-I | NYISO_A-F | NYISO_G-I | Internal | Summer | B8 | 500 | 5685 | 4321.65 | 60.12 | 60.13 | 0.01 | 0
2020 | NYISO_A-F_2_NYISO_G-I | NYISO_A-F | NYISO_G-I | Internal | Summer | B9 | 800 | 5685 | 4117.98 | 60.11 | 60.12 | 0.01 | 0
2020 | NYISO_A-F_2_NYISO_G-I | NYISO_A-F | NYISO_G-I | Internal | Summer | B10 | 1262 | 5685 | 2069.34 | 60.11 | 60.12 | 0.01 | 0
2020 | NYISO_A-F_2_NYISO_G-I | NYISO_A-F | NYISO_G-I | Internal | Winter | B16 | 25 | 5685 | 5684.99 | 72.97 | 73.59 | 0.01 | 0.61
2020 | NYISO_A-F_2_NYISO_G-I | NYISO_A-F | NYISO_G-I | Internal | Winter | B17 | 100 | 5685 | 5685 | 68.94 | 71.94 | 0.01 | 2.99
2020 | NYISO_A-F_2_NYISO_G-I | NYISO_A-F | NYISO_G-I | Internal | Winter | B18 | 400 | 5685 | 5685 | 67.52 | 69.79 | 0.01 | 2.26
2020 | NYISO_A-F_2_NYISO_G-I | NYISO_A-F | NYISO_G-I | Internal | Winter | B19 | 700 | 5685 | 5685 | 67.52 | 69.79 | 0.01 | 2.26
2020 | NYISO_A-F_2_NYISO_G-I | NYISO_A-F | NYISO_G-I | Internal | Winter | B20 | 935 | 5685 | 4937.3 | 67.52 | 67.54 | 0.01 | 0
2020 | NYISO_A-F_2_PJM_ROM | NYISO_A-F | PJM_ROM | Internal | Shoulder | B11 | 25 | 1000 | 999.85 | 67.24 | 73.77 | 6.5 | 0.04
2020 | NYISO_A-F_2_PJM_ROM | NYISO_A-F | PJM_ROM | Internal | Shoulder | B12 | 200 | 1000 | 0 | 63.01 | 68.59 | 6.5 | 0
2020 | NYISO_A-F_2_PJM_ROM | NYISO_A-F | PJM_ROM | Internal | Shoulder | B13 | 600 | 1000 | 0 | 63 | 66.28 | 6.5 | 0
2020 | NYISO_A-F_2_PJM_ROM | NYISO_A-F | PJM_ROM | Internal | Shoulder | B14 | 900 | 1000 | 0 | 62.62 | 64.28 | 6.5 | 0
2020 | NYISO_A-F_2_PJM_ROM | NYISO_A-F | PJM_ROM | Internal | Shoulder | B15 | 1203 | 1000 | 0 | 62.62 | 61.27 | 6.5 | 0
2020 | NYISO_A-F_2_PJM_ROM | NYISO_A-F | PJM_ROM | Internal | Summer | B1 | 10 | 1000 | 630.54 | 96.4 | 102.9 | 6.5 | 0
2020 | NYISO_A-F_2_PJM_ROM | NYISO_A-F | PJM_ROM | Internal | Summer | B2 | 25 | 1000 | 999.98 | 94.37 | 101.16 | 6.5 | 0.29
2020 | NYISO_A-F_2_PJM_ROM | NYISO_A-F | PJM_ROM | Internal | Summer | B3 | 75 | 1000 | 1000 | 82.52 | 101.14 | 6.5 | 12.12
2020 | NYISO_A-F_2_PJM_ROM | NYISO_A-F | PJM_ROM | Internal | Summer | B4 | 100 | 1000 | 1000 | 82.05 | 97.35 | 6.5 | 8.8
2020 | NYISO_A-F_2_PJM_ROM | NYISO_A-F | PJM_ROM | Internal | Summer | B5 | 200 | 1000 | 1000 | 74.79 | 87.72 | 6.5 | 6.43
2020 | NYISO_A-F_2_PJM_ROM | NYISO_A-F | PJM_ROM | Internal | Summer | B6 | 300 | 1000 | 999.98 | 68.47 | 75 | 6.5 | 0.02
2020 | NYISO_A-F_2_PJM_ROM | NYISO_A-F | PJM_ROM | Internal | Summer | B7 | 400 | 1000 | 0 | 62.49 | 67.9 | 6.5 | 0
2020 | NYISO_A-F_2_PJM_ROM | NYISO_A-F | PJM_ROM | Internal | Summer | B8 | 500 | 1000 | 0 | 60.12 | 64.16 | 6.5 | 0
2020 | NYISO_A-F_2_PJM_ROM | NYISO_A-F | PJM_ROM | Internal | Summer | B9 | 800 | 1000 | 0 | 60.11 | 62.16 | 6.5 | 0
2020 | NYISO_A-F_2_PJM_ROM | NYISO_A-F | PJM_ROM | Internal | Summer | B10 | 1262 | 1000 | 0 | 60.11 | 61.02 | 6.5 | 0
2020 | NYISO_A-F_2_PJM_ROM | NYISO_A-F | PJM_ROM | Internal | Winter | B16 | 25 | 1000 | 999.99 | 72.97 | 80.1 | 6.5 | 0.64
2020 | NYISO_A-F_2_PJM_ROM | NYISO_A-F | PJM_ROM | Internal | Winter | B17 | 100 | 1000 | 0 | 68.94 | 74.36 | 6.5 | 0
2020 | NYISO_A-F_2_PJM_ROM | NYISO_A-F | PJM_ROM | Internal | Winter | B18 | 400 | 1000 | 0 | 67.52 | 69.9 | 6.5 | 0
2020 | NYISO_A-F_2_PJM_ROM | NYISO_A-F | PJM_ROM | Internal | Winter | B19 | 700 | 1000 | 0 | 67.52 | 69.56 | 6.5 | 0
2020 | NYISO_A-F_2_PJM_ROM | NYISO_A-F | PJM_ROM | Internal | Winter | B20 | 935 | 1000 | 0 | 67.52 | 63.02 | 6.5 | 0
2020 | NYISO_G-I_2_NEISO | NYISO_G-I | NEISO | Internal | Shoulder | B11 | 25 | 600 | 0 | 67.25 | 61.51 | 1.5 | 0
2020 | NYISO_G-I_2_NEISO | NYISO_G-I | NEISO | Internal | Shoulder | B12 | 200 | 600 | 0 | 63.03 | 61.51 | 1.5 | 0
2020 | NYISO_G-I_2_NEISO | NYISO_G-I | NEISO | Internal | Shoulder | B13 | 600 | 600 | 0 | 63.01 | 61.51 | 1.5 | 0
2020 | NYISO_G-I_2_NEISO | NYISO_G-I | NEISO | Internal | Shoulder | B14 | 900 | 600 | 0 | 62.64 | 61.51 | 1.5 | 0
2020 | NYISO_G-I_2_NEISO | NYISO_G-I | NEISO | Internal | Shoulder | B15 | 1203 | 600 | 0 | 62.64 | 61.51 | 1.5 | 0
2020 | NYISO_G-I_2_NEISO | NYISO_G-I | NEISO | Internal | Summer | B1 | 10 | 600 | 0 | 107.41 | 105.92 | 1.5 | 0
2020 | NYISO_G-I_2_NEISO | NYISO_G-I | NEISO | Internal | Summer | B2 | 25 | 600 | 0 | 95.88 | 94.39 | 1.5 | 0
2020 | NYISO_G-I_2_NEISO | NYISO_G-I | NEISO | Internal | Summer | B3 | 75 | 600 | 0 | 86.06 | 81.02 | 1.5 | 0
2020 | NYISO_G-I_2_NEISO | NYISO_G-I | NEISO | Internal | Summer | B4 | 100 | 600 | 0 | 83.54 | 80.55 | 1.5 | 0
2020 | NYISO_G-I_2_NEISO | NYISO_G-I | NEISO | Internal | Summer | B5 | 200 | 600 | 0 | 81.21 | 58.63 | 1.5 | 0
2020 | NYISO_G-I_2_NEISO | NYISO_G-I | NEISO | Internal | Summer | B6 | 300 | 600 | 0 | 68.48 | 58.63 | 1.5 | 0
2020 | NYISO_G-I_2_NEISO | NYISO_G-I | NEISO | Internal | Summer | B7 | 400 | 600 | 0 | 62.5 | 58.63 | 1.5 | 0
2020 | NYISO_G-I_2_NEISO | NYISO_G-I | NEISO | Internal | Summer | B8 | 500 | 600 | 0 | 60.13 | 58.63 | 1.5 | 0
2020 | NYISO_G-I_2_NEISO | NYISO_G-I | NEISO | Internal | Summer | B9 | 800 | 600 | 0 | 60.12 | 58.63 | 1.5 | 0
2020 | NYISO_G-I_2_NEISO | NYISO_G-I | NEISO | Internal | Summer | B10 | 1262 | 600 | 0 | 60.12 | 58.63 | 1.5 | 0
2020 | NYISO_G-I_2_NEISO | NYISO_G-I | NEISO | Internal | Winter | B16 | 25 | 600 | 0 | 73.59 | 70.44 | 1.5 | 0
2020 | NYISO_G-I_2_NEISO | NYISO_G-I | NEISO | Internal | Winter | B17 | 100 | 600 | 0 | 71.94 | 70.44 | 1.5 | 0
2020 | NYISO_G-I_2_NEISO | NYISO_G-I | NEISO | Internal | Winter | B18 | 400 | 600 | 0 | 69.79 | 69.02 | 1.5 | 0
2020 | NYISO_G-I_2_NEISO | NYISO_G-I | NEISO | Internal | Winter | B19 | 700 | 600 | 0 | 69.79 | 69.02 | 1.5 | 0
2020 | NYISO_G-I_2_NEISO | NYISO_G-I | NEISO | Internal | Winter | B20 | 935 | 600 | 0.02 | 67.54 | 69.02 | 1.5 | 0
2020 | NYISO_G-I_2_NYISO_A-F | NYISO_G-I | NYISO_A-F | Internal | Shoulder | B11 | 25 | 3434 | 0.24 | 67.25 | 67.24 | 0.01 | 0
2020 | NYISO_G-I_2_NYISO_A-F | NYISO_G-I | NYISO_A-F | Internal | Shoulder | B12 | 200 | 3434 | 0.03 | 63.03 | 63.01 | 0.01 | 0
2020 | NYISO_G-I_2_NYISO_A-F | NYISO_G-I | NYISO_A-F | Internal | Shoulder | B13 | 600 | 3434 | 0.01 | 63.01 | 63 | 0.01 | 0
2020 | NYISO_G-I_2_NYISO_A-F | NYISO_G-I | NYISO_A-F | Internal | Shoulder | B14 | 900 | 3434 | 0 | 62.64 | 62.62 | 0.01 | 0
2020 | NYISO_G-I_2_NYISO_A-F | NYISO_G-I | NYISO_A-F | Internal | Shoulder | B15 | 1203 | 3434 | 0 | 62.64 | 62.62 | 0.01 | 0
2020 | NYISO_G-I_2_NYISO_A-F | NYISO_G-I | NYISO_A-F | Internal | Summer | B1 | 10 | 3434 | 0 | 107.41 | 96.4 | 0.01 | 0
2020 | NYISO_G-I_2_NYISO_A-F | NYISO_G-I | NYISO_A-F | Internal | Summer | B2 | 25 | 3434 | 0 | 95.88 | 94.37 | 0.01 | 0
2020 | NYISO_G-I_2_NYISO_A-F | NYISO_G-I | NYISO_A-F | Internal | Summer | B3 | 75 | 3434 | 0 | 86.06 | 82.52 | 0.01 | 0
2020 | NYISO_G-I_2_NYISO_A-F | NYISO_G-I | NYISO_A-F | Internal | Summer | B4 | 100 | 3434 | 0 | 83.54 | 82.05 | 0.01 | 0
2020 | NYISO_G-I_2_NYISO_A-F | NYISO_G-I | NYISO_A-F | Internal | Summer | B5 | 200 | 3434 | 0 | 81.21 | 74.79 | 0.01 | 0
2020 | NYISO_G-I_2_NYISO_A-F | NYISO_G-I | NYISO_A-F | Internal | Summer | B6 | 300 | 3434 | 0.02 | 68.48 | 68.47 | 0.01 | 0
2020 | NYISO_G-I_2_NYISO_A-F | NYISO_G-I | NYISO_A-F | Internal | Summer | B7 | 400 | 3434 | 0.02 | 62.5 | 62.49 | 0.01 | 0
2020 | NYISO_G-I_2_NYISO_A-F | NYISO_G-I | NYISO_A-F | Internal | Summer | B8 | 500 | 3434 | 0.01 | 60.13 | 60.12 | 0.01 | 0
2020 | NYISO_G-I_2_NYISO_A-F | NYISO_G-I | NYISO_A-F | Internal | Summer | B9 | 800 | 3434 | 0 | 60.12 | 60.11 | 0.01 | 0
2020 | NYISO_G-I_2_NYISO_A-F | NYISO_G-I | NYISO_A-F | Internal | Summer | B10 | 1262 | 3434 | 0 | 60.12 | 60.11 | 0.01 | 0
2020 | NYISO_G-I_2_NYISO_A-F | NYISO_G-I | NYISO_A-F | Internal | Winter | B16 | 25 | 3434 | 0 | 73.59 | 72.97 | 0.01 | 0
2020 | NYISO_G-I_2_NYISO_A-F | NYISO_G-I | NYISO_A-F | Internal | Winter | B17 | 100 | 3434 | 0 | 71.94 | 68.94 | 0.01 | 0
2020 | NYISO_G-I_2_NYISO_A-F | NYISO_G-I | NYISO_A-F | Internal | Winter | B18 | 400 | 3434 | 0 | 69.79 | 67.52 | 0.01 | 0
2020 | NYISO_G-I_2_NYISO_A-F | NYISO_G-I | NYISO_A-F | Internal | Winter | B19 | 700 | 3434 | 0 | 69.79 | 67.52 | 0.01 | 0
2020 | NYISO_G-I_2_NYISO_A-F | NYISO_G-I | NYISO_A-F | Internal | Winter | B20 | 935 | 3434 | 0 | 67.54 | 67.52 | 0.01 | 0
2020 | NYISO_G-I_2_NYISO_J-K | NYISO_G-I | NYISO_J-K | Internal | Shoulder | B11 | 25 | 6130 | 4058.18 | 67.25 | 67.26 | 0.01 | 0
2020 | NYISO_G-I_2_NYISO_J-K | NYISO_G-I | NYISO_J-K | Internal | Shoulder | B12 | 200 | 6130 | 4674.73 | 63.03 | 63.04 | 0.01 | 0
2020 | NYISO_G-I_2_NYISO_J-K | NYISO_G-I | NYISO_J-K | Internal | Shoulder | B13 | 600 | 6130 | 4397.32 | 63.01 | 63.02 | 0.01 | 0
2020 | NYISO_G-I_2_NYISO_J-K | NYISO_G-I | NYISO_J-K | Internal | Shoulder | B14 | 900 | 6130 | 4431.48 | 62.64 | 62.65 | 0.01 | 0
2020 | NYISO_G-I_2_NYISO_J-K | NYISO_G-I | NYISO_J-K | Internal | Shoulder | B15 | 1203 | 6130 | 2790.76 | 62.64 | 62.65 | 0.01 | 0
2020 | NYISO_G-I_2_NYISO_J-K | NYISO_G-I | NYISO_J-K | Internal | Summer | B1 | 10 | 6130 | 5088.83 | 107.41 | 107.42 | 0.01 | 0
2020 | NYISO_G-I_2_NYISO_J-K | NYISO_G-I | NYISO_J-K | Internal | Summer | B2 | 25 | 6130 | 5155.45 | 95.88 | 95.89 | 0.01 | 0
2020 | NYISO_G-I_2_NYISO_J-K | NYISO_G-I | NYISO_J-K | Internal | Summer | B3 | 75 | 6130 | 4646.49 | 86.06 | 86.07 | 0.01 | 0
2020 | NYISO_G-I_2_NYISO_J-K | NYISO_G-I | NYISO_J-K | Internal | Summer | B4 | 100 | 6130 | 4902.88 | 83.54 | 83.55 | 0.01 | 0
2020 | NYISO_G-I_2_NYISO_J-K | NYISO_G-I | NYISO_J-K | Internal | Summer | B5 | 200 | 6130 | 6130 | 81.21 | 83.55 | 0.01 | 2.33
2020 | NYISO_G-I_2_NYISO_J-K | NYISO_G-I | NYISO_J-K | Internal | Summer | B6 | 300 | 6130 | 5638.09 | 68.48 | 68.5 | 0.01 | 0
2020 | NYISO_G-I_2_NYISO_J-K | NYISO_G-I | NYISO_J-K | Internal | Summer | B7 | 400 | 6130 | 5704.95 | 62.5 | 62.51 | 0.01 | 0
2020 | NYISO_G-I_2_NYISO_J-K | NYISO_G-I | NYISO_J-K | Internal | Summer | B8 | 500 | 6130 | 5416.03 | 60.13 | 60.14 | 0.01 | 0
2020 | NYISO_G-I_2_NYISO_J-K | NYISO_G-I | NYISO_J-K | Internal | Summer | B9 | 800 | 6130 | 5071.52 | 60.12 | 60.13 | 0.01 | 0
2020 | NYISO_G-I_2_NYISO_J-K | NYISO_G-I | NYISO_J-K | Internal | Summer | B10 | 1262 | 6130 | 3461.86 | 60.12 | 60.13 | 0.01 | 0
2020 | NYISO_G-I_2_NYISO_J-K | NYISO_G-I | NYISO_J-K | Internal | Winter | B16 | 25 | 6130 | 5912.76 | 73.59 | 73.6 | 0.01 | 0
2020 | NYISO_G-I_2_NYISO_J-K | NYISO_G-I | NYISO_J-K | Internal | Winter | B17 | 100 | 6130 | 6129.99 | 71.94 | 72.12 | 0.01 | 0.17
2020 | NYISO_G-I_2_NYISO_J-K | NYISO_G-I | NYISO_J-K | Internal | Winter | B18 | 400 | 6130 | 6130 | 69.79 | 72.12 | 0.01 | 2.32
2020 | NYISO_G-I_2_NYISO_J-K | NYISO_G-I | NYISO_J-K | Internal | Winter | B19 | 700 | 6130 | 6130 | 69.79 | 72.12 | 0.01 | 2.32
2020 | NYISO_G-I_2_NYISO_J-K | NYISO_G-I | NYISO_J-K | Internal | Winter | B20 | 935 | 6130 | 5287.38 | 67.54 | 67.55 | 0.01 | 0
2020 | NYISO_G-I_2_PJM_E | NYISO_G-I | PJM_E | Internal | Shoulder | B11 | 25 | 1500 | 1499.52 | 67.25 | 73.76 | 6.5 | 0.01
2020 | NYISO_G-I_2_PJM_E | NYISO_G-I | PJM_E | Internal | Shoulder | B12 | 200 | 1500 | 0 | 63.03 | 68.58 | 6.5 | 0
2020 | NYISO_G-I_2_PJM_E | NYISO_G-I | PJM_E | Internal | Shoulder | B13 | 600 | 1500 | 0 | 63.01 | 66.27 | 6.5 | 0
2020 | NYISO_G-I_2_PJM_E | NYISO_G-I | PJM_E | Internal | Shoulder | B14 | 900 | 1500 | 0 | 62.64 | 64.27 | 6.5 | 0
2020 | NYISO_G-I_2_PJM_E | NYISO_G-I | PJM_E | Internal | Shoulder | B15 | 1203 | 1500 | 0 | 62.64 | 61.26 | 6.5 | 0
2020 | NYISO_G-I_2_PJM_E | NYISO_G-I | PJM_E | Internal | Summer | B1 | 10 | 1500 | 0 | 107.41 | 102.91 | 6.5 | 0
2020 | NYISO_G-I_2_PJM_E | NYISO_G-I | PJM_E | Internal | Summer | B2 | 25 | 1500 | 0 | 95.88 | 101.15 | 6.5 | 0
2020 | NYISO_G-I_2_PJM_E | NYISO_G-I | PJM_E | Internal | Summer | B3 | 75 | 1500 | 1500 | 86.06 | 101.12 | 6.5 | 8.57
2020 | NYISO_G-I_2_PJM_E | NYISO_G-I | PJM_E | Internal | Summer | B4 | 100 | 1500 | 1500 | 83.54 | 97.34 | 6.5 | 7.3
2020 | NYISO_G-I_2_PJM_E | NYISO_G-I | PJM_E | Internal | Summer | B5 | 200 | 1500 | 405.03 | 81.21 | 87.71 | 6.5 | 0
2020 | NYISO_G-I_2_PJM_E | NYISO_G-I | PJM_E | Internal | Summer | B6 | 300 | 1500 | 193.47 | 68.48 | 74.98 | 6.5 | 0
2020 | NYISO_G-I_2_PJM_E | NYISO_G-I | PJM_E | Internal | Summer | B7 | 400 | 1500 | 0 | 62.5 | 67.89 | 6.5 | 0
2020 | NYISO_G-I_2_PJM_E | NYISO_G-I | PJM_E | Internal | Summer | B8 | 500 | 1500 | 0 | 60.13 | 64.14 | 6.5 | 0
2020 | NYISO_G-I_2_PJM_E | NYISO_G-I | PJM_E | Internal | Summer | B9 | 800 | 1500 | 0 | 60.12 | 62.15 | 6.5 | 0
2020 | NYISO_G-I_2_PJM_E | NYISO_G-I | PJM_E | Internal | Summer | B10 | 1262 | 1500 | 0 | 60.12 | 61.01 | 6.5 | 0
2020 | NYISO_G-I_2_PJM_E | NYISO_G-I | PJM_E | Internal | Winter | B16 | 25 | 1500 | 672.54 | 73.59 | 80.09 | 6.5 | 0
2020 | NYISO_G-I_2_PJM_E | NYISO_G-I | PJM_E | Internal | Winter | B17 | 100 | 1500 | 0 | 71.94 | 74.35 | 6.5 | 0
2020 | NYISO_G-I_2_PJM_E | NYISO_G-I | PJM_E | Internal | Winter | B18 | 400 | 1500 | 0 | 69.79 | 69.91 | 6.5 | 0
2020 | NYISO_G-I_2_PJM_E | NYISO_G-I | PJM_E | Internal | Winter | B19 | 700 | 1500 | 0 | 69.79 | 69.57 | 6.5 | 0
2020 | NYISO_G-I_2_PJM_E | NYISO_G-I | PJM_E | Internal | Winter | B20 | 935 | 1500 | 0 | 67.54 | 63.04 | 6.5 | 0
2020 | NYISO_J-K_2_NEISO | NYISO_J-K | NEISO | Internal | Shoulder | B11 | 25 | 315 | 0 | 67.26 | 61.51 | 1.5 | 0
2020 | NYISO_J-K_2_NEISO | NYISO_J-K | NEISO | Internal | Shoulder | B12 | 200 | 315 | 0 | 63.04 | 61.51 | 1.5 | 0
2020 | NYISO_J-K_2_NEISO | NYISO_J-K | NEISO | Internal | Shoulder | B13 | 600 | 315 | 0 | 63.02 | 61.51 | 1.5 | 0
2020 | NYISO_J-K_2_NEISO | NYISO_J-K | NEISO | Internal | Shoulder | B14 | 900 | 315 | 0 | 62.65 | 61.51 | 1.5 | 0
2020 | NYISO_J-K_2_NEISO | NYISO_J-K | NEISO | Internal | Shoulder | B15 | 1203 | 315 | 0 | 62.65 | 61.51 | 1.5 | 0
2020 | NYISO_J-K_2_NEISO | NYISO_J-K | NEISO | Internal | Summer | B1 | 10 | 315 | 0 | 107.42 | 105.92 | 1.5 | 0
2020 | NYISO_J-K_2_NEISO | NYISO_J-K | NEISO | Internal | Summer | B2 | 25 | 315 | 0 | 95.89 | 94.39 | 1.5 | 0
2020 | NYISO_J-K_2_NEISO | NYISO_J-K | NEISO | Internal | Summer | B3 | 75 | 315 | 0 | 86.07 | 81.02 | 1.5 | 0
2020 | NYISO_J-K_2_NEISO | NYISO_J-K | NEISO | Internal | Summer | B4 | 100 | 315 | 0 | 83.55 | 80.55 | 1.5 | 0
2020 | NYISO_J-K_2_NEISO | NYISO_J-K | NEISO | Internal | Summer | B5 | 200 | 315 | 0 | 83.55 | 58.63 | 1.5 | 0
2020 | NYISO_J-K_2_NEISO | NYISO_J-K | NEISO | Internal | Summer | B6 | 300 | 315 | 0 | 68.5 | 58.63 | 1.5 | 0
2020 | NYISO_J-K_2_NEISO | NYISO_J-K | NEISO | Internal | Summer | B7 | 400 | 315 | 0 | 62.51 | 58.63 | 1.5 | 0
2020 | NYISO_J-K_2_NEISO | NYISO_J-K | NEISO | Internal | Summer | B8 | 500 | 315 | 0 | 60.14 | 58.63 | 1.5 | 0
2020 | NYISO_J-K_2_NEISO | NYISO_J-K | NEISO | Internal | Summer | B9 | 800 | 315 | 0 | 60.13 | 58.63 | 1.5 | 0
2020 | NYISO_J-K_2_NEISO | NYISO_J-K | NEISO | Internal | Summer | B10 | 1262 | 315 | 0 | 60.13 | 58.63 | 1.5 | 0
2020 | NYISO_J-K_2_NEISO | NYISO_J-K | NEISO | Internal | Winter | B16 | 25 | 315 | 0 | 73.6 | 70.44 | 1.5 | 0
2020 | NYISO_J-K_2_NEISO | NYISO_J-K | NEISO | Internal | Winter | B17 | 100 | 315 | 0 | 72.12 | 70.44 | 1.5 | 0
2020 | NYISO_J-K_2_NEISO | NYISO_J-K | NEISO | Internal | Winter | B18 | 400 | 315 | 0 | 72.12 | 69.02 | 1.5 | 0
2020 | NYISO_J-K_2_NEISO | NYISO_J-K | NEISO | Internal | Winter | B19 | 700 | 315 | 0 | 72.12 | 69.02 | 1.5 | 0
2020 | NYISO_J-K_2_NEISO | NYISO_J-K | NEISO | Internal | Winter | B20 | 935 | 315 | 0 | 67.55 | 69.02 | 1.5 | 0
2020 | NYISO_J-K_2_NYISO_G-I | NYISO_J-K | NYISO_G-I | Internal | Shoulder | B11 | 25 | 1999 | 0.24 | 67.26 | 67.25 | 0.01 | 0
2020 | NYISO_J-K_2_NYISO_G-I | NYISO_J-K | NYISO_G-I | Internal | Shoulder | B12 | 200 | 1999 | 0.03 | 63.04 | 63.03 | 0.01 | 0
2020 | NYISO_J-K_2_NYISO_G-I | NYISO_J-K | NYISO_G-I | Internal | Shoulder | B13 | 600 | 1999 | 0.01 | 63.02 | 63.01 | 0.01 | 0
2020 | NYISO_J-K_2_NYISO_G-I | NYISO_J-K | NYISO_G-I | Internal | Shoulder | B14 | 900 | 1999 | 0 | 62.65 | 62.64 | 0.01 | 0
2020 | NYISO_J-K_2_NYISO_G-I | NYISO_J-K | NYISO_G-I | Internal | Shoulder | B15 | 1203 | 1999 | 0 | 62.65 | 62.64 | 0.01 | 0
2020 | NYISO_J-K_2_NYISO_G-I | NYISO_J-K | NYISO_G-I | Internal | Summer | B1 | 10 | 1999 | 0.55 | 107.42 | 107.41 | 0.01 | 0
2020 | NYISO_J-K_2_NYISO_G-I | NYISO_J-K | NYISO_G-I | Internal | Summer | B2 | 25 | 1999 | 0.23 | 95.89 | 95.88 | 0.01 | 0
2020 | NYISO_J-K_2_NYISO_G-I | NYISO_J-K | NYISO_G-I | Internal | Summer | B3 | 75 | 1999 | 0.08 | 86.07 | 86.06 | 0.01 | 0
2020 | NYISO_J-K_2_NYISO_G-I | NYISO_J-K | NYISO_G-I | Internal | Summer | B4 | 100 | 1999 | 0.06 | 83.55 | 83.54 | 0.01 | 0
2020 | NYISO_J-K_2_NYISO_G-I | NYISO_J-K | NYISO_G-I | Internal | Summer | B5 | 200 | 1999 | 0 | 83.55 | 81.21 | 0.01 | 0
2020 | NYISO_J-K_2_NYISO_G-I | NYISO_J-K | NYISO_G-I | Internal | Summer | B6 | 300 | 1999 | 0.02 | 68.5 | 68.48 | 0.01 | 0
2020 | NYISO_J-K_2_NYISO_G-I | NYISO_J-K | NYISO_G-I | Internal | Summer | B7 | 400 | 1999 | 0.02 | 62.51 | 62.5 | 0.01 | 0
2020 | NYISO_J-K_2_NYISO_G-I | NYISO_J-K | NYISO_G-I | Internal | Summer | B8 | 500 | 1999 | 0.01 | 60.14 | 60.13 | 0.01 | 0
2020 | NYISO_J-K_2_NYISO_G-I | NYISO_J-K | NYISO_G-I | Internal | Summer | B9 | 800 | 1999 | 0 | 60.13 | 60.12 | 0.01 | 0
2020 | NYISO_J-K_2_NYISO_G-I | NYISO_J-K | NYISO_G-I | Internal | Summer | B10 | 1262 | 1999 | 0 | 60.13 | 60.12 | 0.01 | 0
2020 | NYISO_J-K_2_NYISO_G-I | NYISO_J-K | NYISO_G-I | Internal | Winter | B16 | 25 | 1999 | 0.21 | 73.6 | 73.59 | 0.01 | 0
2020 | NYISO_J-K_2_NYISO_G-I | NYISO_J-K | NYISO_G-I | Internal | Winter | B17 | 100 | 1999 | 0 | 72.12 | 71.94 | 0.01 | 0
2020 | NYISO_J-K_2_NYISO_G-I | NYISO_J-K | NYISO_G-I | Internal | Winter | B18 | 400 | 1999 | 0 | 72.12 | 69.79 | 0.01 | 0
2020 | NYISO_J-K_2_NYISO_G-I | NYISO_J-K | NYISO_G-I | Internal | Winter | B19 | 700 | 1999 | 0 | 72.12 | 69.79 | 0.01 | 0
2020 | NYISO_J-K_2_NYISO_G-I | NYISO_J-K | NYISO_G-I | Internal | Winter | B20 | 935 | 1999 | 0 | 67.55 | 67.54 | 0.01 | 0
2020 | NYISO_J-K_2_PJM_E | NYISO_J-K | PJM_E | Internal | Shoulder | B11 | 25 | 330 | 24.27 | 67.26 | 73.76 | 6.5 | 0
2020 | NYISO_J-K_2_PJM_E | NYISO_J-K | PJM_E | Internal | Shoulder | B12 | 200 | 330 | 0 | 63.04 | 68.58 | 6.5 | 0
2020 | NYISO_J-K_2_PJM_E | NYISO_J-K | PJM_E | Internal | Shoulder | B13 | 600 | 330 | 0 | 63.02 | 66.27 | 6.5 | 0
2020 | NYISO_J-K_2_PJM_E | NYISO_J-K | PJM_E | Internal | Shoulder | B14 | 900 | 330 | 0 | 62.65 | 64.27 | 6.5 | 0
2020 | NYISO_J-K_2_PJM_E | NYISO_J-K | PJM_E | Internal | Shoulder | B15 | 1203 | 330 | 0 | 62.65 | 61.26 | 6.5 | 0
2020 | NYISO_J-K_2_PJM_E | NYISO_J-K | PJM_E | Internal | Summer | B1 | 10 | 330 | 0 | 107.42 | 102.91 | 6.5 | 0
2020 | NYISO_J-K_2_PJM_E | NYISO_J-K | PJM_E | Internal | Summer | B2 | 25 | 330 | 0 | 95.89 | 101.15 | 6.5 | 0
2020 | NYISO_J-K_2_PJM_E | NYISO_J-K | PJM_E | Internal | Summer | B3 | 75 | 330 | 330 | 86.07 | 101.12 | 6.5 | 8.56
2020 | NYISO_J-K_2_PJM_E | NYISO_J-K | PJM_E | Internal | Summer | B4 | 100 | 330 | 330 | 83.55 | 97.34 | 6.5 | 7.29
2020 | NYISO_J-K_2_PJM_E | NYISO_J-K | PJM_E | Internal | Summer | B5 | 200 | 330 | 0 | 83.55 | 87.71 | 6.5 | 0
2020 | NYISO_J-K_2_PJM_E | NYISO_J-K | PJM_E | Internal | Summer | B6 | 300 | 330 | 0.04 | 68.5 | 74.98 | 6.5 | 0
2020 | NYISO_J-K_2_PJM_E | NYISO_J-K | PJM_E | Internal | Summer | B7 | 400 | 330 | 0 | 62.51 | 67.89 | 6.5 | 0
2020 | NYISO_J-K_2_PJM_E | NYISO_J-K | PJM_E | Internal | Summer | B8 | 500 | 330 | 0 | 60.14 | 64.14 | 6.5 | 0
2020 | NYISO_J-K_2_PJM_E | NYISO_J-K | PJM_E | Internal | Summer | B9 | 800 | 330 | 0 | 60.13 | 62.15 | 6.5 | 0
2020 | NYISO_J-K_2_PJM_E | NYISO_J-K | PJM_E | Internal | Summer | B10 | 1262 | 330 | 0 | 60.13 | 61.01 | 6.5 | 0
2020 | NYISO_J-K_2_PJM_E | NYISO_J-K | PJM_E | Internal | Winter | B16 | 25 | 330 | 0.4 | 73.6 | 80.09 | 6.5 | 0
2020 | NYISO_J-K_2_PJM_E | NYISO_J-K | PJM_E | Internal | Winter | B17 | 100 | 330 | 0 | 72.12 | 74.35 | 6.5 | 0
2020 | NYISO_J-K_2_PJM_E | NYISO_J-K | PJM_E | Internal | Winter | B18 | 400 | 330 | 0 | 72.12 | 69.91 | 6.5 | 0
2020 | NYISO_J-K_2_PJM_E | NYISO_J-K | PJM_E | Internal | Winter | B19 | 700 | 330 | 0 | 72.12 | 69.57 | 6.5 | 0
2020 | NYISO_J-K_2_PJM_E | NYISO_J-K | PJM_E | Internal | Winter | B20 | 935 | 330 | 0 | 67.55 | 63.04 | 6.5 | 0
2020 | PJM_E_2_NYISO_G-I | PJM_E | NYISO_G-I | Internal | Shoulder | B11 | 25 | 500 | 0 | 73.76 | 67.25 | 4.5 | 0
2020 | PJM_E_2_NYISO_G-I | PJM_E | NYISO_G-I | Internal | Shoulder | B12 | 200 | 500 | 0 | 68.58 | 63.03 | 4.5 | 0
2020 | PJM_E_2_NYISO_G-I | PJM_E | NYISO_G-I | Internal | Shoulder | B13 | 600 | 500 | 0 | 66.27 | 63.01 | 4.5 | 0
2020 | PJM_E_2_NYISO_G-I | PJM_E | NYISO_G-I | Internal | Shoulder | B14 | 900 | 500 | 0 | 64.27 | 62.64 | 4.5 | 0
2020 | PJM_E_2_NYISO_G-I | PJM_E | NYISO_G-I | Internal | Shoulder | B15 | 1203 | 500 | 0 | 61.26 | 62.64 | 4.5 | 0
2020 | PJM_E_2_NYISO_G-I | PJM_E | NYISO_G-I | Internal | Summer | B1 | 10 | 500 | 85.12 | 102.91 | 107.41 | 4.5 | 0
2020 | PJM_E_2_NYISO_G-I | PJM_E | NYISO_G-I | Internal | Summer | B2 | 25 | 500 | 0 | 101.15 | 95.88 | 4.5 | 0
2020 | PJM_E_2_NYISO_G-I | PJM_E | NYISO_G-I | Internal | Summer | B3 | 75 | 500 | 0 | 101.12 | 86.06 | 4.5 | 0
2020 | PJM_E_2_NYISO_G-I | PJM_E | NYISO_G-I | Internal | Summer | B4 | 100 | 500 | 0 | 97.34 | 83.54 | 4.5 | 0
2020 | PJM_E_2_NYISO_G-I | PJM_E | NYISO_G-I | Internal | Summer | B5 | 200 | 500 | 0 | 87.71 | 81.21 | 4.5 | 0
2020 | PJM_E_2_NYISO_G-I | PJM_E | NYISO_G-I | Internal | Summer | B6 | 300 | 500 | 0 | 74.98 | 68.48 | 4.5 | 0
2020 | PJM_E_2_NYISO_G-I | PJM_E | NYISO_G-I | Internal | Summer | B7 | 400 | 500 | 0 | 67.89 | 62.5 | 4.5 | 0
2020 | PJM_E_2_NYISO_G-I | PJM_E | NYISO_G-I | Internal | Summer | B8 | 500 | 500 | 0 | 64.14 | 60.13 | 4.5 | 0
2020 | PJM_E_2_NYISO_G-I | PJM_E | NYISO_G-I | Internal | Summer | B9 | 800 | 500 | 0 | 62.15 | 60.12 | 4.5 | 0
2020 | PJM_E_2_NYISO_G-I | PJM_E | NYISO_G-I | Internal | Summer | B10 | 1262 | 500 | 0 | 61.01 | 60.12 | 4.5 | 0
2020 | PJM_E_2_NYISO_G-I | PJM_E | NYISO_G-I | Internal | Winter | B16 | 25 | 500 | 0 | 80.09 | 73.59 | 4.5 | 0
2020 | PJM_E_2_NYISO_G-I | PJM_E | NYISO_G-I | Internal | Winter | B17 | 100 | 500 | 0 | 74.35 | 71.94 | 4.5 | 0
2020 | PJM_E_2_NYISO_G-I | PJM_E | NYISO_G-I | Internal | Winter | B18 | 400 | 500 | 0 | 69.91 | 69.79 | 4.5 | 0
2020 | PJM_E_2_NYISO_G-I | PJM_E | NYISO_G-I | Internal | Winter | B19 | 700 | 500 | 0 | 69.57 | 69.79 | 4.5 | 0
2020 | PJM_E_2_NYISO_G-I | PJM_E | NYISO_G-I | Internal | Winter | B20 | 935 | 500 | 74 | 63.04 | 67.54 | 4.5 | 0
2020 | PJM_E_2_NYISO_J-K | PJM_E | NYISO_J-K | Internal | Shoulder | B11 | 25 | 330 | 0 | 73.76 | 67.26 | 4.5 | 0
2020 | PJM_E_2_NYISO_J-K | PJM_E | NYISO_J-K | Internal | Shoulder | B12 | 200 | 330 | 0 | 68.58 | 63.04 | 4.5 | 0
2020 | PJM_E_2_NYISO_J-K | PJM_E | NYISO_J-K | Internal | Shoulder | B13 | 600 | 330 | 0 | 66.27 | 63.02 | 4.5 | 0
2020 | PJM_E_2_NYISO_J-K | PJM_E | NYISO_J-K | Internal | Shoulder | B14 | 900 | 330 | 0 | 64.27 | 62.65 | 4.5 | 0
2020 | PJM_E_2_NYISO_J-K | PJM_E | NYISO_J-K | Internal | Shoulder | B15 | 1203 | 330 | 0 | 61.26 | 62.65 | 4.5 | 0
2020 | PJM_E_2_NYISO_J-K | PJM_E | NYISO_J-K | Internal | Summer | B1 | 10 | 330 | 328.4 | 102.91 | 107.42 | 4.5 | 0.01
2020 | PJM_E_2_NYISO_J-K | PJM_E | NYISO_J-K | Internal | Summer | B2 | 25 | 330 | 0 | 101.15 | 95.89 | 4.5 | 0
2020 | PJM_E_2_NYISO_J-K | PJM_E | NYISO_J-K | Internal | Summer | B3 | 75 | 330 | 0 | 101.12 | 86.07 | 4.5 | 0
2020 | PJM_E_2_NYISO_J-K | PJM_E | NYISO_J-K | Internal | Summer | B4 | 100 | 330 | 0 | 97.34 | 83.55 | 4.5 | 0
2020 | PJM_E_2_NYISO_J-K | PJM_E | NYISO_J-K | Internal | Summer | B5 | 200 | 330 | 0 | 87.71 | 83.55 | 4.5 | 0
2020 | PJM_E_2_NYISO_J-K | PJM_E | NYISO_J-K | Internal | Summer | B6 | 300 | 330 | 0 | 74.98 | 68.5 | 4.5 | 0
2020 | PJM_E_2_NYISO_J-K | PJM_E | NYISO_J-K | Internal | Summer | B7 | 400 | 330 | 0 | 67.89 | 62.51 | 4.5 | 0
2020 | PJM_E_2_NYISO_J-K | PJM_E | NYISO_J-K | Internal | Summer | B8 | 500 | 330 | 0 | 64.14 | 60.14 | 4.5 | 0
2020 | PJM_E_2_NYISO_J-K | PJM_E | NYISO_J-K | Internal | Summer | B9 | 800 | 330 | 0 | 62.15 | 60.13 | 4.5 | 0
2020 | PJM_E_2_NYISO_J-K | PJM_E | NYISO_J-K | Internal | Summer | B10 | 1262 | 330 | 0 | 61.01 | 60.13 | 4.5 | 0
2020 | PJM_E_2_NYISO_J-K | PJM_E | NYISO_J-K | Internal | Winter | B16 | 25 | 330 | 0 | 80.09 | 73.6 | 4.5 | 0
2020 | PJM_E_2_NYISO_J-K | PJM_E | NYISO_J-K | Internal | Winter | B17 | 100 | 330 | 0 | 74.35 | 72.12 | 4.5 | 0
2020 | PJM_E_2_NYISO_J-K | PJM_E | NYISO_J-K | Internal | Winter | B18 | 400 | 330 | 0 | 69.91 | 72.12 | 4.5 | 0
2020 | PJM_E_2_NYISO_J-K | PJM_E | NYISO_J-K | Internal | Winter | B19 | 700 | 330 | 0 | 69.57 | 72.12 | 4.5 | 0
2020 | PJM_E_2_NYISO_J-K | PJM_E | NYISO_J-K | Internal | Winter | B20 | 935 | 330 | 329.99 | 63.04 | 67.55 | 4.5 | 0.01
2020 | PJM_E_2_PJM_ROM | PJM_E | PJM_ROM | Internal | Shoulder | B11 | 25 | 8000 | 3402.94 | 73.76 | 73.77 | 0.01 | 0
2020 | PJM_E_2_PJM_ROM | PJM_E | PJM_ROM | Internal | Shoulder | B12 | 200 | 8000 | 1977.9 | 68.58 | 68.59 | 0.01 | 0
2020 | PJM_E_2_PJM_ROM | PJM_E | PJM_ROM | Internal | Shoulder | B13 | 600 | 8000 | 1081.9 | 66.27 | 66.28 | 0.01 | 0
2020 | PJM_E_2_PJM_ROM | PJM_E | PJM_ROM | Internal | Shoulder | B14 | 900 | 8000 | 1479.68 | 64.27 | 64.28 | 0.01 | 0
2020 | PJM_E_2_PJM_ROM | PJM_E | PJM_ROM | Internal | Shoulder | B15 | 1203 | 8000 | 308.06 | 61.26 | 61.27 | 0.01 | 0
2020 | PJM_E_2_PJM_ROM | PJM_E | PJM_ROM | Internal | Summer | B1 | 10 | 8000 | 0.66 | 102.91 | 102.9 | 0.01 | 0
2020 | PJM_E_2_PJM_ROM | PJM_E | PJM_ROM | Internal | Summer | B2 | 25 | 8000 | 258.25 | 101.15 | 101.16 | 0.01 | 0
2020 | PJM_E_2_PJM_ROM | PJM_E | PJM_ROM | Internal | Summer | B3 | 75 | 8000 | 4767.96 | 101.12 | 101.14 | 0.01 | 0
2020 | PJM_E_2_PJM_ROM | PJM_E | PJM_ROM | Internal | Summer | B4 | 100 | 8000 | 4258.42 | 97.34 | 97.35 | 0.01 | 0
2020 | PJM_E_2_PJM_ROM | PJM_E | PJM_ROM | Internal | Summer | B5 | 200 | 8000 | 1354.99 | 87.71 | 87.72 | 0.01 | 0
2020 | PJM_E_2_PJM_ROM | PJM_E | PJM_ROM | Internal | Summer | B6 | 300 | 8000 | 1282.26 | 74.98 | 75 | 0.01 | 0
2020 | PJM_E_2_PJM_ROM | PJM_E | PJM_ROM | Internal | Summer | B7 | 400 | 8000 | 2701.73 | 67.89 | 67.9 | 0.01 | 0
2020 | PJM_E_2_PJM_ROM | PJM_E | PJM_ROM | Internal | Summer | B8 | 500 | 8000 | 1277.68 | 64.14 | 64.16 | 0.01 | 0
2020 | PJM_E_2_PJM_ROM | PJM_E | PJM_ROM | Internal | Summer | B9 | 800 | 8000 | 2080.84 | 62.15 | 62.16 | 0.01 | 0
2020 | PJM_E_2_PJM_ROM | PJM_E | PJM_ROM | Internal | Summer | B10 | 1262 | 8000 | 874.27 | 61.01 | 61.02 | 0.01 | 0
2020 | PJM_E_2_PJM_ROM | PJM_E | PJM_ROM | Internal | Winter | B16 | 25 | 8000 | 1735.84 | 80.09 | 80.1 | 0.01 | 0
2020 | PJM_E_2_PJM_ROM | PJM_E | PJM_ROM | Internal | Winter | B17 | 100 | 8000 | 387 | 74.35 | 74.36 | 0.01 | 0
2020 | PJM_E_2_PJM_ROM | PJM_E | PJM_ROM | Internal | Winter | B18 | 400 | 8000 | 0.02 | 69.91 | 69.9 | 0.01 | 0
2020 | PJM_E_2_PJM_ROM | PJM_E | PJM_ROM | Internal | Winter | B19 | 700 | 8000 | 0.01 | 69.57 | 69.56 | 0.01 | 0
2020 | PJM_E_2_PJM_ROM | PJM_E | PJM_ROM | Internal | Winter | B20 | 935 | 8000 | 0 | 63.04 | 63.02 | 0.01 | 0
2020 | PJM_ROR_2_MISO_IN | PJM_ROR | MISO_IN | Internal | Shoulder | B11 | 25 | 1170 | 0 | 73.76 | 72.75 | 1 | 0
2020 | PJM_ROR_2_MISO_IN | PJM_ROR | MISO_IN | Internal | Shoulder | B12 | 200 | 1170 | 0 | 68.58 | 67.55 | 1 | 0
2020 | PJM_ROR_2_MISO_IN | PJM_ROR | MISO_IN | Internal | Shoulder | B13 | 600 | 1170 | 0 | 66.27 | 65.25 | 1 | 0
2020 | PJM_ROR_2_MISO_IN | PJM_ROR | MISO_IN | Internal | Shoulder | B14 | 900 | 1170 | 0 | 64.27 | 62.9 | 1 | 0
2020 | PJM_ROR_2_MISO_IN | PJM_ROR | MISO_IN | Internal | Shoulder | B15 | 1203 | 1170 | 0 | 61.26 | 60.22 | 1 | 0
2020 | PJM_ROR_2_MISO_IN | PJM_ROR | MISO_IN | Internal | Summer | B1 | 10 | 1170 | 0 | 102.89 | 101.86 | 1 | 0
2020 | PJM_ROR_2_MISO_IN | PJM_ROR | MISO_IN | Internal | Summer | B2 | 25 | 1170 | 0 | 101.15 | 100.15 | 1 | 0
2020 | PJM_ROR_2_MISO_IN | PJM_ROR | MISO_IN | Internal | Summer | B3 | 75 | 1170 | 0 | 101.15 | 100.14 | 1 | 0
2020 | PJM_ROR_2_MISO_IN | PJM_ROR | MISO_IN | Internal | Summer | B4 | 100 | 1170 | 0 | 97.36 | 96.35 | 1 | 0
2020 | PJM_ROR_2_MISO_IN | PJM_ROR | MISO_IN | Internal | Summer | B5 | 200 | 1170 | 0 | 87.71 | 82.39 | 1 | 0
2020 | PJM_ROR_2_MISO_IN | PJM_ROR | MISO_IN | Internal | Summer | B6 | 300 | 1170 | 0 | 74.98 | 73.97 | 1 | 0
2020 | PJM_ROR_2_MISO_IN | PJM_ROR | MISO_IN | Internal | Summer | B7 | 400 | 1170 | 0 | 67.89 | 65.35 | 1 | 0
2020 | PJM_ROR_2_MISO_IN | PJM_ROR | MISO_IN | Internal | Summer | B8 | 500 | 1170 | 0 | 64.14 | 63.13 | 1 | 0
2020 | PJM_ROR_2_MISO_IN | PJM_ROR | MISO_IN | Internal | Summer | B9 | 800 | 1170 | 0 | 62.15 | 61.15 | 1 | 0
2020 | PJM_ROR_2_MISO_IN | PJM_ROR | MISO_IN | Internal | Summer | B10 | 1262 | 1170 | 0 | 61.01 | 60.01 | 1 | 0
2020 | PJM_ROR_2_MISO_IN | PJM_ROR | MISO_IN | Internal | Winter | B16 | 25 | 1170 | 0 | 80.09 | 79.08 | 1 | 0
2020 | PJM_ROR_2_MISO_IN | PJM_ROR | MISO_IN | Internal | Winter | B17 | 100 | 1170 | 0 | 74.35 | 72.52 | 1 | 0
2020 | PJM_ROR_2_MISO_IN | PJM_ROR | MISO_IN | Internal | Winter | B18 | 400 | 1170 | 0 | 68.76 | 67.75 | 1 | 0
2020 | PJM_ROR_2_MISO_IN | PJM_ROR | MISO_IN | Internal | Winter | B19 | 700 | 1170 | 0 | 67.64 | 65.5 | 1 | 0
2020 | PJM_ROR_2_MISO_IN | PJM_ROR | MISO_IN | Internal | Winter | B20 | 935 | 1170 | 0 | 62.82 | 61.8 | 1 | 0
2020 | PJM_ROR_2_MISO_MI | PJM_ROR | MISO_MI | Internal | Shoulder | B11 | 25 | 1305 | 0 | 73.76 | 72.76 | 1 | 0
2020 | PJM_ROR_2_MISO_MI | PJM_ROR | MISO_MI | Internal | Shoulder | B12 | 200 | 1305 | 0 | 68.58 | 67.57 | 1 | 0
2020 | PJM_ROR_2_MISO_MI | PJM_ROR | MISO_MI | Internal | Shoulder | B13 | 600 | 1305 | 0 | 66.27 | 65.27 | 1 | 0
2020 | PJM_ROR_2_MISO_MI | PJM_ROR | MISO_MI | Internal | Shoulder | B14 | 900 | 1305 | 0 | 64.27 | 62.92 | 1 | 0
2020 | PJM_ROR_2_MISO_MI | PJM_ROR | MISO_MI | Internal | Shoulder | B15 | 1203 | 1305 | 0 | 61.26 | 60.24 | 1 | 0
2020 | PJM_ROR_2_MISO_MI | PJM_ROR | MISO_MI | Internal | Summer | B1 | 10 | 1305 | 0 | 102.89 | 101.88 | 1 | 0
2020 | PJM_ROR_2_MISO_MI | PJM_ROR | MISO_MI | Internal | Summer | B2 | 25 | 1305 | 0 | 101.15 | 100.16 | 1 | 0
2020 | PJM_ROR_2_MISO_MI | PJM_ROR | MISO_MI | Internal | Summer | B3 | 75 | 1305 | 0 | 101.15 | 100.15 | 1 | 0
2020 | PJM_ROR_2_MISO_MI | PJM_ROR | MISO_MI | Internal | Summer | B4 | 100 | 1305 | 0 | 97.36 | 96.36 | 1 | 0
2020 | PJM_ROR_2_MISO_MI | PJM_ROR | MISO_MI | Internal | Summer | B5 | 200 | 1305 | 0 | 87.71 | 82.4 | 1 | 0
2020 | PJM_ROR_2_MISO_MI | PJM_ROR | MISO_MI | Internal | Summer | B6 | 300 | 1305 | 0 | 74.98 | 73.98 | 1 | 0
2020 | PJM_ROR_2_MISO_MI | PJM_ROR | MISO_MI | Internal | Summer | B7 | 400 | 1305 | 0 | 67.89 | 65.36 | 1 | 0
2020 | PJM_ROR_2_MISO_MI | PJM_ROR | MISO_MI | Internal | Summer | B8 | 500 | 1305 | 0 | 64.14 | 63.14 | 1 | 0
2020 | PJM_ROR_2_MISO_MI | PJM_ROR | MISO_MI | Internal | Summer | B9 | 800 | 1305 | 0 | 62.15 | 61.16 | 1 | 0
2020 | PJM_ROR_2_MISO_MI | PJM_ROR | MISO_MI | Internal | Summer | B10 | 1262 | 1305 | 0 | 61.01 | 60.02 | 1 | 0
2020 | PJM_ROR_2_MISO_MI | PJM_ROR | MISO_MI | Internal | Winter | B16 | 25 | 1305 | 0 | 80.09 | 79.09 | 1 | 0
2020 | PJM_ROR_2_MISO_MI | PJM_ROR | MISO_MI | Internal | Winter | B17 | 100 | 1305 | 0 | 74.35 | 72.53 | 1 | 0
2020 | PJM_ROR_2_MISO_MI | PJM_ROR | MISO_MI | Internal | Winter | B18 | 400 | 1305 | 0 | 68.76 | 67.76 | 1 | 0
2020 | PJM_ROR_2_MISO_MI | PJM_ROR | MISO_MI | Internal | Winter | B19 | 700 | 1305 | 0 | 67.64 | 65.51 | 1 | 0
2020 | PJM_ROR_2_MISO_MI | PJM_ROR | MISO_MI | Internal | Winter | B20 | 935 | 1305 | 0 | 62.82 | 61.81 | 1 | 0
2020 | PJM_ROR_2_MISO_MO-IL | PJM_ROR | MISO_MO-IL | Internal | Shoulder | B11 | 25 | 1111 | 0 | 73.76 | 72.76 | 1 | 0
2020 | PJM_ROR_2_MISO_MO-IL | PJM_ROR | MISO_MO-IL | Internal | Shoulder | B12 | 200 | 1111 | 0 | 68.58 | 67.57 | 1 | 0
2020 | PJM_ROR_2_MISO_MO-IL | PJM_ROR | MISO_MO-IL | Internal | Shoulder | B13 | 600 | 1111 | 0 | 66.27 | 65.27 | 1 | 0
2020 | PJM_ROR_2_MISO_MO-IL | PJM_ROR | MISO_MO-IL | Internal | Shoulder | B14 | 900 | 1111 | 0 | 64.27 | 62.92 | 1 | 0
2020 | PJM_ROR_2_MISO_MO-IL | PJM_ROR | MISO_MO-IL | Internal | Shoulder | B15 | 1203 | 1111 | 0 | 61.26 | 60.24 | 1 | 0
2020 | PJM_ROR_2_MISO_MO-IL | PJM_ROR | MISO_MO-IL | Internal | Summer | B1 | 10 | 1111 | 0 | 102.89 | 101.88 | 1 | 0
2020 | PJM_ROR_2_MISO_MO-IL | PJM_ROR | MISO_MO-IL | Internal | Summer | B2 | 25 | 1111 | 0 | 101.15 | 100.16 | 1 | 0
2020 | PJM_ROR_2_MISO_MO-IL | PJM_ROR | MISO_MO-IL | Internal | Summer | B3 | 75 | 1111 | 0 | 101.15 | 100.15 | 1 | 0
2020 | PJM_ROR_2_MISO_MO-IL | PJM_ROR | MISO_MO-IL | Internal | Summer | B4 | 100 | 1111 | 0 | 97.36 | 96.36 | 1 | 0
2020 | PJM_ROR_2_MISO_MO-IL | PJM_ROR | MISO_MO-IL | Internal | Summer | B5 | 200 | 1111 | 0 | 87.71 | 86.71 | 1 | 0
2020 | PJM_ROR_2_MISO_MO-IL | PJM_ROR | MISO_MO-IL | Internal | Summer | B6 | 300 | 1111 | 0 | 74.98 | 73.98 | 1 | 0
2020 | PJM_ROR_2_MISO_MO-IL | PJM_ROR | MISO_MO-IL | Internal | Summer | B7 | 400 | 1111 | 0 | 67.89 | 67.36 | 1 | 0
2020 | PJM_ROR_2_MISO_MO-IL | PJM_ROR | MISO_MO-IL | Internal | Summer | B8 | 500 | 1111 | 0 | 64.14 | 63.16 | 1 | 0
2020 | PJM_ROR_2_MISO_MO-IL | PJM_ROR | MISO_MO-IL | Internal | Summer | B9 | 800 | 1111 | 0 | 62.15 | 62.66 | 1 | 0
2020 | PJM_ROR_2_MISO_MO-IL | PJM_ROR | MISO_MO-IL | Internal | Summer | B10 | 1262 | 1111 | 0 | 61.01 | 60.4 | 1 | 0
2020 | PJM_ROR_2_MISO_MO-IL | PJM_ROR | MISO_MO-IL | Internal | Winter | B16 | 25 | 1111 | 0 | 80.09 | 79.08 | 1 | 0
2020 | PJM_ROR_2_MISO_MO-IL | PJM_ROR | MISO_MO-IL | Internal | Winter | B17 | 100 | 1111 | 0 | 74.35 | 72.53 | 1 | 0
2020 | PJM_ROR_2_MISO_MO-IL | PJM_ROR | MISO_MO-IL | Internal | Winter | B18 | 400 | 1111 | 0 | 68.76 | 67.76 | 1 | 0
2020 | PJM_ROR_2_MISO_MO-IL | PJM_ROR | MISO_MO-IL | Internal | Winter | B19 | 700 | 1111 | 0 | 67.64 | 65.51 | 1 | 0
2020 | PJM_ROR_2_MISO_MO-IL | PJM_ROR | MISO_MO-IL | Internal | Winter | B20 | 935 | 1111 | 0 | 62.82 | 61.81 | 1 | 0
2020 | PJM_ROR_2_MISO_W | PJM_ROR | MISO_W | Internal | Shoulder | B11 | 25 | 13129 | 0 | 73.76 | 72.76 | 1 | 0
2020 | PJM_ROR_2_MISO_W | PJM_ROR | MISO_W | Internal | Shoulder | B12 | 200 | 13129 | 0 | 68.58 | 67.58 | 1 | 0
2020 | PJM_ROR_2_MISO_W | PJM_ROR | MISO_W | Internal | Shoulder | B13 | 600 | 13129 | 0 | 66.27 | 65.27 | 1 | 0
2020 | PJM_ROR_2_MISO_W | PJM_ROR | MISO_W | Internal | Shoulder | B14 | 900 | 13129 | 0 | 64.27 | 63.27 | 1 | 0
2020 | PJM_ROR_2_MISO_W | PJM_ROR | MISO_W | Internal | Shoulder | B15 | 1203 | 13129 | 0 | 61.26 | 60.26 | 1 | 0
2020 | PJM_ROR_2_MISO_W | PJM_ROR | MISO_W | Internal | Summer | B1 | 10 | 13129 | 0 | 102.89 | 101.89 | 1 | 0
2020 | PJM_ROR_2_MISO_W | PJM_ROR | MISO_W | Internal | Summer | B2 | 25 | 13129 | 0 | 101.15 | 100.15 | 1 | 0
2020 | PJM_ROR_2_MISO_W | PJM_ROR | MISO_W | Internal | Summer | B3 | 75 | 13129 | 0 | 101.15 | 100.16 | 1 | 0
2020 | PJM_ROR_2_MISO_W | PJM_ROR | MISO_W | Internal | Summer | B4 | 100 | 13129 | 0 | 97.36 | 96.36 | 1 | 0
2020 | PJM_ROR_2_MISO_W | PJM_ROR | MISO_W | Internal | Summer | B5 | 200 | 13129 | 0 | 87.71 | 86.71 | 1 | 0
2020 | PJM_ROR_2_MISO_W | PJM_ROR | MISO_W | Internal | Summer | B6 | 300 | 13129 | 0 | 74.98 | 73.98 | 1 | 0
2020 | PJM_ROR_2_MISO_W | PJM_ROR | MISO_W | Internal | Summer | B7 | 400 | 13129 | 0 | 67.89 | 67.34 | 1 | 0
2020 | PJM_ROR_2_MISO_W | PJM_ROR | MISO_W | Internal | Summer | B8 | 500 | 13129 | 0 | 64.14 | 63.14 | 1 | 0
2020 | PJM_ROR_2_MISO_W | PJM_ROR | MISO_W | Internal | Summer | B9 | 800 | 13129 | 0 | 62.15 | 62.67 | 1 | 0
2020 | PJM_ROR_2_MISO_W | PJM_ROR | MISO_W | Internal | Summer | B10 | 1262 | 13129 | 0 | 61.01 | 60.41 | 1 | 0
2020 | PJM_ROR_2_MISO_W | PJM_ROR | MISO_W | Internal | Winter | B16 | 25 | 13129 | 0 | 80.09 | 79.09 | 1 | 0
2020 | PJM_ROR_2_MISO_W | PJM_ROR | MISO_W | Internal | Winter | B17 | 100 | 13129 | 0 | 74.35 | 73.35 | 1 | 0
2020 | PJM_ROR_2_MISO_W | PJM_ROR | MISO_W | Internal | Winter | B18 | 400 | 13129 | 0 | 68.76 | 67.76 | 1 | 0
2020 | PJM_ROR_2_MISO_W | PJM_ROR | MISO_W | Internal | Winter | B19 | 700 | 13129 | 0 | 67.64 | 66.64 | 1 | 0
2020 | PJM_ROR_2_MISO_W | PJM_ROR | MISO_W | Internal | Winter | B20 | 935 | 13129 | 0 | 62.82 | 61.82 | 1 | 0
2020 | PJM_ROR_2_MISO_WUMS | PJM_ROR | MISO_WUMS | Internal | Shoulder | B11 | 25 | 1467 | 0 | 73.76 | 72.75 | 1 | 0
2020 | PJM_ROR_2_MISO_WUMS | PJM_ROR | MISO_WUMS | Internal | Shoulder | B12 | 200 | 1467 | 0 | 68.58 | 67.57 | 1 | 0
2020 | PJM_ROR_2_MISO_WUMS | PJM_ROR | MISO_WUMS | Internal | Shoulder | B13 | 600 | 1467 | 0 | 66.27 | 65.25 | 1 | 0
2020 | PJM_ROR_2_MISO_WUMS | PJM_ROR | MISO_WUMS | Internal | Shoulder | B14 | 900 | 1467 | 0 | 64.27 | 62.93 | 1 | 0
2020 | PJM_ROR_2_MISO_WUMS | PJM_ROR | MISO_WUMS | Internal | Shoulder | B15 | 1203 | 1467 | 0 | 61.26 | 60.25 | 1 | 0
2020 | PJM_ROR_2_MISO_WUMS | PJM_ROR | MISO_WUMS | Internal | Summer | B1 | 10 | 1467 | 0 | 102.89 | 101.88 | 1 | 0
2020 | PJM_ROR_2_MISO_WUMS | PJM_ROR | MISO_WUMS | Internal | Summer | B2 | 25 | 1467 | 0 | 101.15 | 100.15 | 1 | 0
2020 | PJM_ROR_2_MISO_WUMS | PJM_ROR | MISO_WUMS | Internal | Summer | B3 | 75 | 1467 | 0 | 101.15 | 100.15 | 1 | 0
2020 | PJM_ROR_2_MISO_WUMS | PJM_ROR | MISO_WUMS | Internal | Summer | B4 | 100 | 1467 | 0 | 97.36 | 96.35 | 1 | 0
2020 | PJM_ROR_2_MISO_WUMS | PJM_ROR | MISO_WUMS | Internal | Summer | B5 | 200 | 1467 | 0 | 87.71 | 74.45 | 1 | 0
2020 | PJM_ROR_2_MISO_WUMS | PJM_ROR | MISO_WUMS | Internal | Summer | B6 | 300 | 1467 | 0 | 74.98 | 70.63 | 1 | 0
2020 | PJM_ROR_2_MISO_WUMS | PJM_ROR | MISO_WUMS | Internal | Summer | B7 | 400 | 1467 | 0 | 67.89 | 65.37 | 1 | 0
2020 | PJM_ROR_2_MISO_WUMS | PJM_ROR | MISO_WUMS | Internal | Summer | B8 | 500 | 1467 | 0 | 64.14 | 63.13 | 1 | 0
2020 | PJM_ROR_2_MISO_WUMS | PJM_ROR | MISO_WUMS | Internal | Summer | B9 | 800 | 1467 | 0 | 62.15 | 61.15 | 1 | 0
2020 | PJM_ROR_2_MISO_WUMS | PJM_ROR | MISO_WUMS | Internal | Summer | B10 | 1262 | 1467 | 0 | 61.01 | 60.01 | 1 | 0
2020 | PJM_ROR_2_MISO_WUMS | PJM_ROR | MISO_WUMS | Internal | Winter | B16 | 25 | 1467 | 0 | 80.09 | 79.08 | 1 | 0
2020 | PJM_ROR_2_MISO_WUMS | PJM_ROR | MISO_WUMS | Internal | Winter | B17 | 100 | 1467 | 0 | 74.35 | 71.58 | 1 | 0
2020 | PJM_ROR_2_MISO_WUMS | PJM_ROR | MISO_WUMS | Internal | Winter | B18 | 400 | 1467 | 0 | 68.76 | 67.75 | 1 | 0
2020 | PJM_ROR_2_MISO_WUMS | PJM_ROR | MISO_WUMS | Internal | Winter | B19 | 700 | 1467 | 0 | 67.64 | 65.63 | 1 | 0
2020 | PJM_ROR_2_MISO_WUMS | PJM_ROR | MISO_WUMS | Internal | Winter | B20 | 935 | 1467 | 0 | 62.82 | 61.82 | 1 | 0
2020 | PJM_ROR_2_PJM_ROM | PJM_ROR | PJM_ROM | Internal | Shoulder | B11 | 25 | 8000 | 1749.21 | 73.76 | 73.77 | 0.01 | 0
2020 | PJM_ROR_2_PJM_ROM | PJM_ROR | PJM_ROM | Internal | Shoulder | B12 | 200 | 8000 | 5385.53 | 68.58 | 68.59 | 0.01 | 0
2020 | PJM_ROR_2_PJM_ROM | PJM_ROR | PJM_ROM | Internal | Shoulder | B13 | 600 | 8000 | 5707.85 | 66.27 | 66.28 | 0.01 | 0
2020 | PJM_ROR_2_PJM_ROM | PJM_ROR | PJM_ROM | Internal | Shoulder | B14 | 900 | 8000 | 5757.13 | 64.27 | 64.28 | 0.01 | 0
2020 | PJM_ROR_2_PJM_ROM | PJM_ROR | PJM_ROM | Internal | Shoulder | B15 | 1203 | 8000 | 6686.08 | 61.26 | 61.27 | 0.01 | 0
2020 | PJM_ROR_2_PJM_ROM | PJM_ROR | PJM_ROM | Internal | Summer | B1 | 10 | 8000 | 6538.49 | 102.89 | 102.9 | 0.01 | 0
2020 | PJM_ROR_2_PJM_ROM | PJM_ROR | PJM_ROM | Internal | Summer | B2 | 25 | 8000 | 4440.98 | 101.15 | 101.16 | 0.01 | 0
2020 | PJM_ROR_2_PJM_ROM | PJM_ROR | PJM_ROM | Internal | Summer | B3 | 75 | 8000 | 0.09 | 101.15 | 101.14 | 0.01 | 0
2020 | PJM_ROR_2_PJM_ROM | PJM_ROR | PJM_ROM | Internal | Summer | B4 | 100 | 8000 | 0.07 | 97.36 | 97.35 | 0.01 | 0
2020 | PJM_ROR_2_PJM_ROM | PJM_ROR | PJM_ROM | Internal | Summer | B5 | 200 | 8000 | 3360.65 | 87.71 | 87.72 | 0.01 | 0
2020 | PJM_ROR_2_PJM_ROM | PJM_ROR | PJM_ROM | Internal | Summer | B6 | 300 | 8000 | 3903.03 | 74.98 | 75 | 0.01 | 0
2020 | PJM_ROR_2_PJM_ROM | PJM_ROR | PJM_ROM | Internal | Summer | B7 | 400 | 8000 | 4846.33 | 67.89 | 67.9 | 0.01 | 0
2020 | PJM_ROR_2_PJM_ROM | PJM_ROR | PJM_ROM | Internal | Summer | B8 | 500 | 8000 | 6032.12 | 64.14 | 64.16 | 0.01 | 0
2020 | PJM_ROR_2_PJM_ROM | PJM_ROR | PJM_ROM | Internal | Summer | B9 | 800 | 8000 | 6797.88 | 62.15 | 62.16 | 0.01 | 0
2020 | PJM_ROR_2_PJM_ROM | PJM_ROR | PJM_ROM | Internal | Summer | B10 | 1262 | 8000 | 5857.01 | 61.01 | 61.02 | 0.01 | 0
2020 | PJM_ROR_2_PJM_ROM | PJM_ROR | PJM_ROM | Internal | Winter | B16 | 25 | 8000 | 4910.23 | 80.09 | 80.1 | 0.01 | 0
2020 | PJM_ROR_2_PJM_ROM | PJM_ROR | PJM_ROM | Internal | Winter | B17 | 100 | 8000 | 7695.31 | 74.35 | 74.36 | 0.01 | 0
2020 | PJM_ROR_2_PJM_ROM | PJM_ROR | PJM_ROM | Internal | Winter | B18 | 400 | 8000 | 8000 | 68.76 | 69.9 | 0.01 | 1.12
2020 | PJM_ROR_2_PJM_ROM | PJM_ROR | PJM_ROM | Internal | Winter | B19 | 700 | 8000 | 8000 | 67.64 | 69.56 | 0.01 | 1.91
2020 | PJM_ROR_2_PJM_ROM | PJM_ROR | PJM_ROM | Internal | Winter | B20 | 935 | 8000 | 8000 | 62.82 | 63.02 | 0.01 | 0.19
2020 | PJM_ROR_2_TVA_Transmission | PJM_ROR | TVA_Transmission | Internal | Shoulder | B11 | 25 | 2500 | 0 | 73.76 | 76.26 | 4.5 | 0
2020 | PJM_ROR_2_TVA_Transmission | PJM_ROR | TVA_Transmission | Internal | Shoulder | B12 | 200 | 2500 | 0 | 68.58 | 69.99 | 4.5 | 0
2020 | PJM_ROR_2_TVA_Transmission | PJM_ROR | TVA_Transmission | Internal | Shoulder | B13 | 600 | 2500 | 0 | 66.27 | 68.09 | 4.5 | 0
2020 | PJM_ROR_2_TVA_Transmission | PJM_ROR | TVA_Transmission | Internal | Shoulder | B14 | 900 | 2500 | 0 | 64.27 | 66.5 | 4.5 | 0
2020 | PJM_ROR_2_TVA_Transmission | PJM_ROR | TVA_Transmission | Internal | Shoulder | B15 | 1203 | 2500 | 0 | 61.26 | 63.36 | 4.5 | 0
2020 | PJM_ROR_2_TVA_Transmission | PJM_ROR | TVA_Transmission | Internal | Summer | B1 | 10 | 2500 | 1046.47 | 102.89 | 107.39 | 4.5 | 0
2020 | PJM_ROR_2_TVA_Transmission | PJM_ROR | TVA_Transmission | Internal | Summer | B2 | 25 | 2500 | 1320.4 | 101.15 | 105.65 | 4.5 | 0
2020 | PJM_ROR_2_TVA_Transmission | PJM_ROR | TVA_Transmission | Internal | Summer | B3 | 75 | 2500 | 762.46 | 101.15 | 105.65 | 4.5 | 0
2020 | PJM_ROR_2_TVA_Transmission | PJM_ROR | TVA_Transmission | Internal | Summer | B4 | 100 | 2500 | 2357.7 | 97.36 | 101.86 | 4.5 | 0
2020 | PJM_ROR_2_TVA_Transmission | PJM_ROR | TVA_Transmission | Internal | Summer | B5 | 200 | 2500 | 425.79 | 87.71 | 92.21 | 4.5 | 0
2020 | PJM_ROR_2_TVA_Transmission | PJM_ROR | TVA_Transmission | Internal | Summer | B6 | 300 | 2500 | 0 | 74.98 | 78.81 | 4.5 | 0
2020 | PJM_ROR_2_TVA_Transmission | PJM_ROR | TVA_Transmission | Internal | Summer | B7 | 400 | 2500 | 0 | 67.89 | 70.95 | 4.5 | 0
2020 | PJM_ROR_2_TVA_Transmission | PJM_ROR | TVA_Transmission | Internal | Summer | B8 | 500 | 2500 | 0 | 64.14 | 67.25 | 4.5 | 0
2020 | PJM_ROR_2_TVA_Transmission | PJM_ROR | TVA_Transmission | Internal | Summer | B9 | 800 | 2500 | 0 | 62.15 | 66.12 | 4.5 | 0
2020 | PJM_ROR_2_TVA_Transmission | PJM_ROR | TVA_Transmission | Internal | Summer | B10 | 1262 | 2500 | 0 | 61.01 | 64 | 4.5 | 0
2020 | PJM_ROR_2_TVA_Transmission | PJM_ROR | TVA_Transmission | Internal | Winter | B16 | 25 | 2500 | 0 | 80.09 | 79.51 | 4.5 | 0
2020 | PJM_ROR_2_TVA_Transmission | PJM_ROR | TVA_Transmission | Internal | Winter | B17 | 100 | 2500 | 0 | 74.35 | 72.53 | 4.5 | 0
2020 | PJM_ROR_2_TVA_Transmission | PJM_ROR | TVA_Transmission | Internal | Winter | B18 | 400 | 2500 | 0 | 68.76 | 70.96 | 4.5 | 0
2020 | PJM_ROR_2_TVA_Transmission | PJM_ROR | TVA_Transmission | Internal | Winter | B19 | 700 | 2500 | 0 | 67.64 | 69.8 | 4.5 | 0
2020 | PJM_ROR_2_TVA_Transmission | PJM_ROR | TVA_Transmission | Internal | Winter | B20 | 935 | 2500 | 0 | 62.82 | 64.3 | 4.5 | 0
2020 | PJM_ROR_2_VACAR | PJM_ROR | VACAR | Internal | Shoulder | B11 | 25 | 3000 | 2853.58 | 73.76 | 78.26 | 4.5 | 0
2020 | PJM_ROR_2_VACAR | PJM_ROR | VACAR | Internal | Shoulder | B12 | 200 | 3000 | 1296.98 | 68.58 | 73.08 | 4.5 | 0
2020 | PJM_ROR_2_VACAR | PJM_ROR | VACAR | Internal | Shoulder | B13 | 600 | 3000 | 1343.74 | 66.27 | 70.77 | 4.5 | 0
2020 | PJM_ROR_2_VACAR | PJM_ROR | VACAR | Internal | Shoulder | B14 | 900 | 3000 | 2413.82 | 64.27 | 68.77 | 4.5 | 0
2020 | PJM_ROR_2_VACAR | PJM_ROR | VACAR | Internal | Shoulder | B15 | 1203 | 3000 | 0 | 61.26 | 62.88 | 4.5 | 0
2020 | PJM_ROR_2_VACAR | PJM_ROR | VACAR | Internal | Summer | B1 | 10 | 3000 | 3000 | 102.89 | 112.79 | 4.5 | 5.41
2020 | PJM_ROR_2_VACAR | PJM_ROR | VACAR | Internal | Summer | B2 | 25 | 3000 | 3000 | 101.15 | 112.79 | 4.5 | 7.15
2020 | PJM_ROR_2_VACAR | PJM_ROR | VACAR | Internal | Summer | B3 | 75 | 3000 | 3000 | 101.15 | 112.79 | 4.5 | 7.15
2020 | PJM_ROR_2_VACAR | PJM_ROR | VACAR | Internal | Summer | B4 | 100 | 3000 | 3000 | 97.36 | 103.88 | 4.5 | 2.01
2020 | PJM_ROR_2_VACAR | PJM_ROR | VACAR | Internal | Summer | B5 | 200 | 3000 | 3000 | 87.71 | 94.21 | 4.5 | 2
2020 | PJM_ROR_2_VACAR | PJM_ROR | VACAR | Internal | Summer | B6 | 300 | 3000 | 3000 | 74.98 | 80.47 | 4.5 | 0.99
2020 | PJM_ROR_2_VACAR | PJM_ROR | VACAR | Internal | Summer | B7 | 400 | 3000 | 3000 | 67.89 | 72.86 | 4.5 | 0.48
2020 | PJM_ROR_2_VACAR | PJM_ROR | VACAR | Internal | Summer | B8 | 500 | 3000 | 3000 | 64.14 | 69.24 | 4.5 | 0.59
2020 | PJM_ROR_2_VACAR | PJM_ROR | VACAR | Internal | Summer | B9 | 800 | 3000 | 2032.68 | 62.15 | 66.65 | 4.5 | 0
2020 | PJM_ROR_2_VACAR | PJM_ROR | VACAR | Internal | Summer | B10 | 1262 | 3000 | 0 | 61.01 | 61.61 | 4.5 | 0
2020 | PJM_ROR_2_VACAR | PJM_ROR | VACAR | Internal | Winter | B16 | 25 | 3000 | 3000 | 80.09 | 92.14 | 4.5 | 7.54
2020 | PJM_ROR_2_VACAR | PJM_ROR | VACAR | Internal | Winter | B17 | 100 | 3000 | 2999.99 | 74.35 | 79.03 | 4.5 | 0.19
2020 | PJM_ROR_2_VACAR | PJM_ROR | VACAR | Internal | Winter | B18 | 400 | 3000 | 2992.07 | 68.76 | 73.26 | 4.5 | 0
2020 | PJM_ROR_2_VACAR | PJM_ROR | VACAR | Internal | Winter | B19 | 700 | 3000 | 1602.11 | 67.64 | 72.14 | 4.5 | 0
2020 | PJM_ROR_2_VACAR | PJM_ROR | VACAR | Internal | Winter | B20 | 935 | 3000 | 1290.42 | 62.82 | 67.32 | 4.5 | 0
2020 | PJM_ROM_2_NYISO_A-F | PJM_ROM | NYISO_A-F | Internal | Shoulder | B11 | 25 | 2000 | 0 | 73.77 | 67.24 | 4.5 | 0
2020 | PJM_ROM_2_NYISO_A-F | PJM_ROM | NYISO_A-F | Internal | Shoulder | B12 | 200 | 2000 | 0 | 68.59 | 63.01 | 4.5 | 0
2020 | PJM_ROM_2_NYISO_A-F | PJM_ROM | NYISO_A-F | Internal | Shoulder | B13 | 600 | 2000 | 0 | 66.28 | 63 | 4.5 | 0
2020 | PJM_ROM_2_NYISO_A-F | PJM_ROM | NYISO_A-F | Internal | Shoulder | B14 | 900 | 2000 | 0 | 64.28 | 62.62 | 4.5 | 0
2020 | PJM_ROM_2_NYISO_A-F | PJM_ROM | NYISO_A-F | Internal | Shoulder | B15 | 1203 | 2000 | 0 | 61.27 | 62.62 | 4.5 | 0
2020 | PJM_ROM_2_NYISO_A-F | PJM_ROM | NYISO_A-F | Internal | Summer | B1 | 10 | 2000 | 0 | 102.9 | 96.4 | 4.5 | 0
2020 | PJM_ROM_2_NYISO_A-F | PJM_ROM | NYISO_A-F | Internal | Summer | B2 | 25 | 2000 | 0 | 101.16 | 94.37 | 4.5 | 0
2020 | PJM_ROM_2_NYISO_A-F | PJM_ROM | NYISO_A-F | Internal | Summer | B3 | 75 | 2000 | 0 | 101.14 | 82.52 | 4.5 | 0
2020 | PJM_ROM_2_NYISO_A-F | PJM_ROM | NYISO_A-F | Internal | Summer | B4 | 100 | 2000 | 0 | 97.35 | 82.05 | 4.5 | 0
2020 | PJM_ROM_2_NYISO_A-F | PJM_ROM | NYISO_A-F | Internal | Summer | B5 | 200 | 2000 | 0 | 87.72 | 74.79 | 4.5 | 0
2020 | PJM_ROM_2_NYISO_A-F | PJM_ROM | NYISO_A-F | Internal | Summer | B6 | 300 | 2000 | 0 | 75 | 68.47 | 4.5 | 0
2020 | PJM_ROM_2_NYISO_A-F | PJM_ROM | NYISO_A-F | Internal | Summer | B7 | 400 | 2000 | 0 | 67.9 | 62.49 | 4.5 | 0
2020 | PJM_ROM_2_NYISO_A-F | PJM_ROM | NYISO_A-F | Internal | Summer | B8 | 500 | 2000 | 0 | 64.16 | 60.12 | 4.5 | 0
2020 | PJM_ROM_2_NYISO_A-F | PJM_ROM | NYISO_A-F | Internal | Summer | B9 | 800 | 2000 | 0 | 62.16 | 60.11 | 4.5 | 0
2020 | PJM_ROM_2_NYISO_A-F | PJM_ROM | NYISO_A-F | Internal | Summer | B10 | 1262 | 2000 | 0 | 61.02 | 60.11 | 4.5 | 0
2020 | PJM_ROM_2_NYISO_A-F | PJM_ROM | NYISO_A-F | Internal | Winter | B16 | 25 | 2000 | 0 | 80.1 | 72.97 | 4.5 | 0
2020 | PJM_ROM_2_NYISO_A-F | PJM_ROM | NYISO_A-F | Internal | Winter | B17 | 100 | 2000 | 0 | 74.36 | 68.94 | 4.5 | 0
2020 | PJM_ROM_2_NYISO_A-F | PJM_ROM | NYISO_A-F | Internal | Winter | B18 | 400 | 2000 | 0 | 69.9 | 67.52 | 4.5 | 0
2020 | PJM_ROM_2_NYISO_A-F | PJM_ROM | NYISO_A-F | Internal | Winter | B19 | 700 | 2000 | 0 | 69.56 | 67.52 | 4.5 | 0
2020 | PJM_ROM_2_NYISO_A-F | PJM_ROM | NYISO_A-F | Internal | Winter | B20 | 935 | 2000 | 66.79 | 63.02 | 67.52 | 4.5 | 0
2020 | PJM_ROM_2_PJM_E | PJM_ROM | PJM_E | Internal | Shoulder | B11 | 25 | 8000 | 0.25 | 73.77 | 73.76 | 0.01 | 0
2020 | PJM_ROM_2_PJM_E | PJM_ROM | PJM_E | Internal | Shoulder | B12 | 200 | 8000 | 0.03 | 68.59 | 68.58 | 0.01 | 0
2020 | PJM_ROM_2_PJM_E | PJM_ROM | PJM_E | Internal | Shoulder | B13 | 600 | 8000 | 0.01 | 66.28 | 66.27 | 0.01 | 0
2020 | PJM_ROM_2_PJM_E | PJM_ROM | PJM_E | Internal | Shoulder | B14 | 900 | 8000 | 0 | 64.28 | 64.27 | 0.01 | 0
2020 | PJM_ROM_2_PJM_E | PJM_ROM | PJM_E | Internal | Shoulder | B15 | 1203 | 8000 | 0 | 61.27 | 61.26 | 0.01 | 0
2020 | PJM_ROM_2_PJM_E | PJM_ROM | PJM_E | Internal | Summer | B1 | 10 | 8000 | 991.68 | 102.9 | 102.91 | 0.01 | 0
2020 | PJM_ROM_2_PJM_E | PJM_ROM | PJM_E | Internal | Summer | B2 | 25 | 8000 | 0.29 | 101.16 | 101.15 | 0.01 | 0
2020 | PJM_ROM_2_PJM_E | PJM_ROM | PJM_E | Internal | Summer | B3 | 75 | 8000 | 0.09 | 101.14 | 101.12 | 0.01 | 0
2020 | PJM_ROM_2_PJM_E | PJM_ROM | PJM_E | Internal | Summer | B4 | 100 | 8000 | 0.07 | 97.35 | 97.34 | 0.01 | 0
2020 | PJM_ROM_2_PJM_E | PJM_ROM | PJM_E | Internal | Summer | B5 | 200 | 8000 | 0.03 | 87.72 | 87.71 | 0.01 | 0
2020 | PJM_ROM_2_PJM_E | PJM_ROM | PJM_E | Internal | Summer | B6 | 300 | 8000 | 0.02 | 75 | 74.98 | 0.01 | 0
2020 | PJM_ROM_2_PJM_E | PJM_ROM | PJM_E | Internal | Summer | B7 | 400 | 8000 | 0.02 | 67.9 | 67.89 | 0.01 | 0
2020 | PJM_ROM_2_PJM_E | PJM_ROM | PJM_E | Internal | Summer | B8 | 500 | 8000 | 0.01 | 64.16 | 64.14 | 0.01 | 0
2020 | PJM_ROM_2_PJM_E | PJM_ROM | PJM_E | Internal | Summer | B9 | 800 | 8000 | 0 | 62.16 | 62.15 | 0.01 | 0
2020 | PJM_ROM_2_PJM_E | PJM_ROM | PJM_E | Internal | Summer | B10 | 1262 | 8000 | 0 | 61.02 | 61.01 | 0.01 | 0
2020 | PJM_ROM_2_PJM_E | PJM_ROM | PJM_E | Internal | Winter | B16 | 25 | 8000 | 0.26 | 80.1 | 80.09 | 0.01 | 0
2020 | PJM_ROM_2_PJM_E | PJM_ROM | PJM_E | Internal | Winter | B17 | 100 | 8000 | 0.07 | 74.36 | 74.35 | 0.01 | 0
2020 | PJM_ROM_2_PJM_E | PJM_ROM | PJM_E | Internal | Winter | B18 | 400 | 8000 | 879.87 | 69.9 | 69.91 | 0.01 | 0
2020 | PJM_ROM_2_PJM_E | PJM_ROM | PJM_E | Internal | Winter | B19 | 700 | 8000 | 987.52 | 69.56 | 69.57 | 0.01 | 0
2020 | PJM_ROM_2_PJM_E | PJM_ROM | PJM_E | Internal | Winter | B20 | 935 | 8000 | 375.08 | 63.02 | 63.04 | 0.01 | 0
2020 | PJM_ROM_2_PJM_ROR | PJM_ROM | PJM_ROR | Internal | Shoulder | B11 | 25 | 8000 | 0.26 | 73.77 | 73.76 | 0.01 | 0
2020 | PJM_ROM_2_PJM_ROR | PJM_ROM | PJM_ROR | Internal | Shoulder | B12 | 200 | 8000 | 0.03 | 68.59 | 68.58 | 0.01 | 0
2020 | PJM_ROM_2_PJM_ROR | PJM_ROM | PJM_ROR | Internal | Shoulder | B13 | 600 | 8000 | 0.01 | 66.28 | 66.27 | 0.01 | 0
2020 | PJM_ROM_2_PJM_ROR | PJM_ROM | PJM_ROR | Internal | Shoulder | B14 | 900 | 8000 | 0 | 64.28 | 64.27 | 0.01 | 0
2020 | PJM_ROM_2_PJM_ROR | PJM_ROM | PJM_ROR | Internal | Shoulder | B15 | 1203 | 8000 | 0 | 61.27 | 61.26 | 0.01 | 0
2020 | PJM_ROM_2_PJM_ROR | PJM_ROM | PJM_ROR | Internal | Summer | B1 | 10 | 8000 | 0.59 | 102.9 | 102.89 | 0.01 | 0
2020 | PJM_ROM_2_PJM_ROR | PJM_ROM | PJM_ROR | Internal | Summer | B2 | 25 | 8000 | 0.26 | 101.16 | 101.15 | 0.01 | 0
2020 | PJM_ROM_2_PJM_ROR | PJM_ROM | PJM_ROR | Internal | Summer | B3 | 75 | 8000 | 1619.05 | 101.14 | 101.15 | 0.01 | 0
2020 | PJM_ROM_2_PJM_ROR | PJM_ROM | PJM_ROR | Internal | Summer | B4 | 100 | 8000 | 2211.28 | 97.35 | 97.36 | 0.01 | 0
2020 | PJM_ROM_2_PJM_ROR | PJM_ROM | PJM_ROR | Internal | Summer | B5 | 200 | 8000 | 0.03 | 87.72 | 87.71 | 0.01 | 0
2020 | PJM_ROM_2_PJM_ROR | PJM_ROM | PJM_ROR | Internal | Summer | B6 | 300 | 8000 | 0.02 | 75 | 74.98 | 0.01 | 0
2020 | PJM_ROM_2_PJM_ROR | PJM_ROM | PJM_ROR | Internal | Summer | B7 | 400 | 8000 | 0.02 | 67.9 | 67.89 | 0.01 | 0
2020 | PJM_ROM_2_PJM_ROR | PJM_ROM | PJM_ROR | Internal | Summer | B8 | 500 | 8000 | 0.01 | 64.16 | 64.14 | 0.01 | 0
2020 | PJM_ROM_2_PJM_ROR | PJM_ROM | PJM_ROR | Internal | Summer | B9 | 800 | 8000 | 0 | 62.16 | 62.15 | 0.01 | 0
2020 | PJM_ROM_2_PJM_ROR | PJM_ROM | PJM_ROR | Internal | Summer | B10 | 1262 | 8000 | 0 | 61.02 | 61.01 | 0.01 | 0
2020 | PJM_ROM_2_PJM_ROR | PJM_ROM | PJM_ROR | Internal | Winter | B16 | 25 | 8000 | 0.25 | 80.1 | 80.09 | 0.01 | 0
2020 | PJM_ROM_2_PJM_ROR | PJM_ROM | PJM_ROR | Internal | Winter | B17 | 100 | 8000 | 0.06 | 74.36 | 74.35 | 0.01 | 0
2020 | PJM_ROM_2_PJM_ROR | PJM_ROM | PJM_ROR | Internal | Winter | B18 | 400 | 8000 | 0 | 69.9 | 68.76 | 0.01 | 0
2020 | PJM_ROM_2_PJM_ROR | PJM_ROM | PJM_ROR | Internal | Winter | B19 | 700 | 8000 | 0 | 69.56 | 67.64 | 0.01 | 0
2020 | PJM_ROM_2_PJM_ROR | PJM_ROM | PJM_ROR | Internal | Winter | B20 | 935 | 8000 | 0 | 63.02 | 62.82 | 0.01 | 0
2020 | SOCO_2_ENT | SOCO | ENT | Internal | Shoulder | B11 | 25 | 4300 | 0 | 82.76 | 70.76 | 7.5 | 0
2020 | SOCO_2_ENT | SOCO | ENT | Internal | Shoulder | B12 | 200 | 4300 | 0 | 70.49 | 66.19 | 7.5 | 0
2020 | SOCO_2_ENT | SOCO | ENT | Internal | Shoulder | B13 | 600 | 4300 | 0 | 67.96 | 65.27 | 7.5 | 0
2020 | SOCO_2_ENT | SOCO | ENT | Internal | Shoulder | B14 | 900 | 4300 | 0 | 67.38 | 61 | 7.5 | 0
2020 | SOCO_2_ENT | SOCO | ENT | Internal | Shoulder | B15 | 1203 | 4300 | 0 | 67.38 | 54.74 | 7.5 | 0
2020 | SOCO_2_ENT | SOCO | ENT | Internal | Summer | B1 | 10 | 4300 | 0 | 109.92 | 67.59 | 7.5 | 0
2020 | SOCO_2_ENT | SOCO | ENT | Internal | Summer | B2 | 25 | 4300 | 0 | 109.92 | 96.38 | 7.5 | 0
2020 | SOCO_2_ENT | SOCO | ENT | Internal | Summer | B3 | 75 | 4300 | 0 | 109.92 | 100.15 | 7.5 | 0
2020 | SOCO_2_ENT | SOCO | ENT | Internal | Summer | B4 | 100 | 4300 | 0 | 108.38 | 96.36 | 7.5 | 0
2020 | SOCO_2_ENT | SOCO | ENT | Internal | Summer | B5 | 200 | 4300 | 0 | 98.71 | 86.71 | 7.5 | 0
2020 | SOCO_2_ENT | SOCO | ENT | Internal | Summer | B6 | 300 | 4300 | 0 | 84.97 | 73.98 | 7.5 | 0
2020 | SOCO_2_ENT | SOCO | ENT | Internal | Summer | B7 | 400 | 4300 | 0 | 77 | 67.36 | 7.5 | 0
2020 | SOCO_2_ENT | SOCO | ENT | Internal | Summer | B8 | 500 | 4300 | 0 | 71.91 | 66.41 | 7.5 | 0
2020 | SOCO_2_ENT | SOCO | ENT | Internal | Summer | B9 | 800 | 4300 | 0 | 68.51 | 64.19 | 7.5 | 0
2020 | SOCO_2_ENT | SOCO | ENT | Internal | Summer | B10 | 1262 | 4300 | 0 | 66.11 | 60.42 | 7.5 | 0
2020 | SOCO_2_ENT | SOCO | ENT | Internal | Winter | B16 | 25 | 4300 | 0 | 86.01 | 70.47 | 7.5 | 0
2020 | SOCO_2_ENT | SOCO | ENT | Internal | Winter | B17 | 100 | 4300 | 0 | 72.53 | 67.03 | 7.5 | 0
2020 | SOCO_2_ENT | SOCO | ENT | Internal | Winter | B18 | 400 | 4300 | 0 | 69.99 | 67.14 | 7.5 | 0
2020 | SOCO_2_ENT | SOCO | ENT | Internal | Winter | B19 | 700 | 4300 | 0 | 69.99 | 64.49 | 7.5 | 0
2020 | SOCO_2_ENT | SOCO | ENT | Internal | Winter | B20 | 935 | 4300 | 0 | 69.99 | 58.8 | 7.5 | 0
2020 | SOCO_2_FRCC | SOCO | FRCC | Internal | Shoulder | B11 | 25 | 3700 | 3700 | 82.76 | 96.77 | 7.5 | 6.51
2020 | SOCO_2_FRCC | SOCO | FRCC | Internal | Shoulder | B12 | 200 | 3700 | 0 | 70.49 | 75.45 | 7.5 | 0
2020 | SOCO_2_FRCC | SOCO | FRCC | Internal | Shoulder | B13 | 600 | 3700 | 441.54 | 67.96 | 75.45 | 7.5 | 0
2020 | SOCO_2_FRCC | SOCO | FRCC | Internal | Shoulder | B14 | 900 | 3700 | 0 | 67.38 | 72.31 | 7.5 | 0
2020 | SOCO_2_FRCC | SOCO | FRCC | Internal | Shoulder | B15 | 1203 | 3700 | 0 | 67.38 | 72.31 | 7.5 | 0
2020 | SOCO_2_FRCC | SOCO | FRCC | Internal | Summer | B1 | 10 | 3700 | 567.79 | 109.92 | 117.42 | 7.5 | 0
2020 | SOCO_2_FRCC | SOCO | FRCC | Internal | Summer | B2 | 25 | 3700 | 0 | 109.92 | 116.56 | 7.5 | 0
2020 | SOCO_2_FRCC | SOCO | FRCC | Internal | Summer | B3 | 75 | 3700 | 0 | 109.92 | 116.56 | 7.5 | 0
2020 | SOCO_2_FRCC | SOCO | FRCC | Internal | Summer | B4 | 100 | 3700 | 2268.59 | 108.38 | 115.88 | 7.5 | 0
2020 | SOCO_2_FRCC | SOCO | FRCC | Internal | Summer | B5 | 200 | 3700 | 3381.21 | 98.71 | 106.21 | 7.5 | 0
2020 | SOCO_2_FRCC | SOCO | FRCC | Internal | Summer | B6 | 300 | 3700 | 1474.9 | 84.97 | 92.47 | 7.5 | 0
2020 | SOCO_2_FRCC | SOCO | FRCC | Internal | Summer | B7 | 400 | 3700 | 476.5 | 77 | 84.5 | 7.5 | 0
2020 | SOCO_2_FRCC | SOCO | FRCC | Internal | Summer | B8 | 500 | 3700 | 0 | 71.91 | 74.69 | 7.5 | 0
2020 | SOCO_2_FRCC | SOCO | FRCC | Internal | Summer | B9 | 800 | 3700 | 0 | 68.51 | 71.76 | 7.5 | 0
2020 | SOCO_2_FRCC | SOCO | FRCC | Internal | Summer | B10 | 1262 | 3700 | 0 | 66.11 | 71.58 | 7.5 | 0
2020 | SOCO_2_FRCC | SOCO | FRCC | Internal | Winter | B16 | 25 | 3700 | 1411.22 | 86.01 | 93.51 | 7.5 | 0
2020 | SOCO_2_FRCC | SOCO | FRCC | Internal | Winter | B17 | 100 | 3700 | 0 | 72.53 | 77.79 | 7.5 | 0
2020 | SOCO_2_FRCC | SOCO | FRCC | Internal | Winter | B18 | 400 | 3700 | 0 | 69.99 | 76.51 | 7.5 | 0
2020 | SOCO_2_FRCC | SOCO | FRCC | Internal | Winter | B19 | 700 | 3700 | 0 | 69.99 | 74.54 | 7.5 | 0
2020 | SOCO_2_FRCC | SOCO | FRCC | Internal | Winter | B20 | 935 | 3700 | 0 | 69.99 | 74.54 | 7.5 | 0
2020 | SOCO_2_TVA_Transmission | SOCO | TVA_Transmission | Internal | Shoulder | B11 | 25 | 2600 | 0 | 82.76 | 76.26 | 7.5 | 0
2020 | SOCO_2_TVA_Transmission | SOCO | TVA_Transmission | Internal | Shoulder | B12 | 200 | 2600 | 0 | 70.49 | 69.99 | 7.5 | 0
2020 | SOCO_2_TVA_Transmission | SOCO | TVA_Transmission | Internal | Shoulder | B13 | 600 | 2600 | 0 | 67.96 | 68.09 | 7.5 | 0
2020 | SOCO_2_TVA_Transmission | SOCO | TVA_Transmission | Internal | Shoulder | B14 | 900 | 2600 | 0 | 67.38 | 66.5 | 7.5 | 0
2020 | SOCO_2_TVA_Transmission | SOCO | TVA_Transmission | Internal | Shoulder | B15 | 1203 | 2600 | 0 | 67.38 | 63.36 | 7.5 | 0
2020 | SOCO_2_TVA_Transmission | SOCO | TVA_Transmission | Internal | Summer | B1 | 10 | 2600 | 0 | 109.92 | 107.39 | 7.5 | 0
2020 | SOCO_2_TVA_Transmission | SOCO | TVA_Transmission | Internal | Summer | B2 | 25 | 2600 | 0 | 109.92 | 105.65 | 7.5 | 0
2020 | SOCO_2_TVA_Transmission | SOCO | TVA_Transmission | Internal | Summer | B3 | 75 | 2600 | 0 | 109.92 | 105.65 | 7.5 | 0
2020 | SOCO_2_TVA_Transmission | SOCO | TVA_Transmission | Internal | Summer | B4 | 100 | 2600 | 0 | 108.38 | 101.86 | 7.5 | 0
2020 | SOCO_2_TVA_Transmission | SOCO | TVA_Transmission | Internal | Summer | B5 | 200 | 2600 | 0 | 98.71 | 92.21 | 7.5 | 0
2020 | SOCO_2_TVA_Transmission | SOCO | TVA_Transmission | Internal | Summer | B6 | 300 | 2600 | 0 | 84.97 | 78.81 | 7.5 | 0
2020 | SOCO_2_TVA_Transmission | SOCO | TVA_Transmission | Internal | Summer | B7 | 400 | 2600 | 0 | 77 | 70.95 | 7.5 | 0
2020 | SOCO_2_TVA_Transmission | SOCO | TVA_Transmission | Internal | Summer | B8 | 500 | 2600 | 0 | 71.91 | 67.25 | 7.5 | 0
2020 | SOCO_2_TVA_Transmission | SOCO | TVA_Transmission | Internal | Summer | B9 | 800 | 2600 | 0 | 68.51 | 66.12 | 7.5 | 0
2020 | SOCO_2_TVA_Transmission | SOCO | TVA_Transmission | Internal | Summer | B10 | 1262 | 2600 | 0 | 66.11 | 64 | 7.5 | 0
2020 | SOCO_2_TVA_Transmission | SOCO | TVA_Transmission | Internal | Winter | B16 | 25 | 2600 | 0 | 86.01 | 79.51 | 7.5 | 0
2020 | SOCO_2_TVA_Transmission | SOCO | TVA_Transmission | Internal | Winter | B17 | 100 | 2600 | 0 | 72.53 | 72.53 | 7.5 | 0
2020 | SOCO_2_TVA_Transmission | SOCO | TVA_Transmission | Internal | Winter | B18 | 400 | 2600 | 0 | 69.99 | 70.96 | 7.5 | 0
2020 | SOCO_2_TVA_Transmission | SOCO | TVA_Transmission | Internal | Winter | B19 | 700 | 2600 | 0 | 69.99 | 69.8 | 7.5 | 0
2020 | SOCO_2_TVA_Transmission | SOCO | TVA_Transmission | Internal | Winter | B20 | 935 | 2600 | 0 | 69.99 | 64.3 | 7.5 | 0
2020 | SOCO_2_VACAR | SOCO | VACAR | Internal | Shoulder | B11 | 25 | 2000 | 0 | 82.76 | 78.26 | 7.5 | 0
2020 | SOCO_2_VACAR | SOCO | VACAR | Internal | Shoulder | B12 | 200 | 2000 | 0 | 70.49 | 73.08 | 7.5 | 0
2020 | SOCO_2_VACAR | SOCO | VACAR | Internal | Shoulder | B13 | 600 | 2000 | 0 | 67.96 | 70.77 | 7.5 | 0
2020 | SOCO_2_VACAR | SOCO | VACAR | Internal | Shoulder | B14 | 900 | 2000 | 0 | 67.38 | 68.77 | 7.5 | 0
2020 | SOCO_2_VACAR | SOCO | VACAR | Internal | Shoulder | B15 | 1203 | 2000 | 0 | 67.38 | 62.88 | 7.5 | 0
2020 | SOCO_2_VACAR | SOCO | VACAR | Internal | Summer | B1 | 10 | 2000 | 0 | 109.92 | 112.79 | 7.5 | 0
2020 | SOCO_2_VACAR | SOCO | VACAR | Internal | Summer | B2 | 25 | 2000 | 0 | 109.92 | 112.79 | 7.5 | 0
2020 | SOCO_2_VACAR | SOCO | VACAR | Internal | Summer | B3 | 75 | 2000 | 0 | 109.92 | 112.79 | 7.5 | 0
2020 | SOCO_2_VACAR | SOCO | VACAR | Internal | Summer | B4 | 100 | 2000 | 0 | 108.38 | 103.88 | 7.5 | 0
2020 | SOCO_2_VACAR | SOCO | VACAR | Internal | Summer | B5 | 200 | 2000 | 0 | 98.71 | 94.21 | 7.5 | 0
2020 | SOCO_2_VACAR | SOCO | VACAR | Internal | Summer | B6 | 300 | 2000 | 0 | 84.97 | 80.47 | 7.5 | 0
2020 | SOCO_2_VACAR | SOCO | VACAR | Internal | Summer | B7 | 400 | 2000 | 0 | 77 | 72.86 | 7.5 | 0
2020 | SOCO_2_VACAR | SOCO | VACAR | Internal | Summer | B8 | 500 | 2000 | 0 | 71.91 | 69.24 | 7.5 | 0
2020 | SOCO_2_VACAR | SOCO | VACAR | Internal | Summer | B9 | 800 | 2000 | 0 | 68.51 | 66.65 | 7.5 | 0
2020 | SOCO_2_VACAR | SOCO | VACAR | Internal | Summer | B10 | 1262 | 2000 | 0 | 66.11 | 61.61 | 7.5 | 0
2020 | SOCO_2_VACAR | SOCO | VACAR | Internal | Winter | B16 | 25 | 2000 | 0 | 86.01 | 92.14 | 7.5 | 0
2020 | SOCO_2_VACAR | SOCO | VACAR | Internal | Winter | B17 | 100 | 2000 | 0 | 72.53 | 79.03 | 7.5 | 0
2020 | SOCO_2_VACAR | SOCO | VACAR | Internal | Winter | B18 | 400 | 2000 | 0 | 69.99 | 73.26 | 7.5 | 0
2020 | SOCO_2_VACAR | SOCO | VACAR | Internal | Winter | B19 | 700 | 2000 | 0 | 69.99 | 72.14 | 7.5 | 0
2020 | SOCO_2_VACAR | SOCO | VACAR | Internal | Winter | B20 | 935 | 2000 | 0 | 69.99 | 67.32 | 7.5 | 0
2020 | SPP_N_2_ENT | SPP_N | ENT | Internal | Shoulder | B11 | 25 | 15643 | 7803.87 | 67.26 | 70.76 | 3.5 | 0
2020 | SPP_N_2_ENT | SPP_N | ENT | Internal | Shoulder | B12 | 200 | 15643 | 5456.09 | 62.69 | 66.19 | 3.5 | 0
2020 | SPP_N_2_ENT | SPP_N | ENT | Internal | Shoulder | B13 | 600 | 15643 | 10581.73 | 61.77 | 65.27 | 3.5 | 0
2020 | SPP_N_2_ENT | SPP_N | ENT | Internal | Shoulder | B14 | 900 | 15643 | 13028.71 | 57.5 | 61 | 3.5 | 0
2020 | SPP_N_2_ENT | SPP_N | ENT | Internal | Shoulder | B15 | 1203 | 15643 | 15430.69 | 51.24 | 54.74 | 3.5 | 0
2020 | SPP_N_2_ENT | SPP_N | ENT | Internal | Summer | B1 | 10 | 15643 | 13780.06 | 64.09 | 67.59 | 3.5 | 0
2020 | SPP_N_2_ENT | SPP_N | ENT | Internal | Summer | B2 | 25 | 15643 | 5868.73 | 92.88 | 96.38 | 3.5 | 0
2020 | SPP_N_2_ENT | SPP_N | ENT | Internal | Summer | B3 | 75 | 15643 | 1327.81 | 96.65 | 100.15 | 3.5 | 0
2020 | SPP_N_2_ENT | SPP_N | ENT | Internal | Summer | B4 | 100 | 15643 | 4766.76 | 92.86 | 96.36 | 3.5 | 0
2020 | SPP_N_2_ENT | SPP_N | ENT | Internal | Summer | B5 | 200 | 15643 | 5155.2 | 83.21 | 86.71 | 3.5 | 0
2020 | SPP_N_2_ENT | SPP_N | ENT | Internal | Summer | B6 | 300 | 15643 | 4961.36 | 70.48 | 73.98 | 3.5 | 0
2020 | SPP_N_2_ENT | SPP_N | ENT | Internal | Summer | B7 | 400 | 15643 | 4961.38 | 63.86 | 67.36 | 3.5 | 0
2020 | SPP_N_2_ENT | SPP_N | ENT | Internal | Summer | B8 | 500 | 15643 | 8307.68 | 62.91 | 66.41 | 3.5 | 0
2020 | SPP_N_2_ENT | SPP_N | ENT | Internal | Summer | B9 | 800 | 15643 | 7822.47 | 60.69 | 64.19 | 3.5 | 0
2020 | SPP_N_2_ENT | SPP_N | ENT | Internal | Summer | B10 | 1262 | 15643 | 11302.26 | 56.92 | 60.42 | 3.5 | 0
2020 | SPP_N_2_ENT | SPP_N | ENT | Internal | Winter | B16 | 25 | 15643 | 14161.49 | 66.97 | 70.47 | 3.5 | 0
2020 | SPP_N_2_ENT | SPP_N | ENT | Internal | Winter | B17 | 100 | 15643 | 12510.96 | 63.53 | 67.03 | 3.5 | 0
2020 | SPP_N_2_ENT | SPP_N | ENT | Internal | Winter | B18 | 400 | 15643 | 8632.97 | 63.64 | 67.14 | 3.5 | 0
2020 | SPP_N_2_ENT | SPP_N | ENT | Internal | Winter | B19 | 700 | 15643 | 9944.98 | 60.99 | 64.49 | 3.5 | 0
2020 | SPP_N_2_ENT | SPP_N | ENT | Internal | Winter | B20 | 935 | 15643 | 14247.36 | 55.3 | 58.8 | 3.5 | 0
2020 | SPP_N_2_MISO_MO-IL | SPP_N | MISO_MO-IL | Internal | Shoulder | B11 | 25 | 4019 | 4019 | 67.26 | 72.76 | 3.5 | 2
2020 | SPP_N_2_MISO_MO-IL | SPP_N | MISO_MO-IL | Internal | Shoulder | B12 | 200 | 4019 | 4019 | 62.69 | 67.57 | 3.5 | 1.37
2020 | SPP_N_2_MISO_MO-IL | SPP_N | MISO_MO-IL | Internal | Shoulder | B13 | 600 | 4019 | 1731.74 | 61.77 | 65.27 | 3.5 | 0
2020 | SPP_N_2_MISO_MO-IL | SPP_N | MISO_MO-IL | Internal | Shoulder | B14 | 900 | 4019 | 4019 | 57.5 | 62.92 | 3.5 | 1.92
2020 | SPP_N_2_MISO_MO-IL | SPP_N | MISO_MO-IL | Internal | Shoulder | B15 | 1203 | 4019 | 4019 | 51.24 | 60.24 | 3.5 | 5.5
2020 | SPP_N_2_MISO_MO-IL | SPP_N | MISO_MO-IL | Internal | Summer | B1 | 10 | 4019 | 4019 | 64.09 | 101.88 | 3.5 | 34.28
2020 | SPP_N_2_MISO_MO-IL | SPP_N | MISO_MO-IL | Internal | Summer | B2 | 25 | 4019 | 4019 | 92.88 | 100.16 | 3.5 | 3.78
2020 | SPP_N_2_MISO_MO-IL | SPP_N | MISO_MO-IL | Internal | Summer | B3 | 75 | 4019 | 3077.89 | 96.65 | 100.15 | 3.5 | 0
2020 | SPP_N_2_MISO_MO-IL | SPP_N | MISO_MO-IL | Internal | Summer | B4 | 100 | 4019 | 1470.61 | 92.86 | 96.36 | 3.5 | 0
2020 | SPP_N_2_MISO_MO-IL | SPP_N | MISO_MO-IL | Internal | Summer | B5 | 200 | 4019 | 1415.23 | 83.21 | 86.71 | 3.5 | 0
2020 | SPP_N_2_MISO_MO-IL | SPP_N | MISO_MO-IL | Internal | Summer | B6 | 300 | 4019 | 1494.99 | 70.48 | 73.98 | 3.5 | 0
2020 | SPP_N_2_MISO_MO-IL | SPP_N | MISO_MO-IL | Internal | Summer | B7 | 400 | 4019 | 314.85 | 63.86 | 67.36 | 3.5 | 0
2020 | SPP_N_2_MISO_MO-IL | SPP_N | MISO_MO-IL | Internal | Summer | B8 | 500 | 4019 | 0 | 62.91 | 63.16 | 3.5 | 0
2020 | SPP_N_2_MISO_MO-IL | SPP_N | MISO_MO-IL | Internal | Summer | B9 | 800 | 4019 | 0 | 60.69 | 62.66 | 3.5 | 0
2020 | SPP_N_2_MISO_MO-IL | SPP_N | MISO_MO-IL | Internal | Summer | B10 | 1262 | 4019 | 0 | 56.92 | 60.4 | 3.5 | 0
2020 | SPP_N_2_MISO_MO-IL | SPP_N | MISO_MO-IL | Internal | Winter | B16 | 25 | 4019 | 4019 | 66.97 | 79.08 | 3.5 | 8.61
2020 | SPP_N_2_MISO_MO-IL | SPP_N | MISO_MO-IL | Internal | Winter | B17 | 100 | 4019 | 4019 | 63.53 | 72.53 | 3.5 | 5.5
2020 | SPP_N_2_MISO_MO-IL | SPP_N | MISO_MO-IL | Internal | Winter | B18 | 400 | 4019 | 4019 | 63.64 | 67.76 | 3.5 | 0.62
2020 | SPP_N_2_MISO_MO-IL | SPP_N | MISO_MO-IL | Internal | Winter | B19 | 700 | 4019 | 4019 | 60.99 | 65.51 | 3.5 | 1.02
2020 | SPP_N_2_MISO_MO-IL | SPP_N | MISO_MO-IL | Internal | Winter | B20 | 935 | 4019 | 4019 | 55.3 | 61.81 | 3.5 | 3.01
2020 | SPP_N_2_MISO_W | SPP_N | MISO_W | Internal | Shoulder | B11 | 25 | 1087 | 1087 | 67.26 | 72.76 | 3.5 | 2
2020 | SPP_N_2_MISO_W | SPP_N | MISO_W | Internal | Shoulder | B12 | 200 | 1087 | 1087 | 62.69 | 67.58 | 3.5 | 1.38
2020 | SPP_N_2_MISO_W | SPP_N | MISO_W | Internal | Shoulder | B13 | 600 | 1087 | 408.69 | 61.77 | 65.27 | 3.5 | 0
2020 | SPP_N_2_MISO_W | SPP_N | MISO_W | Internal | Shoulder | B14 | 900 | 1087 | 1087 | 57.5 | 63.27 | 3.5 | 2.26
2020 | SPP_N_2_MISO_W | SPP_N | MISO_W | Internal | Shoulder | B15 | 1203 | 1087 | 1087 | 51.24 | 60.26 | 3.5 | 5.52
2020 | SPP_N_2_MISO_W | SPP_N | MISO_W | Internal | Summer | B1 | 10 | 1087 | 1087 | 64.09 | 101.89 | 3.5 | 34.3
2020 | SPP_N_2_MISO_W | SPP_N | MISO_W | Internal | Summer | B2 | 25 | 1087 | 1087 | 92.88 | 100.15 | 3.5 | 3.77
2020 | SPP_N_2_MISO_W | SPP_N | MISO_W | Internal | Summer | B3 | 75 | 1087 | 1086.84 | 96.65 | 100.16 | 3.5 | 0.01
2020 | SPP_N_2_MISO_W | SPP_N | MISO_W | Internal | Summer | B4 | 100 | 1087 | 1063.97 | 92.86 | 96.36 | 3.5 | 0
2020 | SPP_N_2_MISO_W | SPP_N | MISO_W | Internal | Summer | B5 | 200 | 1087 | 745.69 | 83.21 | 86.71 | 3.5 | 0
2020 | SPP_N_2_MISO_W | SPP_N | MISO_W | Internal | Summer | B6 | 300 | 1087 | 576.11 | 70.48 | 73.98 | 3.5 | 0
2020 | SPP_N_2_MISO_W | SPP_N | MISO_W | Internal | Summer | B7 | 400 | 1087 | 0.03 | 63.86 | 67.34 | 3.5 | 0
2020 | SPP_N_2_MISO_W | SPP_N | MISO_W | Internal | Summer | B8 | 500 | 1087 | 0 | 62.91 | 63.14 | 3.5 | 0
2020 | SPP_N_2_MISO_W | SPP_N | MISO_W | Internal | Summer | B9 | 800 | 1087 | 0 | 60.69 | 62.67 | 3.5 | 0
2020 | SPP_N_2_MISO_W | SPP_N | MISO_W | Internal | Summer | B10 | 1262 | 1087 | 0.01 | 56.92 | 60.41 | 3.5 | 0
2020 | SPP_N_2_MISO_W | SPP_N | MISO_W | Internal | Winter | B16 | 25 | 1087 | 1087 | 66.97 | 79.09 | 3.5 | 8.62
2020 | SPP_N_2_MISO_W | SPP_N | MISO_W | Internal | Winter | B17 | 100 | 1087 | 1087 | 63.53 | 73.35 | 3.5 | 6.31
2020 | SPP_N_2_MISO_W | SPP_N | MISO_W | Internal | Winter | B18 | 400 | 1087 | 1087 | 63.64 | 67.76 | 3.5 | 0.62
2020 | SPP_N_2_MISO_W | SPP_N | MISO_W | Internal | Winter | B19 | 700 | 1087 | 1087 | 60.99 | 66.64 | 3.5 | 2.15
2020 | SPP_N_2_MISO_W | SPP_N | MISO_W | Internal | Winter | B20 | 935 | 1087 | 1087 | 55.3 | 61.82 | 3.5 | 3.02
2020 | SPP_N_2_NE | SPP_N | NE | Internal | Shoulder | B11 | 25 | 490 | 490 | 67.26 | 69.26 | 0.01 | 1.99
2020 | SPP_N_2_NE | SPP_N | NE | Internal | Shoulder | B12 | 200 | 490 | 0.03 | 62.69 | 62.68 | 0.01 | 0
2020 | SPP_N_2_NE | SPP_N | NE | Internal | Shoulder | B13 | 600 | 490 | 0.01 | 61.77 | 61.75 | 0.01 | 0
2020 | SPP_N_2_NE | SPP_N | NE | Internal | Shoulder | B14 | 900 | 490 | 0 | 57.5 | 57.49 | 0.01 | 0
2020 | SPP_N_2_NE | SPP_N | NE | Internal | Shoulder | B15 | 1203 | 490 | 0 | 51.24 | 51.22 | 0.01 | 0
2020 | SPP_N_2_NE | SPP_N | NE | Internal | Summer | B1 | 10 | 490 | 490 | 64.09 | 98.39 | 0.01 | 34.28
2020 | SPP_N_2_NE | SPP_N | NE | Internal | Summer | B2 | 25 | 490 | 489.99 | 92.88 | 93.57 | 0.01 | 0.68
2020 | SPP_N_2_NE | SPP_N | NE | Internal | Summer | B3 | 75 | 490 | 214.74 | 96.65 | 96.66 | 0.01 | 0
2020 | SPP_N_2_NE | SPP_N | NE | Internal | Summer | B4 | 100 | 490 | 0.15 | 92.86 | 92.86 | 0.01 | 0
2020 | SPP_N_2_NE | SPP_N | NE | Internal | Summer | B5 | 200 | 490 | 0.06 | 83.21 | 83.21 | 0.01 | 0
2020 | SPP_N_2_NE | SPP_N | NE | Internal | Summer | B6 | 300 | 490 | 0.04 | 70.48 | 70.48 | 0.01 | 0
2020 | SPP_N_2_NE | SPP_N | NE | Internal | Summer | B7 | 400 | 490 | 0.02 | 63.86 | 63.84 | 0.01 | 0
2020 | SPP_N_2_NE | SPP_N | NE | Internal | Summer | B8 | 500 | 490 | 0 | 62.91 | 59.64 | 0.01 | 0
2020 | SPP_N_2_NE | SPP_N | NE | Internal | Summer | B9 | 800 | 490 | 0 | 60.69 | 59.17 | 0.01 | 0
2020 | SPP_N_2_NE | SPP_N | NE | Internal | Summer | B10 | 1262 | 490 | 0 | 56.92 | 56.91 | 0.01 | 0
2020 | SPP_N_2_NE | SPP_N | NE | Internal | Winter | B16 | 25 | 490 | 0 | 66.97 | 11.13 | 0.01 | 0
2020 | SPP_N_2_NE | SPP_N | NE | Internal | Winter | B17 | 100 | 490 | 0 | 63.53 | 60.85 | 0.01 | 0
2020 | SPP_N_2_NE | SPP_N | NE | Internal | Winter | B18 | 400 | 490 | 0 | 63.64 | 59.29 | 0.01 | 0
2020 | SPP_N_2_NE | SPP_N | NE | Internal | Winter | B19 | 700 | 490 | 0 | 60.99 | 60.03 | 0.01 | 0
2020 | SPP_N_2_NE | SPP_N | NE | Internal | Winter | B20 | 935 | 490 | 0 | 55.3 | 52.82 | 0.01 | 0
2020 | SPP_N_2_SPP_S | SPP_N | SPP_S | Internal | Shoulder | B11 | 25 | 4236 | 0.65 | 67.26 | 67.26 | 0.01 | 0
2020 | SPP_N_2_SPP_S | SPP_N | SPP_S | Internal | Shoulder | B12 | 200 | 4236 | 2628.78 | 62.69 | 62.71 | 0.01 | 0
2020 | SPP_N_2_SPP_S | SPP_N | SPP_S | Internal | Shoulder | B13 | 600 | 4236 | 1919.93 | 61.77 | 61.78 | 0.01 | 0
2020 | SPP_N_2_SPP_S | SPP_N | SPP_S | Internal | Shoulder | B14 | 900 | 4236 | 0.01 | 57.5 | 57.5 | 0.01 | 0
2020 | SPP_N_2_SPP_S | SPP_N | SPP_S | Internal | Shoulder | B15 | 1203 | 4236 | 0 | 51.24 | 47.44 | 0.01 | 0
2020 | SPP_N_2_SPP_S | SPP_N | SPP_S | Internal | Summer | B1 | 10 | 4236 | 1.42 | 64.09 | 64.09 | 0.01 | 0
2020 | SPP_N_2_SPP_S | SPP_N | SPP_S | Internal | Summer | B2 | 25 | 4236 | 0.52 | 92.88 | 92.88 | 0.01 | 0
2020 | SPP_N_2_SPP_S | SPP_N | SPP_S | Internal | Summer | B3 | 75 | 4236 | 0.14 | 96.65 | 96.65 | 0.01 | 0
2020 | SPP_N_2_SPP_S | SPP_N | SPP_S | Internal | Summer | B4 | 100 | 4236 | 721.68 | 92.86 | 92.88 | 0.01 | 0
2020 | SPP_N_2_SPP_S | SPP_N | SPP_S | Internal | Summer | B5 | 200 | 4236 | 971.19 | 83.21 | 83.22 | 0.01 | 0
2020 | SPP_N_2_SPP_S | SPP_N | SPP_S | Internal | Summer | B6 | 300 | 4236 | 1757.82 | 70.48 | 70.5 | 0.01 | 0
2020 | SPP_N_2_SPP_S | SPP_N | SPP_S | Internal | Summer | B7 | 400 | 4236 | 4236 | 63.86 | 65.48 | 0.01 | 1.61
2020 | SPP_N_2_SPP_S | SPP_N | SPP_S | Internal | Summer | B8 | 500 | 4236 | 4236 | 62.91 | 63.95 | 0.01 | 1.03
2020 | SPP_N_2_SPP_S | SPP_N | SPP_S | Internal | Summer | B9 | 800 | 4236 | 4236 | 60.69 | 63.95 | 0.01 | 3.24
2020 | SPP_N_2_SPP_S | SPP_N | SPP_S | Internal | Summer | B10 | 1262 | 4236 | 3638.62 | 56.92 | 56.93 | 0.01 | 0
2020 | SPP_N_2_SPP_S | SPP_N | SPP_S | Internal | Winter | B16 | 25 | 4236 | 570.54 | 66.97 | 66.99 | 0.01 | 0
2020 | SPP_N_2_SPP_S | SPP_N | SPP_S | Internal | Winter | B17 | 100 | 4236 | 1225.17 | 63.53 | 63.55 | 0.01 | 0
2020 | SPP_N_2_SPP_S | SPP_N | SPP_S | Internal | Winter | B18 | 400 | 4236 | 1812.23 | 63.64 | 63.65 | 0.01 | 0
2020 | SPP_N_2_SPP_S | SPP_N | SPP_S | Internal | Winter | B19 | 700 | 4236 | 810.8 | 60.99 | 61 | 0.01 | 0
2020 | SPP_N_2_SPP_S | SPP_N | SPP_S | Internal | Winter | B20 | 935 | 4236 | 0.02 | 55.3 | 55.3 | 0.01 | 0
2020 | SPP_S_2_ENT | SPP_S | ENT | Internal | Shoulder | B11 | 25 | 2842 | 7.79 | 67.26 | 70.76 | 3.5 | 0
2020 | SPP_S_2_ENT | SPP_S | ENT | Internal | Shoulder | B12 | 200 | 2842 | 0.06 | 62.71 | 66.19 | 3.5 | 0
2020 | SPP_S_2_ENT | SPP_S | ENT | Internal | Shoulder | B13 | 600 | 2842 | 0.02 | 61.78 | 65.27 | 3.5 | 0
2020 | SPP_S_2_ENT | SPP_S | ENT | Internal | Shoulder | B14 | 900 | 2842 | 1905.64 | 57.5 | 61 | 3.5 | 0
2020 | SPP_S_2_ENT | SPP_S | ENT | Internal | Shoulder | B15 | 1203 | 2842 | 2842 | 47.44 | 54.74 | 3.5 | 3.8
2020 | SPP_S_2_ENT | SPP_S | ENT | Internal | Summer | B1 | 10 | 2842 | 746.1 | 64.09 | 67.59 | 3.5 | 0
2020 | SPP_S_2_ENT | SPP_S | ENT | Internal | Summer | B2 | 25 | 2842 | 1022.2 | 92.88 | 96.38 | 3.5 | 0
2020 | SPP_S_2_ENT | SPP_S | ENT | Internal | Summer | B3 | 75 | 2842 | 2796.87 | 96.65 | 100.15 | 3.5 | 0
2020 | SPP_S_2_ENT | SPP_S | ENT | Internal | Summer | B4 | 100 | 2842 | 0.13 | 92.88 | 96.36 | 3.5 | 0
2020 | SPP_S_2_ENT | SPP_S | ENT | Internal | Summer | B5 | 200 | 2842 | 0.07 | 83.22 | 86.71 | 3.5 | 0
2020 | SPP_S_2_ENT | SPP_S | ENT | Internal | Summer | B6 | 300 | 2842 | 0.04 | 70.5 | 73.98 | 3.5 | 0
2020 | SPP_S_2_ENT | SPP_S | ENT | Internal | Summer | B7 | 400 | 2842 | 0 | 65.48 | 67.36 | 3.5 | 0
2020 | SPP_S_2_ENT | SPP_S | ENT | Internal | Summer | B8 | 500 | 2842 | 0 | 63.95 | 66.41 | 3.5 | 0
2020 | SPP_S_2_ENT | SPP_S | ENT | Internal | Summer | B9 | 800 | 2842 | 0 | 63.95 | 64.19 | 3.5 | 0
2020 | SPP_S_2_ENT | SPP_S | ENT | Internal | Summer | B10 | 1262 | 2842 | 0.01 | 56.93 | 60.42 | 3.5 | 0
2020 | SPP_S_2_ENT | SPP_S | ENT | Internal | Winter | B16 | 25 | 2842 | 0.53 | 66.99 | 70.47 | 3.5 | 0
2020 | SPP_S_2_ENT | SPP_S | ENT | Internal | Winter | B17 | 100 | 2842 | 0.13 | 63.55 | 67.03 | 3.5 | 0
2020 | SPP_S_2_ENT | SPP_S | ENT | Internal | Winter | B18 | 400 | 2842 | 0.03 | 63.65 | 67.14 | 3.5 | 0
2020 | SPP_S_2_ENT | SPP_S | ENT | Internal | Winter | B19 | 700 | 2842 | 0.02 | 61 | 64.49 | 3.5 | 0
2020 | SPP_S_2_ENT | SPP_S | ENT | Internal | Winter | B20 | 935 | 2842 | 723.97 | 55.3 | 58.8 | 3.5 | 0
2020 | SPP_S_2_SPP_N | SPP_S | SPP_N | Internal | Shoulder | B11 | 25 | 876 | 0.44 | 67.26 | 67.26 | 0.01 | 0
2020 | SPP_S_2_SPP_N | SPP_S | SPP_N | Internal | Shoulder | B12 | 200 | 876 | 0.03 | 62.71 | 62.69 | 0.01 | 0
2020 | SPP_S_2_SPP_N | SPP_S | SPP_N | Internal | Shoulder | B13 | 600 | 876 | 0.01 | 61.78 | 61.77 | 0.01 | 0
2020 | SPP_S_2_SPP_N | SPP_S | SPP_N | Internal | Shoulder | B14 | 900 | 876 | 0.01 | 57.5 | 57.5 | 0.01 | 0
2020 | SPP_S_2_SPP_N | SPP_S | SPP_N | Internal | Shoulder | B15 | 1203 | 876 | 876 | 47.44 | 51.24 | 0.01 | 3.79
2020 | SPP_S_2_SPP_N | SPP_S | SPP_N | Internal | Summer | B1 | 10 | 876 | 1.03 | 64.09 | 64.09 | 0.01 | 0
2020 | SPP_S_2_SPP_N | SPP_S | SPP_N | Internal | Summer | B2 | 25 | 876 | 0.45 | 92.88 | 92.88 | 0.01 | 0
2020 | SPP_S_2_SPP_N | SPP_S | SPP_N | Internal | Summer | B3 | 75 | 876 | 0.21 | 96.65 | 96.65 | 0.01 | 0
2020 | SPP_S_2_SPP_N | SPP_S | SPP_N | Internal | Summer | B4 | 100 | 876 | 0.06 | 92.88 | 92.86 | 0.01 | 0
2020 | SPP_S_2_SPP_N | SPP_S | SPP_N | Internal | Summer | B5 | 200 | 876 | 0.03 | 83.22 | 83.21 | 0.01 | 0
2020 | SPP_S_2_SPP_N | SPP_S | SPP_N | Internal | Summer | B6 | 300 | 876 | 0.02 | 70.5 | 70.48 | 0.01 | 0
2020 | SPP_S_2_SPP_N | SPP_S | SPP_N | Internal | Summer | B7 | 400 | 876 | 0 | 65.48 | 63.86 | 0.01 | 0
2020 | SPP_S_2_SPP_N | SPP_S | SPP_N | Internal | Summer | B8 | 500 | 876 | 0 | 63.95 | 62.91 | 0.01 | 0
2020 | SPP_S_2_SPP_N | SPP_S | SPP_N | Internal | Summer | B9 | 800 | 876 | 0 | 63.95 | 60.69 | 0.01 | 0
2020 | SPP_S_2_SPP_N | SPP_S | SPP_N | Internal | Summer | B10 | 1262 | 876 | 0 | 56.93 | 56.92 | 0.01 | 0
2020 | SPP_S_2_SPP_N | SPP_S | SPP_N | Internal | Winter | B16 | 25 | 876 | 0.24 | 66.99 | 66.97 | 0.01 | 0
2020 | SPP_S_2_SPP_N | SPP_S | SPP_N | Internal | Winter | B17 | 100 | 876 | 0.06 | 63.55 | 63.53 | 0.01 | 0
2020 | SPP_S_2_SPP_N | SPP_S | SPP_N | Internal | Winter | B18 | 400 | 876 | 0.02 | 63.65 | 63.64 | 0.01 | 0
2020 | SPP_S_2_SPP_N | SPP_S | SPP_N | Internal | Winter | B19 | 700 | 876 | 0 | 61 | 60.99 | 0.01 | 0
2020 | SPP_S_2_SPP_N | SPP_S | SPP_N | Internal | Winter | B20 | 935 | 876 | 0.01 | 55.3 | 55.3 | 0.01 | 0
2020 | TVA_2_ENT | TVA | ENT | Internal | Shoulder | B11 | 25 | 500 | 0 | 72.75 | 70.76 | 6.5 | 0
2020 | TVA_2_ENT | TVA | ENT | Internal | Shoulder | B12 | 200 | 500 | 0 | 67.02 | 66.19 | 6.5 | 0
2020 | TVA_2_ENT | TVA | ENT | Internal | Shoulder | B13 | 600 | 500 | 0 | 66.51 | 65.27 | 6.5 | 0
2020 | TVA_2_ENT | TVA | ENT | Internal | Shoulder | B14 | 900 | 500 | 0 | 66.51 | 61 | 6.5 | 0
2020 | TVA_2_ENT | TVA | ENT | Internal | Shoulder | B15 | 1203 | 500 | 0 | 63.37 | 54.74 | 6.5 | 0
2020 | TVA_2_ENT | TVA | ENT | Internal | Summer | B1 | 10 | 500 | 0 | 107.4 | 67.59 | 6.5 | 0
2020 | TVA_2_ENT | TVA | ENT | Internal | Summer | B2 | 25 | 500 | 0 | 105.66 | 96.38 | 6.5 | 0
2020 | TVA_2_ENT | TVA | ENT | Internal | Summer | B3 | 75 | 500 | 0 | 105.66 | 100.15 | 6.5 | 0
2020 | TVA_2_ENT | TVA | ENT | Internal | Summer | B4 | 100 | 500 | 0 | 101.88 | 96.36 | 6.5 | 0
2020 | TVA_2_ENT | TVA | ENT | Internal | Summer | B5 | 200 | 500 | 0 | 86.87 | 86.71 | 6.5 | 0
2020 | TVA_2_ENT | TVA | ENT | Internal | Summer | B6 | 300 | 500 | 0 | 68.54 | 73.98 | 6.5 | 0
2020 | TVA_2_ENT | TVA | ENT | Internal | Summer | B7 | 400 | 500 | 0 | 65.69 | 67.36 | 6.5 | 0
2020 | TVA_2_ENT | TVA | ENT | Internal | Summer | B8 | 500 | 500 | 0 | 65.69 | 66.41 | 6.5 | 0
2020 | TVA_2_ENT | TVA | ENT | Internal | Summer | B9 | 800 | 500 | 0 | 65.69 | 64.19 | 6.5 | 0
2020 | TVA_2_ENT | TVA | ENT | Internal | Summer | B10 | 1262 | 500 | 0 | 63.37 | 60.42 | 6.5 | 0
2020 | TVA_2_ENT | TVA | ENT | Internal | Winter | B16 | 25 | 500 | 0 | 79.52 | 70.47 | 6.5 | 0
2020 | TVA_2_ENT | TVA | ENT | Internal | Winter | B17 | 100 | 500 | 0 | 71.73 | 67.03 | 6.5 | 0
2020 | TVA_2_ENT | TVA | ENT | Internal | Winter | B18 | 400 | 500 | 0 | 69.65 | 67.14 | 6.5 | 0
2020 | TVA_2_ENT | TVA | ENT | Internal | Winter | B19 | 700 | 500 | 0 | 69.65 | 64.49 | 6.5 | 0
2020 | TVA_2_ENT | TVA | ENT | Internal | Winter | B20 | 935 | 500 | 0 | 64.31 | 58.8 | 6.5 | 0
2020 | TVA_2_MISO_MO-IL | TVA | MISO_MO-IL | Internal | Shoulder | B11 | 25 | 50 | 0 | 72.75 | 72.76 | 6.5 | 0
2020 | TVA_2_MISO_MO-IL | TVA | MISO_MO-IL | Internal | Shoulder | B12 | 200 | 50 | 0 | 67.02 | 67.57 | 6.5 | 0
2020 | TVA_2_MISO_MO-IL | TVA | MISO_MO-IL | Internal | Shoulder | B13 | 600 | 50 | 0 | 66.51 | 65.27 | 6.5 | 0
2020 | TVA_2_MISO_MO-IL | TVA | MISO_MO-IL | Internal | Shoulder | B14 | 900 | 50 | 0 | 66.51 | 62.92 | 6.5 | 0
2020 | TVA_2_MISO_MO-IL | TVA | MISO_MO-IL | Internal | Shoulder | B15 | 1203 | 50 | 0 | 63.37 | 60.24 | 6.5 | 0
2020 | TVA_2_MISO_MO-IL | TVA | MISO_MO-IL | Internal | Summer | B1 | 10 | 50 | 0 | 107.4 | 101.88 | 6.5 | 0
2020 | TVA_2_MISO_MO-IL | TVA | MISO_MO-IL | Internal | Summer | B2 | 25 | 50 | 0 | 105.66 | 100.16 | 6.5 | 0
2020 | TVA_2_MISO_MO-IL | TVA | MISO_MO-IL | Internal | Summer | B3 | 75 | 50 | 0 | 105.66 | 100.15 | 6.5 | 0
2020 | TVA_2_MISO_MO-IL | TVA | MISO_MO-IL | Internal | Summer | B4 | 100 | 50 | 0 | 101.88 | 96.36 | 6.5 | 0
2020 | TVA_2_MISO_MO-IL | TVA | MISO_MO-IL | Internal | Summer | B5 | 200 | 50 | 0 | 86.87 | 86.71 | 6.5 | 0
2020 | TVA_2_MISO_MO-IL | TVA | MISO_MO-IL | Internal | Summer | B6 | 300 | 50 | 0 | 68.54 | 73.98 | 6.5 | 0
2020 | TVA_2_MISO_MO-IL | TVA | MISO_MO-IL | Internal | Summer | B7 | 400 | 50 | 0 | 65.69 | 67.36 | 6.5 | 0
2020 | TVA_2_MISO_MO-IL | TVA | MISO_MO-IL | Internal | Summer | B8 | 500 | 50 | 0 | 65.69 | 63.16 | 6.5 | 0
2020 | TVA_2_MISO_MO-IL | TVA | MISO_MO-IL | Internal | Summer | B9 | 800 | 50 | 0 | 65.69 | 62.66 | 6.5 | 0
2020 | TVA_2_MISO_MO-IL | TVA | MISO_MO-IL | Internal | Summer | B10 | 1262 | 50 | 0 | 63.37 | 60.4 | 6.5 | 0
2020 | TVA_2_MISO_MO-IL | TVA | MISO_MO-IL | Internal | Winter | B16 | 25 | 50 | 0 | 79.52 | 79.08 | 6.5 | 0
2020 | TVA_2_MISO_MO-IL | TVA | MISO_MO-IL | Internal | Winter | B17 | 100 | 50 | 0 | 71.73 | 72.53 | 6.5 | 0
2020 | TVA_2_MISO_MO-IL | TVA | MISO_MO-IL | Internal | Winter | B18 | 400 | 50 | 0 | 69.65 | 67.76 | 6.5 | 0
2020 | TVA_2_MISO_MO-IL | TVA | MISO_MO-IL | Internal | Winter | B19 | 700 | 50 | 0 | 69.65 | 65.51 | 6.5 | 0
2020 | TVA_2_MISO_MO-IL | TVA | MISO_MO-IL | Internal | Winter | B20 | 935 | 50 | 0 | 64.31 | 61.81 | 6.5 | 0
2020 | TVA_2_NonRTO_Midwest | TVA | NonRTO_Midwest | Internal | Shoulder | B11 | 25 | 100 | 16.35 | 72.75 | 79.25 | 6.5 | 0
2020 | TVA_2_NonRTO_Midwest | TVA | NonRTO_Midwest | Internal | Shoulder | B12 | 200 | 100 | 100 | 67.02 | 74.05 | 6.5 | 0.54
2020 | TVA_2_NonRTO_Midwest | TVA | NonRTO_Midwest | Internal | Shoulder | B13 | 600 | 100 | 0 | 66.51 | 67.66 | 6.5 | 0
2020 | TVA_2_NonRTO_Midwest | TVA | NonRTO_Midwest | Internal | Shoulder | B14 | 900 | 100 | 0 | 66.51 | 66.36 | 6.5 | 0
2020 | TVA_2_NonRTO_Midwest | TVA | NonRTO_Midwest | Internal | Shoulder | B15 | 1203 | 100 | 0 | 63.37 | 63.42 | 6.5 | 0
2020 | TVA_2_NonRTO_Midwest | TVA | NonRTO_Midwest | Internal | Summer | B1 | 10 | 100 | 0 | 107.4 | 108.36 | 6.5 | 0
2020 | TVA_2_NonRTO_Midwest | TVA | NonRTO_Midwest | Internal | Summer | B2 | 25 | 100 | 0 | 105.66 | 106.65 | 6.5 | 0
2020 | TVA_2_NonRTO_Midwest | TVA | NonRTO_Midwest | Internal | Summer | B3 | 75 | 100 | 0 | 105.66 | 106.64 | 6.5 | 0
2020 | TVA_2_NonRTO_Midwest | TVA | NonRTO_Midwest | Internal | Summer | B4 | 100 | 100 | 0 | 101.88 | 102.85 | 6.5 | 0
2020 | TVA_2_NonRTO_Midwest | TVA | NonRTO_Midwest | Internal | Summer | B5 | 200 | 100 | 0 | 86.87 | 88.89 | 6.5 | 0
2020 | TVA_2_NonRTO_Midwest | TVA | NonRTO_Midwest | Internal | Summer | B6 | 300 | 100 | 100 | 68.54 | 80.47 | 6.5 | 5.43
2020 | TVA_2_NonRTO_Midwest | TVA | NonRTO_Midwest | Internal | Summer | B7 | 400 | 100 | 0 | 65.69 | 66.36 | 6.5 | 0
2020 | TVA_2_NonRTO_Midwest | TVA | NonRTO_Midwest | Internal | Summer | B8 | 500 | 100 | 0 | 65.69 | 65.82 | 6.5 | 0
2020 | TVA_2_NonRTO_Midwest | TVA | NonRTO_Midwest | Internal | Summer | B9 | 800 | 100 | 0 | 65.69 | 64.04 | 6.5 | 0
2020 | TVA_2_NonRTO_Midwest | TVA | NonRTO_Midwest | Internal | Summer | B10 | 1262 | 100 | 0 | 63.37 | 63.15 | 6.5 | 0
2020 | TVA_2_NonRTO_Midwest | TVA | NonRTO_Midwest | Internal | Winter | B16 | 25 | 100 | 0.01 | 79.52 | 85.58 | 6.5 | 0
2020 | TVA_2_NonRTO_Midwest | TVA | NonRTO_Midwest | Internal | Winter | B17 | 100 | 100 | 100 | 71.73 | 79.02 | 6.5 | 0.79
2020 | TVA_2_NonRTO_Midwest | TVA | NonRTO_Midwest | Internal | Winter | B18 | 400 | 100 | 0 | 69.65 | 74.25 | 6.5 | 0
2020 | TVA_2_NonRTO_Midwest | TVA | NonRTO_Midwest | Internal | Winter | B19 | 700 | 100 | 0 | 69.65 | 66.36 | 6.5 | 0
2020 | TVA_2_NonRTO_Midwest | TVA | NonRTO_Midwest | Internal | Winter | B20 | 935 | 100 | 0 | 64.31 | 65.82 | 6.5 | 0
2020 | TVA_2_PJM_ROR | TVA | PJM_ROR | Internal | Shoulder | B11 | 25 | 500 | 0 | 72.75 | 73.76 | 6.5 | 0
2020 | TVA_2_PJM_ROR | TVA | PJM_ROR | Internal | Shoulder | B12 | 200 | 500 | 0 | 67.02 | 68.58 | 6.5 | 0
2020 | TVA_2_PJM_ROR | TVA | PJM_ROR | Internal | Shoulder | B13 | 600 | 500 | 0 | 66.51 | 66.27 | 6.5 | 0
2020 | TVA_2_PJM_ROR | TVA | PJM_ROR | Internal | Shoulder | B14 | 900 | 500 | 0 | 66.51 | 64.27 | 6.5 | 0
2020 | TVA_2_PJM_ROR | TVA | PJM_ROR | Internal | Shoulder | B15 | 1203 | 500 | 0 | 63.37 | 61.26 | 6.5 | 0
2020 | TVA_2_PJM_ROR | TVA | PJM_ROR | Internal | Summer | B1 | 10 | 500 | 0 | 107.4 | 102.89 | 6.5 | 0
2020 | TVA_2_PJM_ROR | TVA | PJM_ROR | Internal | Summer | B2 | 25 | 500 | 0 | 105.66 | 101.15 | 6.5 | 0
2020 | TVA_2_PJM_ROR | TVA | PJM_ROR | Internal | Summer | B3 | 75 | 500 | 0 | 105.66 | 101.15 | 6.5 | 0
2020 | TVA_2_PJM_ROR | TVA | PJM_ROR | Internal | Summer | B4 | 100 | 500 | 0 | 101.88 | 97.36 | 6.5 | 0
2020 | TVA_2_PJM_ROR | TVA | PJM_ROR | Internal | Summer | B5 | 200 | 500 | 0 | 86.87 | 87.71 | 6.5 | 0
2020 | TVA_2_PJM_ROR | TVA | PJM_ROR | Internal | Summer | B6 | 300 | 500 | 0 | 68.54 | 74.98 | 6.5 | 0
2020 | TVA_2_PJM_ROR | TVA | PJM_ROR | Internal | Summer | B7 | 400 | 500 | 0 | 65.69 | 67.89 | 6.5 | 0
2020 | TVA_2_PJM_ROR | TVA | PJM_ROR | Internal | Summer | B8 | 500 | 500 | 0 | 65.69 | 64.14 | 6.5 | 0
2020 | TVA_2_PJM_ROR | TVA | PJM_ROR | Internal | Summer | B9 | 800 | 500 | 0 | 65.69 | 62.15 | 6.5 | 0
2020 | TVA_2_PJM_ROR | TVA | PJM_ROR | Internal | Summer | B10 | 1262 | 500 | 0 | 63.37 | 61.01 | 6.5 | 0
2020 | TVA_2_PJM_ROR | TVA | PJM_ROR | Internal | Winter | B16 | 25 | 500 | 0 | 79.52 | 80.09 | 6.5 | 0
2020 | TVA_2_PJM_ROR | TVA | PJM_ROR | Internal | Winter | B17 | 100 | 500 | 0 | 71.73 | 74.35 | 6.5 | 0
2020 | TVA_2_PJM_ROR | TVA | PJM_ROR | Internal | Winter | B18 | 400 | 500 | 0 | 69.65 | 68.76 | 6.5 | 0
2020 | TVA_2_PJM_ROR | TVA | PJM_ROR | Internal | Winter | B19 | 700 | 500 | 0 | 69.65 | 67.64 | 6.5 | 0
2020 | TVA_2_PJM_ROR | TVA | PJM_ROR | Internal | Winter | B20 | 935 | 500 | 0 | 64.31 | 62.82 | 6.5 | 0
2020 | TVA_2_SOCO | TVA | SOCO | Internal | Shoulder | B11 | 25 | 500 | 500 | 72.75 | 82.76 | 6.5 | 3.51
2020 | TVA_2_SOCO | TVA | SOCO | Internal | Shoulder | B12 | 200 | 500 | 0 | 67.02 | 70.49 | 6.5 | 0
2020 | TVA_2_SOCO | TVA | SOCO | Internal | Shoulder | B13 | 600 | 500 | 0 | 66.51 | 67.96 | 6.5 | 0
2020 | TVA_2_SOCO | TVA | SOCO | Internal | Shoulder | B14 | 900 | 500 | 0 | 66.51 | 67.38 | 6.5 | 0
2020 | TVA_2_SOCO | TVA | SOCO | Internal | Shoulder | B15 | 1203 | 500 | 0 | 63.37 | 67.38 | 6.5 | 0
2020 | TVA_2_SOCO | TVA | SOCO | Internal | Summer | B1 | 10 | 500 | 0 | 107.4 | 109.92 | 6.5 | 0
2020 | TVA_2_SOCO | TVA | SOCO | Internal | Summer | B2 | 25 | 500 | 0 | 105.66 | 109.92 | 6.5 | 0
2020 | TVA_2_SOCO | TVA | SOCO | Internal | Summer | B3 | 75 | 500 | 0 | 105.66 | 109.92 | 6.5 | 0
2020 | TVA_2_SOCO | TVA | SOCO | Internal | Summer | B4 | 100 | 500 | 335.11 | 101.88 | 108.38 | 6.5 | 0
2020 | TVA_2_SOCO | TVA | SOCO | Internal | Summer | B5 | 200 | 500 | 500 | 86.87 | 98.71 | 6.5 | 5.34
2020 | TVA_2_SOCO | TVA | SOCO | Internal | Summer | B6 | 300 | 500 | 500 | 68.54 | 84.97 | 6.5 | 9.93
2020 | TVA_2_SOCO | TVA | SOCO | Internal | Summer | B7 | 400 | 500 | 500 | 65.69 | 77 | 6.5 | 4.81
2020 | TVA_2_SOCO | TVA | SOCO | Internal | Summer | B8 | 500 | 500 | 0 | 65.69 | 71.91 | 6.5 | 0
2020 | TVA_2_SOCO | TVA | SOCO | Internal | Summer | B9 | 800 | 500 | 0 | 65.69 | 68.51 | 6.5 | 0
2020 | TVA_2_SOCO | TVA | SOCO | Internal | Summer | B10 | 1262 | 500 | 0 | 63.37 | 66.11 | 6.5 | 0
2020 | TVA_2_SOCO | TVA | SOCO | Internal | Winter | B16 | 25 | 500 | 0.48 | 79.52 | 86.01 | 6.5 | 0
2020 | TVA_2_SOCO | TVA | SOCO | Internal | Winter | B17 | 100 | 500 | 0 | 71.73 | 72.53 | 6.5 | 0
2020 | TVA_2_SOCO | TVA | SOCO | Internal | Winter | B18 | 400 | 500 | 0 | 69.65 | 69.99 | 6.5 | 0
2020 | TVA_2_SOCO | TVA | SOCO | Internal | Winter | B19 | 700 | 500 | 0 | 69.65 | 69.99 | 6.5 | 0
2020 | TVA_2_SOCO | TVA | SOCO | Internal | Winter | B20 | 935 | 500 | 0 | 64.31 | 69.99 | 6.5 | 0
2020 | TVA_2_VACAR | TVA | VACAR | Internal | Shoulder | B11 | 25 | 150 | 0 | 72.75 | 78.26 | 6.5 | 0
2020 | TVA_2_VACAR | TVA | VACAR | Internal | Shoulder | B12 | 200 | 150 | 0 | 67.02 | 73.08 | 6.5 | 0
2020 | TVA_2_VACAR | TVA | VACAR | Internal | Shoulder | B13 | 600 | 150 | 0 | 66.51 | 70.77 | 6.5 | 0
2020 | TVA_2_VACAR | TVA | VACAR | Internal | Shoulder | B14 | 900 | 150 | 0 | 66.51 | 68.77 | 6.5 | 0
2020 | TVA_2_VACAR | TVA | VACAR | Internal | Shoulder | B15 | 1203 | 150 | 0 | 63.37 | 62.88 | 6.5 | 0
2020 | TVA_2_VACAR | TVA | VACAR | Internal | Summer | B1 | 10 | 150 | 0.01 | 107.4 | 112.79 | 6.5 | 0
2020 | TVA_2_VACAR | TVA | VACAR | Internal | Summer | B2 | 25 | 150 | 149.99 | 105.66 | 112.79 | 6.5 | 0.63
2020 | TVA_2_VACAR | TVA | VACAR | Internal | Summer | B3 | 75 | 150 | 150 | 105.66 | 112.79 | 6.5 | 0.63
2020 | TVA_2_VACAR | TVA | VACAR | Internal | Summer | B4 | 100 | 150 | 0 | 101.88 | 103.88 | 6.5 | 0
2020 | TVA_2_VACAR | TVA | VACAR | Internal | Summer | B5 | 200 | 150 | 150 | 86.87 | 94.21 | 6.5 | 0.84
2020 | TVA_2_VACAR | TVA | VACAR | Internal | Summer | B6 | 300 | 150 | 150 | 68.54 | 80.47 | 6.5 | 5.43
2020 | TVA_2_VACAR | TVA | VACAR | Internal | Summer | B7 | 400 | 150 | 150 | 65.69 | 72.86 | 6.5 | 0.67
2020 | TVA_2_VACAR | TVA | VACAR | Internal | Summer | B8 | 500 | 150 | 0 | 65.69 | 69.24 | 6.5 | 0
2020 | TVA_2_VACAR | TVA | VACAR | Internal | Summer | B9 | 800 | 150 | 0 | 65.69 | 66.65 | 6.5 | 0
2020 | TVA_2_VACAR | TVA | VACAR | Internal | Summer | B10 | 1262 | 150 | 0 | 63.37 | 61.61 | 6.5 | 0
2020 | TVA_2_VACAR | TVA | VACAR | Internal | Winter | B16 | 25 | 150 | 150 | 79.52 | 92.14 | 6.5 | 6.11
2020 | TVA_2_VACAR | TVA | VACAR | Internal | Winter | B17 | 100 | 150 | 150 | 71.73 | 79.03 | 6.5 | 0.81
2020 | TVA_2_VACAR | TVA | VACAR | Internal | Winter | B18 | 400 | 150 | 0 | 69.65 | 73.26 | 6.5 | 0
2020 | TVA_2_VACAR | TVA | VACAR | Internal | Winter | B19 | 700 | 150 | 0 | 69.65 | 72.14 | 6.5 | 0
2020 | TVA_2_VACAR | TVA | VACAR | Internal | Winter | B20 | 935 | 150 | 0 | 64.31 | 67.32 | 6.5 | 0
2020 | TVA_Transmission_2_ENT | TVA_Transmission | ENT | Internal | Shoulder | B11 | 25 | 3000 | 0 | 76.26 | 70.76 | 6.5 | 0
2020 | TVA_Transmission_2_ENT | TVA_Transmission | ENT | Internal | Shoulder | B12 | 200 | 3000 | 0 | 69.99 | 66.19 | 6.5 | 0
2020 | TVA_Transmission_2_ENT | TVA_Transmission | ENT | Internal | Shoulder | B13 | 600 | 3000 | 0 | 68.09 | 65.27 | 6.5 | 0
2020 | TVA_Transmission_2_ENT | TVA_Transmission | ENT | Internal | Shoulder | B14 | 900 | 3000 | 0 | 66.5 | 61 | 6.5 | 0
2020 | TVA_Transmission_2_ENT | TVA_Transmission | ENT | Internal | Shoulder | B15 | 1203 | 3000 | 0 | 63.36 | 54.74 | 6.5 | 0
2020 | TVA_Transmission_2_ENT | TVA_Transmission | ENT | Internal | Summer | B1 | 10 | 3000 | 0 | 107.39 | 67.59 | 6.5 | 0
2020 | TVA_Transmission_2_ENT | TVA_Transmission | ENT | Internal | Summer | B2 | 25 | 3000 | 0 | 105.65 | 96.38 | 6.5 | 0
2020 | TVA_Transmission_2_ENT | TVA_Transmission | ENT | Internal | Summer | B3 | 75 | 3000 | 0 | 105.65 | 100.15 | 6.5 | 0
2020 | TVA_Transmission_2_ENT | TVA_Transmission | ENT | Internal | Summer | B4 | 100 | 3000 | 0 | 101.86 | 96.36 | 6.5 | 0
2020 | TVA_Transmission_2_ENT | TVA_Transmission | ENT | Internal | Summer | B5 | 200 | 3000 | 0 | 92.21 | 86.71 | 6.5 | 0
2020 | TVA_Transmission_2_ENT | TVA_Transmission | ENT | Internal | Summer | B6 | 300 | 3000 | 0 | 78.81 | 73.98 | 6.5 | 0
2020 | TVA_Transmission_2_ENT | TVA_Transmission | ENT | Internal | Summer | B7 | 400 | 3000 | 0 | 70.95 | 67.36 | 6.5 | 0
2020 | TVA_Transmission_2_ENT | TVA_Transmission | ENT | Internal | Summer | B8 | 500 | 3000 | 0 | 67.25 | 66.41 | 6.5 | 0
2020 | TVA_Transmission_2_ENT | TVA_Transmission | ENT | Internal | Summer | B9 | 800 | 3000 | 0 | 66.12 | 64.19 | 6.5 | 0
2020 | TVA_Transmission_2_ENT | TVA_Transmission | ENT | Internal | Summer | B10 | 1262 | 3000 | 0 | 64 | 60.42 | 6.5 | 0
2020 | TVA_Transmission_2_ENT | TVA_Transmission | ENT | Internal | Winter | B16 | 25 | 3000 | 0 | 79.51 | 70.47 | 6.5 | 0
2020 | TVA_Transmission_2_ENT | TVA_Transmission | ENT | Internal | Winter | B17 | 100 | 3000 | 0 | 72.53 | 67.03 | 6.5 | 0
2020 | TVA_Transmission_2_ENT | TVA_Transmission | ENT | Internal | Winter | B18 | 400 | 3000 | 0 | 70.96 | 67.14 | 6.5 | 0
2020 | TVA_Transmission_2_ENT | TVA_Transmission | ENT | Internal | Winter | B19 | 700 | 3000 | 0 | 69.8 | 64.49 | 6.5 | 0
2020 | TVA_Transmission_2_ENT | TVA_Transmission | ENT | Internal | Winter | B20 | 935 | 3000 | 0 | 64.3 | 58.8 | 6.5 | 0
2020 | TVA_Transmission_2_MISO_MO-IL | TVA_Transmission | MISO_MO-IL | Internal | Shoulder | B11 | 25 | 4000 | 0 | 76.26 | 72.76 | 6.5 | 0
2020 | TVA_Transmission_2_MISO_MO-IL | TVA_Transmission | MISO_MO-IL | Internal | Shoulder | B12 | 200 | 4000 | 0 | 69.99 | 67.57 | 6.5 | 0
2020 | TVA_Transmission_2_MISO_MO-IL | TVA_Transmission | MISO_MO-IL | Internal | Shoulder | B13 | 600 | 4000 | 0 | 68.09 | 65.27 | 6.5 | 0
2020 | TVA_Transmission_2_MISO_MO-IL | TVA_Transmission | MISO_MO-IL | Internal | Shoulder | B14 | 900 | 4000 | 0 | 66.5 | 62.92 | 6.5 | 0
2020 | TVA_Transmission_2_MISO_MO-IL | TVA_Transmission | MISO_MO-IL | Internal | Shoulder | B15 | 1203 | 4000 | 0 | 63.36 | 60.24 | 6.5 | 0
2020 | TVA_Transmission_2_MISO_MO-IL | TVA_Transmission | MISO_MO-IL | Internal | Summer | B1 | 10 | 4000 | 0 | 107.39 | 101.88 | 6.5 | 0
2020 | TVA_Transmission_2_MISO_MO-IL | TVA_Transmission | MISO_MO-IL | Internal | Summer | B2 | 25 | 4000 | 0 | 105.65 | 100.16 | 6.5 | 0
2020 | TVA_Transmission_2_MISO_MO-IL | TVA_Transmission | MISO_MO-IL | Internal | Summer | B3 | 75 | 4000 | 0 | 105.65 | 100.15 | 6.5 | 0
2020 | TVA_Transmission_2_MISO_MO-IL | TVA_Transmission | MISO_MO-IL | Internal | Summer | B4 | 100 | 4000 | 0 | 101.86 | 96.36 | 6.5 | 0
2020 | TVA_Transmission_2_MISO_MO-IL | TVA_Transmission | MISO_MO-IL | Internal | Summer | B5 | 200 | 4000 | 0 | 92.21 | 86.71 | 6.5 | 0
2020 | TVA_Transmission_2_MISO_MO-IL | TVA_Transmission | MISO_MO-IL | Internal | Summer | B6 | 300 | 4000 | 0 | 78.81 | 73.98 | 6.5 | 0
2020 | TVA_Transmission_2_MISO_MO-IL | TVA_Transmission | MISO_MO-IL | Internal | Summer | B7 | 400 | 4000 | 0 | 70.95 | 67.36 | 6.5 | 0
2020 | TVA_Transmission_2_MISO_MO-IL | TVA_Transmission | MISO_MO-IL | Internal | Summer | B8 | 500 | 4000 | 0 | 67.25 | 63.16 | 6.5 | 0
2020 | TVA_Transmission_2_MISO_MO-IL | TVA_Transmission | MISO_MO-IL | Internal | Summer | B9 | 800 | 4000 | 0 | 66.12 | 62.66 | 6.5 | 0
2020 | TVA_Transmission_2_MISO_MO-IL | TVA_Transmission | MISO_MO-IL | Internal | Summer | B10 | 1262 | 4000 | 0 | 64 | 60.4 | 6.5 | 0
2020 | TVA_Transmission_2_MISO_MO-IL | TVA_Transmission | MISO_MO-IL | Internal | Winter | B16 | 25 | 4000 | 0 | 79.51 | 79.08 | 6.5 | 0
2020 | TVA_Transmission_2_MISO_MO-IL | TVA_Transmission | MISO_MO-IL | Internal | Winter | B17 | 100 | 4000 | 0 | 72.53 | 72.53 | 6.5 | 0
2020 | TVA_Transmission_2_MISO_MO-IL | TVA_Transmission | MISO_MO-IL | Internal | Winter | B18 | 400 | 4000 | 0 | 70.96 | 67.76 | 6.5 | 0
2020 | TVA_Transmission_2_MISO_MO-IL | TVA_Transmission | MISO_MO-IL | Internal | Winter | B19 | 700 | 4000 | 0 | 69.8 | 65.51 | 6.5 | 0
2020 | TVA_Transmission_2_MISO_MO-IL | TVA_Transmission | MISO_MO-IL | Internal | Winter | B20 | 935 | 4000 | 0 | 64.3 | 61.81 | 6.5 | 0
2020 | TVA_Transmission_2_NonRTO_Midwest | TVA_Transmission | NonRTO_Midwest | Internal | Shoulder | B11 | 25 | 700 | 0 | 76.26 | 79.25 | 6.5 | 0
2020 | TVA_Transmission_2_NonRTO_Midwest | TVA_Transmission | NonRTO_Midwest | Internal | Shoulder | B12 | 200 | 700 | 0 | 69.99 | 74.05 | 6.5 | 0
2020 | TVA_Transmission_2_NonRTO_Midwest | TVA_Transmission | NonRTO_Midwest | Internal | Shoulder | B13 | 600 | 700 | 0 | 68.09 | 67.66 | 6.5 | 0
2020 | TVA_Transmission_2_NonRTO_Midwest | TVA_Transmission | NonRTO_Midwest | Internal | Shoulder | B14 | 900 | 700 | 0 | 66.5 | 66.36 | 6.5 | 0
2020 | TVA_Transmission_2_NonRTO_Midwest | TVA_Transmission | NonRTO_Midwest | Internal | Shoulder | B15 | 1203 | 700 | 0 | 63.36 | 63.42 | 6.5 | 0
2020 | TVA_Transmission_2_NonRTO_Midwest | TVA_Transmission | NonRTO_Midwest | Internal | Summer | B1 | 10 | 700 | 0 | 107.39 | 108.36 | 6.5 | 0
2020 | TVA_Transmission_2_NonRTO_Midwest | TVA_Transmission | NonRTO_Midwest | Internal | Summer | B2 | 25 | 700 | 0 | 105.65 | 106.65 | 6.5 | 0
2020 | TVA_Transmission_2_NonRTO_Midwest | TVA_Transmission | NonRTO_Midwest | Internal | Summer | B3 | 75 | 700 | 0 | 105.65 | 106.64 | 6.5 | 0
2020 | TVA_Transmission_2_NonRTO_Midwest | TVA_Transmission | NonRTO_Midwest | Internal | Summer | B4 | 100 | 700 | 0 | 101.86 | 102.85 | 6.5 | 0
2020 | TVA_Transmission_2_NonRTO_Midwest | TVA_Transmission | NonRTO_Midwest | Internal | Summer | B5 | 200 | 700 | 0 | 92.21 | 88.89 | 6.5 | 0
2020 | TVA_Transmission_2_NonRTO_Midwest | TVA_Transmission | NonRTO_Midwest | Internal | Summer | B6 | 300 | 700 | 0 | 78.81 | 80.47 | 6.5 | 0
2020 | TVA_Transmission_2_NonRTO_Midwest | TVA_Transmission | NonRTO_Midwest | Internal | Summer | B7 | 400 | 700 | 0 | 70.95 | 66.36 | 6.5 | 0
2020 | TVA_Transmission_2_NonRTO_Midwest | TVA_Transmission | NonRTO_Midwest | Internal | Summer | B8 | 500 | 700 | 0 | 67.25 | 65.82 | 6.5 | 0
2020 | TVA_Transmission_2_NonRTO_Midwest | TVA_Transmission | NonRTO_Midwest | Internal | Summer | B9 | 800 | 700 | 0 | 66.12 | 64.04 | 6.5 | 0
2020 | TVA_Transmission_2_NonRTO_Midwest | TVA_Transmission | NonRTO_Midwest | Internal | Summer | B10 | 1262 | 700 | 0 | 64 | 63.15 | 6.5 | 0
2020 | TVA_Transmission_2_NonRTO_Midwest | TVA_Transmission | NonRTO_Midwest | Internal | Winter | B16 | 25 | 700 | 0.01 | 79.51 | 85.58 | 6.5 | 0
2020 | TVA_Transmission_2_NonRTO_Midwest | TVA_Transmission | NonRTO_Midwest | Internal | Winter | B17 | 100 | 700 | 0.12 | 72.53 | 79.02 | 6.5 | 0
2020 | TVA_Transmission_2_NonRTO_Midwest | TVA_Transmission | NonRTO_Midwest | Internal | Winter | B18 | 400 | 700 | 0 | 70.96 | 74.25 | 6.5 | 0
2020 | TVA_Transmission_2_NonRTO_Midwest | TVA_Transmission | NonRTO_Midwest | Internal | Winter | B19 | 700 | 700 | 0 | 69.8 | 66.36 | 6.5 | 0
2020 | TVA_Transmission_2_NonRTO_Midwest | TVA_Transmission | NonRTO_Midwest | Internal | Winter | B20 | 935 | 700 | 0 | 64.3 | 65.82 | 6.5 | 0
2020 | TVA_Transmission_2_PJM_ROR | TVA_Transmission | PJM_ROR | Internal | Shoulder | B11 | 25 | 2000 | 0 | 76.26 | 73.76 | 6.5 | 0
2020 | TVA_Transmission_2_PJM_ROR | TVA_Transmission | PJM_ROR | Internal | Shoulder | B12 | 200 | 2000 | 0 | 69.99 | 68.58 | 6.5 | 0
2020 | TVA_Transmission_2_PJM_ROR | TVA_Transmission | PJM_ROR | Internal | Shoulder | B13 | 600 | 2000 | 0 | 68.09 | 66.27 | 6.5 | 0
2020 | TVA_Transmission_2_PJM_ROR | TVA_Transmission | PJM_ROR | Internal | Shoulder | B14 | 900 | 2000 | 0 | 66.5 | 64.27 | 6.5 | 0
2020 | TVA_Transmission_2_PJM_ROR | TVA_Transmission | PJM_ROR | Internal | Shoulder | B15 | 1203 | 2000 | 0 | 63.36 | 61.26 | 6.5 | 0
2020 | TVA_Transmission_2_PJM_ROR | TVA_Transmission | PJM_ROR | Internal | Summer | B1 | 10 | 2000 | 0 | 107.39 | 102.89 | 6.5 | 0
2020 | TVA_Transmission_2_PJM_ROR | TVA_Transmission | PJM_ROR | Internal | Summer | B2 | 25 | 2000 | 0 | 105.65 | 101.15 | 6.5 | 0
2020 | TVA_Transmission_2_PJM_ROR | TVA_Transmission | PJM_ROR | Internal | Summer | B3 | 75 | 2000 | 0 | 105.65 | 101.15 | 6.5 | 0
2020 | TVA_Transmission_2_PJM_ROR | TVA_Transmission | PJM_ROR | Internal | Summer | B4 | 100 | 2000 | 0 | 101.86 | 97.36 | 6.5 | 0
2020 | TVA_Transmission_2_PJM_ROR | TVA_Transmission | PJM_ROR | Internal | Summer | B5 | 200 | 2000 | 0 | 92.21 | 87.71 | 6.5 | 0
2020 | TVA_Transmission_2_PJM_ROR | TVA_Transmission | PJM_ROR | Internal | Summer | B6 | 300 | 2000 | 0 | 78.81 | 74.98 | 6.5 | 0
2020 | TVA_Transmission_2_PJM_ROR | TVA_Transmission | PJM_ROR | Internal | Summer | B7 | 400 | 2000 | 0 | 70.95 | 67.89 | 6.5 | 0
2020 | TVA_Transmission_2_PJM_ROR | TVA_Transmission | PJM_ROR | Internal | Summer | B8 | 500 | 2000 | 0 | 67.25 | 64.14 | 6.5 | 0
2020 | TVA_Transmission_2_PJM_ROR | TVA_Transmission | PJM_ROR | Internal | Summer | B9 | 800 | 2000 | 0 | 66.12 | 62.15 | 6.5 | 0
2020 | TVA_Transmission_2_PJM_ROR | TVA_Transmission | PJM_ROR | Internal | Summer | B10 | 1262 | 2000 | 0 | 64 | 61.01 | 6.5 | 0
2020 | TVA_Transmission_2_PJM_ROR | TVA_Transmission | PJM_ROR | Internal | Winter | B16 | 25 | 2000 | 0 | 79.51 | 80.09 | 6.5 | 0
2020 | TVA_Transmission_2_PJM_ROR | TVA_Transmission | PJM_ROR | Internal | Winter | B17 | 100 | 2000 | 0 | 72.53 | 74.35 | 6.5 | 0
2020 | TVA_Transmission_2_PJM_ROR | TVA_Transmission | PJM_ROR | Internal | Winter | B18 | 400 | 2000 | 0 | 70.96 | 68.76 | 6.5 | 0
2020 | TVA_Transmission_2_PJM_ROR | TVA_Transmission | PJM_ROR | Internal | Winter | B19 | 700 | 2000 | 0 | 69.8 | 67.64 | 6.5 | 0
2020 | TVA_Transmission_2_PJM_ROR | TVA_Transmission | PJM_ROR | Internal | Winter | B20 | 935 | 2000 | 0 | 64.3 | 62.82 | 6.5 | 0
2020 | TVA_Transmission_2_SOCO | TVA_Transmission | SOCO | Internal | Shoulder | B11 | 25 | 3200 | 1218.28 | 76.26 | 82.76 | 6.5 | 0
2020 | TVA_Transmission_2_SOCO | TVA_Transmission | SOCO | Internal | Shoulder | B12 | 200 | 3200 | 0 | 69.99 | 70.49 | 6.5 | 0
2020 | TVA_Transmission_2_SOCO | TVA_Transmission | SOCO | Internal | Shoulder | B13 | 600 | 3200 | 0 | 68.09 | 67.96 | 6.5 | 0
2020 | TVA_Transmission_2_SOCO | TVA_Transmission | SOCO | Internal | Shoulder | B14 | 900 | 3200 | 0 | 66.5 | 67.38 | 6.5 | 0
2020 | TVA_Transmission_2_SOCO | TVA_Transmission | SOCO | Internal | Shoulder | B15 | 1203 | 3200 | 0 | 63.36 | 67.38 | 6.5 | 0
2020 | TVA_Transmission_2_SOCO | TVA_Transmission | SOCO | Internal | Summer | B1 | 10 | 3200 | 0 | 107.39 | 109.92 | 6.5 | 0
2020 | TVA_Transmission_2_SOCO | TVA_Transmission | SOCO | Internal | Summer | B2 | 25 | 3200 | 0 | 105.65 | 109.92 | 6.5 | 0
2020 | TVA_Transmission_2_SOCO | TVA_Transmission | SOCO | Internal | Summer | B3 | 75 | 3200 | 0 | 105.65 | 109.92 | 6.5 | 0
2020 | TVA_Transmission_2_SOCO | TVA_Transmission | SOCO | Internal | Summer | B4 | 100 | 3200 | 3199.88 | 101.86 | 108.38 | 6.5 | 0.01
2020 | TVA_Transmission_2_SOCO | TVA_Transmission | SOCO | Internal | Summer | B5 | 200 | 3200 | 858.18 | 92.21 | 98.71 | 6.5 | 0
2020 | TVA_Transmission_2_SOCO | TVA_Transmission | SOCO | Internal | Summer | B6 | 300 | 3200 | 0 | 78.81 | 84.97 | 6.5 | 0
2020 | TVA_Transmission_2_SOCO | TVA_Transmission | SOCO | Internal | Summer | B7 | 400 | 3200 | 0 | 70.95 | 77 | 6.5 | 0
2020 | TVA_Transmission_2_SOCO | TVA_Transmission | SOCO | Internal | Summer | B8 | 500 | 3200 | 0 | 67.25 | 71.91 | 6.5 | 0
2020 | TVA_Transmission_2_SOCO | TVA_Transmission | SOCO | Internal | Summer | B9 | 800 | 3200 | 0 | 66.12 | 68.51 | 6.5 | 0
2020 | TVA_Transmission_2_SOCO | TVA_Transmission | SOCO | Internal | Summer | B10 | 1262 | 3200 | 0 | 64 | 66.11 | 6.5 | 0
2020 | TVA_Transmission_2_SOCO | TVA_Transmission | SOCO | Internal | Winter | B16 | 25 | 3200 | 1072.84 | 79.51 | 86.01 | 6.5 | 0
2020 | TVA_Transmission_2_SOCO | TVA_Transmission | SOCO | Internal | Winter | B17 | 100 | 3200 | 0 | 72.53 | 72.53 | 6.5 | 0
2020 | TVA_Transmission_2_SOCO | TVA_Transmission | SOCO | Internal | Winter | B18 | 400 | 3200 | 0 | 70.96 | 69.99 | 6.5 | 0
2020 | TVA_Transmission_2_SOCO | TVA_Transmission | SOCO | Internal | Winter | B19 | 700 | 3200 | 0 | 69.8 | 69.99 | 6.5 | 0
2020 | TVA_Transmission_2_SOCO | TVA_Transmission | SOCO | Internal | Winter | B20 | 935 | 3200 | 0 | 64.3 | 69.99 | 6.5 | 0
2020 | TVA_Transmission_2_TVA | TVA_Transmission | TVA | Internal | Shoulder | B11 | 25 | 99999 | 0 | 76.26 | 72.75 | 0.01 | 0
2020 | TVA_Transmission_2_TVA | TVA_Transmission | TVA | Internal | Shoulder | B12 | 200 | 99999 | 0 | 69.99 | 67.02 | 0.01 | 0
2020 | TVA_Transmission_2_TVA | TVA_Transmission | TVA | Internal | Shoulder | B13 | 600 | 99999 | 0 | 68.09 | 66.51 | 0.01 | 0
2020 | TVA_Transmission_2_TVA | TVA_Transmission | TVA | Internal | Shoulder | B14 | 900 | 99999 | 1482.51 | 66.5 | 66.51 | 0.01 | 0
2020 | TVA_Transmission_2_TVA | TVA_Transmission | TVA | Internal | Shoulder | B15 | 1203 | 99999 | 2100 | 63.36 | 63.37 | 0.01 | 0
2020 | TVA_Transmission_2_TVA | TVA_Transmission | TVA | Internal | Summer | B1 | 10 | 99999 | 3146.48 | 107.39 | 107.4 | 0.01 | 0
2020 | TVA_Transmission_2_TVA | TVA_Transmission | TVA | Internal | Summer | B2 | 25 | 99999 | 2520.42 | 105.65 | 105.66 | 0.01 | 0
2020 | TVA_Transmission_2_TVA | TVA_Transmission | TVA | Internal | Summer | B3 | 75 | 99999 | 996.65 | 105.65 | 105.66 | 0.01 | 0
2020 | TVA_Transmission_2_TVA | TVA_Transmission | TVA | Internal | Summer | B4 | 100 | 99999 | 477.67 | 101.86 | 101.88 | 0.01 | 0
2020 | TVA_Transmission_2_TVA | TVA_Transmission | TVA | Internal | Summer | B5 | 200 | 99999 | 0 | 92.21 | 86.87 | 0.01 | 0
2020 | TVA_Transmission_2_TVA | TVA_Transmission | TVA | Internal | Summer | B6 | 300 | 99999 | 0 | 78.81 | 68.54 | 0.01 | 0
2020 | TVA_Transmission_2_TVA | TVA_Transmission | TVA | Internal | Summer | B7 | 400 | 99999 | 0 | 70.95 | 65.69 | 0.01 | 0
2020 | TVA_Transmission_2_TVA | TVA_Transmission | TVA | Internal | Summer | B8 | 500 | 99999 | 0 | 67.25 | 65.69 | 0.01 | 0
2020 | TVA_Transmission_2_TVA | TVA_Transmission | TVA | Internal | Summer | B9 | 800 | 99999 | 0 | 66.12 | 65.69 | 0.01 | 0
2020 | TVA_Transmission_2_TVA | TVA_Transmission | TVA | Internal | Summer | B10 | 1262 | 99999 | 0 | 64 | 63.37 | 0.01 | 0
2020 | TVA_Transmission_2_TVA | TVA_Transmission | TVA | Internal | Winter | B16 | 25 | 99999 | 127.15 | 79.51 | 79.52 | 0.01 | 0
2020 | TVA_Transmission_2_TVA | TVA_Transmission | TVA | Internal | Winter | B17 | 100 | 99999 | 0 | 72.53 | 71.73 | 0.01 | 0
2020 | TVA_Transmission_2_TVA | TVA_Transmission | TVA | Internal | Winter | B18 | 400 | 99999 | 0 | 70.96 | 69.65 | 0.01 | 0
2020 | TVA_Transmission_2_TVA | TVA_Transmission | TVA | Internal | Winter | B19 | 700 | 99999 | 0 | 69.8 | 69.65 | 0.01 | 0
2020 | TVA_Transmission_2_TVA | TVA_Transmission | TVA | Internal | Winter | B20 | 935 | 99999 | 557.93 | 64.3 | 64.31 | 0.01 | 0
2020 | TVA_Transmission_2_VACAR | TVA_Transmission | VACAR | Internal | Shoulder | B11 | 25 | 900 | 0 | 76.26 | 78.26 | 6.5 | 0
2020 | TVA_Transmission_2_VACAR | TVA_Transmission | VACAR | Internal | Shoulder | B12 | 200 | 900 | 0 | 69.99 | 73.08 | 6.5 | 0
2020 | TVA_Transmission_2_VACAR | TVA_Transmission | VACAR | Internal | Shoulder | B13 | 600 | 900 | 0 | 68.09 | 70.77 | 6.5 | 0
2020 | TVA_Transmission_2_VACAR | TVA_Transmission | VACAR | Internal | Shoulder | B14 | 900 | 900 | 0 | 66.5 | 68.77 | 6.5 | 0
2020 | TVA_Transmission_2_VACAR | TVA_Transmission | VACAR | Internal | Shoulder | B15 | 1203 | 900 | 0 | 63.36 | 62.88 | 6.5 | 0
2020 | TVA_Transmission_2_VACAR | TVA_Transmission | VACAR | Internal | Summer | B1 | 10 | 900 | 0.01 | 107.39 | 112.79 | 6.5 | 0
2020 | TVA_Transmission_2_VACAR | TVA_Transmission | VACAR | Internal | Summer | B2 | 25 | 900 | 899.99 | 105.65 | 112.79 | 6.5 | 0.65
2020 | TVA_Transmission_2_VACAR | TVA_Transmission | VACAR | Internal | Summer | B3 | 75 | 900 | 900 | 105.65 | 112.79 | 6.5 | 0.65
2020 | TVA_Transmission_2_VACAR | TVA_Transmission | VACAR | Internal | Summer | B4 | 100 | 900 | 0 | 101.86 | 103.88 | 6.5 | 0
2020 | TVA_Transmission_2_VACAR | TVA_Transmission | VACAR | Internal | Summer | B5 | 200 | 900 | 0 | 92.21 | 94.21 | 6.5 | 0
2020 | TVA_Transmission_2_VACAR | TVA_Transmission | VACAR | Internal | Summer | B6 | 300 | 900 | 0 | 78.81 | 80.47 | 6.5 | 0
2020 | TVA_Transmission_2_VACAR | TVA_Transmission | VACAR | Internal | Summer | B7 | 400 | 900 | 0 | 70.95 | 72.86 | 6.5 | 0
2020 | TVA_Transmission_2_VACAR | TVA_Transmission | VACAR | Internal | Summer | B8 | 500 | 900 | 0 | 67.25 | 69.24 | 6.5 | 0
2020 | TVA_Transmission_2_VACAR | TVA_Transmission | VACAR | Internal | Summer | B9 | 800 | 900 | 0 | 66.12 | 66.65 | 6.5 | 0
2020 | TVA_Transmission_2_VACAR | TVA_Transmission | VACAR | Internal | Summer | B10 | 1262 | 900 | 0 | 64 | 61.61 | 6.5 | 0
2020 | TVA_Transmission_2_VACAR | TVA_Transmission | VACAR | Internal | Winter | B16 | 25 | 900 | 900 | 79.51 | 92.14 | 6.5 | 6.12
2020 | TVA_Transmission_2_VACAR | TVA_Transmission | VACAR | Internal | Winter | B17 | 100 | 900 | 612.28 | 72.53 | 79.03 | 6.5 | 0
2020 | TVA_Transmission_2_VACAR | TVA_Transmission | VACAR | Internal | Winter | B18 | 400 | 900 | 0 | 70.96 | 73.26 | 6.5 | 0
2020 | TVA_Transmission_2_VACAR | TVA_Transmission | VACAR | Internal | Winter | B19 | 700 | 900 | 0 | 69.8 | 72.14 | 6.5 | 0
2020 | TVA_Transmission_2_VACAR | TVA_Transmission | VACAR | Internal | Winter | B20 | 935 | 900 | 0 | 64.3 | 67.32 | 6.5 | 0
2020 | VACAR_2_PJM_ROR | VACAR | PJM_ROR | Internal | Shoulder | B11 | 25 | 2000 | 0 | 78.26 | 73.76 | 4.5 | 0
2020 | VACAR_2_PJM_ROR | VACAR | PJM_ROR | Internal | Shoulder | B12 | 200 | 2000 | 0 | 73.08 | 68.58 | 4.5 | 0
2020 | VACAR_2_PJM_ROR | VACAR | PJM_ROR | Internal | Shoulder | B13 | 600 | 2000 | 0 | 70.77 | 66.27 | 4.5 | 0
2020 | VACAR_2_PJM_ROR | VACAR | PJM_ROR | Internal | Shoulder | B14 | 900 | 2000 | 0 | 68.77 | 64.27 | 4.5 | 0
2020 | VACAR_2_PJM_ROR | VACAR | PJM_ROR | Internal | Shoulder | B15 | 1203 | 2000 | 0 | 62.88 | 61.26 | 4.5 | 0
2020 | VACAR_2_PJM_ROR | VACAR | PJM_ROR | Internal | Summer | B1 | 10 | 2000 | 0 | 112.79 | 102.89 | 4.5 | 0
2020 | VACAR_2_PJM_ROR | VACAR | PJM_ROR | Internal | Summer | B2 | 25 | 2000 | 0 | 112.79 | 101.15 | 4.5 | 0
2020 | VACAR_2_PJM_ROR | VACAR | PJM_ROR | Internal | Summer | B3 | 75 | 2000 | 0 | 112.79 | 101.15 | 4.5 | 0
2020 | VACAR_2_PJM_ROR | VACAR | PJM_ROR | Internal | Summer | B4 | 100 | 2000 | 0 | 103.88 | 97.36 | 4.5 | 0
2020 | VACAR_2_PJM_ROR | VACAR | PJM_ROR | Internal | Summer | B5 | 200 | 2000 | 0 | 94.21 | 87.71 | 4.5 | 0
2020 | VACAR_2_PJM_ROR | VACAR | PJM_ROR | Internal | Summer | B6 | 300 | 2000 | 0 | 80.47 | 74.98 | 4.5 | 0
2020 | VACAR_2_PJM_ROR | VACAR | PJM_ROR | Internal | Summer | B7 | 400 | 2000 | 0 | 72.86 | 67.89 | 4.5 | 0
2020 | VACAR_2_PJM_ROR | VACAR | PJM_ROR | Internal | Summer | B8 | 500 | 2000 | 0 | 69.24 | 64.14 | 4.5 | 0
2020 | VACAR_2_PJM_ROR | VACAR | PJM_ROR | Internal | Summer | B9 | 800 | 2000 | 0 | 66.65 | 62.15 | 4.5 | 0
2020 | VACAR_2_PJM_ROR | VACAR | PJM_ROR | Internal | Summer | B10 | 1262 | 2000 | 0 | 61.61 | 61.01 | 4.5 | 0
2020 | VACAR_2_PJM_ROR | VACAR | PJM_ROR | Internal | Winter | B16 | 25 | 2000 | 0 | 92.14 | 80.09 | 4.5 | 0
2020 | VACAR_2_PJM_ROR | VACAR | PJM_ROR | Internal | Winter | B17 | 100 | 2000 | 0 | 79.03 | 74.35 | 4.5 | 0
2020 | VACAR_2_PJM_ROR | VACAR | PJM_ROR | Internal | Winter | B18 | 400 | 2000 | 0 | 73.26 | 68.76 | 4.5 | 0
2020 | VACAR_2_PJM_ROR | VACAR | PJM_ROR | Internal | Winter | B19 | 700 | 2000 | 0 | 72.14 | 67.64 | 4.5 | 0
2020 | VACAR_2_PJM_ROR | VACAR | PJM_ROR | Internal | Winter | B20 | 935 | 2000 | 0 | 67.32 | 62.82 | 4.5 | 0
2020 | VACAR_2_SOCO | VACAR | SOCO | Internal | Shoulder | B11 | 25 | 3000 | 1572.09 | 78.26 | 82.76 | 4.5 | 0
2020 | VACAR_2_SOCO | VACAR | SOCO | Internal | Shoulder | B12 | 200 | 3000 | 0 | 73.08 | 70.49 | 4.5 | 0
2020 | VACAR_2_SOCO | VACAR | SOCO | Internal | Shoulder | B13 | 600 | 3000 | 0 | 70.77 | 67.96 | 4.5 | 0
2020 | VACAR_2_SOCO | VACAR | SOCO | Internal | Shoulder | B14 | 900 | 3000 | 0 | 68.77 | 67.38 | 4.5 | 0
2020 | VACAR_2_SOCO | VACAR | SOCO | Internal | Shoulder | B15 | 1203 | 3000 | 1238.64 | 62.88 | 67.38 | 4.5 | 0
2020 | VACAR_2_SOCO | VACAR | SOCO | Internal | Summer | B1 | 10 | 3000 | 0 | 112.79 | 109.92 | 4.5 | 0
2020 | VACAR_2_SOCO | VACAR | SOCO | Internal | Summer | B2 | 25 | 3000 | 0 | 112.79 | 109.92 | 4.5 | 0
2020 | VACAR_2_SOCO | VACAR | SOCO | Internal | Summer | B3 | 75 | 3000 | 0 | 112.79 | 109.92 | 4.5 | 0
2020 | VACAR_2_SOCO | VACAR | SOCO | Internal | Summer | B4 | 100 | 3000 | 469.3 | 103.88 | 108.38 | 4.5 | 0
2020 | VACAR_2_SOCO | VACAR | SOCO | Internal | Summer | B5 | 200 | 3000 | 2041.02 | 94.21 | 98.71 | 4.5 | 0
2020 | VACAR_2_SOCO | VACAR | SOCO | Internal | Summer | B6 | 300 | 3000 | 731.64 | 80.47 | 84.97 | 4.5 | 0
2020 | VACAR_2_SOCO | VACAR | SOCO | Internal | Summer | B7 | 400 | 3000 | 0 | 72.86 | 77 | 4.5 | 0
2020 | VACAR_2_SOCO | VACAR | SOCO | Internal | Summer | B8 | 500 | 3000 | 0 | 69.24 | 71.91 | 4.5 | 0
2020 | VACAR_2_SOCO | VACAR | SOCO | Internal | Summer | B9 | 800 | 3000 | 0 | 66.65 | 68.51 | 4.5 | 0
2020 | VACAR_2_SOCO | VACAR | SOCO | Internal | Summer | B10 | 1262 | 3000 | 1866.7 | 61.61 | 66.11 | 4.5 | 0
2020 | VACAR_2_SOCO | VACAR | SOCO | Internal | Winter | B16 | 25 | 3000 | 0 | 92.14 | 86.01 | 4.5 | 0
2020 | VACAR_2_SOCO | VACAR | SOCO | Internal | Winter | B17 | 100 | 3000 | 0 | 79.03 | 72.53 | 4.5 | 0
2020 | VACAR_2_SOCO | VACAR | SOCO | Internal | Winter | B18 | 400 | 3000 | 0 | 73.26 | 69.99 | 4.5 | 0
2020 | VACAR_2_SOCO | VACAR | SOCO | Internal | Winter | B19 | 700 | 3000 | 0 | 72.14 | 69.99 | 4.5 | 0
2020 | VACAR_2_SOCO | VACAR | SOCO | Internal | Winter | B20 | 935 | 3000 | 0 | 67.32 | 69.99 | 4.5 | 0
2020 | VACAR_2_TVA_Transmission | VACAR | TVA_Transmission | Internal | Shoulder | B11 | 25 | 900 | 0 | 78.26 | 76.26 | 4.5 | 0
2020 | VACAR_2_TVA_Transmission | VACAR | TVA_Transmission | Internal | Shoulder | B12 | 200 | 900 | 0 | 73.08 | 69.99 | 4.5 | 0
2020 | VACAR_2_TVA_Transmission | VACAR | TVA_Transmission | Internal | Shoulder | B13 | 600 | 900 | 0 | 70.77 | 68.09 | 4.5 | 0
2020 | VACAR_2_TVA_Transmission | VACAR | TVA_Transmission | Internal | Shoulder | B14 | 900 | 900 | 0 | 68.77 | 66.5 | 4.5 | 0
2020 | VACAR_2_TVA_Transmission | VACAR | TVA_Transmission | Internal | Shoulder | B15 | 1203 | 900 | 0 | 62.88 | 63.36 | 4.5 | 0
2020 | VACAR_2_TVA_Transmission | VACAR | TVA_Transmission | Internal | Summer | B1 | 10 | 900 | 0 | 112.79 | 107.39 | 4.5 | 0
2020 | VACAR_2_TVA_Transmission | VACAR | TVA_Transmission | Internal | Summer | B2 | 25 | 900 | 0 | 112.79 | 105.65 | 4.5 | 0
2020 | VACAR_2_TVA_Transmission | VACAR | TVA_Transmission | Internal | Summer | B3 | 75 | 900 | 0 | 112.79 | 105.65 | 4.5 | 0
2020 | VACAR_2_TVA_Transmission | VACAR | TVA_Transmission | Internal | Summer | B4 | 100 | 900 | 0 | 103.88 | 101.86 | 4.5 | 0
2020 | VACAR_2_TVA_Transmission | VACAR | TVA_Transmission | Internal | Summer | B5 | 200 | 900 | 0 | 94.21 | 92.21 | 4.5 | 0
2020 | VACAR_2_TVA_Transmission | VACAR | TVA_Transmission | Internal | Summer | B6 | 300 | 900 | 0 | 80.47 | 78.81 | 4.5 | 0
2020 | VACAR_2_TVA_Transmission | VACAR | TVA_Transmission | Internal | Summer | B7 | 400 | 900 | 0 | 72.86 | 70.95 | 4.5 | 0
2020 | VACAR_2_TVA_Transmission | VACAR | TVA_Transmission | Internal | Summer | B8 | 500 | 900 | 0 | 69.24 | 67.25 | 4.5 | 0
2020 | VACAR_2_TVA_Transmission | VACAR | TVA_Transmission | Internal | Summer | B9 | 800 | 900 | 0 | 66.65 | 66.12 | 4.5 | 0
2020 | VACAR_2_TVA_Transmission | VACAR | TVA_Transmission | Internal | Summer | B10 | 1262 | 900 | 0 | 61.61 | 64 | 4.5 | 0
2020 | VACAR_2_TVA_Transmission | VACAR | TVA_Transmission | Internal | Winter | B16 | 25 | 900 | 0 | 92.14 | 79.51 | 4.5 | 0
2020 | VACAR_2_TVA_Transmission | VACAR | TVA_Transmission | Internal | Winter | B17 | 100 | 900 | 0 | 79.03 | 72.53 | 4.5 | 0
2020 | VACAR_2_TVA_Transmission | VACAR | TVA_Transmission | Internal | Winter | B18 | 400 | 900 | 0 | 73.26 | 70.96 | 4.5 | 0
2020 | VACAR_2_TVA_Transmission | VACAR | TVA_Transmission | Internal | Winter | B19 | 700 | 900 | 0 | 72.14 | 69.8 | 4.5 | 0
2020 | VACAR_2_TVA_Transmission | VACAR | TVA_Transmission | Internal | Winter | B20 | 935 | 900 | 0 | 67.32 | 64.3 | 4.5 | 0
2025 | ENT_2_MISO_MO-IL | ENT | MISO_MO-IL | Internal | Shoulder | B11 | 25 | 2260 | 0 | 77.45 | 78.74 | 5.5 | 0
2025 | ENT_2_MISO_MO-IL | ENT | MISO_MO-IL | Internal | Shoulder | B12 | 200 | 2260 | 0 | 70.69 | 74.78 | 5.5 | 0
2025 | ENT_2_MISO_MO-IL | ENT | MISO_MO-IL | Internal | Shoulder | B13 | 600 | 2260 | 0 | 70.28 | 73.18 | 5.5 | 0
2025 | ENT_2_MISO_MO-IL | ENT | MISO_MO-IL | Internal | Shoulder | B14 | 900 | 2260 | 1552.56 | 61.53 | 67.03 | 5.5 | 0
2025 | ENT_2_MISO_MO-IL | ENT | MISO_MO-IL | Internal | Shoulder | B15 | 1203 | 2260 | 1157.8 | 52.63 | 58.13 | 5.5 | 0
2025 | ENT_2_MISO_MO-IL | ENT | MISO_MO-IL | Internal | Summer | B1 | 10 | 2260 | 2260 | 72.61 | 109.53 | 5.5 | 31.42
2025 | ENT_2_MISO_MO-IL | ENT | MISO_MO-IL | Internal | Summer | B2 | 25 | 2260 | 0.01 | 103.73 | 108.48 | 5.5 | 0
2025 | ENT_2_MISO_MO-IL | ENT | MISO_MO-IL | Internal | Summer | B3 | 75 | 2260 | 0 | 108.28 | 108.28 | 5.5 | 0
2025 | ENT_2_MISO_MO-IL | ENT | MISO_MO-IL | Internal | Summer | B4 | 100 | 2260 | 0 | 103.73 | 103.73 | 5.5 | 0
2025 | ENT_2_MISO_MO-IL | ENT | MISO_MO-IL | Internal | Summer | B5 | 200 | 2260 | 0 | 96.16 | 96.16 | 5.5 | 0
2025 | ENT_2_MISO_MO-IL | ENT | MISO_MO-IL | Internal | Summer | B6 | 300 | 2260 | 0 | 83.88 | 83.88 | 5.5 | 0
2025 | ENT_2_MISO_MO-IL | ENT | MISO_MO-IL | Internal | Summer | B7 | 400 | 2260 | 0 | 78.23 | 78.23 | 5.5 | 0
2025 | ENT_2_MISO_MO-IL | ENT | MISO_MO-IL | Internal | Summer | B8 | 500 | 2260 | 0 | 72 | 72 | 5.5 | 0
2025 | ENT_2_MISO_MO-IL | ENT | MISO_MO-IL | Internal | Summer | B9 | 800 | 2260 | 0 | 69.24 | 68.19 | 5.5 | 0
2025 | ENT_2_MISO_MO-IL | ENT | MISO_MO-IL | Internal | Summer | B10 | 1262 | 2260 | 0 | 60.3 | 60.3 | 5.5 | 0
2025 | ENT_2_MISO_MO-IL | ENT | MISO_MO-IL | Internal | Winter | B16 | 25 | 2260 | 2260 | 73.56 | 81.6 | 5.5 | 2.54
2025 | ENT_2_MISO_MO-IL | ENT | MISO_MO-IL | Internal | Winter | B17 | 100 | 2260 | 0.02 | 72.21 | 77.59 | 5.5 | 0
2025 | ENT_2_MISO_MO-IL | ENT | MISO_MO-IL | Internal | Winter | B18 | 400 | 2260 | 0 | 71.82 | 75 | 5.5 | 0
2025 | ENT_2_MISO_MO-IL | ENT | MISO_MO-IL | Internal | Winter | B19 | 700 | 2260 | 0 | 70 | 73.14 | 5.5 | 0
2025 | ENT_2_MISO_MO-IL | ENT | MISO_MO-IL | Internal | Winter | B20 | 935 | 2260 | 1596.26 | 54.92 | 60.42 | 5.5 | 0
2025 | ENT_2_SOCO | ENT | SOCO | Internal | Shoulder | B11 | 25 | 3900 | 3900 | 77.45 | 95.23 | 5.5 | 12.28
2025 | ENT_2_SOCO | ENT | SOCO | Internal | Shoulder | B12 | 200 | 3900 | 0 | 70.69 | 75.26 | 5.5 | 0
2025 | ENT_2_SOCO | ENT | SOCO | Internal | Shoulder | B13 | 600 | 3900 | 0 | 70.28 | 73.75 | 5.5 | 0
2025 | ENT_2_SOCO | ENT | SOCO | Internal | Shoulder | B14 | 900 | 3900 | 3900 | 61.53 | 72.62 | 5.5 | 5.59
2025 | ENT_2_SOCO | ENT | SOCO | Internal | Shoulder | B15 | 1203 | 3900 | 3900 | 52.63 | 71.13 | 5.5 | 13
2025 | ENT_2_SOCO | ENT | SOCO | Internal | Summer | B1 | 10 | 3900 | 3900 | 72.61 | 120.44 | 5.5 | 42.34
2025 | ENT_2_SOCO | ENT | SOCO | Internal | Summer | B2 | 25 | 3900 | 3900 | 103.73 | 118.06 | 5.5 | 8.83
2025 | ENT_2_SOCO | ENT | SOCO | Internal | Summer | B3 | 75 | 3900 | 3900 | 108.28 | 118.06 | 5.5 | 4.28
2025 | ENT_2_SOCO | ENT | SOCO | Internal | Summer | B4 | 100 | 3900 | 3900 | 103.73 | 118.06 | 5.5 | 8.83
2025 | ENT_2_SOCO | ENT | SOCO | Internal | Summer | B5 | 200 | 3900 | 3900 | 96.16 | 114.54 | 5.5 | 12.88
2025 | ENT_2_SOCO | ENT | SOCO | Internal | Summer | B6 | 300 | 3900 | 3900 | 83.88 | 95.86 | 5.5 | 6.49
2025 | ENT_2_SOCO | ENT | SOCO | Internal | Summer | B7 | 400 | 3900 | 3900 | 78.23 | 90.22 | 5.5 | 6.49
2025 | ENT_2_SOCO | ENT | SOCO | Internal | Summer | B8 | 500 | 3900 | 3627.67 | 72 | 77.5 | 5.5 | 0
2025 | ENT_2_SOCO | ENT | SOCO | Internal | Summer | B9 | 800 | 3900 | 0 | 69.24 | 73.81 | 5.5 | 0
2025 | ENT_2_SOCO | ENT | SOCO | Internal | Summer | B10 | 1262 | 3900 | 3900 | 60.3 | 70.3 | 5.5 | 4.5
2025 | ENT_2_SOCO | ENT | SOCO | Internal | Winter | B16 | 25 | 3900 | 3900 | 73.56 | 99.41 | 5.5 | 20.35
2025 | ENT_2_SOCO | ENT | SOCO | Internal | Winter | B17 | 100 | 3900 | 3900 | 72.21 | 78.26 | 5.5 | 0.56
2025 | ENT_2_SOCO | ENT | SOCO | Internal | Winter | B18 | 400 | 3900 | 0 | 71.82 | 75.82 | 5.5 | 0
2025 | ENT_2_SOCO | ENT | SOCO | Internal | Winter | B19 | 700 | 3900 | 3274.56 | 70 | 75.5 | 5.5 | 0
2025 | ENT_2_SOCO | ENT | SOCO | Internal | Winter | B20 | 935 | 3900 | 3900 | 54.92 | 73.42 | 5.5 | 13
2025 | ENT_2_SPP_N | ENT | SPP_N | Internal | Shoulder | B11 | 25 | 15143 | 0 | 77.45 | 73.95 | 5.5 | 0
2025 | ENT_2_SPP_N | ENT | SPP_N | Internal | Shoulder | B12 | 200 | 15143 | 0 | 70.69 | 67.19 | 5.5 | 0
2025 | ENT_2_SPP_N | ENT | SPP_N | Internal | Shoulder | B13 | 600 | 15143 | 0 | 70.28 | 66.78 | 5.5 | 0
2025 | ENT_2_SPP_N | ENT | SPP_N | Internal | Shoulder | B14 | 900 | 15143 | 0 | 61.53 | 58.03 | 5.5 | 0
2025 | ENT_2_SPP_N | ENT | SPP_N | Internal | Shoulder | B15 | 1203 | 15143 | 0 | 52.63 | 0.02 | 5.5 | 0
2025 | ENT_2_SPP_N | ENT | SPP_N | Internal | Summer | B1 | 10 | 15143 | 0 | 72.61 | 69.11 | 5.5 | 0
2025 | ENT_2_SPP_N | ENT | SPP_N | Internal | Summer | B2 | 25 | 15143 | 0 | 103.73 | 100.23 | 5.5 | 0
2025 | ENT_2_SPP_N | ENT | SPP_N | Internal | Summer | B3 | 75 | 15143 | 0 | 108.28 | 104.78 | 5.5 | 0
2025 | ENT_2_SPP_N | ENT | SPP_N | Internal | Summer | B4 | 100 | 15143 | 0 | 103.73 | 100.23 | 5.5 | 0
2025 | ENT_2_SPP_N | ENT | SPP_N | Internal | Summer | B5 | 200 | 15143 | 0 | 96.16 | 92.66 | 5.5 | 0
2025 | ENT_2_SPP_N | ENT | SPP_N | Internal | Summer | B6 | 300 | 15143 | 0 | 83.88 | 80.38 | 5.5 | 0
2025 | ENT_2_SPP_N | ENT | SPP_N | Internal | Summer | B7 | 400 | 15143 | 0 | 78.23 | 74.73 | 5.5 | 0
2025 | ENT_2_SPP_N | ENT | SPP_N | Internal | Summer | B8 | 500 | 15143 | 0 | 72 | 68.5 | 5.5 | 0
2025 | ENT_2_SPP_N | ENT | SPP_N | Internal | Summer | B9 | 800 | 15143 | 0 | 69.24 | 65.74 | 5.5 | 0
2025 | ENT_2_SPP_N | ENT | SPP_N | Internal | Summer | B10 | 1262 | 15143 | 0 | 60.3 | 56.8 | 5.5 | 0
2025 | ENT_2_SPP_N | ENT | SPP_N | Internal | Winter | B16 | 25 | 15143 | 0 | 73.56 | 70.05 | 5.5 | 0
2025 | ENT_2_SPP_N | ENT | SPP_N | Internal | Winter | B17 | 100 | 15143 | 0 | 72.21 | 68.69 | 5.5 | 0
2025 | ENT_2_SPP_N | ENT | SPP_N | Internal | Winter | B18 | 400 | 15143 | 0 | 71.82 | 68.32 | 5.5 | 0
2025 | ENT_2_SPP_N | ENT | SPP_N | Internal | Winter | B19 | 700 | 15143 | 0 | 70 | 66.5 | 5.5 | 0
2025 | ENT_2_SPP_N | ENT | SPP_N | Internal | Winter | B20 | 935 | 15143 | 0 | 54.92 | 49.46 | 5.5 | 0
2025 | ENT_2_SPP_S | ENT | SPP_S | Internal | Shoulder | B11 | 25 | 3292 | 0 | 77.45 | 73.95 | 5.5 | 0
2025 | ENT_2_SPP_S | ENT | SPP_S | Internal | Shoulder | B12 | 200 | 3292 | 0 | 70.69 | 67.2 | 5.5 | 0
2025 | ENT_2_SPP_S | ENT | SPP_S | Internal | Shoulder | B13 | 600 | 3292 | 0 | 70.28 | 66.79 | 5.5 | 0
2025 | ENT_2_SPP_S | ENT | SPP_S | Internal | Shoulder | B14 | 900 | 3292 | 0 | 61.53 | 58.02 | 5.5 | 0
2025 | ENT_2_SPP_S | ENT | SPP_S | Internal | Shoulder | B15 | 1203 | 3292 | 0 | 52.63 | 0.01 | 5.5 | 0
2025 | ENT_2_SPP_S | ENT | SPP_S | Internal | Summer | B1 | 10 | 3292 | 0 | 72.61 | 69.11 | 5.5 | 0
2025 | ENT_2_SPP_S | ENT | SPP_S | Internal | Summer | B2 | 25 | 3292 | 0 | 103.73 | 100.23 | 5.5 | 0
2025 | ENT_2_SPP_S | ENT | SPP_S | Internal | Summer | B3 | 75 | 3292 | 0 | 108.28 | 104.78 | 5.5 | 0
2025 | ENT_2_SPP_S | ENT | SPP_S | Internal | Summer | B4 | 100 | 3292 | 0 | 103.73 | 100.23 | 5.5 | 0
2025 | ENT_2_SPP_S | ENT | SPP_S | Internal | Summer | B5 | 200 | 3292 | 0 | 96.16 | 92.67 | 5.5 | 0
2025 | ENT_2_SPP_S | ENT | SPP_S | Internal | Summer | B6 | 300 | 3292 | 0 | 83.88 | 80.39 | 5.5 | 0
2025 | ENT_2_SPP_S | ENT | SPP_S | Internal | Summer | B7 | 400 | 3292 | 0 | 78.23 | 74.74 | 5.5 | 0
2025 | ENT_2_SPP_S | ENT | SPP_S | Internal | Summer | B8 | 500 | 3292 | 0 | 72 | 69.11 | 5.5 | 0
2025 | ENT_2_SPP_S | ENT | SPP_S | Internal | Summer | B9 | 800 | 3292 | 0 | 69.24 | 68.95 | 5.5 | 0
2025 | ENT_2_SPP_S | ENT | SPP_S | Internal | Summer | B10 | 1262 | 3292 | 0 | 60.3 | 56.81 | 5.5 | 0
2025 | ENT_2_SPP_S | ENT | SPP_S | Internal | Winter | B16 | 25 | 3292 | 0 | 73.56 | 70.06 | 5.5 | 0
2025 | ENT_2_SPP_S | ENT | SPP_S | Internal | Winter | B17 | 100 | 3292 | 0 | 72.21 | 68.71 | 5.5 | 0
2025 | ENT_2_SPP_S | ENT | SPP_S | Internal | Winter | B18 | 400 | 3292 | 0 | 71.82 | 68.34 | 5.5 | 0
2025 | ENT_2_SPP_S | ENT | SPP_S | Internal | Winter | B19 | 700 | 3292 | 0 | 70 | 66.52 | 5.5 | 0
2025 | ENT_2_SPP_S | ENT | SPP_S | Internal | Winter | B20 | 935 | 3292 | 0 | 54.92 | 49.47 | 5.5 | 0
2025 | ENT_2_TVA_Transmission | ENT | TVA_Transmission | Internal | Shoulder | B11 | 25 | 2100 | 2099.99 | 77.45 | 84.23 | 5.5 | 1.28
2025 | ENT_2_TVA_Transmission | ENT | TVA_Transmission | Internal | Shoulder | B12 | 200 | 2100 | 0 | 70.69 | 75.84 | 5.5 | 0
2025 | ENT_2_TVA_Transmission | ENT | TVA_Transmission | Internal | Shoulder | B13 | 600 | 2100 | 0 | 70.28 | 74.59 | 5.5 | 0
2025 | ENT_2_TVA_Transmission | ENT | TVA_Transmission | Internal | Shoulder | B14 | 900 | 2100 | 2100 | 61.53 | 72.15 | 5.5 | 5.12
2025 | ENT_2_TVA_Transmission | ENT | TVA_Transmission | Internal | Shoulder | B15 | 1203 | 2100 | 2100 | 52.63 | 64.63 | 5.5 | 6.5
2025 | ENT_2_TVA_Transmission | ENT | TVA_Transmission | Internal | Summer | B1 | 10 | 2100 | 2100 | 72.61 | 115.03 | 5.5 | 36.92
2025 | ENT_2_TVA_Transmission | ENT | TVA_Transmission | Internal | Summer | B2 | 25 | 2100 | 2100 | 103.73 | 113.77 | 5.5 | 4.54
2025 | ENT_2_TVA_Transmission | ENT | TVA_Transmission | Internal | Summer | B3 | 75 | 2100 | 299.44 | 108.28 | 113.78 | 5.5 | 0
2025 | ENT_2_TVA_Transmission | ENT | TVA_Transmission | Internal | Summer | B4 | 100 | 2100 | 2100 | 103.73 | 110.23 | 5.5 | 1
2025 | ENT_2_TVA_Transmission | ENT | TVA_Transmission | Internal | Summer | B5 | 200 | 2100 | 1733.9 | 96.16 | 101.66 | 5.5 | 0
2025 | ENT_2_TVA_Transmission | ENT | TVA_Transmission | Internal | Summer | B6 | 300 | 2100 | 0.05 | 83.88 | 89.36 | 5.5 | 0
2025 | ENT_2_TVA_Transmission | ENT | TVA_Transmission | Internal | Summer | B7 | 400 | 2100 | 0.04 | 78.23 | 83.72 | 5.5 | 0
2025 | ENT_2_TVA_Transmission | ENT | TVA_Transmission | Internal | Summer | B8 | 500 | 2100 | 0 | 72 | 74.47 | 5.5 | 0
2025 | ENT_2_TVA_Transmission | ENT | TVA_Transmission | Internal | Summer | B9 | 800 | 2100 | 0 | 69.24 | 71.24 | 5.5 | 0
2025 | ENT_2_TVA_Transmission | ENT | TVA_Transmission | Internal | Summer | B10 | 1262 | 2100 | 0 | 60.3 | 63.8 | 5.5 | 0
2025 | ENT_2_TVA_Transmission | ENT | TVA_Transmission | Internal | Winter | B16 | 25 | 2100 | 2100 | 73.56 | 88.1 | 5.5 | 9.04
2025 | ENT_2_TVA_Transmission | ENT | TVA_Transmission | Internal | Winter | B17 | 100 | 2100 | 2100 | 72.21 | 78.29 | 5.5 | 0.58
2025 | ENT_2_TVA_Transmission | ENT | TVA_Transmission | Internal | Winter | B18 | 400 | 2100 | 0 | 71.82 | 76.68 | 5.5 | 0
2025 | ENT_2_TVA_Transmission | ENT | TVA_Transmission | Internal | Winter | B19 | 700 | 2100 | 0 | 70 | 75.27 | 5.5 | 0
2025 | ENT_2_TVA_Transmission | ENT | TVA_Transmission | Internal | Winter | B20 | 935 | 2100 | 2100 | 54.92 | 66.92 | 5.5 | 6.5
2025 | FRCC_2_SOCO | FRCC | SOCO | Internal | Shoulder | B11 | 25 | 900 | 0 | 109.99 | 95.23 | 5.5 | 0
2025 | FRCC_2_SOCO | FRCC | SOCO | Internal | Shoulder | B12 | 200 | 900 | 0 | 82.76 | 75.26 | 5.5 | 0
2025 | FRCC_2_SOCO | FRCC | SOCO | Internal | Shoulder | B13 | 600 | 900 | 0 | 81.24 | 73.75 | 5.5 | 0
2025 | FRCC_2_SOCO | FRCC | SOCO | Internal | Shoulder | B14 | 900 | 900 | 0 | 77.85 | 72.62 | 5.5 | 0
2025 | FRCC_2_SOCO | FRCC | SOCO | Internal | Shoulder | B15 | 1203 | 900 | 0 | 77.85 | 71.13 | 5.5 | 0
2025 | FRCC_2_SOCO | FRCC | SOCO | Internal | Summer | B1 | 10 | 900 | 0 | 127.94 | 120.44 | 5.5 | 0
2025 | FRCC_2_SOCO | FRCC | SOCO | Internal | Summer | B2 | 25 | 900 | 0 | 125.11 | 118.06 | 5.5 | 0
2025 | FRCC_2_SOCO | FRCC | SOCO | Internal | Summer | B3 | 75 | 900 | 0 | 125.11 | 118.06 | 5.5 | 0
2025 | FRCC_2_SOCO | FRCC | SOCO | Internal | Summer | B4 | 100 | 900 | 0 | 125.11 | 118.06 | 5.5 | 0
2025 | FRCC_2_SOCO | FRCC | SOCO | Internal | Summer | B5 | 200 | 900 | 0 | 122.04 | 114.54 | 5.5 | 0
2025 | FRCC_2_SOCO | FRCC | SOCO | Internal | Summer | B6 | 300 | 900 | 0 | 103.36 | 95.86 | 5.5 | 0
2025 | FRCC_2_SOCO | FRCC | SOCO | Internal | Summer | B7 | 400 | 900 | 0 | 97.72 | 90.22 | 5.5 | 0
2025 | FRCC_2_SOCO | FRCC | SOCO | Internal | Summer | B8 | 500 | 900 | 0 | 80.4 | 77.5 | 5.5 | 0
2025 | FRCC_2_SOCO | FRCC | SOCO | Internal | Summer | B9 | 800 | 900 | 0 | 77.04 | 73.81 | 5.5 | 0
2025 | FRCC_2_SOCO | FRCC | SOCO | Internal | Summer | B10 | 1262 | 900 | 0 | 77.04 | 70.3 | 5.5 | 0
2025 | FRCC_2_SOCO | FRCC | SOCO | Internal | Winter | B16 | 25 | 900 | 0 | 106.9 | 99.41 | 5.5 | 0
2025 | FRCC_2_SOCO | FRCC | SOCO | Internal | Winter | B17 | 100 | 900 | 0 | 83.81 | 78.26 | 5.5 | 0
2025 | FRCC_2_SOCO | FRCC | SOCO | Internal | Winter | B18 | 400 | 900 | 0 | 82.83 | 75.82 | 5.5 | 0
2025 | FRCC_2_SOCO | FRCC | SOCO | Internal | Winter | B19 | 700 | 900 | 0 | 80.3 | 75.5 | 5.5 | 0
2025 | FRCC_2_SOCO | FRCC | SOCO | Internal | Winter | B20 | 935 | 900 | 0 | 80.3 | 73.42 | 5.5 | 0
2025 | HQ_NEISO_2_NEISO | HQ_NEISO | NEISO | Internal | Shoulder | B11 | 25 | 99999 | 2920 | 65.75 | 65.77 | 0.01 | 0
2025 | HQ_NEISO_2_NEISO | HQ_NEISO | NEISO | Internal | Shoulder | B12 | 200 | 99999 | 2920 | 65.75 | 65.77 | 0.01 | 0
2025 | HQ_NEISO_2_NEISO | HQ_NEISO | NEISO | Internal | Shoulder | B13 | 600 | 99999 | 2920 | 64.2 | 64.21 | 0.01 | 0
2025 | HQ_NEISO_2_NEISO | HQ_NEISO | NEISO | Internal | Shoulder | B14 | 900 | 99999 | 2920 | 64.19 | 64.21 | 0.01 | 0
2025 | HQ_NEISO_2_NEISO | HQ_NEISO | NEISO | Internal | Shoulder | B15 | 1203 | 99999 | 1143.24 | 64.19 | 64.21 | 0.01 | 0
2025 | HQ_NEISO_2_NEISO | HQ_NEISO | NEISO | Internal | Summer | B1 | 10 | 99999 | 2920.1 | 113.55 | 113.56 | 0.01 | 0
2025 | HQ_NEISO_2_NEISO | HQ_NEISO | NEISO | Internal | Summer | B2 | 25 | 99999 | 2920.1 | 101.26 | 101.27 | 0.01 | 0
2025 | HQ_NEISO_2_NEISO | HQ_NEISO | NEISO | Internal | Summer | B3 | 75 | 99999 | 2920 | 87.76 | 87.77 | 0.01 | 0
2025 | HQ_NEISO_2_NEISO | HQ_NEISO | NEISO | Internal | Summer | B4 | 100 | 99999 | 2920 | 85.82 | 85.84 | 0.01 | 0
2025 | HQ_NEISO_2_NEISO | HQ_NEISO | NEISO | Internal | Summer | B5 | 200 | 99999 | 2920 | 65.93 | 65.95 | 0.01 | 0
2025 | HQ_NEISO_2_NEISO | HQ_NEISO | NEISO | Internal | Summer | B6 | 300 | 99999 | 2920 | 62.58 | 62.6 | 0.01 | 0
2025 | HQ_NEISO_2_NEISO | HQ_NEISO | NEISO | Internal | Summer | B7 | 400 | 99999 | 2920 | 62.58 | 62.6 | 0.01 | 0
2025 | HQ_NEISO_2_NEISO | HQ_NEISO | NEISO | Internal | Summer | B8 | 500 | 99999 | 2920 | 62.58 | 62.6 | 0.01 | 0
2025 | HQ_NEISO_2_NEISO | HQ_NEISO | NEISO | Internal | Summer | B9 | 800 | 99999 | 2920 | 62.58 | 62.6 | 0.01 | 0
2025 | HQ_NEISO_2_NEISO | HQ_NEISO | NEISO | Internal | Summer | B10 | 1262 | 99999 | 795.94 | 62.58 | 62.6 | 0.01 | 0
2025 | HQ_NEISO_2_NEISO | HQ_NEISO | NEISO | Internal | Winter | B16 | 25 | 99999 | 2920 | 75.55 | 75.56 | 0.01 | 0
2025 | HQ_NEISO_2_NEISO | HQ_NEISO | NEISO | Internal | Winter | B17 | 100 | 99999 | 2920 | 75.55 | 75.56 | 0.01 | 0
2025 | HQ_NEISO_2_NEISO | HQ_NEISO | NEISO | Internal | Winter | B18 | 400 | 99999 | 2920 | 73.54 | 73.55 | 0.01 | 0
2025 | HQ_NEISO_2_NEISO | HQ_NEISO | NEISO | Internal | Winter | B19 | 700 | 99999 | 2920 | 73.54 | 73.55 | 0.01 | 0
2025 | HQ_NEISO_2_NEISO | HQ_NEISO | NEISO | Internal | Winter | B20 | 935 | 99999 | 1233.58 | 71.04 | 71.05 | 0.01 | 0
2025 | HQ_NY_2_NYISO_A-F | HQ_NY | NYISO_A-F | Internal | Shoulder | B11 | 25 | 99999 | 2812.27 | 68.73 | 68.74 | 0.01 | 0
2025 | HQ_NY_2_NYISO_A-F | HQ_NY | NYISO_A-F | Internal | Shoulder | B12 | 200 | 99999 | 2847.69 | 67.25 | 67.27 | 0.01 | 0
2025 | HQ_NY_2_NYISO_A-F | HQ_NY | NYISO_A-F | Internal | Shoulder | B13 | 600 | 99999 | 2781.85 | 65.7 | 65.71 | 0.01 | 0
2025 | HQ_NY_2_NYISO_A-F | HQ_NY | NYISO_A-F | Internal | Shoulder | B14 | 900 | 99999 | 2673.14 | 64.63 | 64.64 | 0.01 | 0
2025 | HQ_NY_2_NYISO_A-F | HQ_NY | NYISO_A-F | Internal | Shoulder | B15 | 1203 | 99999 | 1582.7 | 64.63 | 64.64 | 0.01 | 0
2025 | HQ_NY_2_NYISO_A-F | HQ_NY | NYISO_A-F | Internal | Summer | B1 | 10 | 99999 | 3500 | 86.26 | 86.27 | 0.01 | 0
2025 | HQ_NY_2_NYISO_A-F | HQ_NY | NYISO_A-F | Internal | Summer | B2 | 25 | 99999 | 3406.71 | 94.36 | 94.37 | 0.01 | 0
2025 | HQ_NY_2_NYISO_A-F | HQ_NY | NYISO_A-F | Internal | Summer | B3 | 75 | 99999 | 3266.6 | 86.26 | 86.27 | 0.01 | 0
2025 | HQ_NY_2_NYISO_A-F | HQ_NY | NYISO_A-F | Internal | Summer | B4 | 100 | 99999 | 3116.28 | 86.26 | 86.27 | 0.01 | 0
2025 | HQ_NY_2_NYISO_A-F | HQ_NY | NYISO_A-F | Internal | Summer | B5 | 200 | 99999 | 3025.49 | 67.43 | 67.45 | 0.01 | 0
2025 | HQ_NY_2_NYISO_A-F | HQ_NY | NYISO_A-F | Internal | Summer | B6 | 300 | 99999 | 2934.86 | 67.43 | 67.45 | 0.01 | 0
2025 | HQ_NY_2_NYISO_A-F | HQ_NY | NYISO_A-F | Internal | Summer | B7 | 400 | 99999 | 2830.75 | 67.43 | 67.45 | 0.01 | 0
2025 | HQ_NY_2_NYISO_A-F | HQ_NY | NYISO_A-F | Internal | Summer | B8 | 500 | 99999 | 2760.25 | 64.46 | 64.48 | 0.01 | 0
2025 | HQ_NY_2_NYISO_A-F | HQ_NY | NYISO_A-F | Internal | Summer | B9 | 800 | 99999 | 2664.71 | 62.91 | 62.92 | 0.01 | 0
2025 | HQ_NY_2_NYISO_A-F | HQ_NY | NYISO_A-F | Internal | Summer | B10 | 1262 | 99999 | 1436.31 | 62.91 | 62.92 | 0.01 | 0
2025 | HQ_NY_2_NYISO_A-F | HQ_NY | NYISO_A-F | Internal | Winter | B16 | 25 | 99999 | 3058.87 | 71.28 | 71.29 | 0.01 | 0
2025 | HQ_NY_2_NYISO_A-F | HQ_NY | NYISO_A-F | Internal | Winter | B17 | 100 | 99999 | 3001.1 | 71.28 | 71.29 | 0.01 | 0
2025 | HQ_NY_2_NYISO_A-F | HQ_NY | NYISO_A-F | Internal | Winter | B18 | 400 | 99999 | 2934.69 | 69.52 | 69.54 | 0.01 | 0
2025 | HQ_NY_2_NYISO_A-F | HQ_NY | NYISO_A-F | Internal | Winter | B19 | 700 | 99999 | 2819.07 | 69.52 | 69.54 | 0.01 | 0
2025 | HQ_NY_2_NYISO_A-F | HQ_NY | NYISO_A-F | Internal | Winter | B20 | 935 | 99999 | 1762.97 | 69.52 | 69.54 | 0.01 | 0
2025 | HQ_IESO_2_IESO | HQ_IESO | IESO | Internal | Shoulder | B11 | 25 | 99999 | 400 | 54.87 | 54.88 | 0.01 | 0
2025 | HQ_IESO_2_IESO | HQ_IESO | IESO | Internal | Shoulder | B12 | 200 | 99999 | 400 | 54.87 | 54.88 | 0.01 | 0
2025 | HQ_IESO_2_IESO | HQ_IESO | IESO | Internal | Shoulder | B13 | 600 | 99999 | 400 | 54.87 | 54.88 | 0.01 | 0
2025 | HQ_IESO_2_IESO | HQ_IESO | IESO | Internal | Shoulder | B14 | 900 | 99999 | 400 | 54.87 | 54.88 | 0.01 | 0
2025 | HQ_IESO_2_IESO | HQ_IESO | IESO | Internal | Shoulder | B15 | 1203 | 99999 | 75.48 | 54.87 | 54.88 | 0.01 | 0
2025 | HQ_IESO_2_IESO | HQ_IESO | IESO | Internal | Summer | B1 | 10 | 99999 | 400 | 81.76 | 81.77 | 0.01 | 0
2025 | HQ_IESO_2_IESO | HQ_IESO | IESO | Internal | Summer | B2 | 25 | 99999 | 400.08 | 89.86 | 89.87 | 0.01 | 0
2025 | HQ_IESO_2_IESO | HQ_IESO | IESO | Internal | Summer | B3 | 75 | 99999 | 400 | 74.09 | 74.1 | 0.01 | 0
2025 | HQ_IESO_2_IESO | HQ_IESO | IESO | Internal | Summer | B4 | 100 | 99999 | 400 | 58.05 | 58.06 | 0.01 | 0
2025 | HQ_IESO_2_IESO | HQ_IESO | IESO | Internal | Summer | B5 | 200 | 99999 | 400 | 58.05 | 58.06 | 0.01 | 0
2025 | HQ_IESO_2_IESO | HQ_IESO | IESO | Internal | Summer | B6 | 300 | 99999 | 400 | 53.78 | 53.8 | 0.01 | 0
2025 | HQ_IESO_2_IESO | HQ_IESO | IESO | Internal | Summer | B7 | 400 | 99999 | 400 | 53.78 | 53.8 | 0.01 | 0
2025 | HQ_IESO_2_IESO | HQ_IESO | IESO | Internal | Summer | B8 | 500 | 99999 | 400 | 53.78 | 53.8 | 0.01 | 0
2025 | HQ_IESO_2_IESO | HQ_IESO | IESO | Internal | Summer | B9 | 800 | 99999 | 400 | 53.78 | 53.8 | 0.01 | 0
2025 | HQ_IESO_2_IESO | HQ_IESO | IESO | Internal | Summer | B10 | 1262 | 99999 | 12.04 | 53.78 | 53.8 | 0.01 | 0
2025 | HQ_IESO_2_IESO | HQ_IESO | IESO | Internal | Winter | B16 | 25 | 99999 | 400 | 56.98 | 56.99 | 0.01 | 0
2025 | HQ_IESO_2_IESO | HQ_IESO | IESO | Internal | Winter | B17 | 100 | 99999 | 400 | 56.98 | 56.99 | 0.01 | 0
2025 | HQ_IESO_2_IESO | HQ_IESO | IESO | Internal | Winter | B18 | 400 | 99999 | 400 | 56.98 | 56.99 | 0.01 | 0
2025 | HQ_IESO_2_IESO | HQ_IESO | IESO | Internal | Winter | B19 | 700 | 99999 | 400 | 56.98 | 56.99 | 0.01 | 0
2025 | HQ_IESO_2_IESO | HQ_IESO | IESO | Internal | Winter | B20 | 935 | 99999 | 91.98 | 56.98 | 56.99 | 0.01 | 0
2025 | IESO_2_MAPP_CA | IESO | MAPP_CA | Internal | Shoulder | B11 | 25 | 262 | 261.99 | 54.88 | 60.26 | 4.5 | 0.88
2025 | IESO_2_MAPP_CA | IESO | MAPP_CA | Internal | Shoulder | B12 | 200 | 262 | 262 | 54.88 | 60.26 | 4.5 | 0.88
2025 | IESO_2_MAPP_CA | IESO | MAPP_CA | Internal | Shoulder | B13 | 600 | 262 | 262 | 54.88 | 60.26 | 4.5 | 0.88
2025 | IESO_2_MAPP_CA | IESO | MAPP_CA | Internal | Shoulder | B14 | 900 | 262 | 262 | 54.88 | 60.26 | 4.5 | 0.88
2025 | IESO_2_MAPP_CA | IESO | MAPP_CA | Internal | Shoulder | B15 | 1203 | 262 | 262 | 54.88 | 60.26 | 4.5 | 0.88
2025 | IESO_2_MAPP_CA | IESO | MAPP_CA | Internal | Summer | B1 | 10 | 262 | 0 | 81.77 | 75.27 | 4.5 | 0
2025 | IESO_2_MAPP_CA | IESO | MAPP_CA | Internal | Summer | B2 | 25 | 262 | 0 | 89.87 | 83.37 | 4.5 | 0
2025 | IESO_2_MAPP_CA | IESO | MAPP_CA | Internal | Summer | B3 | 75 | 262 | 0 | 74.1 | 67.6 | 4.5 | 0
2025 | IESO_2_MAPP_CA | IESO | MAPP_CA | Internal | Summer | B4 | 100 | 262 | 11.33 | 58.06 | 62.56 | 4.5 | 0
2025 | IESO_2_MAPP_CA | IESO | MAPP_CA | Internal | Summer | B5 | 200 | 262 | 34.65 | 58.06 | 62.56 | 4.5 | 0
2025 | IESO_2_MAPP_CA | IESO | MAPP_CA | Internal | Summer | B6 | 300 | 262 | 262 | 53.8 | 58.66 | 4.5 | 0.36
2025 | IESO_2_MAPP_CA | IESO | MAPP_CA | Internal | Summer | B7 | 400 | 262 | 262 | 53.8 | 58.66 | 4.5 | 0.36
2025 | IESO_2_MAPP_CA | IESO | MAPP_CA | Internal | Summer | B8 | 500 | 262 | 262 | 53.8 | 58.66 | 4.5 | 0.36
2025 | IESO_2_MAPP_CA | IESO | MAPP_CA | Internal | Summer | B9 | 800 | 262 | 262 | 53.8 | 58.66 | 4.5 | 0.36
2025 | IESO_2_MAPP_CA | IESO | MAPP_CA | Internal | Summer | B10 | 1262 | 262 | 262 | 53.8 | 58.66 | 4.5 | 0.36
2025 | IESO_2_MAPP_CA | IESO | MAPP_CA | Internal | Winter | B16 | 25 | 262 | 262 | 56.99 | 63.18 | 4.5 | 1.69
2025 | IESO_2_MAPP_CA | IESO | MAPP_CA | Internal | Winter | B17 | 100 | 262 | 262 | 56.99 | 63.18 | 4.5 | 1.69
2025 | IESO_2_MAPP_CA | IESO | MAPP_CA | Internal | Winter | B18 | 400 | 262 | 262 | 56.99 | 71.81 | 4.5 | 10.32
2025 | IESO_2_MAPP_CA | IESO | MAPP_CA | Internal | Winter | B19 | 700 | 262 | 262 | 56.99 | 71.81 | 4.5 | 10.32
2025 | IESO_2_MAPP_CA | IESO | MAPP_CA | Internal | Winter | B20 | 935 | 262 | 262 | 56.99 | 63.18 | 4.5 | 1.69
2025 | IESO_2_MISO_MI | IESO | MISO_MI | Internal | Shoulder | B11 | 25 | 2591 | 2591 | 54.88 | 78.76 | 4.5 | 19.38
2025 | IESO_2_MISO_MI | IESO | MISO_MI | Internal | Shoulder | B12 | 200 | 2591 | 2591 | 54.88 | 74.8 | 4.5 | 15.42
2025 | IESO_2_MISO_MI | IESO | MISO_MI | Internal | Shoulder | B13 | 600 | 2591 | 2591 | 54.88 | 73.2 | 4.5 | 13.82
2025 | IESO_2_MISO_MI | IESO | MISO_MI | Internal | Shoulder | B14 | 900 | 2591 | 2591 | 54.88 | 69.6 | 4.5 | 10.22
2025 | IESO_2_MISO_MI | IESO | MISO_MI | Internal | Shoulder | B15 | 1203 | 2591 | 530.85 | 54.88 | 59.38 | 4.5 | 0
2025 | IESO_2_MISO_MI | IESO | MISO_MI | Internal | Summer | B1 | 10 | 2591 | 2591 | 81.77 | 109.55 | 4.5 | 23.28
2025 | IESO_2_MISO_MI | IESO | MISO_MI | Internal | Summer | B2 | 25 | 2591 | 2591 | 89.87 | 108.48 | 4.5 | 14.11
2025 | IESO_2_MISO_MI | IESO | MISO_MI | Internal | Summer | B3 | 75 | 2591 | 2591 | 74.1 | 108.28 | 4.5 | 29.68
2025 | IESO_2_MISO_MI | IESO | MISO_MI | Internal | Summer | B4 | 100 | 2591 | 2591 | 58.06 | 103.73 | 4.5 | 41.17
2025 | IESO_2_MISO_MI | IESO | MISO_MI | Internal | Summer | B5 | 200 | 2591 | 2591 | 58.06 | 96.16 | 4.5 | 33.6
2025 | IESO_2_MISO_MI | IESO | MISO_MI | Internal | Summer | B6 | 300 | 2591 | 2591 | 53.8 | 83.86 | 4.5 | 25.57
2025 | IESO_2_MISO_MI | IESO | MISO_MI | Internal | Summer | B7 | 400 | 2591 | 2591 | 53.8 | 78.25 | 4.5 | 19.96
2025 | IESO_2_MISO_MI | IESO | MISO_MI | Internal | Summer | B8 | 500 | 2591 | 2591 | 53.8 | 71.99 | 4.5 | 13.69
2025 | IESO_2_MISO_MI | IESO | MISO_MI | Internal | Summer | B9 | 800 | 2591 | 2591 | 53.8 | 68.19 | 4.5 | 9.9
2025 | IESO_2_MISO_MI | IESO | MISO_MI | Internal | Summer | B10 | 1262 | 2591 | 2591 | 53.8 | 60.3 | 4.5 | 2
2025 | IESO_2_MISO_MI | IESO | MISO_MI | Internal | Winter | B16 | 25 | 2591 | 2591 | 56.99 | 82.6 | 4.5 | 21.11
2025 | IESO_2_MISO_MI | IESO | MISO_MI | Internal | Winter | B17 | 100 | 2591 | 2591 | 56.99 | 78.58 | 4.5 | 17.09
2025 | IESO_2_MISO_MI | IESO | MISO_MI | Internal | Winter | B18 | 400 | 2591 | 2591 | 56.99 | 75.68 | 4.5 | 14.19
2025 | IESO_2_MISO_MI | IESO | MISO_MI | Internal | Winter | B19 | 700 | 2591 | 2591 | 56.99 | 73.16 | 4.5 | 11.67
2025 | IESO_2_MISO_MI | IESO | MISO_MI | Internal | Winter | B20 | 935 | 2591 | 950.53 | 56.99 | 61.49 | 4.5 | 0
2025 | IESO_2_MISO_W | IESO | MISO_W | Internal | Shoulder | B11 | 25 | 207 | 207 | 54.88 | 78.72 | 4.5 | 19.34
2025 | IESO_2_MISO_W | IESO | MISO_W | Internal | Shoulder | B12 | 200 | 207 | 207 | 54.88 | 70.69 | 4.5 | 11.31
2025 | IESO_2_MISO_W | IESO | MISO_W | Internal | Shoulder | B13 | 600 | 207 | 207 | 54.88 | 70.27 | 4.5 | 10.89
2025 | IESO_2_MISO_W | IESO | MISO_W | Internal | Shoulder | B14 | 900 | 207 | 207 | 54.88 | 67.02 | 4.5 | 7.64
2025 | IESO_2_MISO_W | IESO | MISO_W | Internal | Shoulder | B15 | 1203 | 207 | 0 | 54.88 | 11.36 | 4.5 | 0
2025 | IESO_2_MISO_W | IESO | MISO_W | Internal | Summer | B1 | 10 | 207 | 207 | 81.77 | 109.53 | 4.5 | 23.26
2025 | IESO_2_MISO_W | IESO | MISO_W | Internal | Summer | B2 | 25 | 207 | 207 | 89.87 | 108.27 | 4.5 | 13.9
2025 | IESO_2_MISO_W | IESO | MISO_W | Internal | Summer | B3 | 75 | 207 | 207 | 74.1 | 108.27 | 4.5 | 29.67
2025 | IESO_2_MISO_W | IESO | MISO_W | Internal | Summer | B4 | 100 | 207 | 207 | 58.06 | 103.72 | 4.5 | 41.16
2025 | IESO_2_MISO_W | IESO | MISO_W | Internal | Summer | B5 | 200 | 207 | 207 | 58.06 | 96.14 | 4.5 | 33.59
2025 | IESO_2_MISO_W | IESO | MISO_W | Internal | Summer | B6 | 300 | 207 | 207 | 53.8 | 83.86 | 4.5 | 25.57
2025 | IESO_2_MISO_W | IESO | MISO_W | Internal | Summer | B7 | 400 | 207 | 207 | 53.8 | 78.22 | 4.5 | 19.92
2025 | IESO_2_MISO_W | IESO | MISO_W | Internal | Summer | B8 | 500 | 207 | 207 | 53.8 | 69.99 | 4.5 | 11.69
2025 | IESO_2_MISO_W | IESO | MISO_W | Internal | Summer | B9 | 800 | 207 | 207 | 53.8 | 66.19 | 4.5 | 7.9
2025 | IESO_2_MISO_W | IESO | MISO_W | Internal | Summer | B10 | 1262 | 207 | 9.67 | 53.8 | 58.3 | 4.5 | 0
2025 | IESO_2_MISO_W | IESO | MISO_W | Internal | Winter | B16 | 25 | 207 | 207 | 56.99 | 63.17 | 4.5 | 1.68
2025 | IESO_2_MISO_W | IESO | MISO_W | Internal | Winter | B17 | 100 | 207 | 207 | 56.99 | 63.19 | 4.5 | 1.7
2025 | IESO_2_MISO_W | IESO | MISO_W | Internal | Winter | B18 | 400 | 207 | 207 | 56.99 | 71.82 | 4.5 | 10.33
2025 | IESO_2_MISO_W | IESO | MISO_W | Internal | Winter | B19 | 700 | 207 | 207 | 56.99 | 71.82 | 4.5 | 10.33
2025 | IESO_2_MISO_W | IESO | MISO_W | Internal | Winter | B20 | 935 | 207 | 0 | 56.99 | 57.3 | 4.5 | 0
2025 | IESO_2_NYISO_A-F | IESO | NYISO_A-F | Internal | Shoulder | B11 | 25 | 1725 | 1725 | 54.88 | 68.74 | 4.5 | 9.36
2025 | IESO_2_NYISO_A-F | IESO | NYISO_A-F | Internal | Shoulder | B12 | 200 | 1725 | 1725 | 54.88 | 67.27 | 4.5 | 7.89
2025 | IESO_2_NYISO_A-F | IESO | NYISO_A-F | Internal | Shoulder | B13 | 600 | 1725 | 1725 | 54.88 | 65.71 | 4.5 | 6.33
2025 | IESO_2_NYISO_A-F | IESO | NYISO_A-F | Internal | Shoulder | B14 | 900 | 1725 | 1725 | 54.88 | 64.64 | 4.5 | 5.26
2025 | IESO_2_NYISO_A-F | IESO | NYISO_A-F | Internal | Shoulder | B15 | 1203 | 1725 | 1725 | 54.88 | 64.64 | 4.5 | 5.26
2025 | IESO_2_NYISO_A-F | IESO | NYISO_A-F | Internal | Summer | B1 | 10 | 1725 | 720.74 | 81.77 | 86.27 | 4.5 | 0
2025 | IESO_2_NYISO_A-F | IESO | NYISO_A-F | Internal | Summer | B2 | 25 | 1725 | 1246.98 | 89.87 | 94.37 | 4.5 | 0
2025 | IESO_2_NYISO_A-F | IESO | NYISO_A-F | Internal | Summer | B3 | 75 | 1725 | 1725 | 74.1 | 86.27 | 4.5 | 7.67
2025 | IESO_2_NYISO_A-F | IESO | NYISO_A-F | Internal | Summer | B4 | 100 | 1725 | 1725 | 58.06 | 86.27 | 4.5 | 23.71
2025 | IESO_2_NYISO_A-F | IESO | NYISO_A-F | Internal | Summer | B5 | 200 | 1725 | 1725 | 58.06 | 67.45 | 4.5 | 4.89
2025 | IESO_2_NYISO_A-F | IESO | NYISO_A-F | Internal | Summer | B6 | 300 | 1725 | 1725 | 53.8 | 67.45 | 4.5 | 9.15
2025 | IESO_2_NYISO_A-F | IESO | NYISO_A-F | Internal | Summer | B7 | 400 | 1725 | 1725 | 53.8 | 67.45 | 4.5 | 9.15
2025 | IESO_2_NYISO_A-F | IESO | NYISO_A-F | Internal | Summer | B8 | 500 | 1725 | 1725 | 53.8 | 64.48 | 4.5 | 6.18
2025 | IESO_2_NYISO_A-F | IESO | NYISO_A-F | Internal | Summer | B9 | 800 | 1725 | 1725 | 53.8 | 62.92 | 4.5 | 4.63
2025 | IESO_2_NYISO_A-F | IESO | NYISO_A-F | Internal | Summer | B10 | 1262 | 1725 | 1725 | 53.8 | 62.92 | 4.5 | 4.63
2025 | IESO_2_NYISO_A-F | IESO | NYISO_A-F | Internal | Winter | B16 | 25 | 1725 | 1725 | 56.99 | 71.29 | 4.5 | 9.8
2025 | IESO_2_NYISO_A-F | IESO | NYISO_A-F | Internal | Winter | B17 | 100 | 1725 | 1725 | 56.99 | 71.29 | 4.5 | 9.8
2025 | IESO_2_NYISO_A-F | IESO | NYISO_A-F | Internal | Winter | B18 | 400 | 1725 | 1725 | 56.99 | 69.54 | 4.5 | 8.04
2025 | IESO_2_NYISO_A-F | IESO | NYISO_A-F | Internal | Winter | B19 | 700 | 1725 | 1725 | 56.99 | 69.54 | 4.5 | 8.04
2025 | IESO_2_NYISO_A-F | IESO | NYISO_A-F | Internal | Winter | B20 | 935 | 1725 | 1725 | 56.99 | 69.54 | 4.5 | 8.04
2025 | MAPP_CA_2_IESO | MAPP_CA | IESO | Internal | Shoulder | B11 | 25 | 330 | 0 | 60.26 | 54.88 | 6.5 | 0
2025 | MAPP_CA_2_IESO | MAPP_CA | IESO | Internal | Shoulder | B12 | 200 | 330 | 0 | 60.26 | 54.88 | 6.5 | 0
2025 | MAPP_CA_2_IESO | MAPP_CA | IESO | Internal | Shoulder | B13 | 600 | 330 | 0 | 60.26 | 54.88 | 6.5 | 0
2025 | MAPP_CA_2_IESO | MAPP_CA | IESO | Internal | Shoulder | B14 | 900 | 330 | 0 | 60.26 | 54.88 | 6.5 | 0
2025 | MAPP_CA_2_IESO | MAPP_CA | IESO | Internal | Shoulder | B15 | 1203 | 330 | 0 | 60.26 | 54.88 | 6.5 | 0
2025 | MAPP_CA_2_IESO | MAPP_CA | IESO | Internal | Summer | B1 | 10 | 330 | 189.44 | 75.27 | 81.77 | 6.5 | 0
2025 | MAPP_CA_2_IESO | MAPP_CA | IESO | Internal | Summer | B2 | 25 | 330 | 119.79 | 83.37 | 89.87 | 6.5 | 0
2025 | MAPP_CA_2_IESO | MAPP_CA | IESO | Internal | Summer | B3 | 75 | 330 | 8.16 | 67.6 | 74.1 | 6.5 | 0
2025 | MAPP_CA_2_IESO | MAPP_CA | IESO | Internal | Summer | B4 | 100 | 330 | 0 | 62.56 | 58.06 | 6.5 | 0
2025 | MAPP_CA_2_IESO | MAPP_CA | IESO | Internal | Summer | B5 | 200 | 330 | 0 | 62.56 | 58.06 | 6.5 | 0
2025 | MAPP_CA_2_IESO | MAPP_CA | IESO | Internal | Summer | B6 | 300 | 330 | 0 | 58.66 | 53.8 | 6.5 | 0
2025 | MAPP_CA_2_IESO | MAPP_CA | IESO | Internal | Summer | B7 | 400 | 330 | 0 | 58.66 | 53.8 | 6.5 | 0
2025 | MAPP_CA_2_IESO | MAPP_CA | IESO | Internal | Summer | B8 | 500 | 330 | 0 | 58.66 | 53.8 | 6.5 | 0
2025 | MAPP_CA_2_IESO | MAPP_CA | IESO | Internal | Summer | B9 | 800 | 330 | 0 | 58.66 | 53.8 | 6.5 | 0
2025 | MAPP_CA_2_IESO | MAPP_CA | IESO | Internal | Summer | B10 | 1262 | 330 | 0 | 58.66 | 53.8 | 6.5 | 0
2025 | MAPP_CA_2_IESO | MAPP_CA | IESO | Internal | Winter | B16 | 25 | 330 | 0 | 63.18 | 56.99 | 6.5 | 0
2025 | MAPP_CA_2_IESO | MAPP_CA | IESO | Internal | Winter | B17 | 100 | 330 | 0 | 63.18 | 56.99 | 6.5 | 0
2025 | MAPP_CA_2_IESO | MAPP_CA | IESO | Internal | Winter | B18 | 400 | 330 | 0 | 71.81 | 56.99 | 6.5 | 0
2025 | MAPP_CA_2_IESO | MAPP_CA | IESO | Internal | Winter | B19 | 700 | 330 | 0 | 71.81 | 56.99 | 6.5 | 0
2025 | MAPP_CA_2_IESO | MAPP_CA | IESO | Internal | Winter | B20 | 935 | 330 | 0 | 63.18 | 56.99 | 6.5 | 0
2025 | MAPP_CA_2_MAPP_US | MAPP_CA | MAPP_US | Internal | Shoulder | B11 | 25 | 372 | 372 | 60.26 | 73.22 | 5.5 | 7.46
2025 | MAPP_CA_2_MAPP_US | MAPP_CA | MAPP_US | Internal | Shoulder | B12 | 200 | 372 | 0 | 60.26 | 65.19 | 5.5 | 0
2025 | MAPP_CA_2_MAPP_US | MAPP_CA | MAPP_US | Internal | Shoulder | B13 | 600 | 372 | 0 | 60.26 | 64.77 | 5.5 | 0
2025 | MAPP_CA_2_MAPP_US | MAPP_CA | MAPP_US | Internal | Shoulder | B14 | 900 | 372 | 0 | 60.26 | 61.52 | 5.5 | 0
2025 | MAPP_CA_2_MAPP_US | MAPP_CA | MAPP_US | Internal | Shoulder | B15 | 1203 | 372 | 0 | 60.26 | 5.86 | 5.5 | 0
2025 | MAPP_CA_2_MAPP_US | MAPP_CA | MAPP_US | Internal | Summer | B1 | 10 | 372 | 372 | 75.27 | 104.03 | 5.5 | 23.26
2025 | MAPP_CA_2_MAPP_US | MAPP_CA | MAPP_US | Internal | Summer | B2 | 25 | 372 | 372 | 83.37 | 102.77 | 5.5 | 13.9
2025 | MAPP_CA_2_MAPP_US | MAPP_CA | MAPP_US | Internal | Summer | B3 | 75 | 372 | 372 | 67.6 | 102.77 | 5.5 | 29.67
2025 | MAPP_CA_2_MAPP_US | MAPP_CA | MAPP_US | Internal | Summer | B4 | 100 | 372 | 372 | 62.56 | 98.22 | 5.5 | 30.16
2025 | MAPP_CA_2_MAPP_US | MAPP_CA | MAPP_US | Internal | Summer | B5 | 200 | 372 | 372 | 62.56 | 90.64 | 5.5 | 22.59
2025 | MAPP_CA_2_MAPP_US | MAPP_CA | MAPP_US | Internal | Summer | B6 | 300 | 372 | 372 | 58.66 | 78.36 | 5.5 | 14.2
2025 | MAPP_CA_2_MAPP_US | MAPP_CA | MAPP_US | Internal | Summer | B7 | 400 | 372 | 372 | 58.66 | 72.72 | 5.5 | 8.56
2025 | MAPP_CA_2_MAPP_US | MAPP_CA | MAPP_US | Internal | Summer | B8 | 500 | 372 | 372 | 58.66 | 64.49 | 5.5 | 0.33
2025 | MAPP_CA_2_MAPP_US | MAPP_CA | MAPP_US | Internal | Summer | B9 | 800 | 372 | 0 | 58.66 | 60.69 | 5.5 | 0
2025 | MAPP_CA_2_MAPP_US | MAPP_CA | MAPP_US | Internal | Summer | B10 | 1262 | 372 | 0 | 58.66 | 52.8 | 5.5 | 0
2025 | MAPP_CA_2_MAPP_US | MAPP_CA | MAPP_US | Internal | Winter | B16 | 25 | 372 | 0 | 63.18 | 51.8 | 5.5 | 0
2025 | MAPP_CA_2_MAPP_US | MAPP_CA | MAPP_US | Internal | Winter | B17 | 100 | 372 | 0 | 63.18 | 57.69 | 5.5 | 0
2025 | MAPP_CA_2_MAPP_US | MAPP_CA | MAPP_US | Internal | Winter | B18 | 400 | 372 | 0 | 71.81 | 66.32 | 5.5 | 0
2025 | MAPP_CA_2_MAPP_US | MAPP_CA | MAPP_US | Internal | Winter | B19 | 700 | 372 | 0 | 71.81 | 66.32 | 5.5 | 0
2025 | MAPP_CA_2_MAPP_US | MAPP_CA | MAPP_US | Internal | Winter | B20 | 935 | 372 | 0 | 63.18 | 51.8 | 5.5 | 0
2025 | MAPP_CA_2_MISO_W | MAPP_CA | MISO_W | Internal | Shoulder | B11 | 25 | 1970 | 1970 | 60.26 | 78.72 | 0.01 | 18.45
2025 | MAPP_CA_2_MISO_W | MAPP_CA | MISO_W | Internal | Shoulder | B12 | 200 | 1970 | 1970 | 60.26 | 70.69 | 0.01 | 10.42
2025 | MAPP_CA_2_MISO_W | MAPP_CA | MISO_W | Internal | Shoulder | B13 | 600 | 1970 | 1970 | 60.26 | 70.27 | 0.01 | 10
2025 | MAPP_CA_2_MISO_W | MAPP_CA | MISO_W | Internal | Shoulder | B14 | 900 | 1970 | 1970 | 60.26 | 67.02 | 0.01 | 6.75
2025 | MAPP_CA_2_MISO_W | MAPP_CA | MISO_W | Internal | Shoulder | B15 | 1203 | 1970 | 0 | 60.26 | 11.36 | 0.01 | 0
2025 | MAPP_CA_2_MISO_W | MAPP_CA | MISO_W | Internal | Summer | B1 | 10 | 1970 | 1970 | 75.27 | 109.53 | 0.01 | 34.24
2025 | MAPP_CA_2_MISO_W | MAPP_CA | MISO_W | Internal | Summer | B2 | 25 | 1970 | 1970 | 83.37 | 108.27 | 0.01 | 24.89
2025 | MAPP_CA_2_MISO_W | MAPP_CA | MISO_W | Internal | Summer | B3 | 75 | 1970 | 1970 | 67.6 | 108.27 | 0.01 | 40.66
2025 | MAPP_CA_2_MISO_W | MAPP_CA | MISO_W | Internal | Summer | B4 | 100 | 1970 | 1970 | 62.56 | 103.72 | 0.01 | 41.15
2025 | MAPP_CA_2_MISO_W | MAPP_CA | MISO_W | Internal | Summer | B5 | 200 | 1970 | 1970 | 62.56 | 96.14 | 0.01 | 33.58
2025 | MAPP_CA_2_MISO_W | MAPP_CA | MISO_W | Internal | Summer | B6 | 300 | 1970 | 1970 | 58.66 | 83.86 | 0.01 | 25.19
2025 | MAPP_CA_2_MISO_W | MAPP_CA | MISO_W | Internal | Summer | B7 | 400 | 1970 | 1970 | 58.66 | 78.22 | 0.01 | 19.54
2025 | MAPP_CA_2_MISO_W | MAPP_CA | MISO_W | Internal | Summer | B8 | 500 | 1970 | 1970 | 58.66 | 69.99 | 0.01 | 11.31
2025 | MAPP_CA_2_MISO_W | MAPP_CA | MISO_W | Internal | Summer | B9 | 800 | 1970 | 1970 | 58.66 | 66.19 | 0.01 | 7.52
2025 | MAPP_CA_2_MISO_W | MAPP_CA | MISO_W | Internal | Summer | B10 | 1262 | 1970 | 0 | 58.66 | 58.3 | 0.01 | 0
2025 | MAPP_CA_2_MISO_W | MAPP_CA | MISO_W | Internal | Winter | B16 | 25 | 1970 | 0.36 | 63.18 | 63.17 | 0.01 | 0
2025 | MAPP_CA_2_MISO_W | MAPP_CA | MISO_W | Internal | Winter | B17 | 100 | 1970 | 995.65 | 63.18 | 63.19 | 0.01 | 0
2025 | MAPP_CA_2_MISO_W | MAPP_CA | MISO_W | Internal | Winter | B18 | 400 | 1970 | 1718.27 | 71.81 | 71.82 | 0.01 | 0
2025 | MAPP_CA_2_MISO_W | MAPP_CA | MISO_W | Internal | Winter | B19 | 700 | 1970 | 1796.13 | 71.81 | 71.82 | 0.01 | 0
2025 | MAPP_CA_2_MISO_W | MAPP_CA | MISO_W | Internal | Winter | B20 | 935 | 1970 | 0 | 63.18 | 57.3 | 0.01 | 0
2025 | MAPP_US_2_MAPP_CA | MAPP_US | MAPP_CA | Internal | Shoulder | B11 | 25 | 165 | 0 | 73.22 | 60.26 | 5.5 | 0
2025 | MAPP_US_2_MAPP_CA | MAPP_US | MAPP_CA | Internal | Shoulder | B12 | 200 | 165 | 0 | 65.19 | 60.26 | 5.5 | 0
2025 | MAPP_US_2_MAPP_CA | MAPP_US | MAPP_CA | Internal | Shoulder | B13 | 600 | 165 | 0 | 64.77 | 60.26 | 5.5 | 0
2025 | MAPP_US_2_MAPP_CA | MAPP_US | MAPP_CA | Internal | Shoulder | B14 | 900 | 165 | 0 | 61.52 | 60.26 | 5.5 | 0
2025 | MAPP_US_2_MAPP_CA | MAPP_US | MAPP_CA | Internal | Shoulder | B15 | 1203 | 165 | 165 | 5.86 | 60.26 | 5.5 | 48.9
2025 | MAPP_US_2_MAPP_CA | MAPP_US | MAPP_CA | Internal | Summer | B1 | 10 | 165 | 0 | 104.03 | 75.27 | 5.5 | 0
2025 | MAPP_US_2_MAPP_CA | MAPP_US | MAPP_CA | Internal | Summer | B2 | 25 | 165 | 0 | 102.77 | 83.37 | 5.5 | 0
2025 | MAPP_US_2_MAPP_CA | MAPP_US | MAPP_CA | Internal | Summer | B3 | 75 | 165 | 0 | 102.77 | 67.6 | 5.5 | 0
2025 | MAPP_US_2_MAPP_CA | MAPP_US | MAPP_CA | Internal | Summer | B4 | 100 | 165 | 0 | 98.22 | 62.56 | 5.5 | 0
2025 | MAPP_US_2_MAPP_CA | MAPP_US | MAPP_CA | Internal | Summer | B5 | 200 | 165 | 0 | 90.64 | 62.56 | 5.5 | 0
2025 | MAPP_US_2_MAPP_CA | MAPP_US | MAPP_CA | Internal | Summer | B6 | 300 | 165 | 0 | 78.36 | 58.66 | 5.5 | 0
2025 | MAPP_US_2_MAPP_CA | MAPP_US | MAPP_CA | Internal | Summer | B7 | 400 | 165 | 0 | 72.72 | 58.66 | 5.5 | 0
2025 | MAPP_US_2_MAPP_CA | MAPP_US | MAPP_CA | Internal | Summer | B8 | 500 | 165 | 0 | 64.49 | 58.66 | 5.5 | 0
2025 | MAPP_US_2_MAPP_CA | MAPP_US | MAPP_CA | Internal | Summer | B9 | 800 | 165 | 0 | 60.69 | 58.66 | 5.5 | 0
2025 | MAPP_US_2_MAPP_CA | MAPP_US | MAPP_CA | Internal | Summer | B10 | 1262 | 165 | 165 | 52.8 | 58.66 | 5.5 | 0.36
2025 | MAPP_US_2_MAPP_CA | MAPP_US | MAPP_CA | Internal | Winter | B16 | 25 | 165 | 165 | 51.8 | 63.18 | 5.5 | 5.88
2025 | MAPP_US_2_MAPP_CA | MAPP_US | MAPP_CA | Internal | Winter | B17 | 100 | 165 | 0.14 | 57.69 | 63.18 | 5.5 | 0
2025 | MAPP_US_2_MAPP_CA | MAPP_US | MAPP_CA | Internal | Winter | B18 | 400 | 165 | 0.04 | 66.32 | 71.81 | 5.5 | 0
2025 | MAPP_US_2_MAPP_CA | MAPP_US | MAPP_CA | Internal | Winter | B19 | 700 | 165 | 0.02 | 66.32 | 71.81 | 5.5 | 0
2025 | MAPP_US_2_MAPP_CA | MAPP_US | MAPP_CA | Internal | Winter | B20 | 935 | 165 | 165 | 51.8 | 63.18 | 5.5 | 5.88
2025 | MAPP_US_2_MISO_W | MAPP_US | MISO_W | Internal | Shoulder | B11 | 25 | 2635 | 2003.28 | 73.22 | 78.72 | 5.5 | 0
2025 | MAPP_US_2_MISO_W | MAPP_US | MISO_W | Internal | Shoulder | B12 | 200 | 2635 | 1500.41 | 65.19 | 70.69 | 5.5 | 0
2025 | MAPP_US_2_MISO_W | MAPP_US | MISO_W | Internal | Shoulder | B13 | 600 | 2635 | 1719.37 | 64.77 | 70.27 | 5.5 | 0
2025 | MAPP_US_2_MISO_W | MAPP_US | MISO_W | Internal | Shoulder | B14 | 900 | 2635 | 1083.94 | 61.52 | 67.02 | 5.5 | 0
2025 | MAPP_US_2_MISO_W | MAPP_US | MISO_W | Internal | Shoulder | B15 | 1203 | 2635 | 2365.74 | 5.86 | 11.36 | 5.5 | 0
2025 | MAPP_US_2_MISO_W | MAPP_US | MISO_W | Internal | Summer | B1 | 10 | 2635 | 964.34 | 104.03 | 109.53 | 5.5 | 0
2025 | MAPP_US_2_MISO_W | MAPP_US | MISO_W | Internal | Summer | B2 | 25 | 2635 | 1898.81 | 102.77 | 108.27 | 5.5 | 0
2025 | MAPP_US_2_MISO_W | MAPP_US | MISO_W | Internal | Summer | B3 | 75 | 2635 | 1803.21 | 102.77 | 108.27 | 5.5 | 0
2025 | MAPP_US_2_MISO_W | MAPP_US | MISO_W | Internal | Summer | B4 | 100 | 2635 | 1891.14 | 98.22 | 103.72 | 5.5 | 0
2025 | MAPP_US_2_MISO_W | MAPP_US | MISO_W | Internal | Summer | B5 | 200 | 2635 | 904.77 | 90.64 | 96.14 | 5.5 | 0
2025 | MAPP_US_2_MISO_W | MAPP_US | MISO_W | Internal | Summer | B6 | 300 | 2635 | 1135.63 | 78.36 | 83.86 | 5.5 | 0
2025 | MAPP_US_2_MISO_W | MAPP_US | MISO_W | Internal | Summer | B7 | 400 | 2635 | 1835.67 | 72.72 | 78.22 | 5.5 | 0
2025 | MAPP_US_2_MISO_W | MAPP_US | MISO_W | Internal | Summer | B8 | 500 | 2635 | 1904.56 | 64.49 | 69.99 | 5.5 | 0
2025 | MAPP_US_2_MISO_W | MAPP_US | MISO_W | Internal | Summer | B9 | 800 | 2635 | 909.16 | 60.69 | 66.19 | 5.5 | 0
2025 | MAPP_US_2_MISO_W | MAPP_US | MISO_W | Internal | Summer | B10 | 1262 | 2635 | 803.17 | 52.8 | 58.3 | 5.5 | 0
2025 | MAPP_US_2_MISO_W | MAPP_US | MISO_W | Internal | Winter | B16 | 25 | 2635 | 2635 | 51.8 | 63.17 | 5.5 | 5.87
2025 | MAPP_US_2_MISO_W | MAPP_US | MISO_W | Internal | Winter | B17 | 100 | 2635 | 1491.41 | 57.69 | 63.19 | 5.5 | 0
2025 | MAPP_US_2_MISO_W | MAPP_US | MISO_W | Internal | Winter | B18 | 400 | 2635 | 1883.16 | 66.32 | 71.82 | 5.5 | 0
2025 | MAPP_US_2_MISO_W | MAPP_US | MISO_W | Internal | Winter | B19 | 700 | 2635 | 1243.89 | 66.32 | 71.82 | 5.5 | 0
2025 | MAPP_US_2_MISO_W | MAPP_US | MISO_W | Internal | Winter | B20 | 935 | 2635 | 1284.5 | 51.8 | 57.3 | 5.5 | 0
2025 | MAPP_US_2_NE | MAPP_US | NE | Internal | Shoulder | B11 | 25 | 2000 | 0 | 73.22 | 75.22 | 5.5 | 0
2025 | MAPP_US_2_NE | MAPP_US | NE | Internal | Shoulder | B12 | 200 | 2000 | 0 | 65.19 | 67.18 | 5.5 | 0
2025 | MAPP_US_2_NE | MAPP_US | NE | Internal | Shoulder | B13 | 600 | 2000 | 0 | 64.77 | 66.77 | 5.5 | 0
2025 | MAPP_US_2_NE | MAPP_US | NE | Internal | Shoulder | B14 | 900 | 2000 | 0 | 61.52 | 58.02 | 5.5 | 0
2025 | MAPP_US_2_NE | MAPP_US | NE | Internal | Shoulder | B15 | 1203 | 2000 | 0 | 5.86 | 0.03 | 5.5 | 0
2025 | MAPP_US_2_NE | MAPP_US | NE | Internal | Summer | B1 | 10 | 2000 | 0 | 104.03 | 106.03 | 5.5 | 0
2025 | MAPP_US_2_NE | MAPP_US | NE | Internal | Summer | B2 | 25 | 2000 | 0 | 102.77 | 100.24 | 5.5 | 0
2025 | MAPP_US_2_NE | MAPP_US | NE | Internal | Summer | B3 | 75 | 2000 | 0 | 102.77 | 104.77 | 5.5 | 0
2025 | MAPP_US_2_NE | MAPP_US | NE | Internal | Summer | B4 | 100 | 2000 | 0 | 98.22 | 100.22 | 5.5 | 0
2025 | MAPP_US_2_NE | MAPP_US | NE | Internal | Summer | B5 | 200 | 2000 | 0 | 90.64 | 92.64 | 5.5 | 0
2025 | MAPP_US_2_NE | MAPP_US | NE | Internal | Summer | B6 | 300 | 2000 | 0 | 78.36 | 80.36 | 5.5 | 0
2025 | MAPP_US_2_NE | MAPP_US | NE | Internal | Summer | B7 | 400 | 2000 | 0 | 72.72 | 74.72 | 5.5 | 0
2025 | MAPP_US_2_NE | MAPP_US | NE | Internal | Summer | B8 | 500 | 2000 | 0 | 64.49 | 66.49 | 5.5 | 0
2025 | MAPP_US_2_NE | MAPP_US | NE | Internal | Summer | B9 | 800 | 2000 | 0 | 60.69 | 62.69 | 5.5 | 0
2025 | MAPP_US_2_NE | MAPP_US | NE | Internal | Summer | B10 | 1262 | 2000 | 0 | 52.8 | 54.8 | 5.5 | 0
2025 | MAPP_US_2_NE | MAPP_US | NE | Internal | Winter | B16 | 25 | 2000 | 0 | 51.8 | 11.68 | 5.5 | 0
2025 | MAPP_US_2_NE | MAPP_US | NE | Internal | Winter | B17 | 100 | 2000 | 0 | 57.69 | 54.19 | 5.5 | 0
2025 | MAPP_US_2_NE | MAPP_US | NE | Internal | Winter | B18 | 400 | 2000 | 0 | 66.32 | 62.82 | 5.5 | 0
2025 | MAPP_US_2_NE | MAPP_US | NE | Internal | Winter | B19 | 700 | 2000 | 0 | 66.32 | 62.82 | 5.5 | 0
2025 | MAPP_US_2_NE | MAPP_US | NE | Internal | Winter | B20 | 935 | 2000 | 0 | 51.8 | 48.3 | 5.5 | 0
2025 | MARITIMES_2_NEISO | MARITIMES | NEISO | Internal | Shoulder | B11 | 25 | 99999 | 1400 | 65.75 | 65.77 | 0.01 | 0
2025 | MARITIMES_2_NEISO | MARITIMES | NEISO | Internal | Shoulder | B12 | 200 | 99999 | 1400 | 65.75 | 65.77 | 0.01 | 0
2025 | MARITIMES_2_NEISO | MARITIMES | NEISO | Internal | Shoulder | B13 | 600 | 99999 | 1400 | 64.2 | 64.21 | 0.01 | 0
2025 | MARITIMES_2_NEISO | MARITIMES | NEISO | Internal | Shoulder | B14 | 900 | 99999 | 1400 | 64.19 | 64.21 | 0.01 | 0
2025 | MARITIMES_2_NEISO | MARITIMES | NEISO | Internal | Shoulder | B15 | 1203 | 99999 | 426.43 | 64.19 | 64.21 | 0.01 | 0
2025 | MARITIMES_2_NEISO | MARITIMES | NEISO | Internal | Summer | B1 | 10 | 99999 | 1400.1 | 113.55 | 113.56 | 0.01 | 0
2025 | MARITIMES_2_NEISO | MARITIMES | NEISO | Internal | Summer | B2 | 25 | 99999 | 1400.1 | 101.26 | 101.27 | 0.01 | 0
2025 | MARITIMES_2_NEISO | MARITIMES | NEISO | Internal | Summer | B3 | 75 | 99999 | 1400 | 87.76 | 87.77 | 0.01 | 0
2025 | MARITIMES_2_NEISO | MARITIMES | NEISO | Internal | Summer | B4 | 100 | 99999 | 1400 | 85.82 | 85.84 | 0.01 | 0
2025 | MARITIMES_2_NEISO | MARITIMES | NEISO | Internal | Summer | B5 | 200 | 99999 | 1400 | 65.93 | 65.95 | 0.01 | 0
2025 | MARITIMES_2_NEISO | MARITIMES | NEISO | Internal | Summer | B6 | 300 | 99999 | 1400 | 62.58 | 62.6 | 0.01 | 0
2025 | MARITIMES_2_NEISO | MARITIMES | NEISO | Internal | Summer | B7 | 400 | 99999 | 1400 | 62.58 | 62.6 | 0.01 | 0
2025 | MARITIMES_2_NEISO | MARITIMES | NEISO | Internal | Summer | B8 | 500 | 99999 | 1400 | 62.58 | 62.6 | 0.01 | 0
2025 | MARITIMES_2_NEISO | MARITIMES | NEISO | Internal | Summer | B9 | 800 | 99999 | 1400 | 62.58 | 62.6 | 0.01 | 0
2025 | MARITIMES_2_NEISO | MARITIMES | NEISO | Internal | Summer | B10 | 1262 | 99999 | 236.13 | 62.58 | 62.6 | 0.01 | 0
2025 | MARITIMES_2_NEISO | MARITIMES | NEISO | Internal | Winter | B16 | 25 | 99999 | 1400 | 75.55 | 75.56 | 0.01 | 0
2025 | MARITIMES_2_NEISO | MARITIMES | NEISO | Internal | Winter | B17 | 100 | 99999 | 1400 | 75.55 | 75.56 | 0.01 | 0
2025 | MARITIMES_2_NEISO | MARITIMES | NEISO | Internal | Winter | B18 | 400 | 99999 | 1400 | 73.54 | 73.55 | 0.01 | 0
2025 | MARITIMES_2_NEISO | MARITIMES | NEISO | Internal | Winter | B19 | 700 | 99999 | 1400 | 73.54 | 73.55 | 0.01 | 0
2025 | MARITIMES_2_NEISO | MARITIMES | NEISO | Internal | Winter | B20 | 935 | 99999 | 475.94 | 71.04 | 71.05 | 0.01 | 0
2025 | MISO_IN_2_MISO_MI | MISO_IN | MISO_MI | Internal | Shoulder | B11 | 25 | 5768 | 2466.72 | 78.75 | 78.76 | 0.01 | 0
2025 | MISO_IN_2_MISO_MI | MISO_IN | MISO_MI | Internal | Shoulder | B12 | 200 | 5768 | 1140.21 | 74.79 | 74.8 | 0.01 | 0
2025 | MISO_IN_2_MISO_MI | MISO_IN | MISO_MI | Internal | Shoulder | B13 | 600 | 5768 | 1030.13 | 73.19 | 73.2 | 0.01 | 0
2025 | MISO_IN_2_MISO_MI | MISO_IN | MISO_MI | Internal | Shoulder | B14 | 900 | 5768 | 2052.55 | 69.59 | 69.6 | 0.01 | 0
2025 | MISO_IN_2_MISO_MI | MISO_IN | MISO_MI | Internal | Shoulder | B15 | 1203 | 5768 | 3505.98 | 59.37 | 59.38 | 0.01 | 0
2025 | MISO_IN_2_MISO_MI | MISO_IN | MISO_MI | Internal | Summer | B1 | 10 | 5768 | 2009.62 | 109.54 | 109.55 | 0.01 | 0
2025 | MISO_IN_2_MISO_MI | MISO_IN | MISO_MI | Internal | Summer | B2 | 25 | 5768 | 1999.25 | 108.47 | 108.48 | 0.01 | 0
2025 | MISO_IN_2_MISO_MI | MISO_IN | MISO_MI | Internal | Summer | B3 | 75 | 5768 | 2075.86 | 108.27 | 108.28 | 0.01 | 0
2025 | MISO_IN_2_MISO_MI | MISO_IN | MISO_MI | Internal | Summer | B4 | 100 | 5768 | 978.39 | 103.72 | 103.73 | 0.01 | 0
2025 | MISO_IN_2_MISO_MI | MISO_IN | MISO_MI | Internal | Summer | B5 | 200 | 5768 | 121.46 | 96.14 | 96.16 | 0.01 | 0
2025 | MISO_IN_2_MISO_MI | MISO_IN | MISO_MI | Internal | Summer | B6 | 300 | 5768 | 0.06 | 83.86 | 83.86 | 0.01 | 0
2025 | MISO_IN_2_MISO_MI | MISO_IN | MISO_MI | Internal | Summer | B7 | 400 | 5768 | 1986.89 | 78.24 | 78.25 | 0.01 | 0
2025 | MISO_IN_2_MISO_MI | MISO_IN | MISO_MI | Internal | Summer | B8 | 500 | 5768 | 0.04 | 71.99 | 71.99 | 0.01 | 0
2025 | MISO_IN_2_MISO_MI | MISO_IN | MISO_MI | Internal | Summer | B9 | 800 | 5768 | 724.9 | 68.18 | 68.19 | 0.01 | 0
2025 | MISO_IN_2_MISO_MI | MISO_IN | MISO_MI | Internal | Summer | B10 | 1262 | 5768 | 2510.49 | 60.28 | 60.3 | 0.01 | 0
2025 | MISO_IN_2_MISO_MI | MISO_IN | MISO_MI | Internal | Winter | B16 | 25 | 5768 | 2858.15 | 82.58 | 82.6 | 0.01 | 0
2025 | MISO_IN_2_MISO_MI | MISO_IN | MISO_MI | Internal | Winter | B17 | 100 | 5768 | 1554.96 | 78.57 | 78.58 | 0.01 | 0
2025 | MISO_IN_2_MISO_MI | MISO_IN | MISO_MI | Internal | Winter | B18 | 400 | 5768 | 830.61 | 75.67 | 75.68 | 0.01 | 0
2025 | MISO_IN_2_MISO_MI | MISO_IN | MISO_MI | Internal | Winter | B19 | 700 | 5768 | 1098.91 | 73.15 | 73.16 | 0.01 | 0
2025 | MISO_IN_2_MISO_MI | MISO_IN | MISO_MI | Internal | Winter | B20 | 935 | 5768 | 2264.39 | 61.48 | 61.49 | 0.01 | 0
2025 | MISO_IN_2_MISO_MO-IL | MISO_IN | MISO_MO-IL | Internal | Shoulder | B11 | 25 | 5000 | 0.31 | 78.75 | 78.74 | 0.01 | 0
2025 | MISO_IN_2_MISO_MO-IL | MISO_IN | MISO_MO-IL | Internal | Shoulder | B12 | 200 | 5000 | 0.04 | 74.79 | 74.78 | 0.01 | 0
2025 | MISO_IN_2_MISO_MO-IL | MISO_IN | MISO_MO-IL | Internal | Shoulder | B13 | 600 | 5000 | 0.01 | 73.19 | 73.18 | 0.01 | 0
2025 | MISO_IN_2_MISO_MO-IL | MISO_IN | MISO_MO-IL | Internal | Shoulder | B14 | 900 | 5000 | 0 | 69.59 | 67.03 | 0.01 | 0
2025 | MISO_IN_2_MISO_MO-IL | MISO_IN | MISO_MO-IL | Internal | Shoulder | B15 | 1203 | 5000 | 0 | 59.37 | 58.13 | 0.01 | 0
2025 | MISO_IN_2_MISO_MO-IL | MISO_IN | MISO_MO-IL | Internal | Summer | B1 | 10 | 5000 | 0.74 | 109.54 | 109.53 | 0.01 | 0
2025 | MISO_IN_2_MISO_MO-IL | MISO_IN | MISO_MO-IL | Internal | Summer | B2 | 25 | 5000 | 174.54 | 108.47 | 108.48 | 0.01 | 0
2025 | MISO_IN_2_MISO_MO-IL | MISO_IN | MISO_MO-IL | Internal | Summer | B3 | 75 | 5000 | 1146.24 | 108.27 | 108.28 | 0.01 | 0
2025 | MISO_IN_2_MISO_MO-IL | MISO_IN | MISO_MO-IL | Internal | Summer | B4 | 100 | 5000 | 2901.74 | 103.72 | 103.73 | 0.01 | 0
2025 | MISO_IN_2_MISO_MO-IL | MISO_IN | MISO_MO-IL | Internal | Summer | B5 | 200 | 5000 | 4451.12 | 96.14 | 96.16 | 0.01 | 0
2025 | MISO_IN_2_MISO_MO-IL | MISO_IN | MISO_MO-IL | Internal | Summer | B6 | 300 | 5000 | 4517.38 | 83.86 | 83.88 | 0.01 | 0
2025 | MISO_IN_2_MISO_MO-IL | MISO_IN | MISO_MO-IL | Internal | Summer | B7 | 400 | 5000 | 0.02 | 78.24 | 78.23 | 0.01 | 0
2025 | MISO_IN_2_MISO_MO-IL | MISO_IN | MISO_MO-IL | Internal | Summer | B8 | 500 | 5000 | 1938.8 | 71.99 | 72 | 0.01 | 0
2025 | MISO_IN_2_MISO_MO-IL | MISO_IN | MISO_MO-IL | Internal | Summer | B9 | 800 | 5000 | 1508.17 | 68.18 | 68.19 | 0.01 | 0
2025 | MISO_IN_2_MISO_MO-IL | MISO_IN | MISO_MO-IL | Internal | Summer | B10 | 1262 | 5000 | 1269.61 | 60.28 | 60.3 | 0.01 | 0
2025 | MISO_IN_2_MISO_MO-IL | MISO_IN | MISO_MO-IL | Internal | Winter | B16 | 25 | 5000 | 0 | 82.58 | 81.6 | 0.01 | 0
2025 | MISO_IN_2_MISO_MO-IL | MISO_IN | MISO_MO-IL | Internal | Winter | B17 | 100 | 5000 | 0 | 78.57 | 77.59 | 0.01 | 0
2025 | MISO_IN_2_MISO_MO-IL | MISO_IN | MISO_MO-IL | Internal | Winter | B18 | 400 | 5000 | 0 | 75.67 | 75 | 0.01 | 0
2025 | MISO_IN_2_MISO_MO-IL | MISO_IN | MISO_MO-IL | Internal | Winter | B19 | 700 | 5000 | 0 | 73.15 | 73.14 | 0.01 | 0
2025 | MISO_IN_2_MISO_MO-IL | MISO_IN | MISO_MO-IL | Internal | Winter | B20 | 935 | 5000 | 0 | 61.48 | 60.42 | 0.01 | 0
2025 | MISO_IN_2_NonRTO_Midwest | MISO_IN | NonRTO_Midwest | Internal | Shoulder | B11 | 25 | 4800 | 1280.35 | 78.75 | 85.25 | 6.5 | 0
2025 | MISO_IN_2_NonRTO_Midwest | MISO_IN | NonRTO_Midwest | Internal | Shoulder | B12 | 200 | 4800 | 2596.29 | 74.79 | 81.29 | 6.5 | 0
2025 | MISO_IN_2_NonRTO_Midwest | MISO_IN | NonRTO_Midwest | Internal | Shoulder | B13 | 600 | 4800 | 2074.8 | 73.19 | 79.69 | 6.5 | 0
2025 | MISO_IN_2_NonRTO_Midwest | MISO_IN | NonRTO_Midwest | Internal | Shoulder | B14 | 900 | 4800 | 1727.76 | 69.59 | 76.09 | 6.5 | 0
2025 | MISO_IN_2_NonRTO_Midwest | MISO_IN | NonRTO_Midwest | Internal | Shoulder | B15 | 1203 | 4800 | 826.26 | 59.37 | 65.87 | 6.5 | 0
2025 | MISO_IN_2_NonRTO_Midwest | MISO_IN | NonRTO_Midwest | Internal | Summer | B1 | 10 | 4800 | 2742.44 | 109.54 | 116.04 | 6.5 | 0
2025 | MISO_IN_2_NonRTO_Midwest | MISO_IN | NonRTO_Midwest | Internal | Summer | B2 | 25 | 4800 | 2538.72 | 108.47 | 114.97 | 6.5 | 0
2025 | MISO_IN_2_NonRTO_Midwest | MISO_IN | NonRTO_Midwest | Internal | Summer | B3 | 75 | 4800 | 2020.27 | 108.27 | 114.77 | 6.5 | 0
2025 | MISO_IN_2_NonRTO_Midwest | MISO_IN | NonRTO_Midwest | Internal | Summer | B4 | 100 | 4800 | 1588.53 | 103.72 | 110.22 | 6.5 | 0
2025 | MISO_IN_2_NonRTO_Midwest | MISO_IN | NonRTO_Midwest | Internal | Summer | B5 | 200 | 4800 | 1261.16 | 96.14 | 102.64 | 6.5 | 0
2025 | MISO_IN_2_NonRTO_Midwest | MISO_IN | NonRTO_Midwest | Internal | Summer | B6 | 300 | 4800 | 762.71 | 83.86 | 90.36 | 6.5 | 0
2025 | MISO_IN_2_NonRTO_Midwest | MISO_IN | NonRTO_Midwest | Internal | Summer | B7 | 400 | 4800 | 1243.4 | 78.24 | 84.74 | 6.5 | 0
2025 | MISO_IN_2_NonRTO_Midwest | MISO_IN | NonRTO_Midwest | Internal | Summer | B8 | 500 | 4800 | 2709.84 | 71.99 | 78.49 | 6.5 | 0
2025 | MISO_IN_2_NonRTO_Midwest | MISO_IN | NonRTO_Midwest | Internal | Summer | B9 | 800 | 4800 | 2128.47 | 68.18 | 74.68 | 6.5 | 0
2025 | MISO_IN_2_NonRTO_Midwest | MISO_IN | NonRTO_Midwest | Internal | Summer | B10 | 1262 | 4800 | 995.75 | 60.28 | 66.78 | 6.5 | 0
2025 | MISO_IN_2_NonRTO_Midwest | MISO_IN | NonRTO_Midwest | Internal | Winter | B16 | 25 | 4800 | 3298.24 | 82.58 | 89.08 | 6.5 | 0
2025 | MISO_IN_2_NonRTO_Midwest | MISO_IN | NonRTO_Midwest | Internal | Winter | B17 | 100 | 4800 | 2011.49 | 78.57 | 85.07 | 6.5 | 0
2025 | MISO_IN_2_NonRTO_Midwest | MISO_IN | NonRTO_Midwest | Internal | Winter | B18 | 400 | 4800 | 3500.21 | 75.67 | 82.17 | 6.5 | 0
2025 | MISO_IN_2_NonRTO_Midwest | MISO_IN | NonRTO_Midwest | Internal | Winter | B19 | 700 | 4800 | 3831.86 | 73.15 | 79.65 | 6.5 | 0
2025 | MISO_IN_2_NonRTO_Midwest | MISO_IN | NonRTO_Midwest | Internal | Winter | B20 | 935 | 4800 | 2924.09 | 61.48 | 67.98 | 6.5 | 0
2025 | MISO_IN_2_PJM_ROR | MISO_IN | PJM_ROR | Internal | Shoulder | B11 | 25 | 1253 | 0.26 | 78.75 | 79.72 | 1 | 0
2025 | MISO_IN_2_PJM_ROR | MISO_IN | PJM_ROR | Internal | Shoulder | B12 | 200 | 1253 | 0 | 74.79 | 73.78 | 1 | 0
2025 | MISO_IN_2_PJM_ROR | MISO_IN | PJM_ROR | Internal | Shoulder | B13 | 600 | 1253 | 0 | 73.19 | 72.2 | 1 | 0
2025 | MISO_IN_2_PJM_ROR | MISO_IN | PJM_ROR | Internal | Shoulder | B14 | 900 | 1253 | 0 | 69.59 | 70.03 | 1 | 0
2025 | MISO_IN_2_PJM_ROR | MISO_IN | PJM_ROR | Internal | Shoulder | B15 | 1203 | 1253 | 0 | 59.37 | 60.13 | 1 | 0
2025 | MISO_IN_2_PJM_ROR | MISO_IN | PJM_ROR | Internal | Summer | B1 | 10 | 1253 | 1.37 | 109.54 | 110.53 | 1 | 0
2025 | MISO_IN_2_PJM_ROR | MISO_IN | PJM_ROR | Internal | Summer | B2 | 25 | 1253 | 0.04 | 108.47 | 109.27 | 1 | 0
2025 | MISO_IN_2_PJM_ROR | MISO_IN | PJM_ROR | Internal | Summer | B3 | 75 | 1253 | 355.15 | 108.27 | 109.27 | 1 | 0
2025 | MISO_IN_2_PJM_ROR | MISO_IN | PJM_ROR | Internal | Summer | B4 | 100 | 1253 | 690.15 | 103.72 | 104.72 | 1 | 0
2025 | MISO_IN_2_PJM_ROR | MISO_IN | PJM_ROR | Internal | Summer | B5 | 200 | 1253 | 870.5 | 96.14 | 97.14 | 1 | 0
2025 | MISO_IN_2_PJM_ROR | MISO_IN | PJM_ROR | Internal | Summer | B6 | 300 | 1253 | 914.51 | 83.86 | 84.86 | 1 | 0
2025 | MISO_IN_2_PJM_ROR | MISO_IN | PJM_ROR | Internal | Summer | B7 | 400 | 1253 | 0.02 | 78.24 | 79.22 | 1 | 0
2025 | MISO_IN_2_PJM_ROR | MISO_IN | PJM_ROR | Internal | Summer | B8 | 500 | 1253 | 0 | 71.99 | 70.99 | 1 | 0
2025 | MISO_IN_2_PJM_ROR | MISO_IN | PJM_ROR | Internal | Summer | B9 | 800 | 1253 | 0 | 68.18 | 67.19 | 1 | 0
2025 | MISO_IN_2_PJM_ROR | MISO_IN | PJM_ROR | Internal | Summer | B10 | 1262 | 1253 | 0 | 60.28 | 59.3 | 1 | 0
2025 | MISO_IN_2_PJM_ROR | MISO_IN | PJM_ROR | Internal | Winter | B16 | 25 | 1253 | 1252.44 | 82.58 | 83.6 | 1 | 0.01
2025 | MISO_IN_2_PJM_ROR | MISO_IN | PJM_ROR | Internal | Winter | B17 | 100 | 1253 | 524.56 | 78.57 | 79.57 | 1 | 0
2025 | MISO_IN_2_PJM_ROR | MISO_IN | PJM_ROR | Internal | Winter | B18 | 400 | 1253 | 0 | 75.67 | 74.68 | 1 | 0
2025 | MISO_IN_2_PJM_ROR | MISO_IN | PJM_ROR | Internal | Winter | B19 | 700 | 1253 | 0 | 73.15 | 74.14 | 1 | 0
2025 | MISO_IN_2_PJM_ROR | MISO_IN | PJM_ROR | Internal | Winter | B20 | 935 | 1253 | 0 | 61.48 | 62.42 | 1 | 0
2025 | MISO_MI_2_IESO | MISO_MI | IESO | Internal | Shoulder | B11 | 25 | 2331 | 0 | 78.76 | 54.88 | 6.5 | 0
2025 | MISO_MI_2_IESO | MISO_MI | IESO | Internal | Shoulder | B12 | 200 | 2331 | 0 | 74.8 | 54.88 | 6.5 | 0
2025 | MISO_MI_2_IESO | MISO_MI | IESO | Internal | Shoulder | B13 | 600 | 2331 | 0 | 73.2 | 54.88 | 6.5 | 0
2025 | MISO_MI_2_IESO | MISO_MI | IESO | Internal | Shoulder | B14 | 900 | 2331 | 0 | 69.6 | 54.88 | 6.5 | 0
2025 | MISO_MI_2_IESO | MISO_MI | IESO | Internal | Shoulder | B15 | 1203 | 2331 | 0 | 59.38 | 54.88 | 6.5 | 0
2025 | MISO_MI_2_IESO | MISO_MI | IESO | Internal | Summer | B1 | 10 | 2331 | 0 | 109.55 | 81.77 | 6.5 | 0
2025 | MISO_MI_2_IESO | MISO_MI | IESO | Internal | Summer | B2 | 25 | 2331 | 0 | 108.48 | 89.87 | 6.5 | 0
2025 | MISO_MI_2_IESO | MISO_MI | IESO | Internal | Summer | B3 | 75 | 2331 | 0 | 108.28 | 74.1 | 6.5 | 0
2025 | MISO_MI_2_IESO | MISO_MI | IESO | Internal | Summer | B4 | 100 | 2331 | 0 | 103.73 | 58.06 | 6.5 | 0
2025 | MISO_MI_2_IESO | MISO_MI | IESO | Internal | Summer | B5 | 200 | 2331 | 0 | 96.16 | 58.06 | 6.5 | 0
2025 | MISO_MI_2_IESO | MISO_MI | IESO | Internal | Summer | B6 | 300 | 2331 | 0 | 83.86 | 53.8 | 6.5 | 0
2025 | MISO_MI_2_IESO | MISO_MI | IESO | Internal | Summer | B7 | 400 | 2331 | 0 | 78.25 | 53.8 | 6.5 | 0
2025 | MISO_MI_2_IESO | MISO_MI | IESO | Internal | Summer | B8 | 500 | 2331 | 0 | 71.99 | 53.8 | 6.5 | 0
2025 | MISO_MI_2_IESO | MISO_MI | IESO | Internal | Summer | B9 | 800 | 2331 | 0 | 68.19 | 53.8 | 6.5 | 0
2025 | MISO_MI_2_IESO | MISO_MI | IESO | Internal | Summer | B10 | 1262 | 2331 | 0 | 60.3 | 53.8 | 6.5 | 0
2025 | MISO_MI_2_IESO | MISO_MI | IESO | Internal | Winter | B16 | 25 | 2331 | 0 | 82.6 | 56.99 | 6.5 | 0
2025 | MISO_MI_2_IESO | MISO_MI | IESO | Internal | Winter | B17 | 100 | 2331 | 0 | 78.58 | 56.99 | 6.5 | 0
2025 | MISO_MI_2_IESO | MISO_MI | IESO | Internal | Winter | B18 | 400 | 2331 | 0 | 75.68 | 56.99 | 6.5 | 0
2025 | MISO_MI_2_IESO | MISO_MI | IESO | Internal | Winter | B19 | 700 | 2331 | 0 | 73.16 | 56.99 | 6.5 | 0
2025 | MISO_MI_2_IESO | MISO_MI | IESO | Internal | Winter | B20 | 935 | 2331 | 0 | 61.49 | 56.99 | 6.5 | 0
2025 | MISO_MI_2_MISO_IN | MISO_MI | MISO_IN | Internal | Shoulder | B11 | 25 | 2813 | 0.31 | 78.76 | 78.75 | 0.01 | 0
2025 | MISO_MI_2_MISO_IN | MISO_MI | MISO_IN | Internal | Shoulder | B12 | 200 | 2813 | 0.04 | 74.8 | 74.79 | 0.01 | 0
2025 | MISO_MI_2_MISO_IN | MISO_MI | MISO_IN | Internal | Shoulder | B13 | 600 | 2813 | 0.01 | 73.2 | 73.19 | 0.01 | 0
2025 | MISO_MI_2_MISO_IN | MISO_MI | MISO_IN | Internal | Shoulder | B14 | 900 | 2813 | 0 | 69.6 | 69.59 | 0.01 | 0
2025 | MISO_MI_2_MISO_IN | MISO_MI | MISO_IN | Internal | Shoulder | B15 | 1203 | 2813 | 0 | 59.38 | 59.37 | 0.01 | 0
2025 | MISO_MI_2_MISO_IN | MISO_MI | MISO_IN | Internal | Summer | B1 | 10 | 2813 | 0.75 | 109.55 | 109.54 | 0.01 | 0
2025 | MISO_MI_2_MISO_IN | MISO_MI | MISO_IN | Internal | Summer | B2 | 25 | 2813 | 0.32 | 108.48 | 108.47 | 0.01 | 0
2025 | MISO_MI_2_MISO_IN | MISO_MI | MISO_IN | Internal | Summer | B3 | 75 | 2813 | 0.11 | 108.28 | 108.27 | 0.01 | 0
2025 | MISO_MI_2_MISO_IN | MISO_MI | MISO_IN | Internal | Summer | B4 | 100 | 2813 | 0.08 | 103.73 | 103.72 | 0.01 | 0
2025 | MISO_MI_2_MISO_IN | MISO_MI | MISO_IN | Internal | Summer | B5 | 200 | 2813 | 0.04 | 96.16 | 96.14 | 0.01 | 0
2025 | MISO_MI_2_MISO_IN | MISO_MI | MISO_IN | Internal | Summer | B6 | 300 | 2813 | 0.05 | 83.86 | 83.86 | 0.01 | 0
2025 | MISO_MI_2_MISO_IN | MISO_MI | MISO_IN | Internal | Summer | B7 | 400 | 2813 | 0.02 | 78.25 | 78.24 | 0.01 | 0
2025 | MISO_MI_2_MISO_IN | MISO_MI | MISO_IN | Internal | Summer | B8 | 500 | 2813 | 0.03 | 71.99 | 71.99 | 0.01 | 0
2025 | MISO_MI_2_MISO_IN | MISO_MI | MISO_IN | Internal | Summer | B9 | 800 | 2813 | 0.01 | 68.19 | 68.18 | 0.01 | 0
2025 | MISO_MI_2_MISO_IN | MISO_MI | MISO_IN | Internal | Summer | B10 | 1262 | 2813 | 0 | 60.3 | 60.28 | 0.01 | 0
2025 | MISO_MI_2_MISO_IN | MISO_MI | MISO_IN | Internal | Winter | B16 | 25 | 2813 | 0.31 | 82.6 | 82.58 | 0.01 | 0
2025 | MISO_MI_2_MISO_IN | MISO_MI | MISO_IN | Internal | Winter | B17 | 100 | 2813 | 0.08 | 78.58 | 78.57 | 0.01 | 0
2025 | MISO_MI_2_MISO_IN | MISO_MI | MISO_IN | Internal | Winter | B18 | 400 | 2813 | 0.02 | 75.68 | 75.67 | 0.01 | 0
2025 | MISO_MI_2_MISO_IN | MISO_MI | MISO_IN | Internal | Winter | B19 | 700 | 2813 | 0.01 | 73.16 | 73.15 | 0.01 | 0
2025 | MISO_MI_2_MISO_IN | MISO_MI | MISO_IN | Internal | Winter | B20 | 935 | 2813 | 0 | 61.49 | 61.48 | 0.01 | 0
2025 | MISO_MI_2_MISO_WUMS | MISO_MI | MISO_WUMS | Internal | Shoulder | B11 | 25 | 805 | 0.14 | 78.76 | 78.72 | 0.01 | 0
2025 | MISO_MI_2_MISO_WUMS | MISO_MI | MISO_WUMS | Internal | Shoulder | B12 | 200 | 805 | 0 | 74.8 | 70.7 | 0.01 | 0
2025 | MISO_MI_2_MISO_WUMS | MISO_MI | MISO_WUMS | Internal | Shoulder | B13 | 600 | 805 | 0 | 73.2 | 70.28 | 0.01 | 0
2025 | MISO_MI_2_MISO_WUMS | MISO_MI | MISO_WUMS | Internal | Shoulder | B14 | 900 | 805 | 0 | 69.6 | 67.4 | 0.01 | 0
2025 | MISO_MI_2_MISO_WUMS | MISO_MI | MISO_WUMS | Internal | Shoulder | B15 | 1203 | 805 | 0 | 59.38 | 58.73 | 0.01 | 0
2025 | MISO_MI_2_MISO_WUMS | MISO_MI | MISO_WUMS | Internal | Summer | B1 | 10 | 805 | 0.45 | 109.55 | 109.53 | 0.01 | 0
2025 | MISO_MI_2_MISO_WUMS | MISO_MI | MISO_WUMS | Internal | Summer | B2 | 25 | 805 | 0.03 | 108.48 | 108.27 | 0.01 | 0
2025 | MISO_MI_2_MISO_WUMS | MISO_MI | MISO_WUMS | Internal | Summer | B3 | 75 | 805 | 0.07 | 108.28 | 108.26 | 0.01 | 0
2025 | MISO_MI_2_MISO_WUMS | MISO_MI | MISO_WUMS | Internal | Summer | B4 | 100 | 805 | 0.05 | 103.73 | 103.71 | 0.01 | 0
2025 | MISO_MI_2_MISO_WUMS | MISO_MI | MISO_WUMS | Internal | Summer | B5 | 200 | 805 | 0 | 96.16 | 91.31 | 0.01 | 0
2025 | MISO_MI_2_MISO_WUMS | MISO_MI | MISO_WUMS | Internal | Summer | B6 | 300 | 805 | 0.03 | 83.86 | 83.85 | 0.01 | 0
2025 | MISO_MI_2_MISO_WUMS | MISO_MI | MISO_WUMS | Internal | Summer | B7 | 400 | 805 | 0 | 78.25 | 78.2 | 0.01 | 0
2025 | MISO_MI_2_MISO_WUMS | MISO_MI | MISO_WUMS | Internal | Summer | B8 | 500 | 805 | 0 | 71.99 | 69.98 | 0.01 | 0
2025 | MISO_MI_2_MISO_WUMS | MISO_MI | MISO_WUMS | Internal | Summer | B9 | 800 | 805 | 0 | 68.19 | 66.18 | 0.01 | 0
2025 | MISO_MI_2_MISO_WUMS | MISO_MI | MISO_WUMS | Internal | Summer | B10 | 1262 | 805 | 0 | 60.3 | 58.3 | 0.01 | 0
2025 | MISO_MI_2_MISO_WUMS | MISO_MI | MISO_WUMS | Internal | Winter | B16 | 25 | 805 | 0 | 82.6 | 71.84 | 0.01 | 0
2025 | MISO_MI_2_MISO_WUMS | MISO_MI | MISO_WUMS | Internal | Winter | B17 | 100 | 805 | 0 | 78.58 | 70.17 | 0.01 | 0
2025 | MISO_MI_2_MISO_WUMS | MISO_MI | MISO_WUMS | Internal | Winter | B18 | 400 | 805 | 0 | 75.68 | 71.84 | 0.01 | 0
2025 | MISO_MI_2_MISO_WUMS | MISO_MI | MISO_WUMS | Internal | Winter | B19 | 700 | 805 | 0 | 73.16 | 71.84 | 0.01 | 0
2025 | MISO_MI_2_MISO_WUMS | MISO_MI | MISO_WUMS | Internal | Winter | B20 | 935 | 805 | 0 | 61.49 | 61.09 | 0.01 | 0
2025 | MISO_MI_2_PJM_ROR | MISO_MI | PJM_ROR | Internal | Shoulder | B11 | 25 | 1424 | 0.18 | 78.76 | 79.72 | 1 | 0
2025 | MISO_MI_2_PJM_ROR | MISO_MI | PJM_ROR | Internal | Shoulder | B12 | 200 | 1424 | 0 | 74.8 | 73.78 | 1 | 0
2025 | MISO_MI_2_PJM_ROR | MISO_MI | PJM_ROR | Internal | Shoulder | B13 | 600 | 1424 | 0 | 73.2 | 72.2 | 1 | 0
2025 | MISO_MI_2_PJM_ROR | MISO_MI | PJM_ROR | Internal | Shoulder | B14 | 900 | 1424 | 0 | 69.6 | 70.03 | 1 | 0
2025 | MISO_MI_2_PJM_ROR | MISO_MI | PJM_ROR | Internal | Shoulder | B15 | 1203 | 1424 | 0 | 59.38 | 60.13 | 1 | 0
2025 | MISO_MI_2_PJM_ROR | MISO_MI | PJM_ROR | Internal | Summer | B1 | 10 | 1424 | 0.7 | 109.55 | 110.53 | 1 | 0
2025 | MISO_MI_2_PJM_ROR | MISO_MI | PJM_ROR | Internal | Summer | B2 | 25 | 1424 | 0.04 | 108.48 | 109.27 | 1 | 0
2025 | MISO_MI_2_PJM_ROR | MISO_MI | PJM_ROR | Internal | Summer | B3 | 75 | 1424 | 0.19 | 108.28 | 109.27 | 1 | 0
2025 | MISO_MI_2_PJM_ROR | MISO_MI | PJM_ROR | Internal | Summer | B4 | 100 | 1424 | 0.16 | 103.73 | 104.72 | 1 | 0
2025 | MISO_MI_2_PJM_ROR | MISO_MI | PJM_ROR | Internal | Summer | B5 | 200 | 1424 | 0.1 | 96.16 | 97.14 | 1 | 0
2025 | MISO_MI_2_PJM_ROR | MISO_MI | PJM_ROR | Internal | Summer | B6 | 300 | 1424 | 250.36 | 83.86 | 84.86 | 1 | 0
2025 | MISO_MI_2_PJM_ROR | MISO_MI | PJM_ROR | Internal | Summer | B7 | 400 | 1424 | 0.01 | 78.25 | 79.22 | 1 | 0
2025 | MISO_MI_2_PJM_ROR | MISO_MI | PJM_ROR | Internal | Summer | B8 | 500 | 1424 | 0 | 71.99 | 70.99 | 1 | 0
2025 | MISO_MI_2_PJM_ROR | MISO_MI | PJM_ROR | Internal | Summer | B9 | 800 | 1424 | 0 | 68.19 | 67.19 | 1 | 0
2025 | MISO_MI_2_PJM_ROR | MISO_MI | PJM_ROR | Internal | Summer | B10 | 1262 | 1424 | 0 | 60.3 | 59.3 | 1 | 0
2025 | MISO_MI_2_PJM_ROR | MISO_MI | PJM_ROR | Internal | Winter | B16 | 25 | 1424 | 688.96 | 82.6 | 83.6 | 1 | 0
2025 | MISO_MI_2_PJM_ROR | MISO_MI | PJM_ROR | Internal | Winter | B17 | 100 | 1424 | 0.15 | 78.58 | 79.57 | 1 | 0
2025 | MISO_MI_2_PJM_ROR | MISO_MI | PJM_ROR | Internal | Winter | B18 | 400 | 1424 | 0 | 75.68 | 74.68 | 1 | 0
2025 | MISO_MI_2_PJM_ROR | MISO_MI | PJM_ROR | Internal | Winter | B19 | 700 | 1424 | 0 | 73.16 | 74.14 | 1 | 0
2025 | MISO_MI_2_PJM_ROR | MISO_MI | PJM_ROR | Internal | Winter | B20 | 935 | 1424 | 0 | 61.49 | 62.42 | 1 | 0
2025 | MISO_MO-IL_2_ENT | MISO_MO-IL | ENT | Internal | Shoulder | B11 | 25 | 2540 | 0 | 78.74 | 77.45 | 6.5 | 0
2025 | MISO_MO-IL_2_ENT | MISO_MO-IL | ENT | Internal | Shoulder | B12 | 200 | 2540 | 0 | 74.78 | 70.69 | 6.5 | 0
2025 | MISO_MO-IL_2_ENT | MISO_MO-IL | ENT | Internal | Shoulder | B13 | 600 | 2540 | 0 | 73.18 | 70.28 | 6.5 | 0
2025 | MISO_MO-IL_2_ENT | MISO_MO-IL | ENT | Internal | Shoulder | B14 | 900 | 2540 | 0 | 67.03 | 61.53 | 6.5 | 0
2025 | MISO_MO-IL_2_ENT | MISO_MO-IL | ENT | Internal | Shoulder | B15 | 1203 | 2540 | 0 | 58.13 | 52.63 | 6.5 | 0
2025 | MISO_MO-IL_2_ENT | MISO_MO-IL | ENT | Internal | Summer | B1 | 10 | 2540 | 0 | 109.53 | 72.61 | 6.5 | 0
2025 | MISO_MO-IL_2_ENT | MISO_MO-IL | ENT | Internal | Summer | B2 | 25 | 2540 | 0 | 108.48 | 103.73 | 6.5 | 0
2025 | MISO_MO-IL_2_ENT | MISO_MO-IL | ENT | Internal | Summer | B3 | 75 | 2540 | 0 | 108.28 | 108.28 | 6.5 | 0
2025 | MISO_MO-IL_2_ENT | MISO_MO-IL | ENT | Internal | Summer | B4 | 100 | 2540 | 0 | 103.73 | 103.73 | 6.5 | 0
2025 | MISO_MO-IL_2_ENT | MISO_MO-IL | ENT | Internal | Summer | B5 | 200 | 2540 | 0 | 96.16 | 96.16 | 6.5 | 0
2025 | MISO_MO-IL_2_ENT | MISO_MO-IL | ENT | Internal | Summer | B6 | 300 | 2540 | 0 | 83.88 | 83.88 | 6.5 | 0
2025 | MISO_MO-IL_2_ENT | MISO_MO-IL | ENT | Internal | Summer | B7 | 400 | 2540 | 0 | 78.23 | 78.23 | 6.5 | 0
2025 | MISO_MO-IL_2_ENT | MISO_MO-IL | ENT | Internal | Summer | B8 | 500 | 2540 | 0 | 72 | 72 | 6.5 | 0
2025 | MISO_MO-IL_2_ENT | MISO_MO-IL | ENT | Internal | Summer | B9 | 800 | 2540 | 0 | 68.19 | 69.24 | 6.5 | 0
2025 | MISO_MO-IL_2_ENT | MISO_MO-IL | ENT | Internal | Summer | B10 | 1262 | 2540 | 0 | 60.3 | 60.3 | 6.5 | 0
2025 | MISO_MO-IL_2_ENT | MISO_MO-IL | ENT | Internal | Winter | B16 | 25 | 2540 | 0 | 81.6 | 73.56 | 6.5 | 0
2025 | MISO_MO-IL_2_ENT | MISO_MO-IL | ENT | Internal | Winter | B17 | 100 | 2540 | 0 | 77.59 | 72.21 | 6.5 | 0
2025 | MISO_MO-IL_2_ENT | MISO_MO-IL | ENT | Internal | Winter | B18 | 400 | 2540 | 0 | 75 | 71.82 | 6.5 | 0
2025 | MISO_MO-IL_2_ENT | MISO_MO-IL | ENT | Internal | Winter | B19 | 700 | 2540 | 0 | 73.14 | 70 | 6.5 | 0
2025 | MISO_MO-IL_2_ENT | MISO_MO-IL | ENT | Internal | Winter | B20 | 935 | 2540 | 0 | 60.42 | 54.92 | 6.5 | 0
2025 | MISO_MO-IL_2_MISO_IN | MISO_MO-IL | MISO_IN | Internal | Shoulder | B11 | 25 | 2100 | 1251.67 | 78.74 | 78.75 | 0.01 | 0
2025 | MISO_MO-IL_2_MISO_IN | MISO_MO-IL | MISO_IN | Internal | Shoulder | B12 | 200 | 2100 | 1762.07 | 74.78 | 74.79 | 0.01 | 0
2025 | MISO_MO-IL_2_MISO_IN | MISO_MO-IL | MISO_IN | Internal | Shoulder | B13 | 600 | 2100 | 1843.42 | 73.18 | 73.19 | 0.01 | 0
2025 | MISO_MO-IL_2_MISO_IN | MISO_MO-IL | MISO_IN | Internal | Shoulder | B14 | 900 | 2100 | 2100 | 67.03 | 69.59 | 0.01 | 2.54
2025 | MISO_MO-IL_2_MISO_IN | MISO_MO-IL | MISO_IN | Internal | Shoulder | B15 | 1203 | 2100 | 2100 | 58.13 | 59.37 | 0.01 | 1.23
2025 | MISO_MO-IL_2_MISO_IN | MISO_MO-IL | MISO_IN | Internal | Summer | B1 | 10 | 2100 | 314.06 | 109.53 | 109.54 | 0.01 | 0
2025 | MISO_MO-IL_2_MISO_IN | MISO_MO-IL | MISO_IN | Internal | Summer | B2 | 25 | 2100 | 0.35 | 108.48 | 108.47 | 0.01 | 0
2025 | MISO_MO-IL_2_MISO_IN | MISO_MO-IL | MISO_IN | Internal | Summer | B3 | 75 | 2100 | 0.11 | 108.28 | 108.27 | 0.01 | 0
2025 | MISO_MO-IL_2_MISO_IN | MISO_MO-IL | MISO_IN | Internal | Summer | B4 | 100 | 2100 | 0.08 | 103.73 | 103.72 | 0.01 | 0
2025 | MISO_MO-IL_2_MISO_IN | MISO_MO-IL | MISO_IN | Internal | Summer | B5 | 200 | 2100 | 0.04 | 96.16 | 96.14 | 0.01 | 0
2025 | MISO_MO-IL_2_MISO_IN | MISO_MO-IL | MISO_IN | Internal | Summer | B6 | 300 | 2100 | 0.03 | 83.88 | 83.86 | 0.01 | 0
2025 | MISO_MO-IL_2_MISO_IN | MISO_MO-IL | MISO_IN | Internal | Summer | B7 | 400 | 2100 | 154.55 | 78.23 | 78.24 | 0.01 | 0
2025 | MISO_MO-IL_2_MISO_IN | MISO_MO-IL | MISO_IN | Internal | Summer | B8 | 500 | 2100 | 0.02 | 72 | 71.99 | 0.01 | 0
2025 | MISO_MO-IL_2_MISO_IN | MISO_MO-IL | MISO_IN | Internal | Summer | B9 | 800 | 2100 | 0.01 | 68.19 | 68.18 | 0.01 | 0
2025 | MISO_MO-IL_2_MISO_IN | MISO_MO-IL | MISO_IN | Internal | Summer | B10 | 1262 | 2100 | 0 | 60.3 | 60.28 | 0.01 | 0
2025 | MISO_MO-IL_2_MISO_IN | MISO_MO-IL | MISO_IN | Internal | Winter | B16 | 25 | 2100 | 2099.99 | 81.6 | 82.58 | 0.01 | 0.98
2025 | MISO_MO-IL_2_MISO_IN | MISO_MO-IL | MISO_IN | Internal | Winter | B17 | 100 | 2100 | 2100 | 77.59 | 78.57 | 0.01 | 0.96
2025 | MISO_MO-IL_2_MISO_IN | MISO_MO-IL | MISO_IN | Internal | Winter | B18 | 400 | 2100 | 2100 | 75 | 75.67 | 0.01 | 0.66
2025 | MISO_MO-IL_2_MISO_IN | MISO_MO-IL | MISO_IN | Internal | Winter | B19 | 700 | 2100 | 2083.92 | 73.14 | 73.15 | 0.01 | 0
2025 | MISO_MO-IL_2_MISO_IN | MISO_MO-IL | MISO_IN | Internal | Winter | B20 | 935 | 2100 | 2100 | 60.42 | 61.48 | 0.01 | 1.05
2025 | MISO_MO-IL_2_MISO_W | MISO_MO-IL | MISO_W | Internal | Shoulder | B11 | 25 | 1082 | 0.26 | 78.74 | 78.72 | 0.01 | 0
2025 | MISO_MO-IL_2_MISO_W | MISO_MO-IL | MISO_W | Internal | Shoulder | B12 | 200 | 1082 | 0 | 74.78 | 70.69 | 0.01 | 0
2025 | MISO_MO-IL_2_MISO_W | MISO_MO-IL | MISO_W | Internal | Shoulder | B13 | 600 | 1082 | 0 | 73.18 | 70.27 | 0.01 | 0
2025 | MISO_MO-IL_2_MISO_W | MISO_MO-IL | MISO_W | Internal | Shoulder | B14 | 900 | 1082 | 0 | 67.03 | 67.02 | 0.01 | 0
2025 | MISO_MO-IL_2_MISO_W | MISO_MO-IL | MISO_W | Internal | Shoulder | B15 | 1203 | 1082 | 0 | 58.13 | 11.36 | 0.01 | 0
2025 | MISO_MO-IL_2_MISO_W | MISO_MO-IL | MISO_W | Internal | Summer | B1 | 10 | 1082 | 1.33 | 109.53 | 109.53 | 0.01 | 0
2025 | MISO_MO-IL_2_MISO_W | MISO_MO-IL | MISO_W | Internal | Summer | B2 | 25 | 1082 | 0.03 | 108.48 | 108.27 | 0.01 | 0
2025 | MISO_MO-IL_2_MISO_W | MISO_MO-IL | MISO_W | Internal | Summer | B3 | 75 | 1082 | 0.1 | 108.28 | 108.27 | 0.01 | 0
2025 | MISO_MO-IL_2_MISO_W | MISO_MO-IL | MISO_W | Internal | Summer | B4 | 100 | 1082 | 0.08 | 103.73 | 103.72 | 0.01 | 0
2025 | MISO_MO-IL_2_MISO_W | MISO_MO-IL | MISO_W | Internal | Summer | B5 | 200 | 1082 | 0.04 | 96.16 | 96.14 | 0.01 | 0
2025 | MISO_MO-IL_2_MISO_W | MISO_MO-IL | MISO_W | Internal | Summer | B6 | 300 | 1082 | 0.03 | 83.88 | 83.86 | 0.01 | 0
2025 | MISO_MO-IL_2_MISO_W | MISO_MO-IL | MISO_W | Internal | Summer | B7 | 400 | 1082 | 0.02 | 78.23 | 78.22 | 0.01 | 0
2025 | MISO_MO-IL_2_MISO_W | MISO_MO-IL | MISO_W | Internal | Summer | B8 | 500 | 1082 | 0 | 72 | 69.99 | 0.01 | 0
2025 | MISO_MO-IL_2_MISO_W | MISO_MO-IL | MISO_W | Internal | Summer | B9 | 800 | 1082 | 0 | 68.19 | 66.19 | 0.01 | 0
2025 | MISO_MO-IL_2_MISO_W | MISO_MO-IL | MISO_W | Internal | Summer | B10 | 1262 | 1082 | 0 | 60.3 | 58.3 | 0.01 | 0
2025 | MISO_MO-IL_2_MISO_W | MISO_MO-IL | MISO_W | Internal | Winter | B16 | 25 | 1082 | 0 | 81.6 | 63.17 | 0.01 | 0
2025 | MISO_MO-IL_2_MISO_W | MISO_MO-IL | MISO_W | Internal | Winter | B17 | 100 | 1082 | 0 | 77.59 | 63.19 | 0.01 | 0
2025 | MISO_MO-IL_2_MISO_W | MISO_MO-IL | MISO_W | Internal | Winter | B18 | 400 | 1082 | 0 | 75 | 71.82 | 0.01 | 0
2025 | MISO_MO-IL_2_MISO_W | MISO_MO-IL | MISO_W | Internal | Winter | B19 | 700 | 1082 | 0 | 73.14 | 71.82 | 0.01 | 0
2025 | MISO_MO-IL_2_MISO_W | MISO_MO-IL | MISO_W | Internal | Winter | B20 | 935 | 1082 | 0 | 60.42 | 57.3 | 0.01 | 0
2025 | MISO_MO-IL_2_PJM_ROR | MISO_MO-IL | PJM_ROR | Internal | Shoulder | B11 | 25 | 1212 | 0.48 | 78.74 | 79.72 | 1 | 0
2025 | MISO_MO-IL_2_PJM_ROR | MISO_MO-IL | PJM_ROR | Internal | Shoulder | B12 | 200 | 1212 | 0 | 74.78 | 73.78 | 1 | 0
2025 | MISO_MO-IL_2_PJM_ROR | MISO_MO-IL | PJM_ROR | Internal | Shoulder | B13 | 600 | 1212 | 0 | 73.18 | 72.2 | 1 | 0
2025 | MISO_MO-IL_2_PJM_ROR | MISO_MO-IL | PJM_ROR | Internal | Shoulder | B14 | 900 | 1212 | 1212 | 67.03 | 70.03 | 1 | 2
2025 | MISO_MO-IL_2_PJM_ROR | MISO_MO-IL | PJM_ROR | Internal | Shoulder | B15 | 1203 | 1212 | 1212 | 58.13 | 60.13 | 1 | 1
2025 | MISO_MO-IL_2_PJM_ROR | MISO_MO-IL | PJM_ROR | Internal | Summer | B1 | 10 | 1212 | 888.87 | 109.53 | 110.53 | 1 | 0
2025 | MISO_MO-IL_2_PJM_ROR | MISO_MO-IL | PJM_ROR | Internal | Summer | B2 | 25 | 1212 | 0.04 | 108.48 | 109.27 | 1 | 0
2025 | MISO_MO-IL_2_PJM_ROR | MISO_MO-IL | PJM_ROR | Internal | Summer | B3 | 75 | 1212 | 0.2 | 108.28 | 109.27 | 1 | 0
2025 | MISO_MO-IL_2_PJM_ROR | MISO_MO-IL | PJM_ROR | Internal | Summer | B4 | 100 | 1212 | 0.16 | 103.73 | 104.72 | 1 | 0
2025 | MISO_MO-IL_2_PJM_ROR | MISO_MO-IL | PJM_ROR | Internal | Summer | B5 | 200 | 1212 | 0.08 | 96.16 | 97.14 | 1 | 0
2025 | MISO_MO-IL_2_PJM_ROR | MISO_MO-IL | PJM_ROR | Internal | Summer | B6 | 300 | 1212 | 0.05 | 83.88 | 84.86 | 1 | 0
2025 | MISO_MO-IL_2_PJM_ROR | MISO_MO-IL | PJM_ROR | Internal | Summer | B7 | 400 | 1212 | 0.04 | 78.23 | 79.22 | 1 | 0
2025 | MISO_MO-IL_2_PJM_ROR | MISO_MO-IL | PJM_ROR | Internal | Summer | B8 | 500 | 1212 | 0 | 72 | 70.99 | 1 | 0
2025 | MISO_MO-IL_2_PJM_ROR | MISO_MO-IL | PJM_ROR | Internal | Summer | B9 | 800 | 1212 | 0 | 68.19 | 67.19 | 1 | 0
2025 | MISO_MO-IL_2_PJM_ROR | MISO_MO-IL | PJM_ROR | Internal | Summer | B10 | 1262 | 1212 | 0 | 60.3 | 59.3 | 1 | 0
2025 | MISO_MO-IL_2_PJM_ROR | MISO_MO-IL | PJM_ROR | Internal | Winter | B16 | 25 | 1212 | 1211.99 | 81.6 | 83.6 | 1 | 1
2025 | MISO_MO-IL_2_PJM_ROR | MISO_MO-IL | PJM_ROR | Internal | Winter | B17 | 100 | 1212 | 1212 | 77.59 | 79.57 | 1 | 0.97
2025 | MISO_MO-IL_2_PJM_ROR | MISO_MO-IL | PJM_ROR | Internal | Winter | B18 | 400 | 1212 | 0 | 75 | 74.68 | 1 | 0
2025 | MISO_MO-IL_2_PJM_ROR | MISO_MO-IL | PJM_ROR | Internal | Winter | B19 | 700 | 1212 | 503.83 | 73.14 | 74.14 | 1 | 0
2025 | MISO_MO-IL_2_PJM_ROR | MISO_MO-IL | PJM_ROR | Internal | Winter | B20 | 935 | 1212 | 1212 | 60.42 | 62.42 | 1 | 1
2025 | MISO_MO-IL_2_SPP_N | MISO_MO-IL | SPP_N | Internal | Shoulder | B11 | 25 | 4019 | 0 | 78.74 | 73.95 | 6.5 | 0
2025 | MISO_MO-IL_2_SPP_N | MISO_MO-IL | SPP_N | Internal | Shoulder | B12 | 200 | 4019 | 0 | 74.78 | 67.19 | 6.5 | 0
2025 | MISO_MO-IL_2_SPP_N | MISO_MO-IL | SPP_N | Internal | Shoulder | B13 | 600 | 4019 | 0 | 73.18 | 66.78 | 6.5 | 0
2025 | MISO_MO-IL_2_SPP_N | MISO_MO-IL | SPP_N | Internal | Shoulder | B14 | 900 | 4019 | 0 | 67.03 | 58.03 | 6.5 | 0
2025 | MISO_MO-IL_2_SPP_N | MISO_MO-IL | SPP_N | Internal | Shoulder | B15 | 1203 | 4019 | 0 | 58.13 | 0.02 | 6.5 | 0
2025 | MISO_MO-IL_2_SPP_N | MISO_MO-IL | SPP_N | Internal | Summer | B1 | 10 | 4019 | 0 | 109.53 | 69.11 | 6.5 | 0
2025 | MISO_MO-IL_2_SPP_N | MISO_MO-IL | SPP_N | Internal | Summer | B2 | 25 | 4019 | 0 | 108.48 | 100.23 | 6.5 | 0
2025 | MISO_MO-IL_2_SPP_N | MISO_MO-IL | SPP_N | Internal | Summer | B3 | 75 | 4019 | 0 | 108.28 | 104.78 | 6.5 | 0
2025 | MISO_MO-IL_2_SPP_N | MISO_MO-IL | SPP_N | Internal | Summer | B4 | 100 | 4019 | 0 | 103.73 | 100.23 | 6.5 | 0
2025 | MISO_MO-IL_2_SPP_N | MISO_MO-IL | SPP_N | Internal | Summer | B5 | 200 | 4019 | 0 | 96.16 | 92.66 | 6.5 | 0
2025 | MISO_MO-IL_2_SPP_N | MISO_MO-IL | SPP_N | Internal | Summer | B6 | 300 | 4019 | 0 | 83.88 | 80.38 | 6.5 | 0
2025 | MISO_MO-IL_2_SPP_N | MISO_MO-IL | SPP_N | Internal | Summer | B7 | 400 | 4019 | 0 | 78.23 | 74.73 | 6.5 | 0
2025 | MISO_MO-IL_2_SPP_N | MISO_MO-IL | SPP_N | Internal | Summer | B8 | 500 | 4019 | 0 | 72 | 68.5 | 6.5 | 0
2025 | MISO_MO-IL_2_SPP_N | MISO_MO-IL | SPP_N | Internal | Summer | B9 | 800 | 4019 | 0 | 68.19 | 65.74 | 6.5 | 0
2025 | MISO_MO-IL_2_SPP_N | MISO_MO-IL | SPP_N | Internal | Summer | B10 | 1262 | 4019 | 0 | 60.3 | 56.8 | 6.5 | 0
2025 | MISO_MO-IL_2_SPP_N | MISO_MO-IL | SPP_N | Internal | Winter | B16 | 25 | 4019 | 0 | 81.6 | 70.05 | 6.5 | 0
2025 | MISO_MO-IL_2_SPP_N | MISO_MO-IL | SPP_N | Internal | Winter | B17 | 100 | 4019 | 0 | 77.59 | 68.69 | 6.5 | 0
2025 | MISO_MO-IL_2_SPP_N | MISO_MO-IL | SPP_N | Internal | Winter | B18 | 400 | 4019 | 0 | 75 | 68.32 | 6.5 | 0
2025 | MISO_MO-IL_2_SPP_N | MISO_MO-IL | SPP_N | Internal | Winter | B19 | 700 | 4019 | 0 | 73.14 | 66.5 | 6.5 | 0
2025 | MISO_MO-IL_2_SPP_N | MISO_MO-IL | SPP_N | Internal | Winter | B20 | 935 | 4019 | 0 | 60.42 | 49.46 | 6.5 | 0
2025 | MISO_MO-IL_2_TVA_Transmission | MISO_MO-IL | TVA_Transmission | Internal | Shoulder | B11 | 25 | 4000 | 0 | 78.74 | 84.23 | 6.5 | 0
2025 | MISO_MO-IL_2_TVA_Transmission | MISO_MO-IL | TVA_Transmission | Internal | Shoulder | B12 | 200 | 4000 | 0 | 74.78 | 75.84 | 6.5 | 0
2025 | MISO_MO-IL_2_TVA_Transmission | MISO_MO-IL | TVA_Transmission | Internal | Shoulder | B13 | 600 | 4000 | 0 | 73.18 | 74.59 | 6.5 | 0
2025 | MISO_MO-IL_2_TVA_Transmission | MISO_MO-IL | TVA_Transmission | Internal | Shoulder | B14 | 900 | 4000 | 0 | 67.03 | 72.15 | 6.5 | 0
2025 | MISO_MO-IL_2_TVA_Transmission | MISO_MO-IL | TVA_Transmission | Internal | Shoulder | B15 | 1203 | 4000 | 1057.71 | 58.13 | 64.63 | 6.5 | 0
2025 | MISO_MO-IL_2_TVA_Transmission | MISO_MO-IL | TVA_Transmission | Internal | Summer | B1 | 10 | 4000 | 0.02 | 109.53 | 115.03 | 6.5 | 0
2025 | MISO_MO-IL_2_TVA_Transmission | MISO_MO-IL | TVA_Transmission | Internal | Summer | B2 | 25 | 4000 | 0 | 108.48 | 113.77 | 6.5 | 0
2025 | MISO_MO-IL_2_TVA_Transmission | MISO_MO-IL | TVA_Transmission | Internal | Summer | B3 | 75 | 4000 | 0 | 108.28 | 113.78 | 6.5 | 0
2025 | MISO_MO-IL_2_TVA_Transmission | MISO_MO-IL | TVA_Transmission | Internal | Summer | B4 | 100 | 4000 | 1091.56 | 103.73 | 110.23 | 6.5 | 0
2025 | MISO_MO-IL_2_TVA_Transmission | MISO_MO-IL | TVA_Transmission | Internal | Summer | B5 | 200 | 4000 | 0 | 96.16 | 101.66 | 6.5 | 0
2025 | MISO_MO-IL_2_TVA_Transmission | MISO_MO-IL | TVA_Transmission | Internal | Summer | B6 | 300 | 4000 | 0 | 83.88 | 89.36 | 6.5 | 0
2025 | MISO_MO-IL_2_TVA_Transmission | MISO_MO-IL | TVA_Transmission | Internal | Summer | B7 | 400 | 4000 | 0 | 78.23 | 83.72 | 6.5 | 0
2025 | MISO_MO-IL_2_TVA_Transmission | MISO_MO-IL | TVA_Transmission | Internal | Summer | B8 | 500 | 4000 | 0 | 72 | 74.47 | 6.5 | 0
2025 | MISO_MO-IL_2_TVA_Transmission | MISO_MO-IL | TVA_Transmission | Internal | Summer | B9 | 800 | 4000 | 0 | 68.19 | 71.24 | 6.5 | 0
2025 | MISO_MO-IL_2_TVA_Transmission | MISO_MO-IL | TVA_Transmission | Internal | Summer | B10 | 1262 | 4000 | 0 | 60.3 | 63.8 | 6.5 | 0
2025 | MISO_MO-IL_2_TVA_Transmission | MISO_MO-IL | TVA_Transmission | Internal | Winter | B16 | 25 | 4000 | 2211.76 | 81.6 | 88.1 | 6.5 | 0
2025 | MISO_MO-IL_2_TVA_Transmission | MISO_MO-IL | TVA_Transmission | Internal | Winter | B17 | 100 | 4000 | 0 | 77.59 | 78.29 | 6.5 | 0
2025 | MISO_MO-IL_2_TVA_Transmission | MISO_MO-IL | TVA_Transmission | Internal | Winter | B18 | 400 | 4000 | 0 | 75 | 76.68 | 6.5 | 0
2025 | MISO_MO-IL_2_TVA_Transmission | MISO_MO-IL | TVA_Transmission | Internal | Winter | B19 | 700 | 4000 | 0 | 73.14 | 75.27 | 6.5 | 0
2025 | MISO_MO-IL_2_TVA_Transmission | MISO_MO-IL | TVA_Transmission | Internal | Winter | B20 | 935 | 4000 | 1488.88 | 60.42 | 66.92 | 6.5 | 0
2025 | MISO_W_2_IESO | MISO_W | IESO | Internal | Shoulder | B11 | 25 | 157 | 0 | 78.72 | 54.88 | 6.5 | 0
2025 | MISO_W_2_IESO | MISO_W | IESO | Internal | Shoulder | B12 | 200 | 157 | 0 | 70.69 | 54.88 | 6.5 | 0
2025 | MISO_W_2_IESO | MISO_W | IESO | Internal | Shoulder | B13 | 600 | 157 | 0 | 70.27 | 54.88 | 6.5 | 0
2025 | MISO_W_2_IESO | MISO_W | IESO | Internal | Shoulder | B14 | 900 | 157 | 0 | 67.02 | 54.88 | 6.5 | 0
2025 | MISO_W_2_IESO | MISO_W | IESO | Internal | Shoulder | B15 | 1203 | 157 | 157 | 11.36 | 54.88 | 6.5 | 37.02
2025 | MISO_W_2_IESO | MISO_W | IESO | Internal | Summer | B1 | 10 | 157 | 0 | 109.53 | 81.77 | 6.5 | 0
2025 | MISO_W_2_IESO | MISO_W | IESO | Internal | Summer | B2 | 25 | 157 | 0 | 108.27 | 89.87 | 6.5 | 0
2025 | MISO_W_2_IESO | MISO_W | IESO | Internal | Summer | B3 | 75 | 157 | 0 | 108.27 | 74.1 | 6.5 | 0
2025 | MISO_W_2_IESO | MISO_W | IESO | Internal | Summer | B4 | 100 | 157 | 0 | 103.72 | 58.06 | 6.5 | 0
2025 | MISO_W_2_IESO | MISO_W | IESO | Internal | Summer | B5 | 200 | 157 | 0 | 96.14 | 58.06 | 6.5 | 0
2025 | MISO_W_2_IESO | MISO_W | IESO | Internal | Summer | B6 | 300 | 157 | 0 | 83.86 | 53.8 | 6.5 | 0
2025 | MISO_W_2_IESO | MISO_W | IESO | Internal | Summer | B7 | 400 | 157 | 0 | 78.22 | 53.8 | 6.5 | 0
2025 | MISO_W_2_IESO | MISO_W | IESO | Internal | Summer | B8 | 500 | 157 | 0 | 69.99 | 53.8 | 6.5 | 0
2025 | MISO_W_2_IESO | MISO_W | IESO | Internal | Summer | B9 | 800 | 157 | 0 | 66.19 | 53.8 | 6.5 | 0
2025 | MISO_W_2_IESO | MISO_W | IESO | Internal | Summer | B10 | 1262 | 157 | 0 | 58.3 | 53.8 | 6.5 | 0
2025 | MISO_W_2_IESO | MISO_W | IESO | Internal | Winter | B16 | 25 | 157 | 0 | 63.17 | 56.99 | 6.5 | 0
2025 | MISO_W_2_IESO | MISO_W | IESO | Internal | Winter | B17 | 100 | 157 | 0 | 63.19 | 56.99 | 6.5 | 0
2025 | MISO_W_2_IESO | MISO_W | IESO | Internal | Winter | B18 | 400 | 157 | 0 | 71.82 | 56.99 | 6.5 | 0
2025 | MISO_W_2_IESO | MISO_W | IESO | Internal | Winter | B19 | 700 | 157 | 0 | 71.82 | 56.99 | 6.5 | 0
2025 | MISO_W_2_IESO | MISO_W | IESO | Internal | Winter | B20 | 935 | 157 | 0 | 57.3 | 56.99 | 6.5 | 0
2025 | MISO_W_2_MAPP_CA | MISO_W | MAPP_CA | Internal | Shoulder | B11 | 25 | 700 | 0 | 78.72 | 60.26 | 0.01 | 0
2025 | MISO_W_2_MAPP_CA | MISO_W | MAPP_CA | Internal | Shoulder | B12 | 200 | 700 | 0 | 70.69 | 60.26 | 0.01 | 0
2025 | MISO_W_2_MAPP_CA | MISO_W | MAPP_CA | Internal | Shoulder | B13 | 600 | 700 | 0 | 70.27 | 60.26 | 0.01 | 0
2025 | MISO_W_2_MAPP_CA | MISO_W | MAPP_CA | Internal | Shoulder | B14 | 900 | 700 | 0 | 67.02 | 60.26 | 0.01 | 0
2025 | MISO_W_2_MAPP_CA | MISO_W | MAPP_CA | Internal | Shoulder | B15 | 1203 | 700 | 700 | 11.36 | 60.26 | 0.01 | 48.88
2025 | MISO_W_2_MAPP_CA | MISO_W | MAPP_CA | Internal | Summer | B1 | 10 | 700 | 0 | 109.53 | 75.27 | 0.01 | 0
2025 | MISO_W_2_MAPP_CA | MISO_W | MAPP_CA | Internal | Summer | B2 | 25 | 700 | 0 | 108.27 | 83.37 | 0.01 | 0
2025 | MISO_W_2_MAPP_CA | MISO_W | MAPP_CA | Internal | Summer | B3 | 75 | 700 | 0 | 108.27 | 67.6 | 0.01 | 0
2025 | MISO_W_2_MAPP_CA | MISO_W | MAPP_CA | Internal | Summer | B4 | 100 | 700 | 0 | 103.72 | 62.56 | 0.01 | 0
2025 | MISO_W_2_MAPP_CA | MISO_W | MAPP_CA | Internal | Summer | B5 | 200 | 700 | 0 | 96.14 | 62.56 | 0.01 | 0
2025 | MISO_W_2_MAPP_CA | MISO_W | MAPP_CA | Internal | Summer | B6 | 300 | 700 | 0 | 83.86 | 58.66 | 0.01 | 0
2025 | MISO_W_2_MAPP_CA | MISO_W | MAPP_CA | Internal | Summer | B7 | 400 | 700 | 0 | 78.22 | 58.66 | 0.01 | 0
2025 | MISO_W_2_MAPP_CA | MISO_W | MAPP_CA | Internal | Summer | B8 | 500 | 700 | 0 | 69.99 | 58.66 | 0.01 | 0
2025 | MISO_W_2_MAPP_CA | MISO_W | MAPP_CA | Internal | Summer | B9 | 800 | 700 | 0 | 66.19 | 58.66 | 0.01 | 0
2025 | MISO_W_2_MAPP_CA | MISO_W | MAPP_CA | Internal | Summer | B10 | 1262 | 700 | 700 | 58.3 | 58.66 | 0.01 | 0.35
2025 | MISO_W_2_MAPP_CA | MISO_W | MAPP_CA | Internal | Winter | B16 | 25 | 700 | 177.98 | 63.17 | 63.18 | 0.01 | 0
2025 | MISO_W_2_MAPP_CA | MISO_W | MAPP_CA | Internal | Winter | B17 | 100 | 700 | 0.08 | 63.19 | 63.18 | 0.01 | 0
2025 | MISO_W_2_MAPP_CA | MISO_W | MAPP_CA | Internal | Winter | B18 | 400 | 700 | 0.02 | 71.82 | 71.81 | 0.01 | 0
2025 | MISO_W_2_MAPP_CA | MISO_W | MAPP_CA | Internal | Winter | B19 | 700 | 700 | 0.01 | 71.82 | 71.81 | 0.01 | 0
2025 | MISO_W_2_MAPP_CA | MISO_W | MAPP_CA | Internal | Winter | B20 | 935 | 700 | 700 | 57.3 | 63.18 | 0.01 | 5.87
2025 | MISO_W_2_MAPP_US | MISO_W | MAPP_US | Internal | Shoulder | B11 | 25 | 2300 | 0 | 78.72 | 73.22 | 5.5 | 0
2025 | MISO_W_2_MAPP_US | MISO_W | MAPP_US | Internal | Shoulder | B12 | 200 | 2300 | 0 | 70.69 | 65.19 | 5.5 | 0
2025 | MISO_W_2_MAPP_US | MISO_W | MAPP_US | Internal | Shoulder | B13 | 600 | 2300 | 0 | 70.27 | 64.77 | 5.5 | 0
2025 | MISO_W_2_MAPP_US | MISO_W | MAPP_US | Internal | Shoulder | B14 | 900 | 2300 | 0 | 67.02 | 61.52 | 5.5 | 0
2025 | MISO_W_2_MAPP_US | MISO_W | MAPP_US | Internal | Shoulder | B15 | 1203 | 2300 | 0 | 11.36 | 5.86 | 5.5 | 0
2025 | MISO_W_2_MAPP_US | MISO_W | MAPP_US | Internal | Summer | B1 | 10 | 2300 | 0 | 109.53 | 104.03 | 5.5 | 0
2025 | MISO_W_2_MAPP_US | MISO_W | MAPP_US | Internal | Summer | B2 | 25 | 2300 | 0 | 108.27 | 102.77 | 5.5 | 0
2025 | MISO_W_2_MAPP_US | MISO_W | MAPP_US | Internal | Summer | B3 | 75 | 2300 | 0 | 108.27 | 102.77 | 5.5 | 0
2025 | MISO_W_2_MAPP_US | MISO_W | MAPP_US | Internal | Summer | B4 | 100 | 2300 | 0 | 103.72 | 98.22 | 5.5 | 0
2025 | MISO_W_2_MAPP_US | MISO_W | MAPP_US | Internal | Summer | B5 | 200 | 2300 | 0 | 96.14 | 90.64 | 5.5 | 0
2025 | MISO_W_2_MAPP_US | MISO_W | MAPP_US | Internal | Summer | B6 | 300 | 2300 | 0 | 83.86 | 78.36 | 5.5 | 0
2025 | MISO_W_2_MAPP_US | MISO_W | MAPP_US | Internal | Summer | B7 | 400 | 2300 | 0 | 78.22 | 72.72 | 5.5 | 0
2025 | MISO_W_2_MAPP_US | MISO_W | MAPP_US | Internal | Summer | B8 | 500 | 2300 | 0 | 69.99 | 64.49 | 5.5 | 0
2025 | MISO_W_2_MAPP_US | MISO_W | MAPP_US | Internal | Summer | B9 | 800 | 2300 | 0 | 66.19 | 60.69 | 5.5 | 0
2025 | MISO_W_2_MAPP_US | MISO_W | MAPP_US | Internal | Summer | B10 | 1262 | 2300 | 0 | 58.3 | 52.8 | 5.5 | 0
2025 | MISO_W_2_MAPP_US | MISO_W | MAPP_US | Internal | Winter | B16 | 25 | 2300 | 0 | 63.17 | 51.8 | 5.5 | 0
2025 | MISO_W_2_MAPP_US | MISO_W | MAPP_US | Internal | Winter | B17 | 100 | 2300 | 0 | 63.19 | 57.69 | 5.5 | 0
2025 | MISO_W_2_MAPP_US | MISO_W | MAPP_US | Internal | Winter | B18 | 400 | 2300 | 0 | 71.82 | 66.32 | 5.5 | 0
2025 | MISO_W_2_MAPP_US | MISO_W | MAPP_US | Internal | Winter | B19 | 700 | 2300 | 0 | 71.82 | 66.32 | 5.5 | 0
2025 | MISO_W_2_MAPP_US | MISO_W | MAPP_US | Internal | Winter | B20 | 935 | 2300 | 0 | 57.3 | 51.8 | 5.5 | 0
2025 | MISO_W_2_MISO_MO-IL | MISO_W | MISO_MO-IL | Internal | Shoulder | B11 | 25 | 3922 | 3730.71 | 78.72 | 78.74 | 0.01 | 0
2025 | MISO_W_2_MISO_MO-IL | MISO_W | MISO_MO-IL | Internal | Shoulder | B12 | 200 | 3922 | 3922 | 70.69 | 74.78 | 0.01 | 4.08
2025 | MISO_W_2_MISO_MO-IL | MISO_W | MISO_MO-IL | Internal | Shoulder | B13 | 600 | 3922 | 3922 | 70.27 | 73.18 | 0.01 | 2.9
2025 | MISO_W_2_MISO_MO-IL | MISO_W | MISO_MO-IL | Internal | Shoulder | B14 | 900 | 3922 | 3680.21 | 67.02 | 67.03 | 0.01 | 0
2025 | MISO_W_2_MISO_MO-IL | MISO_W | MISO_MO-IL | Internal | Shoulder | B15 | 1203 | 3922 | 3922 | 11.36 | 58.13 | 0.01 | 46.75
2025 | MISO_W_2_MISO_MO-IL | MISO_W | MISO_MO-IL | Internal | Summer | B1 | 10 | 3922 | 1.65 | 109.53 | 109.53 | 0.01 | 0
2025 | MISO_W_2_MISO_MO-IL | MISO_W | MISO_MO-IL | Internal | Summer | B2 | 25 | 3922 | 3921.96 | 108.27 | 108.48 | 0.01 | 0.2
2025 | MISO_W_2_MISO_MO-IL | MISO_W | MISO_MO-IL | Internal | Summer | B3 | 75 | 3922 | 3149.59 | 108.27 | 108.28 | 0.01 | 0
2025 | MISO_W_2_MISO_MO-IL | MISO_W | MISO_MO-IL | Internal | Summer | B4 | 100 | 3922 | 1789.64 | 103.72 | 103.73 | 0.01 | 0
2025 | MISO_W_2_MISO_MO-IL | MISO_W | MISO_MO-IL | Internal | Summer | B5 | 200 | 3922 | 2172.51 | 96.14 | 96.16 | 0.01 | 0
2025 | MISO_W_2_MISO_MO-IL | MISO_W | MISO_MO-IL | Internal | Summer | B6 | 300 | 3922 | 1822.97 | 83.86 | 83.88 | 0.01 | 0
2025 | MISO_W_2_MISO_MO-IL | MISO_W | MISO_MO-IL | Internal | Summer | B7 | 400 | 3922 | 3467.6 | 78.22 | 78.23 | 0.01 | 0
2025 | MISO_W_2_MISO_MO-IL | MISO_W | MISO_MO-IL | Internal | Summer | B8 | 500 | 3922 | 3922 | 69.99 | 72 | 0.01 | 2
2025 | MISO_W_2_MISO_MO-IL | MISO_W | MISO_MO-IL | Internal | Summer | B9 | 800 | 3922 | 3922 | 66.19 | 68.19 | 0.01 | 1.99
2025 | MISO_W_2_MISO_MO-IL | MISO_W | MISO_MO-IL | Internal | Summer | B10 | 1262 | 3922 | 3922 | 58.3 | 60.3 | 0.01 | 1.99
2025 | MISO_W_2_MISO_MO-IL | MISO_W | MISO_MO-IL | Internal | Winter | B16 | 25 | 3922 | 3922 | 63.17 | 81.6 | 0.01 | 18.41
2025 | MISO_W_2_MISO_MO-IL | MISO_W | MISO_MO-IL | Internal | Winter | B17 | 100 | 3922 | 3922 | 63.19 | 77.59 | 0.01 | 14.39
2025 | MISO_W_2_MISO_MO-IL | MISO_W | MISO_MO-IL | Internal | Winter | B18 | 400 | 3922 | 3922 | 71.82 | 75 | 0.01 | 3.16
2025 | MISO_W_2_MISO_MO-IL | MISO_W | MISO_MO-IL | Internal | Winter | B19 | 700 | 3922 | 3922 | 71.82 | 73.14 | 0.01 | 1.3
2025 | MISO_W_2_MISO_MO-IL | MISO_W | MISO_MO-IL | Internal | Winter | B20 | 935 | 3922 | 3922 | 57.3 | 60.42 | 0.01 | 3.11
2025 | MISO_W_2_MISO_WUMS | MISO_W | MISO_WUMS | Internal | Shoulder | B11 | 25 | 1667 | 0.58 | 78.72 | 78.72 | 0.01 | 0
2025 | MISO_W_2_MISO_WUMS | MISO_W | MISO_WUMS | Internal | Shoulder | B12 | 200 | 1667 | 58.16 | 70.69 | 70.7 | 0.01 | 0
2025 | MISO_W_2_MISO_WUMS | MISO_W | MISO_WUMS | Internal | Shoulder | B13 | 600 | 1667 | 252.5 | 70.27 | 70.28 | 0.01 | 0
2025 | MISO_W_2_MISO_WUMS | MISO_W | MISO_WUMS | Internal | Shoulder | B14 | 900 | 1667 | 1667 | 67.02 | 67.4 | 0.01 | 0.37
2025 | MISO_W_2_MISO_WUMS | MISO_W | MISO_WUMS | Internal | Shoulder | B15 | 1203 | 1667 | 1667 | 11.36 | 58.73 | 0.01 | 47.36
2025 | MISO_W_2_MISO_WUMS | MISO_W | MISO_WUMS | Internal | Summer | B1 | 10 | 1667 | 1.31 | 109.53 | 109.53 | 0.01 | 0
2025 | MISO_W_2_MISO_WUMS | MISO_W | MISO_WUMS | Internal | Summer | B2 | 25 | 1667 | 0.57 | 108.27 | 108.27 | 0.01 | 0
2025 | MISO_W_2_MISO_WUMS | MISO_W | MISO_WUMS | Internal | Summer | B3 | 75 | 1667 | 0.11 | 108.27 | 108.26 | 0.01 | 0
2025 | MISO_W_2_MISO_WUMS | MISO_W | MISO_WUMS | Internal | Summer | B4 | 100 | 1667 | 0.07 | 103.72 | 103.71 | 0.01 | 0
2025 | MISO_W_2_MISO_WUMS | MISO_W | MISO_WUMS | Internal | Summer | B5 | 200 | 1667 | 0 | 96.14 | 91.31 | 0.01 | 0
2025 | MISO_W_2_MISO_WUMS | MISO_W | MISO_WUMS | Internal | Summer | B6 | 300 | 1667 | 0.03 | 83.86 | 83.85 | 0.01 | 0
2025 | MISO_W_2_MISO_WUMS | MISO_W | MISO_WUMS | Internal | Summer | B7 | 400 | 1667 | 0.02 | 78.22 | 78.2 | 0.01 | 0
2025 | MISO_W_2_MISO_WUMS | MISO_W | MISO_WUMS | Internal | Summer | B8 | 500 | 1667 | 0.02 | 69.99 | 69.98 | 0.01 | 0
2025 | MISO_W_2_MISO_WUMS | MISO_W | MISO_WUMS | Internal | Summer | B9 | 800 | 1667 | 0.01 | 66.19 | 66.18 | 0.01 | 0
2025 | MISO_W_2_MISO_WUMS | MISO_W | MISO_WUMS | Internal | Summer | B10 | 1262 | 1667 | 0.01 | 58.3 | 58.3 | 0.01 | 0
2025 | MISO_W_2_MISO_WUMS | MISO_W | MISO_WUMS | Internal | Winter | B16 | 25 | 1667 | 1667 | 63.17 | 71.84 | 0.01 | 8.65
2025 | MISO_W_2_MISO_WUMS | MISO_W | MISO_WUMS | Internal | Winter | B17 | 100 | 1667 | 1667 | 63.19 | 70.17 | 0.01 | 6.96
2025 | MISO_W_2_MISO_WUMS | MISO_W | MISO_WUMS | Internal | Winter | B18 | 400 | 1667 | 977.92 | 71.82 | 71.84 | 0.01 | 0
2025 | MISO_W_2_MISO_WUMS | MISO_W | MISO_WUMS | Internal | Winter | B19 | 700 | 1667 | 509.68 | 71.82 | 71.84 | 0.01 | 0
2025 | MISO_W_2_MISO_WUMS | MISO_W | MISO_WUMS | Internal | Winter | B20 | 935 | 1667 | 1667 | 57.3 | 61.09 | 0.01 | 3.78
2025 | MISO_W_2_NE | MISO_W | NE | Internal | Shoulder | B11 | 25 | 5289 | 0 | 78.72 | 75.22 | 5.5 | 0
2025 | MISO_W_2_NE | MISO_W | NE | Internal | Shoulder | B12 | 200 | 5289 | 0 | 70.69 | 67.18 | 5.5 | 0
2025 | MISO_W_2_NE | MISO_W | NE | Internal | Shoulder | B13 | 600 | 5289 | 0 | 70.27 | 66.77 | 5.5 | 0
2025 | MISO_W_2_NE | MISO_W | NE | Internal | Shoulder | B14 | 900 | 5289 | 0 | 67.02 | 58.02 | 5.5 | 0
2025 | MISO_W_2_NE | MISO_W | NE | Internal | Shoulder | B15 | 1203 | 5289 | 0 | 11.36 | 0.03 | 5.5 | 0
2025 | MISO_W_2_NE | MISO_W | NE | Internal | Summer | B1 | 10 | 5289 | 0 | 109.53 | 106.03 | 5.5 | 0
2025 | MISO_W_2_NE | MISO_W | NE | Internal | Summer | B2 | 25 | 5289 | 0 | 108.27 | 100.24 | 5.5 | 0
2025 | MISO_W_2_NE | MISO_W | NE | Internal | Summer | B3 | 75 | 5289 | 0 | 108.27 | 104.77 | 5.5 | 0
2025 | MISO_W_2_NE | MISO_W | NE | Internal | Summer | B4 | 100 | 5289 | 0 | 103.72 | 100.22 | 5.5 | 0
2025 | MISO_W_2_NE | MISO_W | NE | Internal | Summer | B5 | 200 | 5289 | 0 | 96.14 | 92.64 | 5.5 | 0
2025 | MISO_W_2_NE | MISO_W | NE | Internal | Summer | B6 | 300 | 5289 | 0 | 83.86 | 80.36 | 5.5 | 0
2025 | MISO_W_2_NE | MISO_W | NE | Internal | Summer | B7 | 400 | 5289 | 0 | 78.22 | 74.72 | 5.5 | 0
2025 | MISO_W_2_NE | MISO_W | NE | Internal | Summer | B8 | 500 | 5289 | 0 | 69.99 | 66.49 | 5.5 | 0
2025 | MISO_W_2_NE | MISO_W | NE | Internal | Summer | B9 | 800 | 5289 | 0 | 66.19 | 62.69 | 5.5 | 0
2025 | MISO_W_2_NE | MISO_W | NE | Internal | Summer | B10 | 1262 | 5289 | 0 | 58.3 | 54.8 | 5.5 | 0
2025 | MISO_W_2_NE | MISO_W | NE | Internal | Winter | B16 | 25 | 5289 | 0 | 63.17 | 11.68 | 5.5 | 0
2025 | MISO_W_2_NE | MISO_W | NE | Internal | Winter | B17 | 100 | 5289 | 0 | 63.19 | 54.19 | 5.5 | 0
2025 | MISO_W_2_NE | MISO_W | NE | Internal | Winter | B18 | 400 | 5289 | 0 | 71.82 | 62.82 | 5.5 | 0
2025 | MISO_W_2_NE | MISO_W | NE | Internal | Winter | B19 | 700 | 5289 | 0 | 71.82 | 62.82 | 5.5 | 0
2025 | MISO_W_2_NE | MISO_W | NE | Internal | Winter | B20 | 935 | 5289 | 0 | 57.3 | 48.3 | 5.5 | 0
2025 | MISO_W_2_PJM_ROR | MISO_W | PJM_ROR | Internal | Shoulder | B11 | 25 | 13193 | 8788.72 | 78.72 | 79.72 | 1 | 0
2025 | MISO_W_2_PJM_ROR | MISO_W | PJM_ROR | Internal | Shoulder | B12 | 200 | 13193 | 13193 | 70.69 | 73.78 | 1 | 2.09
2025 | MISO_W_2_PJM_ROR | MISO_W | PJM_ROR | Internal | Shoulder | B13 | 600 | 13193 | 13193 | 70.27 | 72.2 | 1 | 0.93
2025 | MISO_W_2_PJM_ROR | MISO_W | PJM_ROR | Internal | Shoulder | B14 | 900 | 13193 | 13193 | 67.02 | 70.03 | 1 | 2.01
2025 | MISO_W_2_PJM_ROR | MISO_W | PJM_ROR | Internal | Shoulder | B15 | 1203 | 13193 | 13193 | 11.36 | 60.13 | 1 | 47.76
2025 | MISO_W_2_PJM_ROR | MISO_W | PJM_ROR | Internal | Summer | B1 | 10 | 13193 | 8381.41 | 109.53 | 110.53 | 1 | 0
2025 | MISO_W_2_PJM_ROR | MISO_W | PJM_ROR | Internal | Summer | B2 | 25 | 13193 | 11195.25 | 108.27 | 109.27 | 1 | 0
2025 | MISO_W_2_PJM_ROR | MISO_W | PJM_ROR | Internal | Summer | B3 | 75 | 13193 | 4181.74 | 108.27 | 109.27 | 1 | 0
2025 | MISO_W_2_PJM_ROR | MISO_W | PJM_ROR | Internal | Summer | B4 | 100 | 13193 | 7284.13 | 103.72 | 104.72 | 1 | 0
2025 | MISO_W_2_PJM_ROR | MISO_W | PJM_ROR | Internal | Summer | B5 | 200 | 13193 | 5018.42 | 96.14 | 97.14 | 1 | 0
2025 | MISO_W_2_PJM_ROR | MISO_W | PJM_ROR | Internal | Summer | B6 | 300 | 13193 | 4227.51 | 83.86 | 84.86 | 1 | 0
2025 | MISO_W_2_PJM_ROR | MISO_W | PJM_ROR | Internal | Summer | B7 | 400 | 13193 | 7533.24 | 78.22 | 79.22 | 1 | 0
2025 | MISO_W_2_PJM_ROR | MISO_W | PJM_ROR | Internal | Summer | B8 | 500 | 13193 | 11752.72 | 69.99 | 70.99 | 1 | 0
2025 | MISO_W_2_PJM_ROR | MISO_W | PJM_ROR | Internal | Summer | B9 | 800 | 13193 | 8974.53 | 66.19 | 67.19 | 1 | 0
2025 | MISO_W_2_PJM_ROR | MISO_W | PJM_ROR | Internal | Summer | B10 | 1262 | 13193 | 11193.83 | 58.3 | 59.3 | 1 | 0
2025 | MISO_W_2_PJM_ROR | MISO_W | PJM_ROR | Internal | Winter | B16 | 25 | 13193 | 13193 | 63.17 | 83.6 | 1 | 19.43
2025 | MISO_W_2_PJM_ROR | MISO_W | PJM_ROR | Internal | Winter | B17 | 100 | 13193 | 13193 | 63.19 | 79.57 | 1 | 15.37
2025 | MISO_W_2_PJM_ROR | MISO_W | PJM_ROR | Internal | Winter | B18 | 400 | 13193 | 13193 | 71.82 | 74.68 | 1 | 1.86
2025 | MISO_W_2_PJM_ROR | MISO_W | PJM_ROR | Internal | Winter | B19 | 700 | 13193 | 13193 | 71.82 | 74.14 | 1 | 1.32
2025 | MISO_W_2_PJM_ROR | MISO_W | PJM_ROR | Internal | Winter | B20 | 935 | 13193 | 13193 | 57.3 | 62.42 | 1 | 4.12
2025 | MISO_W_2_SPP_N | MISO_W | SPP_N | Internal | Shoulder | B11 | 25 | 3537 | 0 | 78.72 | 73.95 | 5.5 | 0
2025 | MISO_W_2_SPP_N | MISO_W | SPP_N | Internal | Shoulder | B12 | 200 | 3537 | 0 | 70.69 | 67.19 | 5.5 | 0
2025 | MISO_W_2_SPP_N | MISO_W | SPP_N | Internal | Shoulder | B13 | 600 | 3537 | 0 | 70.27 | 66.78 | 5.5 | 0
2025 | MISO_W_2_SPP_N | MISO_W | SPP_N | Internal | Shoulder | B14 | 900 | 3537 | 0 | 67.02 | 58.03 | 5.5 | 0
2025 | MISO_W_2_SPP_N | MISO_W | SPP_N | Internal | Shoulder | B15 | 1203 | 3537 | 0 | 11.36 | 0.02 | 5.5 | 0
2025 | MISO_W_2_SPP_N | MISO_W | SPP_N | Internal | Summer | B1 | 10 | 3537 | 0 | 109.53 | 69.11 | 5.5 | 0
2025 | MISO_W_2_SPP_N | MISO_W | SPP_N | Internal | Summer | B2 | 25 | 3537 | 0 | 108.27 | 100.23 | 5.5 | 0
2025 | MISO_W_2_SPP_N | MISO_W | SPP_N | Internal | Summer | B3 | 75 | 3537 | 0 | 108.27 | 104.78 | 5.5 | 0
2025 | MISO_W_2_SPP_N | MISO_W | SPP_N | Internal | Summer | B4 | 100 | 3537 | 0 | 103.72 | 100.23 | 5.5 | 0
2025 | MISO_W_2_SPP_N | MISO_W | SPP_N | Internal | Summer | B5 | 200 | 3537 | 0 | 96.14 | 92.66 | 5.5 | 0
2025 | MISO_W_2_SPP_N | MISO_W | SPP_N | Internal | Summer | B6 | 300 | 3537 | 0 | 83.86 | 80.38 | 5.5 | 0
2025 | MISO_W_2_SPP_N | MISO_W | SPP_N | Internal | Summer | B7 | 400 | 3537 | 0 | 78.22 | 74.73 | 5.5 | 0
2025 | MISO_W_2_SPP_N | MISO_W | SPP_N | Internal | Summer | B8 | 500 | 3537 | 0 | 69.99 | 68.5 | 5.5 | 0
2025 | MISO_W_2_SPP_N | MISO_W | SPP_N | Internal | Summer | B9 | 800 | 3537 | 0 | 66.19 | 65.74 | 5.5 | 0
2025 | MISO_W_2_SPP_N | MISO_W | SPP_N | Internal | Summer | B10 | 1262 | 3537 | 0 | 58.3 | 56.8 | 5.5 | 0
2025 | MISO_W_2_SPP_N | MISO_W | SPP_N | Internal | Winter | B16 | 25 | 3537 | 3536.99 | 63.17 | 70.05 | 5.5 | 1.38
2025 | MISO_W_2_SPP_N | MISO_W | SPP_N | Internal | Winter | B17 | 100 | 3537 | 1845.84 | 63.19 | 68.69 | 5.5 | 0
2025 | MISO_W_2_SPP_N | MISO_W | SPP_N | Internal | Winter | B18 | 400 | 3537 | 0 | 71.82 | 68.32 | 5.5 | 0
2025 | MISO_W_2_SPP_N | MISO_W | SPP_N | Internal | Winter | B19 | 700 | 3537 | 0 | 71.82 | 66.5 | 5.5 | 0
2025 | MISO_W_2_SPP_N | MISO_W | SPP_N | Internal | Winter | B20 | 935 | 3537 | 0 | 57.3 | 49.46 | 5.5 | 0
2025 | MISO_WUMS_2_MISO_MI | MISO_WUMS | MISO_MI | Internal | Shoulder | B11 | 25 | 787 | 786.74 | 78.72 | 78.76 | 0.01 | 0.02
2025 | MISO_WUMS_2_MISO_MI | MISO_WUMS | MISO_MI | Internal | Shoulder | B12 | 200 | 787 | 787 | 70.7 | 74.8 | 0.01 | 4.09
2025 | MISO_WUMS_2_MISO_MI | MISO_WUMS | MISO_MI | Internal | Shoulder | B13 | 600 | 787 | 787 | 70.28 | 73.2 | 0.01 | 2.91
2025 | MISO_WUMS_2_MISO_MI | MISO_WUMS | MISO_MI | Internal | Shoulder | B14 | 900 | 787 | 787 | 67.4 | 69.6 | 0.01 | 2.18
2025 | MISO_WUMS_2_MISO_MI | MISO_WUMS | MISO_MI | Internal | Shoulder | B15 | 1203 | 787 | 787 | 58.73 | 59.38 | 0.01 | 0.63
2025 | MISO_WUMS_2_MISO_MI | MISO_WUMS | MISO_MI | Internal | Summer | B1 | 10 | 787 | 785.68 | 109.53 | 109.55 | 0.01 | 0.01
2025 | MISO_WUMS_2_MISO_MI | MISO_WUMS | MISO_MI | Internal | Summer | B2 | 25 | 787 | 786.96 | 108.27 | 108.48 | 0.01 | 0.2
2025 | MISO_WUMS_2_MISO_MI | MISO_WUMS | MISO_MI | Internal | Summer | B3 | 75 | 787 | 786.8 | 108.26 | 108.28 | 0.01 | 0.01
2025 | MISO_WUMS_2_MISO_MI | MISO_WUMS | MISO_MI | Internal | Summer | B4 | 100 | 787 | 786.86 | 103.71 | 103.73 | 0.01 | 0.01
2025 | MISO_WUMS_2_MISO_MI | MISO_WUMS | MISO_MI | Internal | Summer | B5 | 200 | 787 | 787 | 91.31 | 96.16 | 0.01 | 4.83
2025 | MISO_WUMS_2_MISO_MI | MISO_WUMS | MISO_MI | Internal | Summer | B6 | 300 | 787 | 394.78 | 83.85 | 83.86 | 0.01 | 0
2025 | MISO_WUMS_2_MISO_MI | MISO_WUMS | MISO_MI | Internal | Summer | B7 | 400 | 787 | 786.99 | 78.2 | 78.25 | 0.01 | 0.04
2025 | MISO_WUMS_2_MISO_MI | MISO_WUMS | MISO_MI | Internal | Summer | B8 | 500 | 787 | 787 | 69.98 | 71.99 | 0.01 | 2
2025 | MISO_WUMS_2_MISO_MI | MISO_WUMS | MISO_MI | Internal | Summer | B9 | 800 | 787 | 787 | 66.18 | 68.19 | 0.01 | 2
2025 | MISO_WUMS_2_MISO_MI | MISO_WUMS | MISO_MI | Internal | Summer | B10 | 1262 | 787 | 787 | 58.3 | 60.3 | 0.01 | 1.99
2025 | MISO_WUMS_2_MISO_MI | MISO_WUMS | MISO_MI | Internal | Winter | B16 | 25 | 787 | 787 | 71.84 | 82.6 | 0.01 | 10.75
2025 | MISO_WUMS_2_MISO_MI | MISO_WUMS | MISO_MI | Internal | Winter | B17 | 100 | 787 | 787 | 70.17 | 78.58 | 0.01 | 8.4
2025 | MISO_WUMS_2_MISO_MI | MISO_WUMS | MISO_MI | Internal | Winter | B18 | 400 | 787 | 787 | 71.84 | 75.68 | 0.01 | 3.83
2025 | MISO_WUMS_2_MISO_MI | MISO_WUMS | MISO_MI | Internal | Winter | B19 | 700 | 787 | 787 | 71.84 | 73.16 | 0.01 | 1.32
2025 | MISO_WUMS_2_MISO_MI | MISO_WUMS | MISO_MI | Internal | Winter | B20 | 935 | 787 | 787 | 61.09 | 61.49 | 0.01 | 0.39
2025 | MISO_WUMS_2_MISO_W | MISO_WUMS | MISO_W | Internal | Shoulder | B11 | 25 | 1175 | 0.82 | 78.72 | 78.72 | 0.01 | 0
2025 | MISO_WUMS_2_MISO_W | MISO_WUMS | MISO_W | Internal | Shoulder | B12 | 200 | 1175 | 0.05 | 70.7 | 70.69 | 0.01 | 0
2025 | MISO_WUMS_2_MISO_W | MISO_WUMS | MISO_W | Internal | Shoulder | B13 | 600 | 1175 | 0.02 | 70.28 | 70.27 | 0.01 | 0
2025 | MISO_WUMS_2_MISO_W | MISO_WUMS | MISO_W | Internal | Shoulder | B14 | 900 | 1175 | 0 | 67.4 | 67.02 | 0.01 | 0
2025 | MISO_WUMS_2_MISO_W | MISO_WUMS | MISO_W | Internal | Shoulder | B15 | 1203 | 1175 | 0 | 58.73 | 11.36 | 0.01 | 0
2025 | MISO_WUMS_2_MISO_W | MISO_WUMS | MISO_W | Internal | Summer | B1 | 10 | 1175 | 1.52 | 109.53 | 109.53 | 0.01 | 0
2025 | MISO_WUMS_2_MISO_W | MISO_WUMS | MISO_W | Internal | Summer | B2 | 25 | 1175 | 0.61 | 108.27 | 108.27 | 0.01 | 0
2025 | MISO_WUMS_2_MISO_W | MISO_WUMS | MISO_W | Internal | Summer | B3 | 75 | 1175 | 106.59 | 108.26 | 108.27 | 0.01 | 0
2025 | MISO_WUMS_2_MISO_W | MISO_WUMS | MISO_W | Internal | Summer | B4 | 100 | 1175 | 833.72 | 103.71 | 103.72 | 0.01 | 0
2025 | MISO_WUMS_2_MISO_W | MISO_WUMS | MISO_W | Internal | Summer | B5 | 200 | 1175 | 1175 | 91.31 | 96.14 | 0.01 | 4.82
2025 | MISO_WUMS_2_MISO_W | MISO_WUMS | MISO_W | Internal | Summer | B6 | 300 | 1175 | 220.88 | 83.85 | 83.86 | 0.01 | 0
2025 | MISO_WUMS_2_MISO_W | MISO_WUMS | MISO_W | Internal | Summer | B7 | 400 | 1175 | 317.52 | 78.2 | 78.22 | 0.01 | 0
2025 | MISO_WUMS_2_MISO_W | MISO_WUMS | MISO_W | Internal | Summer | B8 | 500 | 1175 | 528.71 | 69.98 | 69.99 | 0.01 | 0
2025 | MISO_WUMS_2_MISO_W | MISO_WUMS | MISO_W | Internal | Summer | B9 | 800 | 1175 | 960.38 | 66.18 | 66.19 | 0.01 | 0
2025 | MISO_WUMS_2_MISO_W | MISO_WUMS | MISO_W | Internal | Summer | B10 | 1262 | 1175 | 0.01 | 58.3 | 58.3 | 0.01 | 0
2025 | MISO_WUMS_2_MISO_W | MISO_WUMS | MISO_W | Internal | Winter | B16 | 25 | 1175 | 0 | 71.84 | 63.17 | 0.01 | 0
2025 | MISO_WUMS_2_MISO_W | MISO_WUMS | MISO_W | Internal | Winter | B17 | 100 | 1175 | 0 | 70.17 | 63.19 | 0.01 | 0
2025 | MISO_WUMS_2_MISO_W | MISO_WUMS | MISO_W | Internal | Winter | B18 | 400 | 1175 | 0.02 | 71.84 | 71.82 | 0.01 | 0
2025 | MISO_WUMS_2_MISO_W | MISO_WUMS | MISO_W | Internal | Winter | B19 | 700 | 1175 | 0.01 | 71.84 | 71.82 | 0.01 | 0
2025 | MISO_WUMS_2_MISO_W | MISO_WUMS | MISO_W | Internal | Winter | B20 | 935 | 1175 | 0 | 61.09 | 57.3 | 0.01 | 0
2025 | MISO_WUMS_2_PJM_ROR | MISO_WUMS | PJM_ROR | Internal | Shoulder | B11 | 25 | 1600 | 1591.96 | 78.72 | 79.72 | 1 | 0
2025 | MISO_WUMS_2_PJM_ROR | MISO_WUMS | PJM_ROR | Internal | Shoulder | B12 | 200 | 1600 | 1600 | 70.7 | 73.78 | 1 | 2.08
2025 | MISO_WUMS_2_PJM_ROR | MISO_WUMS | PJM_ROR | Internal | Shoulder | B13 | 600 | 1600 | 1600 | 70.28 | 72.2 | 1 | 0.92
2025 | MISO_WUMS_2_PJM_ROR | MISO_WUMS | PJM_ROR | Internal | Shoulder | B14 | 900 | 1600 | 1600 | 67.4 | 70.03 | 1 | 1.63
2025 | MISO_WUMS_2_PJM_ROR | MISO_WUMS | PJM_ROR | Internal | Shoulder | B15 | 1203 | 1600 | 1600 | 58.73 | 60.13 | 1 | 0.39
2025 | MISO_WUMS_2_PJM_ROR | MISO_WUMS | PJM_ROR | Internal | Summer | B1 | 10 | 1600 | 1089.33 | 109.53 | 110.53 | 1 | 0
2025 | MISO_WUMS_2_PJM_ROR | MISO_WUMS | PJM_ROR | Internal | Summer | B2 | 25 | 1600 | 1141.45 | 108.27 | 109.27 | 1 | 0
2025 | MISO_WUMS_2_PJM_ROR | MISO_WUMS | PJM_ROR | Internal | Summer | B3 | 75 | 1600 | 1599.79 | 108.26 | 109.27 | 1 | 0.01
2025 | MISO_WUMS_2_PJM_ROR | MISO_WUMS | PJM_ROR | Internal | Summer | B4 | 100 | 1600 | 1599.86 | 103.71 | 104.72 | 1 | 0.01
2025 | MISO_WUMS_2_PJM_ROR | MISO_WUMS | PJM_ROR | Internal | Summer | B5 | 200 | 1600 | 1600 | 91.31 | 97.14 | 1 | 4.83
2025 | MISO_WUMS_2_PJM_ROR | MISO_WUMS | PJM_ROR | Internal | Summer | B6 | 300 | 1600 | 1599.94 | 83.85 | 84.86 | 1 | 0.01
2025 | MISO_WUMS_2_PJM_ROR | MISO_WUMS | PJM_ROR | Internal | Summer | B7 | 400 | 1600 | 1599.96 | 78.2 | 79.22 | 1 | 0.01
2025 | MISO_WUMS_2_PJM_ROR | MISO_WUMS | PJM_ROR | Internal | Summer | B8 | 500 | 1600 | 1599.97 | 69.98 | 70.99 | 1 | 0.01
2025 | MISO_WUMS_2_PJM_ROR | MISO_WUMS | PJM_ROR | Internal | Summer | B9 | 800 | 1600 | 1599.98 | 66.18 | 67.19 | 1 | 0.01
2025 | MISO_WUMS_2_PJM_ROR | MISO_WUMS | PJM_ROR | Internal | Summer | B10 | 1262 | 1600 | 1527.51 | 58.3 | 59.3 | 1 | 0
2025 | MISO_WUMS_2_PJM_ROR | MISO_WUMS | PJM_ROR | Internal | Winter | B16 | 25 | 1600 | 1600 | 71.84 | 83.6 | 1 | 10.76
2025 | MISO_WUMS_2_PJM_ROR | MISO_WUMS | PJM_ROR | Internal | Winter | B17 | 100 | 1600 | 1600 | 70.17 | 79.57 | 1 | 8.4
2025 | MISO_WUMS_2_PJM_ROR | MISO_WUMS | PJM_ROR | Internal | Winter | B18 | 400 | 1600 | 1600 | 71.84 | 74.68 | 1 | 1.84
2025 | MISO_WUMS_2_PJM_ROR | MISO_WUMS | PJM_ROR | Internal | Winter | B19 | 700 | 1600 | 1600 | 71.84 | 74.14 | 1 | 1.3
2025 | MISO_WUMS_2_PJM_ROR | MISO_WUMS | PJM_ROR | Internal | Winter | B20 | 935 | 1600 | 1600 | 61.09 | 62.42 | 1 | 0.33
2025 | NE_2_MAPP_US | NE | MAPP_US | Internal | Shoulder | B11 | 25 | 1600 | 0 | 75.22 | 73.22 | 3.5 | 0
2025 | NE_2_MAPP_US | NE | MAPP_US | Internal | Shoulder | B12 | 200 | 1600 | 0 | 67.18 | 65.19 | 3.5 | 0
2025 | NE_2_MAPP_US | NE | MAPP_US | Internal | Shoulder | B13 | 600 | 1600 | 0 | 66.77 | 64.77 | 3.5 | 0
2025 | NE_2_MAPP_US | NE | MAPP_US | Internal | Shoulder | B14 | 900 | 1600 | 408.89 | 58.02 | 61.52 | 3.5 | 0
2025 | NE_2_MAPP_US | NE | MAPP_US | Internal | Shoulder | B15 | 1203 | 1600 | 1600 | 0.03 | 5.86 | 3.5 | 2.33
2025 | NE_2_MAPP_US | NE | MAPP_US | Internal | Summer | B1 | 10 | 1600 | 0 | 106.03 | 104.03 | 3.5 | 0
2025 | NE_2_MAPP_US | NE | MAPP_US | Internal | Summer | B2 | 25 | 1600 | 0 | 100.24 | 102.77 | 3.5 | 0
2025 | NE_2_MAPP_US | NE | MAPP_US | Internal | Summer | B3 | 75 | 1600 | 0 | 104.77 | 102.77 | 3.5 | 0
2025 | NE_2_MAPP_US | NE | MAPP_US | Internal | Summer | B4 | 100 | 1600 | 0 | 100.22 | 98.22 | 3.5 | 0
2025 | NE_2_MAPP_US | NE | MAPP_US | Internal | Summer | B5 | 200 | 1600 | 0 | 92.64 | 90.64 | 3.5 | 0
2025 | NE_2_MAPP_US | NE | MAPP_US | Internal | Summer | B6 | 300 | 1600 | 0 | 80.36 | 78.36 | 3.5 | 0
2025 | NE_2_MAPP_US | NE | MAPP_US | Internal | Summer | B7 | 400 | 1600 | 0 | 74.72 | 72.72 | 3.5 | 0
2025 | NE_2_MAPP_US | NE | MAPP_US | Internal | Summer | B8 | 500 | 1600 | 0 | 66.49 | 64.49 | 3.5 | 0
2025 | NE_2_MAPP_US | NE | MAPP_US | Internal | Summer | B9 | 800 | 1600 | 0 | 62.69 | 60.69 | 3.5 | 0
2025 | NE_2_MAPP_US | NE | MAPP_US | Internal | Summer | B10 | 1262 | 1600 | 0 | 54.8 | 52.8 | 3.5 | 0
2025 | NE_2_MAPP_US | NE | MAPP_US | Internal | Winter | B16 | 25 | 1600 | 1600 | 11.68 | 51.8 | 3.5 | 36.62
2025 | NE_2_MAPP_US | NE | MAPP_US | Internal | Winter | B17 | 100 | 1600 | 970.21 | 54.19 | 57.69 | 3.5 | 0
2025 | NE_2_MAPP_US | NE | MAPP_US | Internal | Winter | B18 | 400 | 1600 | 570.13 | 62.82 | 66.32 | 3.5 | 0
2025 | NE_2_MAPP_US | NE | MAPP_US | Internal | Winter | B19 | 700 | 1600 | 246.43 | 62.82 | 66.32 | 3.5 | 0
2025 | NE_2_MAPP_US | NE | MAPP_US | Internal | Winter | B20 | 935 | 1600 | 707.78 | 48.3 | 51.8 | 3.5 | 0
2025 | NE_2_MISO_W | NE | MISO_W | Internal | Shoulder | B11 | 25 | 4089 | 3500.85 | 75.22 | 78.72 | 3.5 | 0
2025 | NE_2_MISO_W | NE | MISO_W | Internal | Shoulder | B12 | 200 | 4089 | 4088.92 | 67.18 | 70.69 | 3.5 | 0.01
2025 | NE_2_MISO_W | NE | MISO_W | Internal | Shoulder | B13 | 600 | 4089 | 3660.81 | 66.77 | 70.27 | 3.5 | 0
2025 | NE_2_MISO_W | NE | MISO_W | Internal | Shoulder | B14 | 900 | 4089 | 4089 | 58.02 | 67.02 | 3.5 | 5.5
2025 | NE_2_MISO_W | NE | MISO_W | Internal | Shoulder | B15 | 1203 | 4089 | 4089 | 0.03 | 11.36 | 3.5 | 7.83
2025 | NE_2_MISO_W | NE | MISO_W | Internal | Summer | B1 | 10 | 4089 | 2113.33 | 106.03 | 109.53 | 3.5 | 0
2025 | NE_2_MISO_W | NE | MISO_W | Internal | Summer | B2 | 25 | 4089 | 4089 | 100.24 | 108.27 | 3.5 | 4.53
2025 | NE_2_MISO_W | NE | MISO_W | Internal | Summer | B3 | 75 | 4089 | 1644.1 | 104.77 | 108.27 | 3.5 | 0
2025 | NE_2_MISO_W | NE | MISO_W | Internal | Summer | B4 | 100 | 4089 | 1359.85 | 100.22 | 103.72 | 3.5 | 0
2025 | NE_2_MISO_W | NE | MISO_W | Internal | Summer | B5 | 200 | 4089 | 300.09 | 92.64 | 96.14 | 3.5 | 0
2025 | NE_2_MISO_W | NE | MISO_W | Internal | Summer | B6 | 300 | 4089 | 943.59 | 80.36 | 83.86 | 3.5 | 0
2025 | NE_2_MISO_W | NE | MISO_W | Internal | Summer | B7 | 400 | 4089 | 1894.32 | 74.72 | 78.22 | 3.5 | 0
2025 | NE_2_MISO_W | NE | MISO_W | Internal | Summer | B8 | 500 | 4089 | 1890.71 | 66.49 | 69.99 | 3.5 | 0
2025 | NE_2_MISO_W | NE | MISO_W | Internal | Summer | B9 | 800 | 4089 | 1721.19 | 62.69 | 66.19 | 3.5 | 0
2025 | NE_2_MISO_W | NE | MISO_W | Internal | Summer | B10 | 1262 | 4089 | 3036.22 | 54.8 | 58.3 | 3.5 | 0
2025 | NE_2_MISO_W | NE | MISO_W | Internal | Winter | B16 | 25 | 4089 | 4089 | 11.68 | 63.17 | 3.5 | 48
2025 | NE_2_MISO_W | NE | MISO_W | Internal | Winter | B17 | 100 | 4089 | 4089 | 54.19 | 63.19 | 3.5 | 5.5
2025 | NE_2_MISO_W | NE | MISO_W | Internal | Winter | B18 | 400 | 4089 | 4089 | 62.82 | 71.82 | 3.5 | 5.5
2025 | NE_2_MISO_W | NE | MISO_W | Internal | Winter | B19 | 700 | 4089 | 4089 | 62.82 | 71.82 | 3.5 | 5.5
2025 | NE_2_MISO_W | NE | MISO_W | Internal | Winter | B20 | 935 | 4089 | 4089 | 48.3 | 57.3 | 3.5 | 5.5
2025 | NE_2_SPP_N | NE | SPP_N | Internal | Shoulder | B11 | 25 | 1960 | 0 | 75.22 | 73.95 | 0.01 | 0
2025 | NE_2_SPP_N | NE | SPP_N | Internal | Shoulder | B12 | 200 | 1960 | 448.81 | 67.18 | 67.19 | 0.01 | 0
2025 | NE_2_SPP_N | NE | SPP_N | Internal | Shoulder | B13 | 600 | 1960 | 1750.02 | 66.77 | 66.78 | 0.01 | 0
2025 | NE_2_SPP_N | NE | SPP_N | Internal | Shoulder | B14 | 900 | 1960 | 965.6 | 58.02 | 58.03 | 0.01 | 0
2025 | NE_2_SPP_N | NE | SPP_N | Internal | Shoulder | B15 | 1203 | 1960 | 0 | 0.03 | 0.02 | 0.01 | 0
2025 | NE_2_SPP_N | NE | SPP_N | Internal | Summer | B1 | 10 | 1960 | 0 | 106.03 | 69.11 | 0.01 | 0
2025 | NE_2_SPP_N | NE | SPP_N | Internal | Summer | B2 | 25 | 1960 | 0.3 | 100.24 | 100.23 | 0.01 | 0
2025 | NE_2_SPP_N | NE | SPP_N | Internal | Summer | B3 | 75 | 1960 | 1046.85 | 104.77 | 104.78 | 0.01 | 0
2025 | NE_2_SPP_N | NE | SPP_N | Internal | Summer | B4 | 100 | 1960 | 520.82 | 100.22 | 100.23 | 0.01 | 0
2025 | NE_2_SPP_N | NE | SPP_N | Internal | Summer | B5 | 200 | 1960 | 1940.76 | 92.64 | 92.66 | 0.01 | 0
2025 | NE_2_SPP_N | NE | SPP_N | Internal | Summer | B6 | 300 | 1960 | 1485.77 | 80.36 | 80.38 | 0.01 | 0
2025 | NE_2_SPP_N | NE | SPP_N | Internal | Summer | B7 | 400 | 1960 | 1394.81 | 74.72 | 74.73 | 0.01 | 0
2025 | NE_2_SPP_N | NE | SPP_N | Internal | Summer | B8 | 500 | 1960 | 1960 | 66.49 | 68.5 | 0.01 | 2
2025 | NE_2_SPP_N | NE | SPP_N | Internal | Summer | B9 | 800 | 1960 | 1960 | 62.69 | 65.74 | 0.01 | 3.03
2025 | NE_2_SPP_N | NE | SPP_N | Internal | Summer | B10 | 1262 | 1960 | 1960 | 54.8 | 56.8 | 0.01 | 1.99
2025 | NE_2_SPP_N | NE | SPP_N | Internal | Winter | B16 | 25 | 1960 | 1960 | 11.68 | 70.05 | 0.01 | 58.36
2025 | NE_2_SPP_N | NE | SPP_N | Internal | Winter | B17 | 100 | 1960 | 1960 | 54.19 | 68.69 | 0.01 | 14.49
2025 | NE_2_SPP_N | NE | SPP_N | Internal | Winter | B18 | 400 | 1960 | 1960 | 62.82 | 68.32 | 0.01 | 5.49
2025 | NE_2_SPP_N | NE | SPP_N | Internal | Winter | B19 | 700 | 1960 | 1960 | 62.82 | 66.5 | 0.01 | 3.67
2025 | NE_2_SPP_N | NE | SPP_N | Internal | Winter | B20 | 935 | 1960 | 1960 | 48.3 | 49.46 | 0.01 | 1.15
2025 | NEISO_2_NYISO_A-F | NEISO | NYISO_A-F | Internal | Shoulder | B11 | 25 | 600 | 599.99 | 65.77 | 68.74 | 1.5 | 1.47
2025 | NEISO_2_NYISO_A-F | NEISO | NYISO_A-F | Internal | Shoulder | B12 | 200 | 600 | 372.45 | 65.77 | 67.27 | 1.5 | 0
2025 | NEISO_2_NYISO_A-F | NEISO | NYISO_A-F | Internal | Shoulder | B13 | 600 | 600 | 103.71 | 64.21 | 65.71 | 1.5 | 0
2025 | NEISO_2_NYISO_A-F | NEISO | NYISO_A-F | Internal | Shoulder | B14 | 900 | 600 | 0 | 64.21 | 64.64 | 1.5 | 0
2025 | NEISO_2_NYISO_A-F | NEISO | NYISO_A-F | Internal | Shoulder | B15 | 1203 | 600 | 0 | 64.21 | 64.64 | 1.5 | 0
2025 | NEISO_2_NYISO_A-F | NEISO | NYISO_A-F | Internal | Summer | B1 | 10 | 600 | 0 | 113.56 | 86.27 | 1.5 | 0
2025 | NEISO_2_NYISO_A-F | NEISO | NYISO_A-F | Internal | Summer | B2 | 25 | 600 | 0 | 101.27 | 94.37 | 1.5 | 0
2025 | NEISO_2_NYISO_A-F | NEISO | NYISO_A-F | Internal | Summer | B3 | 75 | 600 | 0 | 87.77 | 86.27 | 1.5 | 0
2025 | NEISO_2_NYISO_A-F | NEISO | NYISO_A-F | Internal | Summer | B4 | 100 | 600 | 0 | 85.84 | 86.27 | 1.5 | 0
2025 | NEISO_2_NYISO_A-F | NEISO | NYISO_A-F | Internal | Summer | B5 | 200 | 600 | 444.01 | 65.95 | 67.45 | 1.5 | 0
2025 | NEISO_2_NYISO_A-F | NEISO | NYISO_A-F | Internal | Summer | B6 | 300 | 600 | 600 | 62.6 | 67.45 | 1.5 | 3.35
2025 | NEISO_2_NYISO_A-F | NEISO | NYISO_A-F | Internal | Summer | B7 | 400 | 600 | 600 | 62.6 | 67.45 | 1.5 | 3.35
2025 | NEISO_2_NYISO_A-F | NEISO | NYISO_A-F | Internal | Summer | B8 | 500 | 600 | 600 | 62.6 | 64.48 | 1.5 | 0.38
2025 | NEISO_2_NYISO_A-F | NEISO | NYISO_A-F | Internal | Summer | B9 | 800 | 600 | 0 | 62.6 | 62.92 | 1.5 | 0
2025 | NEISO_2_NYISO_A-F | NEISO | NYISO_A-F | Internal | Summer | B10 | 1262 | 600 | 0 | 62.6 | 62.92 | 1.5 | 0
2025 | NEISO_2_NYISO_A-F | NEISO | NYISO_A-F | Internal | Winter | B16 | 25 | 600 | 0 | 75.56 | 71.29 | 1.5 | 0
2025 | NEISO_2_NYISO_A-F | NEISO | NYISO_A-F | Internal | Winter | B17 | 100 | 600 | 0 | 75.56 | 71.29 | 1.5 | 0
2025 | NEISO_2_NYISO_A-F | NEISO | NYISO_A-F | Internal | Winter | B18 | 400 | 600 | 0 | 73.55 | 69.54 | 1.5 | 0
2025 | NEISO_2_NYISO_A-F | NEISO | NYISO_A-F | Internal | Winter | B19 | 700 | 600 | 0 | 73.55 | 69.54 | 1.5 | 0
2025 | NEISO_2_NYISO_A-F | NEISO | NYISO_A-F | Internal | Winter | B20 | 935 | 600 | 0 | 71.05 | 69.54 | 1.5 | 0
2025 | NEISO_2_NYISO_G-I | NEISO | NYISO_G-I | Internal | Shoulder | B11 | 25 | 600 | 600 | 65.77 | 70.45 | 1.5 | 3.19
2025 | NEISO_2_NYISO_G-I | NEISO | NYISO_G-I | Internal | Shoulder | B12 | 200 | 600 | 599.92 | 65.77 | 67.28 | 1.5 | 0.01
2025 | NEISO_2_NYISO_G-I | NEISO | NYISO_G-I | Internal | Shoulder | B13 | 600 | 600 | 600 | 64.21 | 66.18 | 1.5 | 0.47
2025 | NEISO_2_NYISO_G-I | NEISO | NYISO_G-I | Internal | Shoulder | B14 | 900 | 600 | 600 | 64.21 | 66.18 | 1.5 | 0.47
2025 | NEISO_2_NYISO_G-I | NEISO | NYISO_G-I | Internal | Shoulder | B15 | 1203 | 600 | 0 | 64.21 | 64.65 | 1.5 | 0
2025 | NEISO_2_NYISO_G-I | NEISO | NYISO_G-I | Internal | Summer | B1 | 10 | 600 | 1.38 | 113.56 | 115.05 | 1.5 | 0
2025 | NEISO_2_NYISO_G-I | NEISO | NYISO_G-I | Internal | Summer | B2 | 25 | 600 | 249.47 | 101.27 | 102.77 | 1.5 | 0
2025 | NEISO_2_NYISO_G-I | NEISO | NYISO_G-I | Internal | Summer | B3 | 75 | 600 | 600 | 87.77 | 91.87 | 1.5 | 2.6
2025 | NEISO_2_NYISO_G-I | NEISO | NYISO_G-I | Internal | Summer | B4 | 100 | 600 | 600 | 85.84 | 89.6 | 1.5 | 2.27
2025 | NEISO_2_NYISO_G-I | NEISO | NYISO_G-I | Internal | Summer | B5 | 200 | 600 | 600 | 65.95 | 89.6 | 1.5 | 22.16
2025 | NEISO_2_NYISO_G-I | NEISO | NYISO_G-I | Internal | Summer | B6 | 300 | 600 | 600 | 62.6 | 78.36 | 1.5 | 14.27
2025 | NEISO_2_NYISO_G-I | NEISO | NYISO_G-I | Internal | Summer | B7 | 400 | 600 | 600 | 62.6 | 67.46 | 1.5 | 3.36
2025 | NEISO_2_NYISO_G-I | NEISO | NYISO_G-I | Internal | Summer | B8 | 500 | 600 | 600 | 62.6 | 64.49 | 1.5 | 0.39
2025 | NEISO_2_NYISO_G-I | NEISO | NYISO_G-I | Internal | Summer | B9 | 800 | 600 | 0 | 62.6 | 62.94 | 1.5 | 0
2025 | NEISO_2_NYISO_G-I | NEISO | NYISO_G-I | Internal | Summer | B10 | 1262 | 600 | 0 | 62.6 | 62.94 | 1.5 | 0
2025 | NEISO_2_NYISO_G-I | NEISO | NYISO_G-I | Internal | Winter | B16 | 25 | 600 | 599.74 | 75.56 | 77.1 | 1.5 | 0.04
2025 | NEISO_2_NYISO_G-I | NEISO | NYISO_G-I | Internal | Winter | B17 | 100 | 600 | 0 | 75.56 | 75.18 | 1.5 | 0
2025 | NEISO_2_NYISO_G-I | NEISO | NYISO_G-I | Internal | Winter | B18 | 400 | 600 | 218.54 | 73.55 | 75.05 | 1.5 | 0
2025 | NEISO_2_NYISO_G-I | NEISO | NYISO_G-I | Internal | Winter | B19 | 700 | 600 | 453.23 | 73.55 | 75.05 | 1.5 | 0
2025 | NEISO_2_NYISO_G-I | NEISO | NYISO_G-I | Internal | Winter | B20 | 935 | 600 | 0 | 71.05 | 69.55 | 1.5 | 0
2025 | NEISO_2_NYISO_J-K | NEISO | NYISO_J-K | Internal | Shoulder | B11 | 25 | 745 | 745 | 65.77 | 70.47 | 1.5 | 3.2
2025 | NEISO_2_NYISO_J-K | NEISO | NYISO_J-K | Internal | Shoulder | B12 | 200 | 745 | 744.96 | 65.77 | 67.29 | 1.5 | 0.02
2025 | NEISO_2_NYISO_J-K | NEISO | NYISO_J-K | Internal | Shoulder | B13 | 600 | 745 | 745 | 64.21 | 66.19 | 1.5 | 0.48
2025 | NEISO_2_NYISO_J-K | NEISO | NYISO_J-K | Internal | Shoulder | B14 | 900 | 745 | 745 | 64.21 | 66.19 | 1.5 | 0.49
2025 | NEISO_2_NYISO_J-K | NEISO | NYISO_J-K | Internal | Shoulder | B15 | 1203 | 745 | 0 | 64.21 | 64.66 | 1.5 | 0
2025 | NEISO_2_NYISO_J-K | NEISO | NYISO_J-K | Internal | Summer | B1 | 10 | 745 | 569.88 | 113.56 | 115.06 | 1.5 | 0
2025 | NEISO_2_NYISO_J-K | NEISO | NYISO_J-K | Internal | Summer | B2 | 25 | 745 | 744.46 | 101.27 | 102.78 | 1.5 | 0.01
2025 | NEISO_2_NYISO_J-K | NEISO | NYISO_J-K | Internal | Summer | B3 | 75 | 745 | 745 | 87.77 | 91.88 | 1.5 | 2.61
2025 | NEISO_2_NYISO_J-K | NEISO | NYISO_J-K | Internal | Summer | B4 | 100 | 745 | 745 | 85.84 | 89.61 | 1.5 | 2.28
2025 | NEISO_2_NYISO_J-K | NEISO | NYISO_J-K | Internal | Summer | B5 | 200 | 745 | 745 | 65.95 | 89.61 | 1.5 | 22.17
2025 | NEISO_2_NYISO_J-K | NEISO | NYISO_J-K | Internal | Summer | B6 | 300 | 745 | 745 | 62.6 | 78.38 | 1.5 | 14.28
2025 | NEISO_2_NYISO_J-K | NEISO | NYISO_J-K | Internal | Summer | B7 | 400 | 745 | 745 | 62.6 | 67.47 | 1.5 | 3.37
2025 | NEISO_2_NYISO_J-K | NEISO | NYISO_J-K | Internal | Summer | B8 | 500 | 745 | 745 | 62.6 | 64.5 | 1.5 | 0.4
2025 | NEISO_2_NYISO_J-K | NEISO | NYISO_J-K | Internal | Summer | B9 | 800 | 745 | 0 | 62.6 | 62.95 | 1.5 | 0
2025 | NEISO_2_NYISO_J-K | NEISO | NYISO_J-K | Internal | Summer | B10 | 1262 | 745 | 0 | 62.6 | 62.95 | 1.5 | 0
2025 | NEISO_2_NYISO_J-K | NEISO | NYISO_J-K | Internal | Winter | B16 | 25 | 745 | 744.99 | 75.56 | 77.66 | 1.5 | 0.6
2025 | NEISO_2_NYISO_J-K | NEISO | NYISO_J-K | Internal | Winter | B17 | 100 | 745 | 745 | 75.56 | 77.66 | 1.5 | 0.6
2025 | NEISO_2_NYISO_J-K | NEISO | NYISO_J-K | Internal | Winter | B18 | 400 | 745 | 745 | 73.55 | 77.66 | 1.5 | 2.61
2025 | NEISO_2_NYISO_J-K | NEISO | NYISO_J-K | Internal | Winter | B19 | 700 | 745 | 745 | 73.55 | 77.66 | 1.5 | 2.61
2025 | NEISO_2_NYISO_J-K | NEISO | NYISO_J-K | Internal | Winter | B20 | 935 | 745 | 0 | 71.05 | 69.56 | 1.5 | 0
2025 | NonRTO_Midwest_2_MISO_IN | NonRTO_Midwest | MISO_IN | Internal | Shoulder | B11 | 25 | 4450 | 0 | 85.25 | 78.75 | 5.5 | 0
2025 | NonRTO_Midwest_2_MISO_IN | NonRTO_Midwest | MISO_IN | Internal | Shoulder | B12 | 200 | 4450 | 0 | 81.29 | 74.79 | 5.5 | 0
2025 | NonRTO_Midwest_2_MISO_IN | NonRTO_Midwest | MISO_IN | Internal | Shoulder | B13 | 600 | 4450 | 0 | 79.69 | 73.19 | 5.5 | 0
2025 | NonRTO_Midwest_2_MISO_IN | NonRTO_Midwest | MISO_IN | Internal | Shoulder | B14 | 900 | 4450 | 0 | 76.09 | 69.59 | 5.5 | 0
2025 | NonRTO_Midwest_2_MISO_IN | NonRTO_Midwest | MISO_IN | Internal | Shoulder | B15 | 1203 | 4450 | 0 | 65.87 | 59.37 | 5.5 | 0
2025 | NonRTO_Midwest_2_MISO_IN | NonRTO_Midwest | MISO_IN | Internal | Summer | B1 | 10 | 4450 | 0 | 116.04 | 109.54 | 5.5 | 0
2025 | NonRTO_Midwest_2_MISO_IN | NonRTO_Midwest | MISO_IN | Internal | Summer | B2 | 25 | 4450 | 0 | 114.97 | 108.47 | 5.5 | 0
2025 | NonRTO_Midwest_2_MISO_IN | NonRTO_Midwest | MISO_IN | Internal | Summer | B3 | 75 | 4450 | 0 | 114.77 | 108.27 | 5.5 | 0
2025 | NonRTO_Midwest_2_MISO_IN | NonRTO_Midwest | MISO_IN | Internal | Summer | B4 | 100 | 4450 | 0 | 110.22 | 103.72 | 5.5 | 0
2025 | NonRTO_Midwest_2_MISO_IN | NonRTO_Midwest | MISO_IN | Internal | Summer | B5 | 200 | 4450 | 0 | 102.64 | 96.14 | 5.5 | 0
2025 | NonRTO_Midwest_2_MISO_IN | NonRTO_Midwest | MISO_IN | Internal | Summer | B6 | 300 | 4450 | 0 | 90.36 | 83.86 | 5.5 | 0
2025 | NonRTO_Midwest_2_MISO_IN | NonRTO_Midwest | MISO_IN | Internal | Summer | B7 | 400 | 4450 | 0 | 84.74 | 78.24 | 5.5 | 0
2025 | NonRTO_Midwest_2_MISO_IN | NonRTO_Midwest | MISO_IN | Internal | Summer | B8 | 500 | 4450 | 0 | 78.49 | 71.99 | 5.5 | 0
2025 | NonRTO_Midwest_2_MISO_IN | NonRTO_Midwest | MISO_IN | Internal | Summer | B9 | 800 | 4450 | 0 | 74.68 | 68.18 | 5.5 | 0
2025 | NonRTO_Midwest_2_MISO_IN | NonRTO_Midwest | MISO_IN | Internal | Summer | B10 | 1262 | 4450 | 0 | 66.78 | 60.28 | 5.5 | 0
2025 | NonRTO_Midwest_2_MISO_IN | NonRTO_Midwest | MISO_IN | Internal | Winter | B16 | 25 | 4450 | 0 | 89.08 | 82.58 | 5.5 | 0
2025 | NonRTO_Midwest_2_MISO_IN | NonRTO_Midwest | MISO_IN | Internal | Winter | B17 | 100 | 4450 | 0 | 85.07 | 78.57 | 5.5 | 0
2025 | NonRTO_Midwest_2_MISO_IN | NonRTO_Midwest | MISO_IN | Internal | Winter | B18 | 400 | 4450 | 0 | 82.17 | 75.67 | 5.5 | 0
2025 | NonRTO_Midwest_2_MISO_IN | NonRTO_Midwest | MISO_IN | Internal | Winter | B19 | 700 | 4450 | 0 | 79.65 | 73.15 | 5.5 | 0
2025 | NonRTO_Midwest_2_MISO_IN | NonRTO_Midwest | MISO_IN | Internal | Winter | B20 | 935 | 4450 | 0 | 67.98 | 61.48 | 5.5 | 0
2025 | NonRTO_Midwest_2_TVA_Transmission | NonRTO_Midwest | TVA_Transmission | Internal | Shoulder | B11 | 25 | 2400 | 0 | 85.25 | 84.23 | 5.5 | 0
2025 | NonRTO_Midwest_2_TVA_Transmission | NonRTO_Midwest | TVA_Transmission | Internal | Shoulder | B12 | 200 | 2400 | 0 | 81.29 | 75.84 | 5.5 | 0
2025 | NonRTO_Midwest_2_TVA_Transmission | NonRTO_Midwest | TVA_Transmission | Internal | Shoulder | B13 | 600 | 2400 | 0 | 79.69 | 74.59 | 5.5 | 0
2025 | NonRTO_Midwest_2_TVA_Transmission | NonRTO_Midwest | TVA_Transmission | Internal | Shoulder | B14 | 900 | 2400 | 0 | 76.09 | 72.15 | 5.5 | 0
2025 | NonRTO_Midwest_2_TVA_Transmission | NonRTO_Midwest | TVA_Transmission | Internal | Shoulder | B15 | 1203 | 2400 | 0 | 65.87 | 64.63 | 5.5 | 0
2025 | NonRTO_Midwest_2_TVA_Transmission | NonRTO_Midwest | TVA_Transmission | Internal | Summer | B1 | 10 | 2400 | 0 | 116.04 | 115.03 | 5.5 | 0
2025 | NonRTO_Midwest_2_TVA_Transmission | NonRTO_Midwest | TVA_Transmission | Internal | Summer | B2 | 25 | 2400 | 0 | 114.97 | 113.77 | 5.5 | 0
2025 | NonRTO_Midwest_2_TVA_Transmission | NonRTO_Midwest | TVA_Transmission | Internal | Summer | B3 | 75 | 2400 | 0 | 114.77 | 113.78 | 5.5 | 0
2025 | NonRTO_Midwest_2_TVA_Transmission | NonRTO_Midwest | TVA_Transmission | Internal | Summer | B4 | 100 | 2400 | 0 | 110.22 | 110.23 | 5.5 | 0
2025 | NonRTO_Midwest_2_TVA_Transmission | NonRTO_Midwest | TVA_Transmission | Internal | Summer | B5 | 200 | 2400 | 0 | 102.64 | 101.66 | 5.5 | 0
2025 | NonRTO_Midwest_2_TVA_Transmission | NonRTO_Midwest | TVA_Transmission | Internal | Summer | B6 | 300 | 2400 | 0 | 90.36 | 89.36 | 5.5 | 0
2025 | NonRTO_Midwest_2_TVA_Transmission | NonRTO_Midwest | TVA_Transmission | Internal | Summer | B7 | 400 | 2400 | 0 | 84.74 | 83.72 | 5.5 | 0
2025 | NonRTO_Midwest_2_TVA_Transmission | NonRTO_Midwest | TVA_Transmission | Internal | Summer | B8 | 500 | 2400 | 0 | 78.49 | 74.47 | 5.5 | 0
2025 | NonRTO_Midwest_2_TVA_Transmission | NonRTO_Midwest | TVA_Transmission | Internal | Summer | B9 | 800 | 2400 | 0 | 74.68 | 71.24 | 5.5 | 0
2025 | NonRTO_Midwest_2_TVA_Transmission | NonRTO_Midwest | TVA_Transmission | Internal | Summer | B10 | 1262 | 2400 | 0 | 66.78 | 63.8 | 5.5 | 0
2025 | NonRTO_Midwest_2_TVA_Transmission | NonRTO_Midwest | TVA_Transmission | Internal | Winter | B16 | 25 | 2400 | 0 | 89.08 | 88.1 | 5.5 | 0
2025 | NonRTO_Midwest_2_TVA_Transmission | NonRTO_Midwest | TVA_Transmission | Internal | Winter | B17 | 100 | 2400 | 0 | 85.07 | 78.29 | 5.5 | 0
2025 | NonRTO_Midwest_2_TVA_Transmission | NonRTO_Midwest | TVA_Transmission | Internal | Winter | B18 | 400 | 2400 | 0 | 82.17 | 76.68 | 5.5 | 0
2025 | NonRTO_Midwest_2_TVA_Transmission | NonRTO_Midwest | TVA_Transmission | Internal | Winter | B19 | 700 | 2400 | 0 | 79.65 | 75.27 | 5.5 | 0
2025 | NonRTO_Midwest_2_TVA_Transmission | NonRTO_Midwest | TVA_Transmission | Internal | Winter | B20 | 935 | 2400 | 0 | 67.98 | 66.92 | 5.5 | 0
2025 | NYISO_A-F_2_IESO | NYISO_A-F | IESO | Internal | Shoulder | B11 | 25 | 1600 | 0 | 68.74 | 54.88 | 5.5 | 0
2025 | NYISO_A-F_2_IESO | NYISO_A-F | IESO | Internal | Shoulder | B12 | 200 | 1600 | 0 | 67.27 | 54.88 | 5.5 | 0
2025 | NYISO_A-F_2_IESO | NYISO_A-F | IESO | Internal | Shoulder | B13 | 600 | 1600 | 0 | 65.71 | 54.88 | 5.5 | 0
2025 | NYISO_A-F_2_IESO | NYISO_A-F | IESO | Internal | Shoulder | B14 | 900 | 1600 | 0 | 64.64 | 54.88 | 5.5 | 0
2025 | NYISO_A-F_2_IESO | NYISO_A-F | IESO | Internal | Shoulder | B15 | 1203 | 1600 | 0 | 64.64 | 54.88 | 5.5 | 0
2025 | NYISO_A-F_2_IESO | NYISO_A-F | IESO | Internal | Summer | B1 | 10 | 1600 | 0 | 86.27 | 81.77 | 5.5 | 0
2025 | NYISO_A-F_2_IESO | NYISO_A-F | IESO | Internal | Summer | B2 | 25 | 1600 | 0 | 94.37 | 89.87 | 5.5 | 0
2025 | NYISO_A-F_2_IESO | NYISO_A-F | IESO | Internal | Summer | B3 | 75 | 1600 | 0 | 86.27 | 74.1 | 5.5 | 0
2025 | NYISO_A-F_2_IESO | NYISO_A-F | IESO | Internal | Summer | B4 | 100 | 1600 | 0 | 86.27 | 58.06 | 5.5 | 0
2025 | NYISO_A-F_2_IESO | NYISO_A-F | IESO | Internal | Summer | B5 | 200 | 1600 | 0 | 67.45 | 58.06 | 5.5 | 0
2025 | NYISO_A-F_2_IESO | NYISO_A-F | IESO | Internal | Summer | B6 | 300 | 1600 | 0 | 67.45 | 53.8 | 5.5 | 0
2025 | NYISO_A-F_2_IESO | NYISO_A-F | IESO | Internal | Summer | B7 | 400 | 1600 | 0 | 67.45 | 53.8 | 5.5 | 0
2025 | NYISO_A-F_2_IESO | NYISO_A-F | IESO | Internal | Summer | B8 | 500 | 1600 | 0 | 64.48 | 53.8 | 5.5 | 0
2025 | NYISO_A-F_2_IESO | NYISO_A-F | IESO | Internal | Summer | B9 | 800 | 1600 | 0 | 62.92 | 53.8 | 5.5 | 0
2025 | NYISO_A-F_2_IESO | NYISO_A-F | IESO | Internal | Summer | B10 | 1262 | 1600 | 0 | 62.92 | 53.8 | 5.5 | 0
2025 | NYISO_A-F_2_IESO | NYISO_A-F | IESO | Internal | Winter | B16 | 25 | 1600 | 0 | 71.29 | 56.99 | 5.5 | 0
2025 | NYISO_A-F_2_IESO | NYISO_A-F | IESO | Internal | Winter | B17 | 100 | 1600 | 0 | 71.29 | 56.99 | 5.5 | 0
2025 | NYISO_A-F_2_IESO | NYISO_A-F | IESO | Internal | Winter | B18 | 400 | 1600 | 0 | 69.54 | 56.99 | 5.5 | 0
2025 | NYISO_A-F_2_IESO | NYISO_A-F | IESO | Internal | Winter | B19 | 700 | 1600 | 0 | 69.54 | 56.99 | 5.5 | 0
2025 | NYISO_A-F_2_IESO | NYISO_A-F | IESO | Internal | Winter | B20 | 935 | 1600 | 0 | 69.54 | 56.99 | 5.5 | 0
2025 | NYISO_A-F_2_NEISO | NYISO_A-F | NEISO | Internal | Shoulder | B11 | 25 | 600 | 0 | 68.74 | 65.77 | 1.5 | 0
2025 | NYISO_A-F_2_NEISO | NYISO_A-F | NEISO | Internal | Shoulder | B12 | 200 | 600 | 0 | 67.27 | 65.77 | 1.5 | 0
2025 | NYISO_A-F_2_NEISO | NYISO_A-F | NEISO | Internal | Shoulder | B13 | 600 | 600 | 0 | 65.71 | 64.21 | 1.5 | 0
2025 | NYISO_A-F_2_NEISO | NYISO_A-F | NEISO | Internal | Shoulder | B14 | 900 | 600 | 0 | 64.64 | 64.21 | 1.5 | 0
2025 | NYISO_A-F_2_NEISO | NYISO_A-F | NEISO | Internal | Shoulder | B15 | 1203 | 600 | 0 | 64.64 | 64.21 | 1.5 | 0
2025 | NYISO_A-F_2_NEISO | NYISO_A-F | NEISO | Internal | Summer | B1 | 10 | 600 | 600 | 86.27 | 113.56 | 1.5 | 25.79
2025 | NYISO_A-F_2_NEISO | NYISO_A-F | NEISO | Internal | Summer | B2 | 25 | 600 | 600 | 94.37 | 101.27 | 1.5 | 5.4
2025 | NYISO_A-F_2_NEISO | NYISO_A-F | NEISO | Internal | Summer | B3 | 75 | 600 | 154.42 | 86.27 | 87.77 | 1.5 | 0
2025 | NYISO_A-F_2_NEISO | NYISO_A-F | NEISO | Internal | Summer | B4 | 100 | 600 | 0 | 86.27 | 85.84 | 1.5 | 0
2025 | NYISO_A-F_2_NEISO | NYISO_A-F | NEISO | Internal | Summer | B5 | 200 | 600 | 0 | 67.45 | 65.95 | 1.5 | 0
2025 | NYISO_A-F_2_NEISO | NYISO_A-F | NEISO | Internal | Summer | B6 | 300 | 600 | 0 | 67.45 | 62.6 | 1.5 | 0
2025 | NYISO_A-F_2_NEISO | NYISO_A-F | NEISO | Internal | Summer | B7 | 400 | 600 | 0 | 67.45 | 62.6 | 1.5 | 0
2025 | NYISO_A-F_2_NEISO | NYISO_A-F | NEISO | Internal | Summer | B8 | 500 | 600 | 0 | 64.48 | 62.6 | 1.5 | 0
2025 | NYISO_A-F_2_NEISO | NYISO_A-F | NEISO | Internal | Summer | B9 | 800 | 600 | 0 | 62.92 | 62.6 | 1.5 | 0
2025 | NYISO_A-F_2_NEISO | NYISO_A-F | NEISO | Internal | Summer | B10 | 1262 | 600 | 0 | 62.92 | 62.6 | 1.5 | 0
2025 | NYISO_A-F_2_NEISO | NYISO_A-F | NEISO | Internal | Winter | B16 | 25 | 600 | 600 | 71.29 | 75.56 | 1.5 | 2.77
2025 | NYISO_A-F_2_NEISO | NYISO_A-F | NEISO | Internal | Winter | B17 | 100 | 600 | 600 | 71.29 | 75.56 | 1.5 | 2.77
2025 | NYISO_A-F_2_NEISO | NYISO_A-F | NEISO | Internal | Winter | B18 | 400 | 600 | 600 | 69.54 | 73.55 | 1.5 | 2.52
2025 | NYISO_A-F_2_NEISO | NYISO_A-F | NEISO | Internal | Winter | B19 | 700 | 600 | 600 | 69.54 | 73.55 | 1.5 | 2.52
2025 | NYISO_A-F_2_NEISO | NYISO_A-F | NEISO | Internal | Winter | B20 | 935 | 600 | 599.98 | 69.54 | 71.05 | 1.5 | 0.01
2025 | NYISO_A-F_2_NYISO_G-I | NYISO_A-F | NYISO_G-I | Internal | Shoulder | B11 | 25 | 5685 | 5685 | 68.74 | 70.45 | 0.01 | 1.7
2025 | NYISO_A-F_2_NYISO_G-I | NYISO_A-F | NYISO_G-I | Internal | Shoulder | B12 | 200 | 5685 | 4629.03 | 67.27 | 67.28 | 0.01 | 0
2025 | NYISO_A-F_2_NYISO_G-I | NYISO_A-F | NYISO_G-I | Internal | Shoulder | B13 | 600 | 5685 | 5685 | 65.71 | 66.18 | 0.01 | 0.45
2025 | NYISO_A-F_2_NYISO_G-I | NYISO_A-F | NYISO_G-I | Internal | Shoulder | B14 | 900 | 5685 | 5685 | 64.64 | 66.18 | 0.01 | 1.53
2025 | NYISO_A-F_2_NYISO_G-I | NYISO_A-F | NYISO_G-I | Internal | Shoulder | B15 | 1203 | 5685 | 4219.48 | 64.64 | 64.65 | 0.01 | 0
2025 | NYISO_A-F_2_NYISO_G-I | NYISO_A-F | NYISO_G-I | Internal | Summer | B1 | 10 | 5685 | 5685 | 86.27 | 115.05 | 0.01 | 28.77
2025 | NYISO_A-F_2_NYISO_G-I | NYISO_A-F | NYISO_G-I | Internal | Summer | B2 | 25 | 5685 | 5685 | 94.37 | 102.77 | 0.01 | 8.39
2025 | NYISO_A-F_2_NYISO_G-I | NYISO_A-F | NYISO_G-I | Internal | Summer | B3 | 75 | 5685 | 5685 | 86.27 | 91.87 | 0.01 | 5.58
2025 | NYISO_A-F_2_NYISO_G-I | NYISO_A-F | NYISO_G-I | Internal | Summer | B4 | 100 | 5685 | 5685 | 86.27 | 89.6 | 0.01 | 3.32
2025 | NYISO_A-F_2_NYISO_G-I | NYISO_A-F | NYISO_G-I | Internal | Summer | B5 | 200 | 5685 | 5685 | 67.45 | 89.6 | 0.01 | 22.15
2025 | NYISO_A-F_2_NYISO_G-I | NYISO_A-F | NYISO_G-I | Internal | Summer | B6 | 300 | 5685 | 5685 | 67.45 | 78.36 | 0.01 | 10.91
2025 | NYISO_A-F_2_NYISO_G-I | NYISO_A-F | NYISO_G-I | Internal | Summer | B7 | 400 | 5685 | 5604.45 | 67.45 | 67.46 | 0.01 | 0
2025 | NYISO_A-F_2_NYISO_G-I | NYISO_A-F | NYISO_G-I | Internal | Summer | B8 | 500 | 5685 | 5625.33 | 64.48 | 64.49 | 0.01 | 0
2025 | NYISO_A-F_2_NYISO_G-I | NYISO_A-F | NYISO_G-I | Internal | Summer | B9 | 800 | 5685 | 5670.67 | 62.92 | 62.94 | 0.01 | 0
2025 | NYISO_A-F_2_NYISO_G-I | NYISO_A-F | NYISO_G-I | Internal | Summer | B10 | 1262 | 5685 | 3523.7 | 62.92 | 62.94 | 0.01 | 0
2025 | NYISO_A-F_2_NYISO_G-I | NYISO_A-F | NYISO_G-I | Internal | Winter | B16 | 25 | 5685 | 5685 | 71.29 | 77.1 | 0.01 | 5.8
2025 | NYISO_A-F_2_NYISO_G-I | NYISO_A-F | NYISO_G-I | Internal | Winter | B17 | 100 | 5685 | 5685 | 71.29 | 75.18 | 0.01 | 3.88
2025 | NYISO_A-F_2_NYISO_G-I | NYISO_A-F | NYISO_G-I | Internal | Winter | B18 | 400 | 5685 | 5685 | 69.54 | 75.05 | 0.01 | 5.51
2025 | NYISO_A-F_2_NYISO_G-I | NYISO_A-F | NYISO_G-I | Internal | Winter | B19 | 700 | 5685 | 5685 | 69.54 | 75.05 | 0.01 | 5.51
2025 | NYISO_A-F_2_NYISO_G-I | NYISO_A-F | NYISO_G-I | Internal | Winter | B20 | 935 | 5685 | 5245.95 | 69.54 | 69.55 | 0.01 | 0
2025 | NYISO_A-F_2_PJM_ROM | NYISO_A-F | PJM_ROM | Internal | Shoulder | B11 | 25 | 1000 | 1000 | 68.74 | 79.74 | 6.5 | 4.5
2025 | NYISO_A-F_2_PJM_ROM | NYISO_A-F | PJM_ROM | Internal | Shoulder | B12 | 200 | 1000 | 999.95 | 67.27 | 73.79 | 6.5 | 0.02
2025 | NYISO_A-F_2_PJM_ROM | NYISO_A-F | PJM_ROM | Internal | Shoulder | B13 | 600 | 1000 | 66.53 | 65.71 | 72.21 | 6.5 | 0
2025 | NYISO_A-F_2_PJM_ROM | NYISO_A-F | PJM_ROM | Internal | Shoulder | B14 | 900 | 1000 | 0 | 64.64 | 70.04 | 6.5 | 0
2025 | NYISO_A-F_2_PJM_ROM | NYISO_A-F | PJM_ROM | Internal | Shoulder | B15 | 1203 | 1000 | 0 | 64.64 | 60.14 | 6.5 | 0
2025 | NYISO_A-F_2_PJM_ROM | NYISO_A-F | PJM_ROM | Internal | Summer | B1 | 10 | 1000 | 1000 | 86.27 | 110.54 | 6.5 | 17.77
2025 | NYISO_A-F_2_PJM_ROM | NYISO_A-F | PJM_ROM | Internal | Summer | B2 | 25 | 1000 | 1000 | 94.37 | 109.28 | 6.5 | 8.41
2025 | NYISO_A-F_2_PJM_ROM | NYISO_A-F | PJM_ROM | Internal | Summer | B3 | 75 | 1000 | 1000 | 86.27 | 109.26 | 6.5 | 16.49
2025 | NYISO_A-F_2_PJM_ROM | NYISO_A-F | PJM_ROM | Internal | Summer | B4 | 100 | 1000 | 1000 | 86.27 | 104.71 | 6.5 | 11.93
2025 | NYISO_A-F_2_PJM_ROM | NYISO_A-F | PJM_ROM | Internal | Summer | B5 | 200 | 1000 | 1000 | 67.45 | 97.13 | 6.5 | 23.19
2025 | NYISO_A-F_2_PJM_ROM | NYISO_A-F | PJM_ROM | Internal | Summer | B6 | 300 | 1000 | 1000 | 67.45 | 84.88 | 6.5 | 10.93
2025 | NYISO_A-F_2_PJM_ROM | NYISO_A-F | PJM_ROM | Internal | Summer | B7 | 400 | 1000 | 1000 | 67.45 | 79.23 | 6.5 | 5.28
2025 | NYISO_A-F_2_PJM_ROM | NYISO_A-F | PJM_ROM | Internal | Summer | B8 | 500 | 1000 | 999.99 | 64.48 | 71 | 6.5 | 0.02
2025 | NYISO_A-F_2_PJM_ROM | NYISO_A-F | PJM_ROM | Internal | Summer | B9 | 800 | 1000 | 0 | 62.92 | 67.2 | 6.5 | 0
2025 | NYISO_A-F_2_PJM_ROM | NYISO_A-F | PJM_ROM | Internal | Summer | B10 | 1262 | 1000 | 0 | 62.92 | 59.31 | 6.5 | 0
2025 | NYISO_A-F_2_PJM_ROM | NYISO_A-F | PJM_ROM | Internal | Winter | B16 | 25 | 1000 | 1000 | 71.29 | 83.61 | 6.5 | 5.82
2025 | NYISO_A-F_2_PJM_ROM | NYISO_A-F | PJM_ROM | Internal | Winter | B17 | 100 | 1000 | 1000 | 71.29 | 79.98 | 6.5 | 2.19
2025 | NYISO_A-F_2_PJM_ROM | NYISO_A-F | PJM_ROM | Internal | Winter | B18 | 400 | 1000 | 196.3 | 69.54 | 76.04 | 6.5 | 0
2025 | NYISO_A-F_2_PJM_ROM | NYISO_A-F | PJM_ROM | Internal | Winter | B19 | 700 | 1000 | 0 | 69.54 | 74.81 | 6.5 | 0
2025 | NYISO_A-F_2_PJM_ROM | NYISO_A-F | PJM_ROM | Internal | Winter | B20 | 935 | 1000 | 0 | 69.54 | 65.04 | 6.5 | 0
2025 | NYISO_G-I_2_NEISO | NYISO_G-I | NEISO | Internal | Shoulder | B11 | 25 | 600 | 0 | 70.45 | 65.77 | 1.5 | 0
2025 | NYISO_G-I_2_NEISO | NYISO_G-I | NEISO | Internal | Shoulder | B12 | 200 | 600 | 0 | 67.28 | 65.77 | 1.5 | 0
2025 | NYISO_G-I_2_NEISO | NYISO_G-I | NEISO | Internal | Shoulder | B13 | 600 | 600 | 0 | 66.18 | 64.21 | 1.5 | 0
2025 | NYISO_G-I_2_NEISO | NYISO_G-I | NEISO | Internal | Shoulder | B14 | 900 | 600 | 0 | 66.18 | 64.21 | 1.5 | 0
2025 | NYISO_G-I_2_NEISO | NYISO_G-I | NEISO | Internal | Shoulder | B15 | 1203 | 600 | 0 | 64.65 | 64.21 | 1.5 | 0
2025 | NYISO_G-I_2_NEISO | NYISO_G-I | NEISO | Internal | Summer | B1 | 10 | 600 | 0 | 115.05 | 113.56 | 1.5 | 0
2025 | NYISO_G-I_2_NEISO | NYISO_G-I | NEISO | Internal | Summer | B2 | 25 | 600 | 0 | 102.77 | 101.27 | 1.5 | 0
2025 | NYISO_G-I_2_NEISO | NYISO_G-I | NEISO | Internal | Summer | B3 | 75 | 600 | 0 | 91.87 | 87.77 | 1.5 | 0
2025 | NYISO_G-I_2_NEISO | NYISO_G-I | NEISO | Internal | Summer | B4 | 100 | 600 | 0 | 89.6 | 85.84 | 1.5 | 0
2025 | NYISO_G-I_2_NEISO | NYISO_G-I | NEISO | Internal | Summer | B5 | 200 | 600 | 0 | 89.6 | 65.95 | 1.5 | 0
2025 | NYISO_G-I_2_NEISO | NYISO_G-I | NEISO | Internal | Summer | B6 | 300 | 600 | 0 | 78.36 | 62.6 | 1.5 | 0
2025 | NYISO_G-I_2_NEISO | NYISO_G-I | NEISO | Internal | Summer | B7 | 400 | 600 | 0 | 67.46 | 62.6 | 1.5 | 0
2025 | NYISO_G-I_2_NEISO | NYISO_G-I | NEISO | Internal | Summer | B8 | 500 | 600 | 0 | 64.49 | 62.6 | 1.5 | 0
2025 | NYISO_G-I_2_NEISO | NYISO_G-I | NEISO | Internal | Summer | B9 | 800 | 600 | 0 | 62.94 | 62.6 | 1.5 | 0
2025 | NYISO_G-I_2_NEISO | NYISO_G-I | NEISO | Internal | Summer | B10 | 1262 | 600 | 0 | 62.94 | 62.6 | 1.5 | 0
2025 | NYISO_G-I_2_NEISO | NYISO_G-I | NEISO | Internal | Winter | B16 | 25 | 600 | 0 | 77.1 | 75.56 | 1.5 | 0
2025 | NYISO_G-I_2_NEISO | NYISO_G-I | NEISO | Internal | Winter | B17 | 100 | 600 | 0 | 75.18 | 75.56 | 1.5 | 0
2025 | NYISO_G-I_2_NEISO | NYISO_G-I | NEISO | Internal | Winter | B18 | 400 | 600 | 0 | 75.05 | 73.55 | 1.5 | 0
2025 | NYISO_G-I_2_NEISO | NYISO_G-I | NEISO | Internal | Winter | B19 | 700 | 600 | 0 | 75.05 | 73.55 | 1.5 | 0
2025 | NYISO_G-I_2_NEISO | NYISO_G-I | NEISO | Internal | Winter | B20 | 935 | 600 | 387.85 | 69.55 | 71.05 | 1.5 | 0
2025 | NYISO_G-I_2_NYISO_A-F | NYISO_G-I | NYISO_A-F | Internal | Shoulder | B11 | 25 | 3434 | 0 | 70.45 | 68.74 | 0.01 | 0
2025 | NYISO_G-I_2_NYISO_A-F | NYISO_G-I | NYISO_A-F | Internal | Shoulder | B12 | 200 | 3434 | 0.04 | 67.28 | 67.27 | 0.01 | 0
2025 | NYISO_G-I_2_NYISO_A-F | NYISO_G-I | NYISO_A-F | Internal | Shoulder | B13 | 600 | 3434 | 0 | 66.18 | 65.71 | 0.01 | 0
2025 | NYISO_G-I_2_NYISO_A-F | NYISO_G-I | NYISO_A-F | Internal | Shoulder | B14 | 900 | 3434 | 0 | 66.18 | 64.64 | 0.01 | 0
2025 | NYISO_G-I_2_NYISO_A-F | NYISO_G-I | NYISO_A-F | Internal | Shoulder | B15 | 1203 | 3434 | 0 | 64.65 | 64.64 | 0.01 | 0
2025 | NYISO_G-I_2_NYISO_A-F | NYISO_G-I | NYISO_A-F | Internal | Summer | B1 | 10 | 3434 | 0 | 115.05 | 86.27 | 0.01 | 0
2025 | NYISO_G-I_2_NYISO_A-F | NYISO_G-I | NYISO_A-F | Internal | Summer | B2 | 25 | 3434 | 0 | 102.77 | 94.37 | 0.01 | 0
2025 | NYISO_G-I_2_NYISO_A-F | NYISO_G-I | NYISO_A-F | Internal | Summer | B3 | 75 | 3434 | 0 | 91.87 | 86.27 | 0.01 | 0
2025 | NYISO_G-I_2_NYISO_A-F | NYISO_G-I | NYISO_A-F | Internal | Summer | B4 | 100 | 3434 | 0 | 89.6 | 86.27 | 0.01 | 0
2025 | NYISO_G-I_2_NYISO_A-F | NYISO_G-I | NYISO_A-F | Internal | Summer | B5 | 200 | 3434 | 0 | 89.6 | 67.45 | 0.01 | 0
2025 | NYISO_G-I_2_NYISO_A-F | NYISO_G-I | NYISO_A-F | Internal | Summer | B6 | 300 | 3434 | 0 | 78.36 | 67.45 | 0.01 | 0
2025 | NYISO_G-I_2_NYISO_A-F | NYISO_G-I | NYISO_A-F | Internal | Summer | B7 | 400 | 3434 | 0.02 | 67.46 | 67.45 | 0.01 | 0
2025 | NYISO_G-I_2_NYISO_A-F | NYISO_G-I | NYISO_A-F | Internal | Summer | B8 | 500 | 3434 | 0.01 | 64.49 | 64.48 | 0.01 | 0
2025 | NYISO_G-I_2_NYISO_A-F | NYISO_G-I | NYISO_A-F | Internal | Summer | B9 | 800 | 3434 | 0 | 62.94 | 62.92 | 0.01 | 0
2025 | NYISO_G-I_2_NYISO_A-F | NYISO_G-I | NYISO_A-F | Internal | Summer | B10 | 1262 | 3434 | 0 | 62.94 | 62.92 | 0.01 | 0
2025 | NYISO_G-I_2_NYISO_A-F | NYISO_G-I | NYISO_A-F | Internal | Winter | B16 | 25 | 3434 | 0 | 77.1 | 71.29 | 0.01 | 0
2025 | NYISO_G-I_2_NYISO_A-F | NYISO_G-I | NYISO_A-F | Internal | Winter | B17 | 100 | 3434 | 0 | 75.18 | 71.29 | 0.01 | 0
2025 | NYISO_G-I_2_NYISO_A-F | NYISO_G-I | NYISO_A-F | Internal | Winter | B18 | 400 | 3434 | 0 | 75.05 | 69.54 | 0.01 | 0
2025 | NYISO_G-I_2_NYISO_A-F | NYISO_G-I | NYISO_A-F | Internal | Winter | B19 | 700 | 3434 | 0 | 75.05 | 69.54 | 0.01 | 0
2025 | NYISO_G-I_2_NYISO_A-F | NYISO_G-I | NYISO_A-F | Internal | Winter | B20 | 935 | 3434 | 0 | 69.55 | 69.54 | 0.01 | 0
2025 | NYISO_G-I_2_NYISO_J-K | NYISO_G-I | NYISO_J-K | Internal | Shoulder | B11 | 25 | 6130 | 4958.24 | 70.45 | 70.47 | 0.01 | 0
2025 | NYISO_G-I_2_NYISO_J-K | NYISO_G-I | NYISO_J-K | Internal | Shoulder | B12 | 200 | 6130 | 4856.78 | 67.28 | 67.29 | 0.01 | 0
2025 | NYISO_G-I_2_NYISO_J-K | NYISO_G-I | NYISO_J-K | Internal | Shoulder | B13 | 600 | 6130 | 5650.26 | 66.18 | 66.19 | 0.01 | 0
2025 | NYISO_G-I_2_NYISO_J-K | NYISO_G-I | NYISO_J-K | Internal | Shoulder | B14 | 900 | 6130 | 5803.69 | 66.18 | 66.19 | 0.01 | 0
2025 | NYISO_G-I_2_NYISO_J-K | NYISO_G-I | NYISO_J-K | Internal | Shoulder | B15 | 1203 | 6130 | 4665.76 | 64.65 | 64.66 | 0.01 | 0
2025 | NYISO_G-I_2_NYISO_J-K | NYISO_G-I | NYISO_J-K | Internal | Summer | B1 | 10 | 6130 | 5300.53 | 115.05 | 115.06 | 0.01 | 0
2025 | NYISO_G-I_2_NYISO_J-K | NYISO_G-I | NYISO_J-K | Internal | Summer | B2 | 25 | 6130 | 5003.82 | 102.77 | 102.78 | 0.01 | 0
2025 | NYISO_G-I_2_NYISO_J-K | NYISO_G-I | NYISO_J-K | Internal | Summer | B3 | 75 | 6130 | 4573.86 | 91.87 | 91.88 | 0.01 | 0
2025 | NYISO_G-I_2_NYISO_J-K | NYISO_G-I | NYISO_J-K | Internal | Summer | B4 | 100 | 6130 | 4835.94 | 89.6 | 89.61 | 0.01 | 0
2025 | NYISO_G-I_2_NYISO_J-K | NYISO_G-I | NYISO_J-K | Internal | Summer | B5 | 200 | 6130 | 4970.98 | 89.6 | 89.61 | 0.01 | 0
2025 | NYISO_G-I_2_NYISO_J-K | NYISO_G-I | NYISO_J-K | Internal | Summer | B6 | 300 | 6130 | 5869.15 | 78.36 | 78.38 | 0.01 | 0
2025 | NYISO_G-I_2_NYISO_J-K | NYISO_G-I | NYISO_J-K | Internal | Summer | B7 | 400 | 6130 | 5251.39 | 67.46 | 67.47 | 0.01 | 0
2025 | NYISO_G-I_2_NYISO_J-K | NYISO_G-I | NYISO_J-K | Internal | Summer | B8 | 500 | 6130 | 5614.06 | 64.49 | 64.5 | 0.01 | 0
2025 | NYISO_G-I_2_NYISO_J-K | NYISO_G-I | NYISO_J-K | Internal | Summer | B9 | 800 | 6130 | 5507.38 | 62.94 | 62.95 | 0.01 | 0
2025 | NYISO_G-I_2_NYISO_J-K | NYISO_G-I | NYISO_J-K | Internal | Summer | B10 | 1262 | 6130 | 3809.04 | 62.94 | 62.95 | 0.01 | 0
2025 | NYISO_G-I_2_NYISO_J-K | NYISO_G-I | NYISO_J-K | Internal | Winter | B16 | 25 | 6130 | 6129.99 | 77.1 | 77.66 | 0.01 | 0.55
2025 | NYISO_G-I_2_NYISO_J-K | NYISO_G-I | NYISO_J-K | Internal | Winter | B17 | 100 | 6130 | 6130 | 75.18 | 77.66 | 0.01 | 2.47
2025 | NYISO_G-I_2_NYISO_J-K | NYISO_G-I | NYISO_J-K | Internal | Winter | B18 | 400 | 6130 | 6130 | 75.05 | 77.66 | 0.01 | 2.6
2025 | NYISO_G-I_2_NYISO_J-K | NYISO_G-I | NYISO_J-K | Internal | Winter | B19 | 700 | 6130 | 6130 | 75.05 | 77.66 | 0.01 | 2.6
2025 | NYISO_G-I_2_NYISO_J-K | NYISO_G-I | NYISO_J-K | Internal | Winter | B20 | 935 | 6130 | 5423.9 | 69.55 | 69.56 | 0.01 | 0
2025 | NYISO_G-I_2_PJM_E | NYISO_G-I | PJM_E | Internal | Shoulder | B11 | 25 | 1500 | 1500 | 70.45 | 79.72 | 6.5 | 2.77
2025 | NYISO_G-I_2_PJM_E | NYISO_G-I | PJM_E | Internal | Shoulder | B12 | 200 | 1500 | 607.66 | 67.28 | 73.78 | 6.5 | 0
2025 | NYISO_G-I_2_PJM_E | NYISO_G-I | PJM_E | Internal | Shoulder | B13 | 600 | 1500 | 0 | 66.18 | 72.2 | 6.5 | 0
2025 | NYISO_G-I_2_PJM_E | NYISO_G-I | PJM_E | Internal | Shoulder | B14 | 900 | 1500 | 0 | 66.18 | 70.03 | 6.5 | 0
2025 | NYISO_G-I_2_PJM_E | NYISO_G-I | PJM_E | Internal | Shoulder | B15 | 1203 | 1500 | 0 | 64.65 | 60.13 | 6.5 | 0
2025 | NYISO_G-I_2_PJM_E | NYISO_G-I | PJM_E | Internal | Summer | B1 | 10 | 1500 | 0 | 115.05 | 110.55 | 6.5 | 0
2025 | NYISO_G-I_2_PJM_E | NYISO_G-I | PJM_E | Internal | Summer | B2 | 25 | 1500 | 319.46 | 102.77 | 109.27 | 6.5 | 0
2025 | NYISO_G-I_2_PJM_E | NYISO_G-I | PJM_E | Internal | Summer | B3 | 75 | 1500 | 1500 | 91.87 | 109.25 | 6.5 | 10.88
2025 | NYISO_G-I_2_PJM_E | NYISO_G-I | PJM_E | Internal | Summer | B4 | 100 | 1500 | 1500 | 89.6 | 104.69 | 6.5 | 8.59
2025 | NYISO_G-I_2_PJM_E | NYISO_G-I | PJM_E | Internal | Summer | B5 | 200 | 1500 | 1500 | 89.6 | 97.12 | 6.5 | 1.02
2025 | NYISO_G-I_2_PJM_E | NYISO_G-I | PJM_E | Internal | Summer | B6 | 300 | 1500 | 794.29 | 78.36 | 84.86 | 6.5 | 0
2025 | NYISO_G-I_2_PJM_E | NYISO_G-I | PJM_E | Internal | Summer | B7 | 400 | 1500 | 1500 | 67.46 | 79.22 | 6.5 | 5.26
2025 | NYISO_G-I_2_PJM_E | NYISO_G-I | PJM_E | Internal | Summer | B8 | 500 | 1500 | 1309.54 | 64.49 | 70.99 | 6.5 | 0
2025 | NYISO_G-I_2_PJM_E | NYISO_G-I | PJM_E | Internal | Summer | B9 | 800 | 1500 | 0 | 62.94 | 67.19 | 6.5 | 0
2025 | NYISO_G-I_2_PJM_E | NYISO_G-I | PJM_E | Internal | Summer | B10 | 1262 | 1500 | 0 | 62.94 | 59.3 | 6.5 | 0
2025 | NYISO_G-I_2_PJM_E | NYISO_G-I | PJM_E | Internal | Winter | B16 | 25 | 1500 | 473.15 | 77.1 | 83.6 | 6.5 | 0
2025 | NYISO_G-I_2_PJM_E | NYISO_G-I | PJM_E | Internal | Winter | B17 | 100 | 1500 | 0 | 75.18 | 79.97 | 6.5 | 0
2025 | NYISO_G-I_2_PJM_E | NYISO_G-I | PJM_E | Internal | Winter | B18 | 400 | 1500 | 0 | 75.05 | 76.02 | 6.5 | 0
2025 | NYISO_G-I_2_PJM_E | NYISO_G-I | PJM_E | Internal | Winter | B19 | 700 | 1500 | 0 | 75.05 | 74.82 | 6.5 | 0
2025 | NYISO_G-I_2_PJM_E | NYISO_G-I | PJM_E | Internal | Winter | B20 | 935 | 1500 | 0 | 69.55 | 65.05 | 6.5 | 0
2025 | NYISO_J-K_2_NEISO | NYISO_J-K | NEISO | Internal | Shoulder | B11 | 25 | 315 | 0 | 70.47 | 65.77 | 1.5 | 0
2025 | NYISO_J-K_2_NEISO | NYISO_J-K | NEISO | Internal | Shoulder | B12 | 200 | 315 | 0 | 67.29 | 65.77 | 1.5 | 0
2025 | NYISO_J-K_2_NEISO | NYISO_J-K | NEISO | Internal | Shoulder | B13 | 600 | 315 | 0 | 66.19 | 64.21 | 1.5 | 0
2025 | NYISO_J-K_2_NEISO | NYISO_J-K | NEISO | Internal | Shoulder | B14 | 900 | 315 | 0 | 66.19 | 64.21 | 1.5 | 0
2025 | NYISO_J-K_2_NEISO | NYISO_J-K | NEISO | Internal | Shoulder | B15 | 1203 | 315 | 0 | 64.66 | 64.21 | 1.5 | 0
2025 | NYISO_J-K_2_NEISO | NYISO_J-K | NEISO | Internal | Summer | B1 | 10 | 315 | 0 | 115.06 | 113.56 | 1.5 | 0
2025 | NYISO_J-K_2_NEISO | NYISO_J-K | NEISO | Internal | Summer | B2 | 25 | 315 | 0 | 102.78 | 101.27 | 1.5 | 0
2025 | NYISO_J-K_2_NEISO | NYISO_J-K | NEISO | Internal | Summer | B3 | 75 | 315 | 0 | 91.88 | 87.77 | 1.5 | 0
2025 | NYISO_J-K_2_NEISO | NYISO_J-K | NEISO | Internal | Summer | B4 | 100 | 315 | 0 | 89.61 | 85.84 | 1.5 | 0
2025 | NYISO_J-K_2_NEISO | NYISO_J-K | NEISO | Internal | Summer | B5 | 200 | 315 | 0 | 89.61 | 65.95 | 1.5 | 0
2025 | NYISO_J-K_2_NEISO | NYISO_J-K | NEISO | Internal | Summer | B6 | 300 | 315 | 0 | 78.38 | 62.6 | 1.5 | 0
2025 | NYISO_J-K_2_NEISO | NYISO_J-K | NEISO | Internal | Summer | B7 | 400 | 315 | 0 | 67.47 | 62.6 | 1.5 | 0
2025 | NYISO_J-K_2_NEISO | NYISO_J-K | NEISO | Internal | Summer | B8 | 500 | 315 | 0 | 64.5 | 62.6 | 1.5 | 0
2025 | NYISO_J-K_2_NEISO | NYISO_J-K | NEISO | Internal | Summer | B9 | 800 | 315 | 0 | 62.95 | 62.6 | 1.5 | 0
2025 | NYISO_J-K_2_NEISO | NYISO_J-K | NEISO | Internal | Summer | B10 | 1262 | 315 | 0 | 62.95 | 62.6 | 1.5 | 0
2025 | NYISO_J-K_2_NEISO | NYISO_J-K | NEISO | Internal | Winter | B16 | 25 | 315 | 0 | 77.66 | 75.56 | 1.5 | 0
2025 | NYISO_J-K_2_NEISO | NYISO_J-K | NEISO | Internal | Winter | B17 | 100 | 315 | 0 | 77.66 | 75.56 | 1.5 | 0
2025 | NYISO_J-K_2_NEISO | NYISO_J-K | NEISO | Internal | Winter | B18 | 400 | 315 | 0 | 77.66 | 73.55 | 1.5 | 0
2025 | NYISO_J-K_2_NEISO | NYISO_J-K | NEISO | Internal | Winter | B19 | 700 | 315 | 0 | 77.66 | 73.55 | 1.5 | 0
2025 | NYISO_J-K_2_NEISO | NYISO_J-K | NEISO | Internal | Winter | B20 | 935 | 315 | 0.02 | 69.56 | 71.05 | 1.5 | 0
2025 | NYISO_J-K_2_NYISO_G-I | NYISO_J-K | NYISO_G-I | Internal | Shoulder | B11 | 25 | 1999 | 0.3 | 70.47 | 70.45 | 0.01 | 0
2025 | NYISO_J-K_2_NYISO_G-I | NYISO_J-K | NYISO_G-I | Internal | Shoulder | B12 | 200 | 1999 | 0.04 | 67.29 | 67.28 | 0.01 | 0
2025 | NYISO_J-K_2_NYISO_G-I | NYISO_J-K | NYISO_G-I | Internal | Shoulder | B13 | 600 | 1999 | 0.01 | 66.19 | 66.18 | 0.01 | 0
2025 | NYISO_J-K_2_NYISO_G-I | NYISO_J-K | NYISO_G-I | Internal | Shoulder | B14 | 900 | 1999 | 0 | 66.19 | 66.18 | 0.01 | 0
2025 | NYISO_J-K_2_NYISO_G-I | NYISO_J-K | NYISO_G-I | Internal | Shoulder | B15 | 1203 | 1999 | 0 | 64.66 | 64.65 | 0.01 | 0
2025 | NYISO_J-K_2_NYISO_G-I | NYISO_J-K | NYISO_G-I | Internal | Summer | B1 | 10 | 1999 | 0.68 | 115.06 | 115.05 | 0.01 | 0
2025 | NYISO_J-K_2_NYISO_G-I | NYISO_J-K | NYISO_G-I | Internal | Summer | B2 | 25 | 1999 | 0.3 | 102.78 | 102.77 | 0.01 | 0
2025 | NYISO_J-K_2_NYISO_G-I | NYISO_J-K | NYISO_G-I | Internal | Summer | B3 | 75 | 1999 | 0.11 | 91.88 | 91.87 | 0.01 | 0
2025 | NYISO_J-K_2_NYISO_G-I | NYISO_J-K | NYISO_G-I | Internal | Summer | B4 | 100 | 1999 | 0.08 | 89.61 | 89.6 | 0.01 | 0
2025 | NYISO_J-K_2_NYISO_G-I | NYISO_J-K | NYISO_G-I | Internal | Summer | B5 | 200 | 1999 | 0.04 | 89.61 | 89.6 | 0.01 | 0
2025 | NYISO_J-K_2_NYISO_G-I | NYISO_J-K | NYISO_G-I | Internal | Summer | B6 | 300 | 1999 | 0.03 | 78.38 | 78.36 | 0.01 | 0
2025 | NYISO_J-K_2_NYISO_G-I | NYISO_J-K | NYISO_G-I | Internal | Summer | B7 | 400 | 1999 | 0.02 | 67.47 | 67.46 | 0.01 | 0
2025 | NYISO_J-K_2_NYISO_G-I | NYISO_J-K | NYISO_G-I | Internal | Summer | B8 | 500 | 1999 | 0.02 | 64.5 | 64.49 | 0.01 | 0
2025 | NYISO_J-K_2_NYISO_G-I | NYISO_J-K | NYISO_G-I | Internal | Summer | B9 | 800 | 1999 | 0.01 | 62.95 | 62.94 | 0.01 | 0
2025 | NYISO_J-K_2_NYISO_G-I | NYISO_J-K | NYISO_G-I | Internal | Summer | B10 | 1262 | 1999 | 0 | 62.95 | 62.94 | 0.01 | 0
2025 | NYISO_J-K_2_NYISO_G-I | NYISO_J-K | NYISO_G-I | Internal | Winter | B16 | 25 | 1999 | 0.01 | 77.66 | 77.1 | 0.01 | 0
2025 | NYISO_J-K_2_NYISO_G-I | NYISO_J-K | NYISO_G-I | Internal | Winter | B17 | 100 | 1999 | 0 | 77.66 | 75.18 | 0.01 | 0
2025 | NYISO_J-K_2_NYISO_G-I | NYISO_J-K | NYISO_G-I | Internal | Winter | B18 | 400 | 1999 | 0 | 77.66 | 75.05 | 0.01 | 0
2025 | NYISO_J-K_2_NYISO_G-I | NYISO_J-K | NYISO_G-I | Internal | Winter | B19 | 700 | 1999 | 0 | 77.66 | 75.05 | 0.01 | 0
2025 | NYISO_J-K_2_NYISO_G-I | NYISO_J-K | NYISO_G-I | Internal | Winter | B20 | 935 | 1999 | 0 | 69.56 | 69.55 | 0.01 | 0
2025 | NYISO_J-K_2_PJM_E | NYISO_J-K | PJM_E | Internal | Shoulder | B11 | 25 | 330 | 330 | 70.47 | 79.72 | 6.5 | 2.76
2025 | NYISO_J-K_2_PJM_E | NYISO_J-K | PJM_E | Internal | Shoulder | B12 | 200 | 330 | 0.08 | 67.29 | 73.78 | 6.5 | 0
2025 | NYISO_J-K_2_PJM_E | NYISO_J-K | PJM_E | Internal | Shoulder | B13 | 600 | 330 | 0 | 66.19 | 72.2 | 6.5 | 0
2025 | NYISO_J-K_2_PJM_E | NYISO_J-K | PJM_E | Internal | Shoulder | B14 | 900 | 330 | 0 | 66.19 | 70.03 | 6.5 | 0
2025 | NYISO_J-K_2_PJM_E | NYISO_J-K | PJM_E | Internal | Shoulder | B15 | 1203 | 330 | 0 | 64.66 | 60.13 | 6.5 | 0
2025 | NYISO_J-K_2_PJM_E | NYISO_J-K | PJM_E | Internal | Summer | B1 | 10 | 330 | 0 | 115.06 | 110.55 | 6.5 | 0
2025 | NYISO_J-K_2_PJM_E | NYISO_J-K | PJM_E | Internal | Summer | B2 | 25 | 330 | 0.73 | 102.78 | 109.27 | 6.5 | 0
2025 | NYISO_J-K_2_PJM_E | NYISO_J-K | PJM_E | Internal | Summer | B3 | 75 | 330 | 330 | 91.88 | 109.25 | 6.5 | 10.87
2025 | NYISO_J-K_2_PJM_E | NYISO_J-K | PJM_E | Internal | Summer | B4 | 100 | 330 | 330 | 89.61 | 104.69 | 6.5 | 8.58
2025 | NYISO_J-K_2_PJM_E | NYISO_J-K | PJM_E | Internal | Summer | B5 | 200 | 330 | 330 | 89.61 | 97.12 | 6.5 | 1.01
2025 | NYISO_J-K_2_PJM_E | NYISO_J-K | PJM_E | Internal | Summer | B6 | 300 | 330 | 0.05 | 78.38 | 84.86 | 6.5 | 0
2025 | NYISO_J-K_2_PJM_E | NYISO_J-K | PJM_E | Internal | Summer | B7 | 400 | 330 | 330 | 67.47 | 79.22 | 6.5 | 5.25
2025 | NYISO_J-K_2_PJM_E | NYISO_J-K | PJM_E | Internal | Summer | B8 | 500 | 330 | 0.03 | 64.5 | 70.99 | 6.5 | 0
2025 | NYISO_J-K_2_PJM_E | NYISO_J-K | PJM_E | Internal | Summer | B9 | 800 | 330 | 0 | 62.95 | 67.19 | 6.5 | 0
2025 | NYISO_J-K_2_PJM_E | NYISO_J-K | PJM_E | Internal | Summer | B10 | 1262 | 330 | 0 | 62.95 | 59.3 | 6.5 | 0
2025 | NYISO_J-K_2_PJM_E | NYISO_J-K | PJM_E | Internal | Winter | B16 | 25 | 330 | 0.01 | 77.66 | 83.6 | 6.5 | 0
2025 | NYISO_J-K_2_PJM_E | NYISO_J-K | PJM_E | Internal | Winter | B17 | 100 | 330 | 0 | 77.66 | 79.97 | 6.5 | 0
2025 | NYISO_J-K_2_PJM_E | NYISO_J-K | PJM_E | Internal | Winter | B18 | 400 | 330 | 0 | 77.66 | 76.02 | 6.5 | 0
2025 | NYISO_J-K_2_PJM_E | NYISO_J-K | PJM_E | Internal | Winter | B19 | 700 | 330 | 0 | 77.66 | 74.82 | 6.5 | 0
2025 | NYISO_J-K_2_PJM_E | NYISO_J-K | PJM_E | Internal | Winter | B20 | 935 | 330 | 0 | 69.56 | 65.05 | 6.5 | 0
2025 | PJM_E_2_NYISO_G-I | PJM_E | NYISO_G-I | Internal | Shoulder | B11 | 25 | 500 | 0 | 79.72 | 70.45 | 4.5 | 0
2025 | PJM_E_2_NYISO_G-I | PJM_E | NYISO_G-I | Internal | Shoulder | B12 | 200 | 500 | 0 | 73.78 | 67.28 | 4.5 | 0
2025 | PJM_E_2_NYISO_G-I | PJM_E | NYISO_G-I | Internal | Shoulder | B13 | 600 | 500 | 0 | 72.2 | 66.18 | 4.5 | 0
2025 | PJM_E_2_NYISO_G-I | PJM_E | NYISO_G-I | Internal | Shoulder | B14 | 900 | 500 | 0 | 70.03 | 66.18 | 4.5 | 0
2025 | PJM_E_2_NYISO_G-I | PJM_E | NYISO_G-I | Internal | Shoulder | B15 | 1203 | 500 | 499.99 | 60.13 | 64.65 | 4.5 | 0.02
2025 | PJM_E_2_NYISO_G-I | PJM_E | NYISO_G-I | Internal | Summer | B1 | 10 | 500 | 381.19 | 110.55 | 115.05 | 4.5 | 0
2025 | PJM_E_2_NYISO_G-I | PJM_E | NYISO_G-I | Internal | Summer | B2 | 25 | 500 | 0 | 109.27 | 102.77 | 4.5 | 0
2025 | PJM_E_2_NYISO_G-I | PJM_E | NYISO_G-I | Internal | Summer | B3 | 75 | 500 | 0 | 109.25 | 91.87 | 4.5 | 0
2025 | PJM_E_2_NYISO_G-I | PJM_E | NYISO_G-I | Internal | Summer | B4 | 100 | 500 | 0 | 104.69 | 89.6 | 4.5 | 0
2025 | PJM_E_2_NYISO_G-I | PJM_E | NYISO_G-I | Internal | Summer | B5 | 200 | 500 | 0 | 97.12 | 89.6 | 4.5 | 0
2025 | PJM_E_2_NYISO_G-I | PJM_E | NYISO_G-I | Internal | Summer | B6 | 300 | 500 | 0 | 84.86 | 78.36 | 4.5 | 0
2025 | PJM_E_2_NYISO_G-I | PJM_E | NYISO_G-I | Internal | Summer | B7 | 400 | 500 | 0 | 79.22 | 67.46 | 4.5 | 0
2025 | PJM_E_2_NYISO_G-I | PJM_E | NYISO_G-I | Internal | Summer | B8 | 500 | 500 | 0 | 70.99 | 64.49 | 4.5 | 0
2025 | PJM_E_2_NYISO_G-I | PJM_E | NYISO_G-I | Internal | Summer | B9 | 800 | 500 | 0 | 67.19 | 62.94 | 4.5 | 0
2025 | PJM_E_2_NYISO_G-I | PJM_E | NYISO_G-I | Internal | Summer | B10 | 1262 | 500 | 0 | 59.3 | 62.94 | 4.5 | 0
2025 | PJM_E_2_NYISO_G-I | PJM_E | NYISO_G-I | Internal | Winter | B16 | 25 | 500 | 0 | 83.6 | 77.1 | 4.5 | 0
2025 | PJM_E_2_NYISO_G-I | PJM_E | NYISO_G-I | Internal | Winter | B17 | 100 | 500 | 0 | 79.97 | 75.18 | 4.5 | 0
2025 | PJM_E_2_NYISO_G-I | PJM_E | NYISO_G-I | Internal | Winter | B18 | 400 | 500 | 0 | 76.02 | 75.05 | 4.5 | 0
2025 | PJM_E_2_NYISO_G-I | PJM_E | NYISO_G-I | Internal | Winter | B19 | 700 | 500 | 0 | 74.82 | 75.05 | 4.5 | 0
2025 | PJM_E_2_NYISO_G-I | PJM_E | NYISO_G-I | Internal | Winter | B20 | 935 | 500 | 329.56 | 65.05 | 69.55 | 4.5 | 0
2025 | PJM_E_2_NYISO_J-K | PJM_E | NYISO_J-K | Internal | Shoulder | B11 | 25 | 330 | 0 | 79.72 | 70.47 | 4.5 | 0
2025 | PJM_E_2_NYISO_J-K | PJM_E | NYISO_J-K | Internal | Shoulder | B12 | 200 | 330 | 0 | 73.78 | 67.29 | 4.5 | 0
2025 | PJM_E_2_NYISO_J-K | PJM_E | NYISO_J-K | Internal | Shoulder | B13 | 600 | 330 | 0 | 72.2 | 66.19 | 4.5 | 0
2025 | PJM_E_2_NYISO_J-K | PJM_E | NYISO_J-K | Internal | Shoulder | B14 | 900 | 330 | 0 | 70.03 | 66.19 | 4.5 | 0
2025 | PJM_E_2_NYISO_J-K | PJM_E | NYISO_J-K | Internal | Shoulder | B15 | 1203 | 330 | 329.99 | 60.13 | 64.66 | 4.5 | 0.04
2025 | PJM_E_2_NYISO_J-K | PJM_E | NYISO_J-K | Internal | Summer | B1 | 10 | 330 | 327.58 | 110.55 | 115.06 | 4.5 | 0.01
2025 | PJM_E_2_NYISO_J-K | PJM_E | NYISO_J-K | Internal | Summer | B2 | 25 | 330 | 0 | 109.27 | 102.78 | 4.5 | 0
2025 | PJM_E_2_NYISO_J-K | PJM_E | NYISO_J-K | Internal | Summer | B3 | 75 | 330 | 0 | 109.25 | 91.88 | 4.5 | 0
2025 | PJM_E_2_NYISO_J-K | PJM_E | NYISO_J-K | Internal | Summer | B4 | 100 | 330 | 0 | 104.69 | 89.61 | 4.5 | 0
2025 | PJM_E_2_NYISO_J-K | PJM_E | NYISO_J-K | Internal | Summer | B5 | 200 | 330 | 0 | 97.12 | 89.61 | 4.5 | 0
2025 | PJM_E_2_NYISO_J-K | PJM_E | NYISO_J-K | Internal | Summer | B6 | 300 | 330 | 0 | 84.86 | 78.38 | 4.5 | 0
2025 | PJM_E_2_NYISO_J-K | PJM_E | NYISO_J-K | Internal | Summer | B7 | 400 | 330 | 0 | 79.22 | 67.47 | 4.5 | 0
2025 | PJM_E_2_NYISO_J-K | PJM_E | NYISO_J-K | Internal | Summer | B8 | 500 | 330 | 0 | 70.99 | 64.5 | 4.5 | 0
2025 | PJM_E_2_NYISO_J-K | PJM_E | NYISO_J-K | Internal | Summer | B9 | 800 | 330 | 0 | 67.19 | 62.95 | 4.5 | 0
2025 | PJM_E_2_NYISO_J-K | PJM_E | NYISO_J-K | Internal | Summer | B10 | 1262 | 330 | 0 | 59.3 | 62.95 | 4.5 | 0
2025 | PJM_E_2_NYISO_J-K | PJM_E | NYISO_J-K | Internal | Winter | B16 | 25 | 330 | 0 | 83.6 | 77.66 | 4.5 | 0
2025 | PJM_E_2_NYISO_J-K | PJM_E | NYISO_J-K | Internal | Winter | B17 | 100 | 330 | 0 | 79.97 | 77.66 | 4.5 | 0
2025 | PJM_E_2_NYISO_J-K | PJM_E | NYISO_J-K | Internal | Winter | B18 | 400 | 330 | 0 | 76.02 | 77.66 | 4.5 | 0
2025 | PJM_E_2_NYISO_J-K | PJM_E | NYISO_J-K | Internal | Winter | B19 | 700 | 330 | 0 | 74.82 | 77.66 | 4.5 | 0
2025 | PJM_E_2_NYISO_J-K | PJM_E | NYISO_J-K | Internal | Winter | B20 | 935 | 330 | 329.98 | 65.05 | 69.56 | 4.5 | 0.01
2025 | PJM_E_2_PJM_ROM | PJM_E | PJM_ROM | Internal | Shoulder | B11 | 25 | 8000 | 5152.7 | 79.72 | 79.74 | 0.01 | 0
2025 | PJM_E_2_PJM_ROM | PJM_E | PJM_ROM | Internal | Shoulder | B12 | 200 | 8000 | 4371.71 | 73.78 | 73.79 | 0.01 | 0
2025 | PJM_E_2_PJM_ROM | PJM_E | PJM_ROM | Internal | Shoulder | B13 | 600 | 8000 | 1651.3 | 72.2 | 72.21 | 0.01 | 0
2025 | PJM_E_2_PJM_ROM | PJM_E | PJM_ROM | Internal | Shoulder | B14 | 900 | 8000 | 2611.01 | 70.03 | 70.04 | 0.01 | 0
2025 | PJM_E_2_PJM_ROM | PJM_E | PJM_ROM | Internal | Shoulder | B15 | 1203 | 8000 | 8.33 | 60.13 | 60.14 | 0.01 | 0
2025 | PJM_E_2_PJM_ROM | PJM_E | PJM_ROM | Internal | Summer | B1 | 10 | 8000 | 0.83 | 110.55 | 110.54 | 0.01 | 0
2025 | PJM_E_2_PJM_ROM | PJM_E | PJM_ROM | Internal | Summer | B2 | 25 | 8000 | 698.25 | 109.27 | 109.28 | 0.01 | 0
2025 | PJM_E_2_PJM_ROM | PJM_E | PJM_ROM | Internal | Summer | B3 | 75 | 8000 | 4790.37 | 109.25 | 109.26 | 0.01 | 0
2025 | PJM_E_2_PJM_ROM | PJM_E | PJM_ROM | Internal | Summer | B4 | 100 | 8000 | 4277.79 | 104.69 | 104.71 | 0.01 | 0
2025 | PJM_E_2_PJM_ROM | PJM_E | PJM_ROM | Internal | Summer | B5 | 200 | 8000 | 3419.31 | 97.12 | 97.13 | 0.01 | 0
2025 | PJM_E_2_PJM_ROM | PJM_E | PJM_ROM | Internal | Summer | B6 | 300 | 8000 | 3101.78 | 84.86 | 84.88 | 0.01 | 0
2025 | PJM_E_2_PJM_ROM | PJM_E | PJM_ROM | Internal | Summer | B7 | 400 | 8000 | 5095.81 | 79.22 | 79.23 | 0.01 | 0
2025 | PJM_E_2_PJM_ROM | PJM_E | PJM_ROM | Internal | Summer | B8 | 500 | 8000 | 5115.56 | 70.99 | 71 | 0.01 | 0
2025 | PJM_E_2_PJM_ROM | PJM_E | PJM_ROM | Internal | Summer | B9 | 800 | 8000 | 2593.74 | 67.19 | 67.2 | 0.01 | 0
2025 | PJM_E_2_PJM_ROM | PJM_E | PJM_ROM | Internal | Summer | B10 | 1262 | 8000 | 1174.55 | 59.3 | 59.31 | 0.01 | 0
2025 | PJM_E_2_PJM_ROM | PJM_E | PJM_ROM | Internal | Winter | B16 | 25 | 8000 | 1089.26 | 83.6 | 83.61 | 0.01 | 0
2025 | PJM_E_2_PJM_ROM | PJM_E | PJM_ROM | Internal | Winter | B17 | 100 | 8000 | 458.57 | 79.97 | 79.98 | 0.01 | 0
2025 | PJM_E_2_PJM_ROM | PJM_E | PJM_ROM | Internal | Winter | B18 | 400 | 8000 | 136.05 | 76.02 | 76.04 | 0.01 | 0
2025 | PJM_E_2_PJM_ROM | PJM_E | PJM_ROM | Internal | Winter | B19 | 700 | 8000 | 0.01 | 74.82 | 74.81 | 0.01 | 0
2025 | PJM_E_2_PJM_ROM | PJM_E | PJM_ROM | Internal | Winter | B20 | 935 | 8000 | 0.01 | 65.05 | 65.04 | 0.01 | 0
2025 | PJM_ROR_2_MISO_IN | PJM_ROR | MISO_IN | Internal | Shoulder | B11 | 25 | 1170 | 0 | 79.72 | 78.75 | 1 | 0
2025 | PJM_ROR_2_MISO_IN | PJM_ROR | MISO_IN | Internal | Shoulder | B12 | 200 | 1170 | 1169.91 | 73.78 | 74.79 | 1 | 0.01
2025 | PJM_ROR_2_MISO_IN | PJM_ROR | MISO_IN | Internal | Shoulder | B13 | 600 | 1170 | 0.03 | 72.2 | 73.19 | 1 | 0
2025 | PJM_ROR_2_MISO_IN | PJM_ROR | MISO_IN | Internal | Shoulder | B14 | 900 | 1170 | 0 | 70.03 | 69.59 | 1 | 0
2025 | PJM_ROR_2_MISO_IN | PJM_ROR | MISO_IN | Internal | Shoulder | B15 | 1203 | 1170 | 0 | 60.13 | 59.37 | 1 | 0
2025 | PJM_ROR_2_MISO_IN | PJM_ROR | MISO_IN | Internal | Summer | B1 | 10 | 1170 | 0.01 | 110.53 | 109.54 | 1 | 0
2025 | PJM_ROR_2_MISO_IN | PJM_ROR | MISO_IN | Internal | Summer | B2 | 25 | 1170 | 0 | 109.27 | 108.47 | 1 | 0
2025 | PJM_ROR_2_MISO_IN | PJM_ROR | MISO_IN | Internal | Summer | B3 | 75 | 1170 | 0 | 109.27 | 108.27 | 1 | 0
2025 | PJM_ROR_2_MISO_IN | PJM_ROR | MISO_IN | Internal | Summer | B4 | 100 | 1170 | 0 | 104.72 | 103.72 | 1 | 0
2025 | PJM_ROR_2_MISO_IN | PJM_ROR | MISO_IN | Internal | Summer | B5 | 200 | 1170 | 0 | 97.14 | 96.14 | 1 | 0
2025 | PJM_ROR_2_MISO_IN | PJM_ROR | MISO_IN | Internal | Summer | B6 | 300 | 1170 | 0 | 84.86 | 83.86 | 1 | 0
2025 | PJM_ROR_2_MISO_IN | PJM_ROR | MISO_IN | Internal | Summer | B7 | 400 | 1170 | 0 | 79.22 | 78.24 | 1 | 0
2025 | PJM_ROR_2_MISO_IN | PJM_ROR | MISO_IN | Internal | Summer | B8 | 500 | 1170 | 1057.24 | 70.99 | 71.99 | 1 | 0
2025 | PJM_ROR_2_MISO_IN | PJM_ROR | MISO_IN | Internal | Summer | B9 | 800 | 1170 | 0.02 | 67.19 | 68.18 | 1 | 0
2025 | PJM_ROR_2_MISO_IN | PJM_ROR | MISO_IN | Internal | Summer | B10 | 1262 | 1170 | 0.02 | 59.3 | 60.28 | 1 | 0
2025 | PJM_ROR_2_MISO_IN | PJM_ROR | MISO_IN | Internal | Winter | B16 | 25 | 1170 | 0 | 83.6 | 82.58 | 1 | 0
2025 | PJM_ROR_2_MISO_IN | PJM_ROR | MISO_IN | Internal | Winter | B17 | 100 | 1170 | 0 | 79.57 | 78.57 | 1 | 0
2025 | PJM_ROR_2_MISO_IN | PJM_ROR | MISO_IN | Internal | Winter | B18 | 400 | 1170 | 0.04 | 74.68 | 75.67 | 1 | 0
2025 | PJM_ROR_2_MISO_IN | PJM_ROR | MISO_IN | Internal | Winter | B19 | 700 | 1170 | 0 | 74.14 | 73.15 | 1 | 0
2025 | PJM_ROR_2_MISO_IN | PJM_ROR | MISO_IN | Internal | Winter | B20 | 935 | 1170 | 0 | 62.42 | 61.48 | 1 | 0
2025 | PJM_ROR_2_MISO_MI | PJM_ROR | MISO_MI | Internal | Shoulder | B11 | 25 | 1305 | 0 | 79.72 | 78.76 | 1 | 0
2025 | PJM_ROR_2_MISO_MI | PJM_ROR | MISO_MI | Internal | Shoulder | B12 | 200 | 1305 | 1304.95 | 73.78 | 74.8 | 1 | 0.02
2025 | PJM_ROR_2_MISO_MI | PJM_ROR | MISO_MI | Internal | Shoulder | B13 | 600 | 1305 | 1060.27 | 72.2 | 73.2 | 1 | 0
2025 | PJM_ROR_2_MISO_MI | PJM_ROR | MISO_MI | Internal | Shoulder | B14 | 900 | 1305 | 0 | 70.03 | 69.6 | 1 | 0
2025 | PJM_ROR_2_MISO_MI | PJM_ROR | MISO_MI | Internal | Shoulder | B15 | 1203 | 1305 | 0 | 60.13 | 59.38 | 1 | 0
2025 | PJM_ROR_2_MISO_MI | PJM_ROR | MISO_MI | Internal | Summer | B1 | 10 | 1305 | 0.01 | 110.53 | 109.55 | 1 | 0
2025 | PJM_ROR_2_MISO_MI | PJM_ROR | MISO_MI | Internal | Summer | B2 | 25 | 1305 | 0 | 109.27 | 108.48 | 1 | 0
2025 | PJM_ROR_2_MISO_MI | PJM_ROR | MISO_MI | Internal | Summer | B3 | 75 | 1305 | 0 | 109.27 | 108.28 | 1 | 0
2025 | PJM_ROR_2_MISO_MI | PJM_ROR | MISO_MI | Internal | Summer | B4 | 100 | 1305 | 0 | 104.72 | 103.73 | 1 | 0
2025 | PJM_ROR_2_MISO_MI | PJM_ROR | MISO_MI | Internal | Summer | B5 | 200 | 1305 | 0 | 97.14 | 96.16 | 1 | 0
2025 | PJM_ROR_2_MISO_MI | PJM_ROR | MISO_MI | Internal | Summer | B6 | 300 | 1305 | 0 | 84.86 | 83.86 | 1 | 0
2025 | PJM_ROR_2_MISO_MI | PJM_ROR | MISO_MI | Internal | Summer | B7 | 400 | 1305 | 0 | 79.22 | 78.25 | 1 | 0
2025 | PJM_ROR_2_MISO_MI | PJM_ROR | MISO_MI | Internal | Summer | B8 | 500 | 1305 | 1291.76 | 70.99 | 71.99 | 1 | 0
2025 | PJM_ROR_2_MISO_MI | PJM_ROR | MISO_MI | Internal | Summer | B9 | 800 | 1305 | 740.2 | 67.19 | 68.19 | 1 | 0
2025 | PJM_ROR_2_MISO_MI | PJM_ROR | MISO_MI | Internal | Summer | B10 | 1262 | 1305 | 222.87 | 59.3 | 60.3 | 1 | 0
2025 | PJM_ROR_2_MISO_MI | PJM_ROR | MISO_MI | Internal | Winter | B16 | 25 | 1305 | 0 | 83.6 | 82.6 | 1 | 0
2025 | PJM_ROR_2_MISO_MI | PJM_ROR | MISO_MI | Internal | Winter | B17 | 100 | 1305 | 0 | 79.57 | 78.58 | 1 | 0
2025 | PJM_ROR_2_MISO_MI | PJM_ROR | MISO_MI | Internal | Winter | B18 | 400 | 1305 | 24.1 | 74.68 | 75.68 | 1 | 0
2025 | PJM_ROR_2_MISO_MI | PJM_ROR | MISO_MI | Internal | Winter | B19 | 700 | 1305 | 0 | 74.14 | 73.16 | 1 | 0
2025 | PJM_ROR_2_MISO_MI | PJM_ROR | MISO_MI | Internal | Winter | B20 | 935 | 1305 | 0 | 62.42 | 61.49 | 1 | 0
2025 | PJM_ROR_2_MISO_MO-IL | PJM_ROR | MISO_MO-IL | Internal | Shoulder | B11 | 25 | 1111 | 0 | 79.72 | 78.74 | 1 | 0
2025 | PJM_ROR_2_MISO_MO-IL | PJM_ROR | MISO_MO-IL | Internal | Shoulder | B12 | 200 | 1111 | 30.54 | 73.78 | 74.78 | 1 | 0
2025 | PJM_ROR_2_MISO_MO-IL | PJM_ROR | MISO_MO-IL | Internal | Shoulder | B13 | 600 | 1111 | 0.01 | 72.2 | 73.18 | 1 | 0
2025 | PJM_ROR_2_MISO_MO-IL | PJM_ROR | MISO_MO-IL | Internal | Shoulder | B14 | 900 | 1111 | 0 | 70.03 | 67.03 | 1 | 0
2025 | PJM_ROR_2_MISO_MO-IL | PJM_ROR | MISO_MO-IL | Internal | Shoulder | B15 | 1203 | 1111 | 0 | 60.13 | 58.13 | 1 | 0
2025 | PJM_ROR_2_MISO_MO-IL | PJM_ROR | MISO_MO-IL | Internal | Summer | B1 | 10 | 1111 | 0.01 | 110.53 | 109.53 | 1 | 0
2025 | PJM_ROR_2_MISO_MO-IL | PJM_ROR | MISO_MO-IL | Internal | Summer | B2 | 25 | 1111 | 0 | 109.27 | 108.48 | 1 | 0
2025 | PJM_ROR_2_MISO_MO-IL | PJM_ROR | MISO_MO-IL | Internal | Summer | B3 | 75 | 1111 | 0 | 109.27 | 108.28 | 1 | 0
2025 | PJM_ROR_2_MISO_MO-IL | PJM_ROR | MISO_MO-IL | Internal | Summer | B4 | 100 | 1111 | 0 | 104.72 | 103.73 | 1 | 0
2025 | PJM_ROR_2_MISO_MO-IL | PJM_ROR | MISO_MO-IL | Internal | Summer | B5 | 200 | 1111 | 0 | 97.14 | 96.16 | 1 | 0
2025 | PJM_ROR_2_MISO_MO-IL | PJM_ROR | MISO_MO-IL | Internal | Summer | B6 | 300 | 1111 | 0 | 84.86 | 83.88 | 1 | 0
2025 | PJM_ROR_2_MISO_MO-IL | PJM_ROR | MISO_MO-IL | Internal | Summer | B7 | 400 | 1111 | 0 | 79.22 | 78.23 | 1 | 0
2025 | PJM_ROR_2_MISO_MO-IL | PJM_ROR | MISO_MO-IL | Internal | Summer | B8 | 500 | 1111 | 1110.97 | 70.99 | 72 | 1 | 0.01
2025 | PJM_ROR_2_MISO_MO-IL | PJM_ROR | MISO_MO-IL | Internal | Summer | B9 | 800 | 1111 | 746.83 | 67.19 | 68.19 | 1 | 0
2025 | PJM_ROR_2_MISO_MO-IL | PJM_ROR | MISO_MO-IL | Internal | Summer | B10 | 1262 | 1111 | 69.18 | 59.3 | 60.3 | 1 | 0
2025 | PJM_ROR_2_MISO_MO-IL | PJM_ROR | MISO_MO-IL | Internal | Winter | B16 | 25 | 1111 | 0 | 83.6 | 81.6 | 1 | 0
2025 | PJM_ROR_2_MISO_MO-IL | PJM_ROR | MISO_MO-IL | Internal | Winter | B17 | 100 | 1111 | 0 | 79.57 | 77.59 | 1 | 0
2025 | PJM_ROR_2_MISO_MO-IL | PJM_ROR | MISO_MO-IL | Internal | Winter | B18 | 400 | 1111 | 0 | 74.68 | 75 | 1 | 0
2025 | PJM_ROR_2_MISO_MO-IL | PJM_ROR | MISO_MO-IL | Internal | Winter | B19 | 700 | 1111 | 0 | 74.14 | 73.14 | 1 | 0
2025 | PJM_ROR_2_MISO_MO-IL | PJM_ROR | MISO_MO-IL | Internal | Winter | B20 | 935 | 1111 | 0 | 62.42 | 60.42 | 1 | 0
2025 | PJM_ROR_2_MISO_W | PJM_ROR | MISO_W | Internal | Shoulder | B11 | 25 | 13129 | 0 | 79.72 | 78.72 | 1 | 0
2025 | PJM_ROR_2_MISO_W | PJM_ROR | MISO_W | Internal | Shoulder | B12 | 200 | 13129 | 0 | 73.78 | 70.69 | 1 | 0
2025 | PJM_ROR_2_MISO_W | PJM_ROR | MISO_W | Internal | Shoulder | B13 | 600 | 13129 | 0 | 72.2 | 70.27 | 1 | 0
2025 | PJM_ROR_2_MISO_W | PJM_ROR | MISO_W | Internal | Shoulder | B14 | 900 | 13129 | 0 | 70.03 | 67.02 | 1 | 0
2025 | PJM_ROR_2_MISO_W | PJM_ROR | MISO_W | Internal | Shoulder | B15 | 1203 | 13129 | 0 | 60.13 | 11.36 | 1 | 0
2025 | PJM_ROR_2_MISO_W | PJM_ROR | MISO_W | Internal | Summer | B1 | 10 | 13129 | 0.01 | 110.53 | 109.53 | 1 | 0
2025 | PJM_ROR_2_MISO_W | PJM_ROR | MISO_W | Internal | Summer | B2 | 25 | 13129 | 0 | 109.27 | 108.27 | 1 | 0
2025 | PJM_ROR_2_MISO_W | PJM_ROR | MISO_W | Internal | Summer | B3 | 75 | 13129 | 0 | 109.27 | 108.27 | 1 | 0
2025 | PJM_ROR_2_MISO_W | PJM_ROR | MISO_W | Internal | Summer | B4 | 100 | 13129 | 0 | 104.72 | 103.72 | 1 | 0
2025 | PJM_ROR_2_MISO_W | PJM_ROR | MISO_W | Internal | Summer | B5 | 200 | 13129 | 0 | 97.14 | 96.14 | 1 | 0
2025 | PJM_ROR_2_MISO_W | PJM_ROR | MISO_W | Internal | Summer | B6 | 300 | 13129 | 0 | 84.86 | 83.86 | 1 | 0
2025 | PJM_ROR_2_MISO_W | PJM_ROR | MISO_W | Internal | Summer | B7 | 400 | 13129 | 0 | 79.22 | 78.22 | 1 | 0
2025 | PJM_ROR_2_MISO_W | PJM_ROR | MISO_W | Internal | Summer | B8 | 500 | 13129 | 0 | 70.99 | 69.99 | 1 | 0
2025 | PJM_ROR_2_MISO_W | PJM_ROR | MISO_W | Internal | Summer | B9 | 800 | 13129 | 0 | 67.19 | 66.19 | 1 | 0
2025 | PJM_ROR_2_MISO_W | PJM_ROR | MISO_W | Internal | Summer | B10 | 1262 | 13129 | 0 | 59.3 | 58.3 | 1 | 0
2025 | PJM_ROR_2_MISO_W | PJM_ROR | MISO_W | Internal | Winter | B16 | 25 | 13129 | 0 | 83.6 | 63.17 | 1 | 0
2025 | PJM_ROR_2_MISO_W | PJM_ROR | MISO_W | Internal | Winter | B17 | 100 | 13129 | 0 | 79.57 | 63.19 | 1 | 0
2025 | PJM_ROR_2_MISO_W | PJM_ROR | MISO_W | Internal | Winter | B18 | 400 | 13129 | 0 | 74.68 | 71.82 | 1 | 0
2025 | PJM_ROR_2_MISO_W | PJM_ROR | MISO_W | Internal | Winter | B19 | 700 | 13129 | 0 | 74.14 | 71.82 | 1 | 0
2025 | PJM_ROR_2_MISO_W | PJM_ROR | MISO_W | Internal | Winter | B20 | 935 | 13129 | 0 | 62.42 | 57.3 | 1 | 0
2025 | PJM_ROR_2_MISO_WUMS | PJM_ROR | MISO_WUMS | Internal | Shoulder | B11 | 25 | 1467 | 0 | 79.72 | 78.72 | 1 | 0
2025 | PJM_ROR_2_MISO_WUMS | PJM_ROR | MISO_WUMS | Internal | Shoulder | B12 | 200 | 1467 | 0 | 73.78 | 70.7 | 1 | 0
2025 | PJM_ROR_2_MISO_WUMS | PJM_ROR | MISO_WUMS | Internal | Shoulder | B13 | 600 | 1467 | 0 | 72.2 | 70.28 | 1 | 0
2025 | PJM_ROR_2_MISO_WUMS | PJM_ROR | MISO_WUMS | Internal | Shoulder | B14 | 900 | 1467 | 0 | 70.03 | 67.4 | 1 | 0
2025 | PJM_ROR_2_MISO_WUMS | PJM_ROR | MISO_WUMS | Internal | Shoulder | B15 | 1203 | 1467 | 0 | 60.13 | 58.73 | 1 | 0
2025 | PJM_ROR_2_MISO_WUMS | PJM_ROR | MISO_WUMS | Internal | Summer | B1 | 10 | 1467 | 0 | 110.53 | 109.53 | 1 | 0
2025 | PJM_ROR_2_MISO_WUMS | PJM_ROR | MISO_WUMS | Internal | Summer | B2 | 25 | 1467 | 0 | 109.27 | 108.27 | 1 | 0
2025 | PJM_ROR_2_MISO_WUMS | PJM_ROR | MISO_WUMS | Internal | Summer | B3 | 75 | 1467 | 0 | 109.27 | 108.26 | 1 | 0
2025 | PJM_ROR_2_MISO_WUMS | PJM_ROR | MISO_WUMS | Internal | Summer | B4 | 100 | 1467 | 0 | 104.72 | 103.71 | 1 | 0
2025 | PJM_ROR_2_MISO_WUMS | PJM_ROR | MISO_WUMS | Internal | Summer | B5 | 200 | 1467 | 0 | 97.14 | 91.31 | 1 | 0
2025 | PJM_ROR_2_MISO_WUMS | PJM_ROR | MISO_WUMS | Internal | Summer | B6 | 300 | 1467 | 0 | 84.86 | 83.85 | 1 | 0
2025 | PJM_ROR_2_MISO_WUMS | PJM_ROR | MISO_WUMS | Internal | Summer | B7 | 400 | 1467 | 0 | 79.22 | 78.2 | 1 | 0
2025 | PJM_ROR_2_MISO_WUMS | PJM_ROR | MISO_WUMS | Internal | Summer | B8 | 500 | 1467 | 0 | 70.99 | 69.98 | 1 | 0
2025 | PJM_ROR_2_MISO_WUMS | PJM_ROR | MISO_WUMS | Internal | Summer | B9 | 800 | 1467 | 0 | 67.19 | 66.18 | 1 | 0
2025 | PJM_ROR_2_MISO_WUMS | PJM_ROR | MISO_WUMS | Internal | Summer | B10 | 1262 | 1467 | 0 | 59.3 | 58.3 | 1 | 0
2025 | PJM_ROR_2_MISO_WUMS | PJM_ROR | MISO_WUMS | Internal | Winter | B16 | 25 | 1467 | 0 | 83.6 | 71.84 | 1 | 0
2025 | PJM_ROR_2_MISO_WUMS | PJM_ROR | MISO_WUMS | Internal | Winter | B17 | 100 | 1467 | 0 | 79.57 | 70.17 | 1 | 0
2025 | PJM_ROR_2_MISO_WUMS | PJM_ROR | MISO_WUMS | Internal | Winter | B18 | 400 | 1467 | 0 | 74.68 | 71.84 | 1 | 0
2025 | PJM_ROR_2_MISO_WUMS | PJM_ROR | MISO_WUMS | Internal | Winter | B19 | 700 | 1467 | 0 | 74.14 | 71.84 | 1 | 0
2025 | PJM_ROR_2_MISO_WUMS | PJM_ROR | MISO_WUMS | Internal | Winter | B20 | 935 | 1467 | 0 | 62.42 | 61.09 | 1 | 0
2025 | PJM_ROR_2_PJM_ROM | PJM_ROR | PJM_ROM | Internal | Shoulder | B11 | 25 | 8000 | 753.82 | 79.72 | 79.74 | 0.01 | 0
2025 | PJM_ROR_2_PJM_ROM | PJM_ROR | PJM_ROM | Internal | Shoulder | B12 | 200 | 8000 | 2644.98 | 73.78 | 73.79 | 0.01 | 0
2025 | PJM_ROR_2_PJM_ROM | PJM_ROR | PJM_ROM | Internal | Shoulder | B13 | 600 | 8000 | 5394.85 | 72.2 | 72.21 | 0.01 | 0
2025 | PJM_ROR_2_PJM_ROM | PJM_ROR | PJM_ROM | Internal | Shoulder | B14 | 900 | 8000 | 4307.02 | 70.03 | 70.04 | 0.01 | 0
2025 | PJM_ROR_2_PJM_ROM | PJM_ROR | PJM_ROM | Internal | Shoulder | B15 | 1203 | 8000 | 7575.25 | 60.13 | 60.14 | 0.01 | 0
2025 | PJM_ROR_2_PJM_ROM | PJM_ROR | PJM_ROM | Internal | Summer | B1 | 10 | 8000 | 7421.1 | 110.53 | 110.54 | 0.01 | 0
2025 | PJM_ROR_2_PJM_ROM | PJM_ROR | PJM_ROM | Internal | Summer | B2 | 25 | 8000 | 5174.33 | 109.27 | 109.28 | 0.01 | 0
2025 | PJM_ROR_2_PJM_ROM | PJM_ROR | PJM_ROM | Internal | Summer | B3 | 75 | 8000 | 0.13 | 109.27 | 109.26 | 0.01 | 0
2025 | PJM_ROR_2_PJM_ROM | PJM_ROR | PJM_ROM | Internal | Summer | B4 | 100 | 8000 | 0.09 | 104.72 | 104.71 | 0.01 | 0
2025 | PJM_ROR_2_PJM_ROM | PJM_ROR | PJM_ROM | Internal | Summer | B5 | 200 | 8000 | 0.05 | 97.14 | 97.13 | 0.01 | 0
2025 | PJM_ROR_2_PJM_ROM | PJM_ROR | PJM_ROM | Internal | Summer | B6 | 300 | 8000 | 1762.74 | 84.86 | 84.88 | 0.01 | 0
2025 | PJM_ROR_2_PJM_ROM | PJM_ROR | PJM_ROM | Internal | Summer | B7 | 400 | 8000 | 544.31 | 79.22 | 79.23 | 0.01 | 0
2025 | PJM_ROR_2_PJM_ROM | PJM_ROR | PJM_ROM | Internal | Summer | B8 | 500 | 8000 | 1396.15 | 70.99 | 71 | 0.01 | 0
2025 | PJM_ROR_2_PJM_ROM | PJM_ROR | PJM_ROM | Internal | Summer | B9 | 800 | 8000 | 3589.12 | 67.19 | 67.2 | 0.01 | 0
2025 | PJM_ROR_2_PJM_ROM | PJM_ROR | PJM_ROM | Internal | Summer | B10 | 1262 | 8000 | 5709.26 | 59.3 | 59.31 | 0.01 | 0
2025 | PJM_ROR_2_PJM_ROM | PJM_ROR | PJM_ROM | Internal | Winter | B16 | 25 | 8000 | 7385.59 | 83.6 | 83.61 | 0.01 | 0
2025 | PJM_ROR_2_PJM_ROM | PJM_ROR | PJM_ROM | Internal | Winter | B17 | 100 | 8000 | 8000 | 79.57 | 79.98 | 0.01 | 0.4
2025 | PJM_ROR_2_PJM_ROM | PJM_ROR | PJM_ROM | Internal | Winter | B18 | 400 | 8000 | 8000 | 74.68 | 76.04 | 0.01 | 1.34
2025 | PJM_ROR_2_PJM_ROM | PJM_ROR | PJM_ROM | Internal | Winter | B19 | 700 | 8000 | 8000 | 74.14 | 74.81 | 0.01 | 0.66
2025 | PJM_ROR_2_PJM_ROM | PJM_ROR | PJM_ROM | Internal | Winter | B20 | 935 | 8000 | 8000 | 62.42 | 65.04 | 0.01 | 2.6
2025 | PJM_ROR_2_TVA_Transmission | PJM_ROR | TVA_Transmission | Internal | Shoulder | B11 | 25 | 2500 | 2497.41 | 79.72 | 84.23 | 4.5 | 0
2025 | PJM_ROR_2_TVA_Transmission | PJM_ROR | TVA_Transmission | Internal | Shoulder | B12 | 200 | 2500 | 0 | 73.78 | 75.84 | 4.5 | 0
2025 | PJM_ROR_2_TVA_Transmission | PJM_ROR | TVA_Transmission | Internal | Shoulder | B13 | 600 | 2500 | 0 | 72.2 | 74.59 | 4.5 | 0
2025 | PJM_ROR_2_TVA_Transmission | PJM_ROR | TVA_Transmission | Internal | Shoulder | B14 | 900 | 2500 | 0 | 70.03 | 72.15 | 4.5 | 0
2025 | PJM_ROR_2_TVA_Transmission | PJM_ROR | TVA_Transmission | Internal | Shoulder | B15 | 1203 | 2500 | 553.78 | 60.13 | 64.63 | 4.5 | 0
2025 | PJM_ROR_2_TVA_Transmission | PJM_ROR | TVA_Transmission | Internal | Summer | B1 | 10 | 2500 | 1896.42 | 110.53 | 115.03 | 4.5 | 0
2025 | PJM_ROR_2_TVA_Transmission | PJM_ROR | TVA_Transmission | Internal | Summer | B2 | 25 | 2500 | 2188.07 | 109.27 | 113.77 | 4.5 | 0
2025 | PJM_ROR_2_TVA_Transmission | PJM_ROR | TVA_Transmission | Internal | Summer | B3 | 75 | 2500 | 2499.79 | 109.27 | 113.78 | 4.5 | 0.01
2025 | PJM_ROR_2_TVA_Transmission | PJM_ROR | TVA_Transmission | Internal | Summer | B4 | 100 | 2500 | 2500 | 104.72 | 110.23 | 4.5 | 1.01
2025 | PJM_ROR_2_TVA_Transmission | PJM_ROR | TVA_Transmission | Internal | Summer | B5 | 200 | 2500 | 2499.94 | 97.14 | 101.66 | 4.5 | 0.01
2025 | PJM_ROR_2_TVA_Transmission | PJM_ROR | TVA_Transmission | Internal | Summer | B6 | 300 | 2500 | 1677.29 | 84.86 | 89.36 | 4.5 | 0
2025 | PJM_ROR_2_TVA_Transmission | PJM_ROR | TVA_Transmission | Internal | Summer | B7 | 400 | 2500 | 614.28 | 79.22 | 83.72 | 4.5 | 0
2025 | PJM_ROR_2_TVA_Transmission | PJM_ROR | TVA_Transmission | Internal | Summer | B8 | 500 | 2500 | 0 | 70.99 | 74.47 | 4.5 | 0
2025 | PJM_ROR_2_TVA_Transmission | PJM_ROR | TVA_Transmission | Internal | Summer | B9 | 800 | 2500 | 0 | 67.19 | 71.24 | 4.5 | 0
2025 | PJM_ROR_2_TVA_Transmission | PJM_ROR | TVA_Transmission | Internal | Summer | B10 | 1262 | 2500 | 662.9 | 59.3 | 63.8 | 4.5 | 0
2025 | PJM_ROR_2_TVA_Transmission | PJM_ROR | TVA_Transmission | Internal | Winter | B16 | 25 | 2500 | 1832.22 | 83.6 | 88.1 | 4.5 | 0
2025 | PJM_ROR_2_TVA_Transmission | PJM_ROR | TVA_Transmission | Internal | Winter | B17 | 100 | 2500 | 0 | 79.57 | 78.29 | 4.5 | 0
2025 | PJM_ROR_2_TVA_Transmission | PJM_ROR | TVA_Transmission | Internal | Winter | B18 | 400 | 2500 | 0 | 74.68 | 76.68 | 4.5 | 0
2025 | PJM_ROR_2_TVA_Transmission | PJM_ROR | TVA_Transmission | Internal | Winter | B19 | 700 | 2500 | 0 | 74.14 | 75.27 | 4.5 | 0
2025 | PJM_ROR_2_TVA_Transmission | PJM_ROR | TVA_Transmission | Internal | Winter | B20 | 935 | 2500 | 991.18 | 62.42 | 66.92 | 4.5 | 0
2025 | PJM_ROR_2_VACAR | PJM_ROR | VACAR | Internal | Shoulder | B11 | 25 | 3000 | 3000 | 79.72 | 90.73 | 4.5 | 6.5
2025 | PJM_ROR_2_VACAR | PJM_ROR | VACAR | Internal | Shoulder | B12 | 200 | 3000 | 3000 | 73.78 | 80.7 | 4.5 | 2.42
2025 | PJM_ROR_2_VACAR | PJM_ROR | VACAR | Internal | Shoulder | B13 | 600 | 3000 | 1388.41 | 72.2 | 76.7 | 4.5 | 0
2025 | PJM_ROR_2_VACAR | PJM_ROR | VACAR | Internal | Shoulder | B14 | 900 | 3000 | 3000 | 70.03 | 75.76 | 4.5 | 1.24
2025 | PJM_ROR_2_VACAR | PJM_ROR | VACAR | Internal | Shoulder | B15 | 1203 | 3000 | 3000 | 60.13 | 66.27 | 4.5 | 1.64
2025 | PJM_ROR_2_VACAR | PJM_ROR | VACAR | Internal | Summer | B1 | 10 | 3000 | 3000 | 110.53 | 121.06 | 4.5 | 6.03
2025 | PJM_ROR_2_VACAR | PJM_ROR | VACAR | Internal | Summer | B2 | 25 | 3000 | 3000 | 109.27 | 121.06 | 4.5 | 7.29
2025 | PJM_ROR_2_VACAR | PJM_ROR | VACAR | Internal | Summer | B3 | 75 | 3000 | 3000 | 109.27 | 121.06 | 4.5 | 7.29
2025 | PJM_ROR_2_VACAR | PJM_ROR | VACAR | Internal | Summer | B4 | 100 | 3000 | 3000 | 104.72 | 116.74 | 4.5 | 7.52
2025 | PJM_ROR_2_VACAR | PJM_ROR | VACAR | Internal | Summer | B5 | 200 | 3000 | 3000 | 97.14 | 110.04 | 4.5 | 8.4
2025 | PJM_ROR_2_VACAR | PJM_ROR | VACAR | Internal | Summer | B6 | 300 | 3000 | 3000 | 84.86 | 91.36 | 4.5 | 2
2025 | PJM_ROR_2_VACAR | PJM_ROR | VACAR | Internal | Summer | B7 | 400 | 3000 | 3000 | 79.22 | 88.31 | 4.5 | 4.6
2025 | PJM_ROR_2_VACAR | PJM_ROR | VACAR | Internal | Summer | B8 | 500 | 3000 | 3000 | 70.99 | 78.34 | 4.5 | 2.86
2025 | PJM_ROR_2_VACAR | PJM_ROR | VACAR | Internal | Summer | B9 | 800 | 3000 | 1559.91 | 67.19 | 71.69 | 4.5 | 0
2025 | PJM_ROR_2_VACAR | PJM_ROR | VACAR | Internal | Summer | B10 | 1262 | 3000 | 3000 | 59.3 | 64.45 | 4.5 | 0.66
2025 | PJM_ROR_2_VACAR | PJM_ROR | VACAR | Internal | Winter | B16 | 25 | 3000 | 3000 | 83.6 | 106.9 | 4.5 | 18.81
2025 | PJM_ROR_2_VACAR | PJM_ROR | VACAR | Internal | Winter | B17 | 100 | 3000 | 3000 | 79.57 | 85.76 | 4.5 | 1.7
2025 | PJM_ROR_2_VACAR | PJM_ROR | VACAR | Internal | Winter | B18 | 400 | 3000 | 3000 | 74.68 | 81.03 | 4.5 | 1.85
2025 | PJM_ROR_2_VACAR | PJM_ROR | VACAR | Internal | Winter | B19 | 700 | 3000 | 3000 | 74.14 | 79.99 | 4.5 | 1.35
2025 | PJM_ROR_2_VACAR | PJM_ROR | VACAR | Internal | Winter | B20 | 935 | 3000 | 3000 | 62.42 | 70.33 | 4.5 | 3.4
2025 | PJM_ROM_2_NYISO_A-F | PJM_ROM | NYISO_A-F | Internal | Shoulder | B11 | 25 | 2000 | 0 | 79.74 | 68.74 | 4.5 | 0
2025 | PJM_ROM_2_NYISO_A-F | PJM_ROM | NYISO_A-F | Internal | Shoulder | B12 | 200 | 2000 | 0 | 73.79 | 67.27 | 4.5 | 0
2025 | PJM_ROM_2_NYISO_A-F | PJM_ROM | NYISO_A-F | Internal | Shoulder | B13 | 600 | 2000 | 0 | 72.21 | 65.71 | 4.5 | 0
2025 | PJM_ROM_2_NYISO_A-F | PJM_ROM | NYISO_A-F | Internal | Shoulder | B14 | 900 | 2000 | 0 | 70.04 | 64.64 | 4.5 | 0
2025 | PJM_ROM_2_NYISO_A-F | PJM_ROM | NYISO_A-F | Internal | Shoulder | B15 | 1203 | 2000 | 300.31 | 60.14 | 64.64 | 4.5 | 0
2025 | PJM_ROM_2_NYISO_A-F | PJM_ROM | NYISO_A-F | Internal | Summer | B1 | 10 | 2000 | 0 | 110.54 | 86.27 | 4.5 | 0
2025 | PJM_ROM_2_NYISO_A-F | PJM_ROM | NYISO_A-F | Internal | Summer | B2 | 25 | 2000 | 0 | 109.28 | 94.37 | 4.5 | 0
2025 | PJM_ROM_2_NYISO_A-F | PJM_ROM | NYISO_A-F | Internal | Summer | B3 | 75 | 2000 | 0 | 109.26 | 86.27 | 4.5 | 0
2025 | PJM_ROM_2_NYISO_A-F | PJM_ROM | NYISO_A-F | Internal | Summer | B4 | 100 | 2000 | 0 | 104.71 | 86.27 | 4.5 | 0
2025 | PJM_ROM_2_NYISO_A-F | PJM_ROM | NYISO_A-F | Internal | Summer | B5 | 200 | 2000 | 0 | 97.13 | 67.45 | 4.5 | 0
2025 | PJM_ROM_2_NYISO_A-F | PJM_ROM | NYISO_A-F | Internal | Summer | B6 | 300 | 2000 | 0 | 84.88 | 67.45 | 4.5 | 0
2025 | PJM_ROM_2_NYISO_A-F | PJM_ROM | NYISO_A-F | Internal | Summer | B7 | 400 | 2000 | 0 | 79.23 | 67.45 | 4.5 | 0
2025 | PJM_ROM_2_NYISO_A-F | PJM_ROM | NYISO_A-F | Internal | Summer | B8 | 500 | 2000 | 0 | 71 | 64.48 | 4.5 | 0
2025 | PJM_ROM_2_NYISO_A-F | PJM_ROM | NYISO_A-F | Internal | Summer | B9 | 800 | 2000 | 0 | 67.2 | 62.92 | 4.5 | 0
2025 | PJM_ROM_2_NYISO_A-F | PJM_ROM | NYISO_A-F | Internal | Summer | B10 | 1262 | 2000 | 0 | 59.31 | 62.92 | 4.5 | 0
2025 | PJM_ROM_2_NYISO_A-F | PJM_ROM | NYISO_A-F | Internal | Winter | B16 | 25 | 2000 | 0 | 83.61 | 71.29 | 4.5 | 0
2025 | PJM_ROM_2_NYISO_A-F | PJM_ROM | NYISO_A-F | Internal | Winter | B17 | 100 | 2000 | 0 | 79.98 | 71.29 | 4.5 | 0
2025 | PJM_ROM_2_NYISO_A-F | PJM_ROM | NYISO_A-F | Internal | Winter | B18 | 400 | 2000 | 0 | 76.04 | 69.54 | 4.5 | 0
2025 | PJM_ROM_2_NYISO_A-F | PJM_ROM | NYISO_A-F | Internal | Winter | B19 | 700 | 2000 | 0 | 74.81 | 69.54 | 4.5 | 0
2025 | PJM_ROM_2_NYISO_A-F | PJM_ROM | NYISO_A-F | Internal | Winter | B20 | 935 | 2000 | 352.99 | 65.04 | 69.54 | 4.5 | 0
2025 | PJM_ROM_2_PJM_E | PJM_ROM | PJM_E | Internal | Shoulder | B11 | 25 | 8000 | 0.31 | 79.74 | 79.72 | 0.01 | 0
2025 | PJM_ROM_2_PJM_E | PJM_ROM | PJM_E | Internal | Shoulder | B12 | 200 | 8000 | 0.04 | 73.79 | 73.78 | 0.01 | 0
2025 | PJM_ROM_2_PJM_E | PJM_ROM | PJM_E | Internal | Shoulder | B13 | 600 | 8000 | 0.01 | 72.21 | 72.2 | 0.01 | 0
2025 | PJM_ROM_2_PJM_E | PJM_ROM | PJM_E | Internal | Shoulder | B14 | 900 | 8000 | 0 | 70.04 | 70.03 | 0.01 | 0
2025 | PJM_ROM_2_PJM_E | PJM_ROM | PJM_E | Internal | Shoulder | B15 | 1203 | 8000 | 0 | 60.14 | 60.13 | 0.01 | 0
2025 | PJM_ROM_2_PJM_E | PJM_ROM | PJM_E | Internal | Summer | B1 | 10 | 8000 | 1072.71 | 110.54 | 110.55 | 0.01 | 0
2025 | PJM_ROM_2_PJM_E | PJM_ROM | PJM_E | Internal | Summer | B2 | 25 | 8000 | 0.36 | 109.28 | 109.27 | 0.01 | 0
2025 | PJM_ROM_2_PJM_E | PJM_ROM | PJM_E | Internal | Summer | B3 | 75 | 8000 | 0.11 | 109.26 | 109.25 | 0.01 | 0
2025 | PJM_ROM_2_PJM_E | PJM_ROM | PJM_E | Internal | Summer | B4 | 100 | 8000 | 0.08 | 104.71 | 104.69 | 0.01 | 0
2025 | PJM_ROM_2_PJM_E | PJM_ROM | PJM_E | Internal | Summer | B5 | 200 | 8000 | 0.04 | 97.13 | 97.12 | 0.01 | 0
2025 | PJM_ROM_2_PJM_E | PJM_ROM | PJM_E | Internal | Summer | B6 | 300 | 8000 | 0.03 | 84.88 | 84.86 | 0.01 | 0
2025 | PJM_ROM_2_PJM_E | PJM_ROM | PJM_E | Internal | Summer | B7 | 400 | 8000 | 0.02 | 79.23 | 79.22 | 0.01 | 0
2025 | PJM_ROM_2_PJM_E | PJM_ROM | PJM_E | Internal | Summer | B8 | 500 | 8000 | 0.02 | 71 | 70.99 | 0.01 | 0
2025 | PJM_ROM_2_PJM_E | PJM_ROM | PJM_E | Internal | Summer | B9 | 800 | 8000 | 0.01 | 67.2 | 67.19 | 0.01 | 0
2025 | PJM_ROM_2_PJM_E | PJM_ROM | PJM_E | Internal | Summer | B10 | 1262 | 8000 | 0 | 59.31 | 59.3 | 0.01 | 0
2025 | PJM_ROM_2_PJM_E | PJM_ROM | PJM_E | Internal | Winter | B16 | 25 | 8000 | 0.35 | 83.61 | 83.6 | 0.01 | 0
2025 | PJM_ROM_2_PJM_E | PJM_ROM | PJM_E | Internal | Winter | B17 | 100 | 8000 | 0.09 | 79.98 | 79.97 | 0.01 | 0
2025 | PJM_ROM_2_PJM_E | PJM_ROM | PJM_E | Internal | Winter | B18 | 400 | 8000 | 0.02 | 76.04 | 76.02 | 0.01 | 0
2025 | PJM_ROM_2_PJM_E | PJM_ROM | PJM_E | Internal | Winter | B19 | 700 | 8000 | 202.33 | 74.81 | 74.82 | 0.01 | 0
2025 | PJM_ROM_2_PJM_E | PJM_ROM | PJM_E | Internal | Winter | B20 | 935 | 8000 | 319.87 | 65.04 | 65.05 | 0.01 | 0
2025 | PJM_ROM_2_PJM_ROR | PJM_ROM | PJM_ROR | Internal | Shoulder | B11 | 25 | 8000 | 0.35 | 79.74 | 79.72 | 0.01 | 0
2025 | PJM_ROM_2_PJM_ROR | PJM_ROM | PJM_ROR | Internal | Shoulder | B12 | 200 | 8000 | 0.04 | 73.79 | 73.78 | 0.01 | 0
2025 | PJM_ROM_2_PJM_ROR | PJM_ROM | PJM_ROR | Internal | Shoulder | B13 | 600 | 8000 | 0.01 | 72.21 | 72.2 | 0.01 | 0
2025 | PJM_ROM_2_PJM_ROR | PJM_ROM | PJM_ROR | Internal | Shoulder | B14 | 900 | 8000 | 0 | 70.04 | 70.03 | 0.01 | 0
2025 | PJM_ROM_2_PJM_ROR | PJM_ROM | PJM_ROR | Internal | Shoulder | B15 | 1203 | 8000 | 0 | 60.14 | 60.13 | 0.01 | 0
2025 | PJM_ROM_2_PJM_ROR | PJM_ROM | PJM_ROR | Internal | Summer | B1 | 10 | 8000 | 0.88 | 110.54 | 110.53 | 0.01 | 0
2025 | PJM_ROM_2_PJM_ROR | PJM_ROM | PJM_ROR | Internal | Summer | B2 | 25 | 8000 | 0.36 | 109.28 | 109.27 | 0.01 | 0
2025 | PJM_ROM_2_PJM_ROR | PJM_ROM | PJM_ROR | Internal | Summer | B3 | 75 | 8000 | 461.5 | 109.26 | 109.27 | 0.01 | 0
2025 | PJM_ROM_2_PJM_ROR | PJM_ROM | PJM_ROR | Internal | Summer | B4 | 100 | 8000 | 1045.46 | 104.71 | 104.72 | 0.01 | 0
2025 | PJM_ROM_2_PJM_ROR | PJM_ROM | PJM_ROR | Internal | Summer | B5 | 200 | 8000 | 379.67 | 97.13 | 97.14 | 0.01 | 0
2025 | PJM_ROM_2_PJM_ROR | PJM_ROM | PJM_ROR | Internal | Summer | B6 | 300 | 8000 | 0.03 | 84.88 | 84.86 | 0.01 | 0
2025 | PJM_ROM_2_PJM_ROR | PJM_ROM | PJM_ROR | Internal | Summer | B7 | 400 | 8000 | 0.02 | 79.23 | 79.22 | 0.01 | 0
2025 | PJM_ROM_2_PJM_ROR | PJM_ROM | PJM_ROR | Internal | Summer | B8 | 500 | 8000 | 0.02 | 71 | 70.99 | 0.01 | 0
2025 | PJM_ROM_2_PJM_ROR | PJM_ROM | PJM_ROR | Internal | Summer | B9 | 800 | 8000 | 0.01 | 67.2 | 67.19 | 0.01 | 0
2025 | PJM_ROM_2_PJM_ROR | PJM_ROM | PJM_ROR | Internal | Summer | B10 | 1262 | 8000 | 0 | 59.31 | 59.3 | 0.01 | 0
2025 | PJM_ROM_2_PJM_ROR | PJM_ROM | PJM_ROR | Internal | Winter | B16 | 25 | 8000 | 0.28 | 83.61 | 83.6 | 0.01 | 0
2025 | PJM_ROM_2_PJM_ROR | PJM_ROM | PJM_ROR | Internal | Winter | B17 | 100 | 8000 | 0 | 79.98 | 79.57 | 0.01 | 0
2025 | PJM_ROM_2_PJM_ROR | PJM_ROM | PJM_ROR | Internal | Winter | B18 | 400 | 8000 | 0 | 76.04 | 74.68 | 0.01 | 0
2025 | PJM_ROM_2_PJM_ROR | PJM_ROM | PJM_ROR | Internal | Winter | B19 | 700 | 8000 | 0 | 74.81 | 74.14 | 0.01 | 0
2025 | PJM_ROM_2_PJM_ROR | PJM_ROM | PJM_ROR | Internal | Winter | B20 | 935 | 8000 | 0 | 65.04 | 62.42 | 0.01 | 0
2025 | SOCO_2_ENT | SOCO | ENT | Internal | Shoulder | B11 | 25 | 4300 | 0 | 95.23 | 77.45 | 7.5 | 0
2025 | SOCO_2_ENT | SOCO | ENT | Internal | Shoulder | B12 | 200 | 4300 | 0 | 75.26 | 70.69 | 7.5 | 0
2025 | SOCO_2_ENT | SOCO | ENT | Internal | Shoulder | B13 | 600 | 4300 | 0 | 73.75 | 70.28 | 7.5 | 0
2025 | SOCO_2_ENT | SOCO | ENT | Internal | Shoulder | B14 | 900 | 4300 | 0 | 72.62 | 61.53 | 7.5 | 0
2025 | SOCO_2_ENT | SOCO | ENT | Internal | Shoulder | B15 | 1203 | 4300 | 0 | 71.13 | 52.63 | 7.5 | 0
2025 | SOCO_2_ENT | SOCO | ENT | Internal | Summer | B1 | 10 | 4300 | 0 | 120.44 | 72.61 | 7.5 | 0
2025 | SOCO_2_ENT | SOCO | ENT | Internal | Summer | B2 | 25 | 4300 | 0 | 118.06 | 103.73 | 7.5 | 0
2025 | SOCO_2_ENT | SOCO | ENT | Internal | Summer | B3 | 75 | 4300 | 0 | 118.06 | 108.28 | 7.5 | 0
2025 | SOCO_2_ENT | SOCO | ENT | Internal | Summer | B4 | 100 | 4300 | 0 | 118.06 | 103.73 | 7.5 | 0
2025 | SOCO_2_ENT | SOCO | ENT | Internal | Summer | B5 | 200 | 4300 | 0 | 114.54 | 96.16 | 7.5 | 0
2025 | SOCO_2_ENT | SOCO | ENT | Internal | Summer | B6 | 300 | 4300 | 0 | 95.86 | 83.88 | 7.5 | 0
2025 | SOCO_2_ENT | SOCO | ENT | Internal | Summer | B7 | 400 | 4300 | 0 | 90.22 | 78.23 | 7.5 | 0
2025 | SOCO_2_ENT | SOCO | ENT | Internal | Summer | B8 | 500 | 4300 | 0 | 77.5 | 72 | 7.5 | 0
2025 | SOCO_2_ENT | SOCO | ENT | Internal | Summer | B9 | 800 | 4300 | 0 | 73.81 | 69.24 | 7.5 | 0
2025 | SOCO_2_ENT | SOCO | ENT | Internal | Summer | B10 | 1262 | 4300 | 0 | 70.3 | 60.3 | 7.5 | 0
2025 | SOCO_2_ENT | SOCO | ENT | Internal | Winter | B16 | 25 | 4300 | 0 | 99.41 | 73.56 | 7.5 | 0
2025 | SOCO_2_ENT | SOCO | ENT | Internal | Winter | B17 | 100 | 4300 | 0 | 78.26 | 72.21 | 7.5 | 0
2025 | SOCO_2_ENT | SOCO | ENT | Internal | Winter | B18 | 400 | 4300 | 0 | 75.82 | 71.82 | 7.5 | 0
2025 | SOCO_2_ENT | SOCO | ENT | Internal | Winter | B19 | 700 | 4300 | 0 | 75.5 | 70 | 7.5 | 0
2025 | SOCO_2_ENT | SOCO | ENT | Internal | Winter | B20 | 935 | 4300 | 0 | 73.42 | 54.92 | 7.5 | 0
2025 | SOCO_2_FRCC | SOCO | FRCC | Internal | Shoulder | B11 | 25 | 3700 | 3700 | 95.23 | 109.99 | 7.5 | 7.26
2025 | SOCO_2_FRCC | SOCO | FRCC | Internal | Shoulder | B12 | 200 | 3700 | 33.72 | 75.26 | 82.76 | 7.5 | 0
2025 | SOCO_2_FRCC | SOCO | FRCC | Internal | Shoulder | B13 | 600 | 3700 | 1358.35 | 73.75 | 81.24 | 7.5 | 0
2025 | SOCO_2_FRCC | SOCO | FRCC | Internal | Shoulder | B14 | 900 | 3700 | 0 | 72.62 | 77.85 | 7.5 | 0
2025 | SOCO_2_FRCC | SOCO | FRCC | Internal | Shoulder | B15 | 1203 | 3700 | 0 | 71.13 | 77.85 | 7.5 | 0
2025 | SOCO_2_FRCC | SOCO | FRCC | Internal | Summer | B1 | 10 | 3700 | 1115.96 | 120.44 | 127.94 | 7.5 | 0
2025 | SOCO_2_FRCC | SOCO | FRCC | Internal | Summer | B2 | 25 | 3700 | 0.02 | 118.06 | 125.11 | 7.5 | 0
2025 | SOCO_2_FRCC | SOCO | FRCC | Internal | Summer | B3 | 75 | 3700 | 0 | 118.06 | 125.11 | 7.5 | 0
2025 | SOCO_2_FRCC | SOCO | FRCC | Internal | Summer | B4 | 100 | 3700 | 0 | 118.06 | 125.11 | 7.5 | 0
2025 | SOCO_2_FRCC | SOCO | FRCC | Internal | Summer | B5 | 200 | 3700 | 3149.9 | 114.54 | 122.04 | 7.5 | 0
2025 | SOCO_2_FRCC | SOCO | FRCC | Internal | Summer | B6 | 300 | 3700 | 1351.14 | 95.86 | 103.36 | 7.5 | 0
2025 | SOCO_2_FRCC | SOCO | FRCC | Internal | Summer | B7 | 400 | 3700 | 314.43 | 90.22 | 97.72 | 7.5 | 0
2025 | SOCO_2_FRCC | SOCO | FRCC | Internal | Summer | B8 | 500 | 3700 | 0 | 77.5 | 80.4 | 7.5 | 0
2025 | SOCO_2_FRCC | SOCO | FRCC | Internal | Summer | B9 | 800 | 3700 | 0 | 73.81 | 77.04 | 7.5 | 0
2025 | SOCO_2_FRCC | SOCO | FRCC | Internal | Summer | B10 | 1262 | 3700 | 0 | 70.3 | 77.04 | 7.5 | 0
2025 | SOCO_2_FRCC | SOCO | FRCC | Internal | Winter | B16 | 25 | 3700 | 1412.72 | 99.41 | 106.9 | 7.5 | 0
2025 | SOCO_2_FRCC | SOCO | FRCC | Internal | Winter | B17 | 100 | 3700 | 0 | 78.26 | 83.81 | 7.5 | 0
2025 | SOCO_2_FRCC | SOCO | FRCC | Internal | Winter | B18 | 400 | 3700 | 0 | 75.82 | 82.83 | 7.5 | 0
2025 | SOCO_2_FRCC | SOCO | FRCC | Internal | Winter | B19 | 700 | 3700 | 0 | 75.5 | 80.3 | 7.5 | 0
2025 | SOCO_2_FRCC | SOCO | FRCC | Internal | Winter | B20 | 935 | 3700 | 0 | 73.42 | 80.3 | 7.5 | 0
2025 | SOCO_2_TVA_Transmission | SOCO | TVA_Transmission | Internal | Shoulder | B11 | 25 | 2600 | 0 | 95.23 | 84.23 | 7.5 | 0
2025 | SOCO_2_TVA_Transmission | SOCO | TVA_Transmission | Internal | Shoulder | B12 | 200 | 2600 | 0 | 75.26 | 75.84 | 7.5 | 0
2025 | SOCO_2_TVA_Transmission | SOCO | TVA_Transmission | Internal | Shoulder | B13 | 600 | 2600 | 0 | 73.75 | 74.59 | 7.5 | 0
2025 | SOCO_2_TVA_Transmission | SOCO | TVA_Transmission | Internal | Shoulder | B14 | 900 | 2600 | 0 | 72.62 | 72.15 | 7.5 | 0
2025 | SOCO_2_TVA_Transmission | SOCO | TVA_Transmission | Internal | Shoulder | B15 | 1203 | 2600 | 0 | 71.13 | 64.63 | 7.5 | 0
2025 | SOCO_2_TVA_Transmission | SOCO | TVA_Transmission | Internal | Summer | B1 | 10 | 2600 | 0 | 120.44 | 115.03 | 7.5 | 0
2025 | SOCO_2_TVA_Transmission | SOCO | TVA_Transmission | Internal | Summer | B2 | 25 | 2600 | 0 | 118.06 | 113.77 | 7.5 | 0
2025 | SOCO_2_TVA_Transmission | SOCO | TVA_Transmission | Internal | Summer | B3 | 75 | 2600 | 0 | 118.06 | 113.78 | 7.5 | 0
2025 | SOCO_2_TVA_Transmission | SOCO | TVA_Transmission | Internal | Summer | B4 | 100 | 2600 | 0 | 118.06 | 110.23 | 7.5 | 0
2025 | SOCO_2_TVA_Transmission | SOCO | TVA_Transmission | Internal | Summer | B5 | 200 | 2600 | 0 | 114.54 | 101.66 | 7.5 | 0
2025 | SOCO_2_TVA_Transmission | SOCO | TVA_Transmission | Internal | Summer | B6 | 300 | 2600 | 0 | 95.86 | 89.36 | 7.5 | 0
2025 | SOCO_2_TVA_Transmission | SOCO | TVA_Transmission | Internal | Summer | B7 | 400 | 2600 | 0 | 90.22 | 83.72 | 7.5 | 0
2025 | SOCO_2_TVA_Transmission | SOCO | TVA_Transmission | Internal | Summer | B8 | 500 | 2600 | 0 | 77.5 | 74.47 | 7.5 | 0
2025 | SOCO_2_TVA_Transmission | SOCO | TVA_Transmission | Internal | Summer | B9 | 800 | 2600 | 0 | 73.81 | 71.24 | 7.5 | 0
2025 | SOCO_2_TVA_Transmission | SOCO | TVA_Transmission | Internal | Summer | B10 | 1262 | 2600 | 0 | 70.3 | 63.8 | 7.5 | 0
2025 | SOCO_2_TVA_Transmission | SOCO | TVA_Transmission | Internal | Winter | B16 | 25 | 2600 | 0 | 99.41 | 88.1 | 7.5 | 0
2025 | SOCO_2_TVA_Transmission | SOCO | TVA_Transmission | Internal | Winter | B17 | 100 | 2600 | 0 | 78.26 | 78.29 | 7.5 | 0
2025 | SOCO_2_TVA_Transmission | SOCO | TVA_Transmission | Internal | Winter | B18 | 400 | 2600 | 0 | 75.82 | 76.68 | 7.5 | 0
2025 | SOCO_2_TVA_Transmission | SOCO | TVA_Transmission | Internal | Winter | B19 | 700 | 2600 | 0 | 75.5 | 75.27 | 7.5 | 0
2025 | SOCO_2_TVA_Transmission | SOCO | TVA_Transmission | Internal | Winter | B20 | 935 | 2600 | 0 | 73.42 | 66.92 | 7.5 | 0
2025 | SOCO_2_VACAR | SOCO | VACAR | Internal | Shoulder | B11 | 25 | 2000 | 0 | 95.23 | 90.73 | 7.5 | 0
2025 | SOCO_2_VACAR | SOCO | VACAR | Internal | Shoulder | B12 | 200 | 2000 | 0 | 75.26 | 80.7 | 7.5 | 0
2025 | SOCO_2_VACAR | SOCO | VACAR | Internal | Shoulder | B13 | 600 | 2000 | 0 | 73.75 | 76.7 | 7.5 | 0
2025 | SOCO_2_VACAR | SOCO | VACAR | Internal | Shoulder | B14 | 900 | 2000 | 0 | 72.62 | 75.76 | 7.5 | 0
2025 | SOCO_2_VACAR | SOCO | VACAR | Internal | Shoulder | B15 | 1203 | 2000 | 0 | 71.13 | 66.27 | 7.5 | 0
2025 | SOCO_2_VACAR | SOCO | VACAR | Internal | Summer | B1 | 10 | 2000 | 0 | 120.44 | 121.06 | 7.5 | 0
2025 | SOCO_2_VACAR | SOCO | VACAR | Internal | Summer | B2 | 25 | 2000 | 0 | 118.06 | 121.06 | 7.5 | 0
2025 | SOCO_2_VACAR | SOCO | VACAR | Internal | Summer | B3 | 75 | 2000 | 0 | 118.06 | 121.06 | 7.5 | 0
2025 | SOCO_2_VACAR | SOCO | VACAR | Internal | Summer | B4 | 100 | 2000 | 0 | 118.06 | 116.74 | 7.5 | 0
2025 | SOCO_2_VACAR | SOCO | VACAR | Internal | Summer | B5 | 200 | 2000 | 0 | 114.54 | 110.04 | 7.5 | 0
2025 | SOCO_2_VACAR | SOCO | VACAR | Internal | Summer | B6 | 300 | 2000 | 0 | 95.86 | 91.36 | 7.5 | 0
2025 | SOCO_2_VACAR | SOCO | VACAR | Internal | Summer | B7 | 400 | 2000 | 0 | 90.22 | 88.31 | 7.5 | 0
2025 | SOCO_2_VACAR | SOCO | VACAR | Internal | Summer | B8 | 500 | 2000 | 0 | 77.5 | 78.34 | 7.5 | 0
2025 | SOCO_2_VACAR | SOCO | VACAR | Internal | Summer | B9 | 800 | 2000 | 0 | 73.81 | 71.69 | 7.5 | 0
2025 | SOCO_2_VACAR | SOCO | VACAR | Internal | Summer | B10 | 1262 | 2000 | 0 | 70.3 | 64.45 | 7.5 | 0
2025 | SOCO_2_VACAR | SOCO | VACAR | Internal | Winter | B16 | 25 | 2000 | 264.69 | 99.41 | 106.9 | 7.5 | 0
2025 | SOCO_2_VACAR | SOCO | VACAR | Internal | Winter | B17 | 100 | 2000 | 1744.59 | 78.26 | 85.76 | 7.5 | 0
2025 | SOCO_2_VACAR | SOCO | VACAR | Internal | Winter | B18 | 400 | 2000 | 0 | 75.82 | 81.03 | 7.5 | 0
2025 | SOCO_2_VACAR | SOCO | VACAR | Internal | Winter | B19 | 700 | 2000 | 0 | 75.5 | 79.99 | 7.5 | 0
2025 | SOCO_2_VACAR | SOCO | VACAR | Internal | Winter | B20 | 935 | 2000 | 0 | 73.42 | 70.33 | 7.5 | 0
2025 | SPP_N_2_ENT | SPP_N | ENT | Internal | Shoulder | B11 | 25 | 15643 | 7769.2 | 73.95 | 77.45 | 3.5 | 0
2025 | SPP_N_2_ENT | SPP_N | ENT | Internal | Shoulder | B12 | 200 | 15643 | 8548.32 | 67.19 | 70.69 | 3.5 | 0
2025 | SPP_N_2_ENT | SPP_N | ENT | Internal | Shoulder | B13 | 600 | 15643 | 10827.47 | 66.78 | 70.28 | 3.5 | 0
2025 | SPP_N_2_ENT | SPP_N | ENT | Internal | Shoulder | B14 | 900 | 15643 | 15292.5 | 58.03 | 61.53 | 3.5 | 0
2025 | SPP_N_2_ENT | SPP_N | ENT | Internal | Shoulder | B15 | 1203 | 15643 | 15643 | 0.02 | 52.63 | 3.5 | 49.11
2025 | SPP_N_2_ENT | SPP_N | ENT | Internal | Summer | B1 | 10 | 15643 | 14056.86 | 69.11 | 72.61 | 3.5 | 0
2025 | SPP_N_2_ENT | SPP_N | ENT | Internal | Summer | B2 | 25 | 15643 | 6009.09 | 100.23 | 103.73 | 3.5 | 0
2025 | SPP_N_2_ENT | SPP_N | ENT | Internal | Summer | B3 | 75 | 15643 | 3013.67 | 104.78 | 108.28 | 3.5 | 0
2025 | SPP_N_2_ENT | SPP_N | ENT | Internal | Summer | B4 | 100 | 15643 | 4911.07 | 100.23 | 103.73 | 3.5 | 0
2025 | SPP_N_2_ENT | SPP_N | ENT | Internal | Summer | B5 | 200 | 15643 | 7544.57 | 92.66 | 96.16 | 3.5 | 0
2025 | SPP_N_2_ENT | SPP_N | ENT | Internal | Summer | B6 | 300 | 15643 | 5592.27 | 80.38 | 83.88 | 3.5 | 0
2025 | SPP_N_2_ENT | SPP_N | ENT | Internal | Summer | B7 | 400 | 15643 | 5304.12 | 74.73 | 78.23 | 3.5 | 0
2025 | SPP_N_2_ENT | SPP_N | ENT | Internal | Summer | B8 | 500 | 15643 | 7430.47 | 68.5 | 72 | 3.5 | 0
2025 | SPP_N_2_ENT | SPP_N | ENT | Internal | Summer | B9 | 800 | 15643 | 8633.07 | 65.74 | 69.24 | 3.5 | 0
2025 | SPP_N_2_ENT | SPP_N | ENT | Internal | Summer | B10 | 1262 | 15643 | 15008.11 | 56.8 | 60.3 | 3.5 | 0
2025 | SPP_N_2_ENT | SPP_N | ENT | Internal | Winter | B16 | 25 | 15643 | 15642.34 | 70.05 | 73.56 | 3.5 | 0.01
2025 | SPP_N_2_ENT | SPP_N | ENT | Internal | Winter | B17 | 100 | 15643 | 15642.81 | 68.69 | 72.21 | 3.5 | 0.01
2025 | SPP_N_2_ENT | SPP_N | ENT | Internal | Winter | B18 | 400 | 15643 | 9119.92 | 68.32 | 71.82 | 3.5 | 0
2025 | SPP_N_2_ENT | SPP_N | ENT | Internal | Winter | B19 | 700 | 15643 | 11375.6 | 66.5 | 70 | 3.5 | 0
2025 | SPP_N_2_ENT | SPP_N | ENT | Internal | Winter | B20 | 935 | 15643 | 15643 | 49.46 | 54.92 | 3.5 | 1.96
2025 | SPP_N_2_MISO_MO-IL | SPP_N | MISO_MO-IL | Internal | Shoulder | B11 | 25 | 4019 | 4018.99 | 73.95 | 78.74 | 3.5 | 1.29
2025 | SPP_N_2_MISO_MO-IL | SPP_N | MISO_MO-IL | Internal | Shoulder | B12 | 200 | 4019 | 4019 | 67.19 | 74.78 | 3.5 | 4.09
2025 | SPP_N_2_MISO_MO-IL | SPP_N | MISO_MO-IL | Internal | Shoulder | B13 | 600 | 4019 | 4019 | 66.78 | 73.18 | 3.5 | 2.9
2025 | SPP_N_2_MISO_MO-IL | SPP_N | MISO_MO-IL | Internal | Shoulder | B14 | 900 | 4019 | 4019 | 58.03 | 67.03 | 3.5 | 5.5
2025 | SPP_N_2_MISO_MO-IL | SPP_N | MISO_MO-IL | Internal | Shoulder | B15 | 1203 | 4019 | 4019 | 0.02 | 58.13 | 3.5 | 54.61
2025 | SPP_N_2_MISO_MO-IL | SPP_N | MISO_MO-IL | Internal | Summer | B1 | 10 | 4019 | 4019 | 69.11 | 109.53 | 3.5 | 36.92
2025 | SPP_N_2_MISO_MO-IL | SPP_N | MISO_MO-IL | Internal | Summer | B2 | 25 | 4019 | 4019 | 100.23 | 108.48 | 3.5 | 4.75
2025 | SPP_N_2_MISO_MO-IL | SPP_N | MISO_MO-IL | Internal | Summer | B3 | 75 | 4019 | 3060.01 | 104.78 | 108.28 | 3.5 | 0
2025 | SPP_N_2_MISO_MO-IL | SPP_N | MISO_MO-IL | Internal | Summer | B4 | 100 | 4019 | 3003.11 | 100.23 | 103.73 | 3.5 | 0
2025 | SPP_N_2_MISO_MO-IL | SPP_N | MISO_MO-IL | Internal | Summer | B5 | 200 | 4019 | 22.43 | 92.66 | 96.16 | 3.5 | 0
2025 | SPP_N_2_MISO_MO-IL | SPP_N | MISO_MO-IL | Internal | Summer | B6 | 300 | 4019 | 435.7 | 80.38 | 83.88 | 3.5 | 0
2025 | SPP_N_2_MISO_MO-IL | SPP_N | MISO_MO-IL | Internal | Summer | B7 | 400 | 4019 | 3182.34 | 74.73 | 78.23 | 3.5 | 0
2025 | SPP_N_2_MISO_MO-IL | SPP_N | MISO_MO-IL | Internal | Summer | B8 | 500 | 4019 | 452.81 | 68.5 | 72 | 3.5 | 0
2025 | SPP_N_2_MISO_MO-IL | SPP_N | MISO_MO-IL | Internal | Summer | B9 | 800 | 4019 | 0 | 65.74 | 68.19 | 3.5 | 0
2025 | SPP_N_2_MISO_MO-IL | SPP_N | MISO_MO-IL | Internal | Summer | B10 | 1262 | 4019 | 2.62 | 56.8 | 60.3 | 3.5 | 0
2025 | SPP_N_2_MISO_MO-IL | SPP_N | MISO_MO-IL | Internal | Winter | B16 | 25 | 4019 | 4019 | 70.05 | 81.6 | 3.5 | 8.05
2025 | SPP_N_2_MISO_MO-IL | SPP_N | MISO_MO-IL | Internal | Winter | B17 | 100 | 4019 | 4019 | 68.69 | 77.59 | 3.5 | 5.4
2025 | SPP_N_2_MISO_MO-IL | SPP_N | MISO_MO-IL | Internal | Winter | B18 | 400 | 4019 | 4019 | 68.32 | 75 | 3.5 | 3.18
2025 | SPP_N_2_MISO_MO-IL | SPP_N | MISO_MO-IL | Internal | Winter | B19 | 700 | 4019 | 4019 | 66.5 | 73.14 | 3.5 | 3.13
2025 | SPP_N_2_MISO_MO-IL | SPP_N | MISO_MO-IL | Internal | Winter | B20 | 935 | 4019 | 4019 | 49.46 | 60.42 | 3.5 | 7.46
2025 | SPP_N_2_MISO_W | SPP_N | MISO_W | Internal | Shoulder | B11 | 25 | 1087 | 1086.99 | 73.95 | 78.72 | 3.5 | 1.28
2025 | SPP_N_2_MISO_W | SPP_N | MISO_W | Internal | Shoulder | B12 | 200 | 1087 | 361.91 | 67.19 | 70.69 | 3.5 | 0
2025 | SPP_N_2_MISO_W | SPP_N | MISO_W | Internal | Shoulder | B13 | 600 | 1087 | 0.03 | 66.78 | 70.27 | 3.5 | 0
2025 | SPP_N_2_MISO_W | SPP_N | MISO_W | Internal | Shoulder | B14 | 900 | 1087 | 1087 | 58.03 | 67.02 | 3.5 | 5.49
2025 | SPP_N_2_MISO_W | SPP_N | MISO_W | Internal | Shoulder | B15 | 1203 | 1087 | 1087 | 0.02 | 11.36 | 3.5 | 7.84
2025 | SPP_N_2_MISO_W | SPP_N | MISO_W | Internal | Summer | B1 | 10 | 1087 | 1087 | 69.11 | 109.53 | 3.5 | 36.92
2025 | SPP_N_2_MISO_W | SPP_N | MISO_W | Internal | Summer | B2 | 25 | 1087 | 1087 | 100.23 | 108.27 | 3.5 | 4.54
2025 | SPP_N_2_MISO_W | SPP_N | MISO_W | Internal | Summer | B3 | 75 | 1087 | 0.2 | 104.78 | 108.27 | 3.5 | 0
2025 | SPP_N_2_MISO_W | SPP_N | MISO_W | Internal | Summer | B4 | 100 | 1087 | 0.16 | 100.23 | 103.72 | 3.5 | 0
2025 | SPP_N_2_MISO_W | SPP_N | MISO_W | Internal | Summer | B5 | 200 | 1087 | 0.06 | 92.66 | 96.14 | 3.5 | 0
2025 | SPP_N_2_MISO_W | SPP_N | MISO_W | Internal | Summer | B6 | 300 | 1087 | 0.05 | 80.38 | 83.86 | 3.5 | 0
2025 | SPP_N_2_MISO_W | SPP_N | MISO_W | Internal | Summer | B7 | 400 | 1087 | 0.04 | 74.73 | 78.22 | 3.5 | 0
2025 | SPP_N_2_MISO_W | SPP_N | MISO_W | Internal | Summer | B8 | 500 | 1087 | 0 | 68.5 | 69.99 | 3.5 | 0
2025 | SPP_N_2_MISO_W | SPP_N | MISO_W | Internal | Summer | B9 | 800 | 1087 | 0 | 65.74 | 66.19 | 3.5 | 0
2025 | SPP_N_2_MISO_W | SPP_N | MISO_W | Internal | Summer | B10 | 1262 | 1087 | 0 | 56.8 | 58.3 | 3.5 | 0
2025 | SPP_N_2_MISO_W | SPP_N | MISO_W | Internal | Winter | B16 | 25 | 1087 | 0 | 70.05 | 63.17 | 3.5 | 0
2025 | SPP_N_2_MISO_W | SPP_N | MISO_W | Internal | Winter | B17 | 100 | 1087 | 0 | 68.69 | 63.19 | 3.5 | 0
2025 | SPP_N_2_MISO_W | SPP_N | MISO_W | Internal | Winter | B18 | 400 | 1087 | 451.57 | 68.32 | 71.82 | 3.5 | 0
2025 | SPP_N_2_MISO_W | SPP_N | MISO_W | Internal | Winter | B19 | 700 | 1087 | 1087 | 66.5 | 71.82 | 3.5 | 1.82
2025 | SPP_N_2_MISO_W | SPP_N | MISO_W | Internal | Winter | B20 | 935 | 1087 | 1087 | 49.46 | 57.3 | 3.5 | 4.34
2025 | SPP_N_2_NE | SPP_N | NE | Internal | Shoulder | B11 | 25 | 490 | 489.99 | 73.95 | 75.22 | 0.01 | 1.27
2025 | SPP_N_2_NE | SPP_N | NE | Internal | Shoulder | B12 | 200 | 490 | 0.04 | 67.19 | 67.18 | 0.01 | 0
2025 | SPP_N_2_NE | SPP_N | NE | Internal | Shoulder | B13 | 600 | 490 | 0.01 | 66.78 | 66.77 | 0.01 | 0
2025 | SPP_N_2_NE | SPP_N | NE | Internal | Shoulder | B14 | 900 | 490 | 0 | 58.03 | 58.02 | 0.01 | 0
2025 | SPP_N_2_NE | SPP_N | NE | Internal | Shoulder | B15 | 1203 | 490 | 211.62 | 0.02 | 0.03 | 0.01 | 0
2025 | SPP_N_2_NE | SPP_N | NE | Internal | Summer | B1 | 10 | 490 | 490 | 69.11 | 106.03 | 0.01 | 36.91
2025 | SPP_N_2_NE | SPP_N | NE | Internal | Summer | B2 | 25 | 490 | 130.77 | 100.23 | 100.24 | 0.01 | 0
2025 | SPP_N_2_NE | SPP_N | NE | Internal | Summer | B3 | 75 | 490 | 0.1 | 104.78 | 104.77 | 0.01 | 0
2025 | SPP_N_2_NE | SPP_N | NE | Internal | Summer | B4 | 100 | 490 | 0.08 | 100.23 | 100.22 | 0.01 | 0
2025 | SPP_N_2_NE | SPP_N | NE | Internal | Summer | B5 | 200 | 490 | 0.03 | 92.66 | 92.64 | 0.01 | 0
2025 | SPP_N_2_NE | SPP_N | NE | Internal | Summer | B6 | 300 | 490 | 0.03 | 80.38 | 80.36 | 0.01 | 0
2025 | SPP_N_2_NE | SPP_N | NE | Internal | Summer | B7 | 400 | 490 | 0.02 | 74.73 | 74.72 | 0.01 | 0
2025 | SPP_N_2_NE | SPP_N | NE | Internal | Summer | B8 | 500 | 490 | 0 | 68.5 | 66.49 | 0.01 | 0
2025 | SPP_N_2_NE | SPP_N | NE | Internal | Summer | B9 | 800 | 490 | 0 | 65.74 | 62.69 | 0.01 | 0
2025 | SPP_N_2_NE | SPP_N | NE | Internal | Summer | B10 | 1262 | 490 | 0 | 56.8 | 54.8 | 0.01 | 0
2025 | SPP_N_2_NE | SPP_N | NE | Internal | Winter | B16 | 25 | 490 | 0 | 70.05 | 11.68 | 0.01 | 0
2025 | SPP_N_2_NE | SPP_N | NE | Internal | Winter | B17 | 100 | 490 | 0 | 68.69 | 54.19 | 0.01 | 0
2025 | SPP_N_2_NE | SPP_N | NE | Internal | Winter | B18 | 400 | 490 | 0 | 68.32 | 62.82 | 0.01 | 0
2025 | SPP_N_2_NE | SPP_N | NE | Internal | Winter | B19 | 700 | 490 | 0 | 66.5 | 62.82 | 0.01 | 0
2025 | SPP_N_2_NE | SPP_N | NE | Internal | Winter | B20 | 935 | 490 | 0 | 49.46 | 48.3 | 0.01 | 0
2025 | SPP_N_2_SPP_S | SPP_N | SPP_S | Internal | Shoulder | B11 | 25 | 4236 | 0.63 | 73.95 | 73.95 | 0.01 | 0
2025 | SPP_N_2_SPP_S | SPP_N | SPP_S | Internal | Shoulder | B12 | 200 | 4236 | 1080.88 | 67.19 | 67.2 | 0.01 | 0
2025 | SPP_N_2_SPP_S | SPP_N | SPP_S | Internal | Shoulder | B13 | 600 | 4236 | 1000 | 66.78 | 66.79 | 0.01 | 0
2025 | SPP_N_2_SPP_S | SPP_N | SPP_S | Internal | Shoulder | B14 | 900 | 4236 | 0 | 58.03 | 58.02 | 0.01 | 0
2025 | SPP_N_2_SPP_S | SPP_N | SPP_S | Internal | Shoulder | B15 | 1203 | 4236 | 0 | 0.02 | 0.01 | 0.01 | 0
2025 | SPP_N_2_SPP_S | SPP_N | SPP_S | Internal | Summer | B1 | 10 | 4236 | 1.67 | 69.11 | 69.11 | 0.01 | 0
2025 | SPP_N_2_SPP_S | SPP_N | SPP_S | Internal | Summer | B2 | 25 | 4236 | 0.58 | 100.23 | 100.23 | 0.01 | 0
2025 | SPP_N_2_SPP_S | SPP_N | SPP_S | Internal | Summer | B3 | 75 | 4236 | 0.21 | 104.78 | 104.78 | 0.01 | 0
2025 | SPP_N_2_SPP_S | SPP_N | SPP_S | Internal | Summer | B4 | 100 | 4236 | 0.15 | 100.23 | 100.23 | 0.01 | 0
2025 | SPP_N_2_SPP_S | SPP_N | SPP_S | Internal | Summer | B5 | 200 | 4236 | 1856.13 | 92.66 | 92.67 | 0.01 | 0
2025 | SPP_N_2_SPP_S | SPP_N | SPP_S | Internal | Summer | B6 | 300 | 4236 | 2669.7 | 80.38 | 80.39 | 0.01 | 0
2025 | SPP_N_2_SPP_S | SPP_N | SPP_S | Internal | Summer | B7 | 400 | 4236 | 1580.74 | 74.73 | 74.74 | 0.01 | 0
2025 | SPP_N_2_SPP_S | SPP_N | SPP_S | Internal | Summer | B8 | 500 | 4236 | 4236 | 68.5 | 69.11 | 0.01 | 0.6
2025 | SPP_N_2_SPP_S | SPP_N | SPP_S | Internal | Summer | B9 | 800 | 4236 | 4236 | 65.74 | 68.95 | 0.01 | 3.2
2025 | SPP_N_2_SPP_S | SPP_N | SPP_S | Internal | Summer | B10 | 1262 | 4236 | 2443.97 | 56.8 | 56.81 | 0.01 | 0
2025 | SPP_N_2_SPP_S | SPP_N | SPP_S | Internal | Winter | B16 | 25 | 4236 | 2344.97 | 70.05 | 70.06 | 0.01 | 0
2025 | SPP_N_2_SPP_S | SPP_N | SPP_S | Internal | Winter | B17 | 100 | 4236 | 939.74 | 68.69 | 68.71 | 0.01 | 0
2025 | SPP_N_2_SPP_S | SPP_N | SPP_S | Internal | Winter | B18 | 400 | 4236 | 1571.46 | 68.32 | 68.34 | 0.01 | 0
2025 | SPP_N_2_SPP_S | SPP_N | SPP_S | Internal | Winter | B19 | 700 | 4236 | 391.67 | 66.5 | 66.52 | 0.01 | 0
2025 | SPP_N_2_SPP_S | SPP_N | SPP_S | Internal | Winter | B20 | 935 | 4236 | 830.38 | 49.46 | 49.47 | 0.01 | 0
2025 | SPP_S_2_ENT | SPP_S | ENT | Internal | Shoulder | B11 | 25 | 2842 | 1047.91 | 73.95 | 77.45 | 3.5 | 0
2025 | SPP_S_2_ENT | SPP_S | ENT | Internal | Shoulder | B12 | 200 | 2842 | 0.08 | 67.2 | 70.69 | 3.5 | 0
2025 | SPP_S_2_ENT | SPP_S | ENT | Internal | Shoulder | B13 | 600 | 2842 | 0.03 | 66.79 | 70.28 | 3.5 | 0
2025 | SPP_S_2_ENT | SPP_S | ENT | Internal | Shoulder | B14 | 900 | 2842 | 2841.98 | 58.02 | 61.53 | 3.5 | 0.01
2025 | SPP_S_2_ENT | SPP_S | ENT | Internal | Shoulder | B15 | 1203 | 2842 | 2842 | 0.01 | 52.63 | 3.5 | 49.12
2025 | SPP_S_2_ENT | SPP_S | ENT | Internal | Summer | B1 | 10 | 2842 | 754 | 69.11 | 72.61 | 3.5 | 0
2025 | SPP_S_2_ENT | SPP_S | ENT | Internal | Summer | B2 | 25 | 2842 | 2129.3 | 100.23 | 103.73 | 3.5 | 0
2025 | SPP_S_2_ENT | SPP_S | ENT | Internal | Summer | B3 | 75 | 2842 | 1537.96 | 104.78 | 108.28 | 3.5 | 0
2025 | SPP_S_2_ENT | SPP_S | ENT | Internal | Summer | B4 | 100 | 2842 | 1898.38 | 100.23 | 103.73 | 3.5 | 0
2025 | SPP_S_2_ENT | SPP_S | ENT | Internal | Summer | B5 | 200 | 2842 | 0.08 | 92.67 | 96.16 | 3.5 | 0
2025 | SPP_S_2_ENT | SPP_S | ENT | Internal | Summer | B6 | 300 | 2842 | 0.05 | 80.39 | 83.88 | 3.5 | 0
2025 | SPP_S_2_ENT | SPP_S | ENT | Internal | Summer | B7 | 400 | 2842 | 0.04 | 74.74 | 78.23 | 3.5 | 0
2025 | SPP_S_2_ENT | SPP_S | ENT | Internal | Summer | B8 | 500 | 2842 | 0 | 69.11 | 72 | 3.5 | 0
2025 | SPP_S_2_ENT | SPP_S | ENT | Internal | Summer | B9 | 800 | 2842 | 0 | 68.95 | 69.24 | 3.5 | 0
2025 | SPP_S_2_ENT | SPP_S | ENT | Internal | Summer | B10 | 1262 | 2842 | 0.01 | 56.81 | 60.3 | 3.5 | 0
2025 | SPP_S_2_ENT | SPP_S | ENT | Internal | Winter | B16 | 25 | 2842 | 1370.34 | 70.06 | 73.56 | 3.5 | 0
2025 | SPP_S_2_ENT | SPP_S | ENT | Internal | Winter | B17 | 100 | 2842 | 188.03 | 68.71 | 72.21 | 3.5 | 0
2025 | SPP_S_2_ENT | SPP_S | ENT | Internal | Winter | B18 | 400 | 2842 | 0.04 | 68.34 | 71.82 | 3.5 | 0
2025 | SPP_S_2_ENT | SPP_S | ENT | Internal | Winter | B19 | 700 | 2842 | 0.03 | 66.52 | 70 | 3.5 | 0
2025 | SPP_S_2_ENT | SPP_S | ENT | Internal | Winter | B20 | 935 | 2842 | 2842 | 49.47 | 54.92 | 3.5 | 1.95
2025 | SPP_S_2_SPP_N | SPP_S | SPP_N | Internal | Shoulder | B11 | 25 | 876 | 0.57 | 73.95 | 73.95 | 0.01 | 0
2025 | SPP_S_2_SPP_N | SPP_S | SPP_N | Internal | Shoulder | B12 | 200 | 876 | 0.04 | 67.2 | 67.19 | 0.01 | 0
2025 | SPP_S_2_SPP_N | SPP_S | SPP_N | Internal | Shoulder | B13 | 600 | 876 | 0.01 | 66.79 | 66.78 | 0.01 | 0
2025 | SPP_S_2_SPP_N | SPP_S | SPP_N | Internal | Shoulder | B14 | 900 | 876 | 706.43 | 58.02 | 58.03 | 0.01 | 0
2025 | SPP_S_2_SPP_N | SPP_S | SPP_N | Internal | Shoulder | B15 | 1203 | 876 | 604.78 | 0.01 | 0.02 | 0.01 | 0
2025 | SPP_S_2_SPP_N | SPP_S | SPP_N | Internal | Summer | B1 | 10 | 876 | 1.29 | 69.11 | 69.11 | 0.01 | 0
2025 | SPP_S_2_SPP_N | SPP_S | SPP_N | Internal | Summer | B2 | 25 | 876 | 0.61 | 100.23 | 100.23 | 0.01 | 0
2025 | SPP_S_2_SPP_N | SPP_S | SPP_N | Internal | Summer | B3 | 75 | 876 | 0.21 | 104.78 | 104.78 | 0.01 | 0
2025 | SPP_S_2_SPP_N | SPP_S | SPP_N | Internal | Summer | B4 | 100 | 876 | 0.16 | 100.23 | 100.23 | 0.01 | 0
2025 | SPP_S_2_SPP_N | SPP_S | SPP_N | Internal | Summer | B5 | 200 | 876 | 0.04 | 92.67 | 92.66 | 0.01 | 0
2025 | SPP_S_2_SPP_N | SPP_S | SPP_N | Internal | Summer | B6 | 300 | 876 | 0.03 | 80.39 | 80.38 | 0.01 | 0
2025 | SPP_S_2_SPP_N | SPP_S | SPP_N | Internal | Summer | B7 | 400 | 876 | 0.02 | 74.74 | 74.73 | 0.01 | 0
2025 | SPP_S_2_SPP_N | SPP_S | SPP_N | Internal | Summer | B8 | 500 | 876 | 0 | 69.11 | 68.5 | 0.01 | 0
2025 | SPP_S_2_SPP_N | SPP_S | SPP_N | Internal | Summer | B9 | 800 | 876 | 0 | 68.95 | 65.74 | 0.01 | 0
2025 | SPP_S_2_SPP_N | SPP_S | SPP_N | Internal | Summer | B10 | 1262 | 876 | 0 | 56.81 | 56.8 | 0.01 | 0
2025 | SPP_S_2_SPP_N | SPP_S | SPP_N | Internal | Winter | B16 | 25 | 876 | 0.29 | 70.06 | 70.05 | 0.01 | 0
2025 | SPP_S_2_SPP_N | SPP_S | SPP_N | Internal | Winter | B17 | 100 | 876 | 0.08 | 68.71 | 68.69 | 0.01 | 0
2025 | SPP_S_2_SPP_N | SPP_S | SPP_N | Internal | Winter | B18 | 400 | 876 | 0.02 | 68.34 | 68.32 | 0.01 | 0
2025 | SPP_S_2_SPP_N | SPP_S | SPP_N | Internal | Winter | B19 | 700 | 876 | 0.01 | 66.52 | 66.5 | 0.01 | 0
2025 | SPP_S_2_SPP_N | SPP_S | SPP_N | Internal | Winter | B20 | 935 | 876 | 0 | 49.47 | 49.46 | 0.01 | 0
2025 | TVA_2_ENT | TVA | ENT | Internal | Shoulder | B11 | 25 | 500 | 0 | 84.24 | 77.45 | 6.5 | 0
2025 | TVA_2_ENT | TVA | ENT | Internal | Shoulder | B12 | 200 | 500 | 0 | 75.3 | 70.69 | 6.5 | 0
2025 | TVA_2_ENT | TVA | ENT | Internal | Shoulder | B13 | 600 | 500 | 0 | 72.16 | 70.28 | 6.5 | 0
2025 | TVA_2_ENT | TVA | ENT | Internal | Shoulder | B14 | 900 | 500 | 0 | 72.16 | 61.53 | 6.5 | 0
2025 | TVA_2_ENT | TVA | ENT | Internal | Shoulder | B15 | 1203 | 500 | 0 | 64.64 | 52.63 | 6.5 | 0
2025 | TVA_2_ENT | TVA | ENT | Internal | Summer | B1 | 10 | 500 | 0 | 115.04 | 72.61 | 6.5 | 0
2025 | TVA_2_ENT | TVA | ENT | Internal | Summer | B2 | 25 | 500 | 0 | 113.78 | 103.73 | 6.5 | 0
2025 | TVA_2_ENT | TVA | ENT | Internal | Summer | B3 | 75 | 500 | 0 | 113.79 | 108.28 | 6.5 | 0
2025 | TVA_2_ENT | TVA | ENT | Internal | Summer | B4 | 100 | 500 | 0 | 110.24 | 103.73 | 6.5 | 0
2025 | TVA_2_ENT | TVA | ENT | Internal | Summer | B5 | 200 | 500 | 0 | 101.67 | 96.16 | 6.5 | 0
2025 | TVA_2_ENT | TVA | ENT | Internal | Summer | B6 | 300 | 500 | 0 | 84.86 | 83.88 | 6.5 | 0
2025 | TVA_2_ENT | TVA | ENT | Internal | Summer | B7 | 400 | 500 | 0 | 73.87 | 78.23 | 6.5 | 0
2025 | TVA_2_ENT | TVA | ENT | Internal | Summer | B8 | 500 | 500 | 0 | 71.84 | 72 | 6.5 | 0
2025 | TVA_2_ENT | TVA | ENT | Internal | Summer | B9 | 800 | 500 | 0 | 70.79 | 69.24 | 6.5 | 0
2025 | TVA_2_ENT | TVA | ENT | Internal | Summer | B10 | 1262 | 500 | 0 | 63.8 | 60.3 | 6.5 | 0
2025 | TVA_2_ENT | TVA | ENT | Internal | Winter | B16 | 25 | 500 | 0 | 88.11 | 73.56 | 6.5 | 0
2025 | TVA_2_ENT | TVA | ENT | Internal | Winter | B17 | 100 | 500 | 0 | 78.3 | 72.21 | 6.5 | 0
2025 | TVA_2_ENT | TVA | ENT | Internal | Winter | B18 | 400 | 500 | 0 | 75.03 | 71.82 | 6.5 | 0
2025 | TVA_2_ENT | TVA | ENT | Internal | Winter | B19 | 700 | 500 | 0 | 75.03 | 70 | 6.5 | 0
2025 | TVA_2_ENT | TVA | ENT | Internal | Winter | B20 | 935 | 500 | 0 | 66.93 | 54.92 | 6.5 | 0
2025 | TVA_2_MISO_MO-IL | TVA | MISO_MO-IL | Internal | Shoulder | B11 | 25 | 50 | 0 | 84.24 | 78.74 | 6.5 | 0
2025 | TVA_2_MISO_MO-IL | TVA | MISO_MO-IL | Internal | Shoulder | B12 | 200 | 50 | 0 | 75.3 | 74.78 | 6.5 | 0
2025 | TVA_2_MISO_MO-IL | TVA | MISO_MO-IL | Internal | Shoulder | B13 | 600 | 50 | 0 | 72.16 | 73.18 | 6.5 | 0
2025 | TVA_2_MISO_MO-IL | TVA | MISO_MO-IL | Internal | Shoulder | B14 | 900 | 50 | 0 | 72.16 | 67.03 | 6.5 | 0
2025 | TVA_2_MISO_MO-IL | TVA | MISO_MO-IL | Internal | Shoulder | B15 | 1203 | 50 | 0 | 64.64 | 58.13 | 6.5 | 0
2025 | TVA_2_MISO_MO-IL | TVA | MISO_MO-IL | Internal | Summer | B1 | 10 | 50 | 0 | 115.04 | 109.53 | 6.5 | 0
2025 | TVA_2_MISO_MO-IL | TVA | MISO_MO-IL | Internal | Summer | B2 | 25 | 50 | 0 | 113.78 | 108.48 | 6.5 | 0
2025 | TVA_2_MISO_MO-IL | TVA | MISO_MO-IL | Internal | Summer | B3 | 75 | 50 | 0 | 113.79 | 108.28 | 6.5 | 0
2025 | TVA_2_MISO_MO-IL | TVA | MISO_MO-IL | Internal | Summer | B4 | 100 | 50 | 0 | 110.24 | 103.73 | 6.5 | 0
2025 | TVA_2_MISO_MO-IL | TVA | MISO_MO-IL | Internal | Summer | B5 | 200 | 50 | 0 | 101.67 | 96.16 | 6.5 | 0
2025 | TVA_2_MISO_MO-IL | TVA | MISO_MO-IL | Internal | Summer | B6 | 300 | 50 | 0 | 84.86 | 83.88 | 6.5 | 0
2025 | TVA_2_MISO_MO-IL | TVA | MISO_MO-IL | Internal | Summer | B7 | 400 | 50 | 0 | 73.87 | 78.23 | 6.5 | 0
2025 | TVA_2_MISO_MO-IL | TVA | MISO_MO-IL | Internal | Summer | B8 | 500 | 50 | 0 | 71.84 | 72 | 6.5 | 0
2025 | TVA_2_MISO_MO-IL | TVA | MISO_MO-IL | Internal | Summer | B9 | 800 | 50 | 0 | 70.79 | 68.19 | 6.5 | 0
2025 | TVA_2_MISO_MO-IL | TVA | MISO_MO-IL | Internal | Summer | B10 | 1262 | 50 | 0 | 63.8 | 60.3 | 6.5 | 0
2025 | TVA_2_MISO_MO-IL | TVA | MISO_MO-IL | Internal | Winter | B16 | 25 | 50 | 0 | 88.11 | 81.6 | 6.5 | 0
2025 | TVA_2_MISO_MO-IL | TVA | MISO_MO-IL | Internal | Winter | B17 | 100 | 50 | 0 | 78.3 | 77.59 | 6.5 | 0
2025 | TVA_2_MISO_MO-IL | TVA | MISO_MO-IL | Internal | Winter | B18 | 400 | 50 | 0 | 75.03 | 75 | 6.5 | 0
2025 | TVA_2_MISO_MO-IL | TVA | MISO_MO-IL | Internal | Winter | B19 | 700 | 50 | 0 | 75.03 | 73.14 | 6.5 | 0
2025 | TVA_2_MISO_MO-IL | TVA | MISO_MO-IL | Internal | Winter | B20 | 935 | 50 | 0 | 66.93 | 60.42 | 6.5 | 0
2025 | TVA_2_NonRTO_Midwest | TVA | NonRTO_Midwest | Internal | Shoulder | B11 | 25 | 100 | 0 | 84.24 | 85.25 | 6.5 | 0
2025 | TVA_2_NonRTO_Midwest | TVA | NonRTO_Midwest | Internal | Shoulder | B12 | 200 | 100 | 0 | 75.3 | 81.29 | 6.5 | 0
2025 | TVA_2_NonRTO_Midwest | TVA | NonRTO_Midwest | Internal | Shoulder | B13 | 600 | 100 | 100 | 72.16 | 79.69 | 6.5 | 1.03
2025 | TVA_2_NonRTO_Midwest | TVA | NonRTO_Midwest | Internal | Shoulder | B14 | 900 | 100 | 0 | 72.16 | 76.09 | 6.5 | 0
2025 | TVA_2_NonRTO_Midwest | TVA | NonRTO_Midwest | Internal | Shoulder | B15 | 1203 | 100 | 0 | 64.64 | 65.87 | 6.5 | 0
2025 | TVA_2_NonRTO_Midwest | TVA | NonRTO_Midwest | Internal | Summer | B1 | 10 | 100 | 0 | 115.04 | 116.04 | 6.5 | 0
2025 | TVA_2_NonRTO_Midwest | TVA | NonRTO_Midwest | Internal | Summer | B2 | 25 | 100 | 0 | 113.78 | 114.97 | 6.5 | 0
2025 | TVA_2_NonRTO_Midwest | TVA | NonRTO_Midwest | Internal | Summer | B3 | 75 | 100 | 0 | 113.79 | 114.77 | 6.5 | 0
2025 | TVA_2_NonRTO_Midwest | TVA | NonRTO_Midwest | Internal | Summer | B4 | 100 | 100 | 0 | 110.24 | 110.22 | 6.5 | 0
2025 | TVA_2_NonRTO_Midwest | TVA | NonRTO_Midwest | Internal | Summer | B5 | 200 | 100 | 0 | 101.67 | 102.64 | 6.5 | 0
2025 | TVA_2_NonRTO_Midwest | TVA | NonRTO_Midwest | Internal | Summer | B6 | 300 | 100 | 0 | 84.86 | 90.36 | 6.5 | 0
2025 | TVA_2_NonRTO_Midwest | TVA | NonRTO_Midwest | Internal | Summer | B7 | 400 | 100 | 100 | 73.87 | 84.74 | 6.5 | 4.37
2025 | TVA_2_NonRTO_Midwest | TVA | NonRTO_Midwest | Internal | Summer | B8 | 500 | 100 | 100 | 71.84 | 78.49 | 6.5 | 0.14
2025 | TVA_2_NonRTO_Midwest | TVA | NonRTO_Midwest | Internal | Summer | B9 | 800 | 100 | 0 | 70.79 | 74.68 | 6.5 | 0
2025 | TVA_2_NonRTO_Midwest | TVA | NonRTO_Midwest | Internal | Summer | B10 | 1262 | 100 | 0 | 63.8 | 66.78 | 6.5 | 0
2025 | TVA_2_NonRTO_Midwest | TVA | NonRTO_Midwest | Internal | Winter | B16 | 25 | 100 | 0 | 88.11 | 89.08 | 6.5 | 0
2025 | TVA_2_NonRTO_Midwest | TVA | NonRTO_Midwest | Internal | Winter | B17 | 100 | 100 | 99.99 | 78.3 | 85.07 | 6.5 | 0.27
2025 | TVA_2_NonRTO_Midwest | TVA | NonRTO_Midwest | Internal | Winter | B18 | 400 | 100 | 100 | 75.03 | 82.17 | 6.5 | 0.64
2025 | TVA_2_NonRTO_Midwest | TVA | NonRTO_Midwest | Internal | Winter | B19 | 700 | 100 | 0 | 75.03 | 79.65 | 6.5 | 0
2025 | TVA_2_NonRTO_Midwest | TVA | NonRTO_Midwest | Internal | Winter | B20 | 935 | 100 | 0 | 66.93 | 67.98 | 6.5 | 0
2025 | TVA_2_PJM_ROR | TVA | PJM_ROR | Internal | Shoulder | B11 | 25 | 500 | 0 | 84.24 | 79.72 | 6.5 | 0
2025 | TVA_2_PJM_ROR | TVA | PJM_ROR | Internal | Shoulder | B12 | 200 | 500 | 0 | 75.3 | 73.78 | 6.5 | 0
2025 | TVA_2_PJM_ROR | TVA | PJM_ROR | Internal | Shoulder | B13 | 600 | 500 | 0 | 72.16 | 72.2 | 6.5 | 0
2025 | TVA_2_PJM_ROR | TVA | PJM_ROR | Internal | Shoulder | B14 | 900 | 500 | 0 | 72.16 | 70.03 | 6.5 | 0
2025 | TVA_2_PJM_ROR | TVA | PJM_ROR | Internal | Shoulder | B15 | 1203 | 500 | 0 | 64.64 | 60.13 | 6.5 | 0
2025 | TVA_2_PJM_ROR | TVA | PJM_ROR | Internal | Summer | B1 | 10 | 500 | 0 | 115.04 | 110.53 | 6.5 | 0
2025 | TVA_2_PJM_ROR | TVA | PJM_ROR | Internal | Summer | B2 | 25 | 500 | 0 | 113.78 | 109.27 | 6.5 | 0
2025 | TVA_2_PJM_ROR | TVA | PJM_ROR | Internal | Summer | B3 | 75 | 500 | 0 | 113.79 | 109.27 | 6.5 | 0
2025 | TVA_2_PJM_ROR | TVA | PJM_ROR | Internal | Summer | B4 | 100 | 500 | 0 | 110.24 | 104.72 | 6.5 | 0
2025 | TVA_2_PJM_ROR | TVA | PJM_ROR | Internal | Summer | B5 | 200 | 500 | 0 | 101.67 | 97.14 | 6.5 | 0
2025 | TVA_2_PJM_ROR | TVA | PJM_ROR | Internal | Summer | B6 | 300 | 500 | 0 | 84.86 | 84.86 | 6.5 | 0
2025 | TVA_2_PJM_ROR | TVA | PJM_ROR | Internal | Summer | B7 | 400 | 500 | 0 | 73.87 | 79.22 | 6.5 | 0
2025 | TVA_2_PJM_ROR | TVA | PJM_ROR | Internal | Summer | B8 | 500 | 500 | 0 | 71.84 | 70.99 | 6.5 | 0
2025 | TVA_2_PJM_ROR | TVA | PJM_ROR | Internal | Summer | B9 | 800 | 500 | 0 | 70.79 | 67.19 | 6.5 | 0
2025 | TVA_2_PJM_ROR | TVA | PJM_ROR | Internal | Summer | B10 | 1262 | 500 | 0 | 63.8 | 59.3 | 6.5 | 0
2025 | TVA_2_PJM_ROR | TVA | PJM_ROR | Internal | Winter | B16 | 25 | 500 | 0 | 88.11 | 83.6 | 6.5 | 0
2025 | TVA_2_PJM_ROR | TVA | PJM_ROR | Internal | Winter | B17 | 100 | 500 | 0 | 78.3 | 79.57 | 6.5 | 0
2025 | TVA_2_PJM_ROR | TVA | PJM_ROR | Internal | Winter | B18 | 400 | 500 | 0 | 75.03 | 74.68 | 6.5 | 0
2025 | TVA_2_PJM_ROR | TVA | PJM_ROR | Internal | Winter | B19 | 700 | 500 | 0 | 75.03 | 74.14 | 6.5 | 0
2025 | TVA_2_PJM_ROR | TVA | PJM_ROR | Internal | Winter | B20 | 935 | 500 | 0 | 66.93 | 62.42 | 6.5 | 0
2025 | TVA_2_SOCO | TVA | SOCO | Internal | Shoulder | B11 | 25 | 500 | 500 | 84.24 | 95.23 | 6.5 | 4.49
2025 | TVA_2_SOCO | TVA | SOCO | Internal | Shoulder | B12 | 200 | 500 | 0 | 75.3 | 75.26 | 6.5 | 0
2025 | TVA_2_SOCO | TVA | SOCO | Internal | Shoulder | B13 | 600 | 500 | 0 | 72.16 | 73.75 | 6.5 | 0
2025 | TVA_2_SOCO | TVA | SOCO | Internal | Shoulder | B14 | 900 | 500 | 0 | 72.16 | 72.62 | 6.5 | 0
2025 | TVA_2_SOCO | TVA | SOCO | Internal | Shoulder | B15 | 1203 | 500 | 0.01 | 64.64 | 71.13 | 6.5 | 0
2025 | TVA_2_SOCO | TVA | SOCO | Internal | Summer | B1 | 10 | 500 | 0.02 | 115.04 | 120.44 | 6.5 | 0
2025 | TVA_2_SOCO | TVA | SOCO | Internal | Summer | B2 | 25 | 500 | 0 | 113.78 | 118.06 | 6.5 | 0
2025 | TVA_2_SOCO | TVA | SOCO | Internal | Summer | B3 | 75 | 500 | 0 | 113.79 | 118.06 | 6.5 | 0
2025 | TVA_2_SOCO | TVA | SOCO | Internal | Summer | B4 | 100 | 500 | 500 | 110.24 | 118.06 | 6.5 | 1.32
2025 | TVA_2_SOCO | TVA | SOCO | Internal | Summer | B5 | 200 | 500 | 500 | 101.67 | 114.54 | 6.5 | 6.37
2025 | TVA_2_SOCO | TVA | SOCO | Internal | Summer | B6 | 300 | 500 | 500 | 84.86 | 95.86 | 6.5 | 4.5
2025 | TVA_2_SOCO | TVA | SOCO | Internal | Summer | B7 | 400 | 500 | 500 | 73.87 | 90.22 | 6.5 | 9.85
2025 | TVA_2_SOCO | TVA | SOCO | Internal | Summer | B8 | 500 | 500 | 0 | 71.84 | 77.5 | 6.5 | 0
2025 | TVA_2_SOCO | TVA | SOCO | Internal | Summer | B9 | 800 | 500 | 0 | 70.79 | 73.81 | 6.5 | 0
2025 | TVA_2_SOCO | TVA | SOCO | Internal | Summer | B10 | 1262 | 500 | 281.19 | 63.8 | 70.3 | 6.5 | 0
2025 | TVA_2_SOCO | TVA | SOCO | Internal | Winter | B16 | 25 | 500 | 500 | 88.11 | 99.41 | 6.5 | 4.8
2025 | TVA_2_SOCO | TVA | SOCO | Internal | Winter | B17 | 100 | 500 | 0 | 78.3 | 78.26 | 6.5 | 0
2025 | TVA_2_SOCO | TVA | SOCO | Internal | Winter | B18 | 400 | 500 | 0 | 75.03 | 75.82 | 6.5 | 0
2025 | TVA_2_SOCO | TVA | SOCO | Internal | Winter | B19 | 700 | 500 | 0 | 75.03 | 75.5 | 6.5 | 0
2025 | TVA_2_SOCO | TVA | SOCO | Internal | Winter | B20 | 935 | 500 | 0.02 | 66.93 | 73.42 | 6.5 | 0
2025 | TVA_2_VACAR | TVA | VACAR | Internal | Shoulder | B11 | 25 | 150 | 0.51 | 84.24 | 90.73 | 6.5 | 0
2025 | TVA_2_VACAR | TVA | VACAR | Internal | Shoulder | B12 | 200 | 150 | 0 | 75.3 | 80.7 | 6.5 | 0
2025 | TVA_2_VACAR | TVA | VACAR | Internal | Shoulder | B13 | 600 | 150 | 0 | 72.16 | 76.7 | 6.5 | 0
2025 | TVA_2_VACAR | TVA | VACAR | Internal | Shoulder | B14 | 900 | 150 | 0 | 72.16 | 75.76 | 6.5 | 0
2025 | TVA_2_VACAR | TVA | VACAR | Internal | Shoulder | B15 | 1203 | 150 | 0 | 64.64 | 66.27 | 6.5 | 0
2025 | TVA_2_VACAR | TVA | VACAR | Internal | Summer | B1 | 10 | 150 | 0.04 | 115.04 | 121.06 | 6.5 | 0
2025 | TVA_2_VACAR | TVA | VACAR | Internal | Summer | B2 | 25 | 150 | 149.99 | 113.78 | 121.06 | 6.5 | 0.78
2025 | TVA_2_VACAR | TVA | VACAR | Internal | Summer | B3 | 75 | 150 | 150 | 113.79 | 121.06 | 6.5 | 0.77
2025 | TVA_2_VACAR | TVA | VACAR | Internal | Summer | B4 | 100 | 150 | 30.43 | 110.24 | 116.74 | 6.5 | 0
2025 | TVA_2_VACAR | TVA | VACAR | Internal | Summer | B5 | 200 | 150 | 150 | 101.67 | 110.04 | 6.5 | 1.87
2025 | TVA_2_VACAR | TVA | VACAR | Internal | Summer | B6 | 300 | 150 | 90.28 | 84.86 | 91.36 | 6.5 | 0
2025 | TVA_2_VACAR | TVA | VACAR | Internal | Summer | B7 | 400 | 150 | 150 | 73.87 | 88.31 | 6.5 | 7.94
2025 | TVA_2_VACAR | TVA | VACAR | Internal | Summer | B8 | 500 | 150 | 116.13 | 71.84 | 78.34 | 6.5 | 0
2025 | TVA_2_VACAR | TVA | VACAR | Internal | Summer | B9 | 800 | 150 | 0 | 70.79 | 71.69 | 6.5 | 0
2025 | TVA_2_VACAR | TVA | VACAR | Internal | Summer | B10 | 1262 | 150 | 0 | 63.8 | 64.45 | 6.5 | 0
2025 | TVA_2_VACAR | TVA | VACAR | Internal | Winter | B16 | 25 | 150 | 150 | 88.11 | 106.9 | 6.5 | 12.3
2025 | TVA_2_VACAR | TVA | VACAR | Internal | Winter | B17 | 100 | 150 | 150 | 78.3 | 85.76 | 6.5 | 0.96
2025 | TVA_2_VACAR | TVA | VACAR | Internal | Winter | B18 | 400 | 150 | 0 | 75.03 | 81.03 | 6.5 | 0
2025 | TVA_2_VACAR | TVA | VACAR | Internal | Winter | B19 | 700 | 150 | 0 | 75.03 | 79.99 | 6.5 | 0
2025 | TVA_2_VACAR | TVA | VACAR | Internal | Winter | B20 | 935 | 150 | 0 | 66.93 | 70.33 | 6.5 | 0
2025 | TVA_Transmission_2_ENT | TVA_Transmission | ENT | Internal | Shoulder | B11 | 25 | 3000 | 0 | 84.23 | 77.45 | 6.5 | 0
2025 | TVA_Transmission_2_ENT | TVA_Transmission | ENT | Internal | Shoulder | B12 | 200 | 3000 | 0 | 75.84 | 70.69 | 6.5 | 0
2025 | TVA_Transmission_2_ENT | TVA_Transmission | ENT | Internal | Shoulder | B13 | 600 | 3000 | 0 | 74.59 | 70.28 | 6.5 | 0
2025 | TVA_Transmission_2_ENT | TVA_Transmission | ENT | Internal | Shoulder | B14 | 900 | 3000 | 0 | 72.15 | 61.53 | 6.5 | 0
2025 | TVA_Transmission_2_ENT | TVA_Transmission | ENT | Internal | Shoulder | B15 | 1203 | 3000 | 0 | 64.63 | 52.63 | 6.5 | 0
2025 | TVA_Transmission_2_ENT | TVA_Transmission | ENT | Internal | Summer | B1 | 10 | 3000 | 0 | 115.03 | 72.61 | 6.5 | 0
2025 | TVA_Transmission_2_ENT | TVA_Transmission | ENT | Internal | Summer | B2 | 25 | 3000 | 0 | 113.77 | 103.73 | 6.5 | 0
2025 | TVA_Transmission_2_ENT | TVA_Transmission | ENT | Internal | Summer | B3 | 75 | 3000 | 0 | 113.78 | 108.28 | 6.5 | 0
2025 | TVA_Transmission_2_ENT | TVA_Transmission | ENT | Internal | Summer | B4 | 100 | 3000 | 0 | 110.23 | 103.73 | 6.5 | 0
2025 | TVA_Transmission_2_ENT | TVA_Transmission | ENT | Internal | Summer | B5 | 200 | 3000 | 0 | 101.66 | 96.16 | 6.5 | 0
2025 | TVA_Transmission_2_ENT | TVA_Transmission | ENT | Internal | Summer | B6 | 300 | 3000 | 0 | 89.36 | 83.88 | 6.5 | 0
2025 | TVA_Transmission_2_ENT | TVA_Transmission | ENT | Internal | Summer | B7 | 400 | 3000 | 0 | 83.72 | 78.23 | 6.5 | 0
2025 | TVA_Transmission_2_ENT | TVA_Transmission | ENT | Internal | Summer | B8 | 500 | 3000 | 0 | 74.47 | 72 | 6.5 | 0
2025 | TVA_Transmission_2_ENT | TVA_Transmission | ENT | Internal | Summer | B9 | 800 | 3000 | 0 | 71.24 | 69.24 | 6.5 | 0
2025 | TVA_Transmission_2_ENT | TVA_Transmission | ENT | Internal | Summer | B10 | 1262 | 3000 | 0 | 63.8 | 60.3 | 6.5 | 0
2025 | TVA_Transmission_2_ENT | TVA_Transmission | ENT | Internal | Winter | B16 | 25 | 3000 | 0 | 88.1 | 73.56 | 6.5 | 0
2025 | TVA_Transmission_2_ENT | TVA_Transmission | ENT | Internal | Winter | B17 | 100 | 3000 | 0 | 78.29 | 72.21 | 6.5 | 0
2025 | TVA_Transmission_2_ENT | TVA_Transmission | ENT | Internal | Winter | B18 | 400 | 3000 | 0 | 76.68 | 71.82 | 6.5 | 0
2025 | TVA_Transmission_2_ENT | TVA_Transmission | ENT | Internal | Winter | B19 | 700 | 3000 | 0 | 75.27 | 70 | 6.5 | 0
2025 | TVA_Transmission_2_ENT | TVA_Transmission | ENT | Internal | Winter | B20 | 935 | 3000 | 0 | 66.92 | 54.92 | 6.5 | 0
2025 | TVA_Transmission_2_MISO_MO-IL | TVA_Transmission | MISO_MO-IL | Internal | Shoulder | B11 | 25 | 4000 | 0 | 84.23 | 78.74 | 6.5 | 0
2025 | TVA_Transmission_2_MISO_MO-IL | TVA_Transmission | MISO_MO-IL | Internal | Shoulder | B12 | 200 | 4000 | 0 | 75.84 | 74.78 | 6.5 | 0
2025 | TVA_Transmission_2_MISO_MO-IL | TVA_Transmission | MISO_MO-IL | Internal | Shoulder | B13 | 600 | 4000 | 0 | 74.59 | 73.18 | 6.5 | 0
2025 | TVA_Transmission_2_MISO_MO-IL | TVA_Transmission | MISO_MO-IL | Internal | Shoulder | B14 | 900 | 4000 | 0 | 72.15 | 67.03 | 6.5 | 0
2025 | TVA_Transmission_2_MISO_MO-IL | TVA_Transmission | MISO_MO-IL | Internal | Shoulder | B15 | 1203 | 4000 | 0 | 64.63 | 58.13 | 6.5 | 0
2025 | TVA_Transmission_2_MISO_MO-IL | TVA_Transmission | MISO_MO-IL | Internal | Summer | B1 | 10 | 4000 | 0 | 115.03 | 109.53 | 6.5 | 0
2025 | TVA_Transmission_2_MISO_MO-IL | TVA_Transmission | MISO_MO-IL | Internal | Summer | B2 | 25 | 4000 | 0 | 113.77 | 108.48 | 6.5 | 0
2025 | TVA_Transmission_2_MISO_MO-IL | TVA_Transmission | MISO_MO-IL | Internal | Summer | B3 | 75 | 4000 | 0 | 113.78 | 108.28 | 6.5 | 0
2025 | TVA_Transmission_2_MISO_MO-IL | TVA_Transmission | MISO_MO-IL | Internal | Summer | B4 | 100 | 4000 | 0 | 110.23 | 103.73 | 6.5 | 0
2025 | TVA_Transmission_2_MISO_MO-IL | TVA_Transmission | MISO_MO-IL | Internal | Summer | B5 | 200 | 4000 | 0 | 101.66 | 96.16 | 6.5 | 0
2025 | TVA_Transmission_2_MISO_MO-IL | TVA_Transmission | MISO_MO-IL | Internal | Summer | B6 | 300 | 4000 | 0 | 89.36 | 83.88 | 6.5 | 0
2025 | TVA_Transmission_2_MISO_MO-IL | TVA_Transmission | MISO_MO-IL | Internal | Summer | B7 | 400 | 4000 | 0 | 83.72 | 78.23 | 6.5 | 0
2025 | TVA_Transmission_2_MISO_MO-IL | TVA_Transmission | MISO_MO-IL | Internal | Summer | B8 | 500 | 4000 | 0 | 74.47 | 72 | 6.5 | 0
2025 | TVA_Transmission_2_MISO_MO-IL | TVA_Transmission | MISO_MO-IL | Internal | Summer | B9 | 800 | 4000 | 0 | 71.24 | 68.19 | 6.5 | 0
2025 | TVA_Transmission_2_MISO_MO-IL | TVA_Transmission | MISO_MO-IL | Internal | Summer | B10 | 1262 | 4000 | 0 | 63.8 | 60.3 | 6.5 | 0
2025 | TVA_Transmission_2_MISO_MO-IL | TVA_Transmission | MISO_MO-IL | Internal | Winter | B16 | 25 | 4000 | 0 | 88.1 | 81.6 | 6.5 | 0
2025 | TVA_Transmission_2_MISO_MO-IL | TVA_Transmission | MISO_MO-IL | Internal | Winter | B17 | 100 | 4000 | 0 | 78.29 | 77.59 | 6.5 | 0
2025 | TVA_Transmission_2_MISO_MO-IL | TVA_Transmission | MISO_MO-IL | Internal | Winter | B18 | 400 | 4000 | 0 | 76.68 | 75 | 6.5 | 0
2025 | TVA_Transmission_2_MISO_MO-IL | TVA_Transmission | MISO_MO-IL | Internal | Winter | B19 | 700 | 4000 | 0 | 75.27 | 73.14 | 6.5 | 0
2025 | TVA_Transmission_2_MISO_MO-IL | TVA_Transmission | MISO_MO-IL | Internal | Winter | B20 | 935 | 4000 | 0 | 66.92 | 60.42 | 6.5 | 0
2025 | TVA_Transmission_2_NonRTO_Midwest | TVA_Transmission | NonRTO_Midwest | Internal | Shoulder | B11 | 25 | 700 | 0 | 84.23 | 85.25 | 6.5 | 0
2025 | TVA_Transmission_2_NonRTO_Midwest | TVA_Transmission | NonRTO_Midwest | Internal | Shoulder | B12 | 200 | 700 | 0 | 75.84 | 81.29 | 6.5 | 0
2025 | TVA_Transmission_2_NonRTO_Midwest | TVA_Transmission | NonRTO_Midwest | Internal | Shoulder | B13 | 600 | 700 | 0 | 74.59 | 79.69 | 6.5 | 0
2025 | TVA_Transmission_2_NonRTO_Midwest | TVA_Transmission | NonRTO_Midwest | Internal | Shoulder | B14 | 900 | 700 | 0 | 72.15 | 76.09 | 6.5 | 0
2025 | TVA_Transmission_2_NonRTO_Midwest | TVA_Transmission | NonRTO_Midwest | Internal | Shoulder | B15 | 1203 | 700 | 0 | 64.63 | 65.87 | 6.5 | 0
2025 | TVA_Transmission_2_NonRTO_Midwest | TVA_Transmission | NonRTO_Midwest | Internal | Summer | B1 | 10 | 700 | 0 | 115.03 | 116.04 | 6.5 | 0
2025 | TVA_Transmission_2_NonRTO_Midwest | TVA_Transmission | NonRTO_Midwest | Internal | Summer | B2 | 25 | 700 | 0 | 113.77 | 114.97 | 6.5 | 0
2025 | TVA_Transmission_2_NonRTO_Midwest | TVA_Transmission | NonRTO_Midwest | Internal | Summer | B3 | 75 | 700 | 0 | 113.78 | 114.77 | 6.5 | 0
2025 | TVA_Transmission_2_NonRTO_Midwest | TVA_Transmission | NonRTO_Midwest | Internal | Summer | B4 | 100 | 700 | 0 | 110.23 | 110.22 | 6.5 | 0
2025 | TVA_Transmission_2_NonRTO_Midwest | TVA_Transmission | NonRTO_Midwest | Internal | Summer | B5 | 200 | 700 | 0 | 101.66 | 102.64 | 6.5 | 0
2025 | TVA_Transmission_2_NonRTO_Midwest | TVA_Transmission | NonRTO_Midwest | Internal | Summer | B6 | 300 | 700 | 0 | 89.36 | 90.36 | 6.5 | 0
2025 | TVA_Transmission_2_NonRTO_Midwest | TVA_Transmission | NonRTO_Midwest | Internal | Summer | B7 | 400 | 700 | 0 | 83.72 | 84.74 | 6.5 | 0
2025 | TVA_Transmission_2_NonRTO_Midwest | TVA_Transmission | NonRTO_Midwest | Internal | Summer | B8 | 500 | 700 | 0 | 74.47 | 78.49 | 6.5 | 0
2025 | TVA_Transmission_2_NonRTO_Midwest | TVA_Transmission | NonRTO_Midwest | Internal | Summer | B9 | 800 | 700 | 0 | 71.24 | 74.68 | 6.5 | 0
2025 | TVA_Transmission_2_NonRTO_Midwest | TVA_Transmission | NonRTO_Midwest | Internal | Summer | B10 | 1262 | 700 | 0 | 63.8 | 66.78 | 6.5 | 0
2025 | TVA_Transmission_2_NonRTO_Midwest | TVA_Transmission | NonRTO_Midwest | Internal | Winter | B16 | 25 | 700 | 0 | 88.1 | 89.08 | 6.5 | 0
2025 | TVA_Transmission_2_NonRTO_Midwest | TVA_Transmission | NonRTO_Midwest | Internal | Winter | B17 | 100 | 700 | 699.99 | 78.29 | 85.07 | 6.5 | 0.28
2025 | TVA_Transmission_2_NonRTO_Midwest | TVA_Transmission | NonRTO_Midwest | Internal | Winter | B18 | 400 | 700 | 0 | 76.68 | 82.17 | 6.5 | 0
2025 | TVA_Transmission_2_NonRTO_Midwest | TVA_Transmission | NonRTO_Midwest | Internal | Winter | B19 | 700 | 700 | 0 | 75.27 | 79.65 | 6.5 | 0
2025 | TVA_Transmission_2_NonRTO_Midwest | TVA_Transmission | NonRTO_Midwest | Internal | Winter | B20 | 935 | 700 | 0 | 66.92 | 67.98 | 6.5 | 0
2025 | TVA_Transmission_2_PJM_ROR | TVA_Transmission | PJM_ROR | Internal | Shoulder | B11 | 25 | 2000 | 0 | 84.23 | 79.72 | 6.5 | 0
2025 | TVA_Transmission_2_PJM_ROR | TVA_Transmission | PJM_ROR | Internal | Shoulder | B12 | 200 | 2000 | 0 | 75.84 | 73.78 | 6.5 | 0
2025 | TVA_Transmission_2_PJM_ROR | TVA_Transmission | PJM_ROR | Internal | Shoulder | B13 | 600 | 2000 | 0 | 74.59 | 72.2 | 6.5 | 0
2025 | TVA_Transmission_2_PJM_ROR | TVA_Transmission | PJM_ROR | Internal | Shoulder | B14 | 900 | 2000 | 0 | 72.15 | 70.03 | 6.5 | 0
2025 | TVA_Transmission_2_PJM_ROR | TVA_Transmission | PJM_ROR | Internal | Shoulder | B15 | 1203 | 2000 | 0 | 64.63 | 60.13 | 6.5 | 0
2025 | TVA_Transmission_2_PJM_ROR | TVA_Transmission | PJM_ROR | Internal | Summer | B1 | 10 | 2000 | 0 | 115.03 | 110.53 | 6.5 | 0
2025 | TVA_Transmission_2_PJM_ROR | TVA_Transmission | PJM_ROR | Internal | Summer | B2 | 25 | 2000 | 0 | 113.77 | 109.27 | 6.5 | 0
2025 | TVA_Transmission_2_PJM_ROR | TVA_Transmission | PJM_ROR | Internal | Summer | B3 | 75 | 2000 | 0 | 113.78 | 109.27 | 6.5 | 0
2025 | TVA_Transmission_2_PJM_ROR | TVA_Transmission | PJM_ROR | Internal | Summer | B4 | 100 | 2000 | 0 | 110.23 | 104.72 | 6.5 | 0
2025 | TVA_Transmission_2_PJM_ROR | TVA_Transmission | PJM_ROR | Internal | Summer | B5 | 200 | 2000 | 0 | 101.66 | 97.14 | 6.5 | 0
2025 | TVA_Transmission_2_PJM_ROR | TVA_Transmission | PJM_ROR | Internal | Summer | B6 | 300 | 2000 | 0 | 89.36 | 84.86 | 6.5 | 0
2025 | TVA_Transmission_2_PJM_ROR | TVA_Transmission | PJM_ROR | Internal | Summer | B7 | 400 | 2000 | 0 | 83.72 | 79.22 | 6.5 | 0
2025 | TVA_Transmission_2_PJM_ROR | TVA_Transmission | PJM_ROR | Internal | Summer | B8 | 500 | 2000 | 0 | 74.47 | 70.99 | 6.5 | 0
2025 | TVA_Transmission_2_PJM_ROR | TVA_Transmission | PJM_ROR | Internal | Summer | B9 | 800 | 2000 | 0 | 71.24 | 67.19 | 6.5 | 0
2025 | TVA_Transmission_2_PJM_ROR | TVA_Transmission | PJM_ROR | Internal | Summer | B10 | 1262 | 2000 | 0 | 63.8 | 59.3 | 6.5 | 0
2025 | TVA_Transmission_2_PJM_ROR | TVA_Transmission | PJM_ROR | Internal | Winter | B16 | 25 | 2000 | 0 | 88.1 | 83.6 | 6.5 | 0
2025 | TVA_Transmission_2_PJM_ROR | TVA_Transmission | PJM_ROR | Internal | Winter | B17 | 100 | 2000 | 0 | 78.29 | 79.57 | 6.5 | 0
2025 | TVA_Transmission_2_PJM_ROR | TVA_Transmission | PJM_ROR | Internal | Winter | B18 | 400 | 2000 | 0 | 76.68 | 74.68 | 6.5 | 0
2025 | TVA_Transmission_2_PJM_ROR | TVA_Transmission | PJM_ROR | Internal | Winter | B19 | 700 | 2000 | 0 | 75.27 | 74.14 | 6.5 | 0
2025 | TVA_Transmission_2_PJM_ROR | TVA_Transmission | PJM_ROR | Internal | Winter | B20 | 935 | 2000 | 0 | 66.92 | 62.42 | 6.5 | 0
2025 | TVA_Transmission_2_SOCO | TVA_Transmission | SOCO | Internal | Shoulder | B11 | 25 | 3200 | 3200 | 84.23 | 95.23 | 6.5 | 4.5
2025 | TVA_Transmission_2_SOCO | TVA_Transmission | SOCO | Internal | Shoulder | B12 | 200 | 3200 | 0 | 75.84 | 75.26 | 6.5 | 0
2025 | TVA_Transmission_2_SOCO | TVA_Transmission | SOCO | Internal | Shoulder | B13 | 600 | 3200 | 0 | 74.59 | 73.75 | 6.5 | 0
2025 | TVA_Transmission_2_SOCO | TVA_Transmission | SOCO | Internal | Shoulder | B14 | 900 | 3200 | 0 | 72.15 | 72.62 | 6.5 | 0
2025 | TVA_Transmission_2_SOCO | TVA_Transmission | SOCO | Internal | Shoulder | B15 | 1203 | 3200 | 1272.01 | 64.63 | 71.13 | 6.5 | 0
2025 | TVA_Transmission_2_SOCO | TVA_Transmission | SOCO | Internal | Summer | B1 | 10 | 3200 | 0.02 | 115.03 | 120.44 | 6.5 | 0
2025 | TVA_Transmission_2_SOCO | TVA_Transmission | SOCO | Internal | Summer | B2 | 25 | 3200 | 0 | 113.77 | 118.06 | 6.5 | 0
2025 | TVA_Transmission_2_SOCO | TVA_Transmission | SOCO | Internal | Summer | B3 | 75 | 3200 | 0 | 113.78 | 118.06 | 6.5 | 0
2025 | TVA_Transmission_2_SOCO | TVA_Transmission | SOCO | Internal | Summer | B4 | 100 | 3200 | 3200 | 110.23 | 118.06 | 6.5 | 1.33
2025 | TVA_Transmission_2_SOCO | TVA_Transmission | SOCO | Internal | Summer | B5 | 200 | 3200 | 3200 | 101.66 | 114.54 | 6.5 | 6.38
2025 | TVA_Transmission_2_SOCO | TVA_Transmission | SOCO | Internal | Summer | B6 | 300 | 3200 | 1677.34 | 89.36 | 95.86 | 6.5 | 0
2025 | TVA_Transmission_2_SOCO | TVA_Transmission | SOCO | Internal | Summer | B7 | 400 | 3200 | 614.32 | 83.72 | 90.22 | 6.5 | 0
2025 | TVA_Transmission_2_SOCO | TVA_Transmission | SOCO | Internal | Summer | B8 | 500 | 3200 | 0 | 74.47 | 77.5 | 6.5 | 0
2025 | TVA_Transmission_2_SOCO | TVA_Transmission | SOCO | Internal | Summer | B9 | 800 | 3200 | 0 | 71.24 | 73.81 | 6.5 | 0
2025 | TVA_Transmission_2_SOCO | TVA_Transmission | SOCO | Internal | Summer | B10 | 1262 | 3200 | 662.88 | 63.8 | 70.3 | 6.5 | 0
2025 | TVA_Transmission_2_SOCO | TVA_Transmission | SOCO | Internal | Winter | B16 | 25 | 3200 | 3200 | 88.1 | 99.41 | 6.5 | 4.81
2025 | TVA_Transmission_2_SOCO | TVA_Transmission | SOCO | Internal | Winter | B17 | 100 | 3200 | 0 | 78.29 | 78.26 | 6.5 | 0
2025 | TVA_Transmission_2_SOCO | TVA_Transmission | SOCO | Internal | Winter | B18 | 400 | 3200 | 0 | 76.68 | 75.82 | 6.5 | 0
2025 | TVA_Transmission_2_SOCO | TVA_Transmission | SOCO | Internal | Winter | B19 | 700 | 3200 | 0 | 75.27 | 75.5 | 6.5 | 0
2025 | TVA_Transmission_2_SOCO | TVA_Transmission | SOCO | Internal | Winter | B20 | 935 | 3200 | 3034.38 | 66.92 | 73.42 | 6.5 | 0
2025 | TVA_Transmission_2_TVA | TVA_Transmission | TVA | Internal | Shoulder | B11 | 25 | 99999 | 855.92 | 84.23 | 84.24 | 0.01 | 0
2025 | TVA_Transmission_2_TVA | TVA_Transmission | TVA | Internal | Shoulder | B12 | 200 | 99999 | 0 | 75.84 | 75.3 | 0.01 | 0
2025 | TVA_Transmission_2_TVA | TVA_Transmission | TVA | Internal | Shoulder | B13 | 600 | 99999 | 0 | 74.59 | 72.16 | 0.01 | 0
2025 | TVA_Transmission_2_TVA | TVA_Transmission | TVA | Internal | Shoulder | B14 | 900 | 99999 | 2100 | 72.15 | 72.16 | 0.01 | 0
2025 | TVA_Transmission_2_TVA | TVA_Transmission | TVA | Internal | Shoulder | B15 | 1203 | 99999 | 2439.49 | 64.63 | 64.64 | 0.01 | 0
2025 | TVA_Transmission_2_TVA | TVA_Transmission | TVA | Internal | Summer | B1 | 10 | 99999 | 3996.38 | 115.03 | 115.04 | 0.01 | 0
2025 | TVA_Transmission_2_TVA | TVA_Transmission | TVA | Internal | Summer | B2 | 25 | 99999 | 3388.09 | 113.77 | 113.78 | 0.01 | 0
2025 | TVA_Transmission_2_TVA | TVA_Transmission | TVA | Internal | Summer | B3 | 75 | 99999 | 1899.23 | 113.78 | 113.79 | 0.01 | 0
2025 | TVA_Transmission_2_TVA | TVA_Transmission | TVA | Internal | Summer | B4 | 100 | 99999 | 1591.71 | 110.23 | 110.24 | 0.01 | 0
2025 | TVA_Transmission_2_TVA | TVA_Transmission | TVA | Internal | Summer | B5 | 200 | 99999 | 133.84 | 101.66 | 101.67 | 0.01 | 0
2025 | TVA_Transmission_2_TVA | TVA_Transmission | TVA | Internal | Summer | B6 | 300 | 99999 | 0 | 89.36 | 84.86 | 0.01 | 0
2025 | TVA_Transmission_2_TVA | TVA_Transmission | TVA | Internal | Summer | B7 | 400 | 99999 | 0 | 83.72 | 73.87 | 0.01 | 0
2025 | TVA_Transmission_2_TVA | TVA_Transmission | TVA | Internal | Summer | B8 | 500 | 99999 | 0 | 74.47 | 71.84 | 0.01 | 0
2025 | TVA_Transmission_2_TVA | TVA_Transmission | TVA | Internal | Summer | B9 | 800 | 99999 | 0 | 71.24 | 70.79 | 0.01 | 0
2025 | TVA_Transmission_2_TVA | TVA_Transmission | TVA | Internal | Summer | B10 | 1262 | 99999 | 0.01 | 63.8 | 63.8 | 0.01 | 0
2025 | TVA_Transmission_2_TVA | TVA_Transmission | TVA | Internal | Winter | B16 | 25 | 99999 | 2043.98 | 88.1 | 88.11 | 0.01 | 0
2025 | TVA_Transmission_2_TVA | TVA_Transmission | TVA | Internal | Winter | B17 | 100 | 99999 | 500.01 | 78.29 | 78.3 | 0.01 | 0
2025 | TVA_Transmission_2_TVA | TVA_Transmission | TVA | Internal | Winter | B18 | 400 | 99999 | 0 | 76.68 | 75.03 | 0.01 | 0
2025 | TVA_Transmission_2_TVA | TVA_Transmission | TVA | Internal | Winter | B19 | 700 | 99999 | 0 | 75.27 | 75.03 | 0.01 | 0
2025 | TVA_Transmission_2_TVA | TVA_Transmission | TVA | Internal | Winter | B20 | 935 | 99999 | 1545.68 | 66.92 | 66.93 | 0.01 | 0
2025 | TVA_Transmission_2_VACAR | TVA_Transmission | VACAR | Internal | Shoulder | B11 | 25 | 900 | 541.49 | 84.23 | 90.73 | 6.5 | 0
2025 | TVA_Transmission_2_VACAR | TVA_Transmission | VACAR | Internal | Shoulder | B12 | 200 | 900 | 0 | 75.84 | 80.7 | 6.5 | 0
2025 | TVA_Transmission_2_VACAR | TVA_Transmission | VACAR | Internal | Shoulder | B13 | 600 | 900 | 0 | 74.59 | 76.7 | 6.5 | 0
2025 | TVA_Transmission_2_VACAR | TVA_Transmission | VACAR | Internal | Shoulder | B14 | 900 | 900 | 0 | 72.15 | 75.76 | 6.5 | 0
2025 | TVA_Transmission_2_VACAR | TVA_Transmission | VACAR | Internal | Shoulder | B15 | 1203 | 900 | 0 | 64.63 | 66.27 | 6.5 | 0
2025 | TVA_Transmission_2_VACAR | TVA_Transmission | VACAR | Internal | Summer | B1 | 10 | 900 | 0.04 | 115.03 | 121.06 | 6.5 | 0
2025 | TVA_Transmission_2_VACAR | TVA_Transmission | VACAR | Internal | Summer | B2 | 25 | 900 | 899.99 | 113.77 | 121.06 | 6.5 | 0.79
2025 | TVA_Transmission_2_VACAR | TVA_Transmission | VACAR | Internal | Summer | B3 | 75 | 900 | 900 | 113.78 | 121.06 | 6.5 | 0.78
2025 | TVA_Transmission_2_VACAR | TVA_Transmission | VACAR | Internal | Summer | B4 | 100 | 900 | 899.85 | 110.23 | 116.74 | 6.5 | 0.01
2025 | TVA_Transmission_2_VACAR | TVA_Transmission | VACAR | Internal | Summer | B5 | 200 | 900 | 900 | 101.66 | 110.04 | 6.5 | 1.88
2025 | TVA_Transmission_2_VACAR | TVA_Transmission | VACAR | Internal | Summer | B6 | 300 | 900 | 0 | 89.36 | 91.36 | 6.5 | 0
2025 | TVA_Transmission_2_VACAR | TVA_Transmission | VACAR | Internal | Summer | B7 | 400 | 900 | 0 | 83.72 | 88.31 | 6.5 | 0
2025 | TVA_Transmission_2_VACAR | TVA_Transmission | VACAR | Internal | Summer | B8 | 500 | 900 | 0 | 74.47 | 78.34 | 6.5 | 0
2025 | TVA_Transmission_2_VACAR | TVA_Transmission | VACAR | Internal | Summer | B9 | 800 | 900 | 0 | 71.24 | 71.69 | 6.5 | 0
2025 | TVA_Transmission_2_VACAR | TVA_Transmission | VACAR | Internal | Summer | B10 | 1262 | 900 | 0 | 63.8 | 64.45 | 6.5 | 0
2025 | TVA_Transmission_2_VACAR | TVA_Transmission | VACAR | Internal | Winter | B16 | 25 | 900 | 900 | 88.1 | 106.9 | 6.5 | 12.31
2025 | TVA_Transmission_2_VACAR | TVA_Transmission | VACAR | Internal | Winter | B17 | 100 | 900 | 900 | 78.29 | 85.76 | 6.5 | 0.98
2025 | TVA_Transmission_2_VACAR | TVA_Transmission | VACAR | Internal | Winter | B18 | 400 | 900 | 0 | 76.68 | 81.03 | 6.5 | 0
2025 | TVA_Transmission_2_VACAR | TVA_Transmission | VACAR | Internal | Winter | B19 | 700 | 900 | 0 | 75.27 | 79.99 | 6.5 | 0
2025 | TVA_Transmission_2_VACAR | TVA_Transmission | VACAR | Internal | Winter | B20 | 935 | 900 | 0 | 66.92 | 70.33 | 6.5 | 0
2025 | VACAR_2_PJM_ROR | VACAR | PJM_ROR | Internal | Shoulder | B11 | 25 | 2000 | 0 | 90.73 | 79.72 | 4.5 | 0
2025 | VACAR_2_PJM_ROR | VACAR | PJM_ROR | Internal | Shoulder | B12 | 200 | 2000 | 0 | 80.7 | 73.78 | 4.5 | 0
2025 | VACAR_2_PJM_ROR | VACAR | PJM_ROR | Internal | Shoulder | B13 | 600 | 2000 | 0 | 76.7 | 72.2 | 4.5 | 0
2025 | VACAR_2_PJM_ROR | VACAR | PJM_ROR | Internal | Shoulder | B14 | 900 | 2000 | 0 | 75.76 | 70.03 | 4.5 | 0
2025 | VACAR_2_PJM_ROR | VACAR | PJM_ROR | Internal | Shoulder | B15 | 1203 | 2000 | 0 | 66.27 | 60.13 | 4.5 | 0
2025 | VACAR_2_PJM_ROR | VACAR | PJM_ROR | Internal | Summer | B1 | 10 | 2000 | 0 | 121.06 | 110.53 | 4.5 | 0
2025 | VACAR_2_PJM_ROR | VACAR | PJM_ROR | Internal | Summer | B2 | 25 | 2000 | 0 | 121.06 | 109.27 | 4.5 | 0
2025 | VACAR_2_PJM_ROR | VACAR | PJM_ROR | Internal | Summer | B3 | 75 | 2000 | 0 | 121.06 | 109.27 | 4.5 | 0
2025 | VACAR_2_PJM_ROR | VACAR | PJM_ROR | Internal | Summer | B4 | 100 | 2000 | 0 | 116.74 | 104.72 | 4.5 | 0
2025 | VACAR_2_PJM_ROR | VACAR | PJM_ROR | Internal | Summer | B5 | 200 | 2000 | 0 | 110.04 | 97.14 | 4.5 | 0
2025 | VACAR_2_PJM_ROR | VACAR | PJM_ROR | Internal | Summer | B6 | 300 | 2000 | 0 | 91.36 | 84.86 | 4.5 | 0
2025 | VACAR_2_PJM_ROR | VACAR | PJM_ROR | Internal | Summer | B7 | 400 | 2000 | 0 | 88.31 | 79.22 | 4.5 | 0
2025 | VACAR_2_PJM_ROR | VACAR | PJM_ROR | Internal | Summer | B8 | 500 | 2000 | 0 | 78.34 | 70.99 | 4.5 | 0
2025 | VACAR_2_PJM_ROR | VACAR | PJM_ROR | Internal | Summer | B9 | 800 | 2000 | 0 | 71.69 | 67.19 | 4.5 | 0
2025 | VACAR_2_PJM_ROR | VACAR | PJM_ROR | Internal | Summer | B10 | 1262 | 2000 | 0 | 64.45 | 59.3 | 4.5 | 0
2025 | VACAR_2_PJM_ROR | VACAR | PJM_ROR | Internal | Winter | B16 | 25 | 2000 | 0 | 106.9 | 83.6 | 4.5 | 0
2025 | VACAR_2_PJM_ROR | VACAR | PJM_ROR | Internal | Winter | B17 | 100 | 2000 | 0 | 85.76 | 79.57 | 4.5 | 0
2025 | VACAR_2_PJM_ROR | VACAR | PJM_ROR | Internal | Winter | B18 | 400 | 2000 | 0 | 81.03 | 74.68 | 4.5 | 0
2025 | VACAR_2_PJM_ROR | VACAR | PJM_ROR | Internal | Winter | B19 | 700 | 2000 | 0 | 79.99 | 74.14 | 4.5 | 0
2025 | VACAR_2_PJM_ROR | VACAR | PJM_ROR | Internal | Winter | B20 | 935 | 2000 | 0 | 70.33 | 62.42 | 4.5 | 0
2025 | VACAR_2_SOCO | VACAR | SOCO | Internal | Shoulder | B11 | 25 | 3000 | 108.21 | 90.73 | 95.23 | 4.5 | 0
2025 | VACAR_2_SOCO | VACAR | SOCO | Internal | Shoulder | B12 | 200 | 3000 | 0 | 80.7 | 75.26 | 4.5 | 0
2025 | VACAR_2_SOCO | VACAR | SOCO | Internal | Shoulder | B13 | 600 | 3000 | 0 | 76.7 | 73.75 | 4.5 | 0
2025 | VACAR_2_SOCO | VACAR | SOCO | Internal | Shoulder | B14 | 900 | 3000 | 0 | 75.76 | 72.62 | 4.5 | 0
2025 | VACAR_2_SOCO | VACAR | SOCO | Internal | Shoulder | B15 | 1203 | 3000 | 3000 | 66.27 | 71.13 | 4.5 | 0.36
2025 | VACAR_2_SOCO | VACAR | SOCO | Internal | Summer | B1 | 10 | 3000 | 0 | 121.06 | 120.44 | 4.5 | 0
2025 | VACAR_2_SOCO | VACAR | SOCO | Internal | Summer | B2 | 25 | 3000 | 0 | 121.06 | 118.06 | 4.5 | 0
2025 | VACAR_2_SOCO | VACAR | SOCO | Internal | Summer | B3 | 75 | 3000 | 0 | 121.06 | 118.06 | 4.5 | 0
2025 | VACAR_2_SOCO | VACAR | SOCO | Internal | Summer | B4 | 100 | 3000 | 0 | 116.74 | 118.06 | 4.5 | 0
2025 | VACAR_2_SOCO | VACAR | SOCO | Internal | Summer | B5 | 200 | 3000 | 1753.76 | 110.04 | 114.54 | 4.5 | 0
2025 | VACAR_2_SOCO | VACAR | SOCO | Internal | Summer | B6 | 300 | 3000 | 601.12 | 91.36 | 95.86 | 4.5 | 0
2025 | VACAR_2_SOCO | VACAR | SOCO | Internal | Summer | B7 | 400 | 3000 | 0 | 88.31 | 90.22 | 4.5 | 0
2025 | VACAR_2_SOCO | VACAR | SOCO | Internal | Summer | B8 | 500 | 3000 | 0 | 78.34 | 77.5 | 4.5 | 0
2025 | VACAR_2_SOCO | VACAR | SOCO | Internal | Summer | B9 | 800 | 3000 | 0 | 71.69 | 73.81 | 4.5 | 0
2025 | VACAR_2_SOCO | VACAR | SOCO | Internal | Summer | B10 | 1262 | 3000 | 3000 | 64.45 | 70.3 | 4.5 | 1.34
2025 | VACAR_2_SOCO | VACAR | SOCO | Internal | Winter | B16 | 25 | 3000 | 0 | 106.9 | 99.41 | 4.5 | 0
2025 | VACAR_2_SOCO | VACAR | SOCO | Internal | Winter | B17 | 100 | 3000 | 0 | 85.76 | 78.26 | 4.5 | 0
2025 | VACAR_2_SOCO | VACAR | SOCO | Internal | Winter | B18 | 400 | 3000 | 0 | 81.03 | 75.82 | 4.5 | 0
2025 | VACAR_2_SOCO | VACAR | SOCO | Internal | Winter | B19 | 700 | 3000 | 0 | 79.99 | 75.5 | 4.5 | 0
2025 | VACAR_2_SOCO | VACAR | SOCO | Internal | Winter | B20 | 935 | 3000 | 0 | 70.33 | 73.42 | 4.5 | 0
2025 | VACAR_2_TVA_Transmission | VACAR | TVA_Transmission | Internal | Shoulder | B11 | 25 | 900 | 0 | 90.73 | 84.23 | 4.5 | 0
2025 | VACAR_2_TVA_Transmission | VACAR | TVA_Transmission | Internal | Shoulder | B12 | 200 | 900 | 0 | 80.7 | 75.84 | 4.5 | 0
2025 | VACAR_2_TVA_Transmission | VACAR | TVA_Transmission | Internal | Shoulder | B13 | 600 | 900 | 0 | 76.7 | 74.59 | 4.5 | 0
2025 | VACAR_2_TVA_Transmission | VACAR | TVA_Transmission | Internal | Shoulder | B14 | 900 | 900 | 0 | 75.76 | 72.15 | 4.5 | 0
2025 | VACAR_2_TVA_Transmission | VACAR | TVA_Transmission | Internal | Shoulder | B15 | 1203 | 900 | 0 | 66.27 | 64.63 | 4.5 | 0
2025 | VACAR_2_TVA_Transmission | VACAR | TVA_Transmission | Internal | Summer | B1 | 10 | 900 | 0 | 121.06 | 115.03 | 4.5 | 0
2025 | VACAR_2_TVA_Transmission | VACAR | TVA_Transmission | Internal | Summer | B2 | 25 | 900 | 0 | 121.06 | 113.77 | 4.5 | 0
2025 | VACAR_2_TVA_Transmission | VACAR | TVA_Transmission | Internal | Summer | B3 | 75 | 900 | 0 | 121.06 | 113.78 | 4.5 | 0
2025 | VACAR_2_TVA_Transmission | VACAR | TVA_Transmission | Internal | Summer | B4 | 100 | 900 | 0 | 116.74 | 110.23 | 4.5 | 0
2025 | VACAR_2_TVA_Transmission | VACAR | TVA_Transmission | Internal | Summer | B5 | 200 | 900 | 0 | 110.04 | 101.66 | 4.5 | 0
2025 | VACAR_2_TVA_Transmission | VACAR | TVA_Transmission | Internal | Summer | B6 | 300 | 900 | 0 | 91.36 | 89.36 | 4.5 | 0
2025 | VACAR_2_TVA_Transmission | VACAR | TVA_Transmission | Internal | Summer | B7 | 400 | 900 | 0 | 88.31 | 83.72 | 4.5 | 0
2025 | VACAR_2_TVA_Transmission | VACAR | TVA_Transmission | Internal | Summer | B8 | 500 | 900 | 0 | 78.34 | 74.47 | 4.5 | 0
2025 | VACAR_2_TVA_Transmission | VACAR | TVA_Transmission | Internal | Summer | B9 | 800 | 900 | 0 | 71.69 | 71.24 | 4.5 | 0
2025 | VACAR_2_TVA_Transmission | VACAR | TVA_Transmission | Internal | Summer | B10 | 1262 | 900 | 0 | 64.45 | 63.8 | 4.5 | 0
2025 | VACAR_2_TVA_Transmission | VACAR | TVA_Transmission | Internal | Winter | B16 | 25 | 900 | 0 | 106.9 | 88.1 | 4.5 | 0
2025 | VACAR_2_TVA_Transmission | VACAR | TVA_Transmission | Internal | Winter | B17 | 100 | 900 | 0 | 85.76 | 78.29 | 4.5 | 0
2025 | VACAR_2_TVA_Transmission | VACAR | TVA_Transmission | Internal | Winter | B18 | 400 | 900 | 0 | 81.03 | 76.68 | 4.5 | 0
2025 | VACAR_2_TVA_Transmission | VACAR | TVA_Transmission | Internal | Winter | B19 | 700 | 900 | 0 | 79.99 | 75.27 | 4.5 | 0
2025 | VACAR_2_TVA_Transmission | VACAR | TVA_Transmission | Internal | Winter | B20 | 935 | 900 | 0 | 70.33 | 66.92 | 4.5 | 0
2030 | ENT_2_MISO_MO-IL | ENT | MISO_MO-IL | Internal | Shoulder | B11 | 25 | 2260 | 0 | 91.51 | 91.51 | 5.5 | 0
2030 | ENT_2_MISO_MO-IL | ENT | MISO_MO-IL | Internal | Shoulder | B12 | 200 | 2260 | 0 | 79.39 | 79.38 | 5.5 | 0
2030 | ENT_2_MISO_MO-IL | ENT | MISO_MO-IL | Internal | Shoulder | B13 | 600 | 2260 | 0 | 78.12 | 77.12 | 5.5 | 0
2030 | ENT_2_MISO_MO-IL | ENT | MISO_MO-IL | Internal | Shoulder | B14 | 900 | 2260 | 598.65 | 70.46 | 75.96 | 5.5 | 0
2030 | ENT_2_MISO_MO-IL | ENT | MISO_MO-IL | Internal | Shoulder | B15 | 1203 | 2260 | 2260 | 15.91 | 72.95 | 5.5 | 51.54
2030 | ENT_2_MISO_MO-IL | ENT | MISO_MO-IL | Internal | Summer | B1 | 10 | 2260 | 2260 | 91.99 | 139.37 | 5.5 | 41.89
2030 | ENT_2_MISO_MO-IL | ENT | MISO_MO-IL | Internal | Summer | B2 | 25 | 2260 | 1425.99 | 133.89 | 139.39 | 5.5 | 0
2030 | ENT_2_MISO_MO-IL | ENT | MISO_MO-IL | Internal | Summer | B3 | 75 | 2260 | 0 | 139.4 | 139.4 | 5.5 | 0
2030 | ENT_2_MISO_MO-IL | ENT | MISO_MO-IL | Internal | Summer | B4 | 100 | 2260 | 0 | 133.56 | 133.56 | 5.5 | 0
2030 | ENT_2_MISO_MO-IL | ENT | MISO_MO-IL | Internal | Summer | B5 | 200 | 2260 | 0 | 122.78 | 122.78 | 5.5 | 0
2030 | ENT_2_MISO_MO-IL | ENT | MISO_MO-IL | Internal | Summer | B6 | 300 | 2260 | 0 | 100.67 | 100.67 | 5.5 | 0
2030 | ENT_2_MISO_MO-IL | ENT | MISO_MO-IL | Internal | Summer | B7 | 400 | 2260 | 0 | 92.32 | 92.32 | 5.5 | 0
2030 | ENT_2_MISO_MO-IL | ENT | MISO_MO-IL | Internal | Summer | B8 | 500 | 2260 | 0 | 88.77 | 86.26 | 5.5 | 0
2030 | ENT_2_MISO_MO-IL | ENT | MISO_MO-IL | Internal | Summer | B9 | 800 | 2260 | 0 | 85.38 | 84.07 | 5.5 | 0
2030 | ENT_2_MISO_MO-IL | ENT | MISO_MO-IL | Internal | Summer | B10 | 1262 | 2260 | 0 | 74.59 | 74.59 | 5.5 | 0
2030 | ENT_2_MISO_MO-IL | ENT | MISO_MO-IL | Internal | Winter | B16 | 25 | 2260 | 0 | 80.96 | 78.6 | 5.5 | 0
2030 | ENT_2_MISO_MO-IL | ENT | MISO_MO-IL | Internal | Winter | B17 | 100 | 2260 | 0 | 80.96 | 78.6 | 5.5 | 0
2030 | ENT_2_MISO_MO-IL | ENT | MISO_MO-IL | Internal | Winter | B18 | 400 | 2260 | 0 | 80.96 | 79.96 | 5.5 | 0
2030 | ENT_2_MISO_MO-IL | ENT | MISO_MO-IL | Internal | Winter | B19 | 700 | 2260 | 0 | 78.62 | 78.6 | 5.5 | 0
2030 | ENT_2_MISO_MO-IL | ENT | MISO_MO-IL | Internal | Winter | B20 | 935 | 2260 | 2260 | 12.14 | 71.67 | 5.5 | 54.04
2030 | ENT_2_SOCO | ENT | SOCO | Internal | Shoulder | B11 | 25 | 3900 | 3306.6 | 91.51 | 97 | 5.5 | 0
2030 | ENT_2_SOCO | ENT | SOCO | Internal | Shoulder | B12 | 200 | 3900 | 3900 | 79.39 | 92.38 | 5.5 | 7.49
2030 | ENT_2_SOCO | ENT | SOCO | Internal | Shoulder | B13 | 600 | 3900 | 3900 | 78.12 | 90.12 | 5.5 | 6.5
2030 | ENT_2_SOCO | ENT | SOCO | Internal | Shoulder | B14 | 900 | 3900 | 3900 | 70.46 | 90.12 | 5.5 | 14.16
2030 | ENT_2_SOCO | ENT | SOCO | Internal | Shoulder | B15 | 1203 | 3900 | 3900 | 15.91 | 84.69 | 5.5 | 63.28
2030 | ENT_2_SOCO | ENT | SOCO | Internal | Summer | B1 | 10 | 3900 | 3900 | 91.99 | 149.4 | 5.5 | 51.92
2030 | ENT_2_SOCO | ENT | SOCO | Internal | Summer | B2 | 25 | 3900 | 3900 | 133.89 | 149.4 | 5.5 | 10.02
2030 | ENT_2_SOCO | ENT | SOCO | Internal | Summer | B3 | 75 | 3900 | 3900 | 139.4 | 149.4 | 5.5 | 4.51
2030 | ENT_2_SOCO | ENT | SOCO | Internal | Summer | B4 | 100 | 3900 | 3900 | 133.56 | 145.56 | 5.5 | 6.5
2030 | ENT_2_SOCO | ENT | SOCO | Internal | Summer | B5 | 200 | 3900 | 1020.05 | 122.78 | 128.27 | 5.5 | 0
2030 | ENT_2_SOCO | ENT | SOCO | Internal | Summer | B6 | 300 | 3900 | 599.6 | 100.67 | 106.16 | 5.5 | 0
2030 | ENT_2_SOCO | ENT | SOCO | Internal | Summer | B7 | 400 | 3900 | 777.13 | 92.32 | 97.82 | 5.5 | 0
2030 | ENT_2_SOCO | ENT | SOCO | Internal | Summer | B8 | 500 | 3900 | 0 | 88.77 | 94.21 | 5.5 | 0
2030 | ENT_2_SOCO | ENT | SOCO | Internal | Summer | B9 | 800 | 3900 | 856.55 | 85.38 | 90.88 | 5.5 | 0
2030 | ENT_2_SOCO | ENT | SOCO | Internal | Summer | B10 | 1262 | 3900 | 3900 | 74.59 | 84.26 | 5.5 | 4.17
2030 | ENT_2_SOCO | ENT | SOCO | Internal | Winter | B16 | 25 | 3900 | 3900 | 80.96 | 99.05 | 5.5 | 12.6
2030 | ENT_2_SOCO | ENT | SOCO | Internal | Winter | B17 | 100 | 3900 | 3900 | 80.96 | 95.54 | 5.5 | 9.09
2030 | ENT_2_SOCO | ENT | SOCO | Internal | Winter | B18 | 400 | 3900 | 3900 | 80.96 | 92.95 | 5.5 | 6.5
2030 | ENT_2_SOCO | ENT | SOCO | Internal | Winter | B19 | 700 | 3900 | 3900 | 78.62 | 91.6 | 5.5 | 7.49
2030 | ENT_2_SOCO | ENT | SOCO | Internal | Winter | B20 | 935 | 3900 | 3900 | 12.14 | 88.53 | 5.5 | 70.9
2030 | ENT_2_SPP_N | ENT | SPP_N | Internal | Shoulder | B11 | 25 | 15143 | 0 | 91.51 | 88.01 | 5.5 | 0
2030 | ENT_2_SPP_N | ENT | SPP_N | Internal | Shoulder | B12 | 200 | 15143 | 0 | 79.39 | 75.88 | 5.5 | 0
2030 | ENT_2_SPP_N | ENT | SPP_N | Internal | Shoulder | B13 | 600 | 15143 | 0 | 78.12 | 74.61 | 5.5 | 0
2030 | ENT_2_SPP_N | ENT | SPP_N | Internal | Shoulder | B14 | 900 | 15143 | 0 | 70.46 | 10.74 | 5.5 | 0
2030 | ENT_2_SPP_N | ENT | SPP_N | Internal | Shoulder | B15 | 1203 | 15143 | 0 | 15.91 | 0.01 | 5.5 | 0
2030 | ENT_2_SPP_N | ENT | SPP_N | Internal | Summer | B1 | 10 | 15143 | 0 | 91.99 | 88.47 | 5.5 | 0
2030 | ENT_2_SPP_N | ENT | SPP_N | Internal | Summer | B2 | 25 | 15143 | 0 | 133.89 | 130.39 | 5.5 | 0
2030 | ENT_2_SPP_N | ENT | SPP_N | Internal | Summer | B3 | 75 | 15143 | 0 | 139.4 | 135.9 | 5.5 | 0
2030 | ENT_2_SPP_N | ENT | SPP_N | Internal | Summer | B4 | 100 | 15143 | 0 | 133.56 | 130.06 | 5.5 | 0
2030 | ENT_2_SPP_N | ENT | SPP_N | Internal | Summer | B5 | 200 | 15143 | 0 | 122.78 | 119.28 | 5.5 | 0
2030 | ENT_2_SPP_N | ENT | SPP_N | Internal | Summer | B6 | 300 | 15143 | 0 | 100.67 | 97.17 | 5.5 | 0
2030 | ENT_2_SPP_N | ENT | SPP_N | Internal | Summer | B7 | 400 | 15143 | 0 | 92.32 | 88.82 | 5.5 | 0
2030 | ENT_2_SPP_N | ENT | SPP_N | Internal | Summer | B8 | 500 | 15143 | 0 | 88.77 | 85.27 | 5.5 | 0
2030 | ENT_2_SPP_N | ENT | SPP_N | Internal | Summer | B9 | 800 | 15143 | 0 | 85.38 | 81.88 | 5.5 | 0
2030 | ENT_2_SPP_N | ENT | SPP_N | Internal | Summer | B10 | 1262 | 15143 | 0 | 74.59 | 71.09 | 5.5 | 0
2030 | ENT_2_SPP_N | ENT | SPP_N | Internal | Winter | B16 | 25 | 15143 | 0 | 80.96 | 72.33 | 5.5 | 0
2030 | ENT_2_SPP_N | ENT | SPP_N | Internal | Winter | B17 | 100 | 15143 | 0 | 80.96 | 72.36 | 5.5 | 0
2030 | ENT_2_SPP_N | ENT | SPP_N | Internal | Winter | B18 | 400 | 15143 | 0 | 80.96 | 77.44 | 5.5 | 0
2030 | ENT_2_SPP_N | ENT | SPP_N | Internal | Winter | B19 | 700 | 15143 | 0 | 78.62 | 75.1 | 5.5 | 0
2030 | ENT_2_SPP_N | ENT | SPP_N | Internal | Winter | B20 | 935 | 15143 | 0 | 12.14 | 2.55 | 5.5 | 0
2030 | ENT_2_SPP_S | ENT | SPP_S | Internal | Shoulder | B11 | 25 | 3292 | 0 | 91.51 | 90.17 | 5.5 | 0
2030 | ENT_2_SPP_S | ENT | SPP_S | Internal | Shoulder | B12 | 200 | 3292 | 0 | 79.39 | 75.89 | 5.5 | 0
2030 | ENT_2_SPP_S | ENT | SPP_S | Internal | Shoulder | B13 | 600 | 3292 | 0 | 78.12 | 74.62 | 5.5 | 0
2030 | ENT_2_SPP_S | ENT | SPP_S | Internal | Shoulder | B14 | 900 | 3292 | 0 | 70.46 | 5.41 | 5.5 | 0
2030 | ENT_2_SPP_S | ENT | SPP_S | Internal | Shoulder | B15 | 1203 | 3292 | 0 | 15.91 | 0.01 | 5.5 | 0
2030 | ENT_2_SPP_S | ENT | SPP_S | Internal | Summer | B1 | 10 | 3292 | 0 | 91.99 | 88.49 | 5.5 | 0
2030 | ENT_2_SPP_S | ENT | SPP_S | Internal | Summer | B2 | 25 | 3292 | 0 | 133.89 | 130.05 | 5.5 | 0
2030 | ENT_2_SPP_S | ENT | SPP_S | Internal | Summer | B3 | 75 | 3292 | 0 | 139.4 | 135.9 | 5.5 | 0
2030 | ENT_2_SPP_S | ENT | SPP_S | Internal | Summer | B4 | 100 | 3292 | 0 | 133.56 | 130.05 | 5.5 | 0
2030 | ENT_2_SPP_S | ENT | SPP_S | Internal | Summer | B5 | 200 | 3292 | 0 | 122.78 | 119.29 | 5.5 | 0
2030 | ENT_2_SPP_S | ENT | SPP_S | Internal | Summer | B6 | 300 | 3292 | 0 | 100.67 | 97.18 | 5.5 | 0
2030 | ENT_2_SPP_S | ENT | SPP_S | Internal | Summer | B7 | 400 | 3292 | 0 | 92.32 | 88.84 | 5.5 | 0
2030 | ENT_2_SPP_S | ENT | SPP_S | Internal | Summer | B8 | 500 | 3292 | 0 | 88.77 | 88.69 | 5.5 | 0
2030 | ENT_2_SPP_S | ENT | SPP_S | Internal | Summer | B9 | 800 | 3292 | 0 | 85.38 | 88.49 | 5.5 | 0
2030 | ENT_2_SPP_S | ENT | SPP_S | Internal | Summer | B10 | 1262 | 3292 | 0 | 74.59 | 71.1 | 5.5 | 0
2030 | ENT_2_SPP_S | ENT | SPP_S | Internal | Winter | B16 | 25 | 3292 | 0 | 80.96 | 72.34 | 5.5 | 0
2030 | ENT_2_SPP_S | ENT | SPP_S | Internal | Winter | B17 | 100 | 3292 | 0 | 80.96 | 72.37 | 5.5 | 0
2030 | ENT_2_SPP_S | ENT | SPP_S | Internal | Winter | B18 | 400 | 3292 | 0 | 80.96 | 77.46 | 5.5 | 0
2030 | ENT_2_SPP_S | ENT | SPP_S | Internal | Winter | B19 | 700 | 3292 | 0 | 78.62 | 75.12 | 5.5 | 0
2030 | ENT_2_SPP_S | ENT | SPP_S | Internal | Winter | B20 | 935 | 3292 | 0 | 12.14 | 2.56 | 5.5 | 0
2030 | ENT_2_TVA_Transmission | ENT | TVA_Transmission | Internal | Shoulder | B11 | 25 | 2100 | 0 | 91.51 | 91.76 | 5.5 | 0
2030 | ENT_2_TVA_Transmission | ENT | TVA_Transmission | Internal | Shoulder | B12 | 200 | 2100 | 2100 | 79.39 | 85.88 | 5.5 | 0.99
2030 | ENT_2_TVA_Transmission | ENT | TVA_Transmission | Internal | Shoulder | B13 | 600 | 2100 | 500.92 | 78.12 | 83.62 | 5.5 | 0
2030 | ENT_2_TVA_Transmission | ENT | TVA_Transmission | Internal | Shoulder | B14 | 900 | 2100 | 2100 | 70.46 | 82.46 | 5.5 | 6.5
2030 | ENT_2_TVA_Transmission | ENT | TVA_Transmission | Internal | Shoulder | B15 | 1203 | 2100 | 2100 | 15.91 | 79.45 | 5.5 | 58.04
2030 | ENT_2_TVA_Transmission | ENT | TVA_Transmission | Internal | Summer | B1 | 10 | 2100 | 2100 | 91.99 | 144.89 | 5.5 | 47.4
2030 | ENT_2_TVA_Transmission | ENT | TVA_Transmission | Internal | Summer | B2 | 25 | 2100 | 2100 | 133.89 | 144.89 | 5.5 | 5.5
2030 | ENT_2_TVA_Transmission | ENT | TVA_Transmission | Internal | Summer | B3 | 75 | 2100 | 0.29 | 139.4 | 144.89 | 5.5 | 0
2030 | ENT_2_TVA_Transmission | ENT | TVA_Transmission | Internal | Summer | B4 | 100 | 2100 | 794.99 | 133.56 | 139.06 | 5.5 | 0
2030 | ENT_2_TVA_Transmission | ENT | TVA_Transmission | Internal | Summer | B5 | 200 | 2100 | 0 | 122.78 | 121.78 | 5.5 | 0
2030 | ENT_2_TVA_Transmission | ENT | TVA_Transmission | Internal | Summer | B6 | 300 | 2100 | 0 | 100.67 | 103.61 | 5.5 | 0
2030 | ENT_2_TVA_Transmission | ENT | TVA_Transmission | Internal | Summer | B7 | 400 | 2100 | 0 | 92.32 | 95.27 | 5.5 | 0
2030 | ENT_2_TVA_Transmission | ENT | TVA_Transmission | Internal | Summer | B8 | 500 | 2100 | 0 | 88.77 | 90.97 | 5.5 | 0
2030 | ENT_2_TVA_Transmission | ENT | TVA_Transmission | Internal | Summer | B9 | 800 | 2100 | 0 | 85.38 | 89.56 | 5.5 | 0
2030 | ENT_2_TVA_Transmission | ENT | TVA_Transmission | Internal | Summer | B10 | 1262 | 2100 | 0 | 74.59 | 78.61 | 5.5 | 0
2030 | ENT_2_TVA_Transmission | ENT | TVA_Transmission | Internal | Winter | B16 | 25 | 2100 | 2100 | 80.96 | 94.8 | 5.5 | 8.34
2030 | ENT_2_TVA_Transmission | ENT | TVA_Transmission | Internal | Winter | B17 | 100 | 2100 | 2100 | 80.96 | 89.04 | 5.5 | 2.59
2030 | ENT_2_TVA_Transmission | ENT | TVA_Transmission | Internal | Winter | B18 | 400 | 2100 | 1293.62 | 80.96 | 86.46 | 5.5 | 0
2030 | ENT_2_TVA_Transmission | ENT | TVA_Transmission | Internal | Winter | B19 | 700 | 2100 | 2100 | 78.62 | 85.1 | 5.5 | 0.99
2030 | ENT_2_TVA_Transmission | ENT | TVA_Transmission | Internal | Winter | B20 | 935 | 2100 | 2100 | 12.14 | 82.03 | 5.5 | 64.4
2030 | FRCC_2_SOCO | FRCC | SOCO | Internal | Shoulder | B11 | 25 | 900 | 0 | 104.5 | 97 | 5.5 | 0
2030 | FRCC_2_SOCO | FRCC | SOCO | Internal | Shoulder | B12 | 200 | 900 | 0 | 97.62 | 92.38 | 5.5 | 0
2030 | FRCC_2_SOCO | FRCC | SOCO | Internal | Shoulder | B13 | 600 | 900 | 0 | 97.62 | 90.12 | 5.5 | 0
2030 | FRCC_2_SOCO | FRCC | SOCO | Internal | Shoulder | B14 | 900 | 900 | 0 | 97.62 | 90.12 | 5.5 | 0
2030 | FRCC_2_SOCO | FRCC | SOCO | Internal | Shoulder | B15 | 1203 | 900 | 0 | 84.43 | 84.69 | 5.5 | 0
2030 | FRCC_2_SOCO | FRCC | SOCO | Internal | Summer | B1 | 10 | 900 | 0 | 155.87 | 149.4 | 5.5 | 0
2030 | FRCC_2_SOCO | FRCC | SOCO | Internal | Summer | B2 | 25 | 900 | 0 | 155.87 | 149.4 | 5.5 | 0
2030 | FRCC_2_SOCO | FRCC | SOCO | Internal | Summer | B3 | 75 | 900 | 0 | 151.58 | 149.4 | 5.5 | 0
2030 | FRCC_2_SOCO | FRCC | SOCO | Internal | Summer | B4 | 100 | 900 | 0 | 151.58 | 145.56 | 5.5 | 0
2030 | FRCC_2_SOCO | FRCC | SOCO | Internal | Summer | B5 | 200 | 900 | 0 | 127.98 | 128.27 | 5.5 | 0
2030 | FRCC_2_SOCO | FRCC | SOCO | Internal | Summer | B6 | 300 | 900 | 698.53 | 100.67 | 106.16 | 5.5 | 0
2030 | FRCC_2_SOCO | FRCC | SOCO | Internal | Summer | B7 | 400 | 900 | 0 | 96.7 | 97.82 | 5.5 | 0
2030 | FRCC_2_SOCO | FRCC | SOCO | Internal | Summer | B8 | 500 | 900 | 0 | 96.7 | 94.21 | 5.5 | 0
2030 | FRCC_2_SOCO | FRCC | SOCO | Internal | Summer | B9 | 800 | 900 | 0 | 96.7 | 90.88 | 5.5 | 0
2030 | FRCC_2_SOCO | FRCC | SOCO | Internal | Summer | B10 | 1262 | 900 | 0 | 83.66 | 84.26 | 5.5 | 0
2030 | FRCC_2_SOCO | FRCC | SOCO | Internal | Winter | B16 | 25 | 900 | 0 | 100.28 | 99.05 | 5.5 | 0
2030 | FRCC_2_SOCO | FRCC | SOCO | Internal | Winter | B17 | 100 | 900 | 0 | 100.28 | 95.54 | 5.5 | 0
2030 | FRCC_2_SOCO | FRCC | SOCO | Internal | Winter | B18 | 400 | 900 | 0 | 100.28 | 92.95 | 5.5 | 0
2030 | FRCC_2_SOCO | FRCC | SOCO | Internal | Winter | B19 | 700 | 900 | 0 | 97.34 | 91.6 | 5.5 | 0
2030 | FRCC_2_SOCO | FRCC | SOCO | Internal | Winter | B20 | 935 | 900 | 0 | 86.69 | 88.53 | 5.5 | 0
2030 | HQ_NEISO_2_NEISO | HQ_NEISO | NEISO | Internal | Shoulder | B11 | 25 | 99999 | 3112.4 | 74.1 | 74.11 | 0.01 | 0
2030 | HQ_NEISO_2_NEISO | HQ_NEISO | NEISO | Internal | Shoulder | B12 | 200 | 99999 | 3110.47 | 81.22 | 81.23 | 0.01 | 0
2030 | HQ_NEISO_2_NEISO | HQ_NEISO | NEISO | Internal | Shoulder | B13 | 600 | 99999 | 3102.87 | 74.1 | 74.11 | 0.01 | 0
2030 | HQ_NEISO_2_NEISO | HQ_NEISO | NEISO | Internal | Shoulder | B14 | 900 | 99999 | 3089.58 | 74.1 | 74.11 | 0.01 | 0
2030 | HQ_NEISO_2_NEISO | HQ_NEISO | NEISO | Internal | Shoulder | B15 | 1203 | 99999 | 1276.23 | 74.1 | 74.11 | 0.01 | 0
2030 | HQ_NEISO_2_NEISO | HQ_NEISO | NEISO | Internal | Summer | B1 | 10 | 99999 | 3220.1 | 120.62 | 120.63 | 0.01 | 0
2030 | HQ_NEISO_2_NEISO | HQ_NEISO | NEISO | Internal | Summer | B2 | 25 | 99999 | 3207.34 | 120.62 | 120.63 | 0.01 | 0
2030 | HQ_NEISO_2_NEISO | HQ_NEISO | NEISO | Internal | Summer | B3 | 75 | 99999 | 3181.93 | 105.68 | 105.7 | 0.01 | 0
2030 | HQ_NEISO_2_NEISO | HQ_NEISO | NEISO | Internal | Summer | B4 | 100 | 99999 | 3159.98 | 80.89 | 80.9 | 0.01 | 0
2030 | HQ_NEISO_2_NEISO | HQ_NEISO | NEISO | Internal | Summer | B5 | 200 | 99999 | 3148.1 | 80.89 | 80.9 | 0.01 | 0
2030 | HQ_NEISO_2_NEISO | HQ_NEISO | NEISO | Internal | Summer | B6 | 300 | 99999 | 3134.69 | 80.89 | 80.9 | 0.01 | 0
2030 | HQ_NEISO_2_NEISO | HQ_NEISO | NEISO | Internal | Summer | B7 | 400 | 99999 | 3119.34 | 80.89 | 80.9 | 0.01 | 0
2030 | HQ_NEISO_2_NEISO | HQ_NEISO | NEISO | Internal | Summer | B8 | 500 | 99999 | 3107.26 | 80.89 | 80.9 | 0.01 | 0
2030 | HQ_NEISO_2_NEISO | HQ_NEISO | NEISO | Internal | Summer | B9 | 800 | 99999 | 3092.47 | 79.85 | 79.86 | 0.01 | 0
2030 | HQ_NEISO_2_NEISO | HQ_NEISO | NEISO | Internal | Summer | B10 | 1262 | 99999 | 933.3 | 77.48 | 77.49 | 0.01 | 0
2030 | HQ_NEISO_2_NEISO | HQ_NEISO | NEISO | Internal | Winter | B16 | 25 | 99999 | 3139.14 | 82.09 | 82.1 | 0.01 | 0
2030 | HQ_NEISO_2_NEISO | HQ_NEISO | NEISO | Internal | Winter | B17 | 100 | 99999 | 3128.41 | 82.09 | 82.1 | 0.01 | 0
2030 | HQ_NEISO_2_NEISO | HQ_NEISO | NEISO | Internal | Winter | B18 | 400 | 99999 | 3120.19 | 82.09 | 82.1 | 0.01 | 0
2030 | HQ_NEISO_2_NEISO | HQ_NEISO | NEISO | Internal | Winter | B19 | 700 | 99999 | 3104.89 | 82.09 | 82.1 | 0.01 | 0
2030 | HQ_NEISO_2_NEISO | HQ_NEISO | NEISO | Internal | Winter | B20 | 935 | 99999 | 1382.08 | 82.09 | 82.1 | 0.01 | 0
2030 | HQ_NY_2_NYISO_A-F | HQ_NY | NYISO_A-F | Internal | Shoulder | B11 | 25 | 99999 | 2812.27 | 75.6 | 75.61 | 0.01 | 0
2030 | HQ_NY_2_NYISO_A-F | HQ_NY | NYISO_A-F | Internal | Shoulder | B12 | 200 | 99999 | 2847.69 | 82.72 | 82.73 | 0.01 | 0
2030 | HQ_NY_2_NYISO_A-F | HQ_NY | NYISO_A-F | Internal | Shoulder | B13 | 600 | 99999 | 2781.85 | 75.6 | 75.61 | 0.01 | 0
2030 | HQ_NY_2_NYISO_A-F | HQ_NY | NYISO_A-F | Internal | Shoulder | B14 | 900 | 99999 | 2673.14 | 75.57 | 75.58 | 0.01 | 0
2030 | HQ_NY_2_NYISO_A-F | HQ_NY | NYISO_A-F | Internal | Shoulder | B15 | 1203 | 99999 | 1582.7 | 75.57 | 75.58 | 0.01 | 0
2030 | HQ_NY_2_NYISO_A-F | HQ_NY | NYISO_A-F | Internal | Summer | B1 | 10 | 99999 | 3500.03 | 90.4 | 90.41 | 0.01 | 0
2030 | HQ_NY_2_NYISO_A-F | HQ_NY | NYISO_A-F | Internal | Summer | B2 | 25 | 99999 | 3406.71 | 107.65 | 107.66 | 0.01 | 0
2030 | HQ_NY_2_NYISO_A-F | HQ_NY | NYISO_A-F | Internal | Summer | B3 | 75 | 99999 | 3266.7 | 107.18 | 107.2 | 0.01 | 0
2030 | HQ_NY_2_NYISO_A-F | HQ_NY | NYISO_A-F | Internal | Summer | B4 | 100 | 99999 | 3116.28 | 86.38 | 86.39 | 0.01 | 0
2030 | HQ_NY_2_NYISO_A-F | HQ_NY | NYISO_A-F | Internal | Summer | B5 | 200 | 99999 | 3025.49 | 86.38 | 86.39 | 0.01 | 0
2030 | HQ_NY_2_NYISO_A-F | HQ_NY | NYISO_A-F | Internal | Summer | B6 | 300 | 99999 | 2934.86 | 86.38 | 86.39 | 0.01 | 0
2030 | HQ_NY_2_NYISO_A-F | HQ_NY | NYISO_A-F | Internal | Summer | B7 | 400 | 99999 | 2830.75 | 86.38 | 86.39 | 0.01 | 0
2030 | HQ_NY_2_NYISO_A-F | HQ_NY | NYISO_A-F | Internal | Summer | B8 | 500 | 99999 | 2760.25 | 80.74 | 80.76 | 0.01 | 0
2030 | HQ_NY_2_NYISO_A-F | HQ_NY | NYISO_A-F | Internal | Summer | B9 | 800 | 99999 | 2664.71 | 78.96 | 78.97 | 0.01 | 0
2030 | HQ_NY_2_NYISO_A-F | HQ_NY | NYISO_A-F | Internal | Summer | B10 | 1262 | 99999 | 1436.31 | 78.96 | 78.97 | 0.01 | 0
2030 | HQ_NY_2_NYISO_A-F | HQ_NY | NYISO_A-F | Internal | Winter | B16 | 25 | 99999 | 3058.87 | 77.84 | 77.86 | 0.01 | 0
2030 | HQ_NY_2_NYISO_A-F | HQ_NY | NYISO_A-F | Internal | Winter | B17 | 100 | 99999 | 3001.1 | 77.84 | 77.86 | 0.01 | 0
2030 | HQ_NY_2_NYISO_A-F | HQ_NY | NYISO_A-F | Internal | Winter | B18 | 400 | 99999 | 2934.69 | 77.84 | 77.86 | 0.01 | 0
2030 | HQ_NY_2_NYISO_A-F | HQ_NY | NYISO_A-F | Internal | Winter | B19 | 700 | 99999 | 2819.07 | 77.84 | 77.86 | 0.01 | 0
2030 | HQ_NY_2_NYISO_A-F | HQ_NY | NYISO_A-F | Internal | Winter | B20 | 935 | 99999 | 1762.97 | 77.84 | 77.86 | 0.01 | 0
2030 | HQ_IESO_2_IESO | HQ_IESO | IESO | Internal | Shoulder | B11 | 25 | 99999 | 400 | 70.51 | 70.52 | 0.01 | 0
2030 | HQ_IESO_2_IESO | HQ_IESO | IESO | Internal | Shoulder | B12 | 200 | 99999 | 400 | 70.51 | 70.52 | 0.01 | 0
2030 | HQ_IESO_2_IESO | HQ_IESO | IESO | Internal | Shoulder | B13 | 600 | 99999 | 400 | 70.51 | 70.52 | 0.01 | 0
2030 | HQ_IESO_2_IESO | HQ_IESO | IESO | Internal | Shoulder | B14 | 900 | 99999 | 400 | 70.51 | 70.52 | 0.01 | 0
2030 | HQ_IESO_2_IESO | HQ_IESO | IESO | Internal | Shoulder | B15 | 1203 | 99999 | 75.48 | 70.51 | 70.52 | 0.01 | 0
2030 | HQ_IESO_2_IESO | HQ_IESO | IESO | Internal | Summer | B1 | 10 | 99999 | 400 | 85.9 | 85.91 | 0.01 | 0
2030 | HQ_IESO_2_IESO | HQ_IESO | IESO | Internal | Summer | B2 | 25 | 99999 | 400.1 | 103.15 | 103.17 | 0.01 | 0
2030 | HQ_IESO_2_IESO | HQ_IESO | IESO | Internal | Summer | B3 | 75 | 99999 | 400 | 85.9 | 85.91 | 0.01 | 0
2030 | HQ_IESO_2_IESO | HQ_IESO | IESO | Internal | Summer | B4 | 100 | 99999 | 400 | 81.88 | 81.89 | 0.01 | 0
2030 | HQ_IESO_2_IESO | HQ_IESO | IESO | Internal | Summer | B5 | 200 | 99999 | 400 | 79.93 | 79.94 | 0.01 | 0
2030 | HQ_IESO_2_IESO | HQ_IESO | IESO | Internal | Summer | B6 | 300 | 99999 | 400 | 68.93 | 68.94 | 0.01 | 0
2030 | HQ_IESO_2_IESO | HQ_IESO | IESO | Internal | Summer | B7 | 400 | 99999 | 400 | 68.93 | 68.94 | 0.01 | 0
2030 | HQ_IESO_2_IESO | HQ_IESO | IESO | Internal | Summer | B8 | 500 | 99999 | 400 | 68.93 | 68.94 | 0.01 | 0
2030 | HQ_IESO_2_IESO | HQ_IESO | IESO | Internal | Summer | B9 | 800 | 99999 | 400 | 68.93 | 68.94 | 0.01 | 0
2030 | HQ_IESO_2_IESO | HQ_IESO | IESO | Internal | Summer | B10 | 1262 | 99999 | 12.04 | 68.93 | 68.94 | 0.01 | 0
2030 | HQ_IESO_2_IESO | HQ_IESO | IESO | Internal | Winter | B16 | 25 | 99999 | 400 | 73.33 | 73.34 | 0.01 | 0
2030 | HQ_IESO_2_IESO | HQ_IESO | IESO | Internal | Winter | B17 | 100 | 99999 | 400 | 73.33 | 73.34 | 0.01 | 0
2030 | HQ_IESO_2_IESO | HQ_IESO | IESO | Internal | Winter | B18 | 400 | 99999 | 400 | 73.33 | 73.34 | 0.01 | 0
2030 | HQ_IESO_2_IESO | HQ_IESO | IESO | Internal | Winter | B19 | 700 | 99999 | 400 | 73.33 | 73.34 | 0.01 | 0
2030 | HQ_IESO_2_IESO | HQ_IESO | IESO | Internal | Winter | B20 | 935 | 99999 | 91.98 | 73.33 | 73.34 | 0.01 | 0
2030 | IESO_2_MAPP_CA | IESO | MAPP_CA | Internal | Shoulder | B11 | 25 | 262 | 0 | 70.52 | 26.31 | 4.5 | 0
2030 | IESO_2_MAPP_CA | IESO | MAPP_CA | Internal | Shoulder | B12 | 200 | 262 | 0 | 70.52 | 64.02 | 4.5 | 0
2030 | IESO_2_MAPP_CA | IESO | MAPP_CA | Internal | Shoulder | B13 | 600 | 262 | 0 | 70.52 | 36.07 | 4.5 | 0
2030 | IESO_2_MAPP_CA | IESO | MAPP_CA | Internal | Shoulder | B14 | 900 | 262 | 0 | 70.52 | 26.31 | 4.5 | 0
2030 | IESO_2_MAPP_CA | IESO | MAPP_CA | Internal | Shoulder | B15 | 1203 | 262 | 0 | 70.52 | 26.31 | 4.5 | 0
2030 | IESO_2_MAPP_CA | IESO | MAPP_CA | Internal | Summer | B1 | 10 | 262 | 0 | 85.91 | 73.44 | 4.5 | 0
2030 | IESO_2_MAPP_CA | IESO | MAPP_CA | Internal | Summer | B2 | 25 | 262 | 0 | 103.17 | 73.44 | 4.5 | 0
2030 | IESO_2_MAPP_CA | IESO | MAPP_CA | Internal | Summer | B3 | 75 | 262 | 0 | 85.91 | 73.44 | 4.5 | 0
2030 | IESO_2_MAPP_CA | IESO | MAPP_CA | Internal | Summer | B4 | 100 | 262 | 0 | 81.89 | 73.44 | 4.5 | 0
2030 | IESO_2_MAPP_CA | IESO | MAPP_CA | Internal | Summer | B5 | 200 | 262 | 0 | 79.94 | 73.44 | 4.5 | 0
2030 | IESO_2_MAPP_CA | IESO | MAPP_CA | Internal | Summer | B6 | 300 | 262 | 85.68 | 68.94 | 73.44 | 4.5 | 0
2030 | IESO_2_MAPP_CA | IESO | MAPP_CA | Internal | Summer | B7 | 400 | 262 | 111.92 | 68.94 | 73.44 | 4.5 | 0
2030 | IESO_2_MAPP_CA | IESO | MAPP_CA | Internal | Summer | B8 | 500 | 262 | 113.48 | 68.94 | 73.44 | 4.5 | 0
2030 | IESO_2_MAPP_CA | IESO | MAPP_CA | Internal | Summer | B9 | 800 | 262 | 100.76 | 68.94 | 73.44 | 4.5 | 0
2030 | IESO_2_MAPP_CA | IESO | MAPP_CA | Internal | Summer | B10 | 1262 | 262 | 84.96 | 68.94 | 73.44 | 4.5 | 0
2030 | IESO_2_MAPP_CA | IESO | MAPP_CA | Internal | Winter | B16 | 25 | 262 | 0 | 73.34 | 66.85 | 4.5 | 0
2030 | IESO_2_MAPP_CA | IESO | MAPP_CA | Internal | Winter | B17 | 100 | 262 | 0 | 73.34 | 66.85 | 4.5 | 0
2030 | IESO_2_MAPP_CA | IESO | MAPP_CA | Internal | Winter | B18 | 400 | 262 | 0 | 73.34 | 67.32 | 4.5 | 0
2030 | IESO_2_MAPP_CA | IESO | MAPP_CA | Internal | Winter | B19 | 700 | 262 | 0 | 73.34 | 67.32 | 4.5 | 0
2030 | IESO_2_MAPP_CA | IESO | MAPP_CA | Internal | Winter | B20 | 935 | 262 | 0 | 73.34 | 66.85 | 4.5 | 0
2030 | IESO_2_MISO_MI | IESO | MISO_MI | Internal | Shoulder | B11 | 25 | 2591 | 2591 | 70.52 | 87.32 | 4.5 | 12.3
2030 | IESO_2_MISO_MI | IESO | MISO_MI | Internal | Shoulder | B12 | 200 | 2591 | 2591 | 70.52 | 78.44 | 4.5 | 3.42
2030 | IESO_2_MISO_MI | IESO | MISO_MI | Internal | Shoulder | B13 | 600 | 2591 | 2591 | 70.52 | 77.11 | 4.5 | 2.08
2030 | IESO_2_MISO_MI | IESO | MISO_MI | Internal | Shoulder | B14 | 900 | 2591 | 2591 | 70.52 | 75.96 | 4.5 | 0.94
2030 | IESO_2_MISO_MI | IESO | MISO_MI | Internal | Shoulder | B15 | 1203 | 2591 | 239.88 | 70.52 | 75.02 | 4.5 | 0
2030 | IESO_2_MISO_MI | IESO | MISO_MI | Internal | Summer | B1 | 10 | 2591 | 2591 | 85.91 | 139.39 | 4.5 | 48.98
2030 | IESO_2_MISO_MI | IESO | MISO_MI | Internal | Summer | B2 | 25 | 2591 | 2591 | 103.17 | 139.39 | 4.5 | 31.72
2030 | IESO_2_MISO_MI | IESO | MISO_MI | Internal | Summer | B3 | 75 | 2591 | 2591 | 85.91 | 139.04 | 4.5 | 48.63
2030 | IESO_2_MISO_MI | IESO | MISO_MI | Internal | Summer | B4 | 100 | 2591 | 2591 | 81.89 | 133.56 | 4.5 | 47.17
2030 | IESO_2_MISO_MI | IESO | MISO_MI | Internal | Summer | B5 | 200 | 2591 | 2591 | 79.94 | 109.79 | 4.5 | 25.34
2030 | IESO_2_MISO_MI | IESO | MISO_MI | Internal | Summer | B6 | 300 | 2591 | 2591 | 68.94 | 100.67 | 4.5 | 27.22
2030 | IESO_2_MISO_MI | IESO | MISO_MI | Internal | Summer | B7 | 400 | 2591 | 2591 | 68.94 | 92.32 | 4.5 | 18.88
2030 | IESO_2_MISO_MI | IESO | MISO_MI | Internal | Summer | B8 | 500 | 2591 | 2591 | 68.94 | 86.24 | 4.5 | 12.8
2030 | IESO_2_MISO_MI | IESO | MISO_MI | Internal | Summer | B9 | 800 | 2591 | 2591 | 68.94 | 77.57 | 4.5 | 4.13
2030 | IESO_2_MISO_MI | IESO | MISO_MI | Internal | Summer | B10 | 1262 | 2591 | 2591 | 68.94 | 74.61 | 4.5 | 1.17
2030 | IESO_2_MISO_MI | IESO | MISO_MI | Internal | Winter | B16 | 25 | 2591 | 2591 | 73.34 | 89.87 | 4.5 | 12.03
2030 | IESO_2_MISO_MI | IESO | MISO_MI | Internal | Winter | B17 | 100 | 2591 | 2591 | 73.34 | 80.99 | 4.5 | 3.14
2030 | IESO_2_MISO_MI | IESO | MISO_MI | Internal | Winter | B18 | 400 | 2591 | 2591 | 73.34 | 78.6 | 4.5 | 0.76
2030 | IESO_2_MISO_MI | IESO | MISO_MI | Internal | Winter | B19 | 700 | 2591 | 2591 | 73.34 | 78.6 | 4.5 | 0.76
2030 | IESO_2_MISO_MI | IESO | MISO_MI | Internal | Winter | B20 | 935 | 2591 | 1273.34 | 73.34 | 77.84 | 4.5 | 0
2030 | IESO_2_MISO_W | IESO | MISO_W | Internal | Shoulder | B11 | 25 | 207 | 207 | 70.52 | 91.51 | 4.5 | 16.48
2030 | IESO_2_MISO_W | IESO | MISO_W | Internal | Shoulder | B12 | 200 | 207 | 207 | 70.52 | 79.37 | 4.5 | 4.35
2030 | IESO_2_MISO_W | IESO | MISO_W | Internal | Shoulder | B13 | 600 | 207 | 207 | 70.52 | 77.11 | 4.5 | 2.08
2030 | IESO_2_MISO_W | IESO | MISO_W | Internal | Shoulder | B14 | 900 | 207 | 0 | 70.52 | 37.31 | 4.5 | 0
2030 | IESO_2_MISO_W | IESO | MISO_W | Internal | Shoulder | B15 | 1203 | 207 | 0 | 70.52 | 11.54 | 4.5 | 0
2030 | IESO_2_MISO_W | IESO | MISO_W | Internal | Summer | B1 | 10 | 207 | 207 | 85.91 | 139.39 | 4.5 | 48.98
2030 | IESO_2_MISO_W | IESO | MISO_W | Internal | Summer | B2 | 25 | 207 | 207 | 103.17 | 139.39 | 4.5 | 31.72
2030 | IESO_2_MISO_W | IESO | MISO_W | Internal | Summer | B3 | 75 | 207 | 207 | 85.91 | 139.39 | 4.5 | 48.98
2030 | IESO_2_MISO_W | IESO | MISO_W | Internal | Summer | B4 | 100 | 207 | 207 | 81.89 | 133.56 | 4.5 | 47.17
2030 | IESO_2_MISO_W | IESO | MISO_W | Internal | Summer | B5 | 200 | 207 | 207 | 79.94 | 122.78 | 4.5 | 38.33
2030 | IESO_2_MISO_W | IESO | MISO_W | Internal | Summer | B6 | 300 | 207 | 207 | 68.94 | 100.65 | 4.5 | 27.21
2030 | IESO_2_MISO_W | IESO | MISO_W | Internal | Summer | B7 | 400 | 207 | 207 | 68.94 | 92.31 | 4.5 | 18.87
2030 | IESO_2_MISO_W | IESO | MISO_W | Internal | Summer | B8 | 500 | 207 | 207 | 68.94 | 86.24 | 4.5 | 12.8
2030 | IESO_2_MISO_W | IESO | MISO_W | Internal | Summer | B9 | 800 | 207 | 207 | 68.94 | 84.06 | 4.5 | 10.62
2030 | IESO_2_MISO_W | IESO | MISO_W | Internal | Summer | B10 | 1262 | 207 | 206.98 | 68.94 | 73.46 | 4.5 | 0.01
2030 | IESO_2_MISO_W | IESO | MISO_W | Internal | Winter | B16 | 25 | 207 | 0 | 73.34 | 66.83 | 4.5 | 0
2030 | IESO_2_MISO_W | IESO | MISO_W | Internal | Winter | B17 | 100 | 207 | 0 | 73.34 | 66.86 | 4.5 | 0
2030 | IESO_2_MISO_W | IESO | MISO_W | Internal | Winter | B18 | 400 | 207 | 207 | 73.34 | 78.32 | 4.5 | 0.47
2030 | IESO_2_MISO_W | IESO | MISO_W | Internal | Winter | B19 | 700 | 207 | 207 | 73.34 | 78.32 | 4.5 | 0.47
2030 | IESO_2_MISO_W | IESO | MISO_W | Internal | Winter | B20 | 935 | 207 | 0 | 73.34 | 11.54 | 4.5 | 0
2030 | IESO_2_NYISO_A-F | IESO | NYISO_A-F | Internal | Shoulder | B11 | 25 | 1725 | 1724.98 | 70.52 | 75.61 | 4.5 | 0.59
2030 | IESO_2_NYISO_A-F | IESO | NYISO_A-F | Internal | Shoulder | B12 | 200 | 1725 | 1725 | 70.52 | 82.73 | 4.5 | 7.71
2030 | IESO_2_NYISO_A-F | IESO | NYISO_A-F | Internal | Shoulder | B13 | 600 | 1725 | 1725 | 70.52 | 75.61 | 4.5 | 0.59
2030 | IESO_2_NYISO_A-F | IESO | NYISO_A-F | Internal | Shoulder | B14 | 900 | 1725 | 1725 | 70.52 | 75.58 | 4.5 | 0.56
2030 | IESO_2_NYISO_A-F | IESO | NYISO_A-F | Internal | Shoulder | B15 | 1203 | 1725 | 1725 | 70.52 | 75.58 | 4.5 | 0.56
2030 | IESO_2_NYISO_A-F | IESO | NYISO_A-F | Internal | Summer | B1 | 10 | 1725 | 420.39 | 85.91 | 90.41 | 4.5 | 0
2030 | IESO_2_NYISO_A-F | IESO | NYISO_A-F | Internal | Summer | B2 | 25 | 1725 | 1324.41 | 103.17 | 107.66 | 4.5 | 0
2030 | IESO_2_NYISO_A-F | IESO | NYISO_A-F | Internal | Summer | B3 | 75 | 1725 | 1725 | 85.91 | 107.2 | 4.5 | 16.79
2030 | IESO_2_NYISO_A-F | IESO | NYISO_A-F | Internal | Summer | B4 | 100 | 1725 | 1384.35 | 81.89 | 86.39 | 4.5 | 0
2030 | IESO_2_NYISO_A-F | IESO | NYISO_A-F | Internal | Summer | B5 | 200 | 1725 | 1725 | 79.94 | 86.39 | 4.5 | 1.94
2030 | IESO_2_NYISO_A-F | IESO | NYISO_A-F | Internal | Summer | B6 | 300 | 1725 | 1725 | 68.94 | 86.39 | 4.5 | 12.94
2030 | IESO_2_NYISO_A-F | IESO | NYISO_A-F | Internal | Summer | B7 | 400 | 1725 | 1725 | 68.94 | 86.39 | 4.5 | 12.94
2030 | IESO_2_NYISO_A-F | IESO | NYISO_A-F | Internal | Summer | B8 | 500 | 1725 | 1725 | 68.94 | 80.76 | 4.5 | 7.31
2030 | IESO_2_NYISO_A-F | IESO | NYISO_A-F | Internal | Summer | B9 | 800 | 1725 | 1725 | 68.94 | 78.97 | 4.5 | 5.52
2030 | IESO_2_NYISO_A-F | IESO | NYISO_A-F | Internal | Summer | B10 | 1262 | 1725 | 1725 | 68.94 | 78.97 | 4.5 | 5.52
2030 | IESO_2_NYISO_A-F | IESO | NYISO_A-F | Internal | Winter | B16 | 25 | 1725 | 1724.36 | 73.34 | 77.86 | 4.5 | 0.01
2030 | IESO_2_NYISO_A-F | IESO | NYISO_A-F | Internal | Winter | B17 | 100 | 1725 | 1724.81 | 73.34 | 77.86 | 4.5 | 0.01
2030 | IESO_2_NYISO_A-F | IESO | NYISO_A-F | Internal | Winter | B18 | 400 | 1725 | 1724.94 | 73.34 | 77.86 | 4.5 | 0.01
2030 | IESO_2_NYISO_A-F | IESO | NYISO_A-F | Internal | Winter | B19 | 700 | 1725 | 1724.96 | 73.34 | 77.86 | 4.5 | 0.01
2030 | IESO_2_NYISO_A-F | IESO | NYISO_A-F | Internal | Winter | B20 | 935 | 1725 | 1724.97 | 73.34 | 77.86 | 4.5 | 0.01
2030 | MAPP_CA_2_IESO | MAPP_CA | IESO | Internal | Shoulder | B11 | 25 | 330 | 330 | 26.31 | 70.52 | 6.5 | 37.71
2030 | MAPP_CA_2_IESO | MAPP_CA | IESO | Internal | Shoulder | B12 | 200 | 330 | 313.26 | 64.02 | 70.52 | 6.5 | 0
2030 | MAPP_CA_2_IESO | MAPP_CA | IESO | Internal | Shoulder | B13 | 600 | 330 | 330 | 36.07 | 70.52 | 6.5 | 27.95
2030 | MAPP_CA_2_IESO | MAPP_CA | IESO | Internal | Shoulder | B14 | 900 | 330 | 330 | 26.31 | 70.52 | 6.5 | 37.71
2030 | MAPP_CA_2_IESO | MAPP_CA | IESO | Internal | Shoulder | B15 | 1203 | 330 | 330 | 26.31 | 70.52 | 6.5 | 37.71
2030 | MAPP_CA_2_IESO | MAPP_CA | IESO | Internal | Summer | B1 | 10 | 330 | 330 | 73.44 | 85.91 | 6.5 | 5.96
2030 | MAPP_CA_2_IESO | MAPP_CA | IESO | Internal | Summer | B2 | 25 | 330 | 330 | 73.44 | 103.17 | 6.5 | 23.22
2030 | MAPP_CA_2_IESO | MAPP_CA | IESO | Internal | Summer | B3 | 75 | 330 | 330 | 73.44 | 85.91 | 6.5 | 5.96
2030 | MAPP_CA_2_IESO | MAPP_CA | IESO | Internal | Summer | B4 | 100 | 330 | 330 | 73.44 | 81.89 | 6.5 | 1.94
2030 | MAPP_CA_2_IESO | MAPP_CA | IESO | Internal | Summer | B5 | 200 | 330 | 59.12 | 73.44 | 79.94 | 6.5 | 0
2030 | MAPP_CA_2_IESO | MAPP_CA | IESO | Internal | Summer | B6 | 300 | 330 | 0 | 73.44 | 68.94 | 6.5 | 0
2030 | MAPP_CA_2_IESO | MAPP_CA | IESO | Internal | Summer | B7 | 400 | 330 | 0 | 73.44 | 68.94 | 6.5 | 0
2030 | MAPP_CA_2_IESO | MAPP_CA | IESO | Internal | Summer | B8 | 500 | 330 | 0 | 73.44 | 68.94 | 6.5 | 0
2030 | MAPP_CA_2_IESO | MAPP_CA | IESO | Internal | Summer | B9 | 800 | 330 | 0 | 73.44 | 68.94 | 6.5 | 0
2030 | MAPP_CA_2_IESO | MAPP_CA | IESO | Internal | Summer | B10 | 1262 | 330 | 0 | 73.44 | 68.94 | 6.5 | 0
2030 | MAPP_CA_2_IESO | MAPP_CA | IESO | Internal | Winter | B16 | 25 | 330 | 197 | 66.85 | 73.34 | 6.5 | 0
2030 | MAPP_CA_2_IESO | MAPP_CA | IESO | Internal | Winter | B17 | 100 | 330 | 183.28 | 66.85 | 73.34 | 6.5 | 0
2030 | MAPP_CA_2_IESO | MAPP_CA | IESO | Internal | Winter | B18 | 400 | 330 | 0 | 67.32 | 73.34 | 6.5 | 0
2030 | MAPP_CA_2_IESO | MAPP_CA | IESO | Internal | Winter | B19 | 700 | 330 | 0 | 67.32 | 73.34 | 6.5 | 0
2030 | MAPP_CA_2_IESO | MAPP_CA | IESO | Internal | Winter | B20 | 935 | 330 | 252.59 | 66.85 | 73.34 | 6.5 | 0
2030 | MAPP_CA_2_MAPP_US | MAPP_CA | MAPP_US | Internal | Shoulder | B11 | 25 | 372 | 372 | 26.31 | 86.01 | 5.5 | 54.19
2030 | MAPP_CA_2_MAPP_US | MAPP_CA | MAPP_US | Internal | Shoulder | B12 | 200 | 372 | 372 | 64.02 | 73.87 | 5.5 | 4.35
2030 | MAPP_CA_2_MAPP_US | MAPP_CA | MAPP_US | Internal | Shoulder | B13 | 600 | 372 | 372 | 36.07 | 71.61 | 5.5 | 30.03
2030 | MAPP_CA_2_MAPP_US | MAPP_CA | MAPP_US | Internal | Shoulder | B14 | 900 | 372 | 24.66 | 26.31 | 31.81 | 5.5 | 0
2030 | MAPP_CA_2_MAPP_US | MAPP_CA | MAPP_US | Internal | Shoulder | B15 | 1203 | 372 | 0 | 26.31 | 6.04 | 5.5 | 0
2030 | MAPP_CA_2_MAPP_US | MAPP_CA | MAPP_US | Internal | Summer | B1 | 10 | 372 | 372 | 73.44 | 133.89 | 5.5 | 54.94
2030 | MAPP_CA_2_MAPP_US | MAPP_CA | MAPP_US | Internal | Summer | B2 | 25 | 372 | 372 | 73.44 | 133.89 | 5.5 | 54.94
2030 | MAPP_CA_2_MAPP_US | MAPP_CA | MAPP_US | Internal | Summer | B3 | 75 | 372 | 372 | 73.44 | 133.89 | 5.5 | 54.94
2030 | MAPP_CA_2_MAPP_US | MAPP_CA | MAPP_US | Internal | Summer | B4 | 100 | 372 | 372 | 73.44 | 128.06 | 5.5 | 49.11
2030 | MAPP_CA_2_MAPP_US | MAPP_CA | MAPP_US | Internal | Summer | B5 | 200 | 372 | 372 | 73.44 | 117.28 | 5.5 | 38.33
2030 | MAPP_CA_2_MAPP_US | MAPP_CA | MAPP_US | Internal | Summer | B6 | 300 | 372 | 372 | 73.44 | 95.15 | 5.5 | 16.21
2030 | MAPP_CA_2_MAPP_US | MAPP_CA | MAPP_US | Internal | Summer | B7 | 400 | 372 | 372 | 73.44 | 86.81 | 5.5 | 7.87
2030 | MAPP_CA_2_MAPP_US | MAPP_CA | MAPP_US | Internal | Summer | B8 | 500 | 372 | 372 | 73.44 | 80.74 | 5.5 | 1.8
2030 | MAPP_CA_2_MAPP_US | MAPP_CA | MAPP_US | Internal | Summer | B9 | 800 | 372 | 0 | 73.44 | 78.56 | 5.5 | 0
2030 | MAPP_CA_2_MAPP_US | MAPP_CA | MAPP_US | Internal | Summer | B10 | 1262 | 372 | 0 | 73.44 | 67.96 | 5.5 | 0
2030 | MAPP_CA_2_MAPP_US | MAPP_CA | MAPP_US | Internal | Winter | B16 | 25 | 372 | 0 | 66.85 | 12.51 | 5.5 | 0
2030 | MAPP_CA_2_MAPP_US | MAPP_CA | MAPP_US | Internal | Winter | B17 | 100 | 372 | 0 | 66.85 | 61.36 | 5.5 | 0
2030 | MAPP_CA_2_MAPP_US | MAPP_CA | MAPP_US | Internal | Winter | B18 | 400 | 372 | 130.57 | 67.32 | 72.82 | 5.5 | 0
2030 | MAPP_CA_2_MAPP_US | MAPP_CA | MAPP_US | Internal | Winter | B19 | 700 | 372 | 144.17 | 67.32 | 72.82 | 5.5 | 0
2030 | MAPP_CA_2_MAPP_US | MAPP_CA | MAPP_US | Internal | Winter | B20 | 935 | 372 | 0 | 66.85 | 6.04 | 5.5 | 0
2030 | MAPP_CA_2_MISO_W | MAPP_CA | MISO_W | Internal | Shoulder | B11 | 25 | 1970 | 1970 | 26.31 | 91.51 | 0.01 | 65.18
2030 | MAPP_CA_2_MISO_W | MAPP_CA | MISO_W | Internal | Shoulder | B12 | 200 | 1970 | 1970 | 64.02 | 79.37 | 0.01 | 15.33
2030 | MAPP_CA_2_MISO_W | MAPP_CA | MISO_W | Internal | Shoulder | B13 | 600 | 1970 | 1970 | 36.07 | 77.11 | 0.01 | 41.02
2030 | MAPP_CA_2_MISO_W | MAPP_CA | MISO_W | Internal | Shoulder | B14 | 900 | 1970 | 1970 | 26.31 | 37.31 | 0.01 | 10.99
2030 | MAPP_CA_2_MISO_W | MAPP_CA | MISO_W | Internal | Shoulder | B15 | 1203 | 1970 | 0 | 26.31 | 11.54 | 0.01 | 0
2030 | MAPP_CA_2_MISO_W | MAPP_CA | MISO_W | Internal | Summer | B1 | 10 | 1970 | 1970 | 73.44 | 139.39 | 0.01 | 65.93
2030 | MAPP_CA_2_MISO_W | MAPP_CA | MISO_W | Internal | Summer | B2 | 25 | 1970 | 1970 | 73.44 | 139.39 | 0.01 | 65.93
2030 | MAPP_CA_2_MISO_W | MAPP_CA | MISO_W | Internal | Summer | B3 | 75 | 1970 | 1970 | 73.44 | 139.39 | 0.01 | 65.93
2030 | MAPP_CA_2_MISO_W | MAPP_CA | MISO_W | Internal | Summer | B4 | 100 | 1970 | 1970 | 73.44 | 133.56 | 0.01 | 60.1
2030 | MAPP_CA_2_MISO_W | MAPP_CA | MISO_W | Internal | Summer | B5 | 200 | 1970 | 1970 | 73.44 | 122.78 | 0.01 | 49.32
2030 | MAPP_CA_2_MISO_W | MAPP_CA | MISO_W | Internal | Summer | B6 | 300 | 1970 | 1970 | 73.44 | 100.65 | 0.01 | 27.2
2030 | MAPP_CA_2_MISO_W | MAPP_CA | MISO_W | Internal | Summer | B7 | 400 | 1970 | 1970 | 73.44 | 92.31 | 0.01 | 18.86
2030 | MAPP_CA_2_MISO_W | MAPP_CA | MISO_W | Internal | Summer | B8 | 500 | 1970 | 1970 | 73.44 | 86.24 | 0.01 | 12.79
2030 | MAPP_CA_2_MISO_W | MAPP_CA | MISO_W | Internal | Summer | B9 | 800 | 1970 | 1970 | 73.44 | 84.06 | 0.01 | 10.61
2030 | MAPP_CA_2_MISO_W | MAPP_CA | MISO_W | Internal | Summer | B10 | 1262 | 1970 | 1006.09 | 73.44 | 73.46 | 0.01 | 0
2030 | MAPP_CA_2_MISO_W | MAPP_CA | MISO_W | Internal | Winter | B16 | 25 | 1970 | 0.36 | 66.85 | 66.83 | 0.01 | 0
2030 | MAPP_CA_2_MISO_W | MAPP_CA | MISO_W | Internal | Winter | B17 | 100 | 1970 | 1022.06 | 66.85 | 66.86 | 0.01 | 0
2030 | MAPP_CA_2_MISO_W | MAPP_CA | MISO_W | Internal | Winter | B18 | 400 | 1970 | 1970 | 67.32 | 78.32 | 0.01 | 10.99
2030 | MAPP_CA_2_MISO_W | MAPP_CA | MISO_W | Internal | Winter | B19 | 700 | 1970 | 1970 | 67.32 | 78.32 | 0.01 | 10.99
2030 | MAPP_CA_2_MISO_W | MAPP_CA | MISO_W | Internal | Winter | B20 | 935 | 1970 | 0 | 66.85 | 11.54 | 0.01 | 0
2030 | MAPP_US_2_MAPP_CA | MAPP_US | MAPP_CA | Internal | Shoulder | B11 | 25 | 165 | 0 | 86.01 | 26.31 | 5.5 | 0
2030 | MAPP_US_2_MAPP_CA | MAPP_US | MAPP_CA | Internal | Shoulder | B12 | 200 | 165 | 0 | 73.87 | 64.02 | 5.5 | 0
2030 | MAPP_US_2_MAPP_CA | MAPP_US | MAPP_CA | Internal | Shoulder | B13 | 600 | 165 | 0 | 71.61 | 36.07 | 5.5 | 0
2030 | MAPP_US_2_MAPP_CA | MAPP_US | MAPP_CA | Internal | Shoulder | B14 | 900 | 165 | 0 | 31.81 | 26.31 | 5.5 | 0
2030 | MAPP_US_2_MAPP_CA | MAPP_US | MAPP_CA | Internal | Shoulder | B15 | 1203 | 165 | 165 | 6.04 | 26.31 | 5.5 | 14.77
2030 | MAPP_US_2_MAPP_CA | MAPP_US | MAPP_CA | Internal | Summer | B1 | 10 | 165 | 0 | 133.89 | 73.44 | 5.5 | 0
2030 | MAPP_US_2_MAPP_CA | MAPP_US | MAPP_CA | Internal | Summer | B2 | 25 | 165 | 0 | 133.89 | 73.44 | 5.5 | 0
2030 | MAPP_US_2_MAPP_CA | MAPP_US | MAPP_CA | Internal | Summer | B3 | 75 | 165 | 0 | 133.89 | 73.44 | 5.5 | 0
2030 | MAPP_US_2_MAPP_CA | MAPP_US | MAPP_CA | Internal | Summer | B4 | 100 | 165 | 0 | 128.06 | 73.44 | 5.5 | 0
2030 | MAPP_US_2_MAPP_CA | MAPP_US | MAPP_CA | Internal | Summer | B5 | 200 | 165 | 0 | 117.28 | 73.44 | 5.5 | 0
2030 | MAPP_US_2_MAPP_CA | MAPP_US | MAPP_CA | Internal | Summer | B6 | 300 | 165 | 0 | 95.15 | 73.44 | 5.5 | 0
2030 | MAPP_US_2_MAPP_CA | MAPP_US | MAPP_CA | Internal | Summer | B7 | 400 | 165 | 0 | 86.81 | 73.44 | 5.5 | 0
2030 | MAPP_US_2_MAPP_CA | MAPP_US | MAPP_CA | Internal | Summer | B8 | 500 | 165 | 0 | 80.74 | 73.44 | 5.5 | 0
2030 | MAPP_US_2_MAPP_CA | MAPP_US | MAPP_CA | Internal | Summer | B9 | 800 | 165 | 0 | 78.56 | 73.44 | 5.5 | 0
2030 | MAPP_US_2_MAPP_CA | MAPP_US | MAPP_CA | Internal | Summer | B10 | 1262 | 165 | 0.02 | 67.96 | 73.44 | 5.5 | 0
2030 | MAPP_US_2_MAPP_CA | MAPP_US | MAPP_CA | Internal | Winter | B16 | 25 | 165 | 165 | 12.51 | 66.85 | 5.5 | 48.83
2030 | MAPP_US_2_MAPP_CA | MAPP_US | MAPP_CA | Internal | Winter | B17 | 100 | 165 | 0.18 | 61.36 | 66.85 | 5.5 | 0
2030 | MAPP_US_2_MAPP_CA | MAPP_US | MAPP_CA | Internal | Winter | B18 | 400 | 165 | 0 | 72.82 | 67.32 | 5.5 | 0
2030 | MAPP_US_2_MAPP_CA | MAPP_US | MAPP_CA | Internal | Winter | B19 | 700 | 165 | 0 | 72.82 | 67.32 | 5.5 | 0
2030 | MAPP_US_2_MAPP_CA | MAPP_US | MAPP_CA | Internal | Winter | B20 | 935 | 165 | 165 | 6.04 | 66.85 | 5.5 | 55.3
2030 | MAPP_US_2_MISO_W | MAPP_US | MISO_W | Internal | Shoulder | B11 | 25 | 2635 | 1666.46 | 86.01 | 91.51 | 5.5 | 0
2030 | MAPP_US_2_MISO_W | MAPP_US | MISO_W | Internal | Shoulder | B12 | 200 | 2635 | 1790.41 | 73.87 | 79.37 | 5.5 | 0
2030 | MAPP_US_2_MISO_W | MAPP_US | MISO_W | Internal | Shoulder | B13 | 600 | 2635 | 2011.67 | 71.61 | 77.11 | 5.5 | 0
2030 | MAPP_US_2_MISO_W | MAPP_US | MISO_W | Internal | Shoulder | B14 | 900 | 2635 | 2224.86 | 31.81 | 37.31 | 5.5 | 0
2030 | MAPP_US_2_MISO_W | MAPP_US | MISO_W | Internal | Shoulder | B15 | 1203 | 2635 | 2306.23 | 6.04 | 11.54 | 5.5 | 0
2030 | MAPP_US_2_MISO_W | MAPP_US | MISO_W | Internal | Summer | B1 | 10 | 2635 | 549.74 | 133.89 | 139.39 | 5.5 | 0
2030 | MAPP_US_2_MISO_W | MAPP_US | MISO_W | Internal | Summer | B2 | 25 | 2635 | 1235.42 | 133.89 | 139.39 | 5.5 | 0
2030 | MAPP_US_2_MISO_W | MAPP_US | MISO_W | Internal | Summer | B3 | 75 | 2635 | 1138.69 | 133.89 | 139.39 | 5.5 | 0
2030 | MAPP_US_2_MISO_W | MAPP_US | MISO_W | Internal | Summer | B4 | 100 | 2635 | 1235.1 | 128.06 | 133.56 | 5.5 | 0
2030 | MAPP_US_2_MISO_W | MAPP_US | MISO_W | Internal | Summer | B5 | 200 | 2635 | 964.41 | 117.28 | 122.78 | 5.5 | 0
2030 | MAPP_US_2_MISO_W | MAPP_US | MISO_W | Internal | Summer | B6 | 300 | 2635 | 1049.61 | 95.15 | 100.65 | 5.5 | 0
2030 | MAPP_US_2_MISO_W | MAPP_US | MISO_W | Internal | Summer | B7 | 400 | 2635 | 1299.54 | 86.81 | 92.31 | 5.5 | 0
2030 | MAPP_US_2_MISO_W | MAPP_US | MISO_W | Internal | Summer | B8 | 500 | 2635 | 1844.28 | 80.74 | 86.24 | 5.5 | 0
2030 | MAPP_US_2_MISO_W | MAPP_US | MISO_W | Internal | Summer | B9 | 800 | 2635 | 859.1 | 78.56 | 84.06 | 5.5 | 0
2030 | MAPP_US_2_MISO_W | MAPP_US | MISO_W | Internal | Summer | B10 | 1262 | 2635 | 933.42 | 67.96 | 73.46 | 5.5 | 0
2030 | MAPP_US_2_MISO_W | MAPP_US | MISO_W | Internal | Winter | B16 | 25 | 2635 | 2635 | 12.51 | 66.83 | 5.5 | 48.82
2030 | MAPP_US_2_MISO_W | MAPP_US | MISO_W | Internal | Winter | B17 | 100 | 2635 | 1976.83 | 61.36 | 66.86 | 5.5 | 0
2030 | MAPP_US_2_MISO_W | MAPP_US | MISO_W | Internal | Winter | B18 | 400 | 2635 | 2062.98 | 72.82 | 78.32 | 5.5 | 0
2030 | MAPP_US_2_MISO_W | MAPP_US | MISO_W | Internal | Winter | B19 | 700 | 2635 | 2005.65 | 72.82 | 78.32 | 5.5 | 0
2030 | MAPP_US_2_MISO_W | MAPP_US | MISO_W | Internal | Winter | B20 | 935 | 2635 | 2002.36 | 6.04 | 11.54 | 5.5 | 0
2030 | MAPP_US_2_NE | MAPP_US | NE | Internal | Shoulder | B11 | 25 | 2000 | 0 | 86.01 | 88.01 | 5.5 | 0
2030 | MAPP_US_2_NE | MAPP_US | NE | Internal | Shoulder | B12 | 200 | 2000 | 0 | 73.87 | 75.87 | 5.5 | 0
2030 | MAPP_US_2_NE | MAPP_US | NE | Internal | Shoulder | B13 | 600 | 2000 | 0 | 71.61 | 73.61 | 5.5 | 0
2030 | MAPP_US_2_NE | MAPP_US | NE | Internal | Shoulder | B14 | 900 | 2000 | 0 | 31.81 | 11.86 | 5.5 | 0
2030 | MAPP_US_2_NE | MAPP_US | NE | Internal | Shoulder | B15 | 1203 | 2000 | 0 | 6.04 | 0.01 | 5.5 | 0
2030 | MAPP_US_2_NE | MAPP_US | NE | Internal | Summer | B1 | 10 | 2000 | 0 | 133.89 | 135.89 | 5.5 | 0
2030 | MAPP_US_2_NE | MAPP_US | NE | Internal | Summer | B2 | 25 | 2000 | 0 | 133.89 | 130.4 | 5.5 | 0
2030 | MAPP_US_2_NE | MAPP_US | NE | Internal | Summer | B3 | 75 | 2000 | 0 | 133.89 | 135.89 | 5.5 | 0
2030 | MAPP_US_2_NE | MAPP_US | NE | Internal | Summer | B4 | 100 | 2000 | 0 | 128.06 | 130.06 | 5.5 | 0
2030 | MAPP_US_2_NE | MAPP_US | NE | Internal | Summer | B5 | 200 | 2000 | 0 | 117.28 | 119.28 | 5.5 | 0
2030 | MAPP_US_2_NE | MAPP_US | NE | Internal | Summer | B6 | 300 | 2000 | 0 | 95.15 | 97.15 | 5.5 | 0
2030 | MAPP_US_2_NE | MAPP_US | NE | Internal | Summer | B7 | 400 | 2000 | 0 | 86.81 | 88.81 | 5.5 | 0
2030 | MAPP_US_2_NE | MAPP_US | NE | Internal | Summer | B8 | 500 | 2000 | 0 | 80.74 | 82.74 | 5.5 | 0
2030 | MAPP_US_2_NE | MAPP_US | NE | Internal | Summer | B9 | 800 | 2000 | 0 | 78.56 | 80.56 | 5.5 | 0
2030 | MAPP_US_2_NE | MAPP_US | NE | Internal | Summer | B10 | 1262 | 2000 | 0 | 67.96 | 69.96 | 5.5 | 0
2030 | MAPP_US_2_NE | MAPP_US | NE | Internal | Winter | B16 | 25 | 2000 | 0 | 12.51 | 9.01 | 5.5 | 0
2030 | MAPP_US_2_NE | MAPP_US | NE | Internal | Winter | B17 | 100 | 2000 | 0 | 61.36 | 57.86 | 5.5 | 0
2030 | MAPP_US_2_NE | MAPP_US | NE | Internal | Winter | B18 | 400 | 2000 | 0 | 72.82 | 69.32 | 5.5 | 0
2030 | MAPP_US_2_NE | MAPP_US | NE | Internal | Winter | B19 | 700 | 2000 | 0 | 72.82 | 69.32 | 5.5 | 0
2030 | MAPP_US_2_NE | MAPP_US | NE | Internal | Winter | B20 | 935 | 2000 | 0 | 6.04 | 2.54 | 5.5 | 0
2030 | MARITIMES_2_NEISO | MARITIMES | NEISO | Internal | Shoulder | B11 | 25 | 99999 | 1720.66 | 74.1 | 74.11 | 0.01 | 0
2030 | MARITIMES_2_NEISO | MARITIMES | NEISO | Internal | Shoulder | B12 | 200 | 99999 | 1717.44 | 81.22 | 81.23 | 0.01 | 0
2030 | MARITIMES_2_NEISO | MARITIMES | NEISO | Internal | Shoulder | B13 | 600 | 99999 | 1704.79 | 74.1 | 74.11 | 0.01 | 0
2030 | MARITIMES_2_NEISO | MARITIMES | NEISO | Internal | Shoulder | B14 | 900 | 99999 | 1682.64 | 74.1 | 74.11 | 0.01 | 0
2030 | MARITIMES_2_NEISO | MARITIMES | NEISO | Internal | Shoulder | B15 | 1203 | 99999 | 648.08 | 74.1 | 74.11 | 0.01 | 0
2030 | MARITIMES_2_NEISO | MARITIMES | NEISO | Internal | Summer | B1 | 10 | 99999 | 1900.1 | 120.62 | 120.63 | 0.01 | 0
2030 | MARITIMES_2_NEISO | MARITIMES | NEISO | Internal | Summer | B2 | 25 | 99999 | 1878.84 | 120.62 | 120.63 | 0.01 | 0
2030 | MARITIMES_2_NEISO | MARITIMES | NEISO | Internal | Summer | B3 | 75 | 99999 | 1836.48 | 105.68 | 105.7 | 0.01 | 0
2030 | MARITIMES_2_NEISO | MARITIMES | NEISO | Internal | Summer | B4 | 100 | 99999 | 1799.97 | 80.89 | 80.9 | 0.01 | 0
2030 | MARITIMES_2_NEISO | MARITIMES | NEISO | Internal | Summer | B5 | 200 | 99999 | 1780.16 | 80.89 | 80.9 | 0.01 | 0
2030 | MARITIMES_2_NEISO | MARITIMES | NEISO | Internal | Summer | B6 | 300 | 99999 | 1757.82 | 80.89 | 80.9 | 0.01 | 0
2030 | MARITIMES_2_NEISO | MARITIMES | NEISO | Internal | Summer | B7 | 400 | 99999 | 1732.23 | 80.89 | 80.9 | 0.01 | 0
2030 | MARITIMES_2_NEISO | MARITIMES | NEISO | Internal | Summer | B8 | 500 | 99999 | 1712.1 | 80.89 | 80.9 | 0.01 | 0
2030 | MARITIMES_2_NEISO | MARITIMES | NEISO | Internal | Summer | B9 | 800 | 99999 | 1687.45 | 79.85 | 79.86 | 0.01 | 0
2030 | MARITIMES_2_NEISO | MARITIMES | NEISO | Internal | Summer | B10 | 1262 | 99999 | 465.06 | 77.48 | 77.49 | 0.01 | 0
2030 | MARITIMES_2_NEISO | MARITIMES | NEISO | Internal | Winter | B16 | 25 | 99999 | 1765.23 | 82.09 | 82.1 | 0.01 | 0
2030 | MARITIMES_2_NEISO | MARITIMES | NEISO | Internal | Winter | B17 | 100 | 99999 | 1747.34 | 82.09 | 82.1 | 0.01 | 0
2030 | MARITIMES_2_NEISO | MARITIMES | NEISO | Internal | Winter | B18 | 400 | 99999 | 1733.65 | 82.09 | 82.1 | 0.01 | 0
2030 | MARITIMES_2_NEISO | MARITIMES | NEISO | Internal | Winter | B19 | 700 | 99999 | 1708.15 | 82.09 | 82.1 | 0.01 | 0
2030 | MARITIMES_2_NEISO | MARITIMES | NEISO | Internal | Winter | B20 | 935 | 99999 | 723.43 | 82.09 | 82.1 | 0.01 | 0
2030 | MISO_IN_2_MISO_MI | MISO_IN | MISO_MI | Internal | Shoulder | B11 | 25 | 5768 | 5768 | 75.95 | 87.32 | 0.01 | 11.36
2030 | MISO_IN_2_MISO_MI | MISO_IN | MISO_MI | Internal | Shoulder | B12 | 200 | 5768 | 5768 | 75.95 | 78.44 | 0.01 | 2.48
2030 | MISO_IN_2_MISO_MI | MISO_IN | MISO_MI | Internal | Shoulder | B13 | 600 | 5768 | 5768 | 75.95 | 77.11 | 0.01 | 1.14
2030 | MISO_IN_2_MISO_MI | MISO_IN | MISO_MI | Internal | Shoulder | B14 | 900 | 5768 | 4484.95 | 75.95 | 75.96 | 0.01 | 0
2030 | MISO_IN_2_MISO_MI | MISO_IN | MISO_MI | Internal | Shoulder | B15 | 1203 | 5768 | 5768 | 72.97 | 75.02 | 0.01 | 2.04
2030 | MISO_IN_2_MISO_MI | MISO_IN | MISO_MI | Internal | Summer | B1 | 10 | 5768 | 5768 | 129.9 | 139.39 | 0.01 | 9.47
2030 | MISO_IN_2_MISO_MI | MISO_IN | MISO_MI | Internal | Summer | B2 | 25 | 5768 | 4199.12 | 139.37 | 139.39 | 0.01 | 0
2030 | MISO_IN_2_MISO_MI | MISO_IN | MISO_MI | Internal | Summer | B3 | 75 | 5768 | 3884.08 | 139.03 | 139.04 | 0.01 | 0
2030 | MISO_IN_2_MISO_MI | MISO_IN | MISO_MI | Internal | Summer | B4 | 100 | 5768 | 2451.61 | 133.55 | 133.56 | 0.01 | 0
2030 | MISO_IN_2_MISO_MI | MISO_IN | MISO_MI | Internal | Summer | B5 | 200 | 5768 | 1682.53 | 109.78 | 109.79 | 0.01 | 0
2030 | MISO_IN_2_MISO_MI | MISO_IN | MISO_MI | Internal | Summer | B6 | 300 | 5768 | 2820.39 | 100.65 | 100.67 | 0.01 | 0
2030 | MISO_IN_2_MISO_MI | MISO_IN | MISO_MI | Internal | Summer | B7 | 400 | 5768 | 1941.22 | 92.31 | 92.32 | 0.01 | 0
2030 | MISO_IN_2_MISO_MI | MISO_IN | MISO_MI | Internal | Summer | B8 | 500 | 5768 | 3816.03 | 86.23 | 86.24 | 0.01 | 0
2030 | MISO_IN_2_MISO_MI | MISO_IN | MISO_MI | Internal | Summer | B9 | 800 | 5768 | 4760.38 | 77.56 | 77.57 | 0.01 | 0
2030 | MISO_IN_2_MISO_MI | MISO_IN | MISO_MI | Internal | Summer | B10 | 1262 | 5768 | 4665.66 | 74.6 | 74.61 | 0.01 | 0
2030 | MISO_IN_2_MISO_MI | MISO_IN | MISO_MI | Internal | Winter | B16 | 25 | 5768 | 5768 | 78.59 | 89.87 | 0.01 | 11.27
2030 | MISO_IN_2_MISO_MI | MISO_IN | MISO_MI | Internal | Winter | B17 | 100 | 5768 | 5768 | 78.59 | 80.99 | 0.01 | 2.39
2030 | MISO_IN_2_MISO_MI | MISO_IN | MISO_MI | Internal | Winter | B18 | 400 | 5768 | 5261.32 | 78.59 | 78.6 | 0.01 | 0
2030 | MISO_IN_2_MISO_MI | MISO_IN | MISO_MI | Internal | Winter | B19 | 700 | 5768 | 4335.14 | 78.59 | 78.6 | 0.01 | 0
2030 | MISO_IN_2_MISO_MI | MISO_IN | MISO_MI | Internal | Winter | B20 | 935 | 5768 | 5768 | 75.82 | 77.84 | 0.01 | 2.01
2030 | MISO_IN_2_MISO_MO-IL | MISO_IN | MISO_MO-IL | Internal | Shoulder | B11 | 25 | 5000 | 5000 | 75.95 | 91.51 | 0.01 | 15.54
2030 | MISO_IN_2_MISO_MO-IL | MISO_IN | MISO_MO-IL | Internal | Shoulder | B12 | 200 | 5000 | 5000 | 75.95 | 79.38 | 0.01 | 3.42
2030 | MISO_IN_2_MISO_MO-IL | MISO_IN | MISO_MO-IL | Internal | Shoulder | B13 | 600 | 5000 | 5000 | 75.95 | 77.12 | 0.01 | 1.16
2030 | MISO_IN_2_MISO_MO-IL | MISO_IN | MISO_MO-IL | Internal | Shoulder | B14 | 900 | 5000 | 566.82 | 75.95 | 75.96 | 0.01 | 0
2030 | MISO_IN_2_MISO_MO-IL | MISO_IN | MISO_MO-IL | Internal | Shoulder | B15 | 1203 | 5000 | 0 | 72.97 | 72.95 | 0.01 | 0
2030 | MISO_IN_2_MISO_MO-IL | MISO_IN | MISO_MO-IL | Internal | Summer | B1 | 10 | 5000 | 5000 | 129.9 | 139.37 | 0.01 | 9.46
2030 | MISO_IN_2_MISO_MO-IL | MISO_IN | MISO_MO-IL | Internal | Summer | B2 | 25 | 5000 | 4669.18 | 139.37 | 139.39 | 0.01 | 0
2030 | MISO_IN_2_MISO_MO-IL | MISO_IN | MISO_MO-IL | Internal | Summer | B3 | 75 | 5000 | 4999.99 | 139.03 | 139.4 | 0.01 | 0.36
2030 | MISO_IN_2_MISO_MO-IL | MISO_IN | MISO_MO-IL | Internal | Summer | B4 | 100 | 5000 | 4957.7 | 133.55 | 133.56 | 0.01 | 0
2030 | MISO_IN_2_MISO_MO-IL | MISO_IN | MISO_MO-IL | Internal | Summer | B5 | 200 | 5000 | 5000 | 109.78 | 122.78 | 0.01 | 12.99
2030 | MISO_IN_2_MISO_MO-IL | MISO_IN | MISO_MO-IL | Internal | Summer | B6 | 300 | 5000 | 4255.92 | 100.65 | 100.67 | 0.01 | 0
2030 | MISO_IN_2_MISO_MO-IL | MISO_IN | MISO_MO-IL | Internal | Summer | B7 | 400 | 5000 | 4910.26 | 92.31 | 92.32 | 0.01 | 0
2030 | MISO_IN_2_MISO_MO-IL | MISO_IN | MISO_MO-IL | Internal | Summer | B8 | 500 | 5000 | 4999.96 | 86.23 | 86.26 | 0.01 | 0.01
2030 | MISO_IN_2_MISO_MO-IL | MISO_IN | MISO_MO-IL | Internal | Summer | B9 | 800 | 5000 | 5000 | 77.56 | 84.07 | 0.01 | 6.5
2030 | MISO_IN_2_MISO_MO-IL | MISO_IN | MISO_MO-IL | Internal | Summer | B10 | 1262 | 5000 | 0 | 74.6 | 74.59 | 0.01 | 0
2030 | MISO_IN_2_MISO_MO-IL | MISO_IN | MISO_MO-IL | Internal | Winter | B16 | 25 | 5000 | 3049.67 | 78.59 | 78.6 | 0.01 | 0
2030 | MISO_IN_2_MISO_MO-IL | MISO_IN | MISO_MO-IL | Internal | Winter | B17 | 100 | 5000 | 3399.95 | 78.59 | 78.6 | 0.01 | 0
2030 | MISO_IN_2_MISO_MO-IL | MISO_IN | MISO_MO-IL | Internal | Winter | B18 | 400 | 5000 | 5000 | 78.59 | 79.96 | 0.01 | 1.35
2030 | MISO_IN_2_MISO_MO-IL | MISO_IN | MISO_MO-IL | Internal | Winter | B19 | 700 | 5000 | 3701.05 | 78.59 | 78.6 | 0.01 | 0
2030 | MISO_IN_2_MISO_MO-IL | MISO_IN | MISO_MO-IL | Internal | Winter | B20 | 935 | 5000 | 0 | 75.82 | 71.67 | 0.01 | 0
2030 | MISO_IN_2_NonRTO_Midwest | MISO_IN | NonRTO_Midwest | Internal | Shoulder | B11 | 25 | 4800 | 4137.78 | 75.95 | 82.45 | 6.5 | 0
2030 | MISO_IN_2_NonRTO_Midwest | MISO_IN | NonRTO_Midwest | Internal | Shoulder | B12 | 200 | 4800 | 1476.81 | 75.95 | 82.45 | 6.5 | 0
2030 | MISO_IN_2_NonRTO_Midwest | MISO_IN | NonRTO_Midwest | Internal | Shoulder | B13 | 600 | 4800 | 1243 | 75.95 | 82.45 | 6.5 | 0
2030 | MISO_IN_2_NonRTO_Midwest | MISO_IN | NonRTO_Midwest | Internal | Shoulder | B14 | 900 | 4800 | 857.46 | 75.95 | 82.45 | 6.5 | 0
2030 | MISO_IN_2_NonRTO_Midwest | MISO_IN | NonRTO_Midwest | Internal | Shoulder | B15 | 1203 | 4800 | 704.08 | 72.97 | 79.47 | 6.5 | 0
2030 | MISO_IN_2_NonRTO_Midwest | MISO_IN | NonRTO_Midwest | Internal | Summer | B1 | 10 | 4800 | 4799.99 | 129.9 | 139.39 | 6.5 | 2.99
2030 | MISO_IN_2_NonRTO_Midwest | MISO_IN | NonRTO_Midwest | Internal | Summer | B2 | 25 | 4800 | 2697.77 | 139.37 | 145.87 | 6.5 | 0
2030 | MISO_IN_2_NonRTO_Midwest | MISO_IN | NonRTO_Midwest | Internal | Summer | B3 | 75 | 4800 | 2219.01 | 139.03 | 145.53 | 6.5 | 0
2030 | MISO_IN_2_NonRTO_Midwest | MISO_IN | NonRTO_Midwest | Internal | Summer | B4 | 100 | 4800 | 1820.17 | 133.55 | 140.05 | 6.5 | 0
2030 | MISO_IN_2_NonRTO_Midwest | MISO_IN | NonRTO_Midwest | Internal | Summer | B5 | 200 | 4800 | 3315.76 | 109.78 | 116.28 | 6.5 | 0
2030 | MISO_IN_2_NonRTO_Midwest | MISO_IN | NonRTO_Midwest | Internal | Summer | B6 | 300 | 4800 | 1621.16 | 100.65 | 107.15 | 6.5 | 0
2030 | MISO_IN_2_NonRTO_Midwest | MISO_IN | NonRTO_Midwest | Internal | Summer | B7 | 400 | 4800 | 2570.94 | 92.31 | 98.81 | 6.5 | 0
2030 | MISO_IN_2_NonRTO_Midwest | MISO_IN | NonRTO_Midwest | Internal | Summer | B8 | 500 | 4800 | 2187.2 | 86.23 | 92.73 | 6.5 | 0
2030 | MISO_IN_2_NonRTO_Midwest | MISO_IN | NonRTO_Midwest | Internal | Summer | B9 | 800 | 4800 | 2218.45 | 77.56 | 84.06 | 6.5 | 0
2030 | MISO_IN_2_NonRTO_Midwest | MISO_IN | NonRTO_Midwest | Internal | Summer | B10 | 1262 | 4800 | 519.51 | 74.6 | 81.1 | 6.5 | 0
2030 | MISO_IN_2_NonRTO_Midwest | MISO_IN | NonRTO_Midwest | Internal | Winter | B16 | 25 | 4800 | 4800 | 78.59 | 89.3 | 6.5 | 4.2
2030 | MISO_IN_2_NonRTO_Midwest | MISO_IN | NonRTO_Midwest | Internal | Winter | B17 | 100 | 4800 | 3427.37 | 78.59 | 85.09 | 6.5 | 0
2030 | MISO_IN_2_NonRTO_Midwest | MISO_IN | NonRTO_Midwest | Internal | Winter | B18 | 400 | 4800 | 3185.77 | 78.59 | 85.09 | 6.5 | 0
2030 | MISO_IN_2_NonRTO_Midwest | MISO_IN | NonRTO_Midwest | Internal | Winter | B19 | 700 | 4800 | 2713.46 | 78.59 | 85.09 | 6.5 | 0
2030 | MISO_IN_2_NonRTO_Midwest | MISO_IN | NonRTO_Midwest | Internal | Winter | B20 | 935 | 4800 | 3696.12 | 75.82 | 82.32 | 6.5 | 0
2030 | MISO_IN_2_PJM_ROR | MISO_IN | PJM_ROR | Internal | Shoulder | B11 | 25 | 1253 | 1253 | 75.95 | 92.5 | 1 | 15.56
2030 | MISO_IN_2_PJM_ROR | MISO_IN | PJM_ROR | Internal | Shoulder | B12 | 200 | 1253 | 1253 | 75.95 | 87.88 | 1 | 10.93
2030 | MISO_IN_2_PJM_ROR | MISO_IN | PJM_ROR | Internal | Shoulder | B13 | 600 | 1253 | 1253 | 75.95 | 87.55 | 1 | 10.6
2030 | MISO_IN_2_PJM_ROR | MISO_IN | PJM_ROR | Internal | Shoulder | B14 | 900 | 1253 | 1253 | 75.95 | 87.55 | 1 | 10.6
2030 | MISO_IN_2_PJM_ROR | MISO_IN | PJM_ROR | Internal | Shoulder | B15 | 1203 | 1253 | 1253 | 72.97 | 75.87 | 1 | 1.89
2030 | MISO_IN_2_PJM_ROR | MISO_IN | PJM_ROR | Internal | Summer | B1 | 10 | 1253 | 1253 | 129.9 | 140.39 | 1 | 9.49
2030 | MISO_IN_2_PJM_ROR | MISO_IN | PJM_ROR | Internal | Summer | B2 | 25 | 1253 | 1252.28 | 139.37 | 140.39 | 1 | 0.01
2030 | MISO_IN_2_PJM_ROR | MISO_IN | PJM_ROR | Internal | Summer | B3 | 75 | 1253 | 1252.99 | 139.03 | 140.39 | 1 | 0.36
2030 | MISO_IN_2_PJM_ROR | MISO_IN | PJM_ROR | Internal | Summer | B4 | 100 | 1253 | 1252.82 | 133.55 | 134.56 | 1 | 0.01
2030 | MISO_IN_2_PJM_ROR | MISO_IN | PJM_ROR | Internal | Summer | B5 | 200 | 1253 | 1253 | 109.78 | 123.77 | 1 | 13
2030 | MISO_IN_2_PJM_ROR | MISO_IN | PJM_ROR | Internal | Summer | B6 | 300 | 1253 | 1215.51 | 100.65 | 101.65 | 1 | 0
2030 | MISO_IN_2_PJM_ROR | MISO_IN | PJM_ROR | Internal | Summer | B7 | 400 | 1253 | 1169.56 | 92.31 | 93.31 | 1 | 0
2030 | MISO_IN_2_PJM_ROR | MISO_IN | PJM_ROR | Internal | Summer | B8 | 500 | 1253 | 1252.96 | 86.23 | 87.24 | 1 | 0.01
2030 | MISO_IN_2_PJM_ROR | MISO_IN | PJM_ROR | Internal | Summer | B9 | 800 | 1253 | 1253 | 77.56 | 85.06 | 1 | 6.5
2030 | MISO_IN_2_PJM_ROR | MISO_IN | PJM_ROR | Internal | Summer | B10 | 1262 | 1253 | 0 | 74.6 | 74.46 | 1 | 0
2030 | MISO_IN_2_PJM_ROR | MISO_IN | PJM_ROR | Internal | Winter | B16 | 25 | 1253 | 1253 | 78.59 | 95.92 | 1 | 16.32
2030 | MISO_IN_2_PJM_ROR | MISO_IN | PJM_ROR | Internal | Winter | B17 | 100 | 1253 | 1253 | 78.59 | 92.22 | 1 | 12.63
2030 | MISO_IN_2_PJM_ROR | MISO_IN | PJM_ROR | Internal | Winter | B18 | 400 | 1253 | 1253 | 78.59 | 90.99 | 1 | 11.4
2030 | MISO_IN_2_PJM_ROR | MISO_IN | PJM_ROR | Internal | Winter | B19 | 700 | 1253 | 1253 | 78.59 | 90.99 | 1 | 11.4
2030 | MISO_IN_2_PJM_ROR | MISO_IN | PJM_ROR | Internal | Winter | B20 | 935 | 1253 | 1253 | 75.82 | 78.94 | 1 | 2.12
2030 | MISO_MI_2_IESO | MISO_MI | IESO | Internal | Shoulder | B11 | 25 | 2331 | 0 | 87.32 | 70.52 | 6.5 | 0
2030 | MISO_MI_2_IESO | MISO_MI | IESO | Internal | Shoulder | B12 | 200 | 2331 | 0 | 78.44 | 70.52 | 6.5 | 0
2030 | MISO_MI_2_IESO | MISO_MI | IESO | Internal | Shoulder | B13 | 600 | 2331 | 0 | 77.11 | 70.52 | 6.5 | 0
2030 | MISO_MI_2_IESO | MISO_MI | IESO | Internal | Shoulder | B14 | 900 | 2331 | 0 | 75.96 | 70.52 | 6.5 | 0
2030 | MISO_MI_2_IESO | MISO_MI | IESO | Internal | Shoulder | B15 | 1203 | 2331 | 0 | 75.02 | 70.52 | 6.5 | 0
2030 | MISO_MI_2_IESO | MISO_MI | IESO | Internal | Summer | B1 | 10 | 2331 | 0 | 139.39 | 85.91 | 6.5 | 0
2030 | MISO_MI_2_IESO | MISO_MI | IESO | Internal | Summer | B2 | 25 | 2331 | 0 | 139.39 | 103.17 | 6.5 | 0
2030 | MISO_MI_2_IESO | MISO_MI | IESO | Internal | Summer | B3 | 75 | 2331 | 0 | 139.04 | 85.91 | 6.5 | 0
2030 | MISO_MI_2_IESO | MISO_MI | IESO | Internal | Summer | B4 | 100 | 2331 | 0 | 133.56 | 81.89 | 6.5 | 0
2030 | MISO_MI_2_IESO | MISO_MI | IESO | Internal | Summer | B5 | 200 | 2331 | 0 | 109.79 | 79.94 | 6.5 | 0
2030 | MISO_MI_2_IESO | MISO_MI | IESO | Internal | Summer | B6 | 300 | 2331 | 0 | 100.67 | 68.94 | 6.5 | 0
2030 | MISO_MI_2_IESO | MISO_MI | IESO | Internal | Summer | B7 | 400 | 2331 | 0 | 92.32 | 68.94 | 6.5 | 0
2030 | MISO_MI_2_IESO | MISO_MI | IESO | Internal | Summer | B8 | 500 | 2331 | 0 | 86.24 | 68.94 | 6.5 | 0
2030 | MISO_MI_2_IESO | MISO_MI | IESO | Internal | Summer | B9 | 800 | 2331 | 0 | 77.57 | 68.94 | 6.5 | 0
2030 | MISO_MI_2_IESO | MISO_MI | IESO | Internal | Summer | B10 | 1262 | 2331 | 0 | 74.61 | 68.94 | 6.5 | 0
2030 | MISO_MI_2_IESO | MISO_MI | IESO | Internal | Winter | B16 | 25 | 2331 | 0 | 89.87 | 73.34 | 6.5 | 0
2030 | MISO_MI_2_IESO | MISO_MI | IESO | Internal | Winter | B17 | 100 | 2331 | 0 | 80.99 | 73.34 | 6.5 | 0
2030 | MISO_MI_2_IESO | MISO_MI | IESO | Internal | Winter | B18 | 400 | 2331 | 0 | 78.6 | 73.34 | 6.5 | 0
2030 | MISO_MI_2_IESO | MISO_MI | IESO | Internal | Winter | B19 | 700 | 2331 | 0 | 78.6 | 73.34 | 6.5 | 0
2030 | MISO_MI_2_IESO | MISO_MI | IESO | Internal | Winter | B20 | 935 | 2331 | 0 | 77.84 | 73.34 | 6.5 | 0
2030 | MISO_MI_2_MISO_IN | MISO_MI | MISO_IN | Internal | Shoulder | B11 | 25 | 2813 | 0 | 87.32 | 75.95 | 0.01 | 0
2030 | MISO_MI_2_MISO_IN | MISO_MI | MISO_IN | Internal | Shoulder | B12 | 200 | 2813 | 0 | 78.44 | 75.95 | 0.01 | 0
2030 | MISO_MI_2_MISO_IN | MISO_MI | MISO_IN | Internal | Shoulder | B13 | 600 | 2813 | 0 | 77.11 | 75.95 | 0.01 | 0
2030 | MISO_MI_2_MISO_IN | MISO_MI | MISO_IN | Internal | Shoulder | B14 | 900 | 2813 | 0.01 | 75.96 | 75.95 | 0.01 | 0
2030 | MISO_MI_2_MISO_IN | MISO_MI | MISO_IN | Internal | Shoulder | B15 | 1203 | 2813 | 0 | 75.02 | 72.97 | 0.01 | 0
2030 | MISO_MI_2_MISO_IN | MISO_MI | MISO_IN | Internal | Summer | B1 | 10 | 2813 | 0 | 139.39 | 129.9 | 0.01 | 0
2030 | MISO_MI_2_MISO_IN | MISO_MI | MISO_IN | Internal | Summer | B2 | 25 | 2813 | 0.38 | 139.39 | 139.37 | 0.01 | 0
2030 | MISO_MI_2_MISO_IN | MISO_MI | MISO_IN | Internal | Summer | B3 | 75 | 2813 | 0.13 | 139.04 | 139.03 | 0.01 | 0
2030 | MISO_MI_2_MISO_IN | MISO_MI | MISO_IN | Internal | Summer | B4 | 100 | 2813 | 0.1 | 133.56 | 133.55 | 0.01 | 0
2030 | MISO_MI_2_MISO_IN | MISO_MI | MISO_IN | Internal | Summer | B5 | 200 | 2813 | 0.05 | 109.79 | 109.78 | 0.01 | 0
2030 | MISO_MI_2_MISO_IN | MISO_MI | MISO_IN | Internal | Summer | B6 | 300 | 2813 | 0.04 | 100.67 | 100.65 | 0.01 | 0
2030 | MISO_MI_2_MISO_IN | MISO_MI | MISO_IN | Internal | Summer | B7 | 400 | 2813 | 0.03 | 92.32 | 92.31 | 0.01 | 0
2030 | MISO_MI_2_MISO_IN | MISO_MI | MISO_IN | Internal | Summer | B8 | 500 | 2813 | 0.02 | 86.24 | 86.23 | 0.01 | 0
2030 | MISO_MI_2_MISO_IN | MISO_MI | MISO_IN | Internal | Summer | B9 | 800 | 2813 | 0.01 | 77.57 | 77.56 | 0.01 | 0
2030 | MISO_MI_2_MISO_IN | MISO_MI | MISO_IN | Internal | Summer | B10 | 1262 | 2813 | 0 | 74.61 | 74.6 | 0.01 | 0
2030 | MISO_MI_2_MISO_IN | MISO_MI | MISO_IN | Internal | Winter | B16 | 25 | 2813 | 0 | 89.87 | 78.59 | 0.01 | 0
2030 | MISO_MI_2_MISO_IN | MISO_MI | MISO_IN | Internal | Winter | B17 | 100 | 2813 | 0 | 80.99 | 78.59 | 0.01 | 0
2030 | MISO_MI_2_MISO_IN | MISO_MI | MISO_IN | Internal | Winter | B18 | 400 | 2813 | 0.03 | 78.6 | 78.59 | 0.01 | 0
2030 | MISO_MI_2_MISO_IN | MISO_MI | MISO_IN | Internal | Winter | B19 | 700 | 2813 | 0.02 | 78.6 | 78.59 | 0.01 | 0
2030 | MISO_MI_2_MISO_IN | MISO_MI | MISO_IN | Internal | Winter | B20 | 935 | 2813 | 0 | 77.84 | 75.82 | 0.01 | 0
2030 | MISO_MI_2_MISO_WUMS | MISO_MI | MISO_WUMS | Internal | Shoulder | B11 | 25 | 805 | 0.35 | 87.32 | 87.31 | 0.01 | 0
2030 | MISO_MI_2_MISO_WUMS | MISO_MI | MISO_WUMS | Internal | Shoulder | B12 | 200 | 805 | 0.04 | 78.44 | 78.43 | 0.01 | 0
2030 | MISO_MI_2_MISO_WUMS | MISO_MI | MISO_WUMS | Internal | Shoulder | B13 | 600 | 805 | 0.02 | 77.11 | 77.09 | 0.01 | 0
2030 | MISO_MI_2_MISO_WUMS | MISO_MI | MISO_WUMS | Internal | Shoulder | B14 | 900 | 805 | 0 | 75.96 | 75.7 | 0.01 | 0
2030 | MISO_MI_2_MISO_WUMS | MISO_MI | MISO_WUMS | Internal | Shoulder | B15 | 1203 | 805 | 0 | 75.02 | 74.87 | 0.01 | 0
2030 | MISO_MI_2_MISO_WUMS | MISO_MI | MISO_WUMS | Internal | Summer | B1 | 10 | 805 | 0 | 139.39 | 85.76 | 0.01 | 0
2030 | MISO_MI_2_MISO_WUMS | MISO_MI | MISO_WUMS | Internal | Summer | B2 | 25 | 805 | 0 | 139.39 | 85.76 | 0.01 | 0
2030 | MISO_MI_2_MISO_WUMS | MISO_MI | MISO_WUMS | Internal | Summer | B3 | 75 | 805 | 0.12 | 139.04 | 139.03 | 0.01 | 0
2030 | MISO_MI_2_MISO_WUMS | MISO_MI | MISO_WUMS | Internal | Summer | B4 | 100 | 805 | 0.09 | 133.56 | 133.55 | 0.01 | 0
2030 | MISO_MI_2_MISO_WUMS | MISO_MI | MISO_WUMS | Internal | Summer | B5 | 200 | 805 | 0 | 109.79 | 85.76 | 0.01 | 0
2030 | MISO_MI_2_MISO_WUMS | MISO_MI | MISO_WUMS | Internal | Summer | B6 | 300 | 805 | 0 | 100.67 | 85.76 | 0.01 | 0
2030 | MISO_MI_2_MISO_WUMS | MISO_MI | MISO_WUMS | Internal | Summer | B7 | 400 | 805 | 0 | 92.32 | 85.76 | 0.01 | 0
2030 | MISO_MI_2_MISO_WUMS | MISO_MI | MISO_WUMS | Internal | Summer | B8 | 500 | 805 | 0 | 86.24 | 85.76 | 0.01 | 0
2030 | MISO_MI_2_MISO_WUMS | MISO_MI | MISO_WUMS | Internal | Summer | B9 | 800 | 805 | 0.01 | 77.57 | 77.56 | 0.01 | 0
2030 | MISO_MI_2_MISO_WUMS | MISO_MI | MISO_WUMS | Internal | Summer | B10 | 1262 | 805 | 0 | 74.61 | 74.34 | 0.01 | 0
2030 | MISO_MI_2_MISO_WUMS | MISO_MI | MISO_WUMS | Internal | Winter | B16 | 25 | 805 | 0 | 89.87 | 78.33 | 0.01 | 0
2030 | MISO_MI_2_MISO_WUMS | MISO_MI | MISO_WUMS | Internal | Winter | B17 | 100 | 805 | 0 | 80.99 | 78.33 | 0.01 | 0
2030 | MISO_MI_2_MISO_WUMS | MISO_MI | MISO_WUMS | Internal | Winter | B18 | 400 | 805 | 0 | 78.6 | 78.33 | 0.01 | 0
2030 | MISO_MI_2_MISO_WUMS | MISO_MI | MISO_WUMS | Internal | Winter | B19 | 700 | 805 | 0 | 78.6 | 78.33 | 0.01 | 0
2030 | MISO_MI_2_MISO_WUMS | MISO_MI | MISO_WUMS | Internal | Winter | B20 | 935 | 805 | 0.01 | 77.84 | 77.83 | 0.01 | 0
2030 | MISO_MI_2_PJM_ROR | MISO_MI | PJM_ROR | Internal | Shoulder | B11 | 25 | 1424 | 1424 | 87.32 | 92.5 | 1 | 4.19
2030 | MISO_MI_2_PJM_ROR | MISO_MI | PJM_ROR | Internal | Shoulder | B12 | 200 | 1424 | 1424 | 78.44 | 87.88 | 1 | 8.44
2030 | MISO_MI_2_PJM_ROR | MISO_MI | PJM_ROR | Internal | Shoulder | B13 | 600 | 1424 | 1424 | 77.11 | 87.55 | 1 | 9.44
2030 | MISO_MI_2_PJM_ROR | MISO_MI | PJM_ROR | Internal | Shoulder | B14 | 900 | 1424 | 1424 | 75.96 | 87.55 | 1 | 10.58
2030 | MISO_MI_2_PJM_ROR | MISO_MI | PJM_ROR | Internal | Shoulder | B15 | 1203 | 1424 | 0 | 75.02 | 75.87 | 1 | 0
2030 | MISO_MI_2_PJM_ROR | MISO_MI | PJM_ROR | Internal | Summer | B1 | 10 | 1424 | 1089.96 | 139.39 | 140.39 | 1 | 0
2030 | MISO_MI_2_PJM_ROR | MISO_MI | PJM_ROR | Internal | Summer | B2 | 25 | 1424 | 649.34 | 139.39 | 140.39 | 1 | 0
2030 | MISO_MI_2_PJM_ROR | MISO_MI | PJM_ROR | Internal | Summer | B3 | 75 | 1424 | 1423.99 | 139.04 | 140.39 | 1 | 0.35
2030 | MISO_MI_2_PJM_ROR | MISO_MI | PJM_ROR | Internal | Summer | B4 | 100 | 1424 | 1192.77 | 133.56 | 134.56 | 1 | 0
2030 | MISO_MI_2_PJM_ROR | MISO_MI | PJM_ROR | Internal | Summer | B5 | 200 | 1424 | 1424 | 109.79 | 123.77 | 1 | 12.99
2030 | MISO_MI_2_PJM_ROR | MISO_MI | PJM_ROR | Internal | Summer | B6 | 300 | 1424 | 0.08 | 100.67 | 101.65 | 1 | 0
2030 | MISO_MI_2_PJM_ROR | MISO_MI | PJM_ROR | Internal | Summer | B7 | 400 | 1424 | 0.06 | 92.32 | 93.31 | 1 | 0
2030 | MISO_MI_2_PJM_ROR | MISO_MI | PJM_ROR | Internal | Summer | B8 | 500 | 1424 | 1021.92 | 86.24 | 87.24 | 1 | 0
2030 | MISO_MI_2_PJM_ROR | MISO_MI | PJM_ROR | Internal | Summer | B9 | 800 | 1424 | 1424 | 77.57 | 85.06 | 1 | 6.49
2030 | MISO_MI_2_PJM_ROR | MISO_MI | PJM_ROR | Internal | Summer | B10 | 1262 | 1424 | 0 | 74.61 | 74.46 | 1 | 0
2030 | MISO_MI_2_PJM_ROR | MISO_MI | PJM_ROR | Internal | Winter | B16 | 25 | 1424 | 1424 | 89.87 | 95.92 | 1 | 5.04
2030 | MISO_MI_2_PJM_ROR | MISO_MI | PJM_ROR | Internal | Winter | B17 | 100 | 1424 | 1424 | 80.99 | 92.22 | 1 | 10.23
2030 | MISO_MI_2_PJM_ROR | MISO_MI | PJM_ROR | Internal | Winter | B18 | 400 | 1424 | 1424 | 78.6 | 90.99 | 1 | 11.39
2030 | MISO_MI_2_PJM_ROR | MISO_MI | PJM_ROR | Internal | Winter | B19 | 700 | 1424 | 1424 | 78.6 | 90.99 | 1 | 11.39
2030 | MISO_MI_2_PJM_ROR | MISO_MI | PJM_ROR | Internal | Winter | B20 | 935 | 1424 | 1424 | 77.84 | 78.94 | 1 | 0.1
2030 | MISO_MO-IL_2_ENT | MISO_MO-IL | ENT | Internal | Shoulder | B11 | 25 | 2540 | 0 | 91.51 | 91.51 | 6.5 | 0
2030 | MISO_MO-IL_2_ENT | MISO_MO-IL | ENT | Internal | Shoulder | B12 | 200 | 2540 | 0 | 79.38 | 79.39 | 6.5 | 0
2030 | MISO_MO-IL_2_ENT | MISO_MO-IL | ENT | Internal | Shoulder | B13 | 600 | 2540 | 0 | 77.12 | 78.12 | 6.5 | 0
2030 | MISO_MO-IL_2_ENT | MISO_MO-IL | ENT | Internal | Shoulder | B14 | 900 | 2540 | 0 | 75.96 | 70.46 | 6.5 | 0
2030 | MISO_MO-IL_2_ENT | MISO_MO-IL | ENT | Internal | Shoulder | B15 | 1203 | 2540 | 0 | 72.95 | 15.91 | 6.5 | 0
2030 | MISO_MO-IL_2_ENT | MISO_MO-IL | ENT | Internal | Summer | B1 | 10 | 2540 | 0 | 139.37 | 91.99 | 6.5 | 0
2030 | MISO_MO-IL_2_ENT | MISO_MO-IL | ENT | Internal | Summer | B2 | 25 | 2540 | 0 | 139.39 | 133.89 | 6.5 | 0
2030 | MISO_MO-IL_2_ENT | MISO_MO-IL | ENT | Internal | Summer | B3 | 75 | 2540 | 0 | 139.4 | 139.4 | 6.5 | 0
2030 | MISO_MO-IL_2_ENT | MISO_MO-IL | ENT | Internal | Summer | B4 | 100 | 2540 | 0 | 133.56 | 133.56 | 6.5 | 0
2030 | MISO_MO-IL_2_ENT | MISO_MO-IL | ENT | Internal | Summer | B5 | 200 | 2540 | 0 | 122.78 | 122.78 | 6.5 | 0
2030 | MISO_MO-IL_2_ENT | MISO_MO-IL | ENT | Internal | Summer | B6 | 300 | 2540 | 0 | 100.67 | 100.67 | 6.5 | 0
2030 | MISO_MO-IL_2_ENT | MISO_MO-IL | ENT | Internal | Summer | B7 | 400 | 2540 | 0 | 92.32 | 92.32 | 6.5 | 0
2030 | MISO_MO-IL_2_ENT | MISO_MO-IL | ENT | Internal | Summer | B8 | 500 | 2540 | 0 | 86.26 | 88.77 | 6.5 | 0
2030 | MISO_MO-IL_2_ENT | MISO_MO-IL | ENT | Internal | Summer | B9 | 800 | 2540 | 0 | 84.07 | 85.38 | 6.5 | 0
2030 | MISO_MO-IL_2_ENT | MISO_MO-IL | ENT | Internal | Summer | B10 | 1262 | 2540 | 0 | 74.59 | 74.59 | 6.5 | 0
2030 | MISO_MO-IL_2_ENT | MISO_MO-IL | ENT | Internal | Winter | B16 | 25 | 2540 | 0 | 78.6 | 80.96 | 6.5 | 0
2030 | MISO_MO-IL_2_ENT | MISO_MO-IL | ENT | Internal | Winter | B17 | 100 | 2540 | 0 | 78.6 | 80.96 | 6.5 | 0
2030 | MISO_MO-IL_2_ENT | MISO_MO-IL | ENT | Internal | Winter | B18 | 400 | 2540 | 0 | 79.96 | 80.96 | 6.5 | 0
2030 | MISO_MO-IL_2_ENT | MISO_MO-IL | ENT | Internal | Winter | B19 | 700 | 2540 | 0 | 78.6 | 78.62 | 6.5 | 0
2030 | MISO_MO-IL_2_ENT | MISO_MO-IL | ENT | Internal | Winter | B20 | 935 | 2540 | 0 | 71.67 | 12.14 | 6.5 | 0
2030 | MISO_MO-IL_2_MISO_IN | MISO_MO-IL | MISO_IN | Internal | Shoulder | B11 | 25 | 2100 | 0 | 91.51 | 75.95 | 0.01 | 0
2030 | MISO_MO-IL_2_MISO_IN | MISO_MO-IL | MISO_IN | Internal | Shoulder | B12 | 200 | 2100 | 0 | 79.38 | 75.95 | 0.01 | 0
2030 | MISO_MO-IL_2_MISO_IN | MISO_MO-IL | MISO_IN | Internal | Shoulder | B13 | 600 | 2100 | 0 | 77.12 | 75.95 | 0.01 | 0
2030 | MISO_MO-IL_2_MISO_IN | MISO_MO-IL | MISO_IN | Internal | Shoulder | B14 | 900 | 2100 | 0.01 | 75.96 | 75.95 | 0.01 | 0
2030 | MISO_MO-IL_2_MISO_IN | MISO_MO-IL | MISO_IN | Internal | Shoulder | B15 | 1203 | 2100 | 2099.98 | 72.95 | 72.97 | 0.01 | 0.01
2030 | MISO_MO-IL_2_MISO_IN | MISO_MO-IL | MISO_IN | Internal | Summer | B1 | 10 | 2100 | 0 | 139.37 | 129.9 | 0.01 | 0
2030 | MISO_MO-IL_2_MISO_IN | MISO_MO-IL | MISO_IN | Internal | Summer | B2 | 25 | 2100 | 0.35 | 139.39 | 139.37 | 0.01 | 0
2030 | MISO_MO-IL_2_MISO_IN | MISO_MO-IL | MISO_IN | Internal | Summer | B3 | 75 | 2100 | 0 | 139.4 | 139.03 | 0.01 | 0
2030 | MISO_MO-IL_2_MISO_IN | MISO_MO-IL | MISO_IN | Internal | Summer | B4 | 100 | 2100 | 0.09 | 133.56 | 133.55 | 0.01 | 0
2030 | MISO_MO-IL_2_MISO_IN | MISO_MO-IL | MISO_IN | Internal | Summer | B5 | 200 | 2100 | 0 | 122.78 | 109.78 | 0.01 | 0
2030 | MISO_MO-IL_2_MISO_IN | MISO_MO-IL | MISO_IN | Internal | Summer | B6 | 300 | 2100 | 0.03 | 100.67 | 100.65 | 0.01 | 0
2030 | MISO_MO-IL_2_MISO_IN | MISO_MO-IL | MISO_IN | Internal | Summer | B7 | 400 | 2100 | 0.03 | 92.32 | 92.31 | 0.01 | 0
2030 | MISO_MO-IL_2_MISO_IN | MISO_MO-IL | MISO_IN | Internal | Summer | B8 | 500 | 2100 | 0.01 | 86.26 | 86.23 | 0.01 | 0
2030 | MISO_MO-IL_2_MISO_IN | MISO_MO-IL | MISO_IN | Internal | Summer | B9 | 800 | 2100 | 0 | 84.07 | 77.56 | 0.01 | 0
2030 | MISO_MO-IL_2_MISO_IN | MISO_MO-IL | MISO_IN | Internal | Summer | B10 | 1262 | 2100 | 1887.6 | 74.59 | 74.6 | 0.01 | 0
2030 | MISO_MO-IL_2_MISO_IN | MISO_MO-IL | MISO_IN | Internal | Winter | B16 | 25 | 2100 | 0.38 | 78.6 | 78.59 | 0.01 | 0
2030 | MISO_MO-IL_2_MISO_IN | MISO_MO-IL | MISO_IN | Internal | Winter | B17 | 100 | 2100 | 0.1 | 78.6 | 78.59 | 0.01 | 0
2030 | MISO_MO-IL_2_MISO_IN | MISO_MO-IL | MISO_IN | Internal | Winter | B18 | 400 | 2100 | 0 | 79.96 | 78.59 | 0.01 | 0
2030 | MISO_MO-IL_2_MISO_IN | MISO_MO-IL | MISO_IN | Internal | Winter | B19 | 700 | 2100 | 0.02 | 78.6 | 78.59 | 0.01 | 0
2030 | MISO_MO-IL_2_MISO_IN | MISO_MO-IL | MISO_IN | Internal | Winter | B20 | 935 | 2100 | 2100 | 71.67 | 75.82 | 0.01 | 4.14
2030 | MISO_MO-IL_2_MISO_W | MISO_MO-IL | MISO_W | Internal | Shoulder | B11 | 25 | 1082 | 0.7 | 91.51 | 91.51 | 0.01 | 0
2030 | MISO_MO-IL_2_MISO_W | MISO_MO-IL | MISO_W | Internal | Shoulder | B12 | 200 | 1082 | 0.05 | 79.38 | 79.37 | 0.01 | 0
2030 | MISO_MO-IL_2_MISO_W | MISO_MO-IL | MISO_W | Internal | Shoulder | B13 | 600 | 1082 | 0.02 | 77.12 | 77.11 | 0.01 | 0
2030 | MISO_MO-IL_2_MISO_W | MISO_MO-IL | MISO_W | Internal | Shoulder | B14 | 900 | 1082 | 0 | 75.96 | 37.31 | 0.01 | 0
2030 | MISO_MO-IL_2_MISO_W | MISO_MO-IL | MISO_W | Internal | Shoulder | B15 | 1203 | 1082 | 0 | 72.95 | 11.54 | 0.01 | 0
2030 | MISO_MO-IL_2_MISO_W | MISO_MO-IL | MISO_W | Internal | Summer | B1 | 10 | 1082 | 472.03 | 139.37 | 139.39 | 0.01 | 0
2030 | MISO_MO-IL_2_MISO_W | MISO_MO-IL | MISO_W | Internal | Summer | B2 | 25 | 1082 | 0.68 | 139.39 | 139.39 | 0.01 | 0
2030 | MISO_MO-IL_2_MISO_W | MISO_MO-IL | MISO_W | Internal | Summer | B3 | 75 | 1082 | 0.13 | 139.4 | 139.39 | 0.01 | 0
2030 | MISO_MO-IL_2_MISO_W | MISO_MO-IL | MISO_W | Internal | Summer | B4 | 100 | 1082 | 0.17 | 133.56 | 133.56 | 0.01 | 0
2030 | MISO_MO-IL_2_MISO_W | MISO_MO-IL | MISO_W | Internal | Summer | B5 | 200 | 1082 | 0.09 | 122.78 | 122.78 | 0.01 | 0
2030 | MISO_MO-IL_2_MISO_W | MISO_MO-IL | MISO_W | Internal | Summer | B6 | 300 | 1082 | 0.04 | 100.67 | 100.65 | 0.01 | 0
2030 | MISO_MO-IL_2_MISO_W | MISO_MO-IL | MISO_W | Internal | Summer | B7 | 400 | 1082 | 0.03 | 92.32 | 92.31 | 0.01 | 0
2030 | MISO_MO-IL_2_MISO_W | MISO_MO-IL | MISO_W | Internal | Summer | B8 | 500 | 1082 | 0.02 | 86.26 | 86.24 | 0.01 | 0
2030 | MISO_MO-IL_2_MISO_W | MISO_MO-IL | MISO_W | Internal | Summer | B9 | 800 | 1082 | 0.01 | 84.07 | 84.06 | 0.01 | 0
2030 | MISO_MO-IL_2_MISO_W | MISO_MO-IL | MISO_W | Internal | Summer | B10 | 1262 | 1082 | 0 | 74.59 | 73.46 | 0.01 | 0
2030 | MISO_MO-IL_2_MISO_W | MISO_MO-IL | MISO_W | Internal | Winter | B16 | 25 | 1082 | 0 | 78.6 | 66.83 | 0.01 | 0
2030 | MISO_MO-IL_2_MISO_W | MISO_MO-IL | MISO_W | Internal | Winter | B17 | 100 | 1082 | 0 | 78.6 | 66.86 | 0.01 | 0
2030 | MISO_MO-IL_2_MISO_W | MISO_MO-IL | MISO_W | Internal | Winter | B18 | 400 | 1082 | 0 | 79.96 | 78.32 | 0.01 | 0
2030 | MISO_MO-IL_2_MISO_W | MISO_MO-IL | MISO_W | Internal | Winter | B19 | 700 | 1082 | 0 | 78.6 | 78.32 | 0.01 | 0
2030 | MISO_MO-IL_2_MISO_W | MISO_MO-IL | MISO_W | Internal | Winter | B20 | 935 | 1082 | 0 | 71.67 | 11.54 | 0.01 | 0
2030 | MISO_MO-IL_2_PJM_ROR | MISO_MO-IL | PJM_ROR | Internal | Shoulder | B11 | 25 | 1212 | 130.03 | 91.51 | 92.5 | 1 | 0
2030 | MISO_MO-IL_2_PJM_ROR | MISO_MO-IL | PJM_ROR | Internal | Shoulder | B12 | 200 | 1212 | 1212 | 79.38 | 87.88 | 1 | 7.5
2030 | MISO_MO-IL_2_PJM_ROR | MISO_MO-IL | PJM_ROR | Internal | Shoulder | B13 | 600 | 1212 | 1212 | 77.12 | 87.55 | 1 | 9.43
2030 | MISO_MO-IL_2_PJM_ROR | MISO_MO-IL | PJM_ROR | Internal | Shoulder | B14 | 900 | 1212 | 1212 | 75.96 | 87.55 | 1 | 10.58
2030 | MISO_MO-IL_2_PJM_ROR | MISO_MO-IL | PJM_ROR | Internal | Shoulder | B15 | 1203 | 1212 | 1212 | 72.95 | 75.87 | 1 | 1.92
2030 | MISO_MO-IL_2_PJM_ROR | MISO_MO-IL | PJM_ROR | Internal | Summer | B1 | 10 | 1212 | 1210.31 | 139.37 | 140.39 | 1 | 0.01
2030 | MISO_MO-IL_2_PJM_ROR | MISO_MO-IL | PJM_ROR | Internal | Summer | B2 | 25 | 1212 | 248.96 | 139.39 | 140.39 | 1 | 0
2030 | MISO_MO-IL_2_PJM_ROR | MISO_MO-IL | PJM_ROR | Internal | Summer | B3 | 75 | 1212 | 0.25 | 139.4 | 140.39 | 1 | 0
2030 | MISO_MO-IL_2_PJM_ROR | MISO_MO-IL | PJM_ROR | Internal | Summer | B4 | 100 | 1212 | 47.29 | 133.56 | 134.56 | 1 | 0
2030 | MISO_MO-IL_2_PJM_ROR | MISO_MO-IL | PJM_ROR | Internal | Summer | B5 | 200 | 1212 | 152.06 | 122.78 | 123.77 | 1 | 0
2030 | MISO_MO-IL_2_PJM_ROR | MISO_MO-IL | PJM_ROR | Internal | Summer | B6 | 300 | 1212 | 0.07 | 100.67 | 101.65 | 1 | 0
2030 | MISO_MO-IL_2_PJM_ROR | MISO_MO-IL | PJM_ROR | Internal | Summer | B7 | 400 | 1212 | 0.05 | 92.32 | 93.31 | 1 | 0
2030 | MISO_MO-IL_2_PJM_ROR | MISO_MO-IL | PJM_ROR | Internal | Summer | B8 | 500 | 1212 | 0.04 | 86.26 | 87.24 | 1 | 0
2030 | MISO_MO-IL_2_PJM_ROR | MISO_MO-IL | PJM_ROR | Internal | Summer | B9 | 800 | 1212 | 0.03 | 84.07 | 85.06 | 1 | 0
2030 | MISO_MO-IL_2_PJM_ROR | MISO_MO-IL | PJM_ROR | Internal | Summer | B10 | 1262 | 1212 | 0 | 74.59 | 74.46 | 1 | 0
2030 | MISO_MO-IL_2_PJM_ROR | MISO_MO-IL | PJM_ROR | Internal | Winter | B16 | 25 | 1212 | 1212 | 78.6 | 95.92 | 1 | 16.31
2030 | MISO_MO-IL_2_PJM_ROR | MISO_MO-IL | PJM_ROR | Internal | Winter | B17 | 100 | 1212 | 1212 | 78.6 | 92.22 | 1 | 12.62
2030 | MISO_MO-IL_2_PJM_ROR | MISO_MO-IL | PJM_ROR | Internal | Winter | B18 | 400 | 1212 | 1212 | 79.96 | 90.99 | 1 | 10.04
2030 | MISO_MO-IL_2_PJM_ROR | MISO_MO-IL | PJM_ROR | Internal | Winter | B19 | 700 | 1212 | 1212 | 78.6 | 90.99 | 1 | 11.39
2030 | MISO_MO-IL_2_PJM_ROR | MISO_MO-IL | PJM_ROR | Internal | Winter | B20 | 935 | 1212 | 1212 | 71.67 | 78.94 | 1 | 6.27
2030 | MISO_MO-IL_2_SPP_N | MISO_MO-IL | SPP_N | Internal | Shoulder | B11 | 25 | 4019 | 0 | 91.51 | 88.01 | 6.5 | 0
2030 | MISO_MO-IL_2_SPP_N | MISO_MO-IL | SPP_N | Internal | Shoulder | B12 | 200 | 4019 | 0 | 79.38 | 75.88 | 6.5 | 0
2030 | MISO_MO-IL_2_SPP_N | MISO_MO-IL | SPP_N | Internal | Shoulder | B13 | 600 | 4019 | 0 | 77.12 | 74.61 | 6.5 | 0
2030 | MISO_MO-IL_2_SPP_N | MISO_MO-IL | SPP_N | Internal | Shoulder | B14 | 900 | 4019 | 0 | 75.96 | 10.74 | 6.5 | 0
2030 | MISO_MO-IL_2_SPP_N | MISO_MO-IL | SPP_N | Internal | Shoulder | B15 | 1203 | 4019 | 0 | 72.95 | 0.01 | 6.5 | 0
2030 | MISO_MO-IL_2_SPP_N | MISO_MO-IL | SPP_N | Internal | Summer | B1 | 10 | 4019 | 0 | 139.37 | 88.47 | 6.5 | 0
2030 | MISO_MO-IL_2_SPP_N | MISO_MO-IL | SPP_N | Internal | Summer | B2 | 25 | 4019 | 0 | 139.39 | 130.39 | 6.5 | 0
2030 | MISO_MO-IL_2_SPP_N | MISO_MO-IL | SPP_N | Internal | Summer | B3 | 75 | 4019 | 0 | 139.4 | 135.9 | 6.5 | 0
2030 | MISO_MO-IL_2_SPP_N | MISO_MO-IL | SPP_N | Internal | Summer | B4 | 100 | 4019 | 0 | 133.56 | 130.06 | 6.5 | 0
2030 | MISO_MO-IL_2_SPP_N | MISO_MO-IL | SPP_N | Internal | Summer | B5 | 200 | 4019 | 0 | 122.78 | 119.28 | 6.5 | 0
2030 | MISO_MO-IL_2_SPP_N | MISO_MO-IL | SPP_N | Internal | Summer | B6 | 300 | 4019 | 0 | 100.67 | 97.17 | 6.5 | 0
2030 | MISO_MO-IL_2_SPP_N | MISO_MO-IL | SPP_N | Internal | Summer | B7 | 400 | 4019 | 0 | 92.32 | 88.82 | 6.5 | 0
2030 | MISO_MO-IL_2_SPP_N | MISO_MO-IL | SPP_N | Internal | Summer | B8 | 500 | 4019 | 0 | 86.26 | 85.27 | 6.5 | 0
2030 | MISO_MO-IL_2_SPP_N | MISO_MO-IL | SPP_N | Internal | Summer | B9 | 800 | 4019 | 0 | 84.07 | 81.88 | 6.5 | 0
2030 | MISO_MO-IL_2_SPP_N | MISO_MO-IL | SPP_N | Internal | Summer | B10 | 1262 | 4019 | 0 | 74.59 | 71.09 | 6.5 | 0
2030 | MISO_MO-IL_2_SPP_N | MISO_MO-IL | SPP_N | Internal | Winter | B16 | 25 | 4019 | 0 | 78.6 | 72.33 | 6.5 | 0
2030 | MISO_MO-IL_2_SPP_N | MISO_MO-IL | SPP_N | Internal | Winter | B17 | 100 | 4019 | 0 | 78.6 | 72.36 | 6.5 | 0
2030 | MISO_MO-IL_2_SPP_N | MISO_MO-IL | SPP_N | Internal | Winter | B18 | 400 | 4019 | 0 | 79.96 | 77.44 | 6.5 | 0
2030 | MISO_MO-IL_2_SPP_N | MISO_MO-IL | SPP_N | Internal | Winter | B19 | 700 | 4019 | 0 | 78.6 | 75.1 | 6.5 | 0
2030 | MISO_MO-IL_2_SPP_N | MISO_MO-IL | SPP_N | Internal | Winter | B20 | 935 | 4019 | 0 | 71.67 | 2.55 | 6.5 | 0
2030 | MISO_MO-IL_2_TVA_Transmission | MISO_MO-IL | TVA_Transmission | Internal | Shoulder | B11 | 25 | 4000 | 0 | 91.51 | 91.76 | 6.5 | 0
2030 | MISO_MO-IL_2_TVA_Transmission | MISO_MO-IL | TVA_Transmission | Internal | Shoulder | B12 | 200 | 4000 | 917.97 | 79.38 | 85.88 | 6.5 | 0
2030 | MISO_MO-IL_2_TVA_Transmission | MISO_MO-IL | TVA_Transmission | Internal | Shoulder | B13 | 600 | 4000 | 2094.37 | 77.12 | 83.62 | 6.5 | 0
2030 | MISO_MO-IL_2_TVA_Transmission | MISO_MO-IL | TVA_Transmission | Internal | Shoulder | B14 | 900 | 4000 | 2994.75 | 75.96 | 82.46 | 6.5 | 0
2030 | MISO_MO-IL_2_TVA_Transmission | MISO_MO-IL | TVA_Transmission | Internal | Shoulder | B15 | 1203 | 4000 | 3746.04 | 72.95 | 79.45 | 6.5 | 0
2030 | MISO_MO-IL_2_TVA_Transmission | MISO_MO-IL | TVA_Transmission | Internal | Summer | B1 | 10 | 4000 | 0.03 | 139.37 | 144.89 | 6.5 | 0
2030 | MISO_MO-IL_2_TVA_Transmission | MISO_MO-IL | TVA_Transmission | Internal | Summer | B2 | 25 | 4000 | 0.01 | 139.39 | 144.89 | 6.5 | 0
2030 | MISO_MO-IL_2_TVA_Transmission | MISO_MO-IL | TVA_Transmission | Internal | Summer | B3 | 75 | 4000 | 0 | 139.4 | 144.89 | 6.5 | 0
2030 | MISO_MO-IL_2_TVA_Transmission | MISO_MO-IL | TVA_Transmission | Internal | Summer | B4 | 100 | 4000 | 0 | 133.56 | 139.06 | 6.5 | 0
2030 | MISO_MO-IL_2_TVA_Transmission | MISO_MO-IL | TVA_Transmission | Internal | Summer | B5 | 200 | 4000 | 0 | 122.78 | 121.78 | 6.5 | 0
2030 | MISO_MO-IL_2_TVA_Transmission | MISO_MO-IL | TVA_Transmission | Internal | Summer | B6 | 300 | 4000 | 0 | 100.67 | 103.61 | 6.5 | 0
2030 | MISO_MO-IL_2_TVA_Transmission | MISO_MO-IL | TVA_Transmission | Internal | Summer | B7 | 400 | 4000 | 0 | 92.32 | 95.27 | 6.5 | 0
2030 | MISO_MO-IL_2_TVA_Transmission | MISO_MO-IL | TVA_Transmission | Internal | Summer | B8 | 500 | 4000 | 0 | 86.26 | 90.97 | 6.5 | 0
2030 | MISO_MO-IL_2_TVA_Transmission | MISO_MO-IL | TVA_Transmission | Internal | Summer | B9 | 800 | 4000 | 0 | 84.07 | 89.56 | 6.5 | 0
2030 | MISO_MO-IL_2_TVA_Transmission | MISO_MO-IL | TVA_Transmission | Internal | Summer | B10 | 1262 | 4000 | 0 | 74.59 | 78.61 | 6.5 | 0
2030 | MISO_MO-IL_2_TVA_Transmission | MISO_MO-IL | TVA_Transmission | Internal | Winter | B16 | 25 | 4000 | 4000 | 78.6 | 94.8 | 6.5 | 9.69
2030 | MISO_MO-IL_2_TVA_Transmission | MISO_MO-IL | TVA_Transmission | Internal | Winter | B17 | 100 | 4000 | 4000 | 78.6 | 89.04 | 6.5 | 3.94
2030 | MISO_MO-IL_2_TVA_Transmission | MISO_MO-IL | TVA_Transmission | Internal | Winter | B18 | 400 | 4000 | 3047.47 | 79.96 | 86.46 | 6.5 | 0
2030 | MISO_MO-IL_2_TVA_Transmission | MISO_MO-IL | TVA_Transmission | Internal | Winter | B19 | 700 | 4000 | 2961.21 | 78.6 | 85.1 | 6.5 | 0
2030 | MISO_MO-IL_2_TVA_Transmission | MISO_MO-IL | TVA_Transmission | Internal | Winter | B20 | 935 | 4000 | 4000 | 71.67 | 82.03 | 6.5 | 3.86
2030 | MISO_W_2_IESO | MISO_W | IESO | Internal | Shoulder | B11 | 25 | 157 | 0 | 91.51 | 70.52 | 6.5 | 0
2030 | MISO_W_2_IESO | MISO_W | IESO | Internal | Shoulder | B12 | 200 | 157 | 0 | 79.37 | 70.52 | 6.5 | 0
2030 | MISO_W_2_IESO | MISO_W | IESO | Internal | Shoulder | B13 | 600 | 157 | 0 | 77.11 | 70.52 | 6.5 | 0
2030 | MISO_W_2_IESO | MISO_W | IESO | Internal | Shoulder | B14 | 900 | 157 | 157 | 37.31 | 70.52 | 6.5 | 26.71
2030 | MISO_W_2_IESO | MISO_W | IESO | Internal | Shoulder | B15 | 1203 | 157 | 157 | 11.54 | 70.52 | 6.5 | 52.48
2030 | MISO_W_2_IESO | MISO_W | IESO | Internal | Summer | B1 | 10 | 157 | 0 | 139.39 | 85.91 | 6.5 | 0
2030 | MISO_W_2_IESO | MISO_W | IESO | Internal | Summer | B2 | 25 | 157 | 0 | 139.39 | 103.17 | 6.5 | 0
2030 | MISO_W_2_IESO | MISO_W | IESO | Internal | Summer | B3 | 75 | 157 | 0 | 139.39 | 85.91 | 6.5 | 0
2030 | MISO_W_2_IESO | MISO_W | IESO | Internal | Summer | B4 | 100 | 157 | 0 | 133.56 | 81.89 | 6.5 | 0
2030 | MISO_W_2_IESO | MISO_W | IESO | Internal | Summer | B5 | 200 | 157 | 0 | 122.78 | 79.94 | 6.5 | 0
2030 | MISO_W_2_IESO | MISO_W | IESO | Internal | Summer | B6 | 300 | 157 | 0 | 100.65 | 68.94 | 6.5 | 0
2030 | MISO_W_2_IESO | MISO_W | IESO | Internal | Summer | B7 | 400 | 157 | 0 | 92.31 | 68.94 | 6.5 | 0
2030 | MISO_W_2_IESO | MISO_W | IESO | Internal | Summer | B8 | 500 | 157 | 0 | 86.24 | 68.94 | 6.5 | 0
2030 | MISO_W_2_IESO | MISO_W | IESO | Internal | Summer | B9 | 800 | 157 | 0 | 84.06 | 68.94 | 6.5 | 0
2030 | MISO_W_2_IESO | MISO_W | IESO | Internal | Summer | B10 | 1262 | 157 | 0 | 73.46 | 68.94 | 6.5 | 0
2030 | MISO_W_2_IESO | MISO_W | IESO | Internal | Winter | B16 | 25 | 157 | 156.28 | 66.83 | 73.34 | 6.5 | 0.01
2030 | MISO_W_2_IESO | MISO_W | IESO | Internal | Winter | B17 | 100 | 157 | 0.18 | 66.86 | 73.34 | 6.5 | 0
2030 | MISO_W_2_IESO | MISO_W | IESO | Internal | Winter | B18 | 400 | 157 | 0 | 78.32 | 73.34 | 6.5 | 0
2030 | MISO_W_2_IESO | MISO_W | IESO | Internal | Winter | B19 | 700 | 157 | 0 | 78.32 | 73.34 | 6.5 | 0
2030 | MISO_W_2_IESO | MISO_W | IESO | Internal | Winter | B20 | 935 | 157 | 157 | 11.54 | 73.34 | 6.5 | 55.3
2030 | MISO_W_2_MAPP_CA | MISO_W | MAPP_CA | Internal | Shoulder | B11 | 25 | 700 | 0 | 91.51 | 26.31 | 0.01 | 0
2030 | MISO_W_2_MAPP_CA | MISO_W | MAPP_CA | Internal | Shoulder | B12 | 200 | 700 | 0 | 79.37 | 64.02 | 0.01 | 0
2030 | MISO_W_2_MAPP_CA | MISO_W | MAPP_CA | Internal | Shoulder | B13 | 600 | 700 | 0 | 77.11 | 36.07 | 0.01 | 0
2030 | MISO_W_2_MAPP_CA | MISO_W | MAPP_CA | Internal | Shoulder | B14 | 900 | 700 | 0 | 37.31 | 26.31 | 0.01 | 0
2030 | MISO_W_2_MAPP_CA | MISO_W | MAPP_CA | Internal | Shoulder | B15 | 1203 | 700 | 700 | 11.54 | 26.31 | 0.01 | 14.76
2030 | MISO_W_2_MAPP_CA | MISO_W | MAPP_CA | Internal | Summer | B1 | 10 | 700 | 0 | 139.39 | 73.44 | 0.01 | 0
2030 | MISO_W_2_MAPP_CA | MISO_W | MAPP_CA | Internal | Summer | B2 | 25 | 700 | 0 | 139.39 | 73.44 | 0.01 | 0
2030 | MISO_W_2_MAPP_CA | MISO_W | MAPP_CA | Internal | Summer | B3 | 75 | 700 | 0 | 139.39 | 73.44 | 0.01 | 0
2030 | MISO_W_2_MAPP_CA | MISO_W | MAPP_CA | Internal | Summer | B4 | 100 | 700 | 0 | 133.56 | 73.44 | 0.01 | 0
2030 | MISO_W_2_MAPP_CA | MISO_W | MAPP_CA | Internal | Summer | B5 | 200 | 700 | 0 | 122.78 | 73.44 | 0.01 | 0
2030 | MISO_W_2_MAPP_CA | MISO_W | MAPP_CA | Internal | Summer | B6 | 300 | 700 | 0 | 100.65 | 73.44 | 0.01 | 0
2030 | MISO_W_2_MAPP_CA | MISO_W | MAPP_CA | Internal | Summer | B7 | 400 | 700 | 0 | 92.31 | 73.44 | 0.01 | 0
2030 | MISO_W_2_MAPP_CA | MISO_W | MAPP_CA | Internal | Summer | B8 | 500 | 700 | 0 | 86.24 | 73.44 | 0.01 | 0
2030 | MISO_W_2_MAPP_CA | MISO_W | MAPP_CA | Internal | Summer | B9 | 800 | 700 | 0 | 84.06 | 73.44 | 0.01 | 0
2030 | MISO_W_2_MAPP_CA | MISO_W | MAPP_CA | Internal | Summer | B10 | 1262 | 700 | 0 | 73.46 | 73.44 | 0.01 | 0
2030 | MISO_W_2_MAPP_CA | MISO_W | MAPP_CA | Internal | Winter | B16 | 25 | 700 | 578.96 | 66.83 | 66.85 | 0.01 | 0
2030 | MISO_W_2_MAPP_CA | MISO_W | MAPP_CA | Internal | Winter | B17 | 100 | 700 | 0.1 | 66.86 | 66.85 | 0.01 | 0
2030 | MISO_W_2_MAPP_CA | MISO_W | MAPP_CA | Internal | Winter | B18 | 400 | 700 | 0 | 78.32 | 67.32 | 0.01 | 0
2030 | MISO_W_2_MAPP_CA | MISO_W | MAPP_CA | Internal | Winter | B19 | 700 | 700 | 0 | 78.32 | 67.32 | 0.01 | 0
2030 | MISO_W_2_MAPP_CA | MISO_W | MAPP_CA | Internal | Winter | B20 | 935 | 700 | 700 | 11.54 | 66.85 | 0.01 | 55.29
2030 | MISO_W_2_MAPP_US | MISO_W | MAPP_US | Internal | Shoulder | B11 | 25 | 2300 | 0 | 91.51 | 86.01 | 5.5 | 0
2030 | MISO_W_2_MAPP_US | MISO_W | MAPP_US | Internal | Shoulder | B12 | 200 | 2300 | 0 | 79.37 | 73.87 | 5.5 | 0
2030 | MISO_W_2_MAPP_US | MISO_W | MAPP_US | Internal | Shoulder | B13 | 600 | 2300 | 0 | 77.11 | 71.61 | 5.5 | 0
2030 | MISO_W_2_MAPP_US | MISO_W | MAPP_US | Internal | Shoulder | B14 | 900 | 2300 | 0 | 37.31 | 31.81 | 5.5 | 0
2030 | MISO_W_2_MAPP_US | MISO_W | MAPP_US | Internal | Shoulder | B15 | 1203 | 2300 | 0 | 11.54 | 6.04 | 5.5 | 0
2030 | MISO_W_2_MAPP_US | MISO_W | MAPP_US | Internal | Summer | B1 | 10 | 2300 | 0 | 139.39 | 133.89 | 5.5 | 0
2030 | MISO_W_2_MAPP_US | MISO_W | MAPP_US | Internal | Summer | B2 | 25 | 2300 | 0 | 139.39 | 133.89 | 5.5 | 0
2030 | MISO_W_2_MAPP_US | MISO_W | MAPP_US | Internal | Summer | B3 | 75 | 2300 | 0 | 139.39 | 133.89 | 5.5 | 0
2030 | MISO_W_2_MAPP_US | MISO_W | MAPP_US | Internal | Summer | B4 | 100 | 2300 | 0 | 133.56 | 128.06 | 5.5 | 0
2030 | MISO_W_2_MAPP_US | MISO_W | MAPP_US | Internal | Summer | B5 | 200 | 2300 | 0 | 122.78 | 117.28 | 5.5 | 0
2030 | MISO_W_2_MAPP_US | MISO_W | MAPP_US | Internal | Summer | B6 | 300 | 2300 | 0 | 100.65 | 95.15 | 5.5 | 0
2030 | MISO_W_2_MAPP_US | MISO_W | MAPP_US | Internal | Summer | B7 | 400 | 2300 | 0 | 92.31 | 86.81 | 5.5 | 0
2030 | MISO_W_2_MAPP_US | MISO_W | MAPP_US | Internal | Summer | B8 | 500 | 2300 | 0 | 86.24 | 80.74 | 5.5 | 0
2030 | MISO_W_2_MAPP_US | MISO_W | MAPP_US | Internal | Summer | B9 | 800 | 2300 | 0 | 84.06 | 78.56 | 5.5 | 0
2030 | MISO_W_2_MAPP_US | MISO_W | MAPP_US | Internal | Summer | B10 | 1262 | 2300 | 0 | 73.46 | 67.96 | 5.5 | 0
2030 | MISO_W_2_MAPP_US | MISO_W | MAPP_US | Internal | Winter | B16 | 25 | 2300 | 0 | 66.83 | 12.51 | 5.5 | 0
2030 | MISO_W_2_MAPP_US | MISO_W | MAPP_US | Internal | Winter | B17 | 100 | 2300 | 0 | 66.86 | 61.36 | 5.5 | 0
2030 | MISO_W_2_MAPP_US | MISO_W | MAPP_US | Internal | Winter | B18 | 400 | 2300 | 0 | 78.32 | 72.82 | 5.5 | 0
2030 | MISO_W_2_MAPP_US | MISO_W | MAPP_US | Internal | Winter | B19 | 700 | 2300 | 0 | 78.32 | 72.82 | 5.5 | 0
2030 | MISO_W_2_MAPP_US | MISO_W | MAPP_US | Internal | Winter | B20 | 935 | 2300 | 0 | 11.54 | 6.04 | 5.5 | 0
2030 | MISO_W_2_MISO_MO-IL | MISO_W | MISO_MO-IL | Internal | Shoulder | B11 | 25 | 3922 | 0.84 | 91.51 | 91.51 | 0.01 | 0
2030 | MISO_W_2_MISO_MO-IL | MISO_W | MISO_MO-IL | Internal | Shoulder | B12 | 200 | 3922 | 1463.43 | 79.37 | 79.38 | 0.01 | 0
2030 | MISO_W_2_MISO_MO-IL | MISO_W | MISO_MO-IL | Internal | Shoulder | B13 | 600 | 3922 | 3426.35 | 77.11 | 77.12 | 0.01 | 0
2030 | MISO_W_2_MISO_MO-IL | MISO_W | MISO_MO-IL | Internal | Shoulder | B14 | 900 | 3922 | 3922 | 37.31 | 75.96 | 0.01 | 38.64
2030 | MISO_W_2_MISO_MO-IL | MISO_W | MISO_MO-IL | Internal | Shoulder | B15 | 1203 | 3922 | 3922 | 11.54 | 72.95 | 0.01 | 61.4
2030 | MISO_W_2_MISO_MO-IL | MISO_W | MISO_MO-IL | Internal | Summer | B1 | 10 | 3922 | 0.84 | 139.39 | 139.37 | 0.01 | 0
2030 | MISO_W_2_MISO_MO-IL | MISO_W | MISO_MO-IL | Internal | Summer | B2 | 25 | 3922 | 0.96 | 139.39 | 139.39 | 0.01 | 0
2030 | MISO_W_2_MISO_MO-IL | MISO_W | MISO_MO-IL | Internal | Summer | B3 | 75 | 3922 | 2334.15 | 139.39 | 139.4 | 0.01 | 0
2030 | MISO_W_2_MISO_MO-IL | MISO_W | MISO_MO-IL | Internal | Summer | B4 | 100 | 3922 | 0.32 | 133.56 | 133.56 | 0.01 | 0
2030 | MISO_W_2_MISO_MO-IL | MISO_W | MISO_MO-IL | Internal | Summer | B5 | 200 | 3922 | 0.13 | 122.78 | 122.78 | 0.01 | 0
2030 | MISO_W_2_MISO_MO-IL | MISO_W | MISO_MO-IL | Internal | Summer | B6 | 300 | 3922 | 40.25 | 100.65 | 100.67 | 0.01 | 0
2030 | MISO_W_2_MISO_MO-IL | MISO_W | MISO_MO-IL | Internal | Summer | B7 | 400 | 3922 | 1691.61 | 92.31 | 92.32 | 0.01 | 0
2030 | MISO_W_2_MISO_MO-IL | MISO_W | MISO_MO-IL | Internal | Summer | B8 | 500 | 3922 | 2199.58 | 86.24 | 86.26 | 0.01 | 0
2030 | MISO_W_2_MISO_MO-IL | MISO_W | MISO_MO-IL | Internal | Summer | B9 | 800 | 3922 | 849.82 | 84.06 | 84.07 | 0.01 | 0
2030 | MISO_W_2_MISO_MO-IL | MISO_W | MISO_MO-IL | Internal | Summer | B10 | 1262 | 3922 | 3922 | 73.46 | 74.59 | 0.01 | 1.12
2030 | MISO_W_2_MISO_MO-IL | MISO_W | MISO_MO-IL | Internal | Winter | B16 | 25 | 3922 | 3922 | 66.83 | 78.6 | 0.01 | 11.76
2030 | MISO_W_2_MISO_MO-IL | MISO_W | MISO_MO-IL | Internal | Winter | B17 | 100 | 3922 | 3922 | 66.86 | 78.6 | 0.01 | 11.73
2030 | MISO_W_2_MISO_MO-IL | MISO_W | MISO_MO-IL | Internal | Winter | B18 | 400 | 3922 | 3922 | 78.32 | 79.96 | 0.01 | 1.63
2030 | MISO_W_2_MISO_MO-IL | MISO_W | MISO_MO-IL | Internal | Winter | B19 | 700 | 3922 | 3922 | 78.32 | 78.6 | 0.01 | 0.27
2030 | MISO_W_2_MISO_MO-IL | MISO_W | MISO_MO-IL | Internal | Winter | B20 | 935 | 3922 | 3922 | 11.54 | 71.67 | 0.01 | 60.12
2030 | MISO_W_2_MISO_WUMS | MISO_W | MISO_WUMS | Internal | Shoulder | B11 | 25 | 1667 | 0 | 91.51 | 87.31 | 0.01 | 0
2030 | MISO_W_2_MISO_WUMS | MISO_W | MISO_WUMS | Internal | Shoulder | B12 | 200 | 1667 | 0 | 79.37 | 78.43 | 0.01 | 0
2030 | MISO_W_2_MISO_WUMS | MISO_W | MISO_WUMS | Internal | Shoulder | B13 | 600 | 1667 | 0.02 | 77.11 | 77.09 | 0.01 | 0
2030 | MISO_W_2_MISO_WUMS | MISO_W | MISO_WUMS | Internal | Shoulder | B14 | 900 | 1667 | 1667 | 37.31 | 75.7 | 0.01 | 38.38
2030 | MISO_W_2_MISO_WUMS | MISO_W | MISO_WUMS | Internal | Shoulder | B15 | 1203 | 1667 | 1667 | 11.54 | 74.87 | 0.01 | 63.32
2030 | MISO_W_2_MISO_WUMS | MISO_W | MISO_WUMS | Internal | Summer | B1 | 10 | 1667 | 0 | 139.39 | 85.76 | 0.01 | 0
2030 | MISO_W_2_MISO_WUMS | MISO_W | MISO_WUMS | Internal | Summer | B2 | 25 | 1667 | 0 | 139.39 | 85.76 | 0.01 | 0
2030 | MISO_W_2_MISO_WUMS | MISO_W | MISO_WUMS | Internal | Summer | B3 | 75 | 1667 | 0 | 139.39 | 139.03 | 0.01 | 0
2030 | MISO_W_2_MISO_WUMS | MISO_W | MISO_WUMS | Internal | Summer | B4 | 100 | 1667 | 0.09 | 133.56 | 133.55 | 0.01 | 0
2030 | MISO_W_2_MISO_WUMS | MISO_W | MISO_WUMS | Internal | Summer | B5 | 200 | 1667 | 0 | 122.78 | 85.76 | 0.01 | 0
2030 | MISO_W_2_MISO_WUMS | MISO_W | MISO_WUMS | Internal | Summer | B6 | 300 | 1667 | 0 | 100.65 | 85.76 | 0.01 | 0
2030 | MISO_W_2_MISO_WUMS | MISO_W | MISO_WUMS | Internal | Summer | B7 | 400 | 1667 | 0 | 92.31 | 85.76 | 0.01 | 0
2030 | MISO_W_2_MISO_WUMS | MISO_W | MISO_WUMS | Internal | Summer | B8 | 500 | 1667 | 0 | 86.24 | 85.76 | 0.01 | 0
2030 | MISO_W_2_MISO_WUMS | MISO_W | MISO_WUMS | Internal | Summer | B9 | 800 | 1667 | 0 | 84.06 | 77.56 | 0.01 | 0
2030 | MISO_W_2_MISO_WUMS | MISO_W | MISO_WUMS | Internal | Summer | B10 | 1262 | 1667 | 1667 | 73.46 | 74.34 | 0.01 | 0.88
2030 | MISO_W_2_MISO_WUMS | MISO_W | MISO_WUMS | Internal | Winter | B16 | 25 | 1667 | 1667 | 66.83 | 78.33 | 0.01 | 11.48
2030 | MISO_W_2_MISO_WUMS | MISO_W | MISO_WUMS | Internal | Winter | B17 | 100 | 1667 | 1667 | 66.86 | 78.33 | 0.01 | 11.46
2030 | MISO_W_2_MISO_WUMS | MISO_W | MISO_WUMS | Internal | Winter | B18 | 400 | 1667 | 845.05 | 78.32 | 78.33 | 0.01 | 0
2030 | MISO_W_2_MISO_WUMS | MISO_W | MISO_WUMS | Internal | Winter | B19 | 700 | 1667 | 351.94 | 78.32 | 78.33 | 0.01 | 0
2030 | MISO_W_2_MISO_WUMS | MISO_W | MISO_WUMS | Internal | Winter | B20 | 935 | 1667 | 1667 | 11.54 | 77.83 | 0.01 | 66.28
2030 | MISO_W_2_NE | MISO_W | NE | Internal | Shoulder | B11 | 25 | 5289 | 0 | 91.51 | 88.01 | 5.5 | 0
2030 | MISO_W_2_NE | MISO_W | NE | Internal | Shoulder | B12 | 200 | 5289 | 0 | 79.37 | 75.87 | 5.5 | 0
2030 | MISO_W_2_NE | MISO_W | NE | Internal | Shoulder | B13 | 600 | 5289 | 0 | 77.11 | 73.61 | 5.5 | 0
2030 | MISO_W_2_NE | MISO_W | NE | Internal | Shoulder | B14 | 900 | 5289 | 0 | 37.31 | 11.86 | 5.5 | 0
2030 | MISO_W_2_NE | MISO_W | NE | Internal | Shoulder | B15 | 1203 | 5289 | 0 | 11.54 | 0.01 | 5.5 | 0
2030 | MISO_W_2_NE | MISO_W | NE | Internal | Summer | B1 | 10 | 5289 | 0 | 139.39 | 135.89 | 5.5 | 0
2030 | MISO_W_2_NE | MISO_W | NE | Internal | Summer | B2 | 25 | 5289 | 0 | 139.39 | 130.4 | 5.5 | 0
2030 | MISO_W_2_NE | MISO_W | NE | Internal | Summer | B3 | 75 | 5289 | 0 | 139.39 | 135.89 | 5.5 | 0
2030 | MISO_W_2_NE | MISO_W | NE | Internal | Summer | B4 | 100 | 5289 | 0 | 133.56 | 130.06 | 5.5 | 0
2030 | MISO_W_2_NE | MISO_W | NE | Internal | Summer | B5 | 200 | 5289 | 0 | 122.78 | 119.28 | 5.5 | 0
2030 | MISO_W_2_NE | MISO_W | NE | Internal | Summer | B6 | 300 | 5289 | 0 | 100.65 | 97.15 | 5.5 | 0
2030 | MISO_W_2_NE | MISO_W | NE | Internal | Summer | B7 | 400 | 5289 | 0 | 92.31 | 88.81 | 5.5 | 0
2030 | MISO_W_2_NE | MISO_W | NE | Internal | Summer | B8 | 500 | 5289 | 0 | 86.24 | 82.74 | 5.5 | 0
2030 | MISO_W_2_NE | MISO_W | NE | Internal | Summer | B9 | 800 | 5289 | 0 | 84.06 | 80.56 | 5.5 | 0
2030 | MISO_W_2_NE | MISO_W | NE | Internal | Summer | B10 | 1262 | 5289 | 0 | 73.46 | 69.96 | 5.5 | 0
2030 | MISO_W_2_NE | MISO_W | NE | Internal | Winter | B16 | 25 | 5289 | 0 | 66.83 | 9.01 | 5.5 | 0
2030 | MISO_W_2_NE | MISO_W | NE | Internal | Winter | B17 | 100 | 5289 | 0 | 66.86 | 57.86 | 5.5 | 0
2030 | MISO_W_2_NE | MISO_W | NE | Internal | Winter | B18 | 400 | 5289 | 0 | 78.32 | 69.32 | 5.5 | 0
2030 | MISO_W_2_NE | MISO_W | NE | Internal | Winter | B19 | 700 | 5289 | 0 | 78.32 | 69.32 | 5.5 | 0
2030 | MISO_W_2_NE | MISO_W | NE | Internal | Winter | B20 | 935 | 5289 | 0 | 11.54 | 2.54 | 5.5 | 0
2030 | MISO_W_2_PJM_ROR | MISO_W | PJM_ROR | Internal | Shoulder | B11 | 25 | 13193 | 11319.4 | 91.51 | 92.5 | 1 | 0
2030 | MISO_W_2_PJM_ROR | MISO_W | PJM_ROR | Internal | Shoulder | B12 | 200 | 13193 | 13193 | 79.37 | 87.88 | 1 | 7.51
2030 | MISO_W_2_PJM_ROR | MISO_W | PJM_ROR | Internal | Shoulder | B13 | 600 | 13193 | 13193 | 77.11 | 87.55 | 1 | 9.44
2030 | MISO_W_2_PJM_ROR | MISO_W | PJM_ROR | Internal | Shoulder | B14 | 900 | 13193 | 13193 | 37.31 | 87.55 | 1 | 49.23
2030 | MISO_W_2_PJM_ROR | MISO_W | PJM_ROR | Internal | Shoulder | B15 | 1203 | 13193 | 13193 | 11.54 | 75.87 | 1 | 63.33
2030 | MISO_W_2_PJM_ROR | MISO_W | PJM_ROR | Internal | Summer | B1 | 10 | 13193 | 6112.74 | 139.39 | 140.39 | 1 | 0
2030 | MISO_W_2_PJM_ROR | MISO_W | PJM_ROR | Internal | Summer | B2 | 25 | 13193 | 11908.23 | 139.39 | 140.39 | 1 | 0
2030 | MISO_W_2_PJM_ROR | MISO_W | PJM_ROR | Internal | Summer | B3 | 75 | 13193 | 1693.48 | 139.39 | 140.39 | 1 | 0
2030 | MISO_W_2_PJM_ROR | MISO_W | PJM_ROR | Internal | Summer | B4 | 100 | 13193 | 5642.55 | 133.56 | 134.56 | 1 | 0
2030 | MISO_W_2_PJM_ROR | MISO_W | PJM_ROR | Internal | Summer | B5 | 200 | 13193 | 5941.83 | 122.78 | 123.77 | 1 | 0
2030 | MISO_W_2_PJM_ROR | MISO_W | PJM_ROR | Internal | Summer | B6 | 300 | 13193 | 6673.06 | 100.65 | 101.65 | 1 | 0
2030 | MISO_W_2_PJM_ROR | MISO_W | PJM_ROR | Internal | Summer | B7 | 400 | 13193 | 9193.45 | 92.31 | 93.31 | 1 | 0
2030 | MISO_W_2_PJM_ROR | MISO_W | PJM_ROR | Internal | Summer | B8 | 500 | 13193 | 11686.93 | 86.24 | 87.24 | 1 | 0
2030 | MISO_W_2_PJM_ROR | MISO_W | PJM_ROR | Internal | Summer | B9 | 800 | 13193 | 12663.89 | 84.06 | 85.06 | 1 | 0
2030 | MISO_W_2_PJM_ROR | MISO_W | PJM_ROR | Internal | Summer | B10 | 1262 | 13193 | 11801.12 | 73.46 | 74.46 | 1 | 0
2030 | MISO_W_2_PJM_ROR | MISO_W | PJM_ROR | Internal | Winter | B16 | 25 | 13193 | 13193 | 66.83 | 95.92 | 1 | 28.08
2030 | MISO_W_2_PJM_ROR | MISO_W | PJM_ROR | Internal | Winter | B17 | 100 | 13193 | 13193 | 66.86 | 92.22 | 1 | 24.36
2030 | MISO_W_2_PJM_ROR | MISO_W | PJM_ROR | Internal | Winter | B18 | 400 | 13193 | 13193 | 78.32 | 90.99 | 1 | 11.67
2030 | MISO_W_2_PJM_ROR | MISO_W | PJM_ROR | Internal | Winter | B19 | 700 | 13193 | 13193 | 78.32 | 90.99 | 1 | 11.67
2030 | MISO_W_2_PJM_ROR | MISO_W | PJM_ROR | Internal | Winter | B20 | 935 | 13193 | 13193 | 11.54 | 78.94 | 1 | 66.4
2030 | MISO_W_2_SPP_N | MISO_W | SPP_N | Internal | Shoulder | B11 | 25 | 3537 | 0 | 91.51 | 88.01 | 5.5 | 0
2030 | MISO_W_2_SPP_N | MISO_W | SPP_N | Internal | Shoulder | B12 | 200 | 3537 | 0 | 79.37 | 75.88 | 5.5 | 0
2030 | MISO_W_2_SPP_N | MISO_W | SPP_N | Internal | Shoulder | B13 | 600 | 3537 | 0 | 77.11 | 74.61 | 5.5 | 0
2030 | MISO_W_2_SPP_N | MISO_W | SPP_N | Internal | Shoulder | B14 | 900 | 3537 | 0 | 37.31 | 10.74 | 5.5 | 0
2030 | MISO_W_2_SPP_N | MISO_W | SPP_N | Internal | Shoulder | B15 | 1203 | 3537 | 0 | 11.54 | 0.01 | 5.5 | 0
2030 | MISO_W_2_SPP_N | MISO_W | SPP_N | Internal | Summer | B1 | 10 | 3537 | 0 | 139.39 | 88.47 | 5.5 | 0
2030 | MISO_W_2_SPP_N | MISO_W | SPP_N | Internal | Summer | B2 | 25 | 3537 | 0 | 139.39 | 130.39 | 5.5 | 0
2030 | MISO_W_2_SPP_N | MISO_W | SPP_N | Internal | Summer | B3 | 75 | 3537 | 0 | 139.39 | 135.9 | 5.5 | 0
2030 | MISO_W_2_SPP_N | MISO_W | SPP_N | Internal | Summer | B4 | 100 | 3537 | 0 | 133.56 | 130.06 | 5.5 | 0
2030 | MISO_W_2_SPP_N | MISO_W | SPP_N | Internal | Summer | B5 | 200 | 3537 | 0 | 122.78 | 119.28 | 5.5 | 0
2030 | MISO_W_2_SPP_N | MISO_W | SPP_N | Internal | Summer | B6 | 300 | 3537 | 0 | 100.65 | 97.17 | 5.5 | 0
2030 | MISO_W_2_SPP_N | MISO_W | SPP_N | Internal | Summer | B7 | 400 | 3537 | 0 | 92.31 | 88.82 | 5.5 | 0
2030 | MISO_W_2_SPP_N | MISO_W | SPP_N | Internal | Summer | B8 | 500 | 3537 | 0 | 86.24 | 85.27 | 5.5 | 0
2030 | MISO_W_2_SPP_N | MISO_W | SPP_N | Internal | Summer | B9 | 800 | 3537 | 0 | 84.06 | 81.88 | 5.5 | 0
2030 | MISO_W_2_SPP_N | MISO_W | SPP_N | Internal | Summer | B10 | 1262 | 3537 | 0 | 73.46 | 71.09 | 5.5 | 0
2030 | MISO_W_2_SPP_N | MISO_W | SPP_N | Internal | Winter | B16 | 25 | 3537 | 3069.74 | 66.83 | 72.33 | 5.5 | 0
2030 | MISO_W_2_SPP_N | MISO_W | SPP_N | Internal | Winter | B17 | 100 | 3537 | 2470.97 | 66.86 | 72.36 | 5.5 | 0
2030 | MISO_W_2_SPP_N | MISO_W | SPP_N | Internal | Winter | B18 | 400 | 3537 | 0 | 78.32 | 77.44 | 5.5 | 0
2030 | MISO_W_2_SPP_N | MISO_W | SPP_N | Internal | Winter | B19 | 700 | 3537 | 0 | 78.32 | 75.1 | 5.5 | 0
2030 | MISO_W_2_SPP_N | MISO_W | SPP_N | Internal | Winter | B20 | 935 | 3537 | 0 | 11.54 | 2.55 | 5.5 | 0
2030 | MISO_WUMS_2_MISO_MI | MISO_WUMS | MISO_MI | Internal | Shoulder | B11 | 25 | 787 | 482.82 | 87.31 | 87.32 | 0.01 | 0
2030 | MISO_WUMS_2_MISO_MI | MISO_WUMS | MISO_MI | Internal | Shoulder | B12 | 200 | 787 | 754.75 | 78.43 | 78.44 | 0.01 | 0
2030 | MISO_WUMS_2_MISO_MI | MISO_WUMS | MISO_MI | Internal | Shoulder | B13 | 600 | 787 | 396.51 | 77.09 | 77.11 | 0.01 | 0
2030 | MISO_WUMS_2_MISO_MI | MISO_WUMS | MISO_MI | Internal | Shoulder | B14 | 900 | 787 | 787 | 75.7 | 75.96 | 0.01 | 0.25
2030 | MISO_WUMS_2_MISO_MI | MISO_WUMS | MISO_MI | Internal | Shoulder | B15 | 1203 | 787 | 787 | 74.87 | 75.02 | 0.01 | 0.14
2030 | MISO_WUMS_2_MISO_MI | MISO_WUMS | MISO_MI | Internal | Summer | B1 | 10 | 787 | 787 | 85.76 | 139.39 | 0.01 | 53.62
2030 | MISO_WUMS_2_MISO_MI | MISO_WUMS | MISO_MI | Internal | Summer | B2 | 25 | 787 | 787 | 85.76 | 139.39 | 0.01 | 53.62
2030 | MISO_WUMS_2_MISO_MI | MISO_WUMS | MISO_MI | Internal | Summer | B3 | 75 | 787 | 534.74 | 139.03 | 139.04 | 0.01 | 0
2030 | MISO_WUMS_2_MISO_MI | MISO_WUMS | MISO_MI | Internal | Summer | B4 | 100 | 787 | 631.72 | 133.55 | 133.56 | 0.01 | 0
2030 | MISO_WUMS_2_MISO_MI | MISO_WUMS | MISO_MI | Internal | Summer | B5 | 200 | 787 | 787 | 85.76 | 109.79 | 0.01 | 24.02
2030 | MISO_WUMS_2_MISO_MI | MISO_WUMS | MISO_MI | Internal | Summer | B6 | 300 | 787 | 787 | 85.76 | 100.67 | 0.01 | 14.9
2030 | MISO_WUMS_2_MISO_MI | MISO_WUMS | MISO_MI | Internal | Summer | B7 | 400 | 787 | 787 | 85.76 | 92.32 | 0.01 | 6.56
2030 | MISO_WUMS_2_MISO_MI | MISO_WUMS | MISO_MI | Internal | Summer | B8 | 500 | 787 | 787 | 85.76 | 86.24 | 0.01 | 0.48
2030 | MISO_WUMS_2_MISO_MI | MISO_WUMS | MISO_MI | Internal | Summer | B9 | 800 | 787 | 492.57 | 77.56 | 77.57 | 0.01 | 0
2030 | MISO_WUMS_2_MISO_MI | MISO_WUMS | MISO_MI | Internal | Summer | B10 | 1262 | 787 | 787 | 74.34 | 74.61 | 0.01 | 0.26
2030 | MISO_WUMS_2_MISO_MI | MISO_WUMS | MISO_MI | Internal | Winter | B16 | 25 | 787 | 787 | 78.33 | 89.87 | 0.01 | 11.53
2030 | MISO_WUMS_2_MISO_MI | MISO_WUMS | MISO_MI | Internal | Winter | B17 | 100 | 787 | 787 | 78.33 | 80.99 | 0.01 | 2.65
2030 | MISO_WUMS_2_MISO_MI | MISO_WUMS | MISO_MI | Internal | Winter | B18 | 400 | 787 | 787 | 78.33 | 78.6 | 0.01 | 0.26
2030 | MISO_WUMS_2_MISO_MI | MISO_WUMS | MISO_MI | Internal | Winter | B19 | 700 | 787 | 787 | 78.33 | 78.6 | 0.01 | 0.26
2030 | MISO_WUMS_2_MISO_MI | MISO_WUMS | MISO_MI | Internal | Winter | B20 | 935 | 787 | 28.02 | 77.83 | 77.84 | 0.01 | 0
2030 | MISO_WUMS_2_MISO_W | MISO_WUMS | MISO_W | Internal | Shoulder | B11 | 25 | 1175 | 1175 | 87.31 | 91.51 | 0.01 | 4.19
2030 | MISO_WUMS_2_MISO_W | MISO_WUMS | MISO_W | Internal | Shoulder | B12 | 200 | 1175 | 1175 | 78.43 | 79.37 | 0.01 | 0.93
2030 | MISO_WUMS_2_MISO_W | MISO_WUMS | MISO_W | Internal | Shoulder | B13 | 600 | 1175 | 1076.62 | 77.09 | 77.11 | 0.01 | 0
2030 | MISO_WUMS_2_MISO_W | MISO_WUMS | MISO_W | Internal | Shoulder | B14 | 900 | 1175 | 0 | 75.7 | 37.31 | 0.01 | 0
2030 | MISO_WUMS_2_MISO_W | MISO_WUMS | MISO_W | Internal | Shoulder | B15 | 1203 | 1175 | 0 | 74.87 | 11.54 | 0.01 | 0
2030 | MISO_WUMS_2_MISO_W | MISO_WUMS | MISO_W | Internal | Summer | B1 | 10 | 1175 | 1175 | 85.76 | 139.39 | 0.01 | 53.62
2030 | MISO_WUMS_2_MISO_W | MISO_WUMS | MISO_W | Internal | Summer | B2 | 25 | 1175 | 1175 | 85.76 | 139.39 | 0.01 | 53.62
2030 | MISO_WUMS_2_MISO_W | MISO_WUMS | MISO_W | Internal | Summer | B3 | 75 | 1175 | 1174.99 | 139.03 | 139.39 | 0.01 | 0.35
2030 | MISO_WUMS_2_MISO_W | MISO_WUMS | MISO_W | Internal | Summer | B4 | 100 | 1175 | 1067.57 | 133.55 | 133.56 | 0.01 | 0
2030 | MISO_WUMS_2_MISO_W | MISO_WUMS | MISO_W | Internal | Summer | B5 | 200 | 1175 | 1175 | 85.76 | 122.78 | 0.01 | 37.01
2030 | MISO_WUMS_2_MISO_W | MISO_WUMS | MISO_W | Internal | Summer | B6 | 300 | 1175 | 1175 | 85.76 | 100.65 | 0.01 | 14.89
2030 | MISO_WUMS_2_MISO_W | MISO_WUMS | MISO_W | Internal | Summer | B7 | 400 | 1175 | 1175 | 85.76 | 92.31 | 0.01 | 6.54
2030 | MISO_WUMS_2_MISO_W | MISO_WUMS | MISO_W | Internal | Summer | B8 | 500 | 1175 | 1175 | 85.76 | 86.24 | 0.01 | 0.48
2030 | MISO_WUMS_2_MISO_W | MISO_WUMS | MISO_W | Internal | Summer | B9 | 800 | 1175 | 1175 | 77.56 | 84.06 | 0.01 | 6.49
2030 | MISO_WUMS_2_MISO_W | MISO_WUMS | MISO_W | Internal | Summer | B10 | 1262 | 1175 | 0 | 74.34 | 73.46 | 0.01 | 0
2030 | MISO_WUMS_2_MISO_W | MISO_WUMS | MISO_W | Internal | Winter | B16 | 25 | 1175 | 0 | 78.33 | 66.83 | 0.01 | 0
2030 | MISO_WUMS_2_MISO_W | MISO_WUMS | MISO_W | Internal | Winter | B17 | 100 | 1175 | 0 | 78.33 | 66.86 | 0.01 | 0
2030 | MISO_WUMS_2_MISO_W | MISO_WUMS | MISO_W | Internal | Winter | B18 | 400 | 1175 | 0.03 | 78.33 | 78.32 | 0.01 | 0
2030 | MISO_WUMS_2_MISO_W | MISO_WUMS | MISO_W | Internal | Winter | B19 | 700 | 1175 | 0.02 | 78.33 | 78.32 | 0.01 | 0
2030 | MISO_WUMS_2_MISO_W | MISO_WUMS | MISO_W | Internal | Winter | B20 | 935 | 1175 | 0 | 77.83 | 11.54 | 0.01 | 0
2030 | MISO_WUMS_2_PJM_ROR | MISO_WUMS | PJM_ROR | Internal | Shoulder | B11 | 25 | 1600 | 1600 | 87.31 | 92.5 | 1 | 4.2
2030 | MISO_WUMS_2_PJM_ROR | MISO_WUMS | PJM_ROR | Internal | Shoulder | B12 | 200 | 1600 | 1600 | 78.43 | 87.88 | 1 | 8.45
2030 | MISO_WUMS_2_PJM_ROR | MISO_WUMS | PJM_ROR | Internal | Shoulder | B13 | 600 | 1600 | 1600 | 77.09 | 87.55 | 1 | 9.45
2030 | MISO_WUMS_2_PJM_ROR | MISO_WUMS | PJM_ROR | Internal | Shoulder | B14 | 900 | 1600 | 1600 | 75.7 | 87.55 | 1 | 10.84
2030 | MISO_WUMS_2_PJM_ROR | MISO_WUMS | PJM_ROR | Internal | Shoulder | B15 | 1203 | 1600 | 189.3 | 74.87 | 75.87 | 1 | 0
2030 | MISO_WUMS_2_PJM_ROR | MISO_WUMS | PJM_ROR | Internal | Summer | B1 | 10 | 1600 | 1600 | 85.76 | 140.39 | 1 | 53.63
2030 | MISO_WUMS_2_PJM_ROR | MISO_WUMS | PJM_ROR | Internal | Summer | B2 | 25 | 1600 | 1600 | 85.76 | 140.39 | 1 | 53.63
2030 | MISO_WUMS_2_PJM_ROR | MISO_WUMS | PJM_ROR | Internal | Summer | B3 | 75 | 1600 | 1599.99 | 139.03 | 140.39 | 1 | 0.36
2030 | MISO_WUMS_2_PJM_ROR | MISO_WUMS | PJM_ROR | Internal | Summer | B4 | 100 | 1600 | 1599.83 | 133.55 | 134.56 | 1 | 0.01
2030 | MISO_WUMS_2_PJM_ROR | MISO_WUMS | PJM_ROR | Internal | Summer | B5 | 200 | 1600 | 1600 | 85.76 | 123.77 | 1 | 37.02
2030 | MISO_WUMS_2_PJM_ROR | MISO_WUMS | PJM_ROR | Internal | Summer | B6 | 300 | 1600 | 1600 | 85.76 | 101.65 | 1 | 14.9
2030 | MISO_WUMS_2_PJM_ROR | MISO_WUMS | PJM_ROR | Internal | Summer | B7 | 400 | 1600 | 1600 | 85.76 | 93.31 | 1 | 6.56
2030 | MISO_WUMS_2_PJM_ROR | MISO_WUMS | PJM_ROR | Internal | Summer | B8 | 500 | 1600 | 1600 | 85.76 | 87.24 | 1 | 0.49
2030 | MISO_WUMS_2_PJM_ROR | MISO_WUMS | PJM_ROR | Internal | Summer | B9 | 800 | 1600 | 1600 | 77.56 | 85.06 | 1 | 6.5
2030 | MISO_WUMS_2_PJM_ROR | MISO_WUMS | PJM_ROR | Internal | Summer | B10 | 1262 | 1600 | 0 | 74.34 | 74.46 | 1 | 0
2030 | MISO_WUMS_2_PJM_ROR | MISO_WUMS | PJM_ROR | Internal | Winter | B16 | 25 | 1600 | 1600 | 78.33 | 95.92 | 1 | 16.59
2030 | MISO_WUMS_2_PJM_ROR | MISO_WUMS | PJM_ROR | Internal | Winter | B17 | 100 | 1600 | 1600 | 78.33 | 92.22 | 1 | 12.89
2030 | MISO_WUMS_2_PJM_ROR | MISO_WUMS | PJM_ROR | Internal | Winter | B18 | 400 | 1600 | 1600 | 78.33 | 90.99 | 1 | 11.66
2030 | MISO_WUMS_2_PJM_ROR | MISO_WUMS | PJM_ROR | Internal | Winter | B19 | 700 | 1600 | 1600 | 78.33 | 90.99 | 1 | 11.66
2030 | MISO_WUMS_2_PJM_ROR | MISO_WUMS | PJM_ROR | Internal | Winter | B20 | 935 | 1600 | 1600 | 77.83 | 78.94 | 1 | 0.11
2030 | NE_2_MAPP_US | NE | MAPP_US | Internal | Shoulder | B11 | 25 | 1600 | 0 | 88.01 | 86.01 | 3.5 | 0
2030 | NE_2_MAPP_US | NE | MAPP_US | Internal | Shoulder | B12 | 200 | 1600 | 0 | 75.87 | 73.87 | 3.5 | 0
2030 | NE_2_MAPP_US | NE | MAPP_US | Internal | Shoulder | B13 | 600 | 1600 | 0 | 73.61 | 71.61 | 3.5 | 0
2030 | NE_2_MAPP_US | NE | MAPP_US | Internal | Shoulder | B14 | 900 | 1600 | 1600 | 11.86 | 31.81 | 3.5 | 16.46
2030 | NE_2_MAPP_US | NE | MAPP_US | Internal | Shoulder | B15 | 1203 | 1600 | 1600 | 0.01 | 6.04 | 3.5 | 2.53
2030 | NE_2_MAPP_US | NE | MAPP_US | Internal | Summer | B1 | 10 | 1600 | 0 | 135.89 | 133.89 | 3.5 | 0
2030 | NE_2_MAPP_US | NE | MAPP_US | Internal | Summer | B2 | 25 | 1600 | 0.69 | 130.4 | 133.89 | 3.5 | 0
2030 | NE_2_MAPP_US | NE | MAPP_US | Internal | Summer | B3 | 75 | 1600 | 0 | 135.89 | 133.89 | 3.5 | 0
2030 | NE_2_MAPP_US | NE | MAPP_US | Internal | Summer | B4 | 100 | 1600 | 0 | 130.06 | 128.06 | 3.5 | 0
2030 | NE_2_MAPP_US | NE | MAPP_US | Internal | Summer | B5 | 200 | 1600 | 0 | 119.28 | 117.28 | 3.5 | 0
2030 | NE_2_MAPP_US | NE | MAPP_US | Internal | Summer | B6 | 300 | 1600 | 0 | 97.15 | 95.15 | 3.5 | 0
2030 | NE_2_MAPP_US | NE | MAPP_US | Internal | Summer | B7 | 400 | 1600 | 0 | 88.81 | 86.81 | 3.5 | 0
2030 | NE_2_MAPP_US | NE | MAPP_US | Internal | Summer | B8 | 500 | 1600 | 0 | 82.74 | 80.74 | 3.5 | 0
2030 | NE_2_MAPP_US | NE | MAPP_US | Internal | Summer | B9 | 800 | 1600 | 0 | 80.56 | 78.56 | 3.5 | 0
2030 | NE_2_MAPP_US | NE | MAPP_US | Internal | Summer | B10 | 1262 | 1600 | 0 | 69.96 | 67.96 | 3.5 | 0
2030 | NE_2_MAPP_US | NE | MAPP_US | Internal | Winter | B16 | 25 | 1600 | 1485.2 | 9.01 | 12.51 | 3.5 | 0
2030 | NE_2_MAPP_US | NE | MAPP_US | Internal | Winter | B17 | 100 | 1600 | 1553.08 | 57.86 | 61.36 | 3.5 | 0
2030 | NE_2_MAPP_US | NE | MAPP_US | Internal | Winter | B18 | 400 | 1600 | 1078 | 69.32 | 72.82 | 3.5 | 0
2030 | NE_2_MAPP_US | NE | MAPP_US | Internal | Winter | B19 | 700 | 1600 | 741.55 | 69.32 | 72.82 | 3.5 | 0
2030 | NE_2_MAPP_US | NE | MAPP_US | Internal | Winter | B20 | 935 | 1600 | 1491.01 | 2.54 | 6.04 | 3.5 | 0
2030 | NE_2_MISO_W | NE | MISO_W | Internal | Shoulder | B11 | 25 | 4089 | 2832.93 | 88.01 | 91.51 | 3.5 | 0
2030 | NE_2_MISO_W | NE | MISO_W | Internal | Shoulder | B12 | 200 | 4089 | 3161.41 | 75.87 | 79.37 | 3.5 | 0
2030 | NE_2_MISO_W | NE | MISO_W | Internal | Shoulder | B13 | 600 | 4089 | 3873.78 | 73.61 | 77.11 | 3.5 | 0
2030 | NE_2_MISO_W | NE | MISO_W | Internal | Shoulder | B14 | 900 | 4089 | 4089 | 11.86 | 37.31 | 3.5 | 21.96
2030 | NE_2_MISO_W | NE | MISO_W | Internal | Shoulder | B15 | 1203 | 4089 | 4089 | 0.01 | 11.54 | 3.5 | 8.03
2030 | NE_2_MISO_W | NE | MISO_W | Internal | Summer | B1 | 10 | 4089 | 2325.31 | 135.89 | 139.39 | 3.5 | 0
2030 | NE_2_MISO_W | NE | MISO_W | Internal | Summer | B2 | 25 | 4089 | 4089 | 130.4 | 139.39 | 3.5 | 5.49
2030 | NE_2_MISO_W | NE | MISO_W | Internal | Summer | B3 | 75 | 4089 | 1645.67 | 135.89 | 139.39 | 3.5 | 0
2030 | NE_2_MISO_W | NE | MISO_W | Internal | Summer | B4 | 100 | 4089 | 1776.25 | 130.06 | 133.56 | 3.5 | 0
2030 | NE_2_MISO_W | NE | MISO_W | Internal | Summer | B5 | 200 | 4089 | 2469.23 | 119.28 | 122.78 | 3.5 | 0
2030 | NE_2_MISO_W | NE | MISO_W | Internal | Summer | B6 | 300 | 4089 | 2555.07 | 97.15 | 100.65 | 3.5 | 0
2030 | NE_2_MISO_W | NE | MISO_W | Internal | Summer | B7 | 400 | 4089 | 1857.48 | 88.81 | 92.31 | 3.5 | 0
2030 | NE_2_MISO_W | NE | MISO_W | Internal | Summer | B8 | 500 | 4089 | 2223.68 | 82.74 | 86.24 | 3.5 | 0
2030 | NE_2_MISO_W | NE | MISO_W | Internal | Summer | B9 | 800 | 4089 | 2061.82 | 80.56 | 84.06 | 3.5 | 0
2030 | NE_2_MISO_W | NE | MISO_W | Internal | Summer | B10 | 1262 | 4089 | 3461.3 | 69.96 | 73.46 | 3.5 | 0
2030 | NE_2_MISO_W | NE | MISO_W | Internal | Winter | B16 | 25 | 4089 | 4089 | 9.01 | 66.83 | 3.5 | 54.32
2030 | NE_2_MISO_W | NE | MISO_W | Internal | Winter | B17 | 100 | 4089 | 4089 | 57.86 | 66.86 | 3.5 | 5.5
2030 | NE_2_MISO_W | NE | MISO_W | Internal | Winter | B18 | 400 | 4089 | 4089 | 69.32 | 78.32 | 3.5 | 5.5
2030 | NE_2_MISO_W | NE | MISO_W | Internal | Winter | B19 | 700 | 4089 | 4089 | 69.32 | 78.32 | 3.5 | 5.5
2030 | NE_2_MISO_W | NE | MISO_W | Internal | Winter | B20 | 935 | 4089 | 4089 | 2.54 | 11.54 | 3.5 | 5.5
2030 | NE_2_SPP_N | NE | SPP_N | Internal | Shoulder | B11 | 25 | 1960 | 1.02 | 88.01 | 88.01 | 0.01 | 0
2030 | NE_2_SPP_N | NE | SPP_N | Internal | Shoulder | B12 | 200 | 1960 | 1738.45 | 75.87 | 75.88 | 0.01 | 0
2030 | NE_2_SPP_N | NE | SPP_N | Internal | Shoulder | B13 | 600 | 1960 | 1960 | 73.61 | 74.61 | 0.01 | 0.99
2030 | NE_2_SPP_N | NE | SPP_N | Internal | Shoulder | B14 | 900 | 1960 | 0 | 11.86 | 10.74 | 0.01 | 0
2030 | NE_2_SPP_N | NE | SPP_N | Internal | Shoulder | B15 | 1203 | 1960 | 0.02 | 0.01 | 0.01 | 0.01 | 0
2030 | NE_2_SPP_N | NE | SPP_N | Internal | Summer | B1 | 10 | 1960 | 0 | 135.89 | 88.47 | 0.01 | 0
2030 | NE_2_SPP_N | NE | SPP_N | Internal | Summer | B2 | 25 | 1960 | 0.36 | 130.4 | 130.39 | 0.01 | 0
2030 | NE_2_SPP_N | NE | SPP_N | Internal | Summer | B3 | 75 | 1960 | 1002 | 135.89 | 135.9 | 0.01 | 0
2030 | NE_2_SPP_N | NE | SPP_N | Internal | Summer | B4 | 100 | 1960 | 0.21 | 130.06 | 130.06 | 0.01 | 0
2030 | NE_2_SPP_N | NE | SPP_N | Internal | Summer | B5 | 200 | 1960 | 0.11 | 119.28 | 119.28 | 0.01 | 0
2030 | NE_2_SPP_N | NE | SPP_N | Internal | Summer | B6 | 300 | 1960 | 30.39 | 97.15 | 97.17 | 0.01 | 0
2030 | NE_2_SPP_N | NE | SPP_N | Internal | Summer | B7 | 400 | 1960 | 1104.17 | 88.81 | 88.82 | 0.01 | 0
2030 | NE_2_SPP_N | NE | SPP_N | Internal | Summer | B8 | 500 | 1960 | 1960 | 82.74 | 85.27 | 0.01 | 2.52
2030 | NE_2_SPP_N | NE | SPP_N | Internal | Summer | B9 | 800 | 1960 | 1960 | 80.56 | 81.88 | 0.01 | 1.3
2030 | NE_2_SPP_N | NE | SPP_N | Internal | Summer | B10 | 1262 | 1960 | 1960 | 69.96 | 71.09 | 0.01 | 1.12
2030 | NE_2_SPP_N | NE | SPP_N | Internal | Winter | B16 | 25 | 1960 | 1960 | 9.01 | 72.33 | 0.01 | 63.31
2030 | NE_2_SPP_N | NE | SPP_N | Internal | Winter | B17 | 100 | 1960 | 1960 | 57.86 | 72.36 | 0.01 | 14.49
2030 | NE_2_SPP_N | NE | SPP_N | Internal | Winter | B18 | 400 | 1960 | 1960 | 69.32 | 77.44 | 0.01 | 8.11
2030 | NE_2_SPP_N | NE | SPP_N | Internal | Winter | B19 | 700 | 1960 | 1960 | 69.32 | 75.1 | 0.01 | 5.77
2030 | NE_2_SPP_N | NE | SPP_N | Internal | Winter | B20 | 935 | 1960 | 516.41 | 2.54 | 2.55 | 0.01 | 0
2030 | NEISO_2_NYISO_A-F | NEISO | NYISO_A-F | Internal | Shoulder | B11 | 25 | 600 | 86.81 | 74.11 | 75.61 | 1.5 | 0
2030 | NEISO_2_NYISO_A-F | NEISO | NYISO_A-F | Internal | Shoulder | B12 | 200 | 600 | 159.23 | 81.23 | 82.73 | 1.5 | 0
2030 | NEISO_2_NYISO_A-F | NEISO | NYISO_A-F | Internal | Shoulder | B13 | 600 | 600 | 78.77 | 74.11 | 75.61 | 1.5 | 0
2030 | NEISO_2_NYISO_A-F | NEISO | NYISO_A-F | Internal | Shoulder | B14 | 900 | 600 | 0.01 | 74.11 | 75.58 | 1.5 | 0
2030 | NEISO_2_NYISO_A-F | NEISO | NYISO_A-F | Internal | Shoulder | B15 | 1203 | 600 | 0 | 74.11 | 75.58 | 1.5 | 0
2030 | NEISO_2_NYISO_A-F | NEISO | NYISO_A-F | Internal | Summer | B1 | 10 | 600 | 0 | 120.63 | 90.41 | 1.5 | 0
2030 | NEISO_2_NYISO_A-F | NEISO | NYISO_A-F | Internal | Summer | B2 | 25 | 600 | 0 | 120.63 | 107.66 | 1.5 | 0
2030 | NEISO_2_NYISO_A-F | NEISO | NYISO_A-F | Internal | Summer | B3 | 75 | 600 | 10.98 | 105.7 | 107.2 | 1.5 | 0
2030 | NEISO_2_NYISO_A-F | NEISO | NYISO_A-F | Internal | Summer | B4 | 100 | 600 | 600 | 80.9 | 86.39 | 1.5 | 3.99
2030 | NEISO_2_NYISO_A-F | NEISO | NYISO_A-F | Internal | Summer | B5 | 200 | 600 | 600 | 80.9 | 86.39 | 1.5 | 3.99
2030 | NEISO_2_NYISO_A-F | NEISO | NYISO_A-F | Internal | Summer | B6 | 300 | 600 | 600 | 80.9 | 86.39 | 1.5 | 3.99
2030 | NEISO_2_NYISO_A-F | NEISO | NYISO_A-F | Internal | Summer | B7 | 400 | 600 | 600 | 80.9 | 86.39 | 1.5 | 3.99
2030 | NEISO_2_NYISO_A-F | NEISO | NYISO_A-F | Internal | Summer | B8 | 500 | 600 | 0 | 80.9 | 80.76 | 1.5 | 0
2030 | NEISO_2_NYISO_A-F | NEISO | NYISO_A-F | Internal | Summer | B9 | 800 | 600 | 0 | 79.86 | 78.97 | 1.5 | 0
2030 | NEISO_2_NYISO_A-F | NEISO | NYISO_A-F | Internal | Summer | B10 | 1262 | 600 | 0 | 77.49 | 78.97 | 1.5 | 0
2030 | NEISO_2_NYISO_A-F | NEISO | NYISO_A-F | Internal | Winter | B16 | 25 | 600 | 0 | 82.1 | 77.86 | 1.5 | 0
2030 | NEISO_2_NYISO_A-F | NEISO | NYISO_A-F | Internal | Winter | B17 | 100 | 600 | 0 | 82.1 | 77.86 | 1.5 | 0
2030 | NEISO_2_NYISO_A-F | NEISO | NYISO_A-F | Internal | Winter | B18 | 400 | 600 | 0 | 82.1 | 77.86 | 1.5 | 0
2030 | NEISO_2_NYISO_A-F | NEISO | NYISO_A-F | Internal | Winter | B19 | 700 | 600 | 0 | 82.1 | 77.86 | 1.5 | 0
2030 | NEISO_2_NYISO_A-F | NEISO | NYISO_A-F | Internal | Winter | B20 | 935 | 600 | 0 | 82.1 | 77.86 | 1.5 | 0
2030 | NEISO_2_NYISO_G-I | NEISO | NYISO_G-I | Internal | Shoulder | B11 | 25 | 600 | 600 | 74.11 | 86.01 | 1.5 | 10.4
2030 | NEISO_2_NYISO_G-I | NEISO | NYISO_G-I | Internal | Shoulder | B12 | 200 | 600 | 600 | 81.23 | 84.9 | 1.5 | 2.17
2030 | NEISO_2_NYISO_G-I | NEISO | NYISO_G-I | Internal | Shoulder | B13 | 600 | 600 | 600 | 74.11 | 84.9 | 1.5 | 9.29
2030 | NEISO_2_NYISO_G-I | NEISO | NYISO_G-I | Internal | Shoulder | B14 | 900 | 600 | 600 | 74.11 | 84.81 | 1.5 | 9.2
2030 | NEISO_2_NYISO_G-I | NEISO | NYISO_G-I | Internal | Shoulder | B15 | 1203 | 600 | 0.02 | 74.11 | 75.6 | 1.5 | 0
2030 | NEISO_2_NYISO_G-I | NEISO | NYISO_G-I | Internal | Summer | B1 | 10 | 600 | 600 | 120.63 | 133.91 | 1.5 | 11.78
2030 | NEISO_2_NYISO_G-I | NEISO | NYISO_G-I | Internal | Summer | B2 | 25 | 600 | 600 | 120.63 | 133.89 | 1.5 | 11.76
2030 | NEISO_2_NYISO_G-I | NEISO | NYISO_G-I | Internal | Summer | B3 | 75 | 600 | 600 | 105.7 | 117.28 | 1.5 | 10.09
2030 | NEISO_2_NYISO_G-I | NEISO | NYISO_G-I | Internal | Summer | B4 | 100 | 600 | 600 | 80.9 | 116.14 | 1.5 | 33.74
2030 | NEISO_2_NYISO_G-I | NEISO | NYISO_G-I | Internal | Summer | B5 | 200 | 600 | 600 | 80.9 | 116.14 | 1.5 | 33.74
2030 | NEISO_2_NYISO_G-I | NEISO | NYISO_G-I | Internal | Summer | B6 | 300 | 600 | 600 | 80.9 | 95.15 | 1.5 | 12.76
2030 | NEISO_2_NYISO_G-I | NEISO | NYISO_G-I | Internal | Summer | B7 | 400 | 600 | 600 | 80.9 | 86.65 | 1.5 | 4.25
2030 | NEISO_2_NYISO_G-I | NEISO | NYISO_G-I | Internal | Summer | B8 | 500 | 600 | 95.08 | 80.9 | 82.4 | 1.5 | 0
2030 | NEISO_2_NYISO_G-I | NEISO | NYISO_G-I | Internal | Summer | B9 | 800 | 600 | 240.48 | 79.86 | 81.36 | 1.5 | 0
2030 | NEISO_2_NYISO_G-I | NEISO | NYISO_G-I | Internal | Summer | B10 | 1262 | 600 | 0.02 | 77.49 | 78.98 | 1.5 | 0
2030 | NEISO_2_NYISO_G-I | NEISO | NYISO_G-I | Internal | Winter | B16 | 25 | 600 | 600 | 82.1 | 94.42 | 1.5 | 10.81
2030 | NEISO_2_NYISO_G-I | NEISO | NYISO_G-I | Internal | Winter | B17 | 100 | 600 | 600 | 82.1 | 94.41 | 1.5 | 10.81
2030 | NEISO_2_NYISO_G-I | NEISO | NYISO_G-I | Internal | Winter | B18 | 400 | 600 | 600 | 82.1 | 87.49 | 1.5 | 3.89
2030 | NEISO_2_NYISO_G-I | NEISO | NYISO_G-I | Internal | Winter | B19 | 700 | 600 | 600 | 82.1 | 87.02 | 1.5 | 3.42
2030 | NEISO_2_NYISO_G-I | NEISO | NYISO_G-I | Internal | Winter | B20 | 935 | 600 | 0 | 82.1 | 80.6 | 1.5 | 0
2030 | NEISO_2_NYISO_J-K | NEISO | NYISO_J-K | Internal | Shoulder | B11 | 25 | 745 | 745 | 74.11 | 86.02 | 1.5 | 10.41
2030 | NEISO_2_NYISO_J-K | NEISO | NYISO_J-K | Internal | Shoulder | B12 | 200 | 745 | 745 | 81.23 | 84.91 | 1.5 | 2.18
2030 | NEISO_2_NYISO_J-K | NEISO | NYISO_J-K | Internal | Shoulder | B13 | 600 | 745 | 745 | 74.11 | 84.91 | 1.5 | 9.3
2030 | NEISO_2_NYISO_J-K | NEISO | NYISO_J-K | Internal | Shoulder | B14 | 900 | 745 | 745 | 74.11 | 84.82 | 1.5 | 9.22
2030 | NEISO_2_NYISO_J-K | NEISO | NYISO_J-K | Internal | Shoulder | B15 | 1203 | 745 | 648.42 | 74.11 | 75.61 | 1.5 | 0
2030 | NEISO_2_NYISO_J-K | NEISO | NYISO_J-K | Internal | Summer | B1 | 10 | 745 | 745 | 120.63 | 133.92 | 1.5 | 11.79
2030 | NEISO_2_NYISO_J-K | NEISO | NYISO_J-K | Internal | Summer | B2 | 25 | 745 | 745 | 120.63 | 133.9 | 1.5 | 11.77
2030 | NEISO_2_NYISO_J-K | NEISO | NYISO_J-K | Internal | Summer | B3 | 75 | 745 | 745 | 105.7 | 117.3 | 1.5 | 10.1
2030 | NEISO_2_NYISO_J-K | NEISO | NYISO_J-K | Internal | Summer | B4 | 100 | 745 | 745 | 80.9 | 116.15 | 1.5 | 33.75
2030 | NEISO_2_NYISO_J-K | NEISO | NYISO_J-K | Internal | Summer | B5 | 200 | 745 | 745 | 80.9 | 116.15 | 1.5 | 33.75
2030 | NEISO_2_NYISO_J-K | NEISO | NYISO_J-K | Internal | Summer | B6 | 300 | 745 | 745 | 80.9 | 95.17 | 1.5 | 12.77
2030 | NEISO_2_NYISO_J-K | NEISO | NYISO_J-K | Internal | Summer | B7 | 400 | 745 | 745 | 80.9 | 86.66 | 1.5 | 4.26
2030 | NEISO_2_NYISO_J-K | NEISO | NYISO_J-K | Internal | Summer | B8 | 500 | 745 | 744.96 | 80.9 | 82.41 | 1.5 | 0.01
2030 | NEISO_2_NYISO_J-K | NEISO | NYISO_J-K | Internal | Summer | B9 | 800 | 745 | 744.98 | 79.86 | 81.37 | 1.5 | 0.01
2030 | NEISO_2_NYISO_J-K | NEISO | NYISO_J-K | Internal | Summer | B10 | 1262 | 745 | 193.86 | 77.49 | 78.99 | 1.5 | 0
2030 | NEISO_2_NYISO_J-K | NEISO | NYISO_J-K | Internal | Winter | B16 | 25 | 745 | 745 | 82.1 | 97.25 | 1.5 | 13.65
2030 | NEISO_2_NYISO_J-K | NEISO | NYISO_J-K | Internal | Winter | B17 | 100 | 745 | 745 | 82.1 | 97.25 | 1.5 | 13.65
2030 | NEISO_2_NYISO_J-K | NEISO | NYISO_J-K | Internal | Winter | B18 | 400 | 745 | 745 | 82.1 | 97.25 | 1.5 | 13.65
2030 | NEISO_2_NYISO_J-K | NEISO | NYISO_J-K | Internal | Winter | B19 | 700 | 745 | 745 | 82.1 | 97.25 | 1.5 | 13.65
2030 | NEISO_2_NYISO_J-K | NEISO | NYISO_J-K | Internal | Winter | B20 | 935 | 745 | 325.71 | 82.1 | 83.6 | 1.5 | 0
2030 | NonRTO_Midwest_2_MISO_IN | NonRTO_Midwest | MISO_IN | Internal | Shoulder | B11 | 25 | 4450 | 0 | 82.45 | 75.95 | 5.5 | 0
2030 | NonRTO_Midwest_2_MISO_IN | NonRTO_Midwest | MISO_IN | Internal | Shoulder | B12 | 200 | 4450 | 0 | 82.45 | 75.95 | 5.5 | 0
2030 | NonRTO_Midwest_2_MISO_IN | NonRTO_Midwest | MISO_IN | Internal | Shoulder | B13 | 600 | 4450 | 0 | 82.45 | 75.95 | 5.5 | 0
2030 | NonRTO_Midwest_2_MISO_IN | NonRTO_Midwest | MISO_IN | Internal | Shoulder | B14 | 900 | 4450 | 0 | 82.45 | 75.95 | 5.5 | 0
2030 | NonRTO_Midwest_2_MISO_IN | NonRTO_Midwest | MISO_IN | Internal | Shoulder | B15 | 1203 | 4450 | 0 | 79.47 | 72.97 | 5.5 | 0
2030 | NonRTO_Midwest_2_MISO_IN | NonRTO_Midwest | MISO_IN | Internal | Summer | B1 | 10 | 4450 | 0 | 139.39 | 129.9 | 5.5 | 0
2030 | NonRTO_Midwest_2_MISO_IN | NonRTO_Midwest | MISO_IN | Internal | Summer | B2 | 25 | 4450 | 0 | 145.87 | 139.37 | 5.5 | 0
2030 | NonRTO_Midwest_2_MISO_IN | NonRTO_Midwest | MISO_IN | Internal | Summer | B3 | 75 | 4450 | 0 | 145.53 | 139.03 | 5.5 | 0
2030 | NonRTO_Midwest_2_MISO_IN | NonRTO_Midwest | MISO_IN | Internal | Summer | B4 | 100 | 4450 | 0 | 140.05 | 133.55 | 5.5 | 0
2030 | NonRTO_Midwest_2_MISO_IN | NonRTO_Midwest | MISO_IN | Internal | Summer | B5 | 200 | 4450 | 0 | 116.28 | 109.78 | 5.5 | 0
2030 | NonRTO_Midwest_2_MISO_IN | NonRTO_Midwest | MISO_IN | Internal | Summer | B6 | 300 | 4450 | 0 | 107.15 | 100.65 | 5.5 | 0
2030 | NonRTO_Midwest_2_MISO_IN | NonRTO_Midwest | MISO_IN | Internal | Summer | B7 | 400 | 4450 | 0 | 98.81 | 92.31 | 5.5 | 0
2030 | NonRTO_Midwest_2_MISO_IN | NonRTO_Midwest | MISO_IN | Internal | Summer | B8 | 500 | 4450 | 0 | 92.73 | 86.23 | 5.5 | 0
2030 | NonRTO_Midwest_2_MISO_IN | NonRTO_Midwest | MISO_IN | Internal | Summer | B9 | 800 | 4450 | 0 | 84.06 | 77.56 | 5.5 | 0
2030 | NonRTO_Midwest_2_MISO_IN | NonRTO_Midwest | MISO_IN | Internal | Summer | B10 | 1262 | 4450 | 0 | 81.1 | 74.6 | 5.5 | 0
2030 | NonRTO_Midwest_2_MISO_IN | NonRTO_Midwest | MISO_IN | Internal | Winter | B16 | 25 | 4450 | 0 | 89.3 | 78.59 | 5.5 | 0
2030 | NonRTO_Midwest_2_MISO_IN | NonRTO_Midwest | MISO_IN | Internal | Winter | B17 | 100 | 4450 | 0 | 85.09 | 78.59 | 5.5 | 0
2030 | NonRTO_Midwest_2_MISO_IN | NonRTO_Midwest | MISO_IN | Internal | Winter | B18 | 400 | 4450 | 0 | 85.09 | 78.59 | 5.5 | 0
2030 | NonRTO_Midwest_2_MISO_IN | NonRTO_Midwest | MISO_IN | Internal | Winter | B19 | 700 | 4450 | 0 | 85.09 | 78.59 | 5.5 | 0
2030 | NonRTO_Midwest_2_MISO_IN | NonRTO_Midwest | MISO_IN | Internal | Winter | B20 | 935 | 4450 | 0 | 82.32 | 75.82 | 5.5 | 0
2030 | NonRTO_Midwest_2_TVA_Transmission | NonRTO_Midwest | TVA_Transmission | Internal | Shoulder | B11 | 25 | 2400 | 2400 | 82.45 | 91.76 | 5.5 | 3.81
2030 | NonRTO_Midwest_2_TVA_Transmission | NonRTO_Midwest | TVA_Transmission | Internal | Shoulder | B12 | 200 | 2400 | 0 | 82.45 | 85.88 | 5.5 | 0
2030 | NonRTO_Midwest_2_TVA_Transmission | NonRTO_Midwest | TVA_Transmission | Internal | Shoulder | B13 | 600 | 2400 | 0 | 82.45 | 83.62 | 5.5 | 0
2030 | NonRTO_Midwest_2_TVA_Transmission | NonRTO_Midwest | TVA_Transmission | Internal | Shoulder | B14 | 900 | 2400 | 0 | 82.45 | 82.46 | 5.5 | 0
2030 | NonRTO_Midwest_2_TVA_Transmission | NonRTO_Midwest | TVA_Transmission | Internal | Shoulder | B15 | 1203 | 2400 | 0 | 79.47 | 79.45 | 5.5 | 0
2030 | NonRTO_Midwest_2_TVA_Transmission | NonRTO_Midwest | TVA_Transmission | Internal | Summer | B1 | 10 | 2400 | 1912.94 | 139.39 | 144.89 | 5.5 | 0
2030 | NonRTO_Midwest_2_TVA_Transmission | NonRTO_Midwest | TVA_Transmission | Internal | Summer | B2 | 25 | 2400 | 0 | 145.87 | 144.89 | 5.5 | 0
2030 | NonRTO_Midwest_2_TVA_Transmission | NonRTO_Midwest | TVA_Transmission | Internal | Summer | B3 | 75 | 2400 | 0 | 145.53 | 144.89 | 5.5 | 0
2030 | NonRTO_Midwest_2_TVA_Transmission | NonRTO_Midwest | TVA_Transmission | Internal | Summer | B4 | 100 | 2400 | 0 | 140.05 | 139.06 | 5.5 | 0
2030 | NonRTO_Midwest_2_TVA_Transmission | NonRTO_Midwest | TVA_Transmission | Internal | Summer | B5 | 200 | 2400 | 1798.27 | 116.28 | 121.78 | 5.5 | 0
2030 | NonRTO_Midwest_2_TVA_Transmission | NonRTO_Midwest | TVA_Transmission | Internal | Summer | B6 | 300 | 2400 | 0 | 107.15 | 103.61 | 5.5 | 0
2030 | NonRTO_Midwest_2_TVA_Transmission | NonRTO_Midwest | TVA_Transmission | Internal | Summer | B7 | 400 | 2400 | 0 | 98.81 | 95.27 | 5.5 | 0
2030 | NonRTO_Midwest_2_TVA_Transmission | NonRTO_Midwest | TVA_Transmission | Internal | Summer | B8 | 500 | 2400 | 0 | 92.73 | 90.97 | 5.5 | 0
2030 | NonRTO_Midwest_2_TVA_Transmission | NonRTO_Midwest | TVA_Transmission | Internal | Summer | B9 | 800 | 2400 | 653.3 | 84.06 | 89.56 | 5.5 | 0
2030 | NonRTO_Midwest_2_TVA_Transmission | NonRTO_Midwest | TVA_Transmission | Internal | Summer | B10 | 1262 | 2400 | 0 | 81.1 | 78.61 | 5.5 | 0
2030 | NonRTO_Midwest_2_TVA_Transmission | NonRTO_Midwest | TVA_Transmission | Internal | Winter | B16 | 25 | 2400 | 1319.52 | 89.3 | 94.8 | 5.5 | 0
2030 | NonRTO_Midwest_2_TVA_Transmission | NonRTO_Midwest | TVA_Transmission | Internal | Winter | B17 | 100 | 2400 | 0 | 85.09 | 89.04 | 5.5 | 0
2030 | NonRTO_Midwest_2_TVA_Transmission | NonRTO_Midwest | TVA_Transmission | Internal | Winter | B18 | 400 | 2400 | 0 | 85.09 | 86.46 | 5.5 | 0
2030 | NonRTO_Midwest_2_TVA_Transmission | NonRTO_Midwest | TVA_Transmission | Internal | Winter | B19 | 700 | 2400 | 0 | 85.09 | 85.1 | 5.5 | 0
2030 | NonRTO_Midwest_2_TVA_Transmission | NonRTO_Midwest | TVA_Transmission | Internal | Winter | B20 | 935 | 2400 | 0 | 82.32 | 82.03 | 5.5 | 0
2030 | NYISO_A-F_2_IESO | NYISO_A-F | IESO | Internal | Shoulder | B11 | 25 | 1600 | 0 | 75.61 | 70.52 | 5.5 | 0
2030 | NYISO_A-F_2_IESO | NYISO_A-F | IESO | Internal | Shoulder | B12 | 200 | 1600 | 0 | 82.73 | 70.52 | 5.5 | 0
2030 | NYISO_A-F_2_IESO | NYISO_A-F | IESO | Internal | Shoulder | B13 | 600 | 1600 | 0 | 75.61 | 70.52 | 5.5 | 0
2030 | NYISO_A-F_2_IESO | NYISO_A-F | IESO | Internal | Shoulder | B14 | 900 | 1600 | 0 | 75.58 | 70.52 | 5.5 | 0
2030 | NYISO_A-F_2_IESO | NYISO_A-F | IESO | Internal | Shoulder | B15 | 1203 | 1600 | 0 | 75.58 | 70.52 | 5.5 | 0
2030 | NYISO_A-F_2_IESO | NYISO_A-F | IESO | Internal | Summer | B1 | 10 | 1600 | 0 | 90.41 | 85.91 | 5.5 | 0
2030 | NYISO_A-F_2_IESO | NYISO_A-F | IESO | Internal | Summer | B2 | 25 | 1600 | 0 | 107.66 | 103.17 | 5.5 | 0
2030 | NYISO_A-F_2_IESO | NYISO_A-F | IESO | Internal | Summer | B3 | 75 | 1600 | 0 | 107.2 | 85.91 | 5.5 | 0
2030 | NYISO_A-F_2_IESO | NYISO_A-F | IESO | Internal | Summer | B4 | 100 | 1600 | 0 | 86.39 | 81.89 | 5.5 | 0
2030 | NYISO_A-F_2_IESO | NYISO_A-F | IESO | Internal | Summer | B5 | 200 | 1600 | 0 | 86.39 | 79.94 | 5.5 | 0
2030 | NYISO_A-F_2_IESO | NYISO_A-F | IESO | Internal | Summer | B6 | 300 | 1600 | 0 | 86.39 | 68.94 | 5.5 | 0
2030 | NYISO_A-F_2_IESO | NYISO_A-F | IESO | Internal | Summer | B7 | 400 | 1600 | 0 | 86.39 | 68.94 | 5.5 | 0
2030 | NYISO_A-F_2_IESO | NYISO_A-F | IESO | Internal | Summer | B8 | 500 | 1600 | 0 | 80.76 | 68.94 | 5.5 | 0
2030 | NYISO_A-F_2_IESO | NYISO_A-F | IESO | Internal | Summer | B9 | 800 | 1600 | 0 | 78.97 | 68.94 | 5.5 | 0
2030 | NYISO_A-F_2_IESO | NYISO_A-F | IESO | Internal | Summer | B10 | 1262 | 1600 | 0 | 78.97 | 68.94 | 5.5 | 0
2030 | NYISO_A-F_2_IESO | NYISO_A-F | IESO | Internal | Winter | B16 | 25 | 1600 | 0 | 77.86 | 73.34 | 5.5 | 0
2030 | NYISO_A-F_2_IESO | NYISO_A-F | IESO | Internal | Winter | B17 | 100 | 1600 | 0 | 77.86 | 73.34 | 5.5 | 0
2030 | NYISO_A-F_2_IESO | NYISO_A-F | IESO | Internal | Winter | B18 | 400 | 1600 | 0 | 77.86 | 73.34 | 5.5 | 0
2030 | NYISO_A-F_2_IESO | NYISO_A-F | IESO | Internal | Winter | B19 | 700 | 1600 | 0 | 77.86 | 73.34 | 5.5 | 0
2030 | NYISO_A-F_2_IESO | NYISO_A-F | IESO | Internal | Winter | B20 | 935 | 1600 | 0 | 77.86 | 73.34 | 5.5 | 0
2030 | NYISO_A-F_2_NEISO | NYISO_A-F | NEISO | Internal | Shoulder | B11 | 25 | 600 | 0 | 75.61 | 74.11 | 1.5 | 0
2030 | NYISO_A-F_2_NEISO | NYISO_A-F | NEISO | Internal | Shoulder | B12 | 200 | 600 | 0 | 82.73 | 81.23 | 1.5 | 0
2030 | NYISO_A-F_2_NEISO | NYISO_A-F | NEISO | Internal | Shoulder | B13 | 600 | 600 | 0 | 75.61 | 74.11 | 1.5 | 0
2030 | NYISO_A-F_2_NEISO | NYISO_A-F | NEISO | Internal | Shoulder | B14 | 900 | 600 | 0 | 75.58 | 74.11 | 1.5 | 0
2030 | NYISO_A-F_2_NEISO | NYISO_A-F | NEISO | Internal | Shoulder | B15 | 1203 | 600 | 0 | 75.58 | 74.11 | 1.5 | 0
2030 | NYISO_A-F_2_NEISO | NYISO_A-F | NEISO | Internal | Summer | B1 | 10 | 600 | 600 | 90.41 | 120.63 | 1.5 | 28.72
2030 | NYISO_A-F_2_NEISO | NYISO_A-F | NEISO | Internal | Summer | B2 | 25 | 600 | 600 | 107.66 | 120.63 | 1.5 | 11.46
2030 | NYISO_A-F_2_NEISO | NYISO_A-F | NEISO | Internal | Summer | B3 | 75 | 600 | 0 | 107.2 | 105.7 | 1.5 | 0
2030 | NYISO_A-F_2_NEISO | NYISO_A-F | NEISO | Internal | Summer | B4 | 100 | 600 | 0 | 86.39 | 80.9 | 1.5 | 0
2030 | NYISO_A-F_2_NEISO | NYISO_A-F | NEISO | Internal | Summer | B5 | 200 | 600 | 0 | 86.39 | 80.9 | 1.5 | 0
2030 | NYISO_A-F_2_NEISO | NYISO_A-F | NEISO | Internal | Summer | B6 | 300 | 600 | 0 | 86.39 | 80.9 | 1.5 | 0
2030 | NYISO_A-F_2_NEISO | NYISO_A-F | NEISO | Internal | Summer | B7 | 400 | 600 | 0 | 86.39 | 80.9 | 1.5 | 0
2030 | NYISO_A-F_2_NEISO | NYISO_A-F | NEISO | Internal | Summer | B8 | 500 | 600 | 0 | 80.76 | 80.9 | 1.5 | 0
2030 | NYISO_A-F_2_NEISO | NYISO_A-F | NEISO | Internal | Summer | B9 | 800 | 600 | 0 | 78.97 | 79.86 | 1.5 | 0
2030 | NYISO_A-F_2_NEISO | NYISO_A-F | NEISO | Internal | Summer | B10 | 1262 | 600 | 0 | 78.97 | 77.49 | 1.5 | 0
2030 | NYISO_A-F_2_NEISO | NYISO_A-F | NEISO | Internal | Winter | B16 | 25 | 600 | 600 | 77.86 | 82.1 | 1.5 | 2.75
2030 | NYISO_A-F_2_NEISO | NYISO_A-F | NEISO | Internal | Winter | B17 | 100 | 600 | 600 | 77.86 | 82.1 | 1.5 | 2.75
2030 | NYISO_A-F_2_NEISO | NYISO_A-F | NEISO | Internal | Winter | B18 | 400 | 600 | 600 | 77.86 | 82.1 | 1.5 | 2.75
2030 | NYISO_A-F_2_NEISO | NYISO_A-F | NEISO | Internal | Winter | B19 | 700 | 600 | 600 | 77.86 | 82.1 | 1.5 | 2.75
2030 | NYISO_A-F_2_NEISO | NYISO_A-F | NEISO | Internal | Winter | B20 | 935 | 600 | 600 | 77.86 | 82.1 | 1.5 | 2.75
2030 | NYISO_A-F_2_NYISO_G-I | NYISO_A-F | NYISO_G-I | Internal | Shoulder | B11 | 25 | 5685 | 5685 | 75.61 | 86.01 | 0.01 | 10.39
2030 | NYISO_A-F_2_NYISO_G-I | NYISO_A-F | NYISO_G-I | Internal | Shoulder | B12 | 200 | 5685 | 5685 | 82.73 | 84.9 | 0.01 | 2.16
2030 | NYISO_A-F_2_NYISO_G-I | NYISO_A-F | NYISO_G-I | Internal | Shoulder | B13 | 600 | 5685 | 5685 | 75.61 | 84.9 | 0.01 | 9.28
2030 | NYISO_A-F_2_NYISO_G-I | NYISO_A-F | NYISO_G-I | Internal | Shoulder | B14 | 900 | 5685 | 5685 | 75.58 | 84.81 | 0.01 | 9.22
2030 | NYISO_A-F_2_NYISO_G-I | NYISO_A-F | NYISO_G-I | Internal | Shoulder | B15 | 1203 | 5685 | 4278.23 | 75.58 | 75.6 | 0.01 | 0
2030 | NYISO_A-F_2_NYISO_G-I | NYISO_A-F | NYISO_G-I | Internal | Summer | B1 | 10 | 5685 | 5685 | 90.41 | 133.91 | 0.01 | 43.49
2030 | NYISO_A-F_2_NYISO_G-I | NYISO_A-F | NYISO_G-I | Internal | Summer | B2 | 25 | 5685 | 5685 | 107.66 | 133.89 | 0.01 | 26.21
2030 | NYISO_A-F_2_NYISO_G-I | NYISO_A-F | NYISO_G-I | Internal | Summer | B3 | 75 | 5685 | 5685 | 107.2 | 117.28 | 0.01 | 10.08
2030 | NYISO_A-F_2_NYISO_G-I | NYISO_A-F | NYISO_G-I | Internal | Summer | B4 | 100 | 5685 | 5685 | 86.39 | 116.14 | 0.01 | 29.73
2030 | NYISO_A-F_2_NYISO_G-I | NYISO_A-F | NYISO_G-I | Internal | Summer | B5 | 200 | 5685 | 5685 | 86.39 | 116.14 | 0.01 | 29.73
2030 | NYISO_A-F_2_NYISO_G-I | NYISO_A-F | NYISO_G-I | Internal | Summer | B6 | 300 | 5685 | 5685 | 86.39 | 95.15 | 0.01 | 8.75
2030 | NYISO_A-F_2_NYISO_G-I | NYISO_A-F | NYISO_G-I | Internal | Summer | B7 | 400 | 5685 | 5685 | 86.39 | 86.65 | 0.01 | 0.25
2030 | NYISO_A-F_2_NYISO_G-I | NYISO_A-F | NYISO_G-I | Internal | Summer | B8 | 500 | 5685 | 5685 | 80.76 | 82.4 | 0.01 | 1.63
2030 | NYISO_A-F_2_NYISO_G-I | NYISO_A-F | NYISO_G-I | Internal | Summer | B9 | 800 | 5685 | 5685 | 78.97 | 81.36 | 0.01 | 2.38
2030 | NYISO_A-F_2_NYISO_G-I | NYISO_A-F | NYISO_G-I | Internal | Summer | B10 | 1262 | 5685 | 4260.05 | 78.97 | 78.98 | 0.01 | 0
2030 | NYISO_A-F_2_NYISO_G-I | NYISO_A-F | NYISO_G-I | Internal | Winter | B16 | 25 | 5685 | 5685 | 77.86 | 94.42 | 0.01 | 16.55
2030 | NYISO_A-F_2_NYISO_G-I | NYISO_A-F | NYISO_G-I | Internal | Winter | B17 | 100 | 5685 | 5685 | 77.86 | 94.41 | 0.01 | 16.55
2030 | NYISO_A-F_2_NYISO_G-I | NYISO_A-F | NYISO_G-I | Internal | Winter | B18 | 400 | 5685 | 5685 | 77.86 | 87.49 | 0.01 | 9.62
2030 | NYISO_A-F_2_NYISO_G-I | NYISO_A-F | NYISO_G-I | Internal | Winter | B19 | 700 | 5685 | 5685 | 77.86 | 87.02 | 0.01 | 9.16
2030 | NYISO_A-F_2_NYISO_G-I | NYISO_A-F | NYISO_G-I | Internal | Winter | B20 | 935 | 5685 | 5685 | 77.86 | 80.6 | 0.01 | 2.74
2030 | NYISO_A-F_2_PJM_ROM | NYISO_A-F | PJM_ROM | Internal | Shoulder | B11 | 25 | 1000 | 1000 | 75.61 | 92.52 | 6.5 | 10.41
2030 | NYISO_A-F_2_PJM_ROM | NYISO_A-F | PJM_ROM | Internal | Shoulder | B12 | 200 | 1000 | 479.01 | 82.73 | 89.23 | 6.5 | 0
2030 | NYISO_A-F_2_PJM_ROM | NYISO_A-F | PJM_ROM | Internal | Shoulder | B13 | 600 | 1000 | 1000 | 75.61 | 87.84 | 6.5 | 5.74
2030 | NYISO_A-F_2_PJM_ROM | NYISO_A-F | PJM_ROM | Internal | Shoulder | B14 | 900 | 1000 | 1000 | 75.58 | 87.72 | 6.5 | 5.63
2030 | NYISO_A-F_2_PJM_ROM | NYISO_A-F | PJM_ROM | Internal | Shoulder | B15 | 1203 | 1000 | 0 | 75.58 | 76.12 | 6.5 | 0
2030 | NYISO_A-F_2_PJM_ROM | NYISO_A-F | PJM_ROM | Internal | Summer | B1 | 10 | 1000 | 1000 | 90.41 | 140.4 | 6.5 | 43.49
2030 | NYISO_A-F_2_PJM_ROM | NYISO_A-F | PJM_ROM | Internal | Summer | B2 | 25 | 1000 | 1000 | 107.66 | 140.4 | 6.5 | 26.23
2030 | NYISO_A-F_2_PJM_ROM | NYISO_A-F | PJM_ROM | Internal | Summer | B3 | 75 | 1000 | 1000 | 107.2 | 140.37 | 6.5 | 26.68
2030 | NYISO_A-F_2_PJM_ROM | NYISO_A-F | PJM_ROM | Internal | Summer | B4 | 100 | 1000 | 1000 | 86.39 | 134.55 | 6.5 | 41.66
2030 | NYISO_A-F_2_PJM_ROM | NYISO_A-F | PJM_ROM | Internal | Summer | B5 | 200 | 1000 | 1000 | 86.39 | 123.79 | 6.5 | 30.9
2030 | NYISO_A-F_2_PJM_ROM | NYISO_A-F | PJM_ROM | Internal | Summer | B6 | 300 | 1000 | 1000 | 86.39 | 101.67 | 6.5 | 8.78
2030 | NYISO_A-F_2_PJM_ROM | NYISO_A-F | PJM_ROM | Internal | Summer | B7 | 400 | 1000 | 1000 | 86.39 | 93.32 | 6.5 | 0.44
2030 | NYISO_A-F_2_PJM_ROM | NYISO_A-F | PJM_ROM | Internal | Summer | B8 | 500 | 1000 | 481.89 | 80.76 | 87.26 | 6.5 | 0
2030 | NYISO_A-F_2_PJM_ROM | NYISO_A-F | PJM_ROM | Internal | Summer | B9 | 800 | 1000 | 0 | 78.97 | 85.07 | 6.5 | 0
2030 | NYISO_A-F_2_PJM_ROM | NYISO_A-F | PJM_ROM | Internal | Summer | B10 | 1262 | 1000 | 0 | 78.97 | 74.47 | 6.5 | 0
2030 | NYISO_A-F_2_PJM_ROM | NYISO_A-F | PJM_ROM | Internal | Winter | B16 | 25 | 1000 | 1000 | 77.86 | 100.51 | 6.5 | 16.15
2030 | NYISO_A-F_2_PJM_ROM | NYISO_A-F | PJM_ROM | Internal | Winter | B17 | 100 | 1000 | 1000 | 77.86 | 94.27 | 6.5 | 9.92
2030 | NYISO_A-F_2_PJM_ROM | NYISO_A-F | PJM_ROM | Internal | Winter | B18 | 400 | 1000 | 1000 | 77.86 | 93.98 | 6.5 | 9.62
2030 | NYISO_A-F_2_PJM_ROM | NYISO_A-F | PJM_ROM | Internal | Winter | B19 | 700 | 1000 | 1000 | 77.86 | 93.51 | 6.5 | 9.16
2030 | NYISO_A-F_2_PJM_ROM | NYISO_A-F | PJM_ROM | Internal | Winter | B20 | 935 | 1000 | 0 | 77.86 | 81.33 | 6.5 | 0
2030 | NYISO_G-I_2_NEISO | NYISO_G-I | NEISO | Internal | Shoulder | B11 | 25 | 600 | 0 | 86.01 | 74.11 | 1.5 | 0
2030 | NYISO_G-I_2_NEISO | NYISO_G-I | NEISO | Internal | Shoulder | B12 | 200 | 600 | 0 | 84.9 | 81.23 | 1.5 | 0
2030 | NYISO_G-I_2_NEISO | NYISO_G-I | NEISO | Internal | Shoulder | B13 | 600 | 600 | 0 | 84.9 | 74.11 | 1.5 | 0
2030 | NYISO_G-I_2_NEISO | NYISO_G-I | NEISO | Internal | Shoulder | B14 | 900 | 600 | 0 | 84.81 | 74.11 | 1.5 | 0
2030 | NYISO_G-I_2_NEISO | NYISO_G-I | NEISO | Internal | Shoulder | B15 | 1203 | 600 | 0 | 75.6 | 74.11 | 1.5 | 0
2030 | NYISO_G-I_2_NEISO | NYISO_G-I | NEISO | Internal | Summer | B1 | 10 | 600 | 0 | 133.91 | 120.63 | 1.5 | 0
2030 | NYISO_G-I_2_NEISO | NYISO_G-I | NEISO | Internal | Summer | B2 | 25 | 600 | 0 | 133.89 | 120.63 | 1.5 | 0
2030 | NYISO_G-I_2_NEISO | NYISO_G-I | NEISO | Internal | Summer | B3 | 75 | 600 | 0 | 117.28 | 105.7 | 1.5 | 0
2030 | NYISO_G-I_2_NEISO | NYISO_G-I | NEISO | Internal | Summer | B4 | 100 | 600 | 0 | 116.14 | 80.9 | 1.5 | 0
2030 | NYISO_G-I_2_NEISO | NYISO_G-I | NEISO | Internal | Summer | B5 | 200 | 600 | 0 | 116.14 | 80.9 | 1.5 | 0
2030 | NYISO_G-I_2_NEISO | NYISO_G-I | NEISO | Internal | Summer | B6 | 300 | 600 | 0 | 95.15 | 80.9 | 1.5 | 0
2030 | NYISO_G-I_2_NEISO | NYISO_G-I | NEISO | Internal | Summer | B7 | 400 | 600 | 0 | 86.65 | 80.9 | 1.5 | 0
2030 | NYISO_G-I_2_NEISO | NYISO_G-I | NEISO | Internal | Summer | B8 | 500 | 600 | 0 | 82.4 | 80.9 | 1.5 | 0
2030 | NYISO_G-I_2_NEISO | NYISO_G-I | NEISO | Internal | Summer | B9 | 800 | 600 | 0 | 81.36 | 79.86 | 1.5 | 0
2030 | NYISO_G-I_2_NEISO | NYISO_G-I | NEISO | Internal | Summer | B10 | 1262 | 600 | 0 | 78.98 | 77.49 | 1.5 | 0
2030 | NYISO_G-I_2_NEISO | NYISO_G-I | NEISO | Internal | Winter | B16 | 25 | 600 | 0 | 94.42 | 82.1 | 1.5 | 0
2030 | NYISO_G-I_2_NEISO | NYISO_G-I | NEISO | Internal | Winter | B17 | 100 | 600 | 0 | 94.41 | 82.1 | 1.5 | 0
2030 | NYISO_G-I_2_NEISO | NYISO_G-I | NEISO | Internal | Winter | B18 | 400 | 600 | 0 | 87.49 | 82.1 | 1.5 | 0
2030 | NYISO_G-I_2_NEISO | NYISO_G-I | NEISO | Internal | Winter | B19 | 700 | 600 | 0 | 87.02 | 82.1 | 1.5 | 0
2030 | NYISO_G-I_2_NEISO | NYISO_G-I | NEISO | Internal | Winter | B20 | 935 | 600 | 4.27 | 80.6 | 82.1 | 1.5 | 0
2030 | NYISO_G-I_2_NYISO_A-F | NYISO_G-I | NYISO_A-F | Internal | Shoulder | B11 | 25 | 3434 | 0 | 86.01 | 75.61 | 0.01 | 0
2030 | NYISO_G-I_2_NYISO_A-F | NYISO_G-I | NYISO_A-F | Internal | Shoulder | B12 | 200 | 3434 | 0 | 84.9 | 82.73 | 0.01 | 0
2030 | NYISO_G-I_2_NYISO_A-F | NYISO_G-I | NYISO_A-F | Internal | Shoulder | B13 | 600 | 3434 | 0 | 84.9 | 75.61 | 0.01 | 0
2030 | NYISO_G-I_2_NYISO_A-F | NYISO_G-I | NYISO_A-F | Internal | Shoulder | B14 | 900 | 3434 | 0 | 84.81 | 75.58 | 0.01 | 0
2030 | NYISO_G-I_2_NYISO_A-F | NYISO_G-I | NYISO_A-F | Internal | Shoulder | B15 | 1203 | 3434 | 0 | 75.6 | 75.58 | 0.01 | 0
2030 | NYISO_G-I_2_NYISO_A-F | NYISO_G-I | NYISO_A-F | Internal | Summer | B1 | 10 | 3434 | 0 | 133.91 | 90.41 | 0.01 | 0
2030 | NYISO_G-I_2_NYISO_A-F | NYISO_G-I | NYISO_A-F | Internal | Summer | B2 | 25 | 3434 | 0 | 133.89 | 107.66 | 0.01 | 0
2030 | NYISO_G-I_2_NYISO_A-F | NYISO_G-I | NYISO_A-F | Internal | Summer | B3 | 75 | 3434 | 0 | 117.28 | 107.2 | 0.01 | 0
2030 | NYISO_G-I_2_NYISO_A-F | NYISO_G-I | NYISO_A-F | Internal | Summer | B4 | 100 | 3434 | 0 | 116.14 | 86.39 | 0.01 | 0
2030 | NYISO_G-I_2_NYISO_A-F | NYISO_G-I | NYISO_A-F | Internal | Summer | B5 | 200 | 3434 | 0 | 116.14 | 86.39 | 0.01 | 0
2030 | NYISO_G-I_2_NYISO_A-F | NYISO_G-I | NYISO_A-F | Internal | Summer | B6 | 300 | 3434 | 0 | 95.15 | 86.39 | 0.01 | 0
2030 | NYISO_G-I_2_NYISO_A-F | NYISO_G-I | NYISO_A-F | Internal | Summer | B7 | 400 | 3434 | 0 | 86.65 | 86.39 | 0.01 | 0
2030 | NYISO_G-I_2_NYISO_A-F | NYISO_G-I | NYISO_A-F | Internal | Summer | B8 | 500 | 3434 | 0 | 82.4 | 80.76 | 0.01 | 0
2030 | NYISO_G-I_2_NYISO_A-F | NYISO_G-I | NYISO_A-F | Internal | Summer | B9 | 800 | 3434 | 0 | 81.36 | 78.97 | 0.01 | 0
2030 | NYISO_G-I_2_NYISO_A-F | NYISO_G-I | NYISO_A-F | Internal | Summer | B10 | 1262 | 3434 | 0 | 78.98 | 78.97 | 0.01 | 0
2030 | NYISO_G-I_2_NYISO_A-F | NYISO_G-I | NYISO_A-F | Internal | Winter | B16 | 25 | 3434 | 0 | 94.42 | 77.86 | 0.01 | 0
2030 | NYISO_G-I_2_NYISO_A-F | NYISO_G-I | NYISO_A-F | Internal | Winter | B17 | 100 | 3434 | 0 | 94.41 | 77.86 | 0.01 | 0
2030 | NYISO_G-I_2_NYISO_A-F | NYISO_G-I | NYISO_A-F | Internal | Winter | B18 | 400 | 3434 | 0 | 87.49 | 77.86 | 0.01 | 0
2030 | NYISO_G-I_2_NYISO_A-F | NYISO_G-I | NYISO_A-F | Internal | Winter | B19 | 700 | 3434 | 0 | 87.02 | 77.86 | 0.01 | 0
2030 | NYISO_G-I_2_NYISO_A-F | NYISO_G-I | NYISO_A-F | Internal | Winter | B20 | 935 | 3434 | 0 | 80.6 | 77.86 | 0.01 | 0
2030 | NYISO_G-I_2_NYISO_J-K | NYISO_G-I | NYISO_J-K | Internal | Shoulder | B11 | 25 | 6130 | 5634.38 | 86.01 | 86.02 | 0.01 | 0
2030 | NYISO_G-I_2_NYISO_J-K | NYISO_G-I | NYISO_J-K | Internal | Shoulder | B12 | 200 | 6130 | 5723.63 | 84.9 | 84.91 | 0.01 | 0
2030 | NYISO_G-I_2_NYISO_J-K | NYISO_G-I | NYISO_J-K | Internal | Shoulder | B13 | 600 | 6130 | 5838.18 | 84.9 | 84.91 | 0.01 | 0
2030 | NYISO_G-I_2_NYISO_J-K | NYISO_G-I | NYISO_J-K | Internal | Shoulder | B14 | 900 | 6130 | 5988.74 | 84.81 | 84.82 | 0.01 | 0
2030 | NYISO_G-I_2_NYISO_J-K | NYISO_G-I | NYISO_J-K | Internal | Shoulder | B15 | 1203 | 6130 | 4395.65 | 75.6 | 75.61 | 0.01 | 0
2030 | NYISO_G-I_2_NYISO_J-K | NYISO_G-I | NYISO_J-K | Internal | Summer | B1 | 10 | 6130 | 5435.43 | 133.91 | 133.92 | 0.01 | 0
2030 | NYISO_G-I_2_NYISO_J-K | NYISO_G-I | NYISO_J-K | Internal | Summer | B2 | 25 | 6130 | 5005.48 | 133.89 | 133.9 | 0.01 | 0
2030 | NYISO_G-I_2_NYISO_J-K | NYISO_G-I | NYISO_J-K | Internal | Summer | B3 | 75 | 6130 | 4797.24 | 117.28 | 117.3 | 0.01 | 0
2030 | NYISO_G-I_2_NYISO_J-K | NYISO_G-I | NYISO_J-K | Internal | Summer | B4 | 100 | 6130 | 5036.4 | 116.14 | 116.15 | 0.01 | 0
2030 | NYISO_G-I_2_NYISO_J-K | NYISO_G-I | NYISO_J-K | Internal | Summer | B5 | 200 | 6130 | 5174.95 | 116.14 | 116.15 | 0.01 | 0
2030 | NYISO_G-I_2_NYISO_J-K | NYISO_G-I | NYISO_J-K | Internal | Summer | B6 | 300 | 6130 | 5842.67 | 95.15 | 95.17 | 0.01 | 0
2030 | NYISO_G-I_2_NYISO_J-K | NYISO_G-I | NYISO_J-K | Internal | Summer | B7 | 400 | 6130 | 5513.84 | 86.65 | 86.66 | 0.01 | 0
2030 | NYISO_G-I_2_NYISO_J-K | NYISO_G-I | NYISO_J-K | Internal | Summer | B8 | 500 | 6130 | 5588.88 | 82.4 | 82.41 | 0.01 | 0
2030 | NYISO_G-I_2_NYISO_J-K | NYISO_G-I | NYISO_J-K | Internal | Summer | B9 | 800 | 6130 | 5946.47 | 81.36 | 81.37 | 0.01 | 0
2030 | NYISO_G-I_2_NYISO_J-K | NYISO_G-I | NYISO_J-K | Internal | Summer | B10 | 1262 | 6130 | 5212.34 | 78.98 | 78.99 | 0.01 | 0
2030 | NYISO_G-I_2_NYISO_J-K | NYISO_G-I | NYISO_J-K | Internal | Winter | B16 | 25 | 6130 | 6130 | 94.42 | 97.25 | 0.01 | 2.83
2030 | NYISO_G-I_2_NYISO_J-K | NYISO_G-I | NYISO_J-K | Internal | Winter | B17 | 100 | 6130 | 6130 | 94.41 | 97.25 | 0.01 | 2.83
2030 | NYISO_G-I_2_NYISO_J-K | NYISO_G-I | NYISO_J-K | Internal | Winter | B18 | 400 | 6130 | 6130 | 87.49 | 97.25 | 0.01 | 9.75
2030 | NYISO_G-I_2_NYISO_J-K | NYISO_G-I | NYISO_J-K | Internal | Winter | B19 | 700 | 6130 | 6130 | 87.02 | 97.25 | 0.01 | 10.22
2030 | NYISO_G-I_2_NYISO_J-K | NYISO_G-I | NYISO_J-K | Internal | Winter | B20 | 935 | 6130 | 6130 | 80.6 | 83.6 | 0.01 | 2.99
2030 | NYISO_G-I_2_PJM_E | NYISO_G-I | PJM_E | Internal | Shoulder | B11 | 25 | 1500 | 1077.51 | 86.01 | 92.51 | 6.5 | 0
2030 | NYISO_G-I_2_PJM_E | NYISO_G-I | PJM_E | Internal | Shoulder | B12 | 200 | 1500 | 0 | 84.9 | 89.22 | 6.5 | 0
2030 | NYISO_G-I_2_PJM_E | NYISO_G-I | PJM_E | Internal | Shoulder | B13 | 600 | 1500 | 0 | 84.9 | 87.83 | 6.5 | 0
2030 | NYISO_G-I_2_PJM_E | NYISO_G-I | PJM_E | Internal | Shoulder | B14 | 900 | 1500 | 0 | 84.81 | 87.71 | 6.5 | 0
2030 | NYISO_G-I_2_PJM_E | NYISO_G-I | PJM_E | Internal | Shoulder | B15 | 1203 | 1500 | 0 | 75.6 | 76.11 | 6.5 | 0
2030 | NYISO_G-I_2_PJM_E | NYISO_G-I | PJM_E | Internal | Summer | B1 | 10 | 1500 | 352.56 | 133.91 | 140.41 | 6.5 | 0
2030 | NYISO_G-I_2_PJM_E | NYISO_G-I | PJM_E | Internal | Summer | B2 | 25 | 1500 | 908.24 | 133.89 | 140.39 | 6.5 | 0
2030 | NYISO_G-I_2_PJM_E | NYISO_G-I | PJM_E | Internal | Summer | B3 | 75 | 1500 | 1500 | 117.28 | 140.36 | 6.5 | 16.58
2030 | NYISO_G-I_2_PJM_E | NYISO_G-I | PJM_E | Internal | Summer | B4 | 100 | 1500 | 1500 | 116.14 | 134.53 | 6.5 | 11.9
2030 | NYISO_G-I_2_PJM_E | NYISO_G-I | PJM_E | Internal | Summer | B5 | 200 | 1500 | 1500 | 116.14 | 123.77 | 6.5 | 1.14
2030 | NYISO_G-I_2_PJM_E | NYISO_G-I | PJM_E | Internal | Summer | B6 | 300 | 1500 | 1024.17 | 95.15 | 101.65 | 6.5 | 0
2030 | NYISO_G-I_2_PJM_E | NYISO_G-I | PJM_E | Internal | Summer | B7 | 400 | 1500 | 1500 | 86.65 | 93.31 | 6.5 | 0.16
2030 | NYISO_G-I_2_PJM_E | NYISO_G-I | PJM_E | Internal | Summer | B8 | 500 | 1500 | 0 | 82.4 | 87.24 | 6.5 | 0
2030 | NYISO_G-I_2_PJM_E | NYISO_G-I | PJM_E | Internal | Summer | B9 | 800 | 1500 | 0 | 81.36 | 85.06 | 6.5 | 0
2030 | NYISO_G-I_2_PJM_E | NYISO_G-I | PJM_E | Internal | Summer | B10 | 1262 | 1500 | 0 | 78.98 | 74.46 | 6.5 | 0
2030 | NYISO_G-I_2_PJM_E | NYISO_G-I | PJM_E | Internal | Winter | B16 | 25 | 1500 | 0.02 | 94.42 | 100.49 | 6.5 | 0
2030 | NYISO_G-I_2_PJM_E | NYISO_G-I | PJM_E | Internal | Winter | B17 | 100 | 1500 | 0 | 94.41 | 94.29 | 6.5 | 0
2030 | NYISO_G-I_2_PJM_E | NYISO_G-I | PJM_E | Internal | Winter | B18 | 400 | 1500 | 33.38 | 87.49 | 93.99 | 6.5 | 0
2030 | NYISO_G-I_2_PJM_E | NYISO_G-I | PJM_E | Internal | Winter | B19 | 700 | 1500 | 195.47 | 87.02 | 93.52 | 6.5 | 0
2030 | NYISO_G-I_2_PJM_E | NYISO_G-I | PJM_E | Internal | Winter | B20 | 935 | 1500 | 0 | 80.6 | 81.35 | 6.5 | 0
2030 | NYISO_J-K_2_NEISO | NYISO_J-K | NEISO | Internal | Shoulder | B11 | 25 | 315 | 0 | 86.02 | 74.11 | 1.5 | 0
2030 | NYISO_J-K_2_NEISO | NYISO_J-K | NEISO | Internal | Shoulder | B12 | 200 | 315 | 0 | 84.91 | 81.23 | 1.5 | 0
2030 | NYISO_J-K_2_NEISO | NYISO_J-K | NEISO | Internal | Shoulder | B13 | 600 | 315 | 0 | 84.91 | 74.11 | 1.5 | 0
2030 | NYISO_J-K_2_NEISO | NYISO_J-K | NEISO | Internal | Shoulder | B14 | 900 | 315 | 0 | 84.82 | 74.11 | 1.5 | 0
2030 | NYISO_J-K_2_NEISO | NYISO_J-K | NEISO | Internal | Shoulder | B15 | 1203 | 315 | 0 | 75.61 | 74.11 | 1.5 | 0
2030 | NYISO_J-K_2_NEISO | NYISO_J-K | NEISO | Internal | Summer | B1 | 10 | 315 | 0 | 133.92 | 120.63 | 1.5 | 0
2030 | NYISO_J-K_2_NEISO | NYISO_J-K | NEISO | Internal | Summer | B2 | 25 | 315 | 0 | 133.9 | 120.63 | 1.5 | 0
2030 | NYISO_J-K_2_NEISO | NYISO_J-K | NEISO | Internal | Summer | B3 | 75 | 315 | 0 | 117.3 | 105.7 | 1.5 | 0
2030 | NYISO_J-K_2_NEISO | NYISO_J-K | NEISO | Internal | Summer | B4 | 100 | 315 | 0 | 116.15 | 80.9 | 1.5 | 0
2030 | NYISO_J-K_2_NEISO | NYISO_J-K | NEISO | Internal | Summer | B5 | 200 | 315 | 0 | 116.15 | 80.9 | 1.5 | 0
2030 | NYISO_J-K_2_NEISO | NYISO_J-K | NEISO | Internal | Summer | B6 | 300 | 315 | 0 | 95.17 | 80.9 | 1.5 | 0
2030 | NYISO_J-K_2_NEISO | NYISO_J-K | NEISO | Internal | Summer | B7 | 400 | 315 | 0 | 86.66 | 80.9 | 1.5 | 0
2030 | NYISO_J-K_2_NEISO | NYISO_J-K | NEISO | Internal | Summer | B8 | 500 | 315 | 0 | 82.41 | 80.9 | 1.5 | 0
2030 | NYISO_J-K_2_NEISO | NYISO_J-K | NEISO | Internal | Summer | B9 | 800 | 315 | 0 | 81.37 | 79.86 | 1.5 | 0
2030 | NYISO_J-K_2_NEISO | NYISO_J-K | NEISO | Internal | Summer | B10 | 1262 | 315 | 0 | 78.99 | 77.49 | 1.5 | 0
2030 | NYISO_J-K_2_NEISO | NYISO_J-K | NEISO | Internal | Winter | B16 | 25 | 315 | 0 | 97.25 | 82.1 | 1.5 | 0
2030 | NYISO_J-K_2_NEISO | NYISO_J-K | NEISO | Internal | Winter | B17 | 100 | 315 | 0 | 97.25 | 82.1 | 1.5 | 0
2030 | NYISO_J-K_2_NEISO | NYISO_J-K | NEISO | Internal | Winter | B18 | 400 | 315 | 0 | 97.25 | 82.1 | 1.5 | 0
2030 | NYISO_J-K_2_NEISO | NYISO_J-K | NEISO | Internal | Winter | B19 | 700 | 315 | 0 | 97.25 | 82.1 | 1.5 | 0
2030 | NYISO_J-K_2_NEISO | NYISO_J-K | NEISO | Internal | Winter | B20 | 935 | 315 | 0 | 83.6 | 82.1 | 1.5 | 0
2030 | NYISO_J-K_2_NYISO_G-I | NYISO_J-K | NYISO_G-I | Internal | Shoulder | B11 | 25 | 1999 | 0.35 | 86.02 | 86.01 | 0.01 | 0
2030 | NYISO_J-K_2_NYISO_G-I | NYISO_J-K | NYISO_G-I | Internal | Shoulder | B12 | 200 | 1999 | 0.05 | 84.91 | 84.9 | 0.01 | 0
2030 | NYISO_J-K_2_NYISO_G-I | NYISO_J-K | NYISO_G-I | Internal | Shoulder | B13 | 600 | 1999 | 0.02 | 84.91 | 84.9 | 0.01 | 0
2030 | NYISO_J-K_2_NYISO_G-I | NYISO_J-K | NYISO_G-I | Internal | Shoulder | B14 | 900 | 1999 | 0.01 | 84.82 | 84.81 | 0.01 | 0
2030 | NYISO_J-K_2_NYISO_G-I | NYISO_J-K | NYISO_G-I | Internal | Shoulder | B15 | 1203 | 1999 | 0 | 75.61 | 75.6 | 0.01 | 0
2030 | NYISO_J-K_2_NYISO_G-I | NYISO_J-K | NYISO_G-I | Internal | Summer | B1 | 10 | 1999 | 0.87 | 133.92 | 133.91 | 0.01 | 0
2030 | NYISO_J-K_2_NYISO_G-I | NYISO_J-K | NYISO_G-I | Internal | Summer | B2 | 25 | 1999 | 0.38 | 133.9 | 133.89 | 0.01 | 0
2030 | NYISO_J-K_2_NYISO_G-I | NYISO_J-K | NYISO_G-I | Internal | Summer | B3 | 75 | 1999 | 0.13 | 117.3 | 117.28 | 0.01 | 0
2030 | NYISO_J-K_2_NYISO_G-I | NYISO_J-K | NYISO_G-I | Internal | Summer | B4 | 100 | 1999 | 0.1 | 116.15 | 116.14 | 0.01 | 0
2030 | NYISO_J-K_2_NYISO_G-I | NYISO_J-K | NYISO_G-I | Internal | Summer | B5 | 200 | 1999 | 0.06 | 116.15 | 116.14 | 0.01 | 0
2030 | NYISO_J-K_2_NYISO_G-I | NYISO_J-K | NYISO_G-I | Internal | Summer | B6 | 300 | 1999 | 0.03 | 95.17 | 95.15 | 0.01 | 0
2030 | NYISO_J-K_2_NYISO_G-I | NYISO_J-K | NYISO_G-I | Internal | Summer | B7 | 400 | 1999 | 0.03 | 86.66 | 86.65 | 0.01 | 0
2030 | NYISO_J-K_2_NYISO_G-I | NYISO_J-K | NYISO_G-I | Internal | Summer | B8 | 500 | 1999 | 0.02 | 82.41 | 82.4 | 0.01 | 0
2030 | NYISO_J-K_2_NYISO_G-I | NYISO_J-K | NYISO_G-I | Internal | Summer | B9 | 800 | 1999 | 0.01 | 81.37 | 81.36 | 0.01 | 0
2030 | NYISO_J-K_2_NYISO_G-I | NYISO_J-K | NYISO_G-I | Internal | Summer | B10 | 1262 | 1999 | 0 | 78.99 | 78.98 | 0.01 | 0
2030 | NYISO_J-K_2_NYISO_G-I | NYISO_J-K | NYISO_G-I | Internal | Winter | B16 | 25 | 1999 | 0 | 97.25 | 94.42 | 0.01 | 0
2030 | NYISO_J-K_2_NYISO_G-I | NYISO_J-K | NYISO_G-I | Internal | Winter | B17 | 100 | 1999 | 0 | 97.25 | 94.41 | 0.01 | 0
2030 | NYISO_J-K_2_NYISO_G-I | NYISO_J-K | NYISO_G-I | Internal | Winter | B18 | 400 | 1999 | 0 | 97.25 | 87.49 | 0.01 | 0
2030 | NYISO_J-K_2_NYISO_G-I | NYISO_J-K | NYISO_G-I | Internal | Winter | B19 | 700 | 1999 | 0 | 97.25 | 87.02 | 0.01 | 0
2030 | NYISO_J-K_2_NYISO_G-I | NYISO_J-K | NYISO_G-I | Internal | Winter | B20 | 935 | 1999 | 0 | 83.6 | 80.6 | 0.01 | 0
2030 | NYISO_J-K_2_PJM_E | NYISO_J-K | PJM_E | Internal | Shoulder | B11 | 25 | 330 | 0.68 | 86.02 | 92.51 | 6.5 | 0
2030 | NYISO_J-K_2_PJM_E | NYISO_J-K | PJM_E | Internal | Shoulder | B12 | 200 | 330 | 0 | 84.91 | 89.22 | 6.5 | 0
2030 | NYISO_J-K_2_PJM_E | NYISO_J-K | PJM_E | Internal | Shoulder | B13 | 600 | 330 | 0 | 84.91 | 87.83 | 6.5 | 0
2030 | NYISO_J-K_2_PJM_E | NYISO_J-K | PJM_E | Internal | Shoulder | B14 | 900 | 330 | 0 | 84.82 | 87.71 | 6.5 | 0
2030 | NYISO_J-K_2_PJM_E | NYISO_J-K | PJM_E | Internal | Shoulder | B15 | 1203 | 330 | 0 | 75.61 | 76.11 | 6.5 | 0
2030 | NYISO_J-K_2_PJM_E | NYISO_J-K | PJM_E | Internal | Summer | B1 | 10 | 330 | 1.69 | 133.92 | 140.41 | 6.5 | 0
2030 | NYISO_J-K_2_PJM_E | NYISO_J-K | PJM_E | Internal | Summer | B2 | 25 | 330 | 0.71 | 133.9 | 140.39 | 6.5 | 0
2030 | NYISO_J-K_2_PJM_E | NYISO_J-K | PJM_E | Internal | Summer | B3 | 75 | 330 | 330 | 117.3 | 140.36 | 6.5 | 16.57
2030 | NYISO_J-K_2_PJM_E | NYISO_J-K | PJM_E | Internal | Summer | B4 | 100 | 330 | 330 | 116.15 | 134.53 | 6.5 | 11.89
2030 | NYISO_J-K_2_PJM_E | NYISO_J-K | PJM_E | Internal | Summer | B5 | 200 | 330 | 330 | 116.15 | 123.77 | 6.5 | 1.13
2030 | NYISO_J-K_2_PJM_E | NYISO_J-K | PJM_E | Internal | Summer | B6 | 300 | 330 | 0.06 | 95.17 | 101.65 | 6.5 | 0
2030 | NYISO_J-K_2_PJM_E | NYISO_J-K | PJM_E | Internal | Summer | B7 | 400 | 330 | 330 | 86.66 | 93.31 | 6.5 | 0.15
2030 | NYISO_J-K_2_PJM_E | NYISO_J-K | PJM_E | Internal | Summer | B8 | 500 | 330 | 0 | 82.41 | 87.24 | 6.5 | 0
2030 | NYISO_J-K_2_PJM_E | NYISO_J-K | PJM_E | Internal | Summer | B9 | 800 | 330 | 0 | 81.37 | 85.06 | 6.5 | 0
2030 | NYISO_J-K_2_PJM_E | NYISO_J-K | PJM_E | Internal | Summer | B10 | 1262 | 330 | 0 | 78.99 | 74.46 | 6.5 | 0
2030 | NYISO_J-K_2_PJM_E | NYISO_J-K | PJM_E | Internal | Winter | B16 | 25 | 330 | 0 | 97.25 | 100.49 | 6.5 | 0
2030 | NYISO_J-K_2_PJM_E | NYISO_J-K | PJM_E | Internal | Winter | B17 | 100 | 330 | 0 | 97.25 | 94.29 | 6.5 | 0
2030 | NYISO_J-K_2_PJM_E | NYISO_J-K | PJM_E | Internal | Winter | B18 | 400 | 330 | 0 | 97.25 | 93.99 | 6.5 | 0
2030 | NYISO_J-K_2_PJM_E | NYISO_J-K | PJM_E | Internal | Winter | B19 | 700 | 330 | 0 | 97.25 | 93.52 | 6.5 | 0
2030 | NYISO_J-K_2_PJM_E | NYISO_J-K | PJM_E | Internal | Winter | B20 | 935 | 330 | 0 | 83.6 | 81.35 | 6.5 | 0
2030 | PJM_E_2_NYISO_G-I | PJM_E | NYISO_G-I | Internal | Shoulder | B11 | 25 | 500 | 0 | 92.51 | 86.01 | 4.5 | 0
2030 | PJM_E_2_NYISO_G-I | PJM_E | NYISO_G-I | Internal | Shoulder | B12 | 200 | 500 | 0 | 89.22 | 84.9 | 4.5 | 0
2030 | PJM_E_2_NYISO_G-I | PJM_E | NYISO_G-I | Internal | Shoulder | B13 | 600 | 500 | 0 | 87.83 | 84.9 | 4.5 | 0
2030 | PJM_E_2_NYISO_G-I | PJM_E | NYISO_G-I | Internal | Shoulder | B14 | 900 | 500 | 0 | 87.71 | 84.81 | 4.5 | 0
2030 | PJM_E_2_NYISO_G-I | PJM_E | NYISO_G-I | Internal | Shoulder | B15 | 1203 | 500 | 0 | 76.11 | 75.6 | 4.5 | 0
2030 | PJM_E_2_NYISO_G-I | PJM_E | NYISO_G-I | Internal | Summer | B1 | 10 | 500 | 0 | 140.41 | 133.91 | 4.5 | 0
2030 | PJM_E_2_NYISO_G-I | PJM_E | NYISO_G-I | Internal | Summer | B2 | 25 | 500 | 0 | 140.39 | 133.89 | 4.5 | 0
2030 | PJM_E_2_NYISO_G-I | PJM_E | NYISO_G-I | Internal | Summer | B3 | 75 | 500 | 0 | 140.36 | 117.28 | 4.5 | 0
2030 | PJM_E_2_NYISO_G-I | PJM_E | NYISO_G-I | Internal | Summer | B4 | 100 | 500 | 0 | 134.53 | 116.14 | 4.5 | 0
2030 | PJM_E_2_NYISO_G-I | PJM_E | NYISO_G-I | Internal | Summer | B5 | 200 | 500 | 0 | 123.77 | 116.14 | 4.5 | 0
2030 | PJM_E_2_NYISO_G-I | PJM_E | NYISO_G-I | Internal | Summer | B6 | 300 | 500 | 0 | 101.65 | 95.15 | 4.5 | 0
2030 | PJM_E_2_NYISO_G-I | PJM_E | NYISO_G-I | Internal | Summer | B7 | 400 | 500 | 0 | 93.31 | 86.65 | 4.5 | 0
2030 | PJM_E_2_NYISO_G-I | PJM_E | NYISO_G-I | Internal | Summer | B8 | 500 | 500 | 0 | 87.24 | 82.4 | 4.5 | 0
2030 | PJM_E_2_NYISO_G-I | PJM_E | NYISO_G-I | Internal | Summer | B9 | 800 | 500 | 0 | 85.06 | 81.36 | 4.5 | 0
2030 | PJM_E_2_NYISO_G-I | PJM_E | NYISO_G-I | Internal | Summer | B10 | 1262 | 500 | 499.99 | 74.46 | 78.98 | 4.5 | 0.02
2030 | PJM_E_2_NYISO_G-I | PJM_E | NYISO_G-I | Internal | Winter | B16 | 25 | 500 | 0 | 100.49 | 94.42 | 4.5 | 0
2030 | PJM_E_2_NYISO_G-I | PJM_E | NYISO_G-I | Internal | Winter | B17 | 100 | 500 | 0 | 94.29 | 94.41 | 4.5 | 0
2030 | PJM_E_2_NYISO_G-I | PJM_E | NYISO_G-I | Internal | Winter | B18 | 400 | 500 | 0 | 93.99 | 87.49 | 4.5 | 0
2030 | PJM_E_2_NYISO_G-I | PJM_E | NYISO_G-I | Internal | Winter | B19 | 700 | 500 | 0 | 93.52 | 87.02 | 4.5 | 0
2030 | PJM_E_2_NYISO_G-I | PJM_E | NYISO_G-I | Internal | Winter | B20 | 935 | 500 | 0 | 81.35 | 80.6 | 4.5 | 0
2030 | PJM_E_2_NYISO_J-K | PJM_E | NYISO_J-K | Internal | Shoulder | B11 | 25 | 330 | 0 | 92.51 | 86.02 | 4.5 | 0
2030 | PJM_E_2_NYISO_J-K | PJM_E | NYISO_J-K | Internal | Shoulder | B12 | 200 | 330 | 0 | 89.22 | 84.91 | 4.5 | 0
2030 | PJM_E_2_NYISO_J-K | PJM_E | NYISO_J-K | Internal | Shoulder | B13 | 600 | 330 | 0 | 87.83 | 84.91 | 4.5 | 0
2030 | PJM_E_2_NYISO_J-K | PJM_E | NYISO_J-K | Internal | Shoulder | B14 | 900 | 330 | 0 | 87.71 | 84.82 | 4.5 | 0
2030 | PJM_E_2_NYISO_J-K | PJM_E | NYISO_J-K | Internal | Shoulder | B15 | 1203 | 330 | 0 | 76.11 | 75.61 | 4.5 | 0
2030 | PJM_E_2_NYISO_J-K | PJM_E | NYISO_J-K | Internal | Summer | B1 | 10 | 330 | 0 | 140.41 | 133.92 | 4.5 | 0
2030 | PJM_E_2_NYISO_J-K | PJM_E | NYISO_J-K | Internal | Summer | B2 | 25 | 330 | 0 | 140.39 | 133.9 | 4.5 | 0
2030 | PJM_E_2_NYISO_J-K | PJM_E | NYISO_J-K | Internal | Summer | B3 | 75 | 330 | 0 | 140.36 | 117.3 | 4.5 | 0
2030 | PJM_E_2_NYISO_J-K | PJM_E | NYISO_J-K | Internal | Summer | B4 | 100 | 330 | 0 | 134.53 | 116.15 | 4.5 | 0
2030 | PJM_E_2_NYISO_J-K | PJM_E | NYISO_J-K | Internal | Summer | B5 | 200 | 330 | 0 | 123.77 | 116.15 | 4.5 | 0
2030 | PJM_E_2_NYISO_J-K | PJM_E | NYISO_J-K | Internal | Summer | B6 | 300 | 330 | 0 | 101.65 | 95.17 | 4.5 | 0
2030 | PJM_E_2_NYISO_J-K | PJM_E | NYISO_J-K | Internal | Summer | B7 | 400 | 330 | 0 | 93.31 | 86.66 | 4.5 | 0
2030 | PJM_E_2_NYISO_J-K | PJM_E | NYISO_J-K | Internal | Summer | B8 | 500 | 330 | 0 | 87.24 | 82.41 | 4.5 | 0
2030 | PJM_E_2_NYISO_J-K | PJM_E | NYISO_J-K | Internal | Summer | B9 | 800 | 330 | 0 | 85.06 | 81.37 | 4.5 | 0
2030 | PJM_E_2_NYISO_J-K | PJM_E | NYISO_J-K | Internal | Summer | B10 | 1262 | 330 | 329.99 | 74.46 | 78.99 | 4.5 | 0.04
2030 | PJM_E_2_NYISO_J-K | PJM_E | NYISO_J-K | Internal | Winter | B16 | 25 | 330 | 0 | 100.49 | 97.25 | 4.5 | 0
2030 | PJM_E_2_NYISO_J-K | PJM_E | NYISO_J-K | Internal | Winter | B17 | 100 | 330 | 0 | 94.29 | 97.25 | 4.5 | 0
2030 | PJM_E_2_NYISO_J-K | PJM_E | NYISO_J-K | Internal | Winter | B18 | 400 | 330 | 0 | 93.99 | 97.25 | 4.5 | 0
2030 | PJM_E_2_NYISO_J-K | PJM_E | NYISO_J-K | Internal | Winter | B19 | 700 | 330 | 0 | 93.52 | 97.25 | 4.5 | 0
2030 | PJM_E_2_NYISO_J-K | PJM_E | NYISO_J-K | Internal | Winter | B20 | 935 | 330 | 0 | 81.35 | 83.6 | 4.5 | 0
2030 | PJM_E_2_PJM_ROM | PJM_E | PJM_ROM | Internal | Shoulder | B11 | 25 | 8000 | 1001.46 | 92.51 | 92.52 | 0.01 | 0
2030 | PJM_E_2_PJM_ROM | PJM_E | PJM_ROM | Internal | Shoulder | B12 | 200 | 8000 | 375.6 | 89.22 | 89.23 | 0.01 | 0
2030 | PJM_E_2_PJM_ROM | PJM_E | PJM_ROM | Internal | Shoulder | B13 | 600 | 8000 | 585.88 | 87.83 | 87.84 | 0.01 | 0
2030 | PJM_E_2_PJM_ROM | PJM_E | PJM_ROM | Internal | Shoulder | B14 | 900 | 8000 | 628.59 | 87.71 | 87.72 | 0.01 | 0
2030 | PJM_E_2_PJM_ROM | PJM_E | PJM_ROM | Internal | Shoulder | B15 | 1203 | 8000 | 403.33 | 76.11 | 76.12 | 0.01 | 0
2030 | PJM_E_2_PJM_ROM | PJM_E | PJM_ROM | Internal | Summer | B1 | 10 | 8000 | 1.08 | 140.41 | 140.4 | 0.01 | 0
2030 | PJM_E_2_PJM_ROM | PJM_E | PJM_ROM | Internal | Summer | B2 | 25 | 8000 | 418.91 | 140.39 | 140.4 | 0.01 | 0
2030 | PJM_E_2_PJM_ROM | PJM_E | PJM_ROM | Internal | Summer | B3 | 75 | 8000 | 3962.47 | 140.36 | 140.37 | 0.01 | 0
2030 | PJM_E_2_PJM_ROM | PJM_E | PJM_ROM | Internal | Summer | B4 | 100 | 8000 | 5795.1 | 134.53 | 134.55 | 0.01 | 0
2030 | PJM_E_2_PJM_ROM | PJM_E | PJM_ROM | Internal | Summer | B5 | 200 | 8000 | 2633.75 | 123.77 | 123.79 | 0.01 | 0
2030 | PJM_E_2_PJM_ROM | PJM_E | PJM_ROM | Internal | Summer | B6 | 300 | 8000 | 2572.64 | 101.65 | 101.67 | 0.01 | 0
2030 | PJM_E_2_PJM_ROM | PJM_E | PJM_ROM | Internal | Summer | B7 | 400 | 8000 | 4842.29 | 93.31 | 93.32 | 0.01 | 0
2030 | PJM_E_2_PJM_ROM | PJM_E | PJM_ROM | Internal | Summer | B8 | 500 | 8000 | 1548.01 | 87.24 | 87.26 | 0.01 | 0
2030 | PJM_E_2_PJM_ROM | PJM_E | PJM_ROM | Internal | Summer | B9 | 800 | 8000 | 1127.88 | 85.06 | 85.07 | 0.01 | 0
2030 | PJM_E_2_PJM_ROM | PJM_E | PJM_ROM | Internal | Summer | B10 | 1262 | 8000 | 174.32 | 74.46 | 74.47 | 0.01 | 0
2030 | PJM_E_2_PJM_ROM | PJM_E | PJM_ROM | Internal | Winter | B16 | 25 | 8000 | 117.42 | 100.49 | 100.51 | 0.01 | 0
2030 | PJM_E_2_PJM_ROM | PJM_E | PJM_ROM | Internal | Winter | B17 | 100 | 8000 | 0.11 | 94.29 | 94.27 | 0.01 | 0
2030 | PJM_E_2_PJM_ROM | PJM_E | PJM_ROM | Internal | Winter | B18 | 400 | 8000 | 0.03 | 93.99 | 93.98 | 0.01 | 0
2030 | PJM_E_2_PJM_ROM | PJM_E | PJM_ROM | Internal | Winter | B19 | 700 | 8000 | 0.02 | 93.52 | 93.51 | 0.01 | 0
2030 | PJM_E_2_PJM_ROM | PJM_E | PJM_ROM | Internal | Winter | B20 | 935 | 8000 | 0.01 | 81.35 | 81.33 | 0.01 | 0
2030 | PJM_ROR_2_MISO_IN | PJM_ROR | MISO_IN | Internal | Shoulder | B11 | 25 | 1170 | 0 | 92.5 | 75.95 | 1 | 0
2030 | PJM_ROR_2_MISO_IN | PJM_ROR | MISO_IN | Internal | Shoulder | B12 | 200 | 1170 | 0 | 87.88 | 75.95 | 1 | 0
2030 | PJM_ROR_2_MISO_IN | PJM_ROR | MISO_IN | Internal | Shoulder | B13 | 600 | 1170 | 0 | 87.55 | 75.95 | 1 | 0
2030 | PJM_ROR_2_MISO_IN | PJM_ROR | MISO_IN | Internal | Shoulder | B14 | 900 | 1170 | 0 | 87.55 | 75.95 | 1 | 0
2030 | PJM_ROR_2_MISO_IN | PJM_ROR | MISO_IN | Internal | Shoulder | B15 | 1203 | 1170 | 0 | 75.87 | 72.97 | 1 | 0
2030 | PJM_ROR_2_MISO_IN | PJM_ROR | MISO_IN | Internal | Summer | B1 | 10 | 1170 | 0 | 140.39 | 129.9 | 1 | 0
2030 | PJM_ROR_2_MISO_IN | PJM_ROR | MISO_IN | Internal | Summer | B2 | 25 | 1170 | 0 | 140.39 | 139.37 | 1 | 0
2030 | PJM_ROR_2_MISO_IN | PJM_ROR | MISO_IN | Internal | Summer | B3 | 75 | 1170 | 0 | 140.39 | 139.03 | 1 | 0
2030 | PJM_ROR_2_MISO_IN | PJM_ROR | MISO_IN | Internal | Summer | B4 | 100 | 1170 | 0 | 134.56 | 133.55 | 1 | 0
2030 | PJM_ROR_2_MISO_IN | PJM_ROR | MISO_IN | Internal | Summer | B5 | 200 | 1170 | 0 | 123.77 | 109.78 | 1 | 0
2030 | PJM_ROR_2_MISO_IN | PJM_ROR | MISO_IN | Internal | Summer | B6 | 300 | 1170 | 0 | 101.65 | 100.65 | 1 | 0
2030 | PJM_ROR_2_MISO_IN | PJM_ROR | MISO_IN | Internal | Summer | B7 | 400 | 1170 | 0 | 93.31 | 92.31 | 1 | 0
2030 | PJM_ROR_2_MISO_IN | PJM_ROR | MISO_IN | Internal | Summer | B8 | 500 | 1170 | 0 | 87.24 | 86.23 | 1 | 0
2030 | PJM_ROR_2_MISO_IN | PJM_ROR | MISO_IN | Internal | Summer | B9 | 800 | 1170 | 0 | 85.06 | 77.56 | 1 | 0
2030 | PJM_ROR_2_MISO_IN | PJM_ROR | MISO_IN | Internal | Summer | B10 | 1262 | 1170 | 0 | 74.46 | 74.6 | 1 | 0
2030 | PJM_ROR_2_MISO_IN | PJM_ROR | MISO_IN | Internal | Winter | B16 | 25 | 1170 | 0 | 95.92 | 78.59 | 1 | 0
2030 | PJM_ROR_2_MISO_IN | PJM_ROR | MISO_IN | Internal | Winter | B17 | 100 | 1170 | 0 | 92.22 | 78.59 | 1 | 0
2030 | PJM_ROR_2_MISO_IN | PJM_ROR | MISO_IN | Internal | Winter | B18 | 400 | 1170 | 0 | 90.99 | 78.59 | 1 | 0
2030 | PJM_ROR_2_MISO_IN | PJM_ROR | MISO_IN | Internal | Winter | B19 | 700 | 1170 | 0 | 90.99 | 78.59 | 1 | 0
2030 | PJM_ROR_2_MISO_IN | PJM_ROR | MISO_IN | Internal | Winter | B20 | 935 | 1170 | 0 | 78.94 | 75.82 | 1 | 0
2030 | PJM_ROR_2_MISO_MI | PJM_ROR | MISO_MI | Internal | Shoulder | B11 | 25 | 1305 | 0 | 92.5 | 87.32 | 1 | 0
2030 | PJM_ROR_2_MISO_MI | PJM_ROR | MISO_MI | Internal | Shoulder | B12 | 200 | 1305 | 0 | 87.88 | 78.44 | 1 | 0
2030 | PJM_ROR_2_MISO_MI | PJM_ROR | MISO_MI | Internal | Shoulder | B13 | 600 | 1305 | 0 | 87.55 | 77.11 | 1 | 0
2030 | PJM_ROR_2_MISO_MI | PJM_ROR | MISO_MI | Internal | Shoulder | B14 | 900 | 1305 | 0 | 87.55 | 75.96 | 1 | 0
2030 | PJM_ROR_2_MISO_MI | PJM_ROR | MISO_MI | Internal | Shoulder | B15 | 1203 | 1305 | 0 | 75.87 | 75.02 | 1 | 0
2030 | PJM_ROR_2_MISO_MI | PJM_ROR | MISO_MI | Internal | Summer | B1 | 10 | 1305 | 0.01 | 140.39 | 139.39 | 1 | 0
2030 | PJM_ROR_2_MISO_MI | PJM_ROR | MISO_MI | Internal | Summer | B2 | 25 | 1305 | 0 | 140.39 | 139.39 | 1 | 0
2030 | PJM_ROR_2_MISO_MI | PJM_ROR | MISO_MI | Internal | Summer | B3 | 75 | 1305 | 0 | 140.39 | 139.04 | 1 | 0
2030 | PJM_ROR_2_MISO_MI | PJM_ROR | MISO_MI | Internal | Summer | B4 | 100 | 1305 | 0 | 134.56 | 133.56 | 1 | 0
2030 | PJM_ROR_2_MISO_MI | PJM_ROR | MISO_MI | Internal | Summer | B5 | 200 | 1305 | 0 | 123.77 | 109.79 | 1 | 0
2030 | PJM_ROR_2_MISO_MI | PJM_ROR | MISO_MI | Internal | Summer | B6 | 300 | 1305 | 0 | 101.65 | 100.67 | 1 | 0
2030 | PJM_ROR_2_MISO_MI | PJM_ROR | MISO_MI | Internal | Summer | B7 | 400 | 1305 | 0 | 93.31 | 92.32 | 1 | 0
2030 | PJM_ROR_2_MISO_MI | PJM_ROR | MISO_MI | Internal | Summer | B8 | 500 | 1305 | 0 | 87.24 | 86.24 | 1 | 0
2030 | PJM_ROR_2_MISO_MI | PJM_ROR | MISO_MI | Internal | Summer | B9 | 800 | 1305 | 0 | 85.06 | 77.57 | 1 | 0
2030 | PJM_ROR_2_MISO_MI | PJM_ROR | MISO_MI | Internal | Summer | B10 | 1262 | 1305 | 0 | 74.46 | 74.61 | 1 | 0
2030 | PJM_ROR_2_MISO_MI | PJM_ROR | MISO_MI | Internal | Winter | B16 | 25 | 1305 | 0 | 95.92 | 89.87 | 1 | 0
2030 | PJM_ROR_2_MISO_MI | PJM_ROR | MISO_MI | Internal | Winter | B17 | 100 | 1305 | 0 | 92.22 | 80.99 | 1 | 0
2030 | PJM_ROR_2_MISO_MI | PJM_ROR | MISO_MI | Internal | Winter | B18 | 400 | 1305 | 0 | 90.99 | 78.6 | 1 | 0
2030 | PJM_ROR_2_MISO_MI | PJM_ROR | MISO_MI | Internal | Winter | B19 | 700 | 1305 | 0 | 90.99 | 78.6 | 1 | 0
2030 | PJM_ROR_2_MISO_MI | PJM_ROR | MISO_MI | Internal | Winter | B20 | 935 | 1305 | 0 | 78.94 | 77.84 | 1 | 0
2030 | PJM_ROR_2_MISO_MO-IL | PJM_ROR | MISO_MO-IL | Internal | Shoulder | B11 | 25 | 1111 | 0 | 92.5 | 91.51 | 1 | 0
2030 | PJM_ROR_2_MISO_MO-IL | PJM_ROR | MISO_MO-IL | Internal | Shoulder | B12 | 200 | 1111 | 0 | 87.88 | 79.38 | 1 | 0
2030 | PJM_ROR_2_MISO_MO-IL | PJM_ROR | MISO_MO-IL | Internal | Shoulder | B13 | 600 | 1111 | 0 | 87.55 | 77.12 | 1 | 0
2030 | PJM_ROR_2_MISO_MO-IL | PJM_ROR | MISO_MO-IL | Internal | Shoulder | B14 | 900 | 1111 | 0 | 87.55 | 75.96 | 1 | 0
2030 | PJM_ROR_2_MISO_MO-IL | PJM_ROR | MISO_MO-IL | Internal | Shoulder | B15 | 1203 | 1111 | 0 | 75.87 | 72.95 | 1 | 0
2030 | PJM_ROR_2_MISO_MO-IL | PJM_ROR | MISO_MO-IL | Internal | Summer | B1 | 10 | 1111 | 0.01 | 140.39 | 139.37 | 1 | 0
2030 | PJM_ROR_2_MISO_MO-IL | PJM_ROR | MISO_MO-IL | Internal | Summer | B2 | 25 | 1111 | 0 | 140.39 | 139.39 | 1 | 0
2030 | PJM_ROR_2_MISO_MO-IL | PJM_ROR | MISO_MO-IL | Internal | Summer | B3 | 75 | 1111 | 0 | 140.39 | 139.4 | 1 | 0
2030 | PJM_ROR_2_MISO_MO-IL | PJM_ROR | MISO_MO-IL | Internal | Summer | B4 | 100 | 1111 | 0 | 134.56 | 133.56 | 1 | 0
2030 | PJM_ROR_2_MISO_MO-IL | PJM_ROR | MISO_MO-IL | Internal | Summer | B5 | 200 | 1111 | 0 | 123.77 | 122.78 | 1 | 0
2030 | PJM_ROR_2_MISO_MO-IL | PJM_ROR | MISO_MO-IL | Internal | Summer | B6 | 300 | 1111 | 0 | 101.65 | 100.67 | 1 | 0
2030 | PJM_ROR_2_MISO_MO-IL | PJM_ROR | MISO_MO-IL | Internal | Summer | B7 | 400 | 1111 | 0 | 93.31 | 92.32 | 1 | 0
2030 | PJM_ROR_2_MISO_MO-IL | PJM_ROR | MISO_MO-IL | Internal | Summer | B8 | 500 | 1111 | 0 | 87.24 | 86.26 | 1 | 0
2030 | PJM_ROR_2_MISO_MO-IL | PJM_ROR | MISO_MO-IL | Internal | Summer | B9 | 800 | 1111 | 0 | 85.06 | 84.07 | 1 | 0
2030 | PJM_ROR_2_MISO_MO-IL | PJM_ROR | MISO_MO-IL | Internal | Summer | B10 | 1262 | 1111 | 0 | 74.46 | 74.59 | 1 | 0
2030 | PJM_ROR_2_MISO_MO-IL | PJM_ROR | MISO_MO-IL | Internal | Winter | B16 | 25 | 1111 | 0 | 95.92 | 78.6 | 1 | 0
2030 | PJM_ROR_2_MISO_MO-IL | PJM_ROR | MISO_MO-IL | Internal | Winter | B17 | 100 | 1111 | 0 | 92.22 | 78.6 | 1 | 0
2030 | PJM_ROR_2_MISO_MO-IL | PJM_ROR | MISO_MO-IL | Internal | Winter | B18 | 400 | 1111 | 0 | 90.99 | 79.96 | 1 | 0
2030 | PJM_ROR_2_MISO_MO-IL | PJM_ROR | MISO_MO-IL | Internal | Winter | B19 | 700 | 1111 | 0 | 90.99 | 78.6 | 1 | 0
2030 | PJM_ROR_2_MISO_MO-IL | PJM_ROR | MISO_MO-IL | Internal | Winter | B20 | 935 | 1111 | 0 | 78.94 | 71.67 | 1 | 0
2030 | PJM_ROR_2_MISO_W | PJM_ROR | MISO_W | Internal | Shoulder | B11 | 25 | 13129 | 0 | 92.5 | 91.51 | 1 | 0
2030 | PJM_ROR_2_MISO_W | PJM_ROR | MISO_W | Internal | Shoulder | B12 | 200 | 13129 | 0 | 87.88 | 79.37 | 1 | 0
2030 | PJM_ROR_2_MISO_W | PJM_ROR | MISO_W | Internal | Shoulder | B13 | 600 | 13129 | 0 | 87.55 | 77.11 | 1 | 0
2030 | PJM_ROR_2_MISO_W | PJM_ROR | MISO_W | Internal | Shoulder | B14 | 900 | 13129 | 0 | 87.55 | 37.31 | 1 | 0
2030 | PJM_ROR_2_MISO_W | PJM_ROR | MISO_W | Internal | Shoulder | B15 | 1203 | 13129 | 0 | 75.87 | 11.54 | 1 | 0
2030 | PJM_ROR_2_MISO_W | PJM_ROR | MISO_W | Internal | Summer | B1 | 10 | 13129 | 0.01 | 140.39 | 139.39 | 1 | 0
2030 | PJM_ROR_2_MISO_W | PJM_ROR | MISO_W | Internal | Summer | B2 | 25 | 13129 | 0 | 140.39 | 139.39 | 1 | 0
2030 | PJM_ROR_2_MISO_W | PJM_ROR | MISO_W | Internal | Summer | B3 | 75 | 13129 | 0 | 140.39 | 139.39 | 1 | 0
2030 | PJM_ROR_2_MISO_W | PJM_ROR | MISO_W | Internal | Summer | B4 | 100 | 13129 | 0 | 134.56 | 133.56 | 1 | 0
2030 | PJM_ROR_2_MISO_W | PJM_ROR | MISO_W | Internal | Summer | B5 | 200 | 13129 | 0 | 123.77 | 122.78 | 1 | 0
2030 | PJM_ROR_2_MISO_W | PJM_ROR | MISO_W | Internal | Summer | B6 | 300 | 13129 | 0 | 101.65 | 100.65 | 1 | 0
2030 | PJM_ROR_2_MISO_W | PJM_ROR | MISO_W | Internal | Summer | B7 | 400 | 13129 | 0 | 93.31 | 92.31 | 1 | 0
2030 | PJM_ROR_2_MISO_W | PJM_ROR | MISO_W | Internal | Summer | B8 | 500 | 13129 | 0 | 87.24 | 86.24 | 1 | 0
2030 | PJM_ROR_2_MISO_W | PJM_ROR | MISO_W | Internal | Summer | B9 | 800 | 13129 | 0 | 85.06 | 84.06 | 1 | 0
2030 | PJM_ROR_2_MISO_W | PJM_ROR | MISO_W | Internal | Summer | B10 | 1262 | 13129 | 0 | 74.46 | 73.46 | 1 | 0
2030 | PJM_ROR_2_MISO_W | PJM_ROR | MISO_W | Internal | Winter | B16 | 25 | 13129 | 0 | 95.92 | 66.83 | 1 | 0
2030 | PJM_ROR_2_MISO_W | PJM_ROR | MISO_W | Internal | Winter | B17 | 100 | 13129 | 0 | 92.22 | 66.86 | 1 | 0
2030 | PJM_ROR_2_MISO_W | PJM_ROR | MISO_W | Internal | Winter | B18 | 400 | 13129 | 0 | 90.99 | 78.32 | 1 | 0
2030 | PJM_ROR_2_MISO_W | PJM_ROR | MISO_W | Internal | Winter | B19 | 700 | 13129 | 0 | 90.99 | 78.32 | 1 | 0
2030 | PJM_ROR_2_MISO_W | PJM_ROR | MISO_W | Internal | Winter | B20 | 935 | 13129 | 0 | 78.94 | 11.54 | 1 | 0
2030 | PJM_ROR_2_MISO_WUMS | PJM_ROR | MISO_WUMS | Internal | Shoulder | B11 | 25 | 1467 | 0 | 92.5 | 87.31 | 1 | 0
2030 | PJM_ROR_2_MISO_WUMS | PJM_ROR | MISO_WUMS | Internal | Shoulder | B12 | 200 | 1467 | 0 | 87.88 | 78.43 | 1 | 0
2030 | PJM_ROR_2_MISO_WUMS | PJM_ROR | MISO_WUMS | Internal | Shoulder | B13 | 600 | 1467 | 0 | 87.55 | 77.09 | 1 | 0
2030 | PJM_ROR_2_MISO_WUMS | PJM_ROR | MISO_WUMS | Internal | Shoulder | B14 | 900 | 1467 | 0 | 87.55 | 75.7 | 1 | 0
2030 | PJM_ROR_2_MISO_WUMS | PJM_ROR | MISO_WUMS | Internal | Shoulder | B15 | 1203 | 1467 | 0 | 75.87 | 74.87 | 1 | 0
2030 | PJM_ROR_2_MISO_WUMS | PJM_ROR | MISO_WUMS | Internal | Summer | B1 | 10 | 1467 | 0 | 140.39 | 85.76 | 1 | 0
2030 | PJM_ROR_2_MISO_WUMS | PJM_ROR | MISO_WUMS | Internal | Summer | B2 | 25 | 1467 | 0 | 140.39 | 85.76 | 1 | 0
2030 | PJM_ROR_2_MISO_WUMS | PJM_ROR | MISO_WUMS | Internal | Summer | B3 | 75 | 1467 | 0 | 140.39 | 139.03 | 1 | 0
2030 | PJM_ROR_2_MISO_WUMS | PJM_ROR | MISO_WUMS | Internal | Summer | B4 | 100 | 1467 | 0 | 134.56 | 133.55 | 1 | 0
2030 | PJM_ROR_2_MISO_WUMS | PJM_ROR | MISO_WUMS | Internal | Summer | B5 | 200 | 1467 | 0 | 123.77 | 85.76 | 1 | 0
2030 | PJM_ROR_2_MISO_WUMS | PJM_ROR | MISO_WUMS | Internal | Summer | B6 | 300 | 1467 | 0 | 101.65 | 85.76 | 1 | 0
2030 | PJM_ROR_2_MISO_WUMS | PJM_ROR | MISO_WUMS | Internal | Summer | B7 | 400 | 1467 | 0 | 93.31 | 85.76 | 1 | 0
2030 | PJM_ROR_2_MISO_WUMS | PJM_ROR | MISO_WUMS | Internal | Summer | B8 | 500 | 1467 | 0 | 87.24 | 85.76 | 1 | 0
2030 | PJM_ROR_2_MISO_WUMS | PJM_ROR | MISO_WUMS | Internal | Summer | B9 | 800 | 1467 | 0 | 85.06 | 77.56 | 1 | 0
2030 | PJM_ROR_2_MISO_WUMS | PJM_ROR | MISO_WUMS | Internal | Summer | B10 | 1262 | 1467 | 0 | 74.46 | 74.34 | 1 | 0
2030 | PJM_ROR_2_MISO_WUMS | PJM_ROR | MISO_WUMS | Internal | Winter | B16 | 25 | 1467 | 0 | 95.92 | 78.33 | 1 | 0
2030 | PJM_ROR_2_MISO_WUMS | PJM_ROR | MISO_WUMS | Internal | Winter | B17 | 100 | 1467 | 0 | 92.22 | 78.33 | 1 | 0
2030 | PJM_ROR_2_MISO_WUMS | PJM_ROR | MISO_WUMS | Internal | Winter | B18 | 400 | 1467 | 0 | 90.99 | 78.33 | 1 | 0
2030 | PJM_ROR_2_MISO_WUMS | PJM_ROR | MISO_WUMS | Internal | Winter | B19 | 700 | 1467 | 0 | 90.99 | 78.33 | 1 | 0
2030 | PJM_ROR_2_MISO_WUMS | PJM_ROR | MISO_WUMS | Internal | Winter | B20 | 935 | 1467 | 0 | 78.94 | 77.83 | 1 | 0
2030 | PJM_ROR_2_PJM_ROM | PJM_ROR | PJM_ROM | Internal | Shoulder | B11 | 25 | 8000 | 7246.12 | 92.5 | 92.52 | 0.01 | 0
2030 | PJM_ROR_2_PJM_ROM | PJM_ROR | PJM_ROM | Internal | Shoulder | B12 | 200 | 8000 | 8000 | 87.88 | 89.23 | 0.01 | 1.34
2030 | PJM_ROR_2_PJM_ROM | PJM_ROR | PJM_ROM | Internal | Shoulder | B13 | 600 | 8000 | 8000 | 87.55 | 87.84 | 0.01 | 0.29
2030 | PJM_ROR_2_PJM_ROM | PJM_ROR | PJM_ROM | Internal | Shoulder | B14 | 900 | 8000 | 8000 | 87.55 | 87.72 | 0.01 | 0.16
2030 | PJM_ROR_2_PJM_ROM | PJM_ROR | PJM_ROM | Internal | Shoulder | B15 | 1203 | 8000 | 8000 | 75.87 | 76.12 | 0.01 | 0.24
2030 | PJM_ROR_2_PJM_ROM | PJM_ROR | PJM_ROM | Internal | Summer | B1 | 10 | 8000 | 6207.36 | 140.39 | 140.4 | 0.01 | 0
2030 | PJM_ROR_2_PJM_ROM | PJM_ROR | PJM_ROM | Internal | Summer | B2 | 25 | 8000 | 4401.53 | 140.39 | 140.4 | 0.01 | 0
2030 | PJM_ROR_2_PJM_ROM | PJM_ROR | PJM_ROM | Internal | Summer | B3 | 75 | 8000 | 0.15 | 140.39 | 140.37 | 0.01 | 0
2030 | PJM_ROR_2_PJM_ROM | PJM_ROR | PJM_ROM | Internal | Summer | B4 | 100 | 8000 | 0.11 | 134.56 | 134.55 | 0.01 | 0
2030 | PJM_ROR_2_PJM_ROM | PJM_ROR | PJM_ROM | Internal | Summer | B5 | 200 | 8000 | 3515.45 | 123.77 | 123.79 | 0.01 | 0
2030 | PJM_ROR_2_PJM_ROM | PJM_ROR | PJM_ROM | Internal | Summer | B6 | 300 | 8000 | 3360.69 | 101.65 | 101.67 | 0.01 | 0
2030 | PJM_ROR_2_PJM_ROM | PJM_ROR | PJM_ROM | Internal | Summer | B7 | 400 | 8000 | 2032.2 | 93.31 | 93.32 | 0.01 | 0
2030 | PJM_ROR_2_PJM_ROM | PJM_ROR | PJM_ROM | Internal | Summer | B8 | 500 | 8000 | 5599.04 | 87.24 | 87.26 | 0.01 | 0
2030 | PJM_ROR_2_PJM_ROM | PJM_ROR | PJM_ROM | Internal | Summer | B9 | 800 | 8000 | 7548.5 | 85.06 | 85.07 | 0.01 | 0
2030 | PJM_ROR_2_PJM_ROM | PJM_ROR | PJM_ROM | Internal | Summer | B10 | 1262 | 8000 | 6475.81 | 74.46 | 74.47 | 0.01 | 0
2030 | PJM_ROR_2_PJM_ROM | PJM_ROR | PJM_ROM | Internal | Winter | B16 | 25 | 8000 | 8000 | 95.92 | 100.51 | 0.01 | 4.58
2030 | PJM_ROR_2_PJM_ROM | PJM_ROR | PJM_ROM | Internal | Winter | B17 | 100 | 8000 | 8000 | 92.22 | 94.27 | 0.01 | 2.04
2030 | PJM_ROR_2_PJM_ROM | PJM_ROR | PJM_ROM | Internal | Winter | B18 | 400 | 8000 | 8000 | 90.99 | 93.98 | 0.01 | 2.97
2030 | PJM_ROR_2_PJM_ROM | PJM_ROR | PJM_ROM | Internal | Winter | B19 | 700 | 8000 | 8000 | 90.99 | 93.51 | 0.01 | 2.51
2030 | PJM_ROR_2_PJM_ROM | PJM_ROR | PJM_ROM | Internal | Winter | B20 | 935 | 8000 | 8000 | 78.94 | 81.33 | 0.01 | 2.38
2030 | PJM_ROR_2_TVA_Transmission | PJM_ROR | TVA_Transmission | Internal | Shoulder | B11 | 25 | 2500 | 0 | 92.5 | 91.76 | 4.5 | 0
2030 | PJM_ROR_2_TVA_Transmission | PJM_ROR | TVA_Transmission | Internal | Shoulder | B12 | 200 | 2500 | 0 | 87.88 | 85.88 | 4.5 | 0
2030 | PJM_ROR_2_TVA_Transmission | PJM_ROR | TVA_Transmission | Internal | Shoulder | B13 | 600 | 2500 | 0 | 87.55 | 83.62 | 4.5 | 0
2030 | PJM_ROR_2_TVA_Transmission | PJM_ROR | TVA_Transmission | Internal | Shoulder | B14 | 900 | 2500 | 0 | 87.55 | 82.46 | 4.5 | 0
2030 | PJM_ROR_2_TVA_Transmission | PJM_ROR | TVA_Transmission | Internal | Shoulder | B15 | 1203 | 2500 | 0 | 75.87 | 79.45 | 4.5 | 0
2030 | PJM_ROR_2_TVA_Transmission | PJM_ROR | TVA_Transmission | Internal | Summer | B1 | 10 | 2500 | 1013.18 | 140.39 | 144.89 | 4.5 | 0
2030 | PJM_ROR_2_TVA_Transmission | PJM_ROR | TVA_Transmission | Internal | Summer | B2 | 25 | 2500 | 2233.93 | 140.39 | 144.89 | 4.5 | 0
2030 | PJM_ROR_2_TVA_Transmission | PJM_ROR | TVA_Transmission | Internal | Summer | B3 | 75 | 2500 | 2493.14 | 140.39 | 144.89 | 4.5 | 0
2030 | PJM_ROR_2_TVA_Transmission | PJM_ROR | TVA_Transmission | Internal | Summer | B4 | 100 | 2500 | 2098.32 | 134.56 | 139.06 | 4.5 | 0
2030 | PJM_ROR_2_TVA_Transmission | PJM_ROR | TVA_Transmission | Internal | Summer | B5 | 200 | 2500 | 0 | 123.77 | 121.78 | 4.5 | 0
2030 | PJM_ROR_2_TVA_Transmission | PJM_ROR | TVA_Transmission | Internal | Summer | B6 | 300 | 2500 | 0 | 101.65 | 103.61 | 4.5 | 0
2030 | PJM_ROR_2_TVA_Transmission | PJM_ROR | TVA_Transmission | Internal | Summer | B7 | 400 | 2500 | 0 | 93.31 | 95.27 | 4.5 | 0
2030 | PJM_ROR_2_TVA_Transmission | PJM_ROR | TVA_Transmission | Internal | Summer | B8 | 500 | 2500 | 0 | 87.24 | 90.97 | 4.5 | 0
2030 | PJM_ROR_2_TVA_Transmission | PJM_ROR | TVA_Transmission | Internal | Summer | B9 | 800 | 2500 | 931.51 | 85.06 | 89.56 | 4.5 | 0
2030 | PJM_ROR_2_TVA_Transmission | PJM_ROR | TVA_Transmission | Internal | Summer | B10 | 1262 | 2500 | 0 | 74.46 | 78.61 | 4.5 | 0
2030 | PJM_ROR_2_TVA_Transmission | PJM_ROR | TVA_Transmission | Internal | Winter | B16 | 25 | 2500 | 0 | 95.92 | 94.8 | 4.5 | 0
2030 | PJM_ROR_2_TVA_Transmission | PJM_ROR | TVA_Transmission | Internal | Winter | B17 | 100 | 2500 | 0 | 92.22 | 89.04 | 4.5 | 0
2030 | PJM_ROR_2_TVA_Transmission | PJM_ROR | TVA_Transmission | Internal | Winter | B18 | 400 | 2500 | 0 | 90.99 | 86.46 | 4.5 | 0
2030 | PJM_ROR_2_TVA_Transmission | PJM_ROR | TVA_Transmission | Internal | Winter | B19 | 700 | 2500 | 0 | 90.99 | 85.1 | 4.5 | 0
2030 | PJM_ROR_2_TVA_Transmission | PJM_ROR | TVA_Transmission | Internal | Winter | B20 | 935 | 2500 | 0 | 78.94 | 82.03 | 4.5 | 0
2030 | PJM_ROR_2_VACAR | PJM_ROR | VACAR | Internal | Shoulder | B11 | 25 | 3000 | 2649.28 | 92.5 | 97 | 4.5 | 0
2030 | PJM_ROR_2_VACAR | PJM_ROR | VACAR | Internal | Shoulder | B12 | 200 | 3000 | 1470.4 | 87.88 | 92.38 | 4.5 | 0
2030 | PJM_ROR_2_VACAR | PJM_ROR | VACAR | Internal | Shoulder | B13 | 600 | 3000 | 0 | 87.55 | 90.12 | 4.5 | 0
2030 | PJM_ROR_2_VACAR | PJM_ROR | VACAR | Internal | Shoulder | B14 | 900 | 3000 | 0 | 87.55 | 85.69 | 4.5 | 0
2030 | PJM_ROR_2_VACAR | PJM_ROR | VACAR | Internal | Shoulder | B15 | 1203 | 3000 | 3000 | 75.87 | 82.83 | 4.5 | 2.46
2030 | PJM_ROR_2_VACAR | PJM_ROR | VACAR | Internal | Summer | B1 | 10 | 3000 | 3000 | 140.39 | 151.39 | 4.5 | 6.5
2030 | PJM_ROR_2_VACAR | PJM_ROR | VACAR | Internal | Summer | B2 | 25 | 3000 | 3000 | 140.39 | 151.39 | 4.5 | 6.5
2030 | PJM_ROR_2_VACAR | PJM_ROR | VACAR | Internal | Summer | B3 | 75 | 3000 | 3000 | 140.39 | 151.39 | 4.5 | 6.5
2030 | PJM_ROR_2_VACAR | PJM_ROR | VACAR | Internal | Summer | B4 | 100 | 3000 | 3000 | 134.56 | 145.57 | 4.5 | 6.51
2030 | PJM_ROR_2_VACAR | PJM_ROR | VACAR | Internal | Summer | B5 | 200 | 3000 | 2180.47 | 123.77 | 128.27 | 4.5 | 0
2030 | PJM_ROR_2_VACAR | PJM_ROR | VACAR | Internal | Summer | B6 | 300 | 3000 | 2692.66 | 101.65 | 106.15 | 4.5 | 0
2030 | PJM_ROR_2_VACAR | PJM_ROR | VACAR | Internal | Summer | B7 | 400 | 3000 | 2174.76 | 93.31 | 97.81 | 4.5 | 0
2030 | PJM_ROR_2_VACAR | PJM_ROR | VACAR | Internal | Summer | B8 | 500 | 3000 | 1694.26 | 87.24 | 91.74 | 4.5 | 0
2030 | PJM_ROR_2_VACAR | PJM_ROR | VACAR | Internal | Summer | B9 | 800 | 3000 | 0 | 85.06 | 86.38 | 4.5 | 0
2030 | PJM_ROR_2_VACAR | PJM_ROR | VACAR | Internal | Summer | B10 | 1262 | 3000 | 3000 | 74.46 | 80.87 | 4.5 | 1.91
2030 | PJM_ROR_2_VACAR | PJM_ROR | VACAR | Internal | Winter | B16 | 25 | 3000 | 3000 | 95.92 | 118.66 | 4.5 | 18.24
2030 | PJM_ROR_2_VACAR | PJM_ROR | VACAR | Internal | Winter | B17 | 100 | 3000 | 3000 | 92.22 | 100.89 | 4.5 | 4.16
2030 | PJM_ROR_2_VACAR | PJM_ROR | VACAR | Internal | Winter | B18 | 400 | 3000 | 0 | 90.99 | 92.95 | 4.5 | 0
2030 | PJM_ROR_2_VACAR | PJM_ROR | VACAR | Internal | Winter | B19 | 700 | 3000 | 0 | 90.99 | 90.57 | 4.5 | 0
2030 | PJM_ROR_2_VACAR | PJM_ROR | VACAR | Internal | Winter | B20 | 935 | 3000 | 3000 | 78.94 | 87.21 | 4.5 | 3.77
2030 | PJM_ROM_2_NYISO_A-F | PJM_ROM | NYISO_A-F | Internal | Shoulder | B11 | 25 | 2000 | 0 | 92.52 | 75.61 | 4.5 | 0
2030 | PJM_ROM_2_NYISO_A-F | PJM_ROM | NYISO_A-F | Internal | Shoulder | B12 | 200 | 2000 | 0 | 89.23 | 82.73 | 4.5 | 0
2030 | PJM_ROM_2_NYISO_A-F | PJM_ROM | NYISO_A-F | Internal | Shoulder | B13 | 600 | 2000 | 0 | 87.84 | 75.61 | 4.5 | 0
2030 | PJM_ROM_2_NYISO_A-F | PJM_ROM | NYISO_A-F | Internal | Shoulder | B14 | 900 | 2000 | 0 | 87.72 | 75.58 | 4.5 | 0
2030 | PJM_ROM_2_NYISO_A-F | PJM_ROM | NYISO_A-F | Internal | Shoulder | B15 | 1203 | 2000 | 0 | 76.12 | 75.58 | 4.5 | 0
2030 | PJM_ROM_2_NYISO_A-F | PJM_ROM | NYISO_A-F | Internal | Summer | B1 | 10 | 2000 | 0 | 140.4 | 90.41 | 4.5 | 0
2030 | PJM_ROM_2_NYISO_A-F | PJM_ROM | NYISO_A-F | Internal | Summer | B2 | 25 | 2000 | 0 | 140.4 | 107.66 | 4.5 | 0
2030 | PJM_ROM_2_NYISO_A-F | PJM_ROM | NYISO_A-F | Internal | Summer | B3 | 75 | 2000 | 0 | 140.37 | 107.2 | 4.5 | 0
2030 | PJM_ROM_2_NYISO_A-F | PJM_ROM | NYISO_A-F | Internal | Summer | B4 | 100 | 2000 | 0 | 134.55 | 86.39 | 4.5 | 0
2030 | PJM_ROM_2_NYISO_A-F | PJM_ROM | NYISO_A-F | Internal | Summer | B5 | 200 | 2000 | 0 | 123.79 | 86.39 | 4.5 | 0
2030 | PJM_ROM_2_NYISO_A-F | PJM_ROM | NYISO_A-F | Internal | Summer | B6 | 300 | 2000 | 0 | 101.67 | 86.39 | 4.5 | 0
2030 | PJM_ROM_2_NYISO_A-F | PJM_ROM | NYISO_A-F | Internal | Summer | B7 | 400 | 2000 | 0 | 93.32 | 86.39 | 4.5 | 0
2030 | PJM_ROM_2_NYISO_A-F | PJM_ROM | NYISO_A-F | Internal | Summer | B8 | 500 | 2000 | 0 | 87.26 | 80.76 | 4.5 | 0
2030 | PJM_ROM_2_NYISO_A-F | PJM_ROM | NYISO_A-F | Internal | Summer | B9 | 800 | 2000 | 0 | 85.07 | 78.97 | 4.5 | 0
2030 | PJM_ROM_2_NYISO_A-F | PJM_ROM | NYISO_A-F | Internal | Summer | B10 | 1262 | 2000 | 42.91 | 74.47 | 78.97 | 4.5 | 0
2030 | PJM_ROM_2_NYISO_A-F | PJM_ROM | NYISO_A-F | Internal | Winter | B16 | 25 | 2000 | 0 | 100.51 | 77.86 | 4.5 | 0
2030 | PJM_ROM_2_NYISO_A-F | PJM_ROM | NYISO_A-F | Internal | Winter | B17 | 100 | 2000 | 0 | 94.27 | 77.86 | 4.5 | 0
2030 | PJM_ROM_2_NYISO_A-F | PJM_ROM | NYISO_A-F | Internal | Winter | B18 | 400 | 2000 | 0 | 93.98 | 77.86 | 4.5 | 0
2030 | PJM_ROM_2_NYISO_A-F | PJM_ROM | NYISO_A-F | Internal | Winter | B19 | 700 | 2000 | 0 | 93.51 | 77.86 | 4.5 | 0
2030 | PJM_ROM_2_NYISO_A-F | PJM_ROM | NYISO_A-F | Internal | Winter | B20 | 935 | 2000 | 0 | 81.33 | 77.86 | 4.5 | 0
2030 | PJM_ROM_2_PJM_E | PJM_ROM | PJM_E | Internal | Shoulder | B11 | 25 | 8000 | 0.44 | 92.52 | 92.51 | 0.01 | 0
2030 | PJM_ROM_2_PJM_E | PJM_ROM | PJM_E | Internal | Shoulder | B12 | 200 | 8000 | 0.06 | 89.23 | 89.22 | 0.01 | 0
2030 | PJM_ROM_2_PJM_E | PJM_ROM | PJM_E | Internal | Shoulder | B13 | 600 | 8000 | 0.02 | 87.84 | 87.83 | 0.01 | 0
2030 | PJM_ROM_2_PJM_E | PJM_ROM | PJM_E | Internal | Shoulder | B14 | 900 | 8000 | 0.01 | 87.72 | 87.71 | 0.01 | 0
2030 | PJM_ROM_2_PJM_E | PJM_ROM | PJM_E | Internal | Shoulder | B15 | 1203 | 8000 | 0 | 76.12 | 76.11 | 0.01 | 0
2030 | PJM_ROM_2_PJM_E | PJM_ROM | PJM_E | Internal | Summer | B1 | 10 | 8000 | 891.18 | 140.4 | 140.41 | 0.01 | 0
2030 | PJM_ROM_2_PJM_E | PJM_ROM | PJM_E | Internal | Summer | B2 | 25 | 8000 | 0.47 | 140.4 | 140.39 | 0.01 | 0
2030 | PJM_ROM_2_PJM_E | PJM_ROM | PJM_E | Internal | Summer | B3 | 75 | 8000 | 0.14 | 140.37 | 140.36 | 0.01 | 0
2030 | PJM_ROM_2_PJM_E | PJM_ROM | PJM_E | Internal | Summer | B4 | 100 | 8000 | 0.1 | 134.55 | 134.53 | 0.01 | 0
2030 | PJM_ROM_2_PJM_E | PJM_ROM | PJM_E | Internal | Summer | B5 | 200 | 8000 | 0.05 | 123.79 | 123.77 | 0.01 | 0
2030 | PJM_ROM_2_PJM_E | PJM_ROM | PJM_E | Internal | Summer | B6 | 300 | 8000 | 0.04 | 101.67 | 101.65 | 0.01 | 0
2030 | PJM_ROM_2_PJM_E | PJM_ROM | PJM_E | Internal | Summer | B7 | 400 | 8000 | 0.03 | 93.32 | 93.31 | 0.01 | 0
2030 | PJM_ROM_2_PJM_E | PJM_ROM | PJM_E | Internal | Summer | B8 | 500 | 8000 | 0.02 | 87.26 | 87.24 | 0.01 | 0
2030 | PJM_ROM_2_PJM_E | PJM_ROM | PJM_E | Internal | Summer | B9 | 800 | 8000 | 0.01 | 85.07 | 85.06 | 0.01 | 0
2030 | PJM_ROM_2_PJM_E | PJM_ROM | PJM_E | Internal | Summer | B10 | 1262 | 8000 | 0 | 74.47 | 74.46 | 0.01 | 0
2030 | PJM_ROM_2_PJM_E | PJM_ROM | PJM_E | Internal | Winter | B16 | 25 | 8000 | 0.5 | 100.51 | 100.49 | 0.01 | 0
2030 | PJM_ROM_2_PJM_E | PJM_ROM | PJM_E | Internal | Winter | B17 | 100 | 8000 | 786.22 | 94.27 | 94.29 | 0.01 | 0
2030 | PJM_ROM_2_PJM_E | PJM_ROM | PJM_E | Internal | Winter | B18 | 400 | 8000 | 1940.36 | 93.98 | 93.99 | 0.01 | 0
2030 | PJM_ROM_2_PJM_E | PJM_ROM | PJM_E | Internal | Winter | B19 | 700 | 8000 | 1153.55 | 93.51 | 93.52 | 0.01 | 0
2030 | PJM_ROM_2_PJM_E | PJM_ROM | PJM_E | Internal | Winter | B20 | 935 | 8000 | 1282.39 | 81.33 | 81.35 | 0.01 | 0
2030 | PJM_ROM_2_PJM_ROR | PJM_ROM | PJM_ROR | Internal | Shoulder | B11 | 25 | 8000 | 0.36 | 92.52 | 92.5 | 0.01 | 0
2030 | PJM_ROM_2_PJM_ROR | PJM_ROM | PJM_ROR | Internal | Shoulder | B12 | 200 | 8000 | 0 | 89.23 | 87.88 | 0.01 | 0
2030 | PJM_ROM_2_PJM_ROR | PJM_ROM | PJM_ROR | Internal | Shoulder | B13 | 600 | 8000 | 0 | 87.84 | 87.55 | 0.01 | 0
2030 | PJM_ROM_2_PJM_ROR | PJM_ROM | PJM_ROR | Internal | Shoulder | B14 | 900 | 8000 | 0 | 87.72 | 87.55 | 0.01 | 0
2030 | PJM_ROM_2_PJM_ROR | PJM_ROM | PJM_ROR | Internal | Shoulder | B15 | 1203 | 8000 | 0 | 76.12 | 75.87 | 0.01 | 0
2030 | PJM_ROM_2_PJM_ROR | PJM_ROM | PJM_ROR | Internal | Summer | B1 | 10 | 8000 | 1.4 | 140.4 | 140.39 | 0.01 | 0
2030 | PJM_ROM_2_PJM_ROR | PJM_ROM | PJM_ROR | Internal | Summer | B2 | 25 | 8000 | 0.48 | 140.4 | 140.39 | 0.01 | 0
2030 | PJM_ROM_2_PJM_ROR | PJM_ROM | PJM_ROR | Internal | Summer | B3 | 75 | 8000 | 721.52 | 140.37 | 140.39 | 0.01 | 0
2030 | PJM_ROM_2_PJM_ROR | PJM_ROM | PJM_ROR | Internal | Summer | B4 | 100 | 8000 | 2313.13 | 134.55 | 134.56 | 0.01 | 0
2030 | PJM_ROM_2_PJM_ROR | PJM_ROM | PJM_ROR | Internal | Summer | B5 | 200 | 8000 | 0.05 | 123.79 | 123.77 | 0.01 | 0
2030 | PJM_ROM_2_PJM_ROR | PJM_ROM | PJM_ROR | Internal | Summer | B6 | 300 | 8000 | 0.04 | 101.67 | 101.65 | 0.01 | 0
2030 | PJM_ROM_2_PJM_ROR | PJM_ROM | PJM_ROR | Internal | Summer | B7 | 400 | 8000 | 0.03 | 93.32 | 93.31 | 0.01 | 0
2030 | PJM_ROM_2_PJM_ROR | PJM_ROM | PJM_ROR | Internal | Summer | B8 | 500 | 8000 | 0.02 | 87.26 | 87.24 | 0.01 | 0
2030 | PJM_ROM_2_PJM_ROR | PJM_ROM | PJM_ROR | Internal | Summer | B9 | 800 | 8000 | 0.01 | 85.07 | 85.06 | 0.01 | 0
2030 | PJM_ROM_2_PJM_ROR | PJM_ROM | PJM_ROR | Internal | Summer | B10 | 1262 | 8000 | 0 | 74.47 | 74.46 | 0.01 | 0
2030 | PJM_ROM_2_PJM_ROR | PJM_ROM | PJM_ROR | Internal | Winter | B16 | 25 | 8000 | 0 | 100.51 | 95.92 | 0.01 | 0
2030 | PJM_ROM_2_PJM_ROR | PJM_ROM | PJM_ROR | Internal | Winter | B17 | 100 | 8000 | 0 | 94.27 | 92.22 | 0.01 | 0
2030 | PJM_ROM_2_PJM_ROR | PJM_ROM | PJM_ROR | Internal | Winter | B18 | 400 | 8000 | 0 | 93.98 | 90.99 | 0.01 | 0
2030 | PJM_ROM_2_PJM_ROR | PJM_ROM | PJM_ROR | Internal | Winter | B19 | 700 | 8000 | 0 | 93.51 | 90.99 | 0.01 | 0
2030 | PJM_ROM_2_PJM_ROR | PJM_ROM | PJM_ROR | Internal | Winter | B20 | 935 | 8000 | 0 | 81.33 | 78.94 | 0.01 | 0
2030 | SOCO_2_ENT | SOCO | ENT | Internal | Shoulder | B11 | 25 | 4300 | 0 | 97 | 91.51 | 7.5 | 0
2030 | SOCO_2_ENT | SOCO | ENT | Internal | Shoulder | B12 | 200 | 4300 | 0 | 92.38 | 79.39 | 7.5 | 0
2030 | SOCO_2_ENT | SOCO | ENT | Internal | Shoulder | B13 | 600 | 4300 | 0 | 90.12 | 78.12 | 7.5 | 0
2030 | SOCO_2_ENT | SOCO | ENT | Internal | Shoulder | B14 | 900 | 4300 | 0 | 90.12 | 70.46 | 7.5 | 0
2030 | SOCO_2_ENT | SOCO | ENT | Internal | Shoulder | B15 | 1203 | 4300 | 0 | 84.69 | 15.91 | 7.5 | 0
2030 | SOCO_2_ENT | SOCO | ENT | Internal | Summer | B1 | 10 | 4300 | 0 | 149.4 | 91.99 | 7.5 | 0
2030 | SOCO_2_ENT | SOCO | ENT | Internal | Summer | B2 | 25 | 4300 | 0 | 149.4 | 133.89 | 7.5 | 0
2030 | SOCO_2_ENT | SOCO | ENT | Internal | Summer | B3 | 75 | 4300 | 0 | 149.4 | 139.4 | 7.5 | 0
2030 | SOCO_2_ENT | SOCO | ENT | Internal | Summer | B4 | 100 | 4300 | 0 | 145.56 | 133.56 | 7.5 | 0
2030 | SOCO_2_ENT | SOCO | ENT | Internal | Summer | B5 | 200 | 4300 | 0 | 128.27 | 122.78 | 7.5 | 0
2030 | SOCO_2_ENT | SOCO | ENT | Internal | Summer | B6 | 300 | 4300 | 0 | 106.16 | 100.67 | 7.5 | 0
2030 | SOCO_2_ENT | SOCO | ENT | Internal | Summer | B7 | 400 | 4300 | 0 | 97.82 | 92.32 | 7.5 | 0
2030 | SOCO_2_ENT | SOCO | ENT | Internal | Summer | B8 | 500 | 4300 | 0 | 94.21 | 88.77 | 7.5 | 0
2030 | SOCO_2_ENT | SOCO | ENT | Internal | Summer | B9 | 800 | 4300 | 0 | 90.88 | 85.38 | 7.5 | 0
2030 | SOCO_2_ENT | SOCO | ENT | Internal | Summer | B10 | 1262 | 4300 | 0 | 84.26 | 74.59 | 7.5 | 0
2030 | SOCO_2_ENT | SOCO | ENT | Internal | Winter | B16 | 25 | 4300 | 0 | 99.05 | 80.96 | 7.5 | 0
2030 | SOCO_2_ENT | SOCO | ENT | Internal | Winter | B17 | 100 | 4300 | 0 | 95.54 | 80.96 | 7.5 | 0
2030 | SOCO_2_ENT | SOCO | ENT | Internal | Winter | B18 | 400 | 4300 | 0 | 92.95 | 80.96 | 7.5 | 0
2030 | SOCO_2_ENT | SOCO | ENT | Internal | Winter | B19 | 700 | 4300 | 0 | 91.6 | 78.62 | 7.5 | 0
2030 | SOCO_2_ENT | SOCO | ENT | Internal | Winter | B20 | 935 | 4300 | 0 | 88.53 | 12.14 | 7.5 | 0
2030 | SOCO_2_FRCC | SOCO | FRCC | Internal | Shoulder | B11 | 25 | 3700 | 870.04 | 97 | 104.5 | 7.5 | 0
2030 | SOCO_2_FRCC | SOCO | FRCC | Internal | Shoulder | B12 | 200 | 3700 | 0 | 92.38 | 97.62 | 7.5 | 0
2030 | SOCO_2_FRCC | SOCO | FRCC | Internal | Shoulder | B13 | 600 | 3700 | 300.17 | 90.12 | 97.62 | 7.5 | 0
2030 | SOCO_2_FRCC | SOCO | FRCC | Internal | Shoulder | B14 | 900 | 3700 | 883.42 | 90.12 | 97.62 | 7.5 | 0
2030 | SOCO_2_FRCC | SOCO | FRCC | Internal | Shoulder | B15 | 1203 | 3700 | 0 | 84.69 | 84.43 | 7.5 | 0
2030 | SOCO_2_FRCC | SOCO | FRCC | Internal | Summer | B1 | 10 | 3700 | 0.02 | 149.4 | 155.87 | 7.5 | 0
2030 | SOCO_2_FRCC | SOCO | FRCC | Internal | Summer | B2 | 25 | 3700 | 0 | 149.4 | 155.87 | 7.5 | 0
2030 | SOCO_2_FRCC | SOCO | FRCC | Internal | Summer | B3 | 75 | 3700 | 0 | 149.4 | 151.58 | 7.5 | 0
2030 | SOCO_2_FRCC | SOCO | FRCC | Internal | Summer | B4 | 100 | 3700 | 0 | 145.56 | 151.58 | 7.5 | 0
2030 | SOCO_2_FRCC | SOCO | FRCC | Internal | Summer | B5 | 200 | 3700 | 0 | 128.27 | 127.98 | 7.5 | 0
2030 | SOCO_2_FRCC | SOCO | FRCC | Internal | Summer | B6 | 300 | 3700 | 0 | 106.16 | 100.67 | 7.5 | 0
2030 | SOCO_2_FRCC | SOCO | FRCC | Internal | Summer | B7 | 400 | 3700 | 0 | 97.82 | 96.7 | 7.5 | 0
2030 | SOCO_2_FRCC | SOCO | FRCC | Internal | Summer | B8 | 500 | 3700 | 0 | 94.21 | 96.7 | 7.5 | 0
2030 | SOCO_2_FRCC | SOCO | FRCC | Internal | Summer | B9 | 800 | 3700 | 0 | 90.88 | 96.7 | 7.5 | 0
2030 | SOCO_2_FRCC | SOCO | FRCC | Internal | Summer | B10 | 1262 | 3700 | 0 | 84.26 | 83.66 | 7.5 | 0
2030 | SOCO_2_FRCC | SOCO | FRCC | Internal | Winter | B16 | 25 | 3700 | 0 | 99.05 | 100.28 | 7.5 | 0
2030 | SOCO_2_FRCC | SOCO | FRCC | Internal | Winter | B17 | 100 | 3700 | 0 | 95.54 | 100.28 | 7.5 | 0
2030 | SOCO_2_FRCC | SOCO | FRCC | Internal | Winter | B18 | 400 | 3700 | 0 | 92.95 | 100.28 | 7.5 | 0
2030 | SOCO_2_FRCC | SOCO | FRCC | Internal | Winter | B19 | 700 | 3700 | 0 | 91.6 | 97.34 | 7.5 | 0
2030 | SOCO_2_FRCC | SOCO | FRCC | Internal | Winter | B20 | 935 | 3700 | 0 | 88.53 | 86.69 | 7.5 | 0
2030 | SOCO_2_TVA_Transmission | SOCO | TVA_Transmission | Internal | Shoulder | B11 | 25 | 2600 | 0 | 97 | 91.76 | 7.5 | 0
2030 | SOCO_2_TVA_Transmission | SOCO | TVA_Transmission | Internal | Shoulder | B12 | 200 | 2600 | 0 | 92.38 | 85.88 | 7.5 | 0
2030 | SOCO_2_TVA_Transmission | SOCO | TVA_Transmission | Internal | Shoulder | B13 | 600 | 2600 | 0 | 90.12 | 83.62 | 7.5 | 0
2030 | SOCO_2_TVA_Transmission | SOCO | TVA_Transmission | Internal | Shoulder | B14 | 900 | 2600 | 0 | 90.12 | 82.46 | 7.5 | 0
2030 | SOCO_2_TVA_Transmission | SOCO | TVA_Transmission | Internal | Shoulder | B15 | 1203 | 2600 | 0 | 84.69 | 79.45 | 7.5 | 0
2030 | SOCO_2_TVA_Transmission | SOCO | TVA_Transmission | Internal | Summer | B1 | 10 | 2600 | 0 | 149.4 | 144.89 | 7.5 | 0
2030 | SOCO_2_TVA_Transmission | SOCO | TVA_Transmission | Internal | Summer | B2 | 25 | 2600 | 0 | 149.4 | 144.89 | 7.5 | 0
2030 | SOCO_2_TVA_Transmission | SOCO | TVA_Transmission | Internal | Summer | B3 | 75 | 2600 | 0 | 149.4 | 144.89 | 7.5 | 0
2030 | SOCO_2_TVA_Transmission | SOCO | TVA_Transmission | Internal | Summer | B4 | 100 | 2600 | 0 | 145.56 | 139.06 | 7.5 | 0
2030 | SOCO_2_TVA_Transmission | SOCO | TVA_Transmission | Internal | Summer | B5 | 200 | 2600 | 0 | 128.27 | 121.78 | 7.5 | 0
2030 | SOCO_2_TVA_Transmission | SOCO | TVA_Transmission | Internal | Summer | B6 | 300 | 2600 | 0 | 106.16 | 103.61 | 7.5 | 0
2030 | SOCO_2_TVA_Transmission | SOCO | TVA_Transmission | Internal | Summer | B7 | 400 | 2600 | 0 | 97.82 | 95.27 | 7.5 | 0
2030 | SOCO_2_TVA_Transmission | SOCO | TVA_Transmission | Internal | Summer | B8 | 500 | 2600 | 0 | 94.21 | 90.97 | 7.5 | 0
2030 | SOCO_2_TVA_Transmission | SOCO | TVA_Transmission | Internal | Summer | B9 | 800 | 2600 | 0 | 90.88 | 89.56 | 7.5 | 0
2030 | SOCO_2_TVA_Transmission | SOCO | TVA_Transmission | Internal | Summer | B10 | 1262 | 2600 | 0 | 84.26 | 78.61 | 7.5 | 0
2030 | SOCO_2_TVA_Transmission | SOCO | TVA_Transmission | Internal | Winter | B16 | 25 | 2600 | 0 | 99.05 | 94.8 | 7.5 | 0
2030 | SOCO_2_TVA_Transmission | SOCO | TVA_Transmission | Internal | Winter | B17 | 100 | 2600 | 0 | 95.54 | 89.04 | 7.5 | 0
2030 | SOCO_2_TVA_Transmission | SOCO | TVA_Transmission | Internal | Winter | B18 | 400 | 2600 | 0 | 92.95 | 86.46 | 7.5 | 0
2030 | SOCO_2_TVA_Transmission | SOCO | TVA_Transmission | Internal | Winter | B19 | 700 | 2600 | 0 | 91.6 | 85.1 | 7.5 | 0
2030 | SOCO_2_TVA_Transmission | SOCO | TVA_Transmission | Internal | Winter | B20 | 935 | 2600 | 0 | 88.53 | 82.03 | 7.5 | 0
2030 | SOCO_2_VACAR | SOCO | VACAR | Internal | Shoulder | B11 | 25 | 2000 | 0 | 97 | 97 | 7.5 | 0
2030 | SOCO_2_VACAR | SOCO | VACAR | Internal | Shoulder | B12 | 200 | 2000 | 0 | 92.38 | 92.38 | 7.5 | 0
2030 | SOCO_2_VACAR | SOCO | VACAR | Internal | Shoulder | B13 | 600 | 2000 | 0 | 90.12 | 90.12 | 7.5 | 0
2030 | SOCO_2_VACAR | SOCO | VACAR | Internal | Shoulder | B14 | 900 | 2000 | 0 | 90.12 | 85.69 | 7.5 | 0
2030 | SOCO_2_VACAR | SOCO | VACAR | Internal | Shoulder | B15 | 1203 | 2000 | 0 | 84.69 | 82.83 | 7.5 | 0
2030 | SOCO_2_VACAR | SOCO | VACAR | Internal | Summer | B1 | 10 | 2000 | 0 | 149.4 | 151.39 | 7.5 | 0
2030 | SOCO_2_VACAR | SOCO | VACAR | Internal | Summer | B2 | 25 | 2000 | 0 | 149.4 | 151.39 | 7.5 | 0
2030 | SOCO_2_VACAR | SOCO | VACAR | Internal | Summer | B3 | 75 | 2000 | 0 | 149.4 | 151.39 | 7.5 | 0
2030 | SOCO_2_VACAR | SOCO | VACAR | Internal | Summer | B4 | 100 | 2000 | 0 | 145.56 | 145.57 | 7.5 | 0
2030 | SOCO_2_VACAR | SOCO | VACAR | Internal | Summer | B5 | 200 | 2000 | 0 | 128.27 | 128.27 | 7.5 | 0
2030 | SOCO_2_VACAR | SOCO | VACAR | Internal | Summer | B6 | 300 | 2000 | 0 | 106.16 | 106.15 | 7.5 | 0
2030 | SOCO_2_VACAR | SOCO | VACAR | Internal | Summer | B7 | 400 | 2000 | 0 | 97.82 | 97.81 | 7.5 | 0
2030 | SOCO_2_VACAR | SOCO | VACAR | Internal | Summer | B8 | 500 | 2000 | 0 | 94.21 | 91.74 | 7.5 | 0
2030 | SOCO_2_VACAR | SOCO | VACAR | Internal | Summer | B9 | 800 | 2000 | 0 | 90.88 | 86.38 | 7.5 | 0
2030 | SOCO_2_VACAR | SOCO | VACAR | Internal | Summer | B10 | 1262 | 2000 | 0 | 84.26 | 80.87 | 7.5 | 0
2030 | SOCO_2_VACAR | SOCO | VACAR | Internal | Winter | B16 | 25 | 2000 | 2000 | 99.05 | 118.66 | 7.5 | 12.1
2030 | SOCO_2_VACAR | SOCO | VACAR | Internal | Winter | B17 | 100 | 2000 | 0 | 95.54 | 100.89 | 7.5 | 0
2030 | SOCO_2_VACAR | SOCO | VACAR | Internal | Winter | B18 | 400 | 2000 | 0 | 92.95 | 92.95 | 7.5 | 0
2030 | SOCO_2_VACAR | SOCO | VACAR | Internal | Winter | B19 | 700 | 2000 | 0 | 91.6 | 90.57 | 7.5 | 0
2030 | SOCO_2_VACAR | SOCO | VACAR | Internal | Winter | B20 | 935 | 2000 | 0 | 88.53 | 87.21 | 7.5 | 0
2030 | SPP_N_2_ENT | SPP_N | ENT | Internal | Shoulder | B11 | 25 | 15643 | 9733.07 | 88.01 | 91.51 | 3.5 | 0
2030 | SPP_N_2_ENT | SPP_N | ENT | Internal | Shoulder | B12 | 200 | 15643 | 15642.88 | 75.88 | 79.39 | 3.5 | 0.01
2030 | SPP_N_2_ENT | SPP_N | ENT | Internal | Shoulder | B13 | 600 | 15643 | 15642.96 | 74.61 | 78.12 | 3.5 | 0.01
2030 | SPP_N_2_ENT | SPP_N | ENT | Internal | Shoulder | B14 | 900 | 15643 | 15643 | 10.74 | 70.46 | 3.5 | 56.22
2030 | SPP_N_2_ENT | SPP_N | ENT | Internal | Shoulder | B15 | 1203 | 15643 | 15643 | 0.01 | 15.91 | 3.5 | 12.4
2030 | SPP_N_2_ENT | SPP_N | ENT | Internal | Summer | B1 | 10 | 15643 | 15641.07 | 88.47 | 91.99 | 3.5 | 0.01
2030 | SPP_N_2_ENT | SPP_N | ENT | Internal | Summer | B2 | 25 | 15643 | 7702.71 | 130.39 | 133.89 | 3.5 | 0
2030 | SPP_N_2_ENT | SPP_N | ENT | Internal | Summer | B3 | 75 | 15643 | 4072.08 | 135.9 | 139.4 | 3.5 | 0
2030 | SPP_N_2_ENT | SPP_N | ENT | Internal | Summer | B4 | 100 | 15643 | 3723.87 | 130.06 | 133.56 | 3.5 | 0
2030 | SPP_N_2_ENT | SPP_N | ENT | Internal | Summer | B5 | 200 | 15643 | 2791.24 | 119.28 | 122.78 | 3.5 | 0
2030 | SPP_N_2_ENT | SPP_N | ENT | Internal | Summer | B6 | 300 | 15643 | 1305.76 | 97.17 | 100.67 | 3.5 | 0
2030 | SPP_N_2_ENT | SPP_N | ENT | Internal | Summer | B7 | 400 | 15643 | 4359.13 | 88.82 | 92.32 | 3.5 | 0
2030 | SPP_N_2_ENT | SPP_N | ENT | Internal | Summer | B8 | 500 | 15643 | 9425.48 | 85.27 | 88.77 | 3.5 | 0
2030 | SPP_N_2_ENT | SPP_N | ENT | Internal | Summer | B9 | 800 | 15643 | 10218.32 | 81.88 | 85.38 | 3.5 | 0
2030 | SPP_N_2_ENT | SPP_N | ENT | Internal | Summer | B10 | 1262 | 15643 | 14897.81 | 71.09 | 74.59 | 3.5 | 0
2030 | SPP_N_2_ENT | SPP_N | ENT | Internal | Winter | B16 | 25 | 15643 | 15643 | 72.33 | 80.96 | 3.5 | 5.12
2030 | SPP_N_2_ENT | SPP_N | ENT | Internal | Winter | B17 | 100 | 15643 | 15643 | 72.36 | 80.96 | 3.5 | 5.1
2030 | SPP_N_2_ENT | SPP_N | ENT | Internal | Winter | B18 | 400 | 15643 | 15642.94 | 77.44 | 80.96 | 3.5 | 0.01
2030 | SPP_N_2_ENT | SPP_N | ENT | Internal | Winter | B19 | 700 | 15643 | 15642.97 | 75.1 | 78.62 | 3.5 | 0.01
2030 | SPP_N_2_ENT | SPP_N | ENT | Internal | Winter | B20 | 935 | 15643 | 15643 | 2.55 | 12.14 | 3.5 | 6.08
2030 | SPP_N_2_MISO_MO-IL | SPP_N | MISO_MO-IL | Internal | Shoulder | B11 | 25 | 4019 | 302.88 | 88.01 | 91.51 | 3.5 | 0
2030 | SPP_N_2_MISO_MO-IL | SPP_N | MISO_MO-IL | Internal | Shoulder | B12 | 200 | 4019 | 298.8 | 75.88 | 79.38 | 3.5 | 0
2030 | SPP_N_2_MISO_MO-IL | SPP_N | MISO_MO-IL | Internal | Shoulder | B13 | 600 | 4019 | 0 | 74.61 | 77.12 | 3.5 | 0
2030 | SPP_N_2_MISO_MO-IL | SPP_N | MISO_MO-IL | Internal | Shoulder | B14 | 900 | 4019 | 4019 | 10.74 | 75.96 | 3.5 | 61.72
2030 | SPP_N_2_MISO_MO-IL | SPP_N | MISO_MO-IL | Internal | Shoulder | B15 | 1203 | 4019 | 4019 | 0.01 | 72.95 | 3.5 | 69.44
2030 | SPP_N_2_MISO_MO-IL | SPP_N | MISO_MO-IL | Internal | Summer | B1 | 10 | 4019 | 4019 | 88.47 | 139.37 | 3.5 | 47.4
2030 | SPP_N_2_MISO_MO-IL | SPP_N | MISO_MO-IL | Internal | Summer | B2 | 25 | 4019 | 4019 | 130.39 | 139.39 | 3.5 | 5.5
2030 | SPP_N_2_MISO_MO-IL | SPP_N | MISO_MO-IL | Internal | Summer | B3 | 75 | 4019 | 2075.54 | 135.9 | 139.4 | 3.5 | 0
2030 | SPP_N_2_MISO_MO-IL | SPP_N | MISO_MO-IL | Internal | Summer | B4 | 100 | 4019 | 3962.57 | 130.06 | 133.56 | 3.5 | 0
2030 | SPP_N_2_MISO_MO-IL | SPP_N | MISO_MO-IL | Internal | Summer | B5 | 200 | 4019 | 3429.34 | 119.28 | 122.78 | 3.5 | 0
2030 | SPP_N_2_MISO_MO-IL | SPP_N | MISO_MO-IL | Internal | Summer | B6 | 300 | 4019 | 3882.16 | 97.17 | 100.67 | 3.5 | 0
2030 | SPP_N_2_MISO_MO-IL | SPP_N | MISO_MO-IL | Internal | Summer | B7 | 400 | 4019 | 1177.98 | 88.82 | 92.32 | 3.5 | 0
2030 | SPP_N_2_MISO_MO-IL | SPP_N | MISO_MO-IL | Internal | Summer | B8 | 500 | 4019 | 0 | 85.27 | 86.26 | 3.5 | 0
2030 | SPP_N_2_MISO_MO-IL | SPP_N | MISO_MO-IL | Internal | Summer | B9 | 800 | 4019 | 0 | 81.88 | 84.07 | 3.5 | 0
2030 | SPP_N_2_MISO_MO-IL | SPP_N | MISO_MO-IL | Internal | Summer | B10 | 1262 | 4019 | 2453.26 | 71.09 | 74.59 | 3.5 | 0
2030 | SPP_N_2_MISO_MO-IL | SPP_N | MISO_MO-IL | Internal | Winter | B16 | 25 | 4019 | 4019 | 72.33 | 78.6 | 3.5 | 2.77
2030 | SPP_N_2_MISO_MO-IL | SPP_N | MISO_MO-IL | Internal | Winter | B17 | 100 | 4019 | 4019 | 72.36 | 78.6 | 3.5 | 2.75
2030 | SPP_N_2_MISO_MO-IL | SPP_N | MISO_MO-IL | Internal | Winter | B18 | 400 | 4019 | 0 | 77.44 | 79.96 | 3.5 | 0
2030 | SPP_N_2_MISO_MO-IL | SPP_N | MISO_MO-IL | Internal | Winter | B19 | 700 | 4019 | 1397.31 | 75.1 | 78.6 | 3.5 | 0
2030 | SPP_N_2_MISO_MO-IL | SPP_N | MISO_MO-IL | Internal | Winter | B20 | 935 | 4019 | 4019 | 2.55 | 71.67 | 3.5 | 65.62
2030 | SPP_N_2_MISO_W | SPP_N | MISO_W | Internal | Shoulder | B11 | 25 | 1087 | 86.27 | 88.01 | 91.51 | 3.5 | 0
2030 | SPP_N_2_MISO_W | SPP_N | MISO_W | Internal | Shoulder | B12 | 200 | 1087 | 0.09 | 75.88 | 79.37 | 3.5 | 0
2030 | SPP_N_2_MISO_W | SPP_N | MISO_W | Internal | Shoulder | B13 | 600 | 1087 | 0 | 74.61 | 77.11 | 3.5 | 0
2030 | SPP_N_2_MISO_W | SPP_N | MISO_W | Internal | Shoulder | B14 | 900 | 1087 | 1087 | 10.74 | 37.31 | 3.5 | 23.07
2030 | SPP_N_2_MISO_W | SPP_N | MISO_W | Internal | Shoulder | B15 | 1203 | 1087 | 1087 | 0.01 | 11.54 | 3.5 | 8.03
2030 | SPP_N_2_MISO_W | SPP_N | MISO_W | Internal | Summer | B1 | 10 | 1087 | 1087 | 88.47 | 139.39 | 3.5 | 47.41
2030 | SPP_N_2_MISO_W | SPP_N | MISO_W | Internal | Summer | B2 | 25 | 1087 | 1087 | 130.39 | 139.39 | 3.5 | 5.5
2030 | SPP_N_2_MISO_W | SPP_N | MISO_W | Internal | Summer | B3 | 75 | 1087 | 0.26 | 135.9 | 139.39 | 3.5 | 0
2030 | SPP_N_2_MISO_W | SPP_N | MISO_W | Internal | Summer | B4 | 100 | 1087 | 262.93 | 130.06 | 133.56 | 3.5 | 0
2030 | SPP_N_2_MISO_W | SPP_N | MISO_W | Internal | Summer | B5 | 200 | 1087 | 191.65 | 119.28 | 122.78 | 3.5 | 0
2030 | SPP_N_2_MISO_W | SPP_N | MISO_W | Internal | Summer | B6 | 300 | 1087 | 0.08 | 97.17 | 100.65 | 3.5 | 0
2030 | SPP_N_2_MISO_W | SPP_N | MISO_W | Internal | Summer | B7 | 400 | 1087 | 0.05 | 88.82 | 92.31 | 3.5 | 0
2030 | SPP_N_2_MISO_W | SPP_N | MISO_W | Internal | Summer | B8 | 500 | 1087 | 0 | 85.27 | 86.24 | 3.5 | 0
2030 | SPP_N_2_MISO_W | SPP_N | MISO_W | Internal | Summer | B9 | 800 | 1087 | 0 | 81.88 | 84.06 | 3.5 | 0
2030 | SPP_N_2_MISO_W | SPP_N | MISO_W | Internal | Summer | B10 | 1262 | 1087 | 0 | 71.09 | 73.46 | 3.5 | 0
2030 | SPP_N_2_MISO_W | SPP_N | MISO_W | Internal | Winter | B16 | 25 | 1087 | 0 | 72.33 | 66.83 | 3.5 | 0
2030 | SPP_N_2_MISO_W | SPP_N | MISO_W | Internal | Winter | B17 | 100 | 1087 | 0 | 72.36 | 66.86 | 3.5 | 0
2030 | SPP_N_2_MISO_W | SPP_N | MISO_W | Internal | Winter | B18 | 400 | 1087 | 0 | 77.44 | 78.32 | 3.5 | 0
2030 | SPP_N_2_MISO_W | SPP_N | MISO_W | Internal | Winter | B19 | 700 | 1087 | 0 | 75.1 | 78.32 | 3.5 | 0
2030 | SPP_N_2_MISO_W | SPP_N | MISO_W | Internal | Winter | B20 | 935 | 1087 | 1087 | 2.55 | 11.54 | 3.5 | 5.49
2030 | SPP_N_2_NE | SPP_N | NE | Internal | Shoulder | B11 | 25 | 490 | 0.63 | 88.01 | 88.01 | 0.01 | 0
2030 | SPP_N_2_NE | SPP_N | NE | Internal | Shoulder | B12 | 200 | 490 | 0.05 | 75.88 | 75.87 | 0.01 | 0
2030 | SPP_N_2_NE | SPP_N | NE | Internal | Shoulder | B13 | 600 | 490 | 0 | 74.61 | 73.61 | 0.01 | 0
2030 | SPP_N_2_NE | SPP_N | NE | Internal | Shoulder | B14 | 900 | 490 | 490 | 10.74 | 11.86 | 0.01 | 1.1
2030 | SPP_N_2_NE | SPP_N | NE | Internal | Shoulder | B15 | 1203 | 490 | 0.02 | 0.01 | 0.01 | 0.01 | 0
2030 | SPP_N_2_NE | SPP_N | NE | Internal | Summer | B1 | 10 | 490 | 490 | 88.47 | 135.89 | 0.01 | 47.4
2030 | SPP_N_2_NE | SPP_N | NE | Internal | Summer | B2 | 25 | 490 | 82.52 | 130.39 | 130.4 | 0.01 | 0
2030 | SPP_N_2_NE | SPP_N | NE | Internal | Summer | B3 | 75 | 490 | 0.13 | 135.9 | 135.89 | 0.01 | 0
2030 | SPP_N_2_NE | SPP_N | NE | Internal | Summer | B4 | 100 | 490 | 0.19 | 130.06 | 130.06 | 0.01 | 0
2030 | SPP_N_2_NE | SPP_N | NE | Internal | Summer | B5 | 200 | 490 | 0.09 | 119.28 | 119.28 | 0.01 | 0
2030 | SPP_N_2_NE | SPP_N | NE | Internal | Summer | B6 | 300 | 490 | 0.04 | 97.17 | 97.15 | 0.01 | 0
2030 | SPP_N_2_NE | SPP_N | NE | Internal | Summer | B7 | 400 | 490 | 0.03 | 88.82 | 88.81 | 0.01 | 0
2030 | SPP_N_2_NE | SPP_N | NE | Internal | Summer | B8 | 500 | 490 | 0 | 85.27 | 82.74 | 0.01 | 0
2030 | SPP_N_2_NE | SPP_N | NE | Internal | Summer | B9 | 800 | 490 | 0 | 81.88 | 80.56 | 0.01 | 0
2030 | SPP_N_2_NE | SPP_N | NE | Internal | Summer | B10 | 1262 | 490 | 0 | 71.09 | 69.96 | 0.01 | 0
2030 | SPP_N_2_NE | SPP_N | NE | Internal | Winter | B16 | 25 | 490 | 0 | 72.33 | 9.01 | 0.01 | 0
2030 | SPP_N_2_NE | SPP_N | NE | Internal | Winter | B17 | 100 | 490 | 0 | 72.36 | 57.86 | 0.01 | 0
2030 | SPP_N_2_NE | SPP_N | NE | Internal | Winter | B18 | 400 | 490 | 0 | 77.44 | 69.32 | 0.01 | 0
2030 | SPP_N_2_NE | SPP_N | NE | Internal | Winter | B19 | 700 | 490 | 0 | 75.1 | 69.32 | 0.01 | 0
2030 | SPP_N_2_NE | SPP_N | NE | Internal | Winter | B20 | 935 | 490 | 0.01 | 2.55 | 2.54 | 0.01 | 0
2030 | SPP_N_2_SPP_S | SPP_N | SPP_S | Internal | Shoulder | B11 | 25 | 4236 | 4236 | 88.01 | 90.17 | 0.01 | 2.15
2030 | SPP_N_2_SPP_S | SPP_N | SPP_S | Internal | Shoulder | B12 | 200 | 4236 | 1781.61 | 75.88 | 75.89 | 0.01 | 0
2030 | SPP_N_2_SPP_S | SPP_N | SPP_S | Internal | Shoulder | B13 | 600 | 4236 | 2372.26 | 74.61 | 74.62 | 0.01 | 0
2030 | SPP_N_2_SPP_S | SPP_N | SPP_S | Internal | Shoulder | B14 | 900 | 4236 | 0 | 10.74 | 5.41 | 0.01 | 0
2030 | SPP_N_2_SPP_S | SPP_N | SPP_S | Internal | Shoulder | B15 | 1203 | 4236 | 0.02 | 0.01 | 0.01 | 0.01 | 0
2030 | SPP_N_2_SPP_S | SPP_N | SPP_S | Internal | Summer | B1 | 10 | 4236 | 1302.3 | 88.47 | 88.49 | 0.01 | 0
2030 | SPP_N_2_SPP_S | SPP_N | SPP_S | Internal | Summer | B2 | 25 | 4236 | 0.03 | 130.39 | 130.05 | 0.01 | 0
2030 | SPP_N_2_SPP_S | SPP_N | SPP_S | Internal | Summer | B3 | 75 | 4236 | 0.27 | 135.9 | 135.9 | 0.01 | 0
2030 | SPP_N_2_SPP_S | SPP_N | SPP_S | Internal | Summer | B4 | 100 | 4236 | 0.1 | 130.06 | 130.05 | 0.01 | 0
2030 | SPP_N_2_SPP_S | SPP_N | SPP_S | Internal | Summer | B5 | 200 | 4236 | 1644.46 | 119.28 | 119.29 | 0.01 | 0
2030 | SPP_N_2_SPP_S | SPP_N | SPP_S | Internal | Summer | B6 | 300 | 4236 | 2636.38 | 97.17 | 97.18 | 0.01 | 0
2030 | SPP_N_2_SPP_S | SPP_N | SPP_S | Internal | Summer | B7 | 400 | 4236 | 4098.62 | 88.82 | 88.84 | 0.01 | 0
2030 | SPP_N_2_SPP_S | SPP_N | SPP_S | Internal | Summer | B8 | 500 | 4236 | 4236 | 85.27 | 88.69 | 0.01 | 3.4
2030 | SPP_N_2_SPP_S | SPP_N | SPP_S | Internal | Summer | B9 | 800 | 4236 | 4236 | 81.88 | 88.49 | 0.01 | 6.6
2030 | SPP_N_2_SPP_S | SPP_N | SPP_S | Internal | Summer | B10 | 1262 | 4236 | 2172.34 | 71.09 | 71.1 | 0.01 | 0
2030 | SPP_N_2_SPP_S | SPP_N | SPP_S | Internal | Winter | B16 | 25 | 4236 | 4168.82 | 72.33 | 72.34 | 0.01 | 0
2030 | SPP_N_2_SPP_S | SPP_N | SPP_S | Internal | Winter | B17 | 100 | 4236 | 3840.48 | 72.36 | 72.37 | 0.01 | 0
2030 | SPP_N_2_SPP_S | SPP_N | SPP_S | Internal | Winter | B18 | 400 | 4236 | 1721.78 | 77.44 | 77.46 | 0.01 | 0
2030 | SPP_N_2_SPP_S | SPP_N | SPP_S | Internal | Winter | B19 | 700 | 4236 | 1876.43 | 75.1 | 75.12 | 0.01 | 0
2030 | SPP_N_2_SPP_S | SPP_N | SPP_S | Internal | Winter | B20 | 935 | 4236 | 817.95 | 2.55 | 2.56 | 0.01 | 0
2030 | SPP_S_2_ENT | SPP_S | ENT | Internal | Shoulder | B11 | 25 | 2842 | 0 | 90.17 | 91.51 | 3.5 | 0
2030 | SPP_S_2_ENT | SPP_S | ENT | Internal | Shoulder | B12 | 200 | 2842 | 82.31 | 75.89 | 79.39 | 3.5 | 0
2030 | SPP_S_2_ENT | SPP_S | ENT | Internal | Shoulder | B13 | 600 | 2842 | 1547.03 | 74.62 | 78.12 | 3.5 | 0
2030 | SPP_S_2_ENT | SPP_S | ENT | Internal | Shoulder | B14 | 900 | 2842 | 2842 | 5.41 | 70.46 | 3.5 | 61.55
2030 | SPP_S_2_ENT | SPP_S | ENT | Internal | Shoulder | B15 | 1203 | 2842 | 2842 | 0.01 | 15.91 | 3.5 | 12.4
2030 | SPP_S_2_ENT | SPP_S | ENT | Internal | Summer | B1 | 10 | 2842 | 1033.58 | 88.49 | 91.99 | 3.5 | 0
2030 | SPP_S_2_ENT | SPP_S | ENT | Internal | Summer | B2 | 25 | 2842 | 2841.97 | 130.05 | 133.89 | 3.5 | 0.34
2030 | SPP_S_2_ENT | SPP_S | ENT | Internal | Summer | B3 | 75 | 2842 | 1237.8 | 135.9 | 139.4 | 3.5 | 0
2030 | SPP_S_2_ENT | SPP_S | ENT | Internal | Summer | B4 | 100 | 2842 | 2841.8 | 130.05 | 133.56 | 3.5 | 0.01
2030 | SPP_S_2_ENT | SPP_S | ENT | Internal | Summer | B5 | 200 | 2842 | 0.1 | 119.29 | 122.78 | 3.5 | 0
2030 | SPP_S_2_ENT | SPP_S | ENT | Internal | Summer | B6 | 300 | 2842 | 0.07 | 97.18 | 100.67 | 3.5 | 0
2030 | SPP_S_2_ENT | SPP_S | ENT | Internal | Summer | B7 | 400 | 2842 | 0.05 | 88.84 | 92.32 | 3.5 | 0
2030 | SPP_S_2_ENT | SPP_S | ENT | Internal | Summer | B8 | 500 | 2842 | 0 | 88.69 | 88.77 | 3.5 | 0
2030 | SPP_S_2_ENT | SPP_S | ENT | Internal | Summer | B9 | 800 | 2842 | 0 | 88.49 | 85.38 | 3.5 | 0
2030 | SPP_S_2_ENT | SPP_S | ENT | Internal | Summer | B10 | 1262 | 2842 | 0.02 | 71.1 | 74.59 | 3.5 | 0
2030 | SPP_S_2_ENT | SPP_S | ENT | Internal | Winter | B16 | 25 | 2842 | 2842 | 72.34 | 80.96 | 3.5 | 5.11
2030 | SPP_S_2_ENT | SPP_S | ENT | Internal | Winter | B17 | 100 | 2842 | 2842 | 72.37 | 80.96 | 3.5 | 5.09
2030 | SPP_S_2_ENT | SPP_S | ENT | Internal | Winter | B18 | 400 | 2842 | 438.71 | 77.46 | 80.96 | 3.5 | 0
2030 | SPP_S_2_ENT | SPP_S | ENT | Internal | Winter | B19 | 700 | 2842 | 1864.98 | 75.12 | 78.62 | 3.5 | 0
2030 | SPP_S_2_ENT | SPP_S | ENT | Internal | Winter | B20 | 935 | 2842 | 2842 | 2.56 | 12.14 | 3.5 | 6.07
2030 | SPP_S_2_SPP_N | SPP_S | SPP_N | Internal | Shoulder | B11 | 25 | 876 | 0 | 90.17 | 88.01 | 0.01 | 0
2030 | SPP_S_2_SPP_N | SPP_S | SPP_N | Internal | Shoulder | B12 | 200 | 876 | 0.05 | 75.89 | 75.88 | 0.01 | 0
2030 | SPP_S_2_SPP_N | SPP_S | SPP_N | Internal | Shoulder | B13 | 600 | 876 | 0.02 | 74.62 | 74.61 | 0.01 | 0
2030 | SPP_S_2_SPP_N | SPP_S | SPP_N | Internal | Shoulder | B14 | 900 | 876 | 876 | 5.41 | 10.74 | 0.01 | 5.32
2030 | SPP_S_2_SPP_N | SPP_S | SPP_N | Internal | Shoulder | B15 | 1203 | 876 | 0.02 | 0.01 | 0.01 | 0.01 | 0
2030 | SPP_S_2_SPP_N | SPP_S | SPP_N | Internal | Summer | B1 | 10 | 876 | 0.89 | 88.49 | 88.47 | 0.01 | 0
2030 | SPP_S_2_SPP_N | SPP_S | SPP_N | Internal | Summer | B2 | 25 | 876 | 875.97 | 130.05 | 130.39 | 0.01 | 0.33
2030 | SPP_S_2_SPP_N | SPP_S | SPP_N | Internal | Summer | B3 | 75 | 876 | 0.26 | 135.9 | 135.9 | 0.01 | 0
2030 | SPP_S_2_SPP_N | SPP_S | SPP_N | Internal | Summer | B4 | 100 | 876 | 179.05 | 130.05 | 130.06 | 0.01 | 0
2030 | SPP_S_2_SPP_N | SPP_S | SPP_N | Internal | Summer | B5 | 200 | 876 | 0.05 | 119.29 | 119.28 | 0.01 | 0
2030 | SPP_S_2_SPP_N | SPP_S | SPP_N | Internal | Summer | B6 | 300 | 876 | 0.03 | 97.18 | 97.17 | 0.01 | 0
2030 | SPP_S_2_SPP_N | SPP_S | SPP_N | Internal | Summer | B7 | 400 | 876 | 0.02 | 88.84 | 88.82 | 0.01 | 0
2030 | SPP_S_2_SPP_N | SPP_S | SPP_N | Internal | Summer | B8 | 500 | 876 | 0 | 88.69 | 85.27 | 0.01 | 0
2030 | SPP_S_2_SPP_N | SPP_S | SPP_N | Internal | Summer | B9 | 800 | 876 | 0 | 88.49 | 81.88 | 0.01 | 0
2030 | SPP_S_2_SPP_N | SPP_S | SPP_N | Internal | Summer | B10 | 1262 | 876 | 0 | 71.1 | 71.09 | 0.01 | 0
2030 | SPP_S_2_SPP_N | SPP_S | SPP_N | Internal | Winter | B16 | 25 | 876 | 0.3 | 72.34 | 72.33 | 0.01 | 0
2030 | SPP_S_2_SPP_N | SPP_S | SPP_N | Internal | Winter | B17 | 100 | 876 | 0.09 | 72.37 | 72.36 | 0.01 | 0
2030 | SPP_S_2_SPP_N | SPP_S | SPP_N | Internal | Winter | B18 | 400 | 876 | 0.03 | 77.46 | 77.44 | 0.01 | 0
2030 | SPP_S_2_SPP_N | SPP_S | SPP_N | Internal | Winter | B19 | 700 | 876 | 0.02 | 75.12 | 75.1 | 0.01 | 0
2030 | SPP_S_2_SPP_N | SPP_S | SPP_N | Internal | Winter | B20 | 935 | 876 | 0.01 | 2.56 | 2.55 | 0.01 | 0
2030 | TVA_2_ENT | TVA | ENT | Internal | Shoulder | B11 | 25 | 500 | 0 | 91.77 | 91.51 | 6.5 | 0
2030 | TVA_2_ENT | TVA | ENT | Internal | Shoulder | B12 | 200 | 500 | 0 | 85.89 | 79.39 | 6.5 | 0
2030 | TVA_2_ENT | TVA | ENT | Internal | Shoulder | B13 | 600 | 500 | 0 | 83.62 | 78.12 | 6.5 | 0
2030 | TVA_2_ENT | TVA | ENT | Internal | Shoulder | B14 | 900 | 500 | 0 | 82.47 | 70.46 | 6.5 | 0
2030 | TVA_2_ENT | TVA | ENT | Internal | Shoulder | B15 | 1203 | 500 | 0 | 79.46 | 15.91 | 6.5 | 0
2030 | TVA_2_ENT | TVA | ENT | Internal | Summer | B1 | 10 | 500 | 0 | 144.9 | 91.99 | 6.5 | 0
2030 | TVA_2_ENT | TVA | ENT | Internal | Summer | B2 | 25 | 500 | 0 | 144.9 | 133.89 | 6.5 | 0
2030 | TVA_2_ENT | TVA | ENT | Internal | Summer | B3 | 75 | 500 | 0 | 144.9 | 139.4 | 6.5 | 0
2030 | TVA_2_ENT | TVA | ENT | Internal | Summer | B4 | 100 | 500 | 0 | 139.07 | 133.56 | 6.5 | 0
2030 | TVA_2_ENT | TVA | ENT | Internal | Summer | B5 | 200 | 500 | 0 | 121.78 | 122.78 | 6.5 | 0
2030 | TVA_2_ENT | TVA | ENT | Internal | Summer | B6 | 300 | 500 | 0 | 99.65 | 100.67 | 6.5 | 0
2030 | TVA_2_ENT | TVA | ENT | Internal | Summer | B7 | 400 | 500 | 0 | 91.32 | 92.32 | 6.5 | 0
2030 | TVA_2_ENT | TVA | ENT | Internal | Summer | B8 | 500 | 500 | 0 | 90.34 | 88.77 | 6.5 | 0
2030 | TVA_2_ENT | TVA | ENT | Internal | Summer | B9 | 800 | 500 | 0 | 89.57 | 85.38 | 6.5 | 0
2030 | TVA_2_ENT | TVA | ENT | Internal | Summer | B10 | 1262 | 500 | 0 | 78.24 | 74.59 | 6.5 | 0
2030 | TVA_2_ENT | TVA | ENT | Internal | Winter | B16 | 25 | 500 | 0 | 94.81 | 80.96 | 6.5 | 0
2030 | TVA_2_ENT | TVA | ENT | Internal | Winter | B17 | 100 | 500 | 0 | 89.06 | 80.96 | 6.5 | 0
2030 | TVA_2_ENT | TVA | ENT | Internal | Winter | B18 | 400 | 500 | 0 | 86.47 | 80.96 | 6.5 | 0
2030 | TVA_2_ENT | TVA | ENT | Internal | Winter | B19 | 700 | 500 | 0 | 85.12 | 78.62 | 6.5 | 0
2030 | TVA_2_ENT | TVA | ENT | Internal | Winter | B20 | 935 | 500 | 0 | 82.04 | 12.14 | 6.5 | 0
2030 | TVA_2_MISO_MO-IL | TVA | MISO_MO-IL | Internal | Shoulder | B11 | 25 | 50 | 0 | 91.77 | 91.51 | 6.5 | 0
2030 | TVA_2_MISO_MO-IL | TVA | MISO_MO-IL | Internal | Shoulder | B12 | 200 | 50 | 0 | 85.89 | 79.38 | 6.5 | 0
2030 | TVA_2_MISO_MO-IL | TVA | MISO_MO-IL | Internal | Shoulder | B13 | 600 | 50 | 0 | 83.62 | 77.12 | 6.5 | 0
2030 | TVA_2_MISO_MO-IL | TVA | MISO_MO-IL | Internal | Shoulder | B14 | 900 | 50 | 0 | 82.47 | 75.96 | 6.5 | 0
2030 | TVA_2_MISO_MO-IL | TVA | MISO_MO-IL | Internal | Shoulder | B15 | 1203 | 50 | 0 | 79.46 | 72.95 | 6.5 | 0
2030 | TVA_2_MISO_MO-IL | TVA | MISO_MO-IL | Internal | Summer | B1 | 10 | 50 | 0 | 144.9 | 139.37 | 6.5 | 0
2030 | TVA_2_MISO_MO-IL | TVA | MISO_MO-IL | Internal | Summer | B2 | 25 | 50 | 0 | 144.9 | 139.39 | 6.5 | 0
2030 | TVA_2_MISO_MO-IL | TVA | MISO_MO-IL | Internal | Summer | B3 | 75 | 50 | 0 | 144.9 | 139.4 | 6.5 | 0
2030 | TVA_2_MISO_MO-IL | TVA | MISO_MO-IL | Internal | Summer | B4 | 100 | 50 | 0 | 139.07 | 133.56 | 6.5 | 0
2030 | TVA_2_MISO_MO-IL | TVA | MISO_MO-IL | Internal | Summer | B5 | 200 | 50 | 0 | 121.78 | 122.78 | 6.5 | 0
2030 | TVA_2_MISO_MO-IL | TVA | MISO_MO-IL | Internal | Summer | B6 | 300 | 50 | 0 | 99.65 | 100.67 | 6.5 | 0
2030 | TVA_2_MISO_MO-IL | TVA | MISO_MO-IL | Internal | Summer | B7 | 400 | 50 | 0 | 91.32 | 92.32 | 6.5 | 0
2030 | TVA_2_MISO_MO-IL | TVA | MISO_MO-IL | Internal | Summer | B8 | 500 | 50 | 0 | 90.34 | 86.26 | 6.5 | 0
2030 | TVA_2_MISO_MO-IL | TVA | MISO_MO-IL | Internal | Summer | B9 | 800 | 50 | 0 | 89.57 | 84.07 | 6.5 | 0
2030 | TVA_2_MISO_MO-IL | TVA | MISO_MO-IL | Internal | Summer | B10 | 1262 | 50 | 0 | 78.24 | 74.59 | 6.5 | 0
2030 | TVA_2_MISO_MO-IL | TVA | MISO_MO-IL | Internal | Winter | B16 | 25 | 50 | 0 | 94.81 | 78.6 | 6.5 | 0
2030 | TVA_2_MISO_MO-IL | TVA | MISO_MO-IL | Internal | Winter | B17 | 100 | 50 | 0 | 89.06 | 78.6 | 6.5 | 0
2030 | TVA_2_MISO_MO-IL | TVA | MISO_MO-IL | Internal | Winter | B18 | 400 | 50 | 0 | 86.47 | 79.96 | 6.5 | 0
2030 | TVA_2_MISO_MO-IL | TVA | MISO_MO-IL | Internal | Winter | B19 | 700 | 50 | 0 | 85.12 | 78.6 | 6.5 | 0
2030 | TVA_2_MISO_MO-IL | TVA | MISO_MO-IL | Internal | Winter | B20 | 935 | 50 | 0 | 82.04 | 71.67 | 6.5 | 0
2030 | TVA_2_NonRTO_Midwest | TVA | NonRTO_Midwest | Internal | Shoulder | B11 | 25 | 100 | 0 | 91.77 | 82.45 | 6.5 | 0
2030 | TVA_2_NonRTO_Midwest | TVA | NonRTO_Midwest | Internal | Shoulder | B12 | 200 | 100 | 0 | 85.89 | 82.45 | 6.5 | 0
2030 | TVA_2_NonRTO_Midwest | TVA | NonRTO_Midwest | Internal | Shoulder | B13 | 600 | 100 | 0 | 83.62 | 82.45 | 6.5 | 0
2030 | TVA_2_NonRTO_Midwest | TVA | NonRTO_Midwest | Internal | Shoulder | B14 | 900 | 100 | 0 | 82.47 | 82.45 | 6.5 | 0
2030 | TVA_2_NonRTO_Midwest | TVA | NonRTO_Midwest | Internal | Shoulder | B15 | 1203 | 100 | 0 | 79.46 | 79.47 | 6.5 | 0
2030 | TVA_2_NonRTO_Midwest | TVA | NonRTO_Midwest | Internal | Summer | B1 | 10 | 100 | 0 | 144.9 | 139.39 | 6.5 | 0
2030 | TVA_2_NonRTO_Midwest | TVA | NonRTO_Midwest | Internal | Summer | B2 | 25 | 100 | 0 | 144.9 | 145.87 | 6.5 | 0
2030 | TVA_2_NonRTO_Midwest | TVA | NonRTO_Midwest | Internal | Summer | B3 | 75 | 100 | 0 | 144.9 | 145.53 | 6.5 | 0
2030 | TVA_2_NonRTO_Midwest | TVA | NonRTO_Midwest | Internal | Summer | B4 | 100 | 100 | 0 | 139.07 | 140.05 | 6.5 | 0
2030 | TVA_2_NonRTO_Midwest | TVA | NonRTO_Midwest | Internal | Summer | B5 | 200 | 100 | 0 | 121.78 | 116.28 | 6.5 | 0
2030 | TVA_2_NonRTO_Midwest | TVA | NonRTO_Midwest | Internal | Summer | B6 | 300 | 100 | 100 | 99.65 | 107.15 | 6.5 | 1
2030 | TVA_2_NonRTO_Midwest | TVA | NonRTO_Midwest | Internal | Summer | B7 | 400 | 100 | 100 | 91.32 | 98.81 | 6.5 | 0.99
2030 | TVA_2_NonRTO_Midwest | TVA | NonRTO_Midwest | Internal | Summer | B8 | 500 | 100 | 0 | 90.34 | 92.73 | 6.5 | 0
2030 | TVA_2_NonRTO_Midwest | TVA | NonRTO_Midwest | Internal | Summer | B9 | 800 | 100 | 0 | 89.57 | 84.06 | 6.5 | 0
2030 | TVA_2_NonRTO_Midwest | TVA | NonRTO_Midwest | Internal | Summer | B10 | 1262 | 100 | 0 | 78.24 | 81.1 | 6.5 | 0
2030 | TVA_2_NonRTO_Midwest | TVA | NonRTO_Midwest | Internal | Winter | B16 | 25 | 100 | 0 | 94.81 | 89.3 | 6.5 | 0
2030 | TVA_2_NonRTO_Midwest | TVA | NonRTO_Midwest | Internal | Winter | B17 | 100 | 100 | 0 | 89.06 | 85.09 | 6.5 | 0
2030 | TVA_2_NonRTO_Midwest | TVA | NonRTO_Midwest | Internal | Winter | B18 | 400 | 100 | 0 | 86.47 | 85.09 | 6.5 | 0
2030 | TVA_2_NonRTO_Midwest | TVA | NonRTO_Midwest | Internal | Winter | B19 | 700 | 100 | 0 | 85.12 | 85.09 | 6.5 | 0
2030 | TVA_2_NonRTO_Midwest | TVA | NonRTO_Midwest | Internal | Winter | B20 | 935 | 100 | 0 | 82.04 | 82.32 | 6.5 | 0
2030 | TVA_2_PJM_ROR | TVA | PJM_ROR | Internal | Shoulder | B11 | 25 | 500 | 0 | 91.77 | 92.5 | 6.5 | 0
2030 | TVA_2_PJM_ROR | TVA | PJM_ROR | Internal | Shoulder | B12 | 200 | 500 | 0 | 85.89 | 87.88 | 6.5 | 0
2030 | TVA_2_PJM_ROR | TVA | PJM_ROR | Internal | Shoulder | B13 | 600 | 500 | 0 | 83.62 | 87.55 | 6.5 | 0
2030 | TVA_2_PJM_ROR | TVA | PJM_ROR | Internal | Shoulder | B14 | 900 | 500 | 0 | 82.47 | 87.55 | 6.5 | 0
2030 | TVA_2_PJM_ROR | TVA | PJM_ROR | Internal | Shoulder | B15 | 1203 | 500 | 0 | 79.46 | 75.87 | 6.5 | 0
2030 | TVA_2_PJM_ROR | TVA | PJM_ROR | Internal | Summer | B1 | 10 | 500 | 0 | 144.9 | 140.39 | 6.5 | 0
2030 | TVA_2_PJM_ROR | TVA | PJM_ROR | Internal | Summer | B2 | 25 | 500 | 0 | 144.9 | 140.39 | 6.5 | 0
2030 | TVA_2_PJM_ROR | TVA | PJM_ROR | Internal | Summer | B3 | 75 | 500 | 0 | 144.9 | 140.39 | 6.5 | 0
2030 | TVA_2_PJM_ROR | TVA | PJM_ROR | Internal | Summer | B4 | 100 | 500 | 0 | 139.07 | 134.56 | 6.5 | 0
2030 | TVA_2_PJM_ROR | TVA | PJM_ROR | Internal | Summer | B5 | 200 | 500 | 0 | 121.78 | 123.77 | 6.5 | 0
2030 | TVA_2_PJM_ROR | TVA | PJM_ROR | Internal | Summer | B6 | 300 | 500 | 0 | 99.65 | 101.65 | 6.5 | 0
2030 | TVA_2_PJM_ROR | TVA | PJM_ROR | Internal | Summer | B7 | 400 | 500 | 0 | 91.32 | 93.31 | 6.5 | 0
2030 | TVA_2_PJM_ROR | TVA | PJM_ROR | Internal | Summer | B8 | 500 | 500 | 0 | 90.34 | 87.24 | 6.5 | 0
2030 | TVA_2_PJM_ROR | TVA | PJM_ROR | Internal | Summer | B9 | 800 | 500 | 0 | 89.57 | 85.06 | 6.5 | 0
2030 | TVA_2_PJM_ROR | TVA | PJM_ROR | Internal | Summer | B10 | 1262 | 500 | 0 | 78.24 | 74.46 | 6.5 | 0
2030 | TVA_2_PJM_ROR | TVA | PJM_ROR | Internal | Winter | B16 | 25 | 500 | 0 | 94.81 | 95.92 | 6.5 | 0
2030 | TVA_2_PJM_ROR | TVA | PJM_ROR | Internal | Winter | B17 | 100 | 500 | 0 | 89.06 | 92.22 | 6.5 | 0
2030 | TVA_2_PJM_ROR | TVA | PJM_ROR | Internal | Winter | B18 | 400 | 500 | 0 | 86.47 | 90.99 | 6.5 | 0
2030 | TVA_2_PJM_ROR | TVA | PJM_ROR | Internal | Winter | B19 | 700 | 500 | 0 | 85.12 | 90.99 | 6.5 | 0
2030 | TVA_2_PJM_ROR | TVA | PJM_ROR | Internal | Winter | B20 | 935 | 500 | 0 | 82.04 | 78.94 | 6.5 | 0
2030 | TVA_2_SOCO | TVA | SOCO | Internal | Shoulder | B11 | 25 | 500 | 0 | 91.77 | 97 | 6.5 | 0
2030 | TVA_2_SOCO | TVA | SOCO | Internal | Shoulder | B12 | 200 | 500 | 0.1 | 85.89 | 92.38 | 6.5 | 0
2030 | TVA_2_SOCO | TVA | SOCO | Internal | Shoulder | B13 | 600 | 500 | 475.65 | 83.62 | 90.12 | 6.5 | 0
2030 | TVA_2_SOCO | TVA | SOCO | Internal | Shoulder | B14 | 900 | 500 | 500 | 82.47 | 90.12 | 6.5 | 1.14
2030 | TVA_2_SOCO | TVA | SOCO | Internal | Shoulder | B15 | 1203 | 500 | 0 | 79.46 | 84.69 | 6.5 | 0
2030 | TVA_2_SOCO | TVA | SOCO | Internal | Summer | B1 | 10 | 500 | 0.01 | 144.9 | 149.4 | 6.5 | 0
2030 | TVA_2_SOCO | TVA | SOCO | Internal | Summer | B2 | 25 | 500 | 0 | 144.9 | 149.4 | 6.5 | 0
2030 | TVA_2_SOCO | TVA | SOCO | Internal | Summer | B3 | 75 | 500 | 0 | 144.9 | 149.4 | 6.5 | 0
2030 | TVA_2_SOCO | TVA | SOCO | Internal | Summer | B4 | 100 | 500 | 0.19 | 139.07 | 145.56 | 6.5 | 0
2030 | TVA_2_SOCO | TVA | SOCO | Internal | Summer | B5 | 200 | 500 | 175 | 121.78 | 128.27 | 6.5 | 0
2030 | TVA_2_SOCO | TVA | SOCO | Internal | Summer | B6 | 300 | 500 | 499.93 | 99.65 | 106.16 | 6.5 | 0.01
2030 | TVA_2_SOCO | TVA | SOCO | Internal | Summer | B7 | 400 | 500 | 370.09 | 91.32 | 97.82 | 6.5 | 0
2030 | TVA_2_SOCO | TVA | SOCO | Internal | Summer | B8 | 500 | 500 | 0 | 90.34 | 94.21 | 6.5 | 0
2030 | TVA_2_SOCO | TVA | SOCO | Internal | Summer | B9 | 800 | 500 | 0 | 89.57 | 90.88 | 6.5 | 0
2030 | TVA_2_SOCO | TVA | SOCO | Internal | Summer | B10 | 1262 | 500 | 0 | 78.24 | 84.26 | 6.5 | 0
2030 | TVA_2_SOCO | TVA | SOCO | Internal | Winter | B16 | 25 | 500 | 0 | 94.81 | 99.05 | 6.5 | 0
2030 | TVA_2_SOCO | TVA | SOCO | Internal | Winter | B17 | 100 | 500 | 0.19 | 89.06 | 95.54 | 6.5 | 0
2030 | TVA_2_SOCO | TVA | SOCO | Internal | Winter | B18 | 400 | 500 | 0.05 | 86.47 | 92.95 | 6.5 | 0
2030 | TVA_2_SOCO | TVA | SOCO | Internal | Winter | B19 | 700 | 500 | 0.03 | 85.12 | 91.6 | 6.5 | 0
2030 | TVA_2_SOCO | TVA | SOCO | Internal | Winter | B20 | 935 | 500 | 0.02 | 82.04 | 88.53 | 6.5 | 0
2030 | TVA_2_VACAR | TVA | VACAR | Internal | Shoulder | B11 | 25 | 150 | 0 | 91.77 | 97 | 6.5 | 0
2030 | TVA_2_VACAR | TVA | VACAR | Internal | Shoulder | B12 | 200 | 150 | 0.1 | 85.89 | 92.38 | 6.5 | 0
2030 | TVA_2_VACAR | TVA | VACAR | Internal | Shoulder | B13 | 600 | 150 | 124.16 | 83.62 | 90.12 | 6.5 | 0
2030 | TVA_2_VACAR | TVA | VACAR | Internal | Shoulder | B14 | 900 | 150 | 0 | 82.47 | 85.69 | 6.5 | 0
2030 | TVA_2_VACAR | TVA | VACAR | Internal | Shoulder | B15 | 1203 | 150 | 0 | 79.46 | 82.83 | 6.5 | 0
2030 | TVA_2_VACAR | TVA | VACAR | Internal | Summer | B1 | 10 | 150 | 1.63 | 144.9 | 151.39 | 6.5 | 0
2030 | TVA_2_VACAR | TVA | VACAR | Internal | Summer | B2 | 25 | 150 | 0.67 | 144.9 | 151.39 | 6.5 | 0
2030 | TVA_2_VACAR | TVA | VACAR | Internal | Summer | B3 | 75 | 150 | 0.23 | 144.9 | 151.39 | 6.5 | 0
2030 | TVA_2_VACAR | TVA | VACAR | Internal | Summer | B4 | 100 | 150 | 145.34 | 139.07 | 145.57 | 6.5 | 0
2030 | TVA_2_VACAR | TVA | VACAR | Internal | Summer | B5 | 200 | 150 | 59.52 | 121.78 | 128.27 | 6.5 | 0
2030 | TVA_2_VACAR | TVA | VACAR | Internal | Summer | B6 | 300 | 150 | 84.45 | 99.65 | 106.15 | 6.5 | 0
2030 | TVA_2_VACAR | TVA | VACAR | Internal | Summer | B7 | 400 | 150 | 0.05 | 91.32 | 97.81 | 6.5 | 0
2030 | TVA_2_VACAR | TVA | VACAR | Internal | Summer | B8 | 500 | 150 | 0 | 90.34 | 91.74 | 6.5 | 0
2030 | TVA_2_VACAR | TVA | VACAR | Internal | Summer | B9 | 800 | 150 | 0 | 89.57 | 86.38 | 6.5 | 0
2030 | TVA_2_VACAR | TVA | VACAR | Internal | Summer | B10 | 1262 | 150 | 0 | 78.24 | 80.87 | 6.5 | 0
2030 | TVA_2_VACAR | TVA | VACAR | Internal | Winter | B16 | 25 | 150 | 150 | 94.81 | 118.66 | 6.5 | 17.35
2030 | TVA_2_VACAR | TVA | VACAR | Internal | Winter | B17 | 100 | 150 | 150 | 89.06 | 100.89 | 6.5 | 5.33
2030 | TVA_2_VACAR | TVA | VACAR | Internal | Winter | B18 | 400 | 150 | 0.05 | 86.47 | 92.95 | 6.5 | 0
2030 | TVA_2_VACAR | TVA | VACAR | Internal | Winter | B19 | 700 | 150 | 0 | 85.12 | 90.57 | 6.5 | 0
2030 | TVA_2_VACAR | TVA | VACAR | Internal | Winter | B20 | 935 | 150 | 0 | 82.04 | 87.21 | 6.5 | 0
2030 | TVA_Transmission_2_ENT | TVA_Transmission | ENT | Internal | Shoulder | B11 | 25 | 3000 | 0 | 91.76 | 91.51 | 6.5 | 0
2030 | TVA_Transmission_2_ENT | TVA_Transmission | ENT | Internal | Shoulder | B12 | 200 | 3000 | 0 | 85.88 | 79.39 | 6.5 | 0
2030 | TVA_Transmission_2_ENT | TVA_Transmission | ENT | Internal | Shoulder | B13 | 600 | 3000 | 0 | 83.62 | 78.12 | 6.5 | 0
2030 | TVA_Transmission_2_ENT | TVA_Transmission | ENT | Internal | Shoulder | B14 | 900 | 3000 | 0 | 82.46 | 70.46 | 6.5 | 0
2030 | TVA_Transmission_2_ENT | TVA_Transmission | ENT | Internal | Shoulder | B15 | 1203 | 3000 | 0 | 79.45 | 15.91 | 6.5 | 0
2030 | TVA_Transmission_2_ENT | TVA_Transmission | ENT | Internal | Summer | B1 | 10 | 3000 | 0 | 144.89 | 91.99 | 6.5 | 0
2030 | TVA_Transmission_2_ENT | TVA_Transmission | ENT | Internal | Summer | B2 | 25 | 3000 | 0 | 144.89 | 133.89 | 6.5 | 0
2030 | TVA_Transmission_2_ENT | TVA_Transmission | ENT | Internal | Summer | B3 | 75 | 3000 | 0 | 144.89 | 139.4 | 6.5 | 0
2030 | TVA_Transmission_2_ENT | TVA_Transmission | ENT | Internal | Summer | B4 | 100 | 3000 | 0 | 139.06 | 133.56 | 6.5 | 0
2030 | TVA_Transmission_2_ENT | TVA_Transmission | ENT | Internal | Summer | B5 | 200 | 3000 | 0 | 121.78 | 122.78 | 6.5 | 0
2030 | TVA_Transmission_2_ENT | TVA_Transmission | ENT | Internal | Summer | B6 | 300 | 3000 | 0 | 103.61 | 100.67 | 6.5 | 0
2030 | TVA_Transmission_2_ENT | TVA_Transmission | ENT | Internal | Summer | B7 | 400 | 3000 | 0 | 95.27 | 92.32 | 6.5 | 0
2030 | TVA_Transmission_2_ENT | TVA_Transmission | ENT | Internal | Summer | B8 | 500 | 3000 | 0 | 90.97 | 88.77 | 6.5 | 0
2030 | TVA_Transmission_2_ENT | TVA_Transmission | ENT | Internal | Summer | B9 | 800 | 3000 | 0 | 89.56 | 85.38 | 6.5 | 0
2030 | TVA_Transmission_2_ENT | TVA_Transmission | ENT | Internal | Summer | B10 | 1262 | 3000 | 0 | 78.61 | 74.59 | 6.5 | 0
2030 | TVA_Transmission_2_ENT | TVA_Transmission | ENT | Internal | Winter | B16 | 25 | 3000 | 0 | 94.8 | 80.96 | 6.5 | 0
2030 | TVA_Transmission_2_ENT | TVA_Transmission | ENT | Internal | Winter | B17 | 100 | 3000 | 0 | 89.04 | 80.96 | 6.5 | 0
2030 | TVA_Transmission_2_ENT | TVA_Transmission | ENT | Internal | Winter | B18 | 400 | 3000 | 0 | 86.46 | 80.96 | 6.5 | 0
2030 | TVA_Transmission_2_ENT | TVA_Transmission | ENT | Internal | Winter | B19 | 700 | 3000 | 0 | 85.1 | 78.62 | 6.5 | 0
2030 | TVA_Transmission_2_ENT | TVA_Transmission | ENT | Internal | Winter | B20 | 935 | 3000 | 0 | 82.03 | 12.14 | 6.5 | 0
2030 | TVA_Transmission_2_MISO_MO-IL | TVA_Transmission | MISO_MO-IL | Internal | Shoulder | B11 | 25 | 4000 | 0 | 91.76 | 91.51 | 6.5 | 0
2030 | TVA_Transmission_2_MISO_MO-IL | TVA_Transmission | MISO_MO-IL | Internal | Shoulder | B12 | 200 | 4000 | 0 | 85.88 | 79.38 | 6.5 | 0
2030 | TVA_Transmission_2_MISO_MO-IL | TVA_Transmission | MISO_MO-IL | Internal | Shoulder | B13 | 600 | 4000 | 0 | 83.62 | 77.12 | 6.5 | 0
2030 | TVA_Transmission_2_MISO_MO-IL | TVA_Transmission | MISO_MO-IL | Internal | Shoulder | B14 | 900 | 4000 | 0 | 82.46 | 75.96 | 6.5 | 0
2030 | TVA_Transmission_2_MISO_MO-IL | TVA_Transmission | MISO_MO-IL | Internal | Shoulder | B15 | 1203 | 4000 | 0 | 79.45 | 72.95 | 6.5 | 0
2030 | TVA_Transmission_2_MISO_MO-IL | TVA_Transmission | MISO_MO-IL | Internal | Summer | B1 | 10 | 4000 | 0 | 144.89 | 139.37 | 6.5 | 0
2030 | TVA_Transmission_2_MISO_MO-IL | TVA_Transmission | MISO_MO-IL | Internal | Summer | B2 | 25 | 4000 | 0 | 144.89 | 139.39 | 6.5 | 0
2030 | TVA_Transmission_2_MISO_MO-IL | TVA_Transmission | MISO_MO-IL | Internal | Summer | B3 | 75 | 4000 | 0 | 144.89 | 139.4 | 6.5 | 0
2030 | TVA_Transmission_2_MISO_MO-IL | TVA_Transmission | MISO_MO-IL | Internal | Summer | B4 | 100 | 4000 | 0 | 139.06 | 133.56 | 6.5 | 0
2030 | TVA_Transmission_2_MISO_MO-IL | TVA_Transmission | MISO_MO-IL | Internal | Summer | B5 | 200 | 4000 | 0 | 121.78 | 122.78 | 6.5 | 0
2030 | TVA_Transmission_2_MISO_MO-IL | TVA_Transmission | MISO_MO-IL | Internal | Summer | B6 | 300 | 4000 | 0 | 103.61 | 100.67 | 6.5 | 0
2030 | TVA_Transmission_2_MISO_MO-IL | TVA_Transmission | MISO_MO-IL | Internal | Summer | B7 | 400 | 4000 | 0 | 95.27 | 92.32 | 6.5 | 0
2030 | TVA_Transmission_2_MISO_MO-IL | TVA_Transmission | MISO_MO-IL | Internal | Summer | B8 | 500 | 4000 | 0 | 90.97 | 86.26 | 6.5 | 0
2030 | TVA_Transmission_2_MISO_MO-IL | TVA_Transmission | MISO_MO-IL | Internal | Summer | B9 | 800 | 4000 | 0 | 89.56 | 84.07 | 6.5 | 0
2030 | TVA_Transmission_2_MISO_MO-IL | TVA_Transmission | MISO_MO-IL | Internal | Summer | B10 | 1262 | 4000 | 0 | 78.61 | 74.59 | 6.5 | 0
2030 | TVA_Transmission_2_MISO_MO-IL | TVA_Transmission | MISO_MO-IL | Internal | Winter | B16 | 25 | 4000 | 0 | 94.8 | 78.6 | 6.5 | 0
2030 | TVA_Transmission_2_MISO_MO-IL | TVA_Transmission | MISO_MO-IL | Internal | Winter | B17 | 100 | 4000 | 0 | 89.04 | 78.6 | 6.5 | 0
2030 | TVA_Transmission_2_MISO_MO-IL | TVA_Transmission | MISO_MO-IL | Internal | Winter | B18 | 400 | 4000 | 0 | 86.46 | 79.96 | 6.5 | 0
2030 | TVA_Transmission_2_MISO_MO-IL | TVA_Transmission | MISO_MO-IL | Internal | Winter | B19 | 700 | 4000 | 0 | 85.1 | 78.6 | 6.5 | 0
2030 | TVA_Transmission_2_MISO_MO-IL | TVA_Transmission | MISO_MO-IL | Internal | Winter | B20 | 935 | 4000 | 0 | 82.03 | 71.67 | 6.5 | 0
2030 | TVA_Transmission_2_NonRTO_Midwest | TVA_Transmission | NonRTO_Midwest | Internal | Shoulder | B11 | 25 | 700 | 0 | 91.76 | 82.45 | 6.5 | 0
2030 | TVA_Transmission_2_NonRTO_Midwest | TVA_Transmission | NonRTO_Midwest | Internal | Shoulder | B12 | 200 | 700 | 0 | 85.88 | 82.45 | 6.5 | 0
2030 | TVA_Transmission_2_NonRTO_Midwest | TVA_Transmission | NonRTO_Midwest | Internal | Shoulder | B13 | 600 | 700 | 0 | 83.62 | 82.45 | 6.5 | 0
2030 | TVA_Transmission_2_NonRTO_Midwest | TVA_Transmission | NonRTO_Midwest | Internal | Shoulder | B14 | 900 | 700 | 0 | 82.46 | 82.45 | 6.5 | 0
2030 | TVA_Transmission_2_NonRTO_Midwest | TVA_Transmission | NonRTO_Midwest | Internal | Shoulder | B15 | 1203 | 700 | 0 | 79.45 | 79.47 | 6.5 | 0
2030 | TVA_Transmission_2_NonRTO_Midwest | TVA_Transmission | NonRTO_Midwest | Internal | Summer | B1 | 10 | 700 | 0 | 144.89 | 139.39 | 6.5 | 0
2030 | TVA_Transmission_2_NonRTO_Midwest | TVA_Transmission | NonRTO_Midwest | Internal | Summer | B2 | 25 | 700 | 0 | 144.89 | 145.87 | 6.5 | 0
2030 | TVA_Transmission_2_NonRTO_Midwest | TVA_Transmission | NonRTO_Midwest | Internal | Summer | B3 | 75 | 700 | 0 | 144.89 | 145.53 | 6.5 | 0
2030 | TVA_Transmission_2_NonRTO_Midwest | TVA_Transmission | NonRTO_Midwest | Internal | Summer | B4 | 100 | 700 | 0 | 139.06 | 140.05 | 6.5 | 0
2030 | TVA_Transmission_2_NonRTO_Midwest | TVA_Transmission | NonRTO_Midwest | Internal | Summer | B5 | 200 | 700 | 0 | 121.78 | 116.28 | 6.5 | 0
2030 | TVA_Transmission_2_NonRTO_Midwest | TVA_Transmission | NonRTO_Midwest | Internal | Summer | B6 | 300 | 700 | 0 | 103.61 | 107.15 | 6.5 | 0
2030 | TVA_Transmission_2_NonRTO_Midwest | TVA_Transmission | NonRTO_Midwest | Internal | Summer | B7 | 400 | 700 | 0 | 95.27 | 98.81 | 6.5 | 0
2030 | TVA_Transmission_2_NonRTO_Midwest | TVA_Transmission | NonRTO_Midwest | Internal | Summer | B8 | 500 | 700 | 0 | 90.97 | 92.73 | 6.5 | 0
2030 | TVA_Transmission_2_NonRTO_Midwest | TVA_Transmission | NonRTO_Midwest | Internal | Summer | B9 | 800 | 700 | 0 | 89.56 | 84.06 | 6.5 | 0
2030 | TVA_Transmission_2_NonRTO_Midwest | TVA_Transmission | NonRTO_Midwest | Internal | Summer | B10 | 1262 | 700 | 0 | 78.61 | 81.1 | 6.5 | 0
2030 | TVA_Transmission_2_NonRTO_Midwest | TVA_Transmission | NonRTO_Midwest | Internal | Winter | B16 | 25 | 700 | 0 | 94.8 | 89.3 | 6.5 | 0
2030 | TVA_Transmission_2_NonRTO_Midwest | TVA_Transmission | NonRTO_Midwest | Internal | Winter | B17 | 100 | 700 | 0 | 89.04 | 85.09 | 6.5 | 0
2030 | TVA_Transmission_2_NonRTO_Midwest | TVA_Transmission | NonRTO_Midwest | Internal | Winter | B18 | 400 | 700 | 0 | 86.46 | 85.09 | 6.5 | 0
2030 | TVA_Transmission_2_NonRTO_Midwest | TVA_Transmission | NonRTO_Midwest | Internal | Winter | B19 | 700 | 700 | 0 | 85.1 | 85.09 | 6.5 | 0
2030 | TVA_Transmission_2_NonRTO_Midwest | TVA_Transmission | NonRTO_Midwest | Internal | Winter | B20 | 935 | 700 | 0 | 82.03 | 82.32 | 6.5 | 0
2030 | TVA_Transmission_2_PJM_ROR | TVA_Transmission | PJM_ROR | Internal | Shoulder | B11 | 25 | 2000 | 0 | 91.76 | 92.5 | 6.5 | 0
2030 | TVA_Transmission_2_PJM_ROR | TVA_Transmission | PJM_ROR | Internal | Shoulder | B12 | 200 | 2000 | 0 | 85.88 | 87.88 | 6.5 | 0
2030 | TVA_Transmission_2_PJM_ROR | TVA_Transmission | PJM_ROR | Internal | Shoulder | B13 | 600 | 2000 | 0 | 83.62 | 87.55 | 6.5 | 0
2030 | TVA_Transmission_2_PJM_ROR | TVA_Transmission | PJM_ROR | Internal | Shoulder | B14 | 900 | 2000 | 0 | 82.46 | 87.55 | 6.5 | 0
2030 | TVA_Transmission_2_PJM_ROR | TVA_Transmission | PJM_ROR | Internal | Shoulder | B15 | 1203 | 2000 | 0 | 79.45 | 75.87 | 6.5 | 0
2030 | TVA_Transmission_2_PJM_ROR | TVA_Transmission | PJM_ROR | Internal | Summer | B1 | 10 | 2000 | 0 | 144.89 | 140.39 | 6.5 | 0
2030 | TVA_Transmission_2_PJM_ROR | TVA_Transmission | PJM_ROR | Internal | Summer | B2 | 25 | 2000 | 0 | 144.89 | 140.39 | 6.5 | 0
2030 | TVA_Transmission_2_PJM_ROR | TVA_Transmission | PJM_ROR | Internal | Summer | B3 | 75 | 2000 | 0 | 144.89 | 140.39 | 6.5 | 0
2030 | TVA_Transmission_2_PJM_ROR | TVA_Transmission | PJM_ROR | Internal | Summer | B4 | 100 | 2000 | 0 | 139.06 | 134.56 | 6.5 | 0
2030 | TVA_Transmission_2_PJM_ROR | TVA_Transmission | PJM_ROR | Internal | Summer | B5 | 200 | 2000 | 0 | 121.78 | 123.77 | 6.5 | 0
2030 | TVA_Transmission_2_PJM_ROR | TVA_Transmission | PJM_ROR | Internal | Summer | B6 | 300 | 2000 | 0 | 103.61 | 101.65 | 6.5 | 0
2030 | TVA_Transmission_2_PJM_ROR | TVA_Transmission | PJM_ROR | Internal | Summer | B7 | 400 | 2000 | 0 | 95.27 | 93.31 | 6.5 | 0
2030 | TVA_Transmission_2_PJM_ROR | TVA_Transmission | PJM_ROR | Internal | Summer | B8 | 500 | 2000 | 0 | 90.97 | 87.24 | 6.5 | 0
2030 | TVA_Transmission_2_PJM_ROR | TVA_Transmission | PJM_ROR | Internal | Summer | B9 | 800 | 2000 | 0 | 89.56 | 85.06 | 6.5 | 0
2030 | TVA_Transmission_2_PJM_ROR | TVA_Transmission | PJM_ROR | Internal | Summer | B10 | 1262 | 2000 | 0 | 78.61 | 74.46 | 6.5 | 0
2030 | TVA_Transmission_2_PJM_ROR | TVA_Transmission | PJM_ROR | Internal | Winter | B16 | 25 | 2000 | 0 | 94.8 | 95.92 | 6.5 | 0
2030 | TVA_Transmission_2_PJM_ROR | TVA_Transmission | PJM_ROR | Internal | Winter | B17 | 100 | 2000 | 0 | 89.04 | 92.22 | 6.5 | 0
2030 | TVA_Transmission_2_PJM_ROR | TVA_Transmission | PJM_ROR | Internal | Winter | B18 | 400 | 2000 | 0 | 86.46 | 90.99 | 6.5 | 0
2030 | TVA_Transmission_2_PJM_ROR | TVA_Transmission | PJM_ROR | Internal | Winter | B19 | 700 | 2000 | 0 | 85.1 | 90.99 | 6.5 | 0
2030 | TVA_Transmission_2_PJM_ROR | TVA_Transmission | PJM_ROR | Internal | Winter | B20 | 935 | 2000 | 0 | 82.03 | 78.94 | 6.5 | 0
2030 | TVA_Transmission_2_SOCO | TVA_Transmission | SOCO | Internal | Shoulder | B11 | 25 | 3200 | 0 | 91.76 | 97 | 6.5 | 0
2030 | TVA_Transmission_2_SOCO | TVA_Transmission | SOCO | Internal | Shoulder | B12 | 200 | 3200 | 1397.5 | 85.88 | 92.38 | 6.5 | 0
2030 | TVA_Transmission_2_SOCO | TVA_Transmission | SOCO | Internal | Shoulder | B13 | 600 | 3200 | 2425.62 | 83.62 | 90.12 | 6.5 | 0
2030 | TVA_Transmission_2_SOCO | TVA_Transmission | SOCO | Internal | Shoulder | B14 | 900 | 3200 | 3200 | 82.46 | 90.12 | 6.5 | 1.16
2030 | TVA_Transmission_2_SOCO | TVA_Transmission | SOCO | Internal | Shoulder | B15 | 1203 | 3200 | 0 | 79.45 | 84.69 | 6.5 | 0
2030 | TVA_Transmission_2_SOCO | TVA_Transmission | SOCO | Internal | Summer | B1 | 10 | 3200 | 0.01 | 144.89 | 149.4 | 6.5 | 0
2030 | TVA_Transmission_2_SOCO | TVA_Transmission | SOCO | Internal | Summer | B2 | 25 | 3200 | 0 | 144.89 | 149.4 | 6.5 | 0
2030 | TVA_Transmission_2_SOCO | TVA_Transmission | SOCO | Internal | Summer | B3 | 75 | 3200 | 0 | 144.89 | 149.4 | 6.5 | 0
2030 | TVA_Transmission_2_SOCO | TVA_Transmission | SOCO | Internal | Summer | B4 | 100 | 3200 | 532.38 | 139.06 | 145.56 | 6.5 | 0
2030 | TVA_Transmission_2_SOCO | TVA_Transmission | SOCO | Internal | Summer | B5 | 200 | 3200 | 1497.88 | 121.78 | 128.27 | 6.5 | 0
2030 | TVA_Transmission_2_SOCO | TVA_Transmission | SOCO | Internal | Summer | B6 | 300 | 3200 | 0 | 103.61 | 106.16 | 6.5 | 0
2030 | TVA_Transmission_2_SOCO | TVA_Transmission | SOCO | Internal | Summer | B7 | 400 | 3200 | 0 | 95.27 | 97.82 | 6.5 | 0
2030 | TVA_Transmission_2_SOCO | TVA_Transmission | SOCO | Internal | Summer | B8 | 500 | 3200 | 0 | 90.97 | 94.21 | 6.5 | 0
2030 | TVA_Transmission_2_SOCO | TVA_Transmission | SOCO | Internal | Summer | B9 | 800 | 3200 | 0 | 89.56 | 90.88 | 6.5 | 0
2030 | TVA_Transmission_2_SOCO | TVA_Transmission | SOCO | Internal | Summer | B10 | 1262 | 3200 | 0 | 78.61 | 84.26 | 6.5 | 0
2030 | TVA_Transmission_2_SOCO | TVA_Transmission | SOCO | Internal | Winter | B16 | 25 | 3200 | 0 | 94.8 | 99.05 | 6.5 | 0
2030 | TVA_Transmission_2_SOCO | TVA_Transmission | SOCO | Internal | Winter | B17 | 100 | 3200 | 791.72 | 89.04 | 95.54 | 6.5 | 0
2030 | TVA_Transmission_2_SOCO | TVA_Transmission | SOCO | Internal | Winter | B18 | 400 | 3200 | 1578.46 | 86.46 | 92.95 | 6.5 | 0
2030 | TVA_Transmission_2_SOCO | TVA_Transmission | SOCO | Internal | Winter | B19 | 700 | 3200 | 2345.47 | 85.1 | 91.6 | 6.5 | 0
2030 | TVA_Transmission_2_SOCO | TVA_Transmission | SOCO | Internal | Winter | B20 | 935 | 3200 | 219.68 | 82.03 | 88.53 | 6.5 | 0
2030 | TVA_Transmission_2_TVA | TVA_Transmission | TVA | Internal | Shoulder | B11 | 25 | 99999 | 2399.98 | 91.76 | 91.77 | 0.01 | 0
2030 | TVA_Transmission_2_TVA | TVA_Transmission | TVA | Internal | Shoulder | B12 | 200 | 99999 | 823.08 | 85.88 | 85.89 | 0.01 | 0
2030 | TVA_Transmission_2_TVA | TVA_Transmission | TVA | Internal | Shoulder | B13 | 600 | 99999 | 0.03 | 83.62 | 83.62 | 0.01 | 0
2030 | TVA_Transmission_2_TVA | TVA_Transmission | TVA | Internal | Shoulder | B14 | 900 | 99999 | 1894.75 | 82.46 | 82.47 | 0.01 | 0
2030 | TVA_Transmission_2_TVA | TVA_Transmission | TVA | Internal | Shoulder | B15 | 1203 | 99999 | 5846.04 | 79.45 | 79.46 | 0.01 | 0
2030 | TVA_Transmission_2_TVA | TVA_Transmission | TVA | Internal | Summer | B1 | 10 | 99999 | 4202.34 | 144.89 | 144.9 | 0.01 | 0
2030 | TVA_Transmission_2_TVA | TVA_Transmission | TVA | Internal | Summer | B2 | 25 | 99999 | 3455.67 | 144.89 | 144.9 | 0.01 | 0
2030 | TVA_Transmission_2_TVA | TVA_Transmission | TVA | Internal | Summer | B3 | 75 | 99999 | 1991.92 | 144.89 | 144.9 | 0.01 | 0
2030 | TVA_Transmission_2_TVA | TVA_Transmission | TVA | Internal | Summer | B4 | 100 | 99999 | 1461.11 | 139.06 | 139.07 | 0.01 | 0
2030 | TVA_Transmission_2_TVA | TVA_Transmission | TVA | Internal | Summer | B5 | 200 | 99999 | 0.1 | 121.78 | 121.78 | 0.01 | 0
2030 | TVA_Transmission_2_TVA | TVA_Transmission | TVA | Internal | Summer | B6 | 300 | 99999 | 0 | 103.61 | 99.65 | 0.01 | 0
2030 | TVA_Transmission_2_TVA | TVA_Transmission | TVA | Internal | Summer | B7 | 400 | 99999 | 0 | 95.27 | 91.32 | 0.01 | 0
2030 | TVA_Transmission_2_TVA | TVA_Transmission | TVA | Internal | Summer | B8 | 500 | 99999 | 0 | 90.97 | 90.34 | 0.01 | 0
2030 | TVA_Transmission_2_TVA | TVA_Transmission | TVA | Internal | Summer | B9 | 800 | 99999 | 1584.81 | 89.56 | 89.57 | 0.01 | 0
2030 | TVA_Transmission_2_TVA | TVA_Transmission | TVA | Internal | Summer | B10 | 1262 | 99999 | 0 | 78.61 | 78.24 | 0.01 | 0
2030 | TVA_Transmission_2_TVA | TVA_Transmission | TVA | Internal | Winter | B16 | 25 | 99999 | 6519.51 | 94.8 | 94.81 | 0.01 | 0
2030 | TVA_Transmission_2_TVA | TVA_Transmission | TVA | Internal | Winter | B17 | 100 | 99999 | 4408.28 | 89.04 | 89.06 | 0.01 | 0
2030 | TVA_Transmission_2_TVA | TVA_Transmission | TVA | Internal | Winter | B18 | 400 | 99999 | 1931.43 | 86.46 | 86.47 | 0.01 | 0
2030 | TVA_Transmission_2_TVA | TVA_Transmission | TVA | Internal | Winter | B19 | 700 | 99999 | 2715.74 | 85.1 | 85.12 | 0.01 | 0
2030 | TVA_Transmission_2_TVA | TVA_Transmission | TVA | Internal | Winter | B20 | 935 | 99999 | 5880.32 | 82.03 | 82.04 | 0.01 | 0
2030 | TVA_Transmission_2_VACAR | TVA_Transmission | VACAR | Internal | Shoulder | B11 | 25 | 900 | 0 | 91.76 | 97 | 6.5 | 0
2030 | TVA_Transmission_2_VACAR | TVA_Transmission | VACAR | Internal | Shoulder | B12 | 200 | 900 | 797.4 | 85.88 | 92.38 | 6.5 | 0
2030 | TVA_Transmission_2_VACAR | TVA_Transmission | VACAR | Internal | Shoulder | B13 | 600 | 900 | 169.64 | 83.62 | 90.12 | 6.5 | 0
2030 | TVA_Transmission_2_VACAR | TVA_Transmission | VACAR | Internal | Shoulder | B14 | 900 | 900 | 0 | 82.46 | 85.69 | 6.5 | 0
2030 | TVA_Transmission_2_VACAR | TVA_Transmission | VACAR | Internal | Shoulder | B15 | 1203 | 900 | 0 | 79.45 | 82.83 | 6.5 | 0
2030 | TVA_Transmission_2_VACAR | TVA_Transmission | VACAR | Internal | Summer | B1 | 10 | 900 | 823.8 | 144.89 | 151.39 | 6.5 | 0
2030 | TVA_Transmission_2_VACAR | TVA_Transmission | VACAR | Internal | Summer | B2 | 25 | 900 | 878.27 | 144.89 | 151.39 | 6.5 | 0
2030 | TVA_Transmission_2_VACAR | TVA_Transmission | VACAR | Internal | Summer | B3 | 75 | 900 | 501.51 | 144.89 | 151.39 | 6.5 | 0
2030 | TVA_Transmission_2_VACAR | TVA_Transmission | VACAR | Internal | Summer | B4 | 100 | 900 | 899.82 | 139.06 | 145.57 | 6.5 | 0.01
2030 | TVA_Transmission_2_VACAR | TVA_Transmission | VACAR | Internal | Summer | B5 | 200 | 900 | 300.28 | 121.78 | 128.27 | 6.5 | 0
2030 | TVA_Transmission_2_VACAR | TVA_Transmission | VACAR | Internal | Summer | B6 | 300 | 900 | 0 | 103.61 | 106.15 | 6.5 | 0
2030 | TVA_Transmission_2_VACAR | TVA_Transmission | VACAR | Internal | Summer | B7 | 400 | 900 | 0 | 95.27 | 97.81 | 6.5 | 0
2030 | TVA_Transmission_2_VACAR | TVA_Transmission | VACAR | Internal | Summer | B8 | 500 | 900 | 0 | 90.97 | 91.74 | 6.5 | 0
2030 | TVA_Transmission_2_VACAR | TVA_Transmission | VACAR | Internal | Summer | B9 | 800 | 900 | 0 | 89.56 | 86.38 | 6.5 | 0
2030 | TVA_Transmission_2_VACAR | TVA_Transmission | VACAR | Internal | Summer | B10 | 1262 | 900 | 0 | 78.61 | 80.87 | 6.5 | 0
2030 | TVA_Transmission_2_VACAR | TVA_Transmission | VACAR | Internal | Winter | B16 | 25 | 900 | 900 | 94.8 | 118.66 | 6.5 | 17.36
2030 | TVA_Transmission_2_VACAR | TVA_Transmission | VACAR | Internal | Winter | B17 | 100 | 900 | 900 | 89.04 | 100.89 | 6.5 | 5.34
2030 | TVA_Transmission_2_VACAR | TVA_Transmission | VACAR | Internal | Winter | B18 | 400 | 900 | 831.19 | 86.46 | 92.95 | 6.5 | 0
2030 | TVA_Transmission_2_VACAR | TVA_Transmission | VACAR | Internal | Winter | B19 | 700 | 900 | 0 | 85.1 | 90.57 | 6.5 | 0
2030 | TVA_Transmission_2_VACAR | TVA_Transmission | VACAR | Internal | Winter | B20 | 935 | 900 | 0 | 82.03 | 87.21 | 6.5 | 0
2030 | VACAR_2_PJM_ROR | VACAR | PJM_ROR | Internal | Shoulder | B11 | 25 | 2000 | 0 | 97 | 92.5 | 4.5 | 0
2030 | VACAR_2_PJM_ROR | VACAR | PJM_ROR | Internal | Shoulder | B12 | 200 | 2000 | 0 | 92.38 | 87.88 | 4.5 | 0
2030 | VACAR_2_PJM_ROR | VACAR | PJM_ROR | Internal | Shoulder | B13 | 600 | 2000 | 0 | 90.12 | 87.55 | 4.5 | 0
2030 | VACAR_2_PJM_ROR | VACAR | PJM_ROR | Internal | Shoulder | B14 | 900 | 2000 | 0 | 85.69 | 87.55 | 4.5 | 0
2030 | VACAR_2_PJM_ROR | VACAR | PJM_ROR | Internal | Shoulder | B15 | 1203 | 2000 | 0 | 82.83 | 75.87 | 4.5 | 0
2030 | VACAR_2_PJM_ROR | VACAR | PJM_ROR | Internal | Summer | B1 | 10 | 2000 | 0 | 151.39 | 140.39 | 4.5 | 0
2030 | VACAR_2_PJM_ROR | VACAR | PJM_ROR | Internal | Summer | B2 | 25 | 2000 | 0 | 151.39 | 140.39 | 4.5 | 0
2030 | VACAR_2_PJM_ROR | VACAR | PJM_ROR | Internal | Summer | B3 | 75 | 2000 | 0 | 151.39 | 140.39 | 4.5 | 0
2030 | VACAR_2_PJM_ROR | VACAR | PJM_ROR | Internal | Summer | B4 | 100 | 2000 | 0 | 145.57 | 134.56 | 4.5 | 0
2030 | VACAR_2_PJM_ROR | VACAR | PJM_ROR | Internal | Summer | B5 | 200 | 2000 | 0 | 128.27 | 123.77 | 4.5 | 0
2030 | VACAR_2_PJM_ROR | VACAR | PJM_ROR | Internal | Summer | B6 | 300 | 2000 | 0 | 106.15 | 101.65 | 4.5 | 0
2030 | VACAR_2_PJM_ROR | VACAR | PJM_ROR | Internal | Summer | B7 | 400 | 2000 | 0 | 97.81 | 93.31 | 4.5 | 0
2030 | VACAR_2_PJM_ROR | VACAR | PJM_ROR | Internal | Summer | B8 | 500 | 2000 | 0 | 91.74 | 87.24 | 4.5 | 0
2030 | VACAR_2_PJM_ROR | VACAR | PJM_ROR | Internal | Summer | B9 | 800 | 2000 | 0 | 86.38 | 85.06 | 4.5 | 0
2030 | VACAR_2_PJM_ROR | VACAR | PJM_ROR | Internal | Summer | B10 | 1262 | 2000 | 0 | 80.87 | 74.46 | 4.5 | 0
2030 | VACAR_2_PJM_ROR | VACAR | PJM_ROR | Internal | Winter | B16 | 25 | 2000 | 0 | 118.66 | 95.92 | 4.5 | 0
2030 | VACAR_2_PJM_ROR | VACAR | PJM_ROR | Internal | Winter | B17 | 100 | 2000 | 0 | 100.89 | 92.22 | 4.5 | 0
2030 | VACAR_2_PJM_ROR | VACAR | PJM_ROR | Internal | Winter | B18 | 400 | 2000 | 0 | 92.95 | 90.99 | 4.5 | 0
2030 | VACAR_2_PJM_ROR | VACAR | PJM_ROR | Internal | Winter | B19 | 700 | 2000 | 0 | 90.57 | 90.99 | 4.5 | 0
2030 | VACAR_2_PJM_ROR | VACAR | PJM_ROR | Internal | Winter | B20 | 935 | 2000 | 0 | 87.21 | 78.94 | 4.5 | 0
2030 | VACAR_2_SOCO | VACAR | SOCO | Internal | Shoulder | B11 | 25 | 3000 | 0 | 97 | 97 | 4.5 | 0
2030 | VACAR_2_SOCO | VACAR | SOCO | Internal | Shoulder | B12 | 200 | 3000 | 0 | 92.38 | 92.38 | 4.5 | 0
2030 | VACAR_2_SOCO | VACAR | SOCO | Internal | Shoulder | B13 | 600 | 3000 | 0 | 90.12 | 90.12 | 4.5 | 0
2030 | VACAR_2_SOCO | VACAR | SOCO | Internal | Shoulder | B14 | 900 | 3000 | 0 | 85.69 | 90.12 | 4.5 | 0
2030 | VACAR_2_SOCO | VACAR | SOCO | Internal | Shoulder | B15 | 1203 | 3000 | 0 | 82.83 | 84.69 | 4.5 | 0
2030 | VACAR_2_SOCO | VACAR | SOCO | Internal | Summer | B1 | 10 | 3000 | 0 | 151.39 | 149.4 | 4.5 | 0
2030 | VACAR_2_SOCO | VACAR | SOCO | Internal | Summer | B2 | 25 | 3000 | 0 | 151.39 | 149.4 | 4.5 | 0
2030 | VACAR_2_SOCO | VACAR | SOCO | Internal | Summer | B3 | 75 | 3000 | 0 | 151.39 | 149.4 | 4.5 | 0
2030 | VACAR_2_SOCO | VACAR | SOCO | Internal | Summer | B4 | 100 | 3000 | 0 | 145.57 | 145.56 | 4.5 | 0
2030 | VACAR_2_SOCO | VACAR | SOCO | Internal | Summer | B5 | 200 | 3000 | 0 | 128.27 | 128.27 | 4.5 | 0
2030 | VACAR_2_SOCO | VACAR | SOCO | Internal | Summer | B6 | 300 | 3000 | 0 | 106.15 | 106.16 | 4.5 | 0
2030 | VACAR_2_SOCO | VACAR | SOCO | Internal | Summer | B7 | 400 | 3000 | 0 | 97.81 | 97.82 | 4.5 | 0
2030 | VACAR_2_SOCO | VACAR | SOCO | Internal | Summer | B8 | 500 | 3000 | 0 | 91.74 | 94.21 | 4.5 | 0
2030 | VACAR_2_SOCO | VACAR | SOCO | Internal | Summer | B9 | 800 | 3000 | 1930.45 | 86.38 | 90.88 | 4.5 | 0
2030 | VACAR_2_SOCO | VACAR | SOCO | Internal | Summer | B10 | 1262 | 3000 | 0 | 80.87 | 84.26 | 4.5 | 0
2030 | VACAR_2_SOCO | VACAR | SOCO | Internal | Winter | B16 | 25 | 3000 | 0 | 118.66 | 99.05 | 4.5 | 0
2030 | VACAR_2_SOCO | VACAR | SOCO | Internal | Winter | B17 | 100 | 3000 | 0 | 100.89 | 95.54 | 4.5 | 0
2030 | VACAR_2_SOCO | VACAR | SOCO | Internal | Winter | B18 | 400 | 3000 | 0 | 92.95 | 92.95 | 4.5 | 0
2030 | VACAR_2_SOCO | VACAR | SOCO | Internal | Winter | B19 | 700 | 3000 | 0 | 90.57 | 91.6 | 4.5 | 0
2030 | VACAR_2_SOCO | VACAR | SOCO | Internal | Winter | B20 | 935 | 3000 | 0 | 87.21 | 88.53 | 4.5 | 0
2030 | VACAR_2_TVA_Transmission | VACAR | TVA_Transmission | Internal | Shoulder | B11 | 25 | 900 | 0 | 97 | 91.76 | 4.5 | 0
2030 | VACAR_2_TVA_Transmission | VACAR | TVA_Transmission | Internal | Shoulder | B12 | 200 | 900 | 0 | 92.38 | 85.88 | 4.5 | 0
2030 | VACAR_2_TVA_Transmission | VACAR | TVA_Transmission | Internal | Shoulder | B13 | 600 | 900 | 0 | 90.12 | 83.62 | 4.5 | 0
2030 | VACAR_2_TVA_Transmission | VACAR | TVA_Transmission | Internal | Shoulder | B14 | 900 | 900 | 0 | 85.69 | 82.46 | 4.5 | 0
2030 | VACAR_2_TVA_Transmission | VACAR | TVA_Transmission | Internal | Shoulder | B15 | 1203 | 900 | 0 | 82.83 | 79.45 | 4.5 | 0
2030 | VACAR_2_TVA_Transmission | VACAR | TVA_Transmission | Internal | Summer | B1 | 10 | 900 | 0 | 151.39 | 144.89 | 4.5 | 0
2030 | VACAR_2_TVA_Transmission | VACAR | TVA_Transmission | Internal | Summer | B2 | 25 | 900 | 0 | 151.39 | 144.89 | 4.5 | 0
2030 | VACAR_2_TVA_Transmission | VACAR | TVA_Transmission | Internal | Summer | B3 | 75 | 900 | 0 | 151.39 | 144.89 | 4.5 | 0
2030 | VACAR_2_TVA_Transmission | VACAR | TVA_Transmission | Internal | Summer | B4 | 100 | 900 | 0 | 145.57 | 139.06 | 4.5 | 0
2030 | VACAR_2_TVA_Transmission | VACAR | TVA_Transmission | Internal | Summer | B5 | 200 | 900 | 0 | 128.27 | 121.78 | 4.5 | 0
2030 | VACAR_2_TVA_Transmission | VACAR | TVA_Transmission | Internal | Summer | B6 | 300 | 900 | 0 | 106.15 | 103.61 | 4.5 | 0
2030 | VACAR_2_TVA_Transmission | VACAR | TVA_Transmission | Internal | Summer | B7 | 400 | 900 | 0 | 97.81 | 95.27 | 4.5 | 0
2030 | VACAR_2_TVA_Transmission | VACAR | TVA_Transmission | Internal | Summer | B8 | 500 | 900 | 0 | 91.74 | 90.97 | 4.5 | 0
2030 | VACAR_2_TVA_Transmission | VACAR | TVA_Transmission | Internal | Summer | B9 | 800 | 900 | 0 | 86.38 | 89.56 | 4.5 | 0
2030 | VACAR_2_TVA_Transmission | VACAR | TVA_Transmission | Internal | Summer | B10 | 1262 | 900 | 0 | 80.87 | 78.61 | 4.5 | 0
2030 | VACAR_2_TVA_Transmission | VACAR | TVA_Transmission | Internal | Winter | B16 | 25 | 900 | 0 | 118.66 | 94.8 | 4.5 | 0
2030 | VACAR_2_TVA_Transmission | VACAR | TVA_Transmission | Internal | Winter | B17 | 100 | 900 | 0 | 100.89 | 89.04 | 4.5 | 0
2030 | VACAR_2_TVA_Transmission | VACAR | TVA_Transmission | Internal | Winter | B18 | 400 | 900 | 0 | 92.95 | 86.46 | 4.5 | 0
2030 | VACAR_2_TVA_Transmission | VACAR | TVA_Transmission | Internal | Winter | B19 | 700 | 900 | 0 | 90.57 | 85.1 | 4.5 | 0
2030 | VACAR_2_TVA_Transmission | VACAR | TVA_Transmission | Internal | Winter | B20 | 935 | 900 | 0 | 87.21 | 82.03 | 4.5 | 0
2035 | ENT_2_MISO_MO-IL | ENT | MISO_MO-IL | Internal | Shoulder | B11 | 25 | 2260 | 0 | 133.24 | 133.24 | 5.5 | 0
2035 | ENT_2_MISO_MO-IL | ENT | MISO_MO-IL | Internal | Shoulder | B12 | 200 | 2260 | 0 | 113.76 | 114.84 | 5.5 | 0
2035 | ENT_2_MISO_MO-IL | ENT | MISO_MO-IL | Internal | Shoulder | B13 | 600 | 2260 | 53.13 | 109.34 | 114.84 | 5.5 | 0
2035 | ENT_2_MISO_MO-IL | ENT | MISO_MO-IL | Internal | Shoulder | B14 | 900 | 2260 | 908.38 | 106.59 | 112.09 | 5.5 | 0
2035 | ENT_2_MISO_MO-IL | ENT | MISO_MO-IL | Internal | Shoulder | B15 | 1203 | 2260 | 2260 | 16.02 | 84.35 | 5.5 | 62.83
2035 | ENT_2_MISO_MO-IL | ENT | MISO_MO-IL | Internal | Summer | B1 | 10 | 2260 | 2260 | 139.33 | 209.96 | 5.5 | 65.13
2035 | ENT_2_MISO_MO-IL | ENT | MISO_MO-IL | Internal | Summer | B2 | 25 | 2260 | 2260 | 199.79 | 211.58 | 5.5 | 6.29
2035 | ENT_2_MISO_MO-IL | ENT | MISO_MO-IL | Internal | Summer | B3 | 75 | 2260 | 0 | 211.6 | 211.6 | 5.5 | 0
2035 | ENT_2_MISO_MO-IL | ENT | MISO_MO-IL | Internal | Summer | B4 | 100 | 2260 | 0 | 186.58 | 186.58 | 5.5 | 0
2035 | ENT_2_MISO_MO-IL | ENT | MISO_MO-IL | Internal | Summer | B5 | 200 | 2260 | 1660.55 | 146.24 | 151.74 | 5.5 | 0
2035 | ENT_2_MISO_MO-IL | ENT | MISO_MO-IL | Internal | Summer | B6 | 300 | 2260 | 0 | 140.38 | 140.38 | 5.5 | 0
2035 | ENT_2_MISO_MO-IL | ENT | MISO_MO-IL | Internal | Summer | B7 | 400 | 2260 | 0 | 134.59 | 134.24 | 5.5 | 0
2035 | ENT_2_MISO_MO-IL | ENT | MISO_MO-IL | Internal | Summer | B8 | 500 | 2260 | 0 | 125.52 | 125.52 | 5.5 | 0
2035 | ENT_2_MISO_MO-IL | ENT | MISO_MO-IL | Internal | Summer | B9 | 800 | 2260 | 0 | 115.44 | 115.44 | 5.5 | 0
2035 | ENT_2_MISO_MO-IL | ENT | MISO_MO-IL | Internal | Summer | B10 | 1262 | 2260 | 1038.39 | 102.29 | 107.79 | 5.5 | 0
2035 | ENT_2_MISO_MO-IL | ENT | MISO_MO-IL | Internal | Winter | B16 | 25 | 2260 | 0 | 120.46 | 117.88 | 5.5 | 0
2035 | ENT_2_MISO_MO-IL | ENT | MISO_MO-IL | Internal | Winter | B17 | 100 | 2260 | 0 | 116.72 | 116.18 | 5.5 | 0
2035 | ENT_2_MISO_MO-IL | ENT | MISO_MO-IL | Internal | Winter | B18 | 400 | 2260 | 0 | 115.34 | 115.34 | 5.5 | 0
2035 | ENT_2_MISO_MO-IL | ENT | MISO_MO-IL | Internal | Winter | B19 | 700 | 2260 | 1189.43 | 109.37 | 114.87 | 5.5 | 0
2035 | ENT_2_MISO_MO-IL | ENT | MISO_MO-IL | Internal | Winter | B20 | 935 | 2260 | 2260 | 16.3 | 84.37 | 5.5 | 62.57
2035 | ENT_2_SOCO | ENT | SOCO | Internal | Shoulder | B11 | 25 | 3900 | 0.07 | 133.24 | 138.57 | 5.5 | 0
2035 | ENT_2_SOCO | ENT | SOCO | Internal | Shoulder | B12 | 200 | 3900 | 2571.36 | 113.76 | 119.26 | 5.5 | 0
2035 | ENT_2_SOCO | ENT | SOCO | Internal | Shoulder | B13 | 600 | 3900 | 3900 | 109.34 | 119.26 | 5.5 | 4.42
2035 | ENT_2_SOCO | ENT | SOCO | Internal | Shoulder | B14 | 900 | 3900 | 3900 | 106.59 | 119.26 | 5.5 | 7.17
2035 | ENT_2_SOCO | ENT | SOCO | Internal | Shoulder | B15 | 1203 | 3900 | 3900 | 16.02 | 119.26 | 5.5 | 97.74
2035 | ENT_2_SOCO | ENT | SOCO | Internal | Summer | B1 | 10 | 3900 | 3900 | 139.33 | 222.94 | 5.5 | 78.11
2035 | ENT_2_SOCO | ENT | SOCO | Internal | Summer | B2 | 25 | 3900 | 3900 | 199.79 | 222.94 | 5.5 | 17.64
2035 | ENT_2_SOCO | ENT | SOCO | Internal | Summer | B3 | 75 | 3900 | 3900 | 211.6 | 221.6 | 5.5 | 4.5
2035 | ENT_2_SOCO | ENT | SOCO | Internal | Summer | B4 | 100 | 3900 | 2341.17 | 186.58 | 192.08 | 5.5 | 0
2035 | ENT_2_SOCO | ENT | SOCO | Internal | Summer | B5 | 200 | 3900 | 519.4 | 146.24 | 151.74 | 5.5 | 0
2035 | ENT_2_SOCO | ENT | SOCO | Internal | Summer | B6 | 300 | 3900 | 0 | 140.38 | 141.38 | 5.5 | 0
2035 | ENT_2_SOCO | ENT | SOCO | Internal | Summer | B7 | 400 | 3900 | 0 | 134.59 | 135.23 | 5.5 | 0
2035 | ENT_2_SOCO | ENT | SOCO | Internal | Summer | B8 | 500 | 3900 | 0 | 125.52 | 123.45 | 5.5 | 0
2035 | ENT_2_SOCO | ENT | SOCO | Internal | Summer | B9 | 800 | 3900 | 0 | 115.44 | 117.93 | 5.5 | 0
2035 | ENT_2_SOCO | ENT | SOCO | Internal | Summer | B10 | 1262 | 3900 | 3900 | 102.29 | 108.17 | 5.5 | 0.38
2035 | ENT_2_SOCO | ENT | SOCO | Internal | Winter | B16 | 25 | 3900 | 3900 | 120.46 | 136.46 | 5.5 | 10.5
2035 | ENT_2_SOCO | ENT | SOCO | Internal | Winter | B17 | 100 | 3900 | 3626.48 | 116.72 | 122.22 | 5.5 | 0
2035 | ENT_2_SOCO | ENT | SOCO | Internal | Winter | B18 | 400 | 3900 | 3900 | 115.34 | 122.22 | 5.5 | 1.37
2035 | ENT_2_SOCO | ENT | SOCO | Internal | Winter | B19 | 700 | 3900 | 3900 | 109.37 | 122.22 | 5.5 | 7.35
2035 | ENT_2_SOCO | ENT | SOCO | Internal | Winter | B20 | 935 | 3900 | 3900 | 16.3 | 115.38 | 5.5 | 93.58
2035 | ENT_2_SPP_N | ENT | SPP_N | Internal | Shoulder | B11 | 25 | 15143 | 0 | 133.24 | 129.74 | 5.5 | 0
2035 | ENT_2_SPP_N | ENT | SPP_N | Internal | Shoulder | B12 | 200 | 15143 | 0 | 113.76 | 110.26 | 5.5 | 0
2035 | ENT_2_SPP_N | ENT | SPP_N | Internal | Shoulder | B13 | 600 | 15143 | 0 | 109.34 | 100.89 | 5.5 | 0
2035 | ENT_2_SPP_N | ENT | SPP_N | Internal | Shoulder | B14 | 900 | 15143 | 0 | 106.59 | 12.52 | 5.5 | 0
2035 | ENT_2_SPP_N | ENT | SPP_N | Internal | Shoulder | B15 | 1203 | 15143 | 0 | 16.02 | 12.52 | 5.5 | 0
2035 | ENT_2_SPP_N | ENT | SPP_N | Internal | Summer | B1 | 10 | 15143 | 0 | 139.33 | 12.52 | 5.5 | 0
2035 | ENT_2_SPP_N | ENT | SPP_N | Internal | Summer | B2 | 25 | 15143 | 0 | 199.79 | 196.29 | 5.5 | 0
2035 | ENT_2_SPP_N | ENT | SPP_N | Internal | Summer | B3 | 75 | 15143 | 0 | 211.6 | 208.1 | 5.5 | 0
2035 | ENT_2_SPP_N | ENT | SPP_N | Internal | Summer | B4 | 100 | 15143 | 0 | 186.58 | 183.08 | 5.5 | 0
2035 | ENT_2_SPP_N | ENT | SPP_N | Internal | Summer | B5 | 200 | 15143 | 0 | 146.24 | 142.74 | 5.5 | 0
2035 | ENT_2_SPP_N | ENT | SPP_N | Internal | Summer | B6 | 300 | 15143 | 0 | 140.38 | 136.88 | 5.5 | 0
2035 | ENT_2_SPP_N | ENT | SPP_N | Internal | Summer | B7 | 400 | 15143 | 0 | 134.59 | 131.09 | 5.5 | 0
2035 | ENT_2_SPP_N | ENT | SPP_N | Internal | Summer | B8 | 500 | 15143 | 0 | 125.52 | 122.02 | 5.5 | 0
2035 | ENT_2_SPP_N | ENT | SPP_N | Internal | Summer | B9 | 800 | 15143 | 0 | 115.44 | 111.94 | 5.5 | 0
2035 | ENT_2_SPP_N | ENT | SPP_N | Internal | Summer | B10 | 1262 | 15143 | 0 | 102.29 | 98.78 | 5.5 | 0
2035 | ENT_2_SPP_N | ENT | SPP_N | Internal | Winter | B16 | 25 | 15143 | 0 | 120.46 | 12.52 | 5.5 | 0
2035 | ENT_2_SPP_N | ENT | SPP_N | Internal | Winter | B17 | 100 | 15143 | 0 | 116.72 | 12.52 | 5.5 | 0
2035 | ENT_2_SPP_N | ENT | SPP_N | Internal | Winter | B18 | 400 | 15143 | 0 | 115.34 | 111.83 | 5.5 | 0
2035 | ENT_2_SPP_N | ENT | SPP_N | Internal | Winter | B19 | 700 | 15143 | 0 | 109.37 | 35.34 | 5.5 | 0
2035 | ENT_2_SPP_N | ENT | SPP_N | Internal | Winter | B20 | 935 | 15143 | 0 | 16.3 | 12.52 | 5.5 | 0
2035 | ENT_2_SPP_S | ENT | SPP_S | Internal | Shoulder | B11 | 25 | 3292 | 0 | 133.24 | 129.75 | 5.5 | 0
2035 | ENT_2_SPP_S | ENT | SPP_S | Internal | Shoulder | B12 | 200 | 3292 | 0 | 113.76 | 110.26 | 5.5 | 0
2035 | ENT_2_SPP_S | ENT | SPP_S | Internal | Shoulder | B13 | 600 | 3292 | 0 | 109.34 | 100.9 | 5.5 | 0
2035 | ENT_2_SPP_S | ENT | SPP_S | Internal | Shoulder | B14 | 900 | 3292 | 0 | 106.59 | 12.52 | 5.5 | 0
2035 | ENT_2_SPP_S | ENT | SPP_S | Internal | Shoulder | B15 | 1203 | 3292 | 0 | 16.02 | 12.52 | 5.5 | 0
2035 | ENT_2_SPP_S | ENT | SPP_S | Internal | Summer | B1 | 10 | 3292 | 0 | 139.33 | 12.53 | 5.5 | 0
2035 | ENT_2_SPP_S | ENT | SPP_S | Internal | Summer | B2 | 25 | 3292 | 0 | 199.79 | 196.29 | 5.5 | 0
2035 | ENT_2_SPP_S | ENT | SPP_S | Internal | Summer | B3 | 75 | 3292 | 0 | 211.6 | 197.98 | 5.5 | 0
2035 | ENT_2_SPP_S | ENT | SPP_S | Internal | Summer | B4 | 100 | 3292 | 0 | 186.58 | 183.08 | 5.5 | 0
2035 | ENT_2_SPP_S | ENT | SPP_S | Internal | Summer | B5 | 200 | 3292 | 0 | 146.24 | 142.74 | 5.5 | 0
2035 | ENT_2_SPP_S | ENT | SPP_S | Internal | Summer | B6 | 300 | 3292 | 0 | 140.38 | 136.89 | 5.5 | 0
2035 | ENT_2_SPP_S | ENT | SPP_S | Internal | Summer | B7 | 400 | 3292 | 0 | 134.59 | 134.62 | 5.5 | 0
2035 | ENT_2_SPP_S | ENT | SPP_S | Internal | Summer | B8 | 500 | 3292 | 1013.29 | 125.52 | 131.02 | 5.5 | 0
2035 | ENT_2_SPP_S | ENT | SPP_S | Internal | Summer | B9 | 800 | 3292 | 0 | 115.44 | 111.95 | 5.5 | 0
2035 | ENT_2_SPP_S | ENT | SPP_S | Internal | Summer | B10 | 1262 | 3292 | 0 | 102.29 | 98.79 | 5.5 | 0
2035 | ENT_2_SPP_S | ENT | SPP_S | Internal | Winter | B16 | 25 | 3292 | 0 | 120.46 | 12.53 | 5.5 | 0
2035 | ENT_2_SPP_S | ENT | SPP_S | Internal | Winter | B17 | 100 | 3292 | 0 | 116.72 | 12.53 | 5.5 | 0
2035 | ENT_2_SPP_S | ENT | SPP_S | Internal | Winter | B18 | 400 | 3292 | 0 | 115.34 | 111.85 | 5.5 | 0
2035 | ENT_2_SPP_S | ENT | SPP_S | Internal | Winter | B19 | 700 | 3292 | 0 | 109.37 | 33.82 | 5.5 | 0
2035 | ENT_2_SPP_S | ENT | SPP_S | Internal | Winter | B20 | 935 | 3292 | 0 | 16.3 | 12.52 | 5.5 | 0
2035 | ENT_2_TVA_Transmission | ENT | TVA_Transmission | Internal | Shoulder | B11 | 25 | 2100 | 0 | 133.24 | 132.07 | 5.5 | 0
2035 | ENT_2_TVA_Transmission | ENT | TVA_Transmission | Internal | Shoulder | B12 | 200 | 2100 | 486.23 | 113.76 | 119.26 | 5.5 | 0
2035 | ENT_2_TVA_Transmission | ENT | TVA_Transmission | Internal | Shoulder | B13 | 600 | 2100 | 2100 | 109.34 | 118.59 | 5.5 | 3.75
2035 | ENT_2_TVA_Transmission | ENT | TVA_Transmission | Internal | Shoulder | B14 | 900 | 2100 | 2100 | 106.59 | 118.59 | 5.5 | 6.5
2035 | ENT_2_TVA_Transmission | ENT | TVA_Transmission | Internal | Shoulder | B15 | 1203 | 2100 | 2100 | 16.02 | 118.59 | 5.5 | 97.07
2035 | ENT_2_TVA_Transmission | ENT | TVA_Transmission | Internal | Summer | B1 | 10 | 2100 | 2100 | 139.33 | 216.44 | 5.5 | 71.61
2035 | ENT_2_TVA_Transmission | ENT | TVA_Transmission | Internal | Summer | B2 | 25 | 2100 | 2100 | 199.79 | 217.1 | 5.5 | 11.8
2035 | ENT_2_TVA_Transmission | ENT | TVA_Transmission | Internal | Summer | B3 | 75 | 2100 | 580.01 | 211.6 | 217.1 | 5.5 | 0
2035 | ENT_2_TVA_Transmission | ENT | TVA_Transmission | Internal | Summer | B4 | 100 | 2100 | 798.36 | 186.58 | 192.08 | 5.5 | 0
2035 | ENT_2_TVA_Transmission | ENT | TVA_Transmission | Internal | Summer | B5 | 200 | 2100 | 1148.37 | 146.24 | 151.74 | 5.5 | 0
2035 | ENT_2_TVA_Transmission | ENT | TVA_Transmission | Internal | Summer | B6 | 300 | 2100 | 0 | 140.38 | 139.49 | 5.5 | 0
2035 | ENT_2_TVA_Transmission | ENT | TVA_Transmission | Internal | Summer | B7 | 400 | 2100 | 0 | 134.59 | 128.73 | 5.5 | 0
2035 | ENT_2_TVA_Transmission | ENT | TVA_Transmission | Internal | Summer | B8 | 500 | 2100 | 0 | 125.52 | 121.57 | 5.5 | 0
2035 | ENT_2_TVA_Transmission | ENT | TVA_Transmission | Internal | Summer | B9 | 800 | 2100 | 0 | 115.44 | 118.38 | 5.5 | 0
2035 | ENT_2_TVA_Transmission | ENT | TVA_Transmission | Internal | Summer | B10 | 1262 | 2100 | 2100 | 102.29 | 114.29 | 5.5 | 6.5
2035 | ENT_2_TVA_Transmission | ENT | TVA_Transmission | Internal | Winter | B16 | 25 | 2100 | 2100 | 120.46 | 129.96 | 5.5 | 4
2035 | ENT_2_TVA_Transmission | ENT | TVA_Transmission | Internal | Winter | B17 | 100 | 2100 | 2099.99 | 116.72 | 122.68 | 5.5 | 0.46
2035 | ENT_2_TVA_Transmission | ENT | TVA_Transmission | Internal | Winter | B18 | 400 | 2100 | 2100 | 115.34 | 121.37 | 5.5 | 0.52
2035 | ENT_2_TVA_Transmission | ENT | TVA_Transmission | Internal | Winter | B19 | 700 | 2100 | 2100 | 109.37 | 121.37 | 5.5 | 6.5
2035 | ENT_2_TVA_Transmission | ENT | TVA_Transmission | Internal | Winter | B20 | 935 | 2100 | 2100 | 16.3 | 114.94 | 5.5 | 93.14
2035 | FRCC_2_SOCO | FRCC | SOCO | Internal | Shoulder | B11 | 25 | 900 | 0 | 143.77 | 138.57 | 5.5 | 0
2035 | FRCC_2_SOCO | FRCC | SOCO | Internal | Shoulder | B12 | 200 | 900 | 0 | 124.19 | 119.26 | 5.5 | 0
2035 | FRCC_2_SOCO | FRCC | SOCO | Internal | Shoulder | B13 | 600 | 900 | 0 | 123.68 | 119.26 | 5.5 | 0
2035 | FRCC_2_SOCO | FRCC | SOCO | Internal | Shoulder | B14 | 900 | 900 | 0 | 123.68 | 119.26 | 5.5 | 0
2035 | FRCC_2_SOCO | FRCC | SOCO | Internal | Shoulder | B15 | 1203 | 900 | 0 | 123.68 | 119.26 | 5.5 | 0
2035 | FRCC_2_SOCO | FRCC | SOCO | Internal | Summer | B1 | 10 | 900 | 0 | 227.84 | 222.94 | 5.5 | 0
2035 | FRCC_2_SOCO | FRCC | SOCO | Internal | Summer | B2 | 25 | 900 | 0 | 227.84 | 222.94 | 5.5 | 0
2035 | FRCC_2_SOCO | FRCC | SOCO | Internal | Summer | B3 | 75 | 900 | 0 | 227.84 | 221.6 | 5.5 | 0
2035 | FRCC_2_SOCO | FRCC | SOCO | Internal | Summer | B4 | 100 | 900 | 467.66 | 186.58 | 192.08 | 5.5 | 0
2035 | FRCC_2_SOCO | FRCC | SOCO | Internal | Summer | B5 | 200 | 900 | 900 | 142.71 | 151.74 | 5.5 | 3.53
2035 | FRCC_2_SOCO | FRCC | SOCO | Internal | Summer | B6 | 300 | 900 | 0 | 142.71 | 141.38 | 5.5 | 0
2035 | FRCC_2_SOCO | FRCC | SOCO | Internal | Summer | B7 | 400 | 900 | 0 | 142.71 | 135.23 | 5.5 | 0
2035 | FRCC_2_SOCO | FRCC | SOCO | Internal | Summer | B8 | 500 | 900 | 0 | 122.78 | 123.45 | 5.5 | 0
2035 | FRCC_2_SOCO | FRCC | SOCO | Internal | Summer | B9 | 800 | 900 | 0 | 122.78 | 117.93 | 5.5 | 0
2035 | FRCC_2_SOCO | FRCC | SOCO | Internal | Summer | B10 | 1262 | 900 | 0 | 110.74 | 108.17 | 5.5 | 0
2035 | FRCC_2_SOCO | FRCC | SOCO | Internal | Winter | B16 | 25 | 900 | 0 | 143.96 | 136.46 | 5.5 | 0
2035 | FRCC_2_SOCO | FRCC | SOCO | Internal | Winter | B17 | 100 | 900 | 0 | 126.16 | 122.22 | 5.5 | 0
2035 | FRCC_2_SOCO | FRCC | SOCO | Internal | Winter | B18 | 400 | 900 | 0 | 126.16 | 122.22 | 5.5 | 0
2035 | FRCC_2_SOCO | FRCC | SOCO | Internal | Winter | B19 | 700 | 900 | 0 | 126.16 | 122.22 | 5.5 | 0
2035 | FRCC_2_SOCO | FRCC | SOCO | Internal | Winter | B20 | 935 | 900 | 0 | 120.44 | 115.38 | 5.5 | 0
2035 | HQ_NEISO_2_NEISO | HQ_NEISO | NEISO | Internal | Shoulder | B11 | 25 | 99999 | 3112.4 | 82.58 | 82.59 | 0.01 | 0
2035 | HQ_NEISO_2_NEISO | HQ_NEISO | NEISO | Internal | Shoulder | B12 | 200 | 99999 | 3110.47 | 82.58 | 82.59 | 0.01 | 0
2035 | HQ_NEISO_2_NEISO | HQ_NEISO | NEISO | Internal | Shoulder | B13 | 600 | 99999 | 3102.87 | 82.58 | 82.59 | 0.01 | 0
2035 | HQ_NEISO_2_NEISO | HQ_NEISO | NEISO | Internal | Shoulder | B14 | 900 | 99999 | 3089.58 | 82.58 | 82.59 | 0.01 | 0
2035 | HQ_NEISO_2_NEISO | HQ_NEISO | NEISO | Internal | Shoulder | B15 | 1203 | 99999 | 1276.23 | 82.58 | 82.59 | 0.01 | 0
2035 | HQ_NEISO_2_NEISO | HQ_NEISO | NEISO | Internal | Summer | B1 | 10 | 99999 | 3220.1 | 144.21 | 144.22 | 0.01 | 0
2035 | HQ_NEISO_2_NEISO | HQ_NEISO | NEISO | Internal | Summer | B2 | 25 | 99999 | 3207.34 | 181.45 | 181.46 | 0.01 | 0
2035 | HQ_NEISO_2_NEISO | HQ_NEISO | NEISO | Internal | Summer | B3 | 75 | 99999 | 3181.93 | 132.79 | 132.8 | 0.01 | 0
2035 | HQ_NEISO_2_NEISO | HQ_NEISO | NEISO | Internal | Summer | B4 | 100 | 99999 | 3160.08 | 123.42 | 123.43 | 0.01 | 0
2035 | HQ_NEISO_2_NEISO | HQ_NEISO | NEISO | Internal | Summer | B5 | 200 | 99999 | 3148.19 | 123.42 | 123.43 | 0.01 | 0
2035 | HQ_NEISO_2_NEISO | HQ_NEISO | NEISO | Internal | Summer | B6 | 300 | 99999 | 3134.79 | 123.42 | 123.43 | 0.01 | 0
2035 | HQ_NEISO_2_NEISO | HQ_NEISO | NEISO | Internal | Summer | B7 | 400 | 99999 | 3119.43 | 123.42 | 123.43 | 0.01 | 0
2035 | HQ_NEISO_2_NEISO | HQ_NEISO | NEISO | Internal | Summer | B8 | 500 | 99999 | 3107.36 | 112.58 | 112.59 | 0.01 | 0
2035 | HQ_NEISO_2_NEISO | HQ_NEISO | NEISO | Internal | Summer | B9 | 800 | 99999 | 3092.57 | 106.37 | 106.38 | 0.01 | 0
2035 | HQ_NEISO_2_NEISO | HQ_NEISO | NEISO | Internal | Summer | B10 | 1262 | 99999 | 933.4 | 106.37 | 106.38 | 0.01 | 0
2035 | HQ_NEISO_2_NEISO | HQ_NEISO | NEISO | Internal | Winter | B16 | 25 | 99999 | 3139.14 | 82.58 | 82.59 | 0.01 | 0
2035 | HQ_NEISO_2_NEISO | HQ_NEISO | NEISO | Internal | Winter | B17 | 100 | 99999 | 3128.41 | 82.58 | 82.59 | 0.01 | 0
2035 | HQ_NEISO_2_NEISO | HQ_NEISO | NEISO | Internal | Winter | B18 | 400 | 99999 | 3120.19 | 82.58 | 82.59 | 0.01 | 0
2035 | HQ_NEISO_2_NEISO | HQ_NEISO | NEISO | Internal | Winter | B19 | 700 | 99999 | 3104.89 | 82.58 | 82.59 | 0.01 | 0
2035 | HQ_NEISO_2_NEISO | HQ_NEISO | NEISO | Internal | Winter | B20 | 935 | 99999 | 1382.08 | 82.58 | 82.59 | 0.01 | 0
2035 | HQ_NY_2_NYISO_A-F | HQ_NY | NYISO_A-F | Internal | Shoulder | B11 | 25 | 99999 | 2812.27 | 85.82 | 85.83 | 0.01 | 0
2035 | HQ_NY_2_NYISO_A-F | HQ_NY | NYISO_A-F | Internal | Shoulder | B12 | 200 | 99999 | 2847.69 | 85.82 | 85.83 | 0.01 | 0
2035 | HQ_NY_2_NYISO_A-F | HQ_NY | NYISO_A-F | Internal | Shoulder | B13 | 600 | 99999 | 2781.85 | 85.82 | 85.83 | 0.01 | 0
2035 | HQ_NY_2_NYISO_A-F | HQ_NY | NYISO_A-F | Internal | Shoulder | B14 | 900 | 99999 | 2673.14 | 85.82 | 85.83 | 0.01 | 0
2035 | HQ_NY_2_NYISO_A-F | HQ_NY | NYISO_A-F | Internal | Shoulder | B15 | 1203 | 99999 | 1582.7 | 85.82 | 85.83 | 0.01 | 0
2035 | HQ_NY_2_NYISO_A-F | HQ_NY | NYISO_A-F | Internal | Summer | B1 | 10 | 99999 | 3500.1 | 107.87 | 107.88 | 0.01 | 0
2035 | HQ_NY_2_NYISO_A-F | HQ_NY | NYISO_A-F | Internal | Summer | B2 | 25 | 99999 | 3406.71 | 131.29 | 131.3 | 0.01 | 0
2035 | HQ_NY_2_NYISO_A-F | HQ_NY | NYISO_A-F | Internal | Summer | B3 | 75 | 99999 | 3266.7 | 131.29 | 131.3 | 0.01 | 0
2035 | HQ_NY_2_NYISO_A-F | HQ_NY | NYISO_A-F | Internal | Summer | B4 | 100 | 99999 | 3116.37 | 129.69 | 129.7 | 0.01 | 0
2035 | HQ_NY_2_NYISO_A-F | HQ_NY | NYISO_A-F | Internal | Summer | B5 | 200 | 99999 | 3025.59 | 124.92 | 124.93 | 0.01 | 0
2035 | HQ_NY_2_NYISO_A-F | HQ_NY | NYISO_A-F | Internal | Summer | B6 | 300 | 99999 | 2934.96 | 124.92 | 124.93 | 0.01 | 0
2035 | HQ_NY_2_NYISO_A-F | HQ_NY | NYISO_A-F | Internal | Summer | B7 | 400 | 99999 | 2830.84 | 124.92 | 124.93 | 0.01 | 0
2035 | HQ_NY_2_NYISO_A-F | HQ_NY | NYISO_A-F | Internal | Summer | B8 | 500 | 99999 | 2760.34 | 111.08 | 111.09 | 0.01 | 0
2035 | HQ_NY_2_NYISO_A-F | HQ_NY | NYISO_A-F | Internal | Summer | B9 | 800 | 99999 | 2664.8 | 107.87 | 107.88 | 0.01 | 0
2035 | HQ_NY_2_NYISO_A-F | HQ_NY | NYISO_A-F | Internal | Summer | B10 | 1262 | 99999 | 1436.41 | 107.87 | 107.88 | 0.01 | 0
2035 | HQ_NY_2_NYISO_A-F | HQ_NY | NYISO_A-F | Internal | Winter | B16 | 25 | 99999 | 3058.87 | 84.08 | 84.09 | 0.01 | 0
2035 | HQ_NY_2_NYISO_A-F | HQ_NY | NYISO_A-F | Internal | Winter | B17 | 100 | 99999 | 3001.1 | 84.08 | 84.09 | 0.01 | 0
2035 | HQ_NY_2_NYISO_A-F | HQ_NY | NYISO_A-F | Internal | Winter | B18 | 400 | 99999 | 2934.69 | 84.08 | 84.09 | 0.01 | 0
2035 | HQ_NY_2_NYISO_A-F | HQ_NY | NYISO_A-F | Internal | Winter | B19 | 700 | 99999 | 2819.07 | 84.08 | 84.09 | 0.01 | 0
2035 | HQ_NY_2_NYISO_A-F | HQ_NY | NYISO_A-F | Internal | Winter | B20 | 935 | 99999 | 1762.97 | 84.08 | 84.09 | 0.01 | 0
2035 | HQ_IESO_2_IESO | HQ_IESO | IESO | Internal | Shoulder | B11 | 25 | 99999 | 400 | 81.32 | 81.33 | 0.01 | 0
2035 | HQ_IESO_2_IESO | HQ_IESO | IESO | Internal | Shoulder | B12 | 200 | 99999 | 400 | 81.32 | 81.33 | 0.01 | 0
2035 | HQ_IESO_2_IESO | HQ_IESO | IESO | Internal | Shoulder | B13 | 600 | 99999 | 400 | 81.32 | 81.33 | 0.01 | 0
2035 | HQ_IESO_2_IESO | HQ_IESO | IESO | Internal | Shoulder | B14 | 900 | 99999 | 400 | 81.32 | 81.33 | 0.01 | 0
2035 | HQ_IESO_2_IESO | HQ_IESO | IESO | Internal | Shoulder | B15 | 1203 | 99999 | 75.48 | 81.32 | 81.33 | 0.01 | 0
2035 | HQ_IESO_2_IESO | HQ_IESO | IESO | Internal | Summer | B1 | 10 | 99999 | 400.1 | 113.37 | 113.38 | 0.01 | 0
2035 | HQ_IESO_2_IESO | HQ_IESO | IESO | Internal | Summer | B2 | 25 | 99999 | 400.1 | 126.79 | 126.8 | 0.01 | 0
2035 | HQ_IESO_2_IESO | HQ_IESO | IESO | Internal | Summer | B3 | 75 | 99999 | 400.1 | 126.79 | 126.8 | 0.01 | 0
2035 | HQ_IESO_2_IESO | HQ_IESO | IESO | Internal | Summer | B4 | 100 | 99999 | 400.1 | 97.77 | 97.78 | 0.01 | 0
2035 | HQ_IESO_2_IESO | HQ_IESO | IESO | Internal | Summer | B5 | 200 | 99999 | 400 | 86.77 | 86.78 | 0.01 | 0
2035 | HQ_IESO_2_IESO | HQ_IESO | IESO | Internal | Summer | B6 | 300 | 99999 | 400 | 78.99 | 79 | 0.01 | 0
2035 | HQ_IESO_2_IESO | HQ_IESO | IESO | Internal | Summer | B7 | 400 | 99999 | 400 | 78.99 | 79 | 0.01 | 0
2035 | HQ_IESO_2_IESO | HQ_IESO | IESO | Internal | Summer | B8 | 500 | 99999 | 400 | 78.99 | 79 | 0.01 | 0
2035 | HQ_IESO_2_IESO | HQ_IESO | IESO | Internal | Summer | B9 | 800 | 99999 | 400 | 78.99 | 79 | 0.01 | 0
2035 | HQ_IESO_2_IESO | HQ_IESO | IESO | Internal | Summer | B10 | 1262 | 99999 | 12.04 | 78.99 | 79 | 0.01 | 0
2035 | HQ_IESO_2_IESO | HQ_IESO | IESO | Internal | Winter | B16 | 25 | 99999 | 400 | 81.32 | 81.33 | 0.01 | 0
2035 | HQ_IESO_2_IESO | HQ_IESO | IESO | Internal | Winter | B17 | 100 | 99999 | 400 | 81.32 | 81.33 | 0.01 | 0
2035 | HQ_IESO_2_IESO | HQ_IESO | IESO | Internal | Winter | B18 | 400 | 99999 | 400 | 81.32 | 81.33 | 0.01 | 0
2035 | HQ_IESO_2_IESO | HQ_IESO | IESO | Internal | Winter | B19 | 700 | 99999 | 400 | 81.32 | 81.33 | 0.01 | 0
2035 | HQ_IESO_2_IESO | HQ_IESO | IESO | Internal | Winter | B20 | 935 | 99999 | 91.98 | 81.32 | 81.33 | 0.01 | 0
2035 | IESO_2_MAPP_CA | IESO | MAPP_CA | Internal | Shoulder | B11 | 25 | 262 | 0 | 81.33 | 74.83 | 4.5 | 0
2035 | IESO_2_MAPP_CA | IESO | MAPP_CA | Internal | Shoulder | B12 | 200 | 262 | 0 | 81.33 | 74.83 | 4.5 | 0
2035 | IESO_2_MAPP_CA | IESO | MAPP_CA | Internal | Shoulder | B13 | 600 | 262 | 0 | 81.33 | 74.83 | 4.5 | 0
2035 | IESO_2_MAPP_CA | IESO | MAPP_CA | Internal | Shoulder | B14 | 900 | 262 | 0 | 81.33 | 74.83 | 4.5 | 0
2035 | IESO_2_MAPP_CA | IESO | MAPP_CA | Internal | Shoulder | B15 | 1203 | 262 | 0 | 81.33 | 74.83 | 4.5 | 0
2035 | IESO_2_MAPP_CA | IESO | MAPP_CA | Internal | Summer | B1 | 10 | 262 | 0 | 113.38 | 91.28 | 4.5 | 0
2035 | IESO_2_MAPP_CA | IESO | MAPP_CA | Internal | Summer | B2 | 25 | 262 | 0 | 126.8 | 91.28 | 4.5 | 0
2035 | IESO_2_MAPP_CA | IESO | MAPP_CA | Internal | Summer | B3 | 75 | 262 | 0 | 126.8 | 91.28 | 4.5 | 0
2035 | IESO_2_MAPP_CA | IESO | MAPP_CA | Internal | Summer | B4 | 100 | 262 | 0 | 97.78 | 91.28 | 4.5 | 0
2035 | IESO_2_MAPP_CA | IESO | MAPP_CA | Internal | Summer | B5 | 200 | 262 | 95.94 | 86.78 | 91.28 | 4.5 | 0
2035 | IESO_2_MAPP_CA | IESO | MAPP_CA | Internal | Summer | B6 | 300 | 262 | 262 | 79 | 91.28 | 4.5 | 7.78
2035 | IESO_2_MAPP_CA | IESO | MAPP_CA | Internal | Summer | B7 | 400 | 262 | 262 | 79 | 91.28 | 4.5 | 7.78
2035 | IESO_2_MAPP_CA | IESO | MAPP_CA | Internal | Summer | B8 | 500 | 262 | 262 | 79 | 91.28 | 4.5 | 7.78
2035 | IESO_2_MAPP_CA | IESO | MAPP_CA | Internal | Summer | B9 | 800 | 262 | 262 | 79 | 91.28 | 4.5 | 7.78
2035 | IESO_2_MAPP_CA | IESO | MAPP_CA | Internal | Summer | B10 | 1262 | 262 | 262 | 79 | 91.28 | 4.5 | 7.78
2035 | IESO_2_MAPP_CA | IESO | MAPP_CA | Internal | Winter | B16 | 25 | 262 | 0 | 81.33 | 74.83 | 4.5 | 0
2035 | IESO_2_MAPP_CA | IESO | MAPP_CA | Internal | Winter | B17 | 100 | 262 | 0 | 81.33 | 74.83 | 4.5 | 0
2035 | IESO_2_MAPP_CA | IESO | MAPP_CA | Internal | Winter | B18 | 400 | 262 | 0 | 81.33 | 74.83 | 4.5 | 0
2035 | IESO_2_MAPP_CA | IESO | MAPP_CA | Internal | Winter | B19 | 700 | 262 | 0 | 81.33 | 74.83 | 4.5 | 0
2035 | IESO_2_MAPP_CA | IESO | MAPP_CA | Internal | Winter | B20 | 935 | 262 | 0 | 81.33 | 74.83 | 4.5 | 0
2035 | IESO_2_MISO_MI | IESO | MISO_MI | Internal | Shoulder | B11 | 25 | 2591 | 2591 | 81.33 | 133.24 | 4.5 | 47.41
2035 | IESO_2_MISO_MI | IESO | MISO_MI | Internal | Shoulder | B12 | 200 | 2591 | 2591 | 81.33 | 124.76 | 4.5 | 38.93
2035 | IESO_2_MISO_MI | IESO | MISO_MI | Internal | Shoulder | B13 | 600 | 2591 | 2591 | 81.33 | 116.22 | 4.5 | 30.39
2035 | IESO_2_MISO_MI | IESO | MISO_MI | Internal | Shoulder | B14 | 900 | 2591 | 2591 | 81.33 | 114.8 | 4.5 | 28.97
2035 | IESO_2_MISO_MI | IESO | MISO_MI | Internal | Shoulder | B15 | 1203 | 2591 | 2591 | 81.33 | 113.79 | 4.5 | 27.96
2035 | IESO_2_MISO_MI | IESO | MISO_MI | Internal | Summer | B1 | 10 | 2591 | 2591 | 113.38 | 211.6 | 4.5 | 93.71
2035 | IESO_2_MISO_MI | IESO | MISO_MI | Internal | Summer | B2 | 25 | 2591 | 2591 | 126.8 | 211.58 | 4.5 | 80.28
2035 | IESO_2_MISO_MI | IESO | MISO_MI | Internal | Summer | B3 | 75 | 2591 | 2591 | 126.8 | 211.57 | 4.5 | 80.27
2035 | IESO_2_MISO_MI | IESO | MISO_MI | Internal | Summer | B4 | 100 | 2591 | 2591 | 97.78 | 186.58 | 4.5 | 84.3
2035 | IESO_2_MISO_MI | IESO | MISO_MI | Internal | Summer | B5 | 200 | 2591 | 2591 | 86.78 | 152.26 | 4.5 | 60.98
2035 | IESO_2_MISO_MI | IESO | MISO_MI | Internal | Summer | B6 | 300 | 2591 | 2591 | 79 | 140.38 | 4.5 | 56.88
2035 | IESO_2_MISO_MI | IESO | MISO_MI | Internal | Summer | B7 | 400 | 2591 | 2591 | 79 | 132.03 | 4.5 | 48.53
2035 | IESO_2_MISO_MI | IESO | MISO_MI | Internal | Summer | B8 | 500 | 2591 | 2591 | 79 | 125.51 | 4.5 | 42.01
2035 | IESO_2_MISO_MI | IESO | MISO_MI | Internal | Summer | B9 | 800 | 2591 | 2591 | 79 | 115.43 | 4.5 | 31.93
2035 | IESO_2_MISO_MI | IESO | MISO_MI | Internal | Summer | B10 | 1262 | 2591 | 2591 | 79 | 113.41 | 4.5 | 29.91
2035 | IESO_2_MISO_MI | IESO | MISO_MI | Internal | Winter | B16 | 25 | 2591 | 2591 | 81.33 | 136.15 | 4.5 | 50.32
2035 | IESO_2_MISO_MI | IESO | MISO_MI | Internal | Winter | B17 | 100 | 2591 | 2591 | 81.33 | 129.4 | 4.5 | 43.57
2035 | IESO_2_MISO_MI | IESO | MISO_MI | Internal | Winter | B18 | 400 | 2591 | 2591 | 81.33 | 118.36 | 4.5 | 32.53
2035 | IESO_2_MISO_MI | IESO | MISO_MI | Internal | Winter | B19 | 700 | 2591 | 2591 | 81.33 | 117.73 | 4.5 | 31.9
2035 | IESO_2_MISO_MI | IESO | MISO_MI | Internal | Winter | B20 | 935 | 2591 | 2591 | 81.33 | 117.2 | 4.5 | 31.37
2035 | IESO_2_MISO_W | IESO | MISO_W | Internal | Shoulder | B11 | 25 | 207 | 207 | 81.33 | 133.24 | 4.5 | 47.41
2035 | IESO_2_MISO_W | IESO | MISO_W | Internal | Shoulder | B12 | 200 | 207 | 207 | 81.33 | 114.83 | 4.5 | 29
2035 | IESO_2_MISO_W | IESO | MISO_W | Internal | Shoulder | B13 | 600 | 207 | 207 | 81.33 | 114.83 | 4.5 | 29
2035 | IESO_2_MISO_W | IESO | MISO_W | Internal | Shoulder | B14 | 900 | 207 | 11.01 | 81.33 | 85.83 | 4.5 | 0
2035 | IESO_2_MISO_W | IESO | MISO_W | Internal | Shoulder | B15 | 1203 | 207 | 0 | 81.33 | 74.82 | 4.5 | 0
2035 | IESO_2_MISO_W | IESO | MISO_W | Internal | Summer | B1 | 10 | 207 | 207 | 113.38 | 211.6 | 4.5 | 93.71
2035 | IESO_2_MISO_W | IESO | MISO_W | Internal | Summer | B2 | 25 | 207 | 207 | 126.8 | 211.6 | 4.5 | 80.29
2035 | IESO_2_MISO_W | IESO | MISO_W | Internal | Summer | B3 | 75 | 207 | 207 | 126.8 | 211.6 | 4.5 | 80.29
2035 | IESO_2_MISO_W | IESO | MISO_W | Internal | Summer | B4 | 100 | 207 | 207 | 97.78 | 186.58 | 4.5 | 84.3
2035 | IESO_2_MISO_W | IESO | MISO_W | Internal | Summer | B5 | 200 | 207 | 207 | 86.78 | 152.26 | 4.5 | 60.98
2035 | IESO_2_MISO_W | IESO | MISO_W | Internal | Summer | B6 | 300 | 207 | 207 | 79 | 140.38 | 4.5 | 56.88
2035 | IESO_2_MISO_W | IESO | MISO_W | Internal | Summer | B7 | 400 | 207 | 207 | 79 | 134.23 | 4.5 | 50.73
2035 | IESO_2_MISO_W | IESO | MISO_W | Internal | Summer | B8 | 500 | 207 | 207 | 79 | 125.51 | 4.5 | 42.01
2035 | IESO_2_MISO_W | IESO | MISO_W | Internal | Summer | B9 | 800 | 207 | 207 | 79 | 115.43 | 4.5 | 31.93
2035 | IESO_2_MISO_W | IESO | MISO_W | Internal | Summer | B10 | 1262 | 207 | 207 | 79 | 102.28 | 4.5 | 18.78
2035 | IESO_2_MISO_W | IESO | MISO_W | Internal | Winter | B16 | 25 | 207 | 0 | 81.33 | 50.84 | 4.5 | 0
2035 | IESO_2_MISO_W | IESO | MISO_W | Internal | Winter | B17 | 100 | 207 | 0 | 81.33 | 74.82 | 4.5 | 0
2035 | IESO_2_MISO_W | IESO | MISO_W | Internal | Winter | B18 | 400 | 207 | 207 | 81.33 | 115.33 | 4.5 | 29.5
2035 | IESO_2_MISO_W | IESO | MISO_W | Internal | Winter | B19 | 700 | 207 | 207 | 81.33 | 114.85 | 4.5 | 29.03
2035 | IESO_2_MISO_W | IESO | MISO_W | Internal | Winter | B20 | 935 | 207 | 0 | 81.33 | 74.83 | 4.5 | 0
2035 | IESO_2_NYISO_A-F | IESO | NYISO_A-F | Internal | Shoulder | B11 | 25 | 1725 | 692.16 | 81.33 | 85.83 | 4.5 | 0
2035 | IESO_2_NYISO_A-F | IESO | NYISO_A-F | Internal | Shoulder | B12 | 200 | 1725 | 889.07 | 81.33 | 85.83 | 4.5 | 0
2035 | IESO_2_NYISO_A-F | IESO | NYISO_A-F | Internal | Shoulder | B13 | 600 | 1725 | 451.57 | 81.33 | 85.83 | 4.5 | 0
2035 | IESO_2_NYISO_A-F | IESO | NYISO_A-F | Internal | Shoulder | B14 | 900 | 1725 | 327.48 | 81.33 | 85.83 | 4.5 | 0
2035 | IESO_2_NYISO_A-F | IESO | NYISO_A-F | Internal | Shoulder | B15 | 1203 | 1725 | 272.06 | 81.33 | 85.83 | 4.5 | 0
2035 | IESO_2_NYISO_A-F | IESO | NYISO_A-F | Internal | Summer | B1 | 10 | 1725 | 0 | 113.38 | 107.88 | 4.5 | 0
2035 | IESO_2_NYISO_A-F | IESO | NYISO_A-F | Internal | Summer | B2 | 25 | 1725 | 943.99 | 126.8 | 131.3 | 4.5 | 0
2035 | IESO_2_NYISO_A-F | IESO | NYISO_A-F | Internal | Summer | B3 | 75 | 1725 | 1556.59 | 126.8 | 131.3 | 4.5 | 0
2035 | IESO_2_NYISO_A-F | IESO | NYISO_A-F | Internal | Summer | B4 | 100 | 1725 | 1725 | 97.78 | 129.7 | 4.5 | 27.42
2035 | IESO_2_NYISO_A-F | IESO | NYISO_A-F | Internal | Summer | B5 | 200 | 1725 | 1725 | 86.78 | 124.93 | 4.5 | 33.65
2035 | IESO_2_NYISO_A-F | IESO | NYISO_A-F | Internal | Summer | B6 | 300 | 1725 | 1725 | 79 | 124.93 | 4.5 | 41.43
2035 | IESO_2_NYISO_A-F | IESO | NYISO_A-F | Internal | Summer | B7 | 400 | 1725 | 1725 | 79 | 124.93 | 4.5 | 41.43
2035 | IESO_2_NYISO_A-F | IESO | NYISO_A-F | Internal | Summer | B8 | 500 | 1725 | 1725 | 79 | 111.09 | 4.5 | 27.59
2035 | IESO_2_NYISO_A-F | IESO | NYISO_A-F | Internal | Summer | B9 | 800 | 1725 | 1725 | 79 | 107.88 | 4.5 | 24.39
2035 | IESO_2_NYISO_A-F | IESO | NYISO_A-F | Internal | Summer | B10 | 1262 | 1725 | 1725 | 79 | 107.88 | 4.5 | 24.39
2035 | IESO_2_NYISO_A-F | IESO | NYISO_A-F | Internal | Winter | B16 | 25 | 1725 | 0 | 81.33 | 84.09 | 4.5 | 0
2035 | IESO_2_NYISO_A-F | IESO | NYISO_A-F | Internal | Winter | B17 | 100 | 1725 | 0 | 81.33 | 84.09 | 4.5 | 0
2035 | IESO_2_NYISO_A-F | IESO | NYISO_A-F | Internal | Winter | B18 | 400 | 1725 | 0 | 81.33 | 84.09 | 4.5 | 0
2035 | IESO_2_NYISO_A-F | IESO | NYISO_A-F | Internal | Winter | B19 | 700 | 1725 | 0 | 81.33 | 84.09 | 4.5 | 0
2035 | IESO_2_NYISO_A-F | IESO | NYISO_A-F | Internal | Winter | B20 | 935 | 1725 | 0 | 81.33 | 84.09 | 4.5 | 0
2035 | MAPP_CA_2_IESO | MAPP_CA | IESO | Internal | Shoulder | B11 | 25 | 330 | 200.16 | 74.83 | 81.33 | 6.5 | 0
2035 | MAPP_CA_2_IESO | MAPP_CA | IESO | Internal | Shoulder | B12 | 200 | 330 | 286.88 | 74.83 | 81.33 | 6.5 | 0
2035 | MAPP_CA_2_IESO | MAPP_CA | IESO | Internal | Shoulder | B13 | 600 | 330 | 314.32 | 74.83 | 81.33 | 6.5 | 0
2035 | MAPP_CA_2_IESO | MAPP_CA | IESO | Internal | Shoulder | B14 | 900 | 330 | 319.55 | 74.83 | 81.33 | 6.5 | 0
2035 | MAPP_CA_2_IESO | MAPP_CA | IESO | Internal | Shoulder | B15 | 1203 | 330 | 322.22 | 74.83 | 81.33 | 6.5 | 0
2035 | MAPP_CA_2_IESO | MAPP_CA | IESO | Internal | Summer | B1 | 10 | 330 | 330 | 91.28 | 113.38 | 6.5 | 15.6
2035 | MAPP_CA_2_IESO | MAPP_CA | IESO | Internal | Summer | B2 | 25 | 330 | 330 | 91.28 | 126.8 | 6.5 | 29.03
2035 | MAPP_CA_2_IESO | MAPP_CA | IESO | Internal | Summer | B3 | 75 | 330 | 330 | 91.28 | 126.8 | 6.5 | 29.03
2035 | MAPP_CA_2_IESO | MAPP_CA | IESO | Internal | Summer | B4 | 100 | 330 | 190.8 | 91.28 | 97.78 | 6.5 | 0
2035 | MAPP_CA_2_IESO | MAPP_CA | IESO | Internal | Summer | B5 | 200 | 330 | 0 | 91.28 | 86.78 | 6.5 | 0
2035 | MAPP_CA_2_IESO | MAPP_CA | IESO | Internal | Summer | B6 | 300 | 330 | 0 | 91.28 | 79 | 6.5 | 0
2035 | MAPP_CA_2_IESO | MAPP_CA | IESO | Internal | Summer | B7 | 400 | 330 | 0 | 91.28 | 79 | 6.5 | 0
2035 | MAPP_CA_2_IESO | MAPP_CA | IESO | Internal | Summer | B8 | 500 | 330 | 0 | 91.28 | 79 | 6.5 | 0
2035 | MAPP_CA_2_IESO | MAPP_CA | IESO | Internal | Summer | B9 | 800 | 330 | 0 | 91.28 | 79 | 6.5 | 0
2035 | MAPP_CA_2_IESO | MAPP_CA | IESO | Internal | Summer | B10 | 1262 | 330 | 0 | 91.28 | 79 | 6.5 | 0
2035 | MAPP_CA_2_IESO | MAPP_CA | IESO | Internal | Winter | B16 | 25 | 330 | 133.22 | 74.83 | 81.33 | 6.5 | 0
2035 | MAPP_CA_2_IESO | MAPP_CA | IESO | Internal | Winter | B17 | 100 | 330 | 59.19 | 74.83 | 81.33 | 6.5 | 0
2035 | MAPP_CA_2_IESO | MAPP_CA | IESO | Internal | Winter | B18 | 400 | 330 | 14.08 | 74.83 | 81.33 | 6.5 | 0
2035 | MAPP_CA_2_IESO | MAPP_CA | IESO | Internal | Winter | B19 | 700 | 330 | 9.04 | 74.83 | 81.33 | 6.5 | 0
2035 | MAPP_CA_2_IESO | MAPP_CA | IESO | Internal | Winter | B20 | 935 | 330 | 7.7 | 74.83 | 81.33 | 6.5 | 0
2035 | MAPP_CA_2_MAPP_US | MAPP_CA | MAPP_US | Internal | Shoulder | B11 | 25 | 372 | 372 | 74.83 | 127.74 | 5.5 | 47.41
2035 | MAPP_CA_2_MAPP_US | MAPP_CA | MAPP_US | Internal | Shoulder | B12 | 200 | 372 | 372 | 74.83 | 109.33 | 5.5 | 29
2035 | MAPP_CA_2_MAPP_US | MAPP_CA | MAPP_US | Internal | Shoulder | B13 | 600 | 372 | 372 | 74.83 | 104.38 | 5.5 | 24.05
2035 | MAPP_CA_2_MAPP_US | MAPP_CA | MAPP_US | Internal | Shoulder | B14 | 900 | 372 | 197.17 | 74.83 | 80.33 | 5.5 | 0
2035 | MAPP_CA_2_MAPP_US | MAPP_CA | MAPP_US | Internal | Shoulder | B15 | 1203 | 372 | 0 | 74.83 | 69.32 | 5.5 | 0
2035 | MAPP_CA_2_MAPP_US | MAPP_CA | MAPP_US | Internal | Summer | B1 | 10 | 372 | 372 | 91.28 | 206.1 | 5.5 | 109.32
2035 | MAPP_CA_2_MAPP_US | MAPP_CA | MAPP_US | Internal | Summer | B2 | 25 | 372 | 372 | 91.28 | 206.1 | 5.5 | 109.32
2035 | MAPP_CA_2_MAPP_US | MAPP_CA | MAPP_US | Internal | Summer | B3 | 75 | 372 | 372 | 91.28 | 206.1 | 5.5 | 109.32
2035 | MAPP_CA_2_MAPP_US | MAPP_CA | MAPP_US | Internal | Summer | B4 | 100 | 372 | 372 | 91.28 | 181.08 | 5.5 | 84.3
2035 | MAPP_CA_2_MAPP_US | MAPP_CA | MAPP_US | Internal | Summer | B5 | 200 | 372 | 372 | 91.28 | 146.76 | 5.5 | 49.98
2035 | MAPP_CA_2_MAPP_US | MAPP_CA | MAPP_US | Internal | Summer | B6 | 300 | 372 | 372 | 91.28 | 134.88 | 5.5 | 38.1
2035 | MAPP_CA_2_MAPP_US | MAPP_CA | MAPP_US | Internal | Summer | B7 | 400 | 372 | 372 | 91.28 | 128.73 | 5.5 | 31.96
2035 | MAPP_CA_2_MAPP_US | MAPP_CA | MAPP_US | Internal | Summer | B8 | 500 | 372 | 372 | 91.28 | 120.01 | 5.5 | 23.23
2035 | MAPP_CA_2_MAPP_US | MAPP_CA | MAPP_US | Internal | Summer | B9 | 800 | 372 | 372 | 91.28 | 109.93 | 5.5 | 13.15
2035 | MAPP_CA_2_MAPP_US | MAPP_CA | MAPP_US | Internal | Summer | B10 | 1262 | 372 | 203.58 | 91.28 | 96.78 | 5.5 | 0
2035 | MAPP_CA_2_MAPP_US | MAPP_CA | MAPP_US | Internal | Winter | B16 | 25 | 372 | 0 | 74.83 | 45.34 | 5.5 | 0
2035 | MAPP_CA_2_MAPP_US | MAPP_CA | MAPP_US | Internal | Winter | B17 | 100 | 372 | 0 | 74.83 | 69.32 | 5.5 | 0
2035 | MAPP_CA_2_MAPP_US | MAPP_CA | MAPP_US | Internal | Winter | B18 | 400 | 372 | 372 | 74.83 | 88.57 | 5.5 | 8.24
2035 | MAPP_CA_2_MAPP_US | MAPP_CA | MAPP_US | Internal | Winter | B19 | 700 | 372 | 372 | 74.83 | 88.57 | 5.5 | 8.24
2035 | MAPP_CA_2_MAPP_US | MAPP_CA | MAPP_US | Internal | Winter | B20 | 935 | 372 | 0 | 74.83 | 69.33 | 5.5 | 0
2035 | MAPP_CA_2_MISO_W | MAPP_CA | MISO_W | Internal | Shoulder | B11 | 25 | 1970 | 1970 | 74.83 | 133.24 | 0.01 | 58.4
2035 | MAPP_CA_2_MISO_W | MAPP_CA | MISO_W | Internal | Shoulder | B12 | 200 | 1970 | 1970 | 74.83 | 114.83 | 0.01 | 39.98
2035 | MAPP_CA_2_MISO_W | MAPP_CA | MISO_W | Internal | Shoulder | B13 | 600 | 1970 | 1970 | 74.83 | 114.83 | 0.01 | 39.98
2035 | MAPP_CA_2_MISO_W | MAPP_CA | MISO_W | Internal | Shoulder | B14 | 900 | 1970 | 1970 | 74.83 | 85.83 | 0.01 | 10.99
2035 | MAPP_CA_2_MISO_W | MAPP_CA | MISO_W | Internal | Shoulder | B15 | 1203 | 1970 | 0.01 | 74.83 | 74.82 | 0.01 | 0
2035 | MAPP_CA_2_MISO_W | MAPP_CA | MISO_W | Internal | Summer | B1 | 10 | 1970 | 1970 | 91.28 | 211.6 | 0.01 | 120.31
2035 | MAPP_CA_2_MISO_W | MAPP_CA | MISO_W | Internal | Summer | B2 | 25 | 1970 | 1970 | 91.28 | 211.6 | 0.01 | 120.31
2035 | MAPP_CA_2_MISO_W | MAPP_CA | MISO_W | Internal | Summer | B3 | 75 | 1970 | 1970 | 91.28 | 211.6 | 0.01 | 120.31
2035 | MAPP_CA_2_MISO_W | MAPP_CA | MISO_W | Internal | Summer | B4 | 100 | 1970 | 1970 | 91.28 | 186.58 | 0.01 | 95.29
2035 | MAPP_CA_2_MISO_W | MAPP_CA | MISO_W | Internal | Summer | B5 | 200 | 1970 | 1970 | 91.28 | 152.26 | 0.01 | 60.97
2035 | MAPP_CA_2_MISO_W | MAPP_CA | MISO_W | Internal | Summer | B6 | 300 | 1970 | 1970 | 91.28 | 140.38 | 0.01 | 49.09
2035 | MAPP_CA_2_MISO_W | MAPP_CA | MISO_W | Internal | Summer | B7 | 400 | 1970 | 1970 | 91.28 | 134.23 | 0.01 | 42.94
2035 | MAPP_CA_2_MISO_W | MAPP_CA | MISO_W | Internal | Summer | B8 | 500 | 1970 | 1970 | 91.28 | 125.51 | 0.01 | 34.22
2035 | MAPP_CA_2_MISO_W | MAPP_CA | MISO_W | Internal | Summer | B9 | 800 | 1970 | 1970 | 91.28 | 115.43 | 0.01 | 24.14
2035 | MAPP_CA_2_MISO_W | MAPP_CA | MISO_W | Internal | Summer | B10 | 1262 | 1970 | 1970 | 91.28 | 102.28 | 0.01 | 10.99
2035 | MAPP_CA_2_MISO_W | MAPP_CA | MISO_W | Internal | Winter | B16 | 25 | 1970 | 0 | 74.83 | 50.84 | 0.01 | 0
2035 | MAPP_CA_2_MISO_W | MAPP_CA | MISO_W | Internal | Winter | B17 | 100 | 1970 | 0.12 | 74.83 | 74.82 | 0.01 | 0
2035 | MAPP_CA_2_MISO_W | MAPP_CA | MISO_W | Internal | Winter | B18 | 400 | 1970 | 1970 | 74.83 | 115.33 | 0.01 | 40.49
2035 | MAPP_CA_2_MISO_W | MAPP_CA | MISO_W | Internal | Winter | B19 | 700 | 1970 | 1970 | 74.83 | 114.85 | 0.01 | 40.01
2035 | MAPP_CA_2_MISO_W | MAPP_CA | MISO_W | Internal | Winter | B20 | 935 | 1970 | 0.04 | 74.83 | 74.83 | 0.01 | 0
2035 | MAPP_US_2_MAPP_CA | MAPP_US | MAPP_CA | Internal | Shoulder | B11 | 25 | 165 | 0 | 127.74 | 74.83 | 5.5 | 0
2035 | MAPP_US_2_MAPP_CA | MAPP_US | MAPP_CA | Internal | Shoulder | B12 | 200 | 165 | 0 | 109.33 | 74.83 | 5.5 | 0
2035 | MAPP_US_2_MAPP_CA | MAPP_US | MAPP_CA | Internal | Shoulder | B13 | 600 | 165 | 0 | 104.38 | 74.83 | 5.5 | 0
2035 | MAPP_US_2_MAPP_CA | MAPP_US | MAPP_CA | Internal | Shoulder | B14 | 900 | 165 | 0 | 80.33 | 74.83 | 5.5 | 0
2035 | MAPP_US_2_MAPP_CA | MAPP_US | MAPP_CA | Internal | Shoulder | B15 | 1203 | 165 | 164.98 | 69.32 | 74.83 | 5.5 | 0.01
2035 | MAPP_US_2_MAPP_CA | MAPP_US | MAPP_CA | Internal | Summer | B1 | 10 | 165 | 0 | 206.1 | 91.28 | 5.5 | 0
2035 | MAPP_US_2_MAPP_CA | MAPP_US | MAPP_CA | Internal | Summer | B2 | 25 | 165 | 0 | 206.1 | 91.28 | 5.5 | 0
2035 | MAPP_US_2_MAPP_CA | MAPP_US | MAPP_CA | Internal | Summer | B3 | 75 | 165 | 0 | 206.1 | 91.28 | 5.5 | 0
2035 | MAPP_US_2_MAPP_CA | MAPP_US | MAPP_CA | Internal | Summer | B4 | 100 | 165 | 0 | 181.08 | 91.28 | 5.5 | 0
2035 | MAPP_US_2_MAPP_CA | MAPP_US | MAPP_CA | Internal | Summer | B5 | 200 | 165 | 0 | 146.76 | 91.28 | 5.5 | 0
2035 | MAPP_US_2_MAPP_CA | MAPP_US | MAPP_CA | Internal | Summer | B6 | 300 | 165 | 0 | 134.88 | 91.28 | 5.5 | 0
2035 | MAPP_US_2_MAPP_CA | MAPP_US | MAPP_CA | Internal | Summer | B7 | 400 | 165 | 0 | 128.73 | 91.28 | 5.5 | 0
2035 | MAPP_US_2_MAPP_CA | MAPP_US | MAPP_CA | Internal | Summer | B8 | 500 | 165 | 0 | 120.01 | 91.28 | 5.5 | 0
2035 | MAPP_US_2_MAPP_CA | MAPP_US | MAPP_CA | Internal | Summer | B9 | 800 | 165 | 0 | 109.93 | 91.28 | 5.5 | 0
2035 | MAPP_US_2_MAPP_CA | MAPP_US | MAPP_CA | Internal | Summer | B10 | 1262 | 165 | 0 | 96.78 | 91.28 | 5.5 | 0
2035 | MAPP_US_2_MAPP_CA | MAPP_US | MAPP_CA | Internal | Winter | B16 | 25 | 165 | 165 | 45.34 | 74.83 | 5.5 | 23.99
2035 | MAPP_US_2_MAPP_CA | MAPP_US | MAPP_CA | Internal | Winter | B17 | 100 | 165 | 164.78 | 69.32 | 74.83 | 5.5 | 0.01
2035 | MAPP_US_2_MAPP_CA | MAPP_US | MAPP_CA | Internal | Winter | B18 | 400 | 165 | 0 | 88.57 | 74.83 | 5.5 | 0
2035 | MAPP_US_2_MAPP_CA | MAPP_US | MAPP_CA | Internal | Winter | B19 | 700 | 165 | 0 | 88.57 | 74.83 | 5.5 | 0
2035 | MAPP_US_2_MAPP_CA | MAPP_US | MAPP_CA | Internal | Winter | B20 | 935 | 165 | 5.86 | 69.33 | 74.83 | 5.5 | 0
2035 | MAPP_US_2_MISO_W | MAPP_US | MISO_W | Internal | Shoulder | B11 | 25 | 2635 | 1801.61 | 127.74 | 133.24 | 5.5 | 0
2035 | MAPP_US_2_MISO_W | MAPP_US | MISO_W | Internal | Shoulder | B12 | 200 | 2635 | 1774.31 | 109.33 | 114.83 | 5.5 | 0
2035 | MAPP_US_2_MISO_W | MAPP_US | MISO_W | Internal | Shoulder | B13 | 600 | 2635 | 2635 | 104.38 | 114.83 | 5.5 | 4.95
2035 | MAPP_US_2_MISO_W | MAPP_US | MISO_W | Internal | Shoulder | B14 | 900 | 2635 | 2381.88 | 80.33 | 85.83 | 5.5 | 0
2035 | MAPP_US_2_MISO_W | MAPP_US | MISO_W | Internal | Shoulder | B15 | 1203 | 2635 | 2292.96 | 69.32 | 74.82 | 5.5 | 0
2035 | MAPP_US_2_MISO_W | MAPP_US | MISO_W | Internal | Summer | B1 | 10 | 2635 | 518.04 | 206.1 | 211.6 | 5.5 | 0
2035 | MAPP_US_2_MISO_W | MAPP_US | MISO_W | Internal | Summer | B2 | 25 | 2635 | 1200.63 | 206.1 | 211.6 | 5.5 | 0
2035 | MAPP_US_2_MISO_W | MAPP_US | MISO_W | Internal | Summer | B3 | 75 | 2635 | 1103.58 | 206.1 | 211.6 | 5.5 | 0
2035 | MAPP_US_2_MISO_W | MAPP_US | MISO_W | Internal | Summer | B4 | 100 | 2635 | 1191.9 | 181.08 | 186.58 | 5.5 | 0
2035 | MAPP_US_2_MISO_W | MAPP_US | MISO_W | Internal | Summer | B5 | 200 | 2635 | 926 | 146.76 | 152.26 | 5.5 | 0
2035 | MAPP_US_2_MISO_W | MAPP_US | MISO_W | Internal | Summer | B6 | 300 | 2635 | 819.34 | 134.88 | 140.38 | 5.5 | 0
2035 | MAPP_US_2_MISO_W | MAPP_US | MISO_W | Internal | Summer | B7 | 400 | 2635 | 1271.08 | 128.73 | 134.23 | 5.5 | 0
2035 | MAPP_US_2_MISO_W | MAPP_US | MISO_W | Internal | Summer | B8 | 500 | 2635 | 1818.01 | 120.01 | 125.51 | 5.5 | 0
2035 | MAPP_US_2_MISO_W | MAPP_US | MISO_W | Internal | Summer | B9 | 800 | 2635 | 1206.95 | 109.93 | 115.43 | 5.5 | 0
2035 | MAPP_US_2_MISO_W | MAPP_US | MISO_W | Internal | Summer | B10 | 1262 | 2635 | 1115.81 | 96.78 | 102.28 | 5.5 | 0
2035 | MAPP_US_2_MISO_W | MAPP_US | MISO_W | Internal | Winter | B16 | 25 | 2635 | 323.78 | 45.34 | 50.84 | 5.5 | 0
2035 | MAPP_US_2_MISO_W | MAPP_US | MISO_W | Internal | Winter | B17 | 100 | 2635 | 1809.72 | 69.32 | 74.82 | 5.5 | 0
2035 | MAPP_US_2_MISO_W | MAPP_US | MISO_W | Internal | Winter | B18 | 400 | 2635 | 2635 | 88.57 | 115.33 | 5.5 | 21.26
2035 | MAPP_US_2_MISO_W | MAPP_US | MISO_W | Internal | Winter | B19 | 700 | 2635 | 2635 | 88.57 | 114.85 | 5.5 | 20.78
2035 | MAPP_US_2_MISO_W | MAPP_US | MISO_W | Internal | Winter | B20 | 935 | 2635 | 2238.69 | 69.33 | 74.83 | 5.5 | 0
2035 | MAPP_US_2_NE | MAPP_US | NE | Internal | Shoulder | B11 | 25 | 2000 | 0 | 127.74 | 129.74 | 5.5 | 0
2035 | MAPP_US_2_NE | MAPP_US | NE | Internal | Shoulder | B12 | 200 | 2000 | 0 | 109.33 | 110.25 | 5.5 | 0
2035 | MAPP_US_2_NE | MAPP_US | NE | Internal | Shoulder | B13 | 600 | 2000 | 0 | 104.38 | 100.88 | 5.5 | 0
2035 | MAPP_US_2_NE | MAPP_US | NE | Internal | Shoulder | B14 | 900 | 2000 | 0 | 80.33 | 12.52 | 5.5 | 0
2035 | MAPP_US_2_NE | MAPP_US | NE | Internal | Shoulder | B15 | 1203 | 2000 | 0 | 69.32 | 12.52 | 5.5 | 0
2035 | MAPP_US_2_NE | MAPP_US | NE | Internal | Summer | B1 | 10 | 2000 | 0 | 206.1 | 208.1 | 5.5 | 0
2035 | MAPP_US_2_NE | MAPP_US | NE | Internal | Summer | B2 | 25 | 2000 | 0 | 206.1 | 208.1 | 5.5 | 0
2035 | MAPP_US_2_NE | MAPP_US | NE | Internal | Summer | B3 | 75 | 2000 | 0 | 206.1 | 208.1 | 5.5 | 0
2035 | MAPP_US_2_NE | MAPP_US | NE | Internal | Summer | B4 | 100 | 2000 | 0 | 181.08 | 183.08 | 5.5 | 0
2035 | MAPP_US_2_NE | MAPP_US | NE | Internal | Summer | B5 | 200 | 2000 | 0 | 146.76 | 148.76 | 5.5 | 0
2035 | MAPP_US_2_NE | MAPP_US | NE | Internal | Summer | B6 | 300 | 2000 | 0 | 134.88 | 136.88 | 5.5 | 0
2035 | MAPP_US_2_NE | MAPP_US | NE | Internal | Summer | B7 | 400 | 2000 | 0 | 128.73 | 130.73 | 5.5 | 0
2035 | MAPP_US_2_NE | MAPP_US | NE | Internal | Summer | B8 | 500 | 2000 | 0 | 120.01 | 122.01 | 5.5 | 0
2035 | MAPP_US_2_NE | MAPP_US | NE | Internal | Summer | B9 | 800 | 2000 | 0 | 109.93 | 111.93 | 5.5 | 0
2035 | MAPP_US_2_NE | MAPP_US | NE | Internal | Summer | B10 | 1262 | 2000 | 0 | 96.78 | 98.77 | 5.5 | 0
2035 | MAPP_US_2_NE | MAPP_US | NE | Internal | Winter | B16 | 25 | 2000 | 0 | 45.34 | 12.52 | 5.5 | 0
2035 | MAPP_US_2_NE | MAPP_US | NE | Internal | Winter | B17 | 100 | 2000 | 0 | 69.32 | 12.52 | 5.5 | 0
2035 | MAPP_US_2_NE | MAPP_US | NE | Internal | Winter | B18 | 400 | 2000 | 0 | 88.57 | 85.07 | 5.5 | 0
2035 | MAPP_US_2_NE | MAPP_US | NE | Internal | Winter | B19 | 700 | 2000 | 0 | 88.57 | 35.32 | 5.5 | 0
2035 | MAPP_US_2_NE | MAPP_US | NE | Internal | Winter | B20 | 935 | 2000 | 0 | 69.33 | 12.52 | 5.5 | 0
2035 | MARITIMES_2_NEISO | MARITIMES | NEISO | Internal | Shoulder | B11 | 25 | 99999 | 1720.66 | 82.58 | 82.59 | 0.01 | 0
2035 | MARITIMES_2_NEISO | MARITIMES | NEISO | Internal | Shoulder | B12 | 200 | 99999 | 1717.44 | 82.58 | 82.59 | 0.01 | 0
2035 | MARITIMES_2_NEISO | MARITIMES | NEISO | Internal | Shoulder | B13 | 600 | 99999 | 1704.79 | 82.58 | 82.59 | 0.01 | 0
2035 | MARITIMES_2_NEISO | MARITIMES | NEISO | Internal | Shoulder | B14 | 900 | 99999 | 1682.64 | 82.58 | 82.59 | 0.01 | 0
2035 | MARITIMES_2_NEISO | MARITIMES | NEISO | Internal | Shoulder | B15 | 1203 | 99999 | 648.08 | 82.58 | 82.59 | 0.01 | 0
2035 | MARITIMES_2_NEISO | MARITIMES | NEISO | Internal | Summer | B1 | 10 | 99999 | 1900.1 | 144.21 | 144.22 | 0.01 | 0
2035 | MARITIMES_2_NEISO | MARITIMES | NEISO | Internal | Summer | B2 | 25 | 99999 | 1878.84 | 181.45 | 181.46 | 0.01 | 0
2035 | MARITIMES_2_NEISO | MARITIMES | NEISO | Internal | Summer | B3 | 75 | 99999 | 1836.48 | 132.79 | 132.8 | 0.01 | 0
2035 | MARITIMES_2_NEISO | MARITIMES | NEISO | Internal | Summer | B4 | 100 | 99999 | 1800.07 | 123.42 | 123.43 | 0.01 | 0
2035 | MARITIMES_2_NEISO | MARITIMES | NEISO | Internal | Summer | B5 | 200 | 99999 | 1780.26 | 123.42 | 123.43 | 0.01 | 0
2035 | MARITIMES_2_NEISO | MARITIMES | NEISO | Internal | Summer | B6 | 300 | 99999 | 1757.92 | 123.42 | 123.43 | 0.01 | 0
2035 | MARITIMES_2_NEISO | MARITIMES | NEISO | Internal | Summer | B7 | 400 | 99999 | 1732.32 | 123.42 | 123.43 | 0.01 | 0
2035 | MARITIMES_2_NEISO | MARITIMES | NEISO | Internal | Summer | B8 | 500 | 99999 | 1712.2 | 112.58 | 112.59 | 0.01 | 0
2035 | MARITIMES_2_NEISO | MARITIMES | NEISO | Internal | Summer | B9 | 800 | 99999 | 1687.55 | 106.37 | 106.38 | 0.01 | 0
2035 | MARITIMES_2_NEISO | MARITIMES | NEISO | Internal | Summer | B10 | 1262 | 99999 | 465.16 | 106.37 | 106.38 | 0.01 | 0
2035 | MARITIMES_2_NEISO | MARITIMES | NEISO | Internal | Winter | B16 | 25 | 99999 | 1765.23 | 82.58 | 82.59 | 0.01 | 0
2035 | MARITIMES_2_NEISO | MARITIMES | NEISO | Internal | Winter | B17 | 100 | 99999 | 1747.34 | 82.58 | 82.59 | 0.01 | 0
2035 | MARITIMES_2_NEISO | MARITIMES | NEISO | Internal | Winter | B18 | 400 | 99999 | 1733.65 | 82.58 | 82.59 | 0.01 | 0
2035 | MARITIMES_2_NEISO | MARITIMES | NEISO | Internal | Winter | B19 | 700 | 99999 | 1708.15 | 82.58 | 82.59 | 0.01 | 0
2035 | MARITIMES_2_NEISO | MARITIMES | NEISO | Internal | Winter | B20 | 935 | 99999 | 723.43 | 82.58 | 82.59 | 0.01 | 0
2035 | MISO_IN_2_MISO_MI | MISO_IN | MISO_MI | Internal | Shoulder | B11 | 25 | 5768 | 5768 | 114.85 | 133.24 | 0.01 | 18.38
2035 | MISO_IN_2_MISO_MI | MISO_IN | MISO_MI | Internal | Shoulder | B12 | 200 | 5768 | 5768 | 114.85 | 124.76 | 0.01 | 9.9
2035 | MISO_IN_2_MISO_MI | MISO_IN | MISO_MI | Internal | Shoulder | B13 | 600 | 5768 | 5768 | 114.85 | 116.22 | 0.01 | 1.36
2035 | MISO_IN_2_MISO_MI | MISO_IN | MISO_MI | Internal | Shoulder | B14 | 900 | 5768 | 5034.24 | 114.79 | 114.8 | 0.01 | 0
2035 | MISO_IN_2_MISO_MI | MISO_IN | MISO_MI | Internal | Shoulder | B15 | 1203 | 5768 | 5768 | 112.04 | 113.79 | 0.01 | 1.74
2035 | MISO_IN_2_MISO_MI | MISO_IN | MISO_MI | Internal | Summer | B1 | 10 | 5768 | 5768 | 131.68 | 211.6 | 0.01 | 79.91
2035 | MISO_IN_2_MISO_MI | MISO_IN | MISO_MI | Internal | Summer | B2 | 25 | 5768 | 5681.84 | 211.57 | 211.58 | 0.01 | 0
2035 | MISO_IN_2_MISO_MI | MISO_IN | MISO_MI | Internal | Summer | B3 | 75 | 5768 | 5397.28 | 211.56 | 211.57 | 0.01 | 0
2035 | MISO_IN_2_MISO_MI | MISO_IN | MISO_MI | Internal | Summer | B4 | 100 | 5768 | 3918.91 | 186.57 | 186.58 | 0.01 | 0
2035 | MISO_IN_2_MISO_MI | MISO_IN | MISO_MI | Internal | Summer | B5 | 200 | 5768 | 5768 | 151.73 | 152.26 | 0.01 | 0.52
2035 | MISO_IN_2_MISO_MI | MISO_IN | MISO_MI | Internal | Summer | B6 | 300 | 5768 | 5768 | 131.68 | 140.38 | 0.01 | 8.69
2035 | MISO_IN_2_MISO_MI | MISO_IN | MISO_MI | Internal | Summer | B7 | 400 | 5768 | 5768 | 116.73 | 132.03 | 0.01 | 15.29
2035 | MISO_IN_2_MISO_MI | MISO_IN | MISO_MI | Internal | Summer | B8 | 500 | 5768 | 5768 | 113.4 | 125.51 | 0.01 | 12.1
2035 | MISO_IN_2_MISO_MI | MISO_IN | MISO_MI | Internal | Summer | B9 | 800 | 5768 | 5768 | 113.4 | 115.43 | 0.01 | 2.01
2035 | MISO_IN_2_MISO_MI | MISO_IN | MISO_MI | Internal | Summer | B10 | 1262 | 5768 | 4832.74 | 113.4 | 113.41 | 0.01 | 0
2035 | MISO_IN_2_MISO_MI | MISO_IN | MISO_MI | Internal | Winter | B16 | 25 | 5768 | 5768 | 117.87 | 136.15 | 0.01 | 18.27
2035 | MISO_IN_2_MISO_MI | MISO_IN | MISO_MI | Internal | Winter | B17 | 100 | 5768 | 5768 | 117.87 | 129.4 | 0.01 | 11.52
2035 | MISO_IN_2_MISO_MI | MISO_IN | MISO_MI | Internal | Winter | B18 | 400 | 5768 | 5768 | 115.36 | 118.36 | 0.01 | 2.99
2035 | MISO_IN_2_MISO_MI | MISO_IN | MISO_MI | Internal | Winter | B19 | 700 | 5768 | 5768 | 115.36 | 117.73 | 0.01 | 2.36
2035 | MISO_IN_2_MISO_MI | MISO_IN | MISO_MI | Internal | Winter | B20 | 935 | 5768 | 5768 | 114.94 | 117.2 | 0.01 | 2.25
2035 | MISO_IN_2_MISO_MO-IL | MISO_IN | MISO_MO-IL | Internal | Shoulder | B11 | 25 | 5000 | 5000 | 114.85 | 133.24 | 0.01 | 18.38
2035 | MISO_IN_2_MISO_MO-IL | MISO_IN | MISO_MO-IL | Internal | Shoulder | B12 | 200 | 5000 | 0.08 | 114.85 | 114.84 | 0.01 | 0
2035 | MISO_IN_2_MISO_MO-IL | MISO_IN | MISO_MO-IL | Internal | Shoulder | B13 | 600 | 5000 | 0.02 | 114.85 | 114.84 | 0.01 | 0
2035 | MISO_IN_2_MISO_MO-IL | MISO_IN | MISO_MO-IL | Internal | Shoulder | B14 | 900 | 5000 | 0 | 114.79 | 112.09 | 0.01 | 0
2035 | MISO_IN_2_MISO_MO-IL | MISO_IN | MISO_MO-IL | Internal | Shoulder | B15 | 1203 | 5000 | 0 | 112.04 | 84.35 | 0.01 | 0
2035 | MISO_IN_2_MISO_MO-IL | MISO_IN | MISO_MO-IL | Internal | Summer | B1 | 10 | 5000 | 5000 | 131.68 | 209.96 | 0.01 | 78.27
2035 | MISO_IN_2_MISO_MO-IL | MISO_IN | MISO_MO-IL | Internal | Summer | B2 | 25 | 5000 | 4732.6 | 211.57 | 211.58 | 0.01 | 0
2035 | MISO_IN_2_MISO_MO-IL | MISO_IN | MISO_MO-IL | Internal | Summer | B3 | 75 | 5000 | 4999.87 | 211.56 | 211.6 | 0.01 | 0.02
2035 | MISO_IN_2_MISO_MO-IL | MISO_IN | MISO_MO-IL | Internal | Summer | B4 | 100 | 5000 | 4970.13 | 186.57 | 186.58 | 0.01 | 0
2035 | MISO_IN_2_MISO_MO-IL | MISO_IN | MISO_MO-IL | Internal | Summer | B5 | 200 | 5000 | 4399.98 | 151.73 | 151.74 | 0.01 | 0
2035 | MISO_IN_2_MISO_MO-IL | MISO_IN | MISO_MO-IL | Internal | Summer | B6 | 300 | 5000 | 5000 | 131.68 | 140.38 | 0.01 | 8.69
2035 | MISO_IN_2_MISO_MO-IL | MISO_IN | MISO_MO-IL | Internal | Summer | B7 | 400 | 5000 | 5000 | 116.73 | 134.24 | 0.01 | 17.5
2035 | MISO_IN_2_MISO_MO-IL | MISO_IN | MISO_MO-IL | Internal | Summer | B8 | 500 | 5000 | 5000 | 113.4 | 125.52 | 0.01 | 12.11
2035 | MISO_IN_2_MISO_MO-IL | MISO_IN | MISO_MO-IL | Internal | Summer | B9 | 800 | 5000 | 5000 | 113.4 | 115.44 | 0.01 | 2.03
2035 | MISO_IN_2_MISO_MO-IL | MISO_IN | MISO_MO-IL | Internal | Summer | B10 | 1262 | 5000 | 0 | 113.4 | 107.79 | 0.01 | 0
2035 | MISO_IN_2_MISO_MO-IL | MISO_IN | MISO_MO-IL | Internal | Winter | B16 | 25 | 5000 | 1368.38 | 117.87 | 117.88 | 0.01 | 0
2035 | MISO_IN_2_MISO_MO-IL | MISO_IN | MISO_MO-IL | Internal | Winter | B17 | 100 | 5000 | 0 | 117.87 | 116.18 | 0.01 | 0
2035 | MISO_IN_2_MISO_MO-IL | MISO_IN | MISO_MO-IL | Internal | Winter | B18 | 400 | 5000 | 0.03 | 115.36 | 115.34 | 0.01 | 0
2035 | MISO_IN_2_MISO_MO-IL | MISO_IN | MISO_MO-IL | Internal | Winter | B19 | 700 | 5000 | 0 | 115.36 | 114.87 | 0.01 | 0
2035 | MISO_IN_2_MISO_MO-IL | MISO_IN | MISO_MO-IL | Internal | Winter | B20 | 935 | 5000 | 0 | 114.94 | 84.37 | 0.01 | 0
2035 | MISO_IN_2_NonRTO_Midwest | MISO_IN | NonRTO_Midwest | Internal | Shoulder | B11 | 25 | 4800 | 2981.94 | 114.85 | 121.35 | 6.5 | 0
2035 | MISO_IN_2_NonRTO_Midwest | MISO_IN | NonRTO_Midwest | Internal | Shoulder | B12 | 200 | 4800 | 0 | 114.85 | 120.33 | 6.5 | 0
2035 | MISO_IN_2_NonRTO_Midwest | MISO_IN | NonRTO_Midwest | Internal | Shoulder | B13 | 600 | 4800 | 0 | 114.85 | 118.54 | 6.5 | 0
2035 | MISO_IN_2_NonRTO_Midwest | MISO_IN | NonRTO_Midwest | Internal | Shoulder | B14 | 900 | 4800 | 0 | 114.79 | 118.54 | 6.5 | 0
2035 | MISO_IN_2_NonRTO_Midwest | MISO_IN | NonRTO_Midwest | Internal | Shoulder | B15 | 1203 | 4800 | 1214.78 | 112.04 | 118.54 | 6.5 | 0
2035 | MISO_IN_2_NonRTO_Midwest | MISO_IN | NonRTO_Midwest | Internal | Summer | B1 | 10 | 4800 | 4420.87 | 131.68 | 138.18 | 6.5 | 0
2035 | MISO_IN_2_NonRTO_Midwest | MISO_IN | NonRTO_Midwest | Internal | Summer | B2 | 25 | 4800 | 1826.8 | 211.57 | 218.07 | 6.5 | 0
2035 | MISO_IN_2_NonRTO_Midwest | MISO_IN | NonRTO_Midwest | Internal | Summer | B3 | 75 | 4800 | 1334.97 | 211.56 | 218.06 | 6.5 | 0
2035 | MISO_IN_2_NonRTO_Midwest | MISO_IN | NonRTO_Midwest | Internal | Summer | B4 | 100 | 4800 | 925.31 | 186.57 | 193.07 | 6.5 | 0
2035 | MISO_IN_2_NonRTO_Midwest | MISO_IN | NonRTO_Midwest | Internal | Summer | B5 | 200 | 4800 | 614.32 | 151.73 | 158.23 | 6.5 | 0
2035 | MISO_IN_2_NonRTO_Midwest | MISO_IN | NonRTO_Midwest | Internal | Summer | B6 | 300 | 4800 | 141.86 | 131.68 | 138.18 | 6.5 | 0
2035 | MISO_IN_2_NonRTO_Midwest | MISO_IN | NonRTO_Midwest | Internal | Summer | B7 | 400 | 4800 | 449.05 | 116.73 | 123.23 | 6.5 | 0
2035 | MISO_IN_2_NonRTO_Midwest | MISO_IN | NonRTO_Midwest | Internal | Summer | B8 | 500 | 4800 | 0 | 113.4 | 117.03 | 6.5 | 0
2035 | MISO_IN_2_NonRTO_Midwest | MISO_IN | NonRTO_Midwest | Internal | Summer | B9 | 800 | 4800 | 0 | 113.4 | 117.03 | 6.5 | 0
2035 | MISO_IN_2_NonRTO_Midwest | MISO_IN | NonRTO_Midwest | Internal | Summer | B10 | 1262 | 4800 | 0 | 113.4 | 117.03 | 6.5 | 0
2035 | MISO_IN_2_NonRTO_Midwest | MISO_IN | NonRTO_Midwest | Internal | Winter | B16 | 25 | 4800 | 4799.87 | 117.87 | 124.46 | 6.5 | 0.09
2035 | MISO_IN_2_NonRTO_Midwest | MISO_IN | NonRTO_Midwest | Internal | Winter | B17 | 100 | 4800 | 1542.92 | 117.87 | 124.37 | 6.5 | 0
2035 | MISO_IN_2_NonRTO_Midwest | MISO_IN | NonRTO_Midwest | Internal | Winter | B18 | 400 | 4800 | 1879.54 | 115.36 | 121.86 | 6.5 | 0
2035 | MISO_IN_2_NonRTO_Midwest | MISO_IN | NonRTO_Midwest | Internal | Winter | B19 | 700 | 4800 | 2495.95 | 115.36 | 121.86 | 6.5 | 0
2035 | MISO_IN_2_NonRTO_Midwest | MISO_IN | NonRTO_Midwest | Internal | Winter | B20 | 935 | 4800 | 4245.84 | 114.94 | 121.44 | 6.5 | 0
2035 | MISO_IN_2_PJM_ROR | MISO_IN | PJM_ROR | Internal | Shoulder | B11 | 25 | 1253 | 1253 | 114.85 | 134.24 | 1 | 18.39
2035 | MISO_IN_2_PJM_ROR | MISO_IN | PJM_ROR | Internal | Shoulder | B12 | 200 | 1253 | 1253 | 114.85 | 125.76 | 1 | 9.91
2035 | MISO_IN_2_PJM_ROR | MISO_IN | PJM_ROR | Internal | Shoulder | B13 | 600 | 1253 | 1253 | 114.85 | 117.22 | 1 | 1.37
2035 | MISO_IN_2_PJM_ROR | MISO_IN | PJM_ROR | Internal | Shoulder | B14 | 900 | 1253 | 1253 | 114.79 | 116.65 | 1 | 0.86
2035 | MISO_IN_2_PJM_ROR | MISO_IN | PJM_ROR | Internal | Shoulder | B15 | 1203 | 1253 | 1253 | 112.04 | 114.79 | 1 | 1.75
2035 | MISO_IN_2_PJM_ROR | MISO_IN | PJM_ROR | Internal | Summer | B1 | 10 | 1253 | 1253 | 131.68 | 212.6 | 1 | 79.92
2035 | MISO_IN_2_PJM_ROR | MISO_IN | PJM_ROR | Internal | Summer | B2 | 25 | 1253 | 1252.58 | 211.57 | 212.6 | 1 | 0.02
2035 | MISO_IN_2_PJM_ROR | MISO_IN | PJM_ROR | Internal | Summer | B3 | 75 | 1253 | 1252.91 | 211.56 | 212.6 | 1 | 0.04
2035 | MISO_IN_2_PJM_ROR | MISO_IN | PJM_ROR | Internal | Summer | B4 | 100 | 1253 | 1252.81 | 186.57 | 187.58 | 1 | 0.01
2035 | MISO_IN_2_PJM_ROR | MISO_IN | PJM_ROR | Internal | Summer | B5 | 200 | 1253 | 1253 | 151.73 | 153.26 | 1 | 0.53
2035 | MISO_IN_2_PJM_ROR | MISO_IN | PJM_ROR | Internal | Summer | B6 | 300 | 1253 | 1253 | 131.68 | 141.38 | 1 | 8.7
2035 | MISO_IN_2_PJM_ROR | MISO_IN | PJM_ROR | Internal | Summer | B7 | 400 | 1253 | 1253 | 116.73 | 135.23 | 1 | 17.5
2035 | MISO_IN_2_PJM_ROR | MISO_IN | PJM_ROR | Internal | Summer | B8 | 500 | 1253 | 1253 | 113.4 | 126.51 | 1 | 12.11
2035 | MISO_IN_2_PJM_ROR | MISO_IN | PJM_ROR | Internal | Summer | B9 | 800 | 1253 | 1253 | 113.4 | 116.43 | 1 | 2.03
2035 | MISO_IN_2_PJM_ROR | MISO_IN | PJM_ROR | Internal | Summer | B10 | 1262 | 1253 | 0 | 113.4 | 113.16 | 1 | 0
2035 | MISO_IN_2_PJM_ROR | MISO_IN | PJM_ROR | Internal | Winter | B16 | 25 | 1253 | 1253 | 117.87 | 137.43 | 1 | 18.56
2035 | MISO_IN_2_PJM_ROR | MISO_IN | PJM_ROR | Internal | Winter | B17 | 100 | 1253 | 1253 | 117.87 | 130.4 | 1 | 11.53
2035 | MISO_IN_2_PJM_ROR | MISO_IN | PJM_ROR | Internal | Winter | B18 | 400 | 1253 | 1253 | 115.36 | 121.4 | 1 | 5.04
2035 | MISO_IN_2_PJM_ROR | MISO_IN | PJM_ROR | Internal | Winter | B19 | 700 | 1253 | 1253 | 115.36 | 120.22 | 1 | 3.87
2035 | MISO_IN_2_PJM_ROR | MISO_IN | PJM_ROR | Internal | Winter | B20 | 935 | 1253 | 1253 | 114.94 | 118.29 | 1 | 2.35
2035 | MISO_MI_2_IESO | MISO_MI | IESO | Internal | Shoulder | B11 | 25 | 2331 | 0 | 133.24 | 81.33 | 6.5 | 0
2035 | MISO_MI_2_IESO | MISO_MI | IESO | Internal | Shoulder | B12 | 200 | 2331 | 0 | 124.76 | 81.33 | 6.5 | 0
2035 | MISO_MI_2_IESO | MISO_MI | IESO | Internal | Shoulder | B13 | 600 | 2331 | 0 | 116.22 | 81.33 | 6.5 | 0
2035 | MISO_MI_2_IESO | MISO_MI | IESO | Internal | Shoulder | B14 | 900 | 2331 | 0 | 114.8 | 81.33 | 6.5 | 0
2035 | MISO_MI_2_IESO | MISO_MI | IESO | Internal | Shoulder | B15 | 1203 | 2331 | 0 | 113.79 | 81.33 | 6.5 | 0
2035 | MISO_MI_2_IESO | MISO_MI | IESO | Internal | Summer | B1 | 10 | 2331 | 0 | 211.6 | 113.38 | 6.5 | 0
2035 | MISO_MI_2_IESO | MISO_MI | IESO | Internal | Summer | B2 | 25 | 2331 | 0 | 211.58 | 126.8 | 6.5 | 0
2035 | MISO_MI_2_IESO | MISO_MI | IESO | Internal | Summer | B3 | 75 | 2331 | 0 | 211.57 | 126.8 | 6.5 | 0
2035 | MISO_MI_2_IESO | MISO_MI | IESO | Internal | Summer | B4 | 100 | 2331 | 0 | 186.58 | 97.78 | 6.5 | 0
2035 | MISO_MI_2_IESO | MISO_MI | IESO | Internal | Summer | B5 | 200 | 2331 | 0 | 152.26 | 86.78 | 6.5 | 0
2035 | MISO_MI_2_IESO | MISO_MI | IESO | Internal | Summer | B6 | 300 | 2331 | 0 | 140.38 | 79 | 6.5 | 0
2035 | MISO_MI_2_IESO | MISO_MI | IESO | Internal | Summer | B7 | 400 | 2331 | 0 | 132.03 | 79 | 6.5 | 0
2035 | MISO_MI_2_IESO | MISO_MI | IESO | Internal | Summer | B8 | 500 | 2331 | 0 | 125.51 | 79 | 6.5 | 0
2035 | MISO_MI_2_IESO | MISO_MI | IESO | Internal | Summer | B9 | 800 | 2331 | 0 | 115.43 | 79 | 6.5 | 0
2035 | MISO_MI_2_IESO | MISO_MI | IESO | Internal | Summer | B10 | 1262 | 2331 | 0 | 113.41 | 79 | 6.5 | 0
2035 | MISO_MI_2_IESO | MISO_MI | IESO | Internal | Winter | B16 | 25 | 2331 | 0 | 136.15 | 81.33 | 6.5 | 0
2035 | MISO_MI_2_IESO | MISO_MI | IESO | Internal | Winter | B17 | 100 | 2331 | 0 | 129.4 | 81.33 | 6.5 | 0
2035 | MISO_MI_2_IESO | MISO_MI | IESO | Internal | Winter | B18 | 400 | 2331 | 0 | 118.36 | 81.33 | 6.5 | 0
2035 | MISO_MI_2_IESO | MISO_MI | IESO | Internal | Winter | B19 | 700 | 2331 | 0 | 117.73 | 81.33 | 6.5 | 0
2035 | MISO_MI_2_IESO | MISO_MI | IESO | Internal | Winter | B20 | 935 | 2331 | 0 | 117.2 | 81.33 | 6.5 | 0
2035 | MISO_MI_2_MISO_IN | MISO_MI | MISO_IN | Internal | Shoulder | B11 | 25 | 2813 | 0 | 133.24 | 114.85 | 0.01 | 0
2035 | MISO_MI_2_MISO_IN | MISO_MI | MISO_IN | Internal | Shoulder | B12 | 200 | 2813 | 0 | 124.76 | 114.85 | 0.01 | 0
2035 | MISO_MI_2_MISO_IN | MISO_MI | MISO_IN | Internal | Shoulder | B13 | 600 | 2813 | 0 | 116.22 | 114.85 | 0.01 | 0
2035 | MISO_MI_2_MISO_IN | MISO_MI | MISO_IN | Internal | Shoulder | B14 | 900 | 2813 | 0.01 | 114.8 | 114.79 | 0.01 | 0
2035 | MISO_MI_2_MISO_IN | MISO_MI | MISO_IN | Internal | Shoulder | B15 | 1203 | 2813 | 0 | 113.79 | 112.04 | 0.01 | 0
2035 | MISO_MI_2_MISO_IN | MISO_MI | MISO_IN | Internal | Summer | B1 | 10 | 2813 | 0 | 211.6 | 131.68 | 0.01 | 0
2035 | MISO_MI_2_MISO_IN | MISO_MI | MISO_IN | Internal | Summer | B2 | 25 | 2813 | 0.41 | 211.58 | 211.57 | 0.01 | 0
2035 | MISO_MI_2_MISO_IN | MISO_MI | MISO_IN | Internal | Summer | B3 | 75 | 2813 | 0.16 | 211.57 | 211.56 | 0.01 | 0
2035 | MISO_MI_2_MISO_IN | MISO_MI | MISO_IN | Internal | Summer | B4 | 100 | 2813 | 0.13 | 186.58 | 186.57 | 0.01 | 0
2035 | MISO_MI_2_MISO_IN | MISO_MI | MISO_IN | Internal | Summer | B5 | 200 | 2813 | 0 | 152.26 | 151.73 | 0.01 | 0
2035 | MISO_MI_2_MISO_IN | MISO_MI | MISO_IN | Internal | Summer | B6 | 300 | 2813 | 0 | 140.38 | 131.68 | 0.01 | 0
2035 | MISO_MI_2_MISO_IN | MISO_MI | MISO_IN | Internal | Summer | B7 | 400 | 2813 | 0 | 132.03 | 116.73 | 0.01 | 0
2035 | MISO_MI_2_MISO_IN | MISO_MI | MISO_IN | Internal | Summer | B8 | 500 | 2813 | 0 | 125.51 | 113.4 | 0.01 | 0
2035 | MISO_MI_2_MISO_IN | MISO_MI | MISO_IN | Internal | Summer | B9 | 800 | 2813 | 0 | 115.43 | 113.4 | 0.01 | 0
2035 | MISO_MI_2_MISO_IN | MISO_MI | MISO_IN | Internal | Summer | B10 | 1262 | 2813 | 0.01 | 113.41 | 113.4 | 0.01 | 0
2035 | MISO_MI_2_MISO_IN | MISO_MI | MISO_IN | Internal | Winter | B16 | 25 | 2813 | 0 | 136.15 | 117.87 | 0.01 | 0
2035 | MISO_MI_2_MISO_IN | MISO_MI | MISO_IN | Internal | Winter | B17 | 100 | 2813 | 0 | 129.4 | 117.87 | 0.01 | 0
2035 | MISO_MI_2_MISO_IN | MISO_MI | MISO_IN | Internal | Winter | B18 | 400 | 2813 | 0 | 118.36 | 115.36 | 0.01 | 0
2035 | MISO_MI_2_MISO_IN | MISO_MI | MISO_IN | Internal | Winter | B19 | 700 | 2813 | 0 | 117.73 | 115.36 | 0.01 | 0
2035 | MISO_MI_2_MISO_IN | MISO_MI | MISO_IN | Internal | Winter | B20 | 935 | 2813 | 0 | 117.2 | 114.94 | 0.01 | 0
2035 | MISO_MI_2_MISO_WUMS | MISO_MI | MISO_WUMS | Internal | Shoulder | B11 | 25 | 805 | 0.46 | 133.24 | 133.23 | 0.01 | 0
2035 | MISO_MI_2_MISO_WUMS | MISO_MI | MISO_WUMS | Internal | Shoulder | B12 | 200 | 805 | 0 | 124.76 | 114.81 | 0.01 | 0
2035 | MISO_MI_2_MISO_WUMS | MISO_MI | MISO_WUMS | Internal | Shoulder | B13 | 600 | 805 | 0 | 116.22 | 114.81 | 0.01 | 0
2035 | MISO_MI_2_MISO_WUMS | MISO_MI | MISO_WUMS | Internal | Shoulder | B14 | 900 | 805 | 0.01 | 114.8 | 114.79 | 0.01 | 0
2035 | MISO_MI_2_MISO_WUMS | MISO_MI | MISO_WUMS | Internal | Shoulder | B15 | 1203 | 805 | 0.03 | 113.79 | 113.79 | 0.01 | 0
2035 | MISO_MI_2_MISO_WUMS | MISO_MI | MISO_WUMS | Internal | Summer | B1 | 10 | 805 | 0 | 211.6 | 131.46 | 0.01 | 0
2035 | MISO_MI_2_MISO_WUMS | MISO_MI | MISO_WUMS | Internal | Summer | B2 | 25 | 805 | 0.38 | 211.58 | 211.57 | 0.01 | 0
2035 | MISO_MI_2_MISO_WUMS | MISO_MI | MISO_WUMS | Internal | Summer | B3 | 75 | 805 | 300.21 | 211.57 | 211.58 | 0.01 | 0
2035 | MISO_MI_2_MISO_WUMS | MISO_MI | MISO_WUMS | Internal | Summer | B4 | 100 | 805 | 0.14 | 186.58 | 186.57 | 0.01 | 0
2035 | MISO_MI_2_MISO_WUMS | MISO_MI | MISO_WUMS | Internal | Summer | B5 | 200 | 805 | 0.06 | 152.26 | 152.25 | 0.01 | 0
2035 | MISO_MI_2_MISO_WUMS | MISO_MI | MISO_WUMS | Internal | Summer | B6 | 300 | 805 | 0.04 | 140.38 | 140.37 | 0.01 | 0
2035 | MISO_MI_2_MISO_WUMS | MISO_MI | MISO_WUMS | Internal | Summer | B7 | 400 | 805 | 0 | 132.03 | 131.46 | 0.01 | 0
2035 | MISO_MI_2_MISO_WUMS | MISO_MI | MISO_WUMS | Internal | Summer | B8 | 500 | 805 | 0.03 | 125.51 | 125.5 | 0.01 | 0
2035 | MISO_MI_2_MISO_WUMS | MISO_MI | MISO_WUMS | Internal | Summer | B9 | 800 | 805 | 0.02 | 115.43 | 115.41 | 0.01 | 0
2035 | MISO_MI_2_MISO_WUMS | MISO_MI | MISO_WUMS | Internal | Summer | B10 | 1262 | 805 | 0 | 113.41 | 113.22 | 0.01 | 0
2035 | MISO_MI_2_MISO_WUMS | MISO_MI | MISO_WUMS | Internal | Winter | B16 | 25 | 805 | 0 | 136.15 | 117.75 | 0.01 | 0
2035 | MISO_MI_2_MISO_WUMS | MISO_MI | MISO_WUMS | Internal | Winter | B17 | 100 | 805 | 0 | 129.4 | 117.75 | 0.01 | 0
2035 | MISO_MI_2_MISO_WUMS | MISO_MI | MISO_WUMS | Internal | Winter | B18 | 400 | 805 | 0 | 118.36 | 117.75 | 0.01 | 0
2035 | MISO_MI_2_MISO_WUMS | MISO_MI | MISO_WUMS | Internal | Winter | B19 | 700 | 805 | 42.6 | 117.73 | 117.75 | 0.01 | 0
2035 | MISO_MI_2_MISO_WUMS | MISO_MI | MISO_WUMS | Internal | Winter | B20 | 935 | 805 | 805 | 117.2 | 117.29 | 0.01 | 0.08
2035 | MISO_MI_2_PJM_ROR | MISO_MI | PJM_ROR | Internal | Shoulder | B11 | 25 | 1424 | 1377.02 | 133.24 | 134.24 | 1 | 0
2035 | MISO_MI_2_PJM_ROR | MISO_MI | PJM_ROR | Internal | Shoulder | B12 | 200 | 1424 | 1048.75 | 124.76 | 125.76 | 1 | 0
2035 | MISO_MI_2_PJM_ROR | MISO_MI | PJM_ROR | Internal | Shoulder | B13 | 600 | 1424 | 1405.5 | 116.22 | 117.22 | 1 | 0
2035 | MISO_MI_2_PJM_ROR | MISO_MI | PJM_ROR | Internal | Shoulder | B14 | 900 | 1424 | 1424 | 114.8 | 116.65 | 1 | 0.85
2035 | MISO_MI_2_PJM_ROR | MISO_MI | PJM_ROR | Internal | Shoulder | B15 | 1203 | 1424 | 1132.02 | 113.79 | 114.79 | 1 | 0
2035 | MISO_MI_2_PJM_ROR | MISO_MI | PJM_ROR | Internal | Summer | B1 | 10 | 1424 | 426.42 | 211.6 | 212.6 | 1 | 0
2035 | MISO_MI_2_PJM_ROR | MISO_MI | PJM_ROR | Internal | Summer | B2 | 25 | 1424 | 1423.09 | 211.58 | 212.6 | 1 | 0.01
2035 | MISO_MI_2_PJM_ROR | MISO_MI | PJM_ROR | Internal | Summer | B3 | 75 | 1424 | 1423.87 | 211.57 | 212.6 | 1 | 0.02
2035 | MISO_MI_2_PJM_ROR | MISO_MI | PJM_ROR | Internal | Summer | B4 | 100 | 1424 | 1395.84 | 186.58 | 187.58 | 1 | 0
2035 | MISO_MI_2_PJM_ROR | MISO_MI | PJM_ROR | Internal | Summer | B5 | 200 | 1424 | 1298.15 | 152.26 | 153.26 | 1 | 0
2035 | MISO_MI_2_PJM_ROR | MISO_MI | PJM_ROR | Internal | Summer | B6 | 300 | 1424 | 991.03 | 140.38 | 141.38 | 1 | 0
2035 | MISO_MI_2_PJM_ROR | MISO_MI | PJM_ROR | Internal | Summer | B7 | 400 | 1424 | 1424 | 132.03 | 135.23 | 1 | 2.2
2035 | MISO_MI_2_PJM_ROR | MISO_MI | PJM_ROR | Internal | Summer | B8 | 500 | 1424 | 713.09 | 125.51 | 126.51 | 1 | 0
2035 | MISO_MI_2_PJM_ROR | MISO_MI | PJM_ROR | Internal | Summer | B9 | 800 | 1424 | 1404.17 | 115.43 | 116.43 | 1 | 0
2035 | MISO_MI_2_PJM_ROR | MISO_MI | PJM_ROR | Internal | Summer | B10 | 1262 | 1424 | 0 | 113.41 | 113.16 | 1 | 0
2035 | MISO_MI_2_PJM_ROR | MISO_MI | PJM_ROR | Internal | Winter | B16 | 25 | 1424 | 1423.95 | 136.15 | 137.43 | 1 | 0.28
2035 | MISO_MI_2_PJM_ROR | MISO_MI | PJM_ROR | Internal | Winter | B17 | 100 | 1424 | 714.71 | 129.4 | 130.4 | 1 | 0
2035 | MISO_MI_2_PJM_ROR | MISO_MI | PJM_ROR | Internal | Winter | B18 | 400 | 1424 | 1424 | 118.36 | 121.4 | 1 | 2.04
2035 | MISO_MI_2_PJM_ROR | MISO_MI | PJM_ROR | Internal | Winter | B19 | 700 | 1424 | 1424 | 117.73 | 120.22 | 1 | 1.49
2035 | MISO_MI_2_PJM_ROR | MISO_MI | PJM_ROR | Internal | Winter | B20 | 935 | 1424 | 1424 | 117.2 | 118.29 | 1 | 0.09
2035 | MISO_MO-IL_2_ENT | MISO_MO-IL | ENT | Internal | Shoulder | B11 | 25 | 2540 | 0 | 133.24 | 133.24 | 6.5 | 0
2035 | MISO_MO-IL_2_ENT | MISO_MO-IL | ENT | Internal | Shoulder | B12 | 200 | 2540 | 0 | 114.84 | 113.76 | 6.5 | 0
2035 | MISO_MO-IL_2_ENT | MISO_MO-IL | ENT | Internal | Shoulder | B13 | 600 | 2540 | 0 | 114.84 | 109.34 | 6.5 | 0
2035 | MISO_MO-IL_2_ENT | MISO_MO-IL | ENT | Internal | Shoulder | B14 | 900 | 2540 | 0 | 112.09 | 106.59 | 6.5 | 0
2035 | MISO_MO-IL_2_ENT | MISO_MO-IL | ENT | Internal | Shoulder | B15 | 1203 | 2540 | 0 | 84.35 | 16.02 | 6.5 | 0
2035 | MISO_MO-IL_2_ENT | MISO_MO-IL | ENT | Internal | Summer | B1 | 10 | 2540 | 0 | 209.96 | 139.33 | 6.5 | 0
2035 | MISO_MO-IL_2_ENT | MISO_MO-IL | ENT | Internal | Summer | B2 | 25 | 2540 | 0 | 211.58 | 199.79 | 6.5 | 0
2035 | MISO_MO-IL_2_ENT | MISO_MO-IL | ENT | Internal | Summer | B3 | 75 | 2540 | 0 | 211.6 | 211.6 | 6.5 | 0
2035 | MISO_MO-IL_2_ENT | MISO_MO-IL | ENT | Internal | Summer | B4 | 100 | 2540 | 0 | 186.58 | 186.58 | 6.5 | 0
2035 | MISO_MO-IL_2_ENT | MISO_MO-IL | ENT | Internal | Summer | B5 | 200 | 2540 | 0 | 151.74 | 146.24 | 6.5 | 0
2035 | MISO_MO-IL_2_ENT | MISO_MO-IL | ENT | Internal | Summer | B6 | 300 | 2540 | 0 | 140.38 | 140.38 | 6.5 | 0
2035 | MISO_MO-IL_2_ENT | MISO_MO-IL | ENT | Internal | Summer | B7 | 400 | 2540 | 0 | 134.24 | 134.59 | 6.5 | 0
2035 | MISO_MO-IL_2_ENT | MISO_MO-IL | ENT | Internal | Summer | B8 | 500 | 2540 | 0 | 125.52 | 125.52 | 6.5 | 0
2035 | MISO_MO-IL_2_ENT | MISO_MO-IL | ENT | Internal | Summer | B9 | 800 | 2540 | 0 | 115.44 | 115.44 | 6.5 | 0
2035 | MISO_MO-IL_2_ENT | MISO_MO-IL | ENT | Internal | Summer | B10 | 1262 | 2540 | 0 | 107.79 | 102.29 | 6.5 | 0
2035 | MISO_MO-IL_2_ENT | MISO_MO-IL | ENT | Internal | Winter | B16 | 25 | 2540 | 0 | 117.88 | 120.46 | 6.5 | 0
2035 | MISO_MO-IL_2_ENT | MISO_MO-IL | ENT | Internal | Winter | B17 | 100 | 2540 | 0 | 116.18 | 116.72 | 6.5 | 0
2035 | MISO_MO-IL_2_ENT | MISO_MO-IL | ENT | Internal | Winter | B18 | 400 | 2540 | 0 | 115.34 | 115.34 | 6.5 | 0
2035 | MISO_MO-IL_2_ENT | MISO_MO-IL | ENT | Internal | Winter | B19 | 700 | 2540 | 0 | 114.87 | 109.37 | 6.5 | 0
2035 | MISO_MO-IL_2_ENT | MISO_MO-IL | ENT | Internal | Winter | B20 | 935 | 2540 | 0 | 84.37 | 16.3 | 6.5 | 0
2035 | MISO_MO-IL_2_MISO_IN | MISO_MO-IL | MISO_IN | Internal | Shoulder | B11 | 25 | 2100 | 0 | 133.24 | 114.85 | 0.01 | 0
2035 | MISO_MO-IL_2_MISO_IN | MISO_MO-IL | MISO_IN | Internal | Shoulder | B12 | 200 | 2100 | 488.25 | 114.84 | 114.85 | 0.01 | 0
2035 | MISO_MO-IL_2_MISO_IN | MISO_MO-IL | MISO_IN | Internal | Shoulder | B13 | 600 | 2100 | 2089.62 | 114.84 | 114.85 | 0.01 | 0
2035 | MISO_MO-IL_2_MISO_IN | MISO_MO-IL | MISO_IN | Internal | Shoulder | B14 | 900 | 2100 | 2100 | 112.09 | 114.79 | 0.01 | 2.69
2035 | MISO_MO-IL_2_MISO_IN | MISO_MO-IL | MISO_IN | Internal | Shoulder | B15 | 1203 | 2100 | 2100 | 84.35 | 112.04 | 0.01 | 27.68
2035 | MISO_MO-IL_2_MISO_IN | MISO_MO-IL | MISO_IN | Internal | Summer | B1 | 10 | 2100 | 0 | 209.96 | 131.68 | 0.01 | 0
2035 | MISO_MO-IL_2_MISO_IN | MISO_MO-IL | MISO_IN | Internal | Summer | B2 | 25 | 2100 | 0.42 | 211.58 | 211.57 | 0.01 | 0
2035 | MISO_MO-IL_2_MISO_IN | MISO_MO-IL | MISO_IN | Internal | Summer | B3 | 75 | 2100 | 0.07 | 211.6 | 211.56 | 0.01 | 0
2035 | MISO_MO-IL_2_MISO_IN | MISO_MO-IL | MISO_IN | Internal | Summer | B4 | 100 | 2100 | 0.1 | 186.58 | 186.57 | 0.01 | 0
2035 | MISO_MO-IL_2_MISO_IN | MISO_MO-IL | MISO_IN | Internal | Summer | B5 | 200 | 2100 | 0.06 | 151.74 | 151.73 | 0.01 | 0
2035 | MISO_MO-IL_2_MISO_IN | MISO_MO-IL | MISO_IN | Internal | Summer | B6 | 300 | 2100 | 0 | 140.38 | 131.68 | 0.01 | 0
2035 | MISO_MO-IL_2_MISO_IN | MISO_MO-IL | MISO_IN | Internal | Summer | B7 | 400 | 2100 | 0 | 134.24 | 116.73 | 0.01 | 0
2035 | MISO_MO-IL_2_MISO_IN | MISO_MO-IL | MISO_IN | Internal | Summer | B8 | 500 | 2100 | 0 | 125.52 | 113.4 | 0.01 | 0
2035 | MISO_MO-IL_2_MISO_IN | MISO_MO-IL | MISO_IN | Internal | Summer | B9 | 800 | 2100 | 0 | 115.44 | 113.4 | 0.01 | 0
2035 | MISO_MO-IL_2_MISO_IN | MISO_MO-IL | MISO_IN | Internal | Summer | B10 | 1262 | 2100 | 2100 | 107.79 | 113.4 | 0.01 | 5.6
2035 | MISO_MO-IL_2_MISO_IN | MISO_MO-IL | MISO_IN | Internal | Winter | B16 | 25 | 2100 | 0.51 | 117.88 | 117.87 | 0.01 | 0
2035 | MISO_MO-IL_2_MISO_IN | MISO_MO-IL | MISO_IN | Internal | Winter | B17 | 100 | 2100 | 2100 | 116.18 | 117.87 | 0.01 | 1.68
2035 | MISO_MO-IL_2_MISO_IN | MISO_MO-IL | MISO_IN | Internal | Winter | B18 | 400 | 2100 | 1750.99 | 115.34 | 115.36 | 0.01 | 0
2035 | MISO_MO-IL_2_MISO_IN | MISO_MO-IL | MISO_IN | Internal | Winter | B19 | 700 | 2100 | 2100 | 114.87 | 115.36 | 0.01 | 0.48
2035 | MISO_MO-IL_2_MISO_IN | MISO_MO-IL | MISO_IN | Internal | Winter | B20 | 935 | 2100 | 2100 | 84.37 | 114.94 | 0.01 | 30.56
2035 | MISO_MO-IL_2_MISO_W | MISO_MO-IL | MISO_W | Internal | Shoulder | B11 | 25 | 1082 | 1.14 | 133.24 | 133.24 | 0.01 | 0
2035 | MISO_MO-IL_2_MISO_W | MISO_MO-IL | MISO_W | Internal | Shoulder | B12 | 200 | 1082 | 0.07 | 114.84 | 114.83 | 0.01 | 0
2035 | MISO_MO-IL_2_MISO_W | MISO_MO-IL | MISO_W | Internal | Shoulder | B13 | 600 | 1082 | 0.02 | 114.84 | 114.83 | 0.01 | 0
2035 | MISO_MO-IL_2_MISO_W | MISO_MO-IL | MISO_W | Internal | Shoulder | B14 | 900 | 1082 | 0 | 112.09 | 85.83 | 0.01 | 0
2035 | MISO_MO-IL_2_MISO_W | MISO_MO-IL | MISO_W | Internal | Shoulder | B15 | 1203 | 1082 | 0 | 84.35 | 74.82 | 0.01 | 0
2035 | MISO_MO-IL_2_MISO_W | MISO_MO-IL | MISO_W | Internal | Summer | B1 | 10 | 1082 | 1081.98 | 209.96 | 211.6 | 0.01 | 1.62
2035 | MISO_MO-IL_2_MISO_W | MISO_MO-IL | MISO_W | Internal | Summer | B2 | 25 | 1082 | 524.98 | 211.58 | 211.6 | 0.01 | 0
2035 | MISO_MO-IL_2_MISO_W | MISO_MO-IL | MISO_W | Internal | Summer | B3 | 75 | 1082 | 0.29 | 211.6 | 211.6 | 0.01 | 0
2035 | MISO_MO-IL_2_MISO_W | MISO_MO-IL | MISO_W | Internal | Summer | B4 | 100 | 1082 | 0.25 | 186.58 | 186.58 | 0.01 | 0
2035 | MISO_MO-IL_2_MISO_W | MISO_MO-IL | MISO_W | Internal | Summer | B5 | 200 | 1082 | 1082 | 151.74 | 152.26 | 0.01 | 0.51
2035 | MISO_MO-IL_2_MISO_W | MISO_MO-IL | MISO_W | Internal | Summer | B6 | 300 | 1082 | 0.09 | 140.38 | 140.38 | 0.01 | 0
2035 | MISO_MO-IL_2_MISO_W | MISO_MO-IL | MISO_W | Internal | Summer | B7 | 400 | 1082 | 0.03 | 134.24 | 134.23 | 0.01 | 0
2035 | MISO_MO-IL_2_MISO_W | MISO_MO-IL | MISO_W | Internal | Summer | B8 | 500 | 1082 | 0.03 | 125.52 | 125.51 | 0.01 | 0
2035 | MISO_MO-IL_2_MISO_W | MISO_MO-IL | MISO_W | Internal | Summer | B9 | 800 | 1082 | 0.02 | 115.44 | 115.43 | 0.01 | 0
2035 | MISO_MO-IL_2_MISO_W | MISO_MO-IL | MISO_W | Internal | Summer | B10 | 1262 | 1082 | 0 | 107.79 | 102.28 | 0.01 | 0
2035 | MISO_MO-IL_2_MISO_W | MISO_MO-IL | MISO_W | Internal | Winter | B16 | 25 | 1082 | 0 | 117.88 | 50.84 | 0.01 | 0
2035 | MISO_MO-IL_2_MISO_W | MISO_MO-IL | MISO_W | Internal | Winter | B17 | 100 | 1082 | 0 | 116.18 | 74.82 | 0.01 | 0
2035 | MISO_MO-IL_2_MISO_W | MISO_MO-IL | MISO_W | Internal | Winter | B18 | 400 | 1082 | 0.03 | 115.34 | 115.33 | 0.01 | 0
2035 | MISO_MO-IL_2_MISO_W | MISO_MO-IL | MISO_W | Internal | Winter | B19 | 700 | 1082 | 0.02 | 114.87 | 114.85 | 0.01 | 0
2035 | MISO_MO-IL_2_MISO_W | MISO_MO-IL | MISO_W | Internal | Winter | B20 | 935 | 1082 | 0 | 84.37 | 74.83 | 0.01 | 0
2035 | MISO_MO-IL_2_PJM_ROR | MISO_MO-IL | PJM_ROR | Internal | Shoulder | B11 | 25 | 1212 | 1086.07 | 133.24 | 134.24 | 1 | 0
2035 | MISO_MO-IL_2_PJM_ROR | MISO_MO-IL | PJM_ROR | Internal | Shoulder | B12 | 200 | 1212 | 1212 | 114.84 | 125.76 | 1 | 9.92
2035 | MISO_MO-IL_2_PJM_ROR | MISO_MO-IL | PJM_ROR | Internal | Shoulder | B13 | 600 | 1212 | 1212 | 114.84 | 117.22 | 1 | 1.38
2035 | MISO_MO-IL_2_PJM_ROR | MISO_MO-IL | PJM_ROR | Internal | Shoulder | B14 | 900 | 1212 | 1212 | 112.09 | 116.65 | 1 | 3.57
2035 | MISO_MO-IL_2_PJM_ROR | MISO_MO-IL | PJM_ROR | Internal | Shoulder | B15 | 1203 | 1212 | 1212 | 84.35 | 114.79 | 1 | 29.44
2035 | MISO_MO-IL_2_PJM_ROR | MISO_MO-IL | PJM_ROR | Internal | Summer | B1 | 10 | 1212 | 1211.98 | 209.96 | 212.6 | 1 | 1.63
2035 | MISO_MO-IL_2_PJM_ROR | MISO_MO-IL | PJM_ROR | Internal | Summer | B2 | 25 | 1212 | 1211.16 | 211.58 | 212.6 | 1 | 0.01
2035 | MISO_MO-IL_2_PJM_ROR | MISO_MO-IL | PJM_ROR | Internal | Summer | B3 | 75 | 1212 | 71.07 | 211.6 | 212.6 | 1 | 0
2035 | MISO_MO-IL_2_PJM_ROR | MISO_MO-IL | PJM_ROR | Internal | Summer | B4 | 100 | 1212 | 574.22 | 186.58 | 187.58 | 1 | 0
2035 | MISO_MO-IL_2_PJM_ROR | MISO_MO-IL | PJM_ROR | Internal | Summer | B5 | 200 | 1212 | 1212 | 151.74 | 153.26 | 1 | 0.52
2035 | MISO_MO-IL_2_PJM_ROR | MISO_MO-IL | PJM_ROR | Internal | Summer | B6 | 300 | 1212 | 520.13 | 140.38 | 141.38 | 1 | 0
2035 | MISO_MO-IL_2_PJM_ROR | MISO_MO-IL | PJM_ROR | Internal | Summer | B7 | 400 | 1212 | 0.07 | 134.24 | 135.23 | 1 | 0
2035 | MISO_MO-IL_2_PJM_ROR | MISO_MO-IL | PJM_ROR | Internal | Summer | B8 | 500 | 1212 | 0.05 | 125.52 | 126.51 | 1 | 0
2035 | MISO_MO-IL_2_PJM_ROR | MISO_MO-IL | PJM_ROR | Internal | Summer | B9 | 800 | 1212 | 0.04 | 115.44 | 116.43 | 1 | 0
2035 | MISO_MO-IL_2_PJM_ROR | MISO_MO-IL | PJM_ROR | Internal | Summer | B10 | 1262 | 1212 | 1212 | 107.79 | 113.16 | 1 | 4.37
2035 | MISO_MO-IL_2_PJM_ROR | MISO_MO-IL | PJM_ROR | Internal | Winter | B16 | 25 | 1212 | 1212 | 117.88 | 137.43 | 1 | 18.55
2035 | MISO_MO-IL_2_PJM_ROR | MISO_MO-IL | PJM_ROR | Internal | Winter | B17 | 100 | 1212 | 1212 | 116.18 | 130.4 | 1 | 13.22
2035 | MISO_MO-IL_2_PJM_ROR | MISO_MO-IL | PJM_ROR | Internal | Winter | B18 | 400 | 1212 | 1212 | 115.34 | 121.4 | 1 | 5.06
2035 | MISO_MO-IL_2_PJM_ROR | MISO_MO-IL | PJM_ROR | Internal | Winter | B19 | 700 | 1212 | 1212 | 114.87 | 120.22 | 1 | 4.36
2035 | MISO_MO-IL_2_PJM_ROR | MISO_MO-IL | PJM_ROR | Internal | Winter | B20 | 935 | 1212 | 1212 | 84.37 | 118.29 | 1 | 32.92
2035 | MISO_MO-IL_2_SPP_N | MISO_MO-IL | SPP_N | Internal | Shoulder | B11 | 25 | 4019 | 0 | 133.24 | 129.74 | 6.5 | 0
2035 | MISO_MO-IL_2_SPP_N | MISO_MO-IL | SPP_N | Internal | Shoulder | B12 | 200 | 4019 | 0 | 114.84 | 110.26 | 6.5 | 0
2035 | MISO_MO-IL_2_SPP_N | MISO_MO-IL | SPP_N | Internal | Shoulder | B13 | 600 | 4019 | 0 | 114.84 | 100.89 | 6.5 | 0
2035 | MISO_MO-IL_2_SPP_N | MISO_MO-IL | SPP_N | Internal | Shoulder | B14 | 900 | 4019 | 0 | 112.09 | 12.52 | 6.5 | 0
2035 | MISO_MO-IL_2_SPP_N | MISO_MO-IL | SPP_N | Internal | Shoulder | B15 | 1203 | 4019 | 0 | 84.35 | 12.52 | 6.5 | 0
2035 | MISO_MO-IL_2_SPP_N | MISO_MO-IL | SPP_N | Internal | Summer | B1 | 10 | 4019 | 0 | 209.96 | 12.52 | 6.5 | 0
2035 | MISO_MO-IL_2_SPP_N | MISO_MO-IL | SPP_N | Internal | Summer | B2 | 25 | 4019 | 0 | 211.58 | 196.29 | 6.5 | 0
2035 | MISO_MO-IL_2_SPP_N | MISO_MO-IL | SPP_N | Internal | Summer | B3 | 75 | 4019 | 0 | 211.6 | 208.1 | 6.5 | 0
2035 | MISO_MO-IL_2_SPP_N | MISO_MO-IL | SPP_N | Internal | Summer | B4 | 100 | 4019 | 0 | 186.58 | 183.08 | 6.5 | 0
2035 | MISO_MO-IL_2_SPP_N | MISO_MO-IL | SPP_N | Internal | Summer | B5 | 200 | 4019 | 0 | 151.74 | 142.74 | 6.5 | 0
2035 | MISO_MO-IL_2_SPP_N | MISO_MO-IL | SPP_N | Internal | Summer | B6 | 300 | 4019 | 0 | 140.38 | 136.88 | 6.5 | 0
2035 | MISO_MO-IL_2_SPP_N | MISO_MO-IL | SPP_N | Internal | Summer | B7 | 400 | 4019 | 0 | 134.24 | 131.09 | 6.5 | 0
2035 | MISO_MO-IL_2_SPP_N | MISO_MO-IL | SPP_N | Internal | Summer | B8 | 500 | 4019 | 0 | 125.52 | 122.02 | 6.5 | 0
2035 | MISO_MO-IL_2_SPP_N | MISO_MO-IL | SPP_N | Internal | Summer | B9 | 800 | 4019 | 0 | 115.44 | 111.94 | 6.5 | 0
2035 | MISO_MO-IL_2_SPP_N | MISO_MO-IL | SPP_N | Internal | Summer | B10 | 1262 | 4019 | 0 | 107.79 | 98.78 | 6.5 | 0
2035 | MISO_MO-IL_2_SPP_N | MISO_MO-IL | SPP_N | Internal | Winter | B16 | 25 | 4019 | 0 | 117.88 | 12.52 | 6.5 | 0
2035 | MISO_MO-IL_2_SPP_N | MISO_MO-IL | SPP_N | Internal | Winter | B17 | 100 | 4019 | 0 | 116.18 | 12.52 | 6.5 | 0
2035 | MISO_MO-IL_2_SPP_N | MISO_MO-IL | SPP_N | Internal | Winter | B18 | 400 | 4019 | 0 | 115.34 | 111.83 | 6.5 | 0
2035 | MISO_MO-IL_2_SPP_N | MISO_MO-IL | SPP_N | Internal | Winter | B19 | 700 | 4019 | 0 | 114.87 | 35.34 | 6.5 | 0
2035 | MISO_MO-IL_2_SPP_N | MISO_MO-IL | SPP_N | Internal | Winter | B20 | 935 | 4019 | 0 | 84.37 | 12.52 | 6.5 | 0
2035 | MISO_MO-IL_2_TVA_Transmission | MISO_MO-IL | TVA_Transmission | Internal | Shoulder | B11 | 25 | 4000 | 0 | 133.24 | 132.07 | 6.5 | 0
2035 | MISO_MO-IL_2_TVA_Transmission | MISO_MO-IL | TVA_Transmission | Internal | Shoulder | B12 | 200 | 4000 | 0 | 114.84 | 119.26 | 6.5 | 0
2035 | MISO_MO-IL_2_TVA_Transmission | MISO_MO-IL | TVA_Transmission | Internal | Shoulder | B13 | 600 | 4000 | 0 | 114.84 | 118.59 | 6.5 | 0
2035 | MISO_MO-IL_2_TVA_Transmission | MISO_MO-IL | TVA_Transmission | Internal | Shoulder | B14 | 900 | 4000 | 1137.96 | 112.09 | 118.59 | 6.5 | 0
2035 | MISO_MO-IL_2_TVA_Transmission | MISO_MO-IL | TVA_Transmission | Internal | Shoulder | B15 | 1203 | 4000 | 4000 | 84.35 | 118.59 | 6.5 | 27.74
2035 | MISO_MO-IL_2_TVA_Transmission | MISO_MO-IL | TVA_Transmission | Internal | Summer | B1 | 10 | 4000 | 1.05 | 209.96 | 216.44 | 6.5 | 0
2035 | MISO_MO-IL_2_TVA_Transmission | MISO_MO-IL | TVA_Transmission | Internal | Summer | B2 | 25 | 4000 | 0.02 | 211.58 | 217.1 | 6.5 | 0
2035 | MISO_MO-IL_2_TVA_Transmission | MISO_MO-IL | TVA_Transmission | Internal | Summer | B3 | 75 | 4000 | 0 | 211.6 | 217.1 | 6.5 | 0
2035 | MISO_MO-IL_2_TVA_Transmission | MISO_MO-IL | TVA_Transmission | Internal | Summer | B4 | 100 | 4000 | 0 | 186.58 | 192.08 | 6.5 | 0
2035 | MISO_MO-IL_2_TVA_Transmission | MISO_MO-IL | TVA_Transmission | Internal | Summer | B5 | 200 | 4000 | 0 | 151.74 | 151.74 | 6.5 | 0
2035 | MISO_MO-IL_2_TVA_Transmission | MISO_MO-IL | TVA_Transmission | Internal | Summer | B6 | 300 | 4000 | 0 | 140.38 | 139.49 | 6.5 | 0
2035 | MISO_MO-IL_2_TVA_Transmission | MISO_MO-IL | TVA_Transmission | Internal | Summer | B7 | 400 | 4000 | 0 | 134.24 | 128.73 | 6.5 | 0
2035 | MISO_MO-IL_2_TVA_Transmission | MISO_MO-IL | TVA_Transmission | Internal | Summer | B8 | 500 | 4000 | 0 | 125.52 | 121.57 | 6.5 | 0
2035 | MISO_MO-IL_2_TVA_Transmission | MISO_MO-IL | TVA_Transmission | Internal | Summer | B9 | 800 | 4000 | 0 | 115.44 | 118.38 | 6.5 | 0
2035 | MISO_MO-IL_2_TVA_Transmission | MISO_MO-IL | TVA_Transmission | Internal | Summer | B10 | 1262 | 4000 | 1528.37 | 107.79 | 114.29 | 6.5 | 0
2035 | MISO_MO-IL_2_TVA_Transmission | MISO_MO-IL | TVA_Transmission | Internal | Winter | B16 | 25 | 4000 | 4000 | 117.88 | 129.96 | 6.5 | 5.58
2035 | MISO_MO-IL_2_TVA_Transmission | MISO_MO-IL | TVA_Transmission | Internal | Winter | B17 | 100 | 4000 | 139.25 | 116.18 | 122.68 | 6.5 | 0
2035 | MISO_MO-IL_2_TVA_Transmission | MISO_MO-IL | TVA_Transmission | Internal | Winter | B18 | 400 | 4000 | 0 | 115.34 | 121.37 | 6.5 | 0
2035 | MISO_MO-IL_2_TVA_Transmission | MISO_MO-IL | TVA_Transmission | Internal | Winter | B19 | 700 | 4000 | 1010.9 | 114.87 | 121.37 | 6.5 | 0
2035 | MISO_MO-IL_2_TVA_Transmission | MISO_MO-IL | TVA_Transmission | Internal | Winter | B20 | 935 | 4000 | 4000 | 84.37 | 114.94 | 6.5 | 24.07
2035 | MISO_W_2_IESO | MISO_W | IESO | Internal | Shoulder | B11 | 25 | 157 | 0 | 133.24 | 81.33 | 6.5 | 0
2035 | MISO_W_2_IESO | MISO_W | IESO | Internal | Shoulder | B12 | 200 | 157 | 0 | 114.83 | 81.33 | 6.5 | 0
2035 | MISO_W_2_IESO | MISO_W | IESO | Internal | Shoulder | B13 | 600 | 157 | 0 | 114.83 | 81.33 | 6.5 | 0
2035 | MISO_W_2_IESO | MISO_W | IESO | Internal | Shoulder | B14 | 900 | 157 | 0 | 85.83 | 81.33 | 6.5 | 0
2035 | MISO_W_2_IESO | MISO_W | IESO | Internal | Shoulder | B15 | 1203 | 157 | 156.98 | 74.82 | 81.33 | 6.5 | 0.01
2035 | MISO_W_2_IESO | MISO_W | IESO | Internal | Summer | B1 | 10 | 157 | 0 | 211.6 | 113.38 | 6.5 | 0
2035 | MISO_W_2_IESO | MISO_W | IESO | Internal | Summer | B2 | 25 | 157 | 0 | 211.6 | 126.8 | 6.5 | 0
2035 | MISO_W_2_IESO | MISO_W | IESO | Internal | Summer | B3 | 75 | 157 | 0 | 211.6 | 126.8 | 6.5 | 0
2035 | MISO_W_2_IESO | MISO_W | IESO | Internal | Summer | B4 | 100 | 157 | 0 | 186.58 | 97.78 | 6.5 | 0
2035 | MISO_W_2_IESO | MISO_W | IESO | Internal | Summer | B5 | 200 | 157 | 0 | 152.26 | 86.78 | 6.5 | 0
2035 | MISO_W_2_IESO | MISO_W | IESO | Internal | Summer | B6 | 300 | 157 | 0 | 140.38 | 79 | 6.5 | 0
2035 | MISO_W_2_IESO | MISO_W | IESO | Internal | Summer | B7 | 400 | 157 | 0 | 134.23 | 79 | 6.5 | 0
2035 | MISO_W_2_IESO | MISO_W | IESO | Internal | Summer | B8 | 500 | 157 | 0 | 125.51 | 79 | 6.5 | 0
2035 | MISO_W_2_IESO | MISO_W | IESO | Internal | Summer | B9 | 800 | 157 | 0 | 115.43 | 79 | 6.5 | 0
2035 | MISO_W_2_IESO | MISO_W | IESO | Internal | Summer | B10 | 1262 | 157 | 0 | 102.28 | 79 | 6.5 | 0
2035 | MISO_W_2_IESO | MISO_W | IESO | Internal | Winter | B16 | 25 | 157 | 157 | 50.84 | 81.33 | 6.5 | 23.99
2035 | MISO_W_2_IESO | MISO_W | IESO | Internal | Winter | B17 | 100 | 157 | 156.75 | 74.82 | 81.33 | 6.5 | 0.01
2035 | MISO_W_2_IESO | MISO_W | IESO | Internal | Winter | B18 | 400 | 157 | 0 | 115.33 | 81.33 | 6.5 | 0
2035 | MISO_W_2_IESO | MISO_W | IESO | Internal | Winter | B19 | 700 | 157 | 0 | 114.85 | 81.33 | 6.5 | 0
2035 | MISO_W_2_IESO | MISO_W | IESO | Internal | Winter | B20 | 935 | 157 | 3.03 | 74.83 | 81.33 | 6.5 | 0
2035 | MISO_W_2_MAPP_CA | MISO_W | MAPP_CA | Internal | Shoulder | B11 | 25 | 700 | 0 | 133.24 | 74.83 | 0.01 | 0
2035 | MISO_W_2_MAPP_CA | MISO_W | MAPP_CA | Internal | Shoulder | B12 | 200 | 700 | 0 | 114.83 | 74.83 | 0.01 | 0
2035 | MISO_W_2_MAPP_CA | MISO_W | MAPP_CA | Internal | Shoulder | B13 | 600 | 700 | 0 | 114.83 | 74.83 | 0.01 | 0
2035 | MISO_W_2_MAPP_CA | MISO_W | MAPP_CA | Internal | Shoulder | B14 | 900 | 700 | 0 | 85.83 | 74.83 | 0.01 | 0
2035 | MISO_W_2_MAPP_CA | MISO_W | MAPP_CA | Internal | Shoulder | B15 | 1203 | 700 | 126.41 | 74.82 | 74.83 | 0.01 | 0
2035 | MISO_W_2_MAPP_CA | MISO_W | MAPP_CA | Internal | Summer | B1 | 10 | 700 | 0 | 211.6 | 91.28 | 0.01 | 0
2035 | MISO_W_2_MAPP_CA | MISO_W | MAPP_CA | Internal | Summer | B2 | 25 | 700 | 0 | 211.6 | 91.28 | 0.01 | 0
2035 | MISO_W_2_MAPP_CA | MISO_W | MAPP_CA | Internal | Summer | B3 | 75 | 700 | 0 | 211.6 | 91.28 | 0.01 | 0
2035 | MISO_W_2_MAPP_CA | MISO_W | MAPP_CA | Internal | Summer | B4 | 100 | 700 | 0 | 186.58 | 91.28 | 0.01 | 0
2035 | MISO_W_2_MAPP_CA | MISO_W | MAPP_CA | Internal | Summer | B5 | 200 | 700 | 0 | 152.26 | 91.28 | 0.01 | 0
2035 | MISO_W_2_MAPP_CA | MISO_W | MAPP_CA | Internal | Summer | B6 | 300 | 700 | 0 | 140.38 | 91.28 | 0.01 | 0
2035 | MISO_W_2_MAPP_CA | MISO_W | MAPP_CA | Internal | Summer | B7 | 400 | 700 | 0 | 134.23 | 91.28 | 0.01 | 0
2035 | MISO_W_2_MAPP_CA | MISO_W | MAPP_CA | Internal | Summer | B8 | 500 | 700 | 0 | 125.51 | 91.28 | 0.01 | 0
2035 | MISO_W_2_MAPP_CA | MISO_W | MAPP_CA | Internal | Summer | B9 | 800 | 700 | 0 | 115.43 | 91.28 | 0.01 | 0
2035 | MISO_W_2_MAPP_CA | MISO_W | MAPP_CA | Internal | Summer | B10 | 1262 | 700 | 0 | 102.28 | 91.28 | 0.01 | 0
2035 | MISO_W_2_MAPP_CA | MISO_W | MAPP_CA | Internal | Winter | B16 | 25 | 700 | 700 | 50.84 | 74.83 | 0.01 | 23.98
2035 | MISO_W_2_MAPP_CA | MISO_W | MAPP_CA | Internal | Winter | B17 | 100 | 700 | 415.7 | 74.82 | 74.83 | 0.01 | 0
2035 | MISO_W_2_MAPP_CA | MISO_W | MAPP_CA | Internal | Winter | B18 | 400 | 700 | 0 | 115.33 | 74.83 | 0.01 | 0
2035 | MISO_W_2_MAPP_CA | MISO_W | MAPP_CA | Internal | Winter | B19 | 700 | 700 | 0 | 114.85 | 74.83 | 0.01 | 0
2035 | MISO_W_2_MAPP_CA | MISO_W | MAPP_CA | Internal | Winter | B20 | 935 | 700 | 0.03 | 74.83 | 74.83 | 0.01 | 0
2035 | MISO_W_2_MAPP_US | MISO_W | MAPP_US | Internal | Shoulder | B11 | 25 | 2300 | 0 | 133.24 | 127.74 | 5.5 | 0
2035 | MISO_W_2_MAPP_US | MISO_W | MAPP_US | Internal | Shoulder | B12 | 200 | 2300 | 0 | 114.83 | 109.33 | 5.5 | 0
2035 | MISO_W_2_MAPP_US | MISO_W | MAPP_US | Internal | Shoulder | B13 | 600 | 2300 | 0 | 114.83 | 104.38 | 5.5 | 0
2035 | MISO_W_2_MAPP_US | MISO_W | MAPP_US | Internal | Shoulder | B14 | 900 | 2300 | 0 | 85.83 | 80.33 | 5.5 | 0
2035 | MISO_W_2_MAPP_US | MISO_W | MAPP_US | Internal | Shoulder | B15 | 1203 | 2300 | 0 | 74.82 | 69.32 | 5.5 | 0
2035 | MISO_W_2_MAPP_US | MISO_W | MAPP_US | Internal | Summer | B1 | 10 | 2300 | 0 | 211.6 | 206.1 | 5.5 | 0
2035 | MISO_W_2_MAPP_US | MISO_W | MAPP_US | Internal | Summer | B2 | 25 | 2300 | 0 | 211.6 | 206.1 | 5.5 | 0
2035 | MISO_W_2_MAPP_US | MISO_W | MAPP_US | Internal | Summer | B3 | 75 | 2300 | 0 | 211.6 | 206.1 | 5.5 | 0
2035 | MISO_W_2_MAPP_US | MISO_W | MAPP_US | Internal | Summer | B4 | 100 | 2300 | 0 | 186.58 | 181.08 | 5.5 | 0
2035 | MISO_W_2_MAPP_US | MISO_W | MAPP_US | Internal | Summer | B5 | 200 | 2300 | 0 | 152.26 | 146.76 | 5.5 | 0
2035 | MISO_W_2_MAPP_US | MISO_W | MAPP_US | Internal | Summer | B6 | 300 | 2300 | 0 | 140.38 | 134.88 | 5.5 | 0
2035 | MISO_W_2_MAPP_US | MISO_W | MAPP_US | Internal | Summer | B7 | 400 | 2300 | 0 | 134.23 | 128.73 | 5.5 | 0
2035 | MISO_W_2_MAPP_US | MISO_W | MAPP_US | Internal | Summer | B8 | 500 | 2300 | 0 | 125.51 | 120.01 | 5.5 | 0
2035 | MISO_W_2_MAPP_US | MISO_W | MAPP_US | Internal | Summer | B9 | 800 | 2300 | 0 | 115.43 | 109.93 | 5.5 | 0
2035 | MISO_W_2_MAPP_US | MISO_W | MAPP_US | Internal | Summer | B10 | 1262 | 2300 | 0 | 102.28 | 96.78 | 5.5 | 0
2035 | MISO_W_2_MAPP_US | MISO_W | MAPP_US | Internal | Winter | B16 | 25 | 2300 | 0 | 50.84 | 45.34 | 5.5 | 0
2035 | MISO_W_2_MAPP_US | MISO_W | MAPP_US | Internal | Winter | B17 | 100 | 2300 | 0 | 74.82 | 69.32 | 5.5 | 0
2035 | MISO_W_2_MAPP_US | MISO_W | MAPP_US | Internal | Winter | B18 | 400 | 2300 | 0 | 115.33 | 88.57 | 5.5 | 0
2035 | MISO_W_2_MAPP_US | MISO_W | MAPP_US | Internal | Winter | B19 | 700 | 2300 | 0 | 114.85 | 88.57 | 5.5 | 0
2035 | MISO_W_2_MAPP_US | MISO_W | MAPP_US | Internal | Winter | B20 | 935 | 2300 | 0 | 74.83 | 69.33 | 5.5 | 0
2035 | MISO_W_2_MISO_MO-IL | MISO_W | MISO_MO-IL | Internal | Shoulder | B11 | 25 | 3922 | 0.83 | 133.24 | 133.24 | 0.01 | 0
2035 | MISO_W_2_MISO_MO-IL | MISO_W | MISO_MO-IL | Internal | Shoulder | B12 | 200 | 3922 | 2190.29 | 114.83 | 114.84 | 0.01 | 0
2035 | MISO_W_2_MISO_MO-IL | MISO_W | MISO_MO-IL | Internal | Shoulder | B13 | 600 | 3922 | 3744.58 | 114.83 | 114.84 | 0.01 | 0
2035 | MISO_W_2_MISO_MO-IL | MISO_W | MISO_MO-IL | Internal | Shoulder | B14 | 900 | 3922 | 3922 | 85.83 | 112.09 | 0.01 | 26.25
2035 | MISO_W_2_MISO_MO-IL | MISO_W | MISO_MO-IL | Internal | Shoulder | B15 | 1203 | 3922 | 3922 | 74.82 | 84.35 | 0.01 | 9.52
2035 | MISO_W_2_MISO_MO-IL | MISO_W | MISO_MO-IL | Internal | Summer | B1 | 10 | 3922 | 0.02 | 211.6 | 209.96 | 0.01 | 0
2035 | MISO_W_2_MISO_MO-IL | MISO_W | MISO_MO-IL | Internal | Summer | B2 | 25 | 3922 | 0.43 | 211.6 | 211.58 | 0.01 | 0
2035 | MISO_W_2_MISO_MO-IL | MISO_W | MISO_MO-IL | Internal | Summer | B3 | 75 | 3922 | 0.48 | 211.6 | 211.6 | 0.01 | 0
2035 | MISO_W_2_MISO_MO-IL | MISO_W | MISO_MO-IL | Internal | Summer | B4 | 100 | 3922 | 0.26 | 186.58 | 186.58 | 0.01 | 0
2035 | MISO_W_2_MISO_MO-IL | MISO_W | MISO_MO-IL | Internal | Summer | B5 | 200 | 3922 | 0 | 152.26 | 151.74 | 0.01 | 0
2035 | MISO_W_2_MISO_MO-IL | MISO_W | MISO_MO-IL | Internal | Summer | B6 | 300 | 3922 | 0.09 | 140.38 | 140.38 | 0.01 | 0
2035 | MISO_W_2_MISO_MO-IL | MISO_W | MISO_MO-IL | Internal | Summer | B7 | 400 | 3922 | 1410.96 | 134.23 | 134.24 | 0.01 | 0
2035 | MISO_W_2_MISO_MO-IL | MISO_W | MISO_MO-IL | Internal | Summer | B8 | 500 | 3922 | 638.83 | 125.51 | 125.52 | 0.01 | 0
2035 | MISO_W_2_MISO_MO-IL | MISO_W | MISO_MO-IL | Internal | Summer | B9 | 800 | 3922 | 430.28 | 115.43 | 115.44 | 0.01 | 0
2035 | MISO_W_2_MISO_MO-IL | MISO_W | MISO_MO-IL | Internal | Summer | B10 | 1262 | 3922 | 3922 | 102.28 | 107.79 | 0.01 | 5.5
2035 | MISO_W_2_MISO_MO-IL | MISO_W | MISO_MO-IL | Internal | Winter | B16 | 25 | 3922 | 3922 | 50.84 | 117.88 | 0.01 | 67.03
2035 | MISO_W_2_MISO_MO-IL | MISO_W | MISO_MO-IL | Internal | Winter | B17 | 100 | 3922 | 3922 | 74.82 | 116.18 | 0.01 | 41.35
2035 | MISO_W_2_MISO_MO-IL | MISO_W | MISO_MO-IL | Internal | Winter | B18 | 400 | 3922 | 2950.42 | 115.33 | 115.34 | 0.01 | 0
2035 | MISO_W_2_MISO_MO-IL | MISO_W | MISO_MO-IL | Internal | Winter | B19 | 700 | 3922 | 2929.51 | 114.85 | 114.87 | 0.01 | 0
2035 | MISO_W_2_MISO_MO-IL | MISO_W | MISO_MO-IL | Internal | Winter | B20 | 935 | 3922 | 3922 | 74.83 | 84.37 | 0.01 | 9.53
2035 | MISO_W_2_MISO_WUMS | MISO_W | MISO_WUMS | Internal | Shoulder | B11 | 25 | 1667 | 0.36 | 133.24 | 133.23 | 0.01 | 0
2035 | MISO_W_2_MISO_WUMS | MISO_W | MISO_WUMS | Internal | Shoulder | B12 | 200 | 1667 | 0.07 | 114.83 | 114.81 | 0.01 | 0
2035 | MISO_W_2_MISO_WUMS | MISO_W | MISO_WUMS | Internal | Shoulder | B13 | 600 | 1667 | 0.03 | 114.83 | 114.81 | 0.01 | 0
2035 | MISO_W_2_MISO_WUMS | MISO_W | MISO_WUMS | Internal | Shoulder | B14 | 900 | 1667 | 1667 | 85.83 | 114.79 | 0.01 | 28.95
2035 | MISO_W_2_MISO_WUMS | MISO_W | MISO_WUMS | Internal | Shoulder | B15 | 1203 | 1667 | 1667 | 74.82 | 113.79 | 0.01 | 38.96
2035 | MISO_W_2_MISO_WUMS | MISO_W | MISO_WUMS | Internal | Summer | B1 | 10 | 1667 | 0 | 211.6 | 131.46 | 0.01 | 0
2035 | MISO_W_2_MISO_WUMS | MISO_W | MISO_WUMS | Internal | Summer | B2 | 25 | 1667 | 0.24 | 211.6 | 211.57 | 0.01 | 0
2035 | MISO_W_2_MISO_WUMS | MISO_W | MISO_WUMS | Internal | Summer | B3 | 75 | 1667 | 0.13 | 211.6 | 211.58 | 0.01 | 0
2035 | MISO_W_2_MISO_WUMS | MISO_W | MISO_WUMS | Internal | Summer | B4 | 100 | 1667 | 0.1 | 186.58 | 186.57 | 0.01 | 0
2035 | MISO_W_2_MISO_WUMS | MISO_W | MISO_WUMS | Internal | Summer | B5 | 200 | 1667 | 0.06 | 152.26 | 152.25 | 0.01 | 0
2035 | MISO_W_2_MISO_WUMS | MISO_W | MISO_WUMS | Internal | Summer | B6 | 300 | 1667 | 0.04 | 140.38 | 140.37 | 0.01 | 0
2035 | MISO_W_2_MISO_WUMS | MISO_W | MISO_WUMS | Internal | Summer | B7 | 400 | 1667 | 0 | 134.23 | 131.46 | 0.01 | 0
2035 | MISO_W_2_MISO_WUMS | MISO_W | MISO_WUMS | Internal | Summer | B8 | 500 | 1667 | 0.03 | 125.51 | 125.5 | 0.01 | 0
2035 | MISO_W_2_MISO_WUMS | MISO_W | MISO_WUMS | Internal | Summer | B9 | 800 | 1667 | 0.02 | 115.43 | 115.41 | 0.01 | 0
2035 | MISO_W_2_MISO_WUMS | MISO_W | MISO_WUMS | Internal | Summer | B10 | 1262 | 1667 | 1667 | 102.28 | 113.22 | 0.01 | 10.93
2035 | MISO_W_2_MISO_WUMS | MISO_W | MISO_WUMS | Internal | Winter | B16 | 25 | 1667 | 1667 | 50.84 | 117.75 | 0.01 | 66.9
2035 | MISO_W_2_MISO_WUMS | MISO_W | MISO_WUMS | Internal | Winter | B17 | 100 | 1667 | 1667 | 74.82 | 117.75 | 0.01 | 42.92
2035 | MISO_W_2_MISO_WUMS | MISO_W | MISO_WUMS | Internal | Winter | B18 | 400 | 1667 | 1667 | 115.33 | 117.75 | 0.01 | 2.4
2035 | MISO_W_2_MISO_WUMS | MISO_W | MISO_WUMS | Internal | Winter | B19 | 700 | 1667 | 1667 | 114.85 | 117.75 | 0.01 | 2.88
2035 | MISO_W_2_MISO_WUMS | MISO_W | MISO_WUMS | Internal | Winter | B20 | 935 | 1667 | 1667 | 74.83 | 117.29 | 0.01 | 42.45
2035 | MISO_W_2_NE | MISO_W | NE | Internal | Shoulder | B11 | 25 | 5289 | 0 | 133.24 | 129.74 | 5.5 | 0
2035 | MISO_W_2_NE | MISO_W | NE | Internal | Shoulder | B12 | 200 | 5289 | 0 | 114.83 | 110.25 | 5.5 | 0
2035 | MISO_W_2_NE | MISO_W | NE | Internal | Shoulder | B13 | 600 | 5289 | 0 | 114.83 | 100.88 | 5.5 | 0
2035 | MISO_W_2_NE | MISO_W | NE | Internal | Shoulder | B14 | 900 | 5289 | 0 | 85.83 | 12.52 | 5.5 | 0
2035 | MISO_W_2_NE | MISO_W | NE | Internal | Shoulder | B15 | 1203 | 5289 | 0 | 74.82 | 12.52 | 5.5 | 0
2035 | MISO_W_2_NE | MISO_W | NE | Internal | Summer | B1 | 10 | 5289 | 0 | 211.6 | 208.1 | 5.5 | 0
2035 | MISO_W_2_NE | MISO_W | NE | Internal | Summer | B2 | 25 | 5289 | 0 | 211.6 | 208.1 | 5.5 | 0
2035 | MISO_W_2_NE | MISO_W | NE | Internal | Summer | B3 | 75 | 5289 | 0 | 211.6 | 208.1 | 5.5 | 0
2035 | MISO_W_2_NE | MISO_W | NE | Internal | Summer | B4 | 100 | 5289 | 0 | 186.58 | 183.08 | 5.5 | 0
2035 | MISO_W_2_NE | MISO_W | NE | Internal | Summer | B5 | 200 | 5289 | 0 | 152.26 | 148.76 | 5.5 | 0
2035 | MISO_W_2_NE | MISO_W | NE | Internal | Summer | B6 | 300 | 5289 | 0 | 140.38 | 136.88 | 5.5 | 0
2035 | MISO_W_2_NE | MISO_W | NE | Internal | Summer | B7 | 400 | 5289 | 0 | 134.23 | 130.73 | 5.5 | 0
2035 | MISO_W_2_NE | MISO_W | NE | Internal | Summer | B8 | 500 | 5289 | 0 | 125.51 | 122.01 | 5.5 | 0
2035 | MISO_W_2_NE | MISO_W | NE | Internal | Summer | B9 | 800 | 5289 | 0 | 115.43 | 111.93 | 5.5 | 0
2035 | MISO_W_2_NE | MISO_W | NE | Internal | Summer | B10 | 1262 | 5289 | 0 | 102.28 | 98.77 | 5.5 | 0
2035 | MISO_W_2_NE | MISO_W | NE | Internal | Winter | B16 | 25 | 5289 | 0 | 50.84 | 12.52 | 5.5 | 0
2035 | MISO_W_2_NE | MISO_W | NE | Internal | Winter | B17 | 100 | 5289 | 0 | 74.82 | 12.52 | 5.5 | 0
2035 | MISO_W_2_NE | MISO_W | NE | Internal | Winter | B18 | 400 | 5289 | 0 | 115.33 | 85.07 | 5.5 | 0
2035 | MISO_W_2_NE | MISO_W | NE | Internal | Winter | B19 | 700 | 5289 | 0 | 114.85 | 35.32 | 5.5 | 0
2035 | MISO_W_2_NE | MISO_W | NE | Internal | Winter | B20 | 935 | 5289 | 0 | 74.83 | 12.52 | 5.5 | 0
2035 | MISO_W_2_PJM_ROR | MISO_W | PJM_ROR | Internal | Shoulder | B11 | 25 | 13193 | 8614.86 | 133.24 | 134.24 | 1 | 0
2035 | MISO_W_2_PJM_ROR | MISO_W | PJM_ROR | Internal | Shoulder | B12 | 200 | 13193 | 13193 | 114.83 | 125.76 | 1 | 9.93
2035 | MISO_W_2_PJM_ROR | MISO_W | PJM_ROR | Internal | Shoulder | B13 | 600 | 13193 | 13193 | 114.83 | 117.22 | 1 | 1.39
2035 | MISO_W_2_PJM_ROR | MISO_W | PJM_ROR | Internal | Shoulder | B14 | 900 | 13193 | 13193 | 85.83 | 116.65 | 1 | 29.82
2035 | MISO_W_2_PJM_ROR | MISO_W | PJM_ROR | Internal | Shoulder | B15 | 1203 | 13193 | 13193 | 74.82 | 114.79 | 1 | 38.97
2035 | MISO_W_2_PJM_ROR | MISO_W | PJM_ROR | Internal | Summer | B1 | 10 | 13193 | 4753.17 | 211.6 | 212.6 | 1 | 0
2035 | MISO_W_2_PJM_ROR | MISO_W | PJM_ROR | Internal | Summer | B2 | 25 | 13193 | 11400.49 | 211.6 | 212.6 | 1 | 0
2035 | MISO_W_2_PJM_ROR | MISO_W | PJM_ROR | Internal | Summer | B3 | 75 | 13193 | 3647.22 | 211.6 | 212.6 | 1 | 0
2035 | MISO_W_2_PJM_ROR | MISO_W | PJM_ROR | Internal | Summer | B4 | 100 | 13193 | 4650.98 | 186.58 | 187.58 | 1 | 0
2035 | MISO_W_2_PJM_ROR | MISO_W | PJM_ROR | Internal | Summer | B5 | 200 | 13193 | 5830.3 | 152.26 | 153.26 | 1 | 0
2035 | MISO_W_2_PJM_ROR | MISO_W | PJM_ROR | Internal | Summer | B6 | 300 | 13193 | 4063.09 | 140.38 | 141.38 | 1 | 0
2035 | MISO_W_2_PJM_ROR | MISO_W | PJM_ROR | Internal | Summer | B7 | 400 | 13193 | 4416.07 | 134.23 | 135.23 | 1 | 0
2035 | MISO_W_2_PJM_ROR | MISO_W | PJM_ROR | Internal | Summer | B8 | 500 | 13193 | 10894.04 | 125.51 | 126.51 | 1 | 0
2035 | MISO_W_2_PJM_ROR | MISO_W | PJM_ROR | Internal | Summer | B9 | 800 | 13193 | 10906.5 | 115.43 | 116.43 | 1 | 0
2035 | MISO_W_2_PJM_ROR | MISO_W | PJM_ROR | Internal | Summer | B10 | 1262 | 13193 | 13193 | 102.28 | 113.16 | 1 | 9.88
2035 | MISO_W_2_PJM_ROR | MISO_W | PJM_ROR | Internal | Winter | B16 | 25 | 13193 | 13193 | 50.84 | 137.43 | 1 | 85.59
2035 | MISO_W_2_PJM_ROR | MISO_W | PJM_ROR | Internal | Winter | B17 | 100 | 13193 | 13193 | 74.82 | 130.4 | 1 | 54.58
2035 | MISO_W_2_PJM_ROR | MISO_W | PJM_ROR | Internal | Winter | B18 | 400 | 13193 | 13193 | 115.33 | 121.4 | 1 | 5.07
2035 | MISO_W_2_PJM_ROR | MISO_W | PJM_ROR | Internal | Winter | B19 | 700 | 13193 | 13193 | 114.85 | 120.22 | 1 | 4.37
2035 | MISO_W_2_PJM_ROR | MISO_W | PJM_ROR | Internal | Winter | B20 | 935 | 13193 | 13193 | 74.83 | 118.29 | 1 | 42.46
2035 | MISO_W_2_SPP_N | MISO_W | SPP_N | Internal | Shoulder | B11 | 25 | 3537 | 0 | 133.24 | 129.74 | 5.5 | 0
2035 | MISO_W_2_SPP_N | MISO_W | SPP_N | Internal | Shoulder | B12 | 200 | 3537 | 0 | 114.83 | 110.26 | 5.5 | 0
2035 | MISO_W_2_SPP_N | MISO_W | SPP_N | Internal | Shoulder | B13 | 600 | 3537 | 0 | 114.83 | 100.89 | 5.5 | 0
2035 | MISO_W_2_SPP_N | MISO_W | SPP_N | Internal | Shoulder | B14 | 900 | 3537 | 0 | 85.83 | 12.52 | 5.5 | 0
2035 | MISO_W_2_SPP_N | MISO_W | SPP_N | Internal | Shoulder | B15 | 1203 | 3537 | 0 | 74.82 | 12.52 | 5.5 | 0
2035 | MISO_W_2_SPP_N | MISO_W | SPP_N | Internal | Summer | B1 | 10 | 3537 | 0 | 211.6 | 12.52 | 5.5 | 0
2035 | MISO_W_2_SPP_N | MISO_W | SPP_N | Internal | Summer | B2 | 25 | 3537 | 0 | 211.6 | 196.29 | 5.5 | 0
2035 | MISO_W_2_SPP_N | MISO_W | SPP_N | Internal | Summer | B3 | 75 | 3537 | 0 | 211.6 | 208.1 | 5.5 | 0
2035 | MISO_W_2_SPP_N | MISO_W | SPP_N | Internal | Summer | B4 | 100 | 3537 | 0 | 186.58 | 183.08 | 5.5 | 0
2035 | MISO_W_2_SPP_N | MISO_W | SPP_N | Internal | Summer | B5 | 200 | 3537 | 0 | 152.26 | 142.74 | 5.5 | 0
2035 | MISO_W_2_SPP_N | MISO_W | SPP_N | Internal | Summer | B6 | 300 | 3537 | 0 | 140.38 | 136.88 | 5.5 | 0
2035 | MISO_W_2_SPP_N | MISO_W | SPP_N | Internal | Summer | B7 | 400 | 3537 | 0 | 134.23 | 131.09 | 5.5 | 0
2035 | MISO_W_2_SPP_N | MISO_W | SPP_N | Internal | Summer | B8 | 500 | 3537 | 0 | 125.51 | 122.02 | 5.5 | 0
2035 | MISO_W_2_SPP_N | MISO_W | SPP_N | Internal | Summer | B9 | 800 | 3537 | 0 | 115.43 | 111.94 | 5.5 | 0
2035 | MISO_W_2_SPP_N | MISO_W | SPP_N | Internal | Summer | B10 | 1262 | 3537 | 0 | 102.28 | 98.78 | 5.5 | 0
2035 | MISO_W_2_SPP_N | MISO_W | SPP_N | Internal | Winter | B16 | 25 | 3537 | 0 | 50.84 | 12.52 | 5.5 | 0
2035 | MISO_W_2_SPP_N | MISO_W | SPP_N | Internal | Winter | B17 | 100 | 3537 | 0 | 74.82 | 12.52 | 5.5 | 0
2035 | MISO_W_2_SPP_N | MISO_W | SPP_N | Internal | Winter | B18 | 400 | 3537 | 0 | 115.33 | 111.83 | 5.5 | 0
2035 | MISO_W_2_SPP_N | MISO_W | SPP_N | Internal | Winter | B19 | 700 | 3537 | 0 | 114.85 | 35.34 | 5.5 | 0
2035 | MISO_W_2_SPP_N | MISO_W | SPP_N | Internal | Winter | B20 | 935 | 3537 | 0 | 74.83 | 12.52 | 5.5 | 0
2035 | MISO_WUMS_2_MISO_MI | MISO_WUMS | MISO_MI | Internal | Shoulder | B11 | 25 | 787 | 223.68 | 133.23 | 133.24 | 0.01 | 0
2035 | MISO_WUMS_2_MISO_MI | MISO_WUMS | MISO_MI | Internal | Shoulder | B12 | 200 | 787 | 787 | 114.81 | 124.76 | 0.01 | 9.93
2035 | MISO_WUMS_2_MISO_MI | MISO_WUMS | MISO_MI | Internal | Shoulder | B13 | 600 | 787 | 787 | 114.81 | 116.22 | 0.01 | 1.39
2035 | MISO_WUMS_2_MISO_MI | MISO_WUMS | MISO_MI | Internal | Shoulder | B14 | 900 | 787 | 650.83 | 114.79 | 114.8 | 0.01 | 0
2035 | MISO_WUMS_2_MISO_MI | MISO_WUMS | MISO_MI | Internal | Shoulder | B15 | 1203 | 787 | 0.02 | 113.79 | 113.79 | 0.01 | 0
2035 | MISO_WUMS_2_MISO_MI | MISO_WUMS | MISO_MI | Internal | Summer | B1 | 10 | 787 | 787 | 131.46 | 211.6 | 0.01 | 80.12
2035 | MISO_WUMS_2_MISO_MI | MISO_WUMS | MISO_MI | Internal | Summer | B2 | 25 | 787 | 748.84 | 211.57 | 211.58 | 0.01 | 0
2035 | MISO_WUMS_2_MISO_MI | MISO_WUMS | MISO_MI | Internal | Summer | B3 | 75 | 787 | 0.17 | 211.58 | 211.57 | 0.01 | 0
2035 | MISO_WUMS_2_MISO_MI | MISO_WUMS | MISO_MI | Internal | Summer | B4 | 100 | 787 | 51.39 | 186.57 | 186.58 | 0.01 | 0
2035 | MISO_WUMS_2_MISO_MI | MISO_WUMS | MISO_MI | Internal | Summer | B5 | 200 | 787 | 616.08 | 152.25 | 152.26 | 0.01 | 0
2035 | MISO_WUMS_2_MISO_MI | MISO_WUMS | MISO_MI | Internal | Summer | B6 | 300 | 787 | 594.68 | 140.37 | 140.38 | 0.01 | 0
2035 | MISO_WUMS_2_MISO_MI | MISO_WUMS | MISO_MI | Internal | Summer | B7 | 400 | 787 | 787 | 131.46 | 132.03 | 0.01 | 0.56
2035 | MISO_WUMS_2_MISO_MI | MISO_WUMS | MISO_MI | Internal | Summer | B8 | 500 | 787 | 240.08 | 125.5 | 125.51 | 0.01 | 0
2035 | MISO_WUMS_2_MISO_MI | MISO_WUMS | MISO_MI | Internal | Summer | B9 | 800 | 787 | 20.68 | 115.41 | 115.43 | 0.01 | 0
2035 | MISO_WUMS_2_MISO_MI | MISO_WUMS | MISO_MI | Internal | Summer | B10 | 1262 | 787 | 787 | 113.22 | 113.41 | 0.01 | 0.18
2035 | MISO_WUMS_2_MISO_MI | MISO_WUMS | MISO_MI | Internal | Winter | B16 | 25 | 787 | 787 | 117.75 | 136.15 | 0.01 | 18.39
2035 | MISO_WUMS_2_MISO_MI | MISO_WUMS | MISO_MI | Internal | Winter | B17 | 100 | 787 | 787 | 117.75 | 129.4 | 0.01 | 11.64
2035 | MISO_WUMS_2_MISO_MI | MISO_WUMS | MISO_MI | Internal | Winter | B18 | 400 | 787 | 787 | 117.75 | 118.36 | 0.01 | 0.6
2035 | MISO_WUMS_2_MISO_MI | MISO_WUMS | MISO_MI | Internal | Winter | B19 | 700 | 787 | 0.02 | 117.75 | 117.73 | 0.01 | 0
2035 | MISO_WUMS_2_MISO_MI | MISO_WUMS | MISO_MI | Internal | Winter | B20 | 935 | 787 | 0 | 117.29 | 117.2 | 0.01 | 0
2035 | MISO_WUMS_2_MISO_W | MISO_WUMS | MISO_W | Internal | Shoulder | B11 | 25 | 1175 | 1119.94 | 133.23 | 133.24 | 0.01 | 0
2035 | MISO_WUMS_2_MISO_W | MISO_WUMS | MISO_W | Internal | Shoulder | B12 | 200 | 1175 | 705.74 | 114.81 | 114.83 | 0.01 | 0
2035 | MISO_WUMS_2_MISO_W | MISO_WUMS | MISO_W | Internal | Shoulder | B13 | 600 | 1175 | 299.51 | 114.81 | 114.83 | 0.01 | 0
2035 | MISO_WUMS_2_MISO_W | MISO_WUMS | MISO_W | Internal | Shoulder | B14 | 900 | 1175 | 0 | 114.79 | 85.83 | 0.01 | 0
2035 | MISO_WUMS_2_MISO_W | MISO_WUMS | MISO_W | Internal | Shoulder | B15 | 1203 | 1175 | 0 | 113.79 | 74.82 | 0.01 | 0
2035 | MISO_WUMS_2_MISO_W | MISO_WUMS | MISO_W | Internal | Summer | B1 | 10 | 1175 | 1175 | 131.46 | 211.6 | 0.01 | 80.12
2035 | MISO_WUMS_2_MISO_W | MISO_WUMS | MISO_W | Internal | Summer | B2 | 25 | 1175 | 1174.03 | 211.57 | 211.6 | 0.01 | 0.01
2035 | MISO_WUMS_2_MISO_W | MISO_WUMS | MISO_W | Internal | Summer | B3 | 75 | 1175 | 1093.43 | 211.58 | 211.6 | 0.01 | 0
2035 | MISO_WUMS_2_MISO_W | MISO_WUMS | MISO_W | Internal | Summer | B4 | 100 | 1175 | 1122.06 | 186.57 | 186.58 | 0.01 | 0
2035 | MISO_WUMS_2_MISO_W | MISO_WUMS | MISO_W | Internal | Summer | B5 | 200 | 1175 | 1093.85 | 152.25 | 152.26 | 0.01 | 0
2035 | MISO_WUMS_2_MISO_W | MISO_WUMS | MISO_W | Internal | Summer | B6 | 300 | 1175 | 1004.09 | 140.37 | 140.38 | 0.01 | 0
2035 | MISO_WUMS_2_MISO_W | MISO_WUMS | MISO_W | Internal | Summer | B7 | 400 | 1175 | 1175 | 131.46 | 134.23 | 0.01 | 2.76
2035 | MISO_WUMS_2_MISO_W | MISO_WUMS | MISO_W | Internal | Summer | B8 | 500 | 1175 | 260.73 | 125.5 | 125.51 | 0.01 | 0
2035 | MISO_WUMS_2_MISO_W | MISO_WUMS | MISO_W | Internal | Summer | B9 | 800 | 1175 | 794.05 | 115.41 | 115.43 | 0.01 | 0
2035 | MISO_WUMS_2_MISO_W | MISO_WUMS | MISO_W | Internal | Summer | B10 | 1262 | 1175 | 0 | 113.22 | 102.28 | 0.01 | 0
2035 | MISO_WUMS_2_MISO_W | MISO_WUMS | MISO_W | Internal | Winter | B16 | 25 | 1175 | 0 | 117.75 | 50.84 | 0.01 | 0
2035 | MISO_WUMS_2_MISO_W | MISO_WUMS | MISO_W | Internal | Winter | B17 | 100 | 1175 | 0 | 117.75 | 74.82 | 0.01 | 0
2035 | MISO_WUMS_2_MISO_W | MISO_WUMS | MISO_W | Internal | Winter | B18 | 400 | 1175 | 0 | 117.75 | 115.33 | 0.01 | 0
2035 | MISO_WUMS_2_MISO_W | MISO_WUMS | MISO_W | Internal | Winter | B19 | 700 | 1175 | 0 | 117.75 | 114.85 | 0.01 | 0
2035 | MISO_WUMS_2_MISO_W | MISO_WUMS | MISO_W | Internal | Winter | B20 | 935 | 1175 | 0 | 117.29 | 74.83 | 0.01 | 0
2035 | MISO_WUMS_2_PJM_ROR | MISO_WUMS | PJM_ROR | Internal | Shoulder | B11 | 25 | 1600 | 1599.3 | 133.23 | 134.24 | 1 | 0.01
2035 | MISO_WUMS_2_PJM_ROR | MISO_WUMS | PJM_ROR | Internal | Shoulder | B12 | 200 | 1600 | 1600 | 114.81 | 125.76 | 1 | 9.94
2035 | MISO_WUMS_2_PJM_ROR | MISO_WUMS | PJM_ROR | Internal | Shoulder | B13 | 600 | 1600 | 1600 | 114.81 | 117.22 | 1 | 1.4
2035 | MISO_WUMS_2_PJM_ROR | MISO_WUMS | PJM_ROR | Internal | Shoulder | B14 | 900 | 1600 | 1600 | 114.79 | 116.65 | 1 | 0.86
2035 | MISO_WUMS_2_PJM_ROR | MISO_WUMS | PJM_ROR | Internal | Shoulder | B15 | 1203 | 1600 | 184.54 | 113.79 | 114.79 | 1 | 0
2035 | MISO_WUMS_2_PJM_ROR | MISO_WUMS | PJM_ROR | Internal | Summer | B1 | 10 | 1600 | 1600 | 131.46 | 212.6 | 1 | 80.13
2035 | MISO_WUMS_2_PJM_ROR | MISO_WUMS | PJM_ROR | Internal | Summer | B2 | 25 | 1600 | 1599.62 | 211.57 | 212.6 | 1 | 0.02
2035 | MISO_WUMS_2_PJM_ROR | MISO_WUMS | PJM_ROR | Internal | Summer | B3 | 75 | 1600 | 1599.73 | 211.58 | 212.6 | 1 | 0.01
2035 | MISO_WUMS_2_PJM_ROR | MISO_WUMS | PJM_ROR | Internal | Summer | B4 | 100 | 1600 | 1599.81 | 186.57 | 187.58 | 1 | 0.01
2035 | MISO_WUMS_2_PJM_ROR | MISO_WUMS | PJM_ROR | Internal | Summer | B5 | 200 | 1600 | 1599.89 | 152.25 | 153.26 | 1 | 0.01
2035 | MISO_WUMS_2_PJM_ROR | MISO_WUMS | PJM_ROR | Internal | Summer | B6 | 300 | 1600 | 1599.92 | 140.37 | 141.38 | 1 | 0.01
2035 | MISO_WUMS_2_PJM_ROR | MISO_WUMS | PJM_ROR | Internal | Summer | B7 | 400 | 1600 | 1600 | 131.46 | 135.23 | 1 | 2.77
2035 | MISO_WUMS_2_PJM_ROR | MISO_WUMS | PJM_ROR | Internal | Summer | B8 | 500 | 1600 | 1599.95 | 125.5 | 126.51 | 1 | 0.01
2035 | MISO_WUMS_2_PJM_ROR | MISO_WUMS | PJM_ROR | Internal | Summer | B9 | 800 | 1600 | 1599.97 | 115.41 | 116.43 | 1 | 0.01
2035 | MISO_WUMS_2_PJM_ROR | MISO_WUMS | PJM_ROR | Internal | Summer | B10 | 1262 | 1600 | 0 | 113.22 | 113.16 | 1 | 0
2035 | MISO_WUMS_2_PJM_ROR | MISO_WUMS | PJM_ROR | Internal | Winter | B16 | 25 | 1600 | 1600 | 117.75 | 137.43 | 1 | 18.68
2035 | MISO_WUMS_2_PJM_ROR | MISO_WUMS | PJM_ROR | Internal | Winter | B17 | 100 | 1600 | 1600 | 117.75 | 130.4 | 1 | 11.66
2035 | MISO_WUMS_2_PJM_ROR | MISO_WUMS | PJM_ROR | Internal | Winter | B18 | 400 | 1600 | 1600 | 117.75 | 121.4 | 1 | 2.66
2035 | MISO_WUMS_2_PJM_ROR | MISO_WUMS | PJM_ROR | Internal | Winter | B19 | 700 | 1600 | 1600 | 117.75 | 120.22 | 1 | 1.48
2035 | MISO_WUMS_2_PJM_ROR | MISO_WUMS | PJM_ROR | Internal | Winter | B20 | 935 | 1600 | 1319.81 | 117.29 | 118.29 | 1 | 0
2035 | NE_2_MAPP_US | NE | MAPP_US | Internal | Shoulder | B11 | 25 | 1600 | 0 | 129.74 | 127.74 | 3.5 | 0
2035 | NE_2_MAPP_US | NE | MAPP_US | Internal | Shoulder | B12 | 200 | 1600 | 0 | 110.25 | 109.33 | 3.5 | 0
2035 | NE_2_MAPP_US | NE | MAPP_US | Internal | Shoulder | B13 | 600 | 1600 | 583.83 | 100.88 | 104.38 | 3.5 | 0
2035 | NE_2_MAPP_US | NE | MAPP_US | Internal | Shoulder | B14 | 900 | 1600 | 1600 | 12.52 | 80.33 | 3.5 | 64.31
2035 | NE_2_MAPP_US | NE | MAPP_US | Internal | Shoulder | B15 | 1203 | 1600 | 1600 | 12.52 | 69.32 | 3.5 | 53.3
2035 | NE_2_MAPP_US | NE | MAPP_US | Internal | Summer | B1 | 10 | 1600 | 0 | 208.1 | 206.1 | 3.5 | 0
2035 | NE_2_MAPP_US | NE | MAPP_US | Internal | Summer | B2 | 25 | 1600 | 0 | 208.1 | 206.1 | 3.5 | 0
2035 | NE_2_MAPP_US | NE | MAPP_US | Internal | Summer | B3 | 75 | 1600 | 0 | 208.1 | 206.1 | 3.5 | 0
2035 | NE_2_MAPP_US | NE | MAPP_US | Internal | Summer | B4 | 100 | 1600 | 0 | 183.08 | 181.08 | 3.5 | 0
2035 | NE_2_MAPP_US | NE | MAPP_US | Internal | Summer | B5 | 200 | 1600 | 0 | 148.76 | 146.76 | 3.5 | 0
2035 | NE_2_MAPP_US | NE | MAPP_US | Internal | Summer | B6 | 300 | 1600 | 0 | 136.88 | 134.88 | 3.5 | 0
2035 | NE_2_MAPP_US | NE | MAPP_US | Internal | Summer | B7 | 400 | 1600 | 0 | 130.73 | 128.73 | 3.5 | 0
2035 | NE_2_MAPP_US | NE | MAPP_US | Internal | Summer | B8 | 500 | 1600 | 0 | 122.01 | 120.01 | 3.5 | 0
2035 | NE_2_MAPP_US | NE | MAPP_US | Internal | Summer | B9 | 800 | 1600 | 0 | 111.93 | 109.93 | 3.5 | 0
2035 | NE_2_MAPP_US | NE | MAPP_US | Internal | Summer | B10 | 1262 | 1600 | 0 | 98.77 | 96.78 | 3.5 | 0
2035 | NE_2_MAPP_US | NE | MAPP_US | Internal | Winter | B16 | 25 | 1600 | 1600 | 12.52 | 45.34 | 3.5 | 29.32
2035 | NE_2_MAPP_US | NE | MAPP_US | Internal | Winter | B17 | 100 | 1600 | 1600 | 12.52 | 69.32 | 3.5 | 53.3
2035 | NE_2_MAPP_US | NE | MAPP_US | Internal | Winter | B18 | 400 | 1600 | 742.56 | 85.07 | 88.57 | 3.5 | 0
2035 | NE_2_MAPP_US | NE | MAPP_US | Internal | Winter | B19 | 700 | 1600 | 1600 | 35.32 | 88.57 | 3.5 | 49.75
2035 | NE_2_MAPP_US | NE | MAPP_US | Internal | Winter | B20 | 935 | 1600 | 1600 | 12.52 | 69.33 | 3.5 | 53.31
2035 | NE_2_MISO_W | NE | MISO_W | Internal | Shoulder | B11 | 25 | 4089 | 2644.4 | 129.74 | 133.24 | 3.5 | 0
2035 | NE_2_MISO_W | NE | MISO_W | Internal | Shoulder | B12 | 200 | 4089 | 4089 | 110.25 | 114.83 | 3.5 | 1.08
2035 | NE_2_MISO_W | NE | MISO_W | Internal | Shoulder | B13 | 600 | 4089 | 4089 | 100.88 | 114.83 | 3.5 | 10.45
2035 | NE_2_MISO_W | NE | MISO_W | Internal | Shoulder | B14 | 900 | 4089 | 4089 | 12.52 | 85.83 | 3.5 | 69.81
2035 | NE_2_MISO_W | NE | MISO_W | Internal | Shoulder | B15 | 1203 | 4089 | 4089 | 12.52 | 74.82 | 3.5 | 58.8
2035 | NE_2_MISO_W | NE | MISO_W | Internal | Summer | B1 | 10 | 4089 | 1258.55 | 208.1 | 211.6 | 3.5 | 0
2035 | NE_2_MISO_W | NE | MISO_W | Internal | Summer | B2 | 25 | 4089 | 3939.63 | 208.1 | 211.6 | 3.5 | 0
2035 | NE_2_MISO_W | NE | MISO_W | Internal | Summer | B3 | 75 | 4089 | 1865.41 | 208.1 | 211.6 | 3.5 | 0
2035 | NE_2_MISO_W | NE | MISO_W | Internal | Summer | B4 | 100 | 4089 | 951.55 | 183.08 | 186.58 | 3.5 | 0
2035 | NE_2_MISO_W | NE | MISO_W | Internal | Summer | B5 | 200 | 4089 | 1553.89 | 148.76 | 152.26 | 3.5 | 0
2035 | NE_2_MISO_W | NE | MISO_W | Internal | Summer | B6 | 300 | 4089 | 887.16 | 136.88 | 140.38 | 3.5 | 0
2035 | NE_2_MISO_W | NE | MISO_W | Internal | Summer | B7 | 400 | 4089 | 62.69 | 130.73 | 134.23 | 3.5 | 0
2035 | NE_2_MISO_W | NE | MISO_W | Internal | Summer | B8 | 500 | 4089 | 2045.85 | 122.01 | 125.51 | 3.5 | 0
2035 | NE_2_MISO_W | NE | MISO_W | Internal | Summer | B9 | 800 | 4089 | 1330.67 | 111.93 | 115.43 | 3.5 | 0
2035 | NE_2_MISO_W | NE | MISO_W | Internal | Summer | B10 | 1262 | 4089 | 4088.98 | 98.77 | 102.28 | 3.5 | 0.01
2035 | NE_2_MISO_W | NE | MISO_W | Internal | Winter | B16 | 25 | 4089 | 4089 | 12.52 | 50.84 | 3.5 | 34.82
2035 | NE_2_MISO_W | NE | MISO_W | Internal | Winter | B17 | 100 | 4089 | 4089 | 12.52 | 74.82 | 3.5 | 58.8
2035 | NE_2_MISO_W | NE | MISO_W | Internal | Winter | B18 | 400 | 4089 | 4089 | 85.07 | 115.33 | 3.5 | 26.76
2035 | NE_2_MISO_W | NE | MISO_W | Internal | Winter | B19 | 700 | 4089 | 4089 | 35.32 | 114.85 | 3.5 | 76.03
2035 | NE_2_MISO_W | NE | MISO_W | Internal | Winter | B20 | 935 | 4089 | 4089 | 12.52 | 74.83 | 3.5 | 58.81
2035 | NE_2_SPP_N | NE | SPP_N | Internal | Shoulder | B11 | 25 | 1960 | 0.85 | 129.74 | 129.74 | 0.01 | 0
2035 | NE_2_SPP_N | NE | SPP_N | Internal | Shoulder | B12 | 200 | 1960 | 478.88 | 110.25 | 110.26 | 0.01 | 0
2035 | NE_2_SPP_N | NE | SPP_N | Internal | Shoulder | B13 | 600 | 1960 | 934.39 | 100.88 | 100.89 | 0.01 | 0
2035 | NE_2_SPP_N | NE | SPP_N | Internal | Shoulder | B14 | 900 | 1960 | 0.02 | 12.52 | 12.52 | 0.01 | 0
2035 | NE_2_SPP_N | NE | SPP_N | Internal | Shoulder | B15 | 1203 | 1960 | 0.02 | 12.52 | 12.52 | 0.01 | 0
2035 | NE_2_SPP_N | NE | SPP_N | Internal | Summer | B1 | 10 | 1960 | 0 | 208.1 | 12.52 | 0.01 | 0
2035 | NE_2_SPP_N | NE | SPP_N | Internal | Summer | B2 | 25 | 1960 | 0 | 208.1 | 196.29 | 0.01 | 0
2035 | NE_2_SPP_N | NE | SPP_N | Internal | Summer | B3 | 75 | 1960 | 0.33 | 208.1 | 208.1 | 0.01 | 0
2035 | NE_2_SPP_N | NE | SPP_N | Internal | Summer | B4 | 100 | 1960 | 0.23 | 183.08 | 183.08 | 0.01 | 0
2035 | NE_2_SPP_N | NE | SPP_N | Internal | Summer | B5 | 200 | 1960 | 0 | 148.76 | 142.74 | 0.01 | 0
2035 | NE_2_SPP_N | NE | SPP_N | Internal | Summer | B6 | 300 | 1960 | 0.09 | 136.88 | 136.88 | 0.01 | 0
2035 | NE_2_SPP_N | NE | SPP_N | Internal | Summer | B7 | 400 | 1960 | 1960 | 130.73 | 131.09 | 0.01 | 0.35
2035 | NE_2_SPP_N | NE | SPP_N | Internal | Summer | B8 | 500 | 1960 | 1732.42 | 122.01 | 122.02 | 0.01 | 0
2035 | NE_2_SPP_N | NE | SPP_N | Internal | Summer | B9 | 800 | 1960 | 1952.44 | 111.93 | 111.94 | 0.01 | 0
2035 | NE_2_SPP_N | NE | SPP_N | Internal | Summer | B10 | 1262 | 1960 | 739.9 | 98.77 | 98.78 | 0.01 | 0
2035 | NE_2_SPP_N | NE | SPP_N | Internal | Winter | B16 | 25 | 1960 | 1.14 | 12.52 | 12.52 | 0.01 | 0
2035 | NE_2_SPP_N | NE | SPP_N | Internal | Winter | B17 | 100 | 1960 | 0.27 | 12.52 | 12.52 | 0.01 | 0
2035 | NE_2_SPP_N | NE | SPP_N | Internal | Winter | B18 | 400 | 1960 | 1960 | 85.07 | 111.83 | 0.01 | 26.75
2035 | NE_2_SPP_N | NE | SPP_N | Internal | Winter | B19 | 700 | 1960 | 121.19 | 35.32 | 35.34 | 0.01 | 0
2035 | NE_2_SPP_N | NE | SPP_N | Internal | Winter | B20 | 935 | 1960 | 0.03 | 12.52 | 12.52 | 0.01 | 0
2035 | NEISO_2_NYISO_A-F | NEISO | NYISO_A-F | Internal | Shoulder | B11 | 25 | 600 | 599.99 | 82.59 | 85.83 | 1.5 | 1.74
2035 | NEISO_2_NYISO_A-F | NEISO | NYISO_A-F | Internal | Shoulder | B12 | 200 | 600 | 600 | 82.59 | 85.83 | 1.5 | 1.74
2035 | NEISO_2_NYISO_A-F | NEISO | NYISO_A-F | Internal | Shoulder | B13 | 600 | 600 | 600 | 82.59 | 85.83 | 1.5 | 1.74
2035 | NEISO_2_NYISO_A-F | NEISO | NYISO_A-F | Internal | Shoulder | B14 | 900 | 600 | 600 | 82.59 | 85.83 | 1.5 | 1.74
2035 | NEISO_2_NYISO_A-F | NEISO | NYISO_A-F | Internal | Shoulder | B15 | 1203 | 600 | 600 | 82.59 | 85.83 | 1.5 | 1.74
2035 | NEISO_2_NYISO_A-F | NEISO | NYISO_A-F | Internal | Summer | B1 | 10 | 600 | 0 | 144.22 | 107.88 | 1.5 | 0
2035 | NEISO_2_NYISO_A-F | NEISO | NYISO_A-F | Internal | Summer | B2 | 25 | 600 | 0 | 181.46 | 131.3 | 1.5 | 0
2035 | NEISO_2_NYISO_A-F | NEISO | NYISO_A-F | Internal | Summer | B3 | 75 | 600 | 0 | 132.8 | 131.3 | 1.5 | 0
2035 | NEISO_2_NYISO_A-F | NEISO | NYISO_A-F | Internal | Summer | B4 | 100 | 600 | 600 | 123.43 | 129.7 | 1.5 | 4.77
2035 | NEISO_2_NYISO_A-F | NEISO | NYISO_A-F | Internal | Summer | B5 | 200 | 600 | 400.75 | 123.43 | 124.93 | 1.5 | 0
2035 | NEISO_2_NYISO_A-F | NEISO | NYISO_A-F | Internal | Summer | B6 | 300 | 600 | 133.17 | 123.43 | 124.93 | 1.5 | 0
2035 | NEISO_2_NYISO_A-F | NEISO | NYISO_A-F | Internal | Summer | B7 | 400 | 600 | 268.6 | 123.43 | 124.93 | 1.5 | 0
2035 | NEISO_2_NYISO_A-F | NEISO | NYISO_A-F | Internal | Summer | B8 | 500 | 600 | 0 | 112.59 | 111.09 | 1.5 | 0
2035 | NEISO_2_NYISO_A-F | NEISO | NYISO_A-F | Internal | Summer | B9 | 800 | 600 | 10.18 | 106.38 | 107.88 | 1.5 | 0
2035 | NEISO_2_NYISO_A-F | NEISO | NYISO_A-F | Internal | Summer | B10 | 1262 | 600 | 6.37 | 106.38 | 107.88 | 1.5 | 0
2035 | NEISO_2_NYISO_A-F | NEISO | NYISO_A-F | Internal | Winter | B16 | 25 | 600 | 360.76 | 82.59 | 84.09 | 1.5 | 0
2035 | NEISO_2_NYISO_A-F | NEISO | NYISO_A-F | Internal | Winter | B17 | 100 | 600 | 336.7 | 82.59 | 84.09 | 1.5 | 0
2035 | NEISO_2_NYISO_A-F | NEISO | NYISO_A-F | Internal | Winter | B18 | 400 | 600 | 419.21 | 82.59 | 84.09 | 1.5 | 0
2035 | NEISO_2_NYISO_A-F | NEISO | NYISO_A-F | Internal | Winter | B19 | 700 | 600 | 479.18 | 82.59 | 84.09 | 1.5 | 0
2035 | NEISO_2_NYISO_A-F | NEISO | NYISO_A-F | Internal | Winter | B20 | 935 | 600 | 509.63 | 82.59 | 84.09 | 1.5 | 0
2035 | NEISO_2_NYISO_G-I | NEISO | NYISO_G-I | Internal | Shoulder | B11 | 25 | 600 | 600 | 82.59 | 128.9 | 1.5 | 44.82
2035 | NEISO_2_NYISO_G-I | NEISO | NYISO_G-I | Internal | Shoulder | B12 | 200 | 600 | 600 | 82.59 | 127.82 | 1.5 | 43.73
2035 | NEISO_2_NYISO_G-I | NEISO | NYISO_G-I | Internal | Shoulder | B13 | 600 | 600 | 600 | 82.59 | 127.82 | 1.5 | 43.73
2035 | NEISO_2_NYISO_G-I | NEISO | NYISO_G-I | Internal | Shoulder | B14 | 900 | 600 | 600 | 82.59 | 121.16 | 1.5 | 37.07
2035 | NEISO_2_NYISO_G-I | NEISO | NYISO_G-I | Internal | Shoulder | B15 | 1203 | 600 | 600 | 82.59 | 108.31 | 1.5 | 24.22
2035 | NEISO_2_NYISO_G-I | NEISO | NYISO_G-I | Internal | Summer | B1 | 10 | 600 | 600 | 144.22 | 206.12 | 1.5 | 60.4
2035 | NEISO_2_NYISO_G-I | NEISO | NYISO_G-I | Internal | Summer | B2 | 25 | 600 | 600 | 181.46 | 206.12 | 1.5 | 23.16
2035 | NEISO_2_NYISO_G-I | NEISO | NYISO_G-I | Internal | Summer | B3 | 75 | 600 | 600 | 132.8 | 177.61 | 1.5 | 43.31
2035 | NEISO_2_NYISO_G-I | NEISO | NYISO_G-I | Internal | Summer | B4 | 100 | 600 | 600 | 123.43 | 177.61 | 1.5 | 52.68
2035 | NEISO_2_NYISO_G-I | NEISO | NYISO_G-I | Internal | Summer | B5 | 200 | 600 | 600 | 123.43 | 146.78 | 1.5 | 21.85
2035 | NEISO_2_NYISO_G-I | NEISO | NYISO_G-I | Internal | Summer | B6 | 300 | 600 | 600 | 123.43 | 134.9 | 1.5 | 9.97
2035 | NEISO_2_NYISO_G-I | NEISO | NYISO_G-I | Internal | Summer | B7 | 400 | 600 | 600 | 123.43 | 128.76 | 1.5 | 3.83
2035 | NEISO_2_NYISO_G-I | NEISO | NYISO_G-I | Internal | Summer | B8 | 500 | 600 | 600 | 112.59 | 124.04 | 1.5 | 9.96
2035 | NEISO_2_NYISO_G-I | NEISO | NYISO_G-I | Internal | Summer | B9 | 800 | 600 | 600 | 106.38 | 120.95 | 1.5 | 13.07
2035 | NEISO_2_NYISO_G-I | NEISO | NYISO_G-I | Internal | Summer | B10 | 1262 | 600 | 599.97 | 106.38 | 107.9 | 1.5 | 0.01
2035 | NEISO_2_NYISO_G-I | NEISO | NYISO_G-I | Internal | Winter | B16 | 25 | 600 | 600 | 82.59 | 137.87 | 1.5 | 53.78
2035 | NEISO_2_NYISO_G-I | NEISO | NYISO_G-I | Internal | Winter | B17 | 100 | 600 | 600 | 82.59 | 137.87 | 1.5 | 53.78
2035 | NEISO_2_NYISO_G-I | NEISO | NYISO_G-I | Internal | Winter | B18 | 400 | 600 | 600 | 82.59 | 137.87 | 1.5 | 53.78
2035 | NEISO_2_NYISO_G-I | NEISO | NYISO_G-I | Internal | Winter | B19 | 700 | 600 | 600 | 82.59 | 125.91 | 1.5 | 41.82
2035 | NEISO_2_NYISO_G-I | NEISO | NYISO_G-I | Internal | Winter | B20 | 935 | 600 | 600 | 82.59 | 111.81 | 1.5 | 27.72
2035 | NEISO_2_NYISO_J-K | NEISO | NYISO_J-K | Internal | Shoulder | B11 | 25 | 745 | 745 | 82.59 | 128.92 | 1.5 | 44.83
2035 | NEISO_2_NYISO_J-K | NEISO | NYISO_J-K | Internal | Shoulder | B12 | 200 | 745 | 745 | 82.59 | 127.83 | 1.5 | 43.74
2035 | NEISO_2_NYISO_J-K | NEISO | NYISO_J-K | Internal | Shoulder | B13 | 600 | 745 | 745 | 82.59 | 127.83 | 1.5 | 43.74
2035 | NEISO_2_NYISO_J-K | NEISO | NYISO_J-K | Internal | Shoulder | B14 | 900 | 745 | 745 | 82.59 | 121.17 | 1.5 | 37.09
2035 | NEISO_2_NYISO_J-K | NEISO | NYISO_J-K | Internal | Shoulder | B15 | 1203 | 745 | 745 | 82.59 | 108.32 | 1.5 | 24.24
2035 | NEISO_2_NYISO_J-K | NEISO | NYISO_J-K | Internal | Summer | B1 | 10 | 745 | 745 | 144.22 | 206.13 | 1.5 | 60.41
2035 | NEISO_2_NYISO_J-K | NEISO | NYISO_J-K | Internal | Summer | B2 | 25 | 745 | 745 | 181.46 | 206.13 | 1.5 | 23.17
2035 | NEISO_2_NYISO_J-K | NEISO | NYISO_J-K | Internal | Summer | B3 | 75 | 745 | 745 | 132.8 | 177.62 | 1.5 | 43.32
2035 | NEISO_2_NYISO_J-K | NEISO | NYISO_J-K | Internal | Summer | B4 | 100 | 745 | 745 | 123.43 | 177.62 | 1.5 | 52.7
2035 | NEISO_2_NYISO_J-K | NEISO | NYISO_J-K | Internal | Summer | B5 | 200 | 745 | 745 | 123.43 | 176.19 | 1.5 | 51.26
2035 | NEISO_2_NYISO_J-K | NEISO | NYISO_J-K | Internal | Summer | B6 | 300 | 745 | 745 | 123.43 | 134.91 | 1.5 | 9.99
2035 | NEISO_2_NYISO_J-K | NEISO | NYISO_J-K | Internal | Summer | B7 | 400 | 745 | 745 | 123.43 | 128.77 | 1.5 | 3.84
2035 | NEISO_2_NYISO_J-K | NEISO | NYISO_J-K | Internal | Summer | B8 | 500 | 745 | 745 | 112.59 | 124.06 | 1.5 | 9.97
2035 | NEISO_2_NYISO_J-K | NEISO | NYISO_J-K | Internal | Summer | B9 | 800 | 745 | 745 | 106.38 | 124.06 | 1.5 | 16.17
2035 | NEISO_2_NYISO_J-K | NEISO | NYISO_J-K | Internal | Summer | B10 | 1262 | 745 | 744.99 | 106.38 | 107.91 | 1.5 | 0.02
2035 | NEISO_2_NYISO_J-K | NEISO | NYISO_J-K | Internal | Winter | B16 | 25 | 745 | 745 | 82.59 | 140.93 | 1.5 | 56.84
2035 | NEISO_2_NYISO_J-K | NEISO | NYISO_J-K | Internal | Winter | B17 | 100 | 745 | 745 | 82.59 | 140.93 | 1.5 | 56.84
2035 | NEISO_2_NYISO_J-K | NEISO | NYISO_J-K | Internal | Winter | B18 | 400 | 745 | 745 | 82.59 | 140.93 | 1.5 | 56.84
2035 | NEISO_2_NYISO_J-K | NEISO | NYISO_J-K | Internal | Winter | B19 | 700 | 745 | 745 | 82.59 | 132.42 | 1.5 | 48.33
2035 | NEISO_2_NYISO_J-K | NEISO | NYISO_J-K | Internal | Winter | B20 | 935 | 745 | 745 | 82.59 | 111.83 | 1.5 | 27.74
2035 | NonRTO_Midwest_2_MISO_IN | NonRTO_Midwest | MISO_IN | Internal | Shoulder | B11 | 25 | 4450 | 0 | 121.35 | 114.85 | 5.5 | 0
2035 | NonRTO_Midwest_2_MISO_IN | NonRTO_Midwest | MISO_IN | Internal | Shoulder | B12 | 200 | 4450 | 0 | 120.33 | 114.85 | 5.5 | 0
2035 | NonRTO_Midwest_2_MISO_IN | NonRTO_Midwest | MISO_IN | Internal | Shoulder | B13 | 600 | 4450 | 0 | 118.54 | 114.85 | 5.5 | 0
2035 | NonRTO_Midwest_2_MISO_IN | NonRTO_Midwest | MISO_IN | Internal | Shoulder | B14 | 900 | 4450 | 0 | 118.54 | 114.79 | 5.5 | 0
2035 | NonRTO_Midwest_2_MISO_IN | NonRTO_Midwest | MISO_IN | Internal | Shoulder | B15 | 1203 | 4450 | 0 | 118.54 | 112.04 | 5.5 | 0
2035 | NonRTO_Midwest_2_MISO_IN | NonRTO_Midwest | MISO_IN | Internal | Summer | B1 | 10 | 4450 | 0 | 138.18 | 131.68 | 5.5 | 0
2035 | NonRTO_Midwest_2_MISO_IN | NonRTO_Midwest | MISO_IN | Internal | Summer | B2 | 25 | 4450 | 0 | 218.07 | 211.57 | 5.5 | 0
2035 | NonRTO_Midwest_2_MISO_IN | NonRTO_Midwest | MISO_IN | Internal | Summer | B3 | 75 | 4450 | 0 | 218.06 | 211.56 | 5.5 | 0
2035 | NonRTO_Midwest_2_MISO_IN | NonRTO_Midwest | MISO_IN | Internal | Summer | B4 | 100 | 4450 | 0 | 193.07 | 186.57 | 5.5 | 0
2035 | NonRTO_Midwest_2_MISO_IN | NonRTO_Midwest | MISO_IN | Internal | Summer | B5 | 200 | 4450 | 0 | 158.23 | 151.73 | 5.5 | 0
2035 | NonRTO_Midwest_2_MISO_IN | NonRTO_Midwest | MISO_IN | Internal | Summer | B6 | 300 | 4450 | 0 | 138.18 | 131.68 | 5.5 | 0
2035 | NonRTO_Midwest_2_MISO_IN | NonRTO_Midwest | MISO_IN | Internal | Summer | B7 | 400 | 4450 | 0 | 123.23 | 116.73 | 5.5 | 0
2035 | NonRTO_Midwest_2_MISO_IN | NonRTO_Midwest | MISO_IN | Internal | Summer | B8 | 500 | 4450 | 0 | 117.03 | 113.4 | 5.5 | 0
2035 | NonRTO_Midwest_2_MISO_IN | NonRTO_Midwest | MISO_IN | Internal | Summer | B9 | 800 | 4450 | 0 | 117.03 | 113.4 | 5.5 | 0
2035 | NonRTO_Midwest_2_MISO_IN | NonRTO_Midwest | MISO_IN | Internal | Summer | B10 | 1262 | 4450 | 0 | 117.03 | 113.4 | 5.5 | 0
2035 | NonRTO_Midwest_2_MISO_IN | NonRTO_Midwest | MISO_IN | Internal | Winter | B16 | 25 | 4450 | 0 | 124.46 | 117.87 | 5.5 | 0
2035 | NonRTO_Midwest_2_MISO_IN | NonRTO_Midwest | MISO_IN | Internal | Winter | B17 | 100 | 4450 | 0 | 124.37 | 117.87 | 5.5 | 0
2035 | NonRTO_Midwest_2_MISO_IN | NonRTO_Midwest | MISO_IN | Internal | Winter | B18 | 400 | 4450 | 0 | 121.86 | 115.36 | 5.5 | 0
2035 | NonRTO_Midwest_2_MISO_IN | NonRTO_Midwest | MISO_IN | Internal | Winter | B19 | 700 | 4450 | 0 | 121.86 | 115.36 | 5.5 | 0
2035 | NonRTO_Midwest_2_MISO_IN | NonRTO_Midwest | MISO_IN | Internal | Winter | B20 | 935 | 4450 | 0 | 121.44 | 114.94 | 5.5 | 0
2035 | NonRTO_Midwest_2_TVA_Transmission | NonRTO_Midwest | TVA_Transmission | Internal | Shoulder | B11 | 25 | 2400 | 2400 | 121.35 | 132.07 | 5.5 | 5.22
2035 | NonRTO_Midwest_2_TVA_Transmission | NonRTO_Midwest | TVA_Transmission | Internal | Shoulder | B12 | 200 | 2400 | 0 | 120.33 | 119.26 | 5.5 | 0
2035 | NonRTO_Midwest_2_TVA_Transmission | NonRTO_Midwest | TVA_Transmission | Internal | Shoulder | B13 | 600 | 2400 | 0 | 118.54 | 118.59 | 5.5 | 0
2035 | NonRTO_Midwest_2_TVA_Transmission | NonRTO_Midwest | TVA_Transmission | Internal | Shoulder | B14 | 900 | 2400 | 0 | 118.54 | 118.59 | 5.5 | 0
2035 | NonRTO_Midwest_2_TVA_Transmission | NonRTO_Midwest | TVA_Transmission | Internal | Shoulder | B15 | 1203 | 2400 | 0 | 118.54 | 118.59 | 5.5 | 0
2035 | NonRTO_Midwest_2_TVA_Transmission | NonRTO_Midwest | TVA_Transmission | Internal | Summer | B1 | 10 | 2400 | 2400 | 138.18 | 216.44 | 5.5 | 72.76
2035 | NonRTO_Midwest_2_TVA_Transmission | NonRTO_Midwest | TVA_Transmission | Internal | Summer | B2 | 25 | 2400 | 0 | 218.07 | 217.1 | 5.5 | 0
2035 | NonRTO_Midwest_2_TVA_Transmission | NonRTO_Midwest | TVA_Transmission | Internal | Summer | B3 | 75 | 2400 | 0 | 218.06 | 217.1 | 5.5 | 0
2035 | NonRTO_Midwest_2_TVA_Transmission | NonRTO_Midwest | TVA_Transmission | Internal | Summer | B4 | 100 | 2400 | 0 | 193.07 | 192.08 | 5.5 | 0
2035 | NonRTO_Midwest_2_TVA_Transmission | NonRTO_Midwest | TVA_Transmission | Internal | Summer | B5 | 200 | 2400 | 0 | 158.23 | 151.74 | 5.5 | 0
2035 | NonRTO_Midwest_2_TVA_Transmission | NonRTO_Midwest | TVA_Transmission | Internal | Summer | B6 | 300 | 2400 | 0 | 138.18 | 139.49 | 5.5 | 0
2035 | NonRTO_Midwest_2_TVA_Transmission | NonRTO_Midwest | TVA_Transmission | Internal | Summer | B7 | 400 | 2400 | 887.66 | 123.23 | 128.73 | 5.5 | 0
2035 | NonRTO_Midwest_2_TVA_Transmission | NonRTO_Midwest | TVA_Transmission | Internal | Summer | B8 | 500 | 2400 | 0 | 117.03 | 121.57 | 5.5 | 0
2035 | NonRTO_Midwest_2_TVA_Transmission | NonRTO_Midwest | TVA_Transmission | Internal | Summer | B9 | 800 | 2400 | 0 | 117.03 | 118.38 | 5.5 | 0
2035 | NonRTO_Midwest_2_TVA_Transmission | NonRTO_Midwest | TVA_Transmission | Internal | Summer | B10 | 1262 | 2400 | 0 | 117.03 | 114.29 | 5.5 | 0
2035 | NonRTO_Midwest_2_TVA_Transmission | NonRTO_Midwest | TVA_Transmission | Internal | Winter | B16 | 25 | 2400 | 2222.4 | 124.46 | 129.96 | 5.5 | 0
2035 | NonRTO_Midwest_2_TVA_Transmission | NonRTO_Midwest | TVA_Transmission | Internal | Winter | B17 | 100 | 2400 | 0 | 124.37 | 122.68 | 5.5 | 0
2035 | NonRTO_Midwest_2_TVA_Transmission | NonRTO_Midwest | TVA_Transmission | Internal | Winter | B18 | 400 | 2400 | 0 | 121.86 | 121.37 | 5.5 | 0
2035 | NonRTO_Midwest_2_TVA_Transmission | NonRTO_Midwest | TVA_Transmission | Internal | Winter | B19 | 700 | 2400 | 0 | 121.86 | 121.37 | 5.5 | 0
2035 | NonRTO_Midwest_2_TVA_Transmission | NonRTO_Midwest | TVA_Transmission | Internal | Winter | B20 | 935 | 2400 | 0 | 121.44 | 114.94 | 5.5 | 0
2035 | NYISO_A-F_2_IESO | NYISO_A-F | IESO | Internal | Shoulder | B11 | 25 | 1600 | 0 | 85.83 | 81.33 | 5.5 | 0
2035 | NYISO_A-F_2_IESO | NYISO_A-F | IESO | Internal | Shoulder | B12 | 200 | 1600 | 0 | 85.83 | 81.33 | 5.5 | 0
2035 | NYISO_A-F_2_IESO | NYISO_A-F | IESO | Internal | Shoulder | B13 | 600 | 1600 | 0 | 85.83 | 81.33 | 5.5 | 0
2035 | NYISO_A-F_2_IESO | NYISO_A-F | IESO | Internal | Shoulder | B14 | 900 | 1600 | 0 | 85.83 | 81.33 | 5.5 | 0
2035 | NYISO_A-F_2_IESO | NYISO_A-F | IESO | Internal | Shoulder | B15 | 1203 | 1600 | 0 | 85.83 | 81.33 | 5.5 | 0
2035 | NYISO_A-F_2_IESO | NYISO_A-F | IESO | Internal | Summer | B1 | 10 | 1600 | 11.14 | 107.88 | 113.38 | 5.5 | 0
2035 | NYISO_A-F_2_IESO | NYISO_A-F | IESO | Internal | Summer | B2 | 25 | 1600 | 0 | 131.3 | 126.8 | 5.5 | 0
2035 | NYISO_A-F_2_IESO | NYISO_A-F | IESO | Internal | Summer | B3 | 75 | 1600 | 0 | 131.3 | 126.8 | 5.5 | 0
2035 | NYISO_A-F_2_IESO | NYISO_A-F | IESO | Internal | Summer | B4 | 100 | 1600 | 0 | 129.7 | 97.78 | 5.5 | 0
2035 | NYISO_A-F_2_IESO | NYISO_A-F | IESO | Internal | Summer | B5 | 200 | 1600 | 0 | 124.93 | 86.78 | 5.5 | 0
2035 | NYISO_A-F_2_IESO | NYISO_A-F | IESO | Internal | Summer | B6 | 300 | 1600 | 0 | 124.93 | 79 | 5.5 | 0
2035 | NYISO_A-F_2_IESO | NYISO_A-F | IESO | Internal | Summer | B7 | 400 | 1600 | 0 | 124.93 | 79 | 5.5 | 0
2035 | NYISO_A-F_2_IESO | NYISO_A-F | IESO | Internal | Summer | B8 | 500 | 1600 | 0 | 111.09 | 79 | 5.5 | 0
2035 | NYISO_A-F_2_IESO | NYISO_A-F | IESO | Internal | Summer | B9 | 800 | 1600 | 0 | 107.88 | 79 | 5.5 | 0
2035 | NYISO_A-F_2_IESO | NYISO_A-F | IESO | Internal | Summer | B10 | 1262 | 1600 | 0 | 107.88 | 79 | 5.5 | 0
2035 | NYISO_A-F_2_IESO | NYISO_A-F | IESO | Internal | Winter | B16 | 25 | 1600 | 0 | 84.09 | 81.33 | 5.5 | 0
2035 | NYISO_A-F_2_IESO | NYISO_A-F | IESO | Internal | Winter | B17 | 100 | 1600 | 0 | 84.09 | 81.33 | 5.5 | 0
2035 | NYISO_A-F_2_IESO | NYISO_A-F | IESO | Internal | Winter | B18 | 400 | 1600 | 0 | 84.09 | 81.33 | 5.5 | 0
2035 | NYISO_A-F_2_IESO | NYISO_A-F | IESO | Internal | Winter | B19 | 700 | 1600 | 0 | 84.09 | 81.33 | 5.5 | 0
2035 | NYISO_A-F_2_IESO | NYISO_A-F | IESO | Internal | Winter | B20 | 935 | 1600 | 0 | 84.09 | 81.33 | 5.5 | 0
2035 | NYISO_A-F_2_NEISO | NYISO_A-F | NEISO | Internal | Shoulder | B11 | 25 | 600 | 0 | 85.83 | 82.59 | 1.5 | 0
2035 | NYISO_A-F_2_NEISO | NYISO_A-F | NEISO | Internal | Shoulder | B12 | 200 | 600 | 0 | 85.83 | 82.59 | 1.5 | 0
2035 | NYISO_A-F_2_NEISO | NYISO_A-F | NEISO | Internal | Shoulder | B13 | 600 | 600 | 0 | 85.83 | 82.59 | 1.5 | 0
2035 | NYISO_A-F_2_NEISO | NYISO_A-F | NEISO | Internal | Shoulder | B14 | 900 | 600 | 0 | 85.83 | 82.59 | 1.5 | 0
2035 | NYISO_A-F_2_NEISO | NYISO_A-F | NEISO | Internal | Shoulder | B15 | 1203 | 600 | 0 | 85.83 | 82.59 | 1.5 | 0
2035 | NYISO_A-F_2_NEISO | NYISO_A-F | NEISO | Internal | Summer | B1 | 10 | 600 | 600 | 107.88 | 144.22 | 1.5 | 34.83
2035 | NYISO_A-F_2_NEISO | NYISO_A-F | NEISO | Internal | Summer | B2 | 25 | 600 | 600 | 131.3 | 181.46 | 1.5 | 48.66
2035 | NYISO_A-F_2_NEISO | NYISO_A-F | NEISO | Internal | Summer | B3 | 75 | 600 | 262.15 | 131.3 | 132.8 | 1.5 | 0
2035 | NYISO_A-F_2_NEISO | NYISO_A-F | NEISO | Internal | Summer | B4 | 100 | 600 | 0 | 129.7 | 123.43 | 1.5 | 0
2035 | NYISO_A-F_2_NEISO | NYISO_A-F | NEISO | Internal | Summer | B5 | 200 | 600 | 0 | 124.93 | 123.43 | 1.5 | 0
2035 | NYISO_A-F_2_NEISO | NYISO_A-F | NEISO | Internal | Summer | B6 | 300 | 600 | 0 | 124.93 | 123.43 | 1.5 | 0
2035 | NYISO_A-F_2_NEISO | NYISO_A-F | NEISO | Internal | Summer | B7 | 400 | 600 | 0 | 124.93 | 123.43 | 1.5 | 0
2035 | NYISO_A-F_2_NEISO | NYISO_A-F | NEISO | Internal | Summer | B8 | 500 | 600 | 285.15 | 111.09 | 112.59 | 1.5 | 0
2035 | NYISO_A-F_2_NEISO | NYISO_A-F | NEISO | Internal | Summer | B9 | 800 | 600 | 0 | 107.88 | 106.38 | 1.5 | 0
2035 | NYISO_A-F_2_NEISO | NYISO_A-F | NEISO | Internal | Summer | B10 | 1262 | 600 | 0 | 107.88 | 106.38 | 1.5 | 0
2035 | NYISO_A-F_2_NEISO | NYISO_A-F | NEISO | Internal | Winter | B16 | 25 | 600 | 0 | 84.09 | 82.59 | 1.5 | 0
2035 | NYISO_A-F_2_NEISO | NYISO_A-F | NEISO | Internal | Winter | B17 | 100 | 600 | 0 | 84.09 | 82.59 | 1.5 | 0
2035 | NYISO_A-F_2_NEISO | NYISO_A-F | NEISO | Internal | Winter | B18 | 400 | 600 | 0 | 84.09 | 82.59 | 1.5 | 0
2035 | NYISO_A-F_2_NEISO | NYISO_A-F | NEISO | Internal | Winter | B19 | 700 | 600 | 0 | 84.09 | 82.59 | 1.5 | 0
2035 | NYISO_A-F_2_NEISO | NYISO_A-F | NEISO | Internal | Winter | B20 | 935 | 600 | 0 | 84.09 | 82.59 | 1.5 | 0
2035 | NYISO_A-F_2_NYISO_G-I | NYISO_A-F | NYISO_G-I | Internal | Shoulder | B11 | 25 | 5685 | 5685 | 85.83 | 128.9 | 0.01 | 43.06
2035 | NYISO_A-F_2_NYISO_G-I | NYISO_A-F | NYISO_G-I | Internal | Shoulder | B12 | 200 | 5685 | 5685 | 85.83 | 127.82 | 0.01 | 41.98
2035 | NYISO_A-F_2_NYISO_G-I | NYISO_A-F | NYISO_G-I | Internal | Shoulder | B13 | 600 | 5685 | 5685 | 85.83 | 127.82 | 0.01 | 41.98
2035 | NYISO_A-F_2_NYISO_G-I | NYISO_A-F | NYISO_G-I | Internal | Shoulder | B14 | 900 | 5685 | 5685 | 85.83 | 121.16 | 0.01 | 35.32
2035 | NYISO_A-F_2_NYISO_G-I | NYISO_A-F | NYISO_G-I | Internal | Shoulder | B15 | 1203 | 5685 | 5685 | 85.83 | 108.31 | 0.01 | 22.47
2035 | NYISO_A-F_2_NYISO_G-I | NYISO_A-F | NYISO_G-I | Internal | Summer | B1 | 10 | 5685 | 5685 | 107.88 | 206.12 | 0.01 | 98.22
2035 | NYISO_A-F_2_NYISO_G-I | NYISO_A-F | NYISO_G-I | Internal | Summer | B2 | 25 | 5685 | 5685 | 131.3 | 206.12 | 0.01 | 74.8
2035 | NYISO_A-F_2_NYISO_G-I | NYISO_A-F | NYISO_G-I | Internal | Summer | B3 | 75 | 5685 | 5685 | 131.3 | 177.61 | 0.01 | 46.3
2035 | NYISO_A-F_2_NYISO_G-I | NYISO_A-F | NYISO_G-I | Internal | Summer | B4 | 100 | 5685 | 5685 | 129.7 | 177.61 | 0.01 | 47.9
2035 | NYISO_A-F_2_NYISO_G-I | NYISO_A-F | NYISO_G-I | Internal | Summer | B5 | 200 | 5685 | 5685 | 124.93 | 146.78 | 0.01 | 21.84
2035 | NYISO_A-F_2_NYISO_G-I | NYISO_A-F | NYISO_G-I | Internal | Summer | B6 | 300 | 5685 | 5685 | 124.93 | 134.9 | 0.01 | 9.96
2035 | NYISO_A-F_2_NYISO_G-I | NYISO_A-F | NYISO_G-I | Internal | Summer | B7 | 400 | 5685 | 5685 | 124.93 | 128.76 | 0.01 | 3.82
2035 | NYISO_A-F_2_NYISO_G-I | NYISO_A-F | NYISO_G-I | Internal | Summer | B8 | 500 | 5685 | 5685 | 111.09 | 124.04 | 0.01 | 12.94
2035 | NYISO_A-F_2_NYISO_G-I | NYISO_A-F | NYISO_G-I | Internal | Summer | B9 | 800 | 5685 | 5685 | 107.88 | 120.95 | 0.01 | 13.05
2035 | NYISO_A-F_2_NYISO_G-I | NYISO_A-F | NYISO_G-I | Internal | Summer | B10 | 1262 | 5685 | 4340.76 | 107.88 | 107.9 | 0.01 | 0
2035 | NYISO_A-F_2_NYISO_G-I | NYISO_A-F | NYISO_G-I | Internal | Winter | B16 | 25 | 5685 | 5685 | 84.09 | 137.87 | 0.01 | 53.77
2035 | NYISO_A-F_2_NYISO_G-I | NYISO_A-F | NYISO_G-I | Internal | Winter | B17 | 100 | 5685 | 5685 | 84.09 | 137.87 | 0.01 | 53.77
2035 | NYISO_A-F_2_NYISO_G-I | NYISO_A-F | NYISO_G-I | Internal | Winter | B18 | 400 | 5685 | 5685 | 84.09 | 137.87 | 0.01 | 53.77
2035 | NYISO_A-F_2_NYISO_G-I | NYISO_A-F | NYISO_G-I | Internal | Winter | B19 | 700 | 5685 | 5685 | 84.09 | 125.91 | 0.01 | 41.81
2035 | NYISO_A-F_2_NYISO_G-I | NYISO_A-F | NYISO_G-I | Internal | Winter | B20 | 935 | 5685 | 5685 | 84.09 | 111.81 | 0.01 | 27.71
2035 | NYISO_A-F_2_PJM_ROM | NYISO_A-F | PJM_ROM | Internal | Shoulder | B11 | 25 | 1000 | 1000 | 85.83 | 134.25 | 6.5 | 41.92
2035 | NYISO_A-F_2_PJM_ROM | NYISO_A-F | PJM_ROM | Internal | Shoulder | B12 | 200 | 1000 | 1000 | 85.83 | 130.68 | 6.5 | 38.35
2035 | NYISO_A-F_2_PJM_ROM | NYISO_A-F | PJM_ROM | Internal | Shoulder | B13 | 600 | 1000 | 1000 | 85.83 | 130.68 | 6.5 | 38.35
2035 | NYISO_A-F_2_PJM_ROM | NYISO_A-F | PJM_ROM | Internal | Shoulder | B14 | 900 | 1000 | 1000 | 85.83 | 116.66 | 6.5 | 24.33
2035 | NYISO_A-F_2_PJM_ROM | NYISO_A-F | PJM_ROM | Internal | Shoulder | B15 | 1203 | 1000 | 1000 | 85.83 | 114.8 | 6.5 | 22.47
2035 | NYISO_A-F_2_PJM_ROM | NYISO_A-F | PJM_ROM | Internal | Summer | B1 | 10 | 1000 | 1000 | 107.88 | 212.61 | 6.5 | 98.22
2035 | NYISO_A-F_2_PJM_ROM | NYISO_A-F | PJM_ROM | Internal | Summer | B2 | 25 | 1000 | 1000 | 131.3 | 212.61 | 6.5 | 74.8
2035 | NYISO_A-F_2_PJM_ROM | NYISO_A-F | PJM_ROM | Internal | Summer | B3 | 75 | 1000 | 1000 | 131.3 | 212.58 | 6.5 | 74.78
2035 | NYISO_A-F_2_PJM_ROM | NYISO_A-F | PJM_ROM | Internal | Summer | B4 | 100 | 1000 | 1000 | 129.7 | 187.59 | 6.5 | 51.4
2035 | NYISO_A-F_2_PJM_ROM | NYISO_A-F | PJM_ROM | Internal | Summer | B5 | 200 | 1000 | 1000 | 124.93 | 153.27 | 6.5 | 21.84
2035 | NYISO_A-F_2_PJM_ROM | NYISO_A-F | PJM_ROM | Internal | Summer | B6 | 300 | 1000 | 1000 | 124.93 | 141.39 | 6.5 | 9.96
2035 | NYISO_A-F_2_PJM_ROM | NYISO_A-F | PJM_ROM | Internal | Summer | B7 | 400 | 1000 | 1000 | 124.93 | 135.24 | 6.5 | 3.82
2035 | NYISO_A-F_2_PJM_ROM | NYISO_A-F | PJM_ROM | Internal | Summer | B8 | 500 | 1000 | 1000 | 111.09 | 127.96 | 6.5 | 10.37
2035 | NYISO_A-F_2_PJM_ROM | NYISO_A-F | PJM_ROM | Internal | Summer | B9 | 800 | 1000 | 1000 | 107.88 | 116.44 | 6.5 | 2.05
2035 | NYISO_A-F_2_PJM_ROM | NYISO_A-F | PJM_ROM | Internal | Summer | B10 | 1262 | 1000 | 0 | 107.88 | 113.17 | 6.5 | 0
2035 | NYISO_A-F_2_PJM_ROM | NYISO_A-F | PJM_ROM | Internal | Winter | B16 | 25 | 1000 | 1000 | 84.09 | 137.44 | 6.5 | 46.85
2035 | NYISO_A-F_2_PJM_ROM | NYISO_A-F | PJM_ROM | Internal | Winter | B17 | 100 | 1000 | 1000 | 84.09 | 137.24 | 6.5 | 46.65
2035 | NYISO_A-F_2_PJM_ROM | NYISO_A-F | PJM_ROM | Internal | Winter | B18 | 400 | 1000 | 1000 | 84.09 | 136.75 | 6.5 | 46.16
2035 | NYISO_A-F_2_PJM_ROM | NYISO_A-F | PJM_ROM | Internal | Winter | B19 | 700 | 1000 | 1000 | 84.09 | 121.4 | 6.5 | 30.81
2035 | NYISO_A-F_2_PJM_ROM | NYISO_A-F | PJM_ROM | Internal | Winter | B20 | 935 | 1000 | 1000 | 84.09 | 118.3 | 6.5 | 27.71
2035 | NYISO_G-I_2_NEISO | NYISO_G-I | NEISO | Internal | Shoulder | B11 | 25 | 600 | 0 | 128.9 | 82.59 | 1.5 | 0
2035 | NYISO_G-I_2_NEISO | NYISO_G-I | NEISO | Internal | Shoulder | B12 | 200 | 600 | 0 | 127.82 | 82.59 | 1.5 | 0
2035 | NYISO_G-I_2_NEISO | NYISO_G-I | NEISO | Internal | Shoulder | B13 | 600 | 600 | 0 | 127.82 | 82.59 | 1.5 | 0
2035 | NYISO_G-I_2_NEISO | NYISO_G-I | NEISO | Internal | Shoulder | B14 | 900 | 600 | 0 | 121.16 | 82.59 | 1.5 | 0
2035 | NYISO_G-I_2_NEISO | NYISO_G-I | NEISO | Internal | Shoulder | B15 | 1203 | 600 | 0 | 108.31 | 82.59 | 1.5 | 0
2035 | NYISO_G-I_2_NEISO | NYISO_G-I | NEISO | Internal | Summer | B1 | 10 | 600 | 0 | 206.12 | 144.22 | 1.5 | 0
2035 | NYISO_G-I_2_NEISO | NYISO_G-I | NEISO | Internal | Summer | B2 | 25 | 600 | 0 | 206.12 | 181.46 | 1.5 | 0
2035 | NYISO_G-I_2_NEISO | NYISO_G-I | NEISO | Internal | Summer | B3 | 75 | 600 | 0 | 177.61 | 132.8 | 1.5 | 0
2035 | NYISO_G-I_2_NEISO | NYISO_G-I | NEISO | Internal | Summer | B4 | 100 | 600 | 0 | 177.61 | 123.43 | 1.5 | 0
2035 | NYISO_G-I_2_NEISO | NYISO_G-I | NEISO | Internal | Summer | B5 | 200 | 600 | 0 | 146.78 | 123.43 | 1.5 | 0
2035 | NYISO_G-I_2_NEISO | NYISO_G-I | NEISO | Internal | Summer | B6 | 300 | 600 | 0 | 134.9 | 123.43 | 1.5 | 0
2035 | NYISO_G-I_2_NEISO | NYISO_G-I | NEISO | Internal | Summer | B7 | 400 | 600 | 0 | 128.76 | 123.43 | 1.5 | 0
2035 | NYISO_G-I_2_NEISO | NYISO_G-I | NEISO | Internal | Summer | B8 | 500 | 600 | 0 | 124.04 | 112.59 | 1.5 | 0
2035 | NYISO_G-I_2_NEISO | NYISO_G-I | NEISO | Internal | Summer | B9 | 800 | 600 | 0 | 120.95 | 106.38 | 1.5 | 0
2035 | NYISO_G-I_2_NEISO | NYISO_G-I | NEISO | Internal | Summer | B10 | 1262 | 600 | 0 | 107.9 | 106.38 | 1.5 | 0
2035 | NYISO_G-I_2_NEISO | NYISO_G-I | NEISO | Internal | Winter | B16 | 25 | 600 | 0 | 137.87 | 82.59 | 1.5 | 0
2035 | NYISO_G-I_2_NEISO | NYISO_G-I | NEISO | Internal | Winter | B17 | 100 | 600 | 0 | 137.87 | 82.59 | 1.5 | 0
2035 | NYISO_G-I_2_NEISO | NYISO_G-I | NEISO | Internal | Winter | B18 | 400 | 600 | 0 | 137.87 | 82.59 | 1.5 | 0
2035 | NYISO_G-I_2_NEISO | NYISO_G-I | NEISO | Internal | Winter | B19 | 700 | 600 | 0 | 125.91 | 82.59 | 1.5 | 0
2035 | NYISO_G-I_2_NEISO | NYISO_G-I | NEISO | Internal | Winter | B20 | 935 | 600 | 0 | 111.81 | 82.59 | 1.5 | 0
2035 | NYISO_G-I_2_NYISO_A-F | NYISO_G-I | NYISO_A-F | Internal | Shoulder | B11 | 25 | 3434 | 0 | 128.9 | 85.83 | 0.01 | 0
2035 | NYISO_G-I_2_NYISO_A-F | NYISO_G-I | NYISO_A-F | Internal | Shoulder | B12 | 200 | 3434 | 0 | 127.82 | 85.83 | 0.01 | 0
2035 | NYISO_G-I_2_NYISO_A-F | NYISO_G-I | NYISO_A-F | Internal | Shoulder | B13 | 600 | 3434 | 0 | 127.82 | 85.83 | 0.01 | 0
2035 | NYISO_G-I_2_NYISO_A-F | NYISO_G-I | NYISO_A-F | Internal | Shoulder | B14 | 900 | 3434 | 0 | 121.16 | 85.83 | 0.01 | 0
2035 | NYISO_G-I_2_NYISO_A-F | NYISO_G-I | NYISO_A-F | Internal | Shoulder | B15 | 1203 | 3434 | 0 | 108.31 | 85.83 | 0.01 | 0
2035 | NYISO_G-I_2_NYISO_A-F | NYISO_G-I | NYISO_A-F | Internal | Summer | B1 | 10 | 3434 | 0 | 206.12 | 107.88 | 0.01 | 0
2035 | NYISO_G-I_2_NYISO_A-F | NYISO_G-I | NYISO_A-F | Internal | Summer | B2 | 25 | 3434 | 0 | 206.12 | 131.3 | 0.01 | 0
2035 | NYISO_G-I_2_NYISO_A-F | NYISO_G-I | NYISO_A-F | Internal | Summer | B3 | 75 | 3434 | 0 | 177.61 | 131.3 | 0.01 | 0
2035 | NYISO_G-I_2_NYISO_A-F | NYISO_G-I | NYISO_A-F | Internal | Summer | B4 | 100 | 3434 | 0 | 177.61 | 129.7 | 0.01 | 0
2035 | NYISO_G-I_2_NYISO_A-F | NYISO_G-I | NYISO_A-F | Internal | Summer | B5 | 200 | 3434 | 0 | 146.78 | 124.93 | 0.01 | 0
2035 | NYISO_G-I_2_NYISO_A-F | NYISO_G-I | NYISO_A-F | Internal | Summer | B6 | 300 | 3434 | 0 | 134.9 | 124.93 | 0.01 | 0
2035 | NYISO_G-I_2_NYISO_A-F | NYISO_G-I | NYISO_A-F | Internal | Summer | B7 | 400 | 3434 | 0 | 128.76 | 124.93 | 0.01 | 0
2035 | NYISO_G-I_2_NYISO_A-F | NYISO_G-I | NYISO_A-F | Internal | Summer | B8 | 500 | 3434 | 0 | 124.04 | 111.09 | 0.01 | 0
2035 | NYISO_G-I_2_NYISO_A-F | NYISO_G-I | NYISO_A-F | Internal | Summer | B9 | 800 | 3434 | 0 | 120.95 | 107.88 | 0.01 | 0
2035 | NYISO_G-I_2_NYISO_A-F | NYISO_G-I | NYISO_A-F | Internal | Summer | B10 | 1262 | 3434 | 0.01 | 107.9 | 107.88 | 0.01 | 0
2035 | NYISO_G-I_2_NYISO_A-F | NYISO_G-I | NYISO_A-F | Internal | Winter | B16 | 25 | 3434 | 0 | 137.87 | 84.09 | 0.01 | 0
2035 | NYISO_G-I_2_NYISO_A-F | NYISO_G-I | NYISO_A-F | Internal | Winter | B17 | 100 | 3434 | 0 | 137.87 | 84.09 | 0.01 | 0
2035 | NYISO_G-I_2_NYISO_A-F | NYISO_G-I | NYISO_A-F | Internal | Winter | B18 | 400 | 3434 | 0 | 137.87 | 84.09 | 0.01 | 0
2035 | NYISO_G-I_2_NYISO_A-F | NYISO_G-I | NYISO_A-F | Internal | Winter | B19 | 700 | 3434 | 0 | 125.91 | 84.09 | 0.01 | 0
2035 | NYISO_G-I_2_NYISO_A-F | NYISO_G-I | NYISO_A-F | Internal | Winter | B20 | 935 | 3434 | 0 | 111.81 | 84.09 | 0.01 | 0
2035 | NYISO_G-I_2_NYISO_J-K | NYISO_G-I | NYISO_J-K | Internal | Shoulder | B11 | 25 | 6130 | 5406.69 | 128.9 | 128.92 | 0.01 | 0
2035 | NYISO_G-I_2_NYISO_J-K | NYISO_G-I | NYISO_J-K | Internal | Shoulder | B12 | 200 | 6130 | 5344.63 | 127.82 | 127.83 | 0.01 | 0
2035 | NYISO_G-I_2_NYISO_J-K | NYISO_G-I | NYISO_J-K | Internal | Shoulder | B13 | 600 | 6130 | 5460.23 | 127.82 | 127.83 | 0.01 | 0
2035 | NYISO_G-I_2_NYISO_J-K | NYISO_G-I | NYISO_J-K | Internal | Shoulder | B14 | 900 | 6130 | 5612.16 | 121.16 | 121.17 | 0.01 | 0
2035 | NYISO_G-I_2_NYISO_J-K | NYISO_G-I | NYISO_J-K | Internal | Shoulder | B15 | 1203 | 6130 | 5194.65 | 108.31 | 108.32 | 0.01 | 0
2035 | NYISO_G-I_2_NYISO_J-K | NYISO_G-I | NYISO_J-K | Internal | Summer | B1 | 10 | 6130 | 5227.68 | 206.12 | 206.13 | 0.01 | 0
2035 | NYISO_G-I_2_NYISO_J-K | NYISO_G-I | NYISO_J-K | Internal | Summer | B2 | 25 | 6130 | 4821.94 | 206.12 | 206.13 | 0.01 | 0
2035 | NYISO_G-I_2_NYISO_J-K | NYISO_G-I | NYISO_J-K | Internal | Summer | B3 | 75 | 6130 | 4284.04 | 177.61 | 177.62 | 0.01 | 0
2035 | NYISO_G-I_2_NYISO_J-K | NYISO_G-I | NYISO_J-K | Internal | Summer | B4 | 100 | 6130 | 4525.49 | 177.61 | 177.62 | 0.01 | 0
2035 | NYISO_G-I_2_NYISO_J-K | NYISO_G-I | NYISO_J-K | Internal | Summer | B5 | 200 | 6130 | 6130 | 146.78 | 176.19 | 0.01 | 29.39
2035 | NYISO_G-I_2_NYISO_J-K | NYISO_G-I | NYISO_J-K | Internal | Summer | B6 | 300 | 6130 | 5696.99 | 134.9 | 134.91 | 0.01 | 0
2035 | NYISO_G-I_2_NYISO_J-K | NYISO_G-I | NYISO_J-K | Internal | Summer | B7 | 400 | 6130 | 6119.21 | 128.76 | 128.77 | 0.01 | 0
2035 | NYISO_G-I_2_NYISO_J-K | NYISO_G-I | NYISO_J-K | Internal | Summer | B8 | 500 | 6130 | 5588.63 | 124.04 | 124.06 | 0.01 | 0
2035 | NYISO_G-I_2_NYISO_J-K | NYISO_G-I | NYISO_J-K | Internal | Summer | B9 | 800 | 6130 | 6130 | 120.95 | 124.06 | 0.01 | 3.09
2035 | NYISO_G-I_2_NYISO_J-K | NYISO_G-I | NYISO_J-K | Internal | Summer | B10 | 1262 | 6130 | 4893.51 | 107.9 | 107.91 | 0.01 | 0
2035 | NYISO_G-I_2_NYISO_J-K | NYISO_G-I | NYISO_J-K | Internal | Winter | B16 | 25 | 6130 | 6130 | 137.87 | 140.93 | 0.01 | 3.04
2035 | NYISO_G-I_2_NYISO_J-K | NYISO_G-I | NYISO_J-K | Internal | Winter | B17 | 100 | 6130 | 6130 | 137.87 | 140.93 | 0.01 | 3.04
2035 | NYISO_G-I_2_NYISO_J-K | NYISO_G-I | NYISO_J-K | Internal | Winter | B18 | 400 | 6130 | 6130 | 137.87 | 140.93 | 0.01 | 3.04
2035 | NYISO_G-I_2_NYISO_J-K | NYISO_G-I | NYISO_J-K | Internal | Winter | B19 | 700 | 6130 | 6130 | 125.91 | 132.42 | 0.01 | 6.5
2035 | NYISO_G-I_2_NYISO_J-K | NYISO_G-I | NYISO_J-K | Internal | Winter | B20 | 935 | 6130 | 5602.56 | 111.81 | 111.83 | 0.01 | 0
2035 | NYISO_G-I_2_PJM_E | NYISO_G-I | PJM_E | Internal | Shoulder | B11 | 25 | 1500 | 0.01 | 128.9 | 134.26 | 6.5 | 0
2035 | NYISO_G-I_2_PJM_E | NYISO_G-I | PJM_E | Internal | Shoulder | B12 | 200 | 1500 | 0 | 127.82 | 130.69 | 6.5 | 0
2035 | NYISO_G-I_2_PJM_E | NYISO_G-I | PJM_E | Internal | Shoulder | B13 | 600 | 1500 | 0 | 127.82 | 130.69 | 6.5 | 0
2035 | NYISO_G-I_2_PJM_E | NYISO_G-I | PJM_E | Internal | Shoulder | B14 | 900 | 1500 | 0 | 121.16 | 116.67 | 6.5 | 0
2035 | NYISO_G-I_2_PJM_E | NYISO_G-I | PJM_E | Internal | Shoulder | B15 | 1203 | 1500 | 834.84 | 108.31 | 114.81 | 6.5 | 0
2035 | NYISO_G-I_2_PJM_E | NYISO_G-I | PJM_E | Internal | Summer | B1 | 10 | 1500 | 41.69 | 206.12 | 212.62 | 6.5 | 0
2035 | NYISO_G-I_2_PJM_E | NYISO_G-I | PJM_E | Internal | Summer | B2 | 25 | 1500 | 575.15 | 206.12 | 212.62 | 6.5 | 0
2035 | NYISO_G-I_2_PJM_E | NYISO_G-I | PJM_E | Internal | Summer | B3 | 75 | 1500 | 1500 | 177.61 | 212.6 | 6.5 | 28.48
2035 | NYISO_G-I_2_PJM_E | NYISO_G-I | PJM_E | Internal | Summer | B4 | 100 | 1500 | 1500 | 177.61 | 187.61 | 6.5 | 3.49
2035 | NYISO_G-I_2_PJM_E | NYISO_G-I | PJM_E | Internal | Summer | B5 | 200 | 1500 | 35.11 | 146.78 | 153.28 | 6.5 | 0
2035 | NYISO_G-I_2_PJM_E | NYISO_G-I | PJM_E | Internal | Summer | B6 | 300 | 1500 | 643.9 | 134.9 | 141.4 | 6.5 | 0
2035 | NYISO_G-I_2_PJM_E | NYISO_G-I | PJM_E | Internal | Summer | B7 | 400 | 1500 | 388.15 | 128.76 | 135.26 | 6.5 | 0
2035 | NYISO_G-I_2_PJM_E | NYISO_G-I | PJM_E | Internal | Summer | B8 | 500 | 1500 | 0 | 124.04 | 127.97 | 6.5 | 0
2035 | NYISO_G-I_2_PJM_E | NYISO_G-I | PJM_E | Internal | Summer | B9 | 800 | 1500 | 0 | 120.95 | 116.45 | 6.5 | 0
2035 | NYISO_G-I_2_PJM_E | NYISO_G-I | PJM_E | Internal | Summer | B10 | 1262 | 1500 | 0 | 107.9 | 113.18 | 6.5 | 0
2035 | NYISO_G-I_2_PJM_E | NYISO_G-I | PJM_E | Internal | Winter | B16 | 25 | 1500 | 0 | 137.87 | 137.45 | 6.5 | 0
2035 | NYISO_G-I_2_PJM_E | NYISO_G-I | PJM_E | Internal | Winter | B17 | 100 | 1500 | 0 | 137.87 | 137.25 | 6.5 | 0
2035 | NYISO_G-I_2_PJM_E | NYISO_G-I | PJM_E | Internal | Winter | B18 | 400 | 1500 | 0 | 137.87 | 136.76 | 6.5 | 0
2035 | NYISO_G-I_2_PJM_E | NYISO_G-I | PJM_E | Internal | Winter | B19 | 700 | 1500 | 0 | 125.91 | 121.41 | 6.5 | 0
2035 | NYISO_G-I_2_PJM_E | NYISO_G-I | PJM_E | Internal | Winter | B20 | 935 | 1500 | 631.57 | 111.81 | 118.31 | 6.5 | 0
2035 | NYISO_J-K_2_NEISO | NYISO_J-K | NEISO | Internal | Shoulder | B11 | 25 | 315 | 0 | 128.92 | 82.59 | 1.5 | 0
2035 | NYISO_J-K_2_NEISO | NYISO_J-K | NEISO | Internal | Shoulder | B12 | 200 | 315 | 0 | 127.83 | 82.59 | 1.5 | 0
2035 | NYISO_J-K_2_NEISO | NYISO_J-K | NEISO | Internal | Shoulder | B13 | 600 | 315 | 0 | 127.83 | 82.59 | 1.5 | 0
2035 | NYISO_J-K_2_NEISO | NYISO_J-K | NEISO | Internal | Shoulder | B14 | 900 | 315 | 0 | 121.17 | 82.59 | 1.5 | 0
2035 | NYISO_J-K_2_NEISO | NYISO_J-K | NEISO | Internal | Shoulder | B15 | 1203 | 315 | 0 | 108.32 | 82.59 | 1.5 | 0
2035 | NYISO_J-K_2_NEISO | NYISO_J-K | NEISO | Internal | Summer | B1 | 10 | 315 | 0 | 206.13 | 144.22 | 1.5 | 0
2035 | NYISO_J-K_2_NEISO | NYISO_J-K | NEISO | Internal | Summer | B2 | 25 | 315 | 0 | 206.13 | 181.46 | 1.5 | 0
2035 | NYISO_J-K_2_NEISO | NYISO_J-K | NEISO | Internal | Summer | B3 | 75 | 315 | 0 | 177.62 | 132.8 | 1.5 | 0
2035 | NYISO_J-K_2_NEISO | NYISO_J-K | NEISO | Internal | Summer | B4 | 100 | 315 | 0 | 177.62 | 123.43 | 1.5 | 0
2035 | NYISO_J-K_2_NEISO | NYISO_J-K | NEISO | Internal | Summer | B5 | 200 | 315 | 0 | 176.19 | 123.43 | 1.5 | 0
2035 | NYISO_J-K_2_NEISO | NYISO_J-K | NEISO | Internal | Summer | B6 | 300 | 315 | 0 | 134.91 | 123.43 | 1.5 | 0
2035 | NYISO_J-K_2_NEISO | NYISO_J-K | NEISO | Internal | Summer | B7 | 400 | 315 | 0 | 128.77 | 123.43 | 1.5 | 0
2035 | NYISO_J-K_2_NEISO | NYISO_J-K | NEISO | Internal | Summer | B8 | 500 | 315 | 0 | 124.06 | 112.59 | 1.5 | 0
2035 | NYISO_J-K_2_NEISO | NYISO_J-K | NEISO | Internal | Summer | B9 | 800 | 315 | 0 | 124.06 | 106.38 | 1.5 | 0
2035 | NYISO_J-K_2_NEISO | NYISO_J-K | NEISO | Internal | Summer | B10 | 1262 | 315 | 0 | 107.91 | 106.38 | 1.5 | 0
2035 | NYISO_J-K_2_NEISO | NYISO_J-K | NEISO | Internal | Winter | B16 | 25 | 315 | 0 | 140.93 | 82.59 | 1.5 | 0
2035 | NYISO_J-K_2_NEISO | NYISO_J-K | NEISO | Internal | Winter | B17 | 100 | 315 | 0 | 140.93 | 82.59 | 1.5 | 0
2035 | NYISO_J-K_2_NEISO | NYISO_J-K | NEISO | Internal | Winter | B18 | 400 | 315 | 0 | 140.93 | 82.59 | 1.5 | 0
2035 | NYISO_J-K_2_NEISO | NYISO_J-K | NEISO | Internal | Winter | B19 | 700 | 315 | 0 | 132.42 | 82.59 | 1.5 | 0
2035 | NYISO_J-K_2_NEISO | NYISO_J-K | NEISO | Internal | Winter | B20 | 935 | 315 | 0 | 111.83 | 82.59 | 1.5 | 0
2035 | NYISO_J-K_2_NYISO_G-I | NYISO_J-K | NYISO_G-I | Internal | Shoulder | B11 | 25 | 1999 | 0.46 | 128.92 | 128.9 | 0.01 | 0
2035 | NYISO_J-K_2_NYISO_G-I | NYISO_J-K | NYISO_G-I | Internal | Shoulder | B12 | 200 | 1999 | 0.06 | 127.83 | 127.82 | 0.01 | 0
2035 | NYISO_J-K_2_NYISO_G-I | NYISO_J-K | NYISO_G-I | Internal | Shoulder | B13 | 600 | 1999 | 0.02 | 127.83 | 127.82 | 0.01 | 0
2035 | NYISO_J-K_2_NYISO_G-I | NYISO_J-K | NYISO_G-I | Internal | Shoulder | B14 | 900 | 1999 | 0.01 | 121.17 | 121.16 | 0.01 | 0
2035 | NYISO_J-K_2_NYISO_G-I | NYISO_J-K | NYISO_G-I | Internal | Shoulder | B15 | 1203 | 1999 | 0.01 | 108.32 | 108.31 | 0.01 | 0
2035 | NYISO_J-K_2_NYISO_G-I | NYISO_J-K | NYISO_G-I | Internal | Summer | B1 | 10 | 1999 | 1.11 | 206.13 | 206.12 | 0.01 | 0
2035 | NYISO_J-K_2_NYISO_G-I | NYISO_J-K | NYISO_G-I | Internal | Summer | B2 | 25 | 1999 | 0.48 | 206.13 | 206.12 | 0.01 | 0
2035 | NYISO_J-K_2_NYISO_G-I | NYISO_J-K | NYISO_G-I | Internal | Summer | B3 | 75 | 1999 | 0.17 | 177.62 | 177.61 | 0.01 | 0
2035 | NYISO_J-K_2_NYISO_G-I | NYISO_J-K | NYISO_G-I | Internal | Summer | B4 | 100 | 1999 | 0.13 | 177.62 | 177.61 | 0.01 | 0
2035 | NYISO_J-K_2_NYISO_G-I | NYISO_J-K | NYISO_G-I | Internal | Summer | B5 | 200 | 1999 | 0 | 176.19 | 146.78 | 0.01 | 0
2035 | NYISO_J-K_2_NYISO_G-I | NYISO_J-K | NYISO_G-I | Internal | Summer | B6 | 300 | 1999 | 0.04 | 134.91 | 134.9 | 0.01 | 0
2035 | NYISO_J-K_2_NYISO_G-I | NYISO_J-K | NYISO_G-I | Internal | Summer | B7 | 400 | 1999 | 0.02 | 128.77 | 128.76 | 0.01 | 0
2035 | NYISO_J-K_2_NYISO_G-I | NYISO_J-K | NYISO_G-I | Internal | Summer | B8 | 500 | 1999 | 0.03 | 124.06 | 124.04 | 0.01 | 0
2035 | NYISO_J-K_2_NYISO_G-I | NYISO_J-K | NYISO_G-I | Internal | Summer | B9 | 800 | 1999 | 0 | 124.06 | 120.95 | 0.01 | 0
2035 | NYISO_J-K_2_NYISO_G-I | NYISO_J-K | NYISO_G-I | Internal | Summer | B10 | 1262 | 1999 | 0.01 | 107.91 | 107.9 | 0.01 | 0
2035 | NYISO_J-K_2_NYISO_G-I | NYISO_J-K | NYISO_G-I | Internal | Winter | B16 | 25 | 1999 | 0 | 140.93 | 137.87 | 0.01 | 0
2035 | NYISO_J-K_2_NYISO_G-I | NYISO_J-K | NYISO_G-I | Internal | Winter | B17 | 100 | 1999 | 0 | 140.93 | 137.87 | 0.01 | 0
2035 | NYISO_J-K_2_NYISO_G-I | NYISO_J-K | NYISO_G-I | Internal | Winter | B18 | 400 | 1999 | 0 | 140.93 | 137.87 | 0.01 | 0
2035 | NYISO_J-K_2_NYISO_G-I | NYISO_J-K | NYISO_G-I | Internal | Winter | B19 | 700 | 1999 | 0 | 132.42 | 125.91 | 0.01 | 0
2035 | NYISO_J-K_2_NYISO_G-I | NYISO_J-K | NYISO_G-I | Internal | Winter | B20 | 935 | 1999 | 0.01 | 111.83 | 111.81 | 0.01 | 0
2035 | NYISO_J-K_2_PJM_E | NYISO_J-K | PJM_E | Internal | Shoulder | B11 | 25 | 330 | 0.01 | 128.92 | 134.26 | 6.5 | 0
2035 | NYISO_J-K_2_PJM_E | NYISO_J-K | PJM_E | Internal | Shoulder | B12 | 200 | 330 | 0 | 127.83 | 130.69 | 6.5 | 0
2035 | NYISO_J-K_2_PJM_E | NYISO_J-K | PJM_E | Internal | Shoulder | B13 | 600 | 330 | 0 | 127.83 | 130.69 | 6.5 | 0
2035 | NYISO_J-K_2_PJM_E | NYISO_J-K | PJM_E | Internal | Shoulder | B14 | 900 | 330 | 0 | 121.17 | 116.67 | 6.5 | 0
2035 | NYISO_J-K_2_PJM_E | NYISO_J-K | PJM_E | Internal | Shoulder | B15 | 1203 | 330 | 0.02 | 108.32 | 114.81 | 6.5 | 0
2035 | NYISO_J-K_2_PJM_E | NYISO_J-K | PJM_E | Internal | Summer | B1 | 10 | 330 | 2.2 | 206.13 | 212.62 | 6.5 | 0
2035 | NYISO_J-K_2_PJM_E | NYISO_J-K | PJM_E | Internal | Summer | B2 | 25 | 330 | 0.88 | 206.13 | 212.62 | 6.5 | 0
2035 | NYISO_J-K_2_PJM_E | NYISO_J-K | PJM_E | Internal | Summer | B3 | 75 | 330 | 330 | 177.62 | 212.6 | 6.5 | 28.47
2035 | NYISO_J-K_2_PJM_E | NYISO_J-K | PJM_E | Internal | Summer | B4 | 100 | 330 | 330 | 177.62 | 187.61 | 6.5 | 3.48
2035 | NYISO_J-K_2_PJM_E | NYISO_J-K | PJM_E | Internal | Summer | B5 | 200 | 330 | 0 | 176.19 | 153.28 | 6.5 | 0
2035 | NYISO_J-K_2_PJM_E | NYISO_J-K | PJM_E | Internal | Summer | B6 | 300 | 330 | 0.08 | 134.91 | 141.4 | 6.5 | 0
2035 | NYISO_J-K_2_PJM_E | NYISO_J-K | PJM_E | Internal | Summer | B7 | 400 | 330 | 0.05 | 128.77 | 135.26 | 6.5 | 0
2035 | NYISO_J-K_2_PJM_E | NYISO_J-K | PJM_E | Internal | Summer | B8 | 500 | 330 | 0 | 124.06 | 127.97 | 6.5 | 0
2035 | NYISO_J-K_2_PJM_E | NYISO_J-K | PJM_E | Internal | Summer | B9 | 800 | 330 | 0 | 124.06 | 116.45 | 6.5 | 0
2035 | NYISO_J-K_2_PJM_E | NYISO_J-K | PJM_E | Internal | Summer | B10 | 1262 | 330 | 0 | 107.91 | 113.18 | 6.5 | 0
2035 | NYISO_J-K_2_PJM_E | NYISO_J-K | PJM_E | Internal | Winter | B16 | 25 | 330 | 0 | 140.93 | 137.45 | 6.5 | 0
2035 | NYISO_J-K_2_PJM_E | NYISO_J-K | PJM_E | Internal | Winter | B17 | 100 | 330 | 0 | 140.93 | 137.25 | 6.5 | 0
2035 | NYISO_J-K_2_PJM_E | NYISO_J-K | PJM_E | Internal | Winter | B18 | 400 | 330 | 0 | 140.93 | 136.76 | 6.5 | 0
2035 | NYISO_J-K_2_PJM_E | NYISO_J-K | PJM_E | Internal | Winter | B19 | 700 | 330 | 0 | 132.42 | 121.41 | 6.5 | 0
2035 | NYISO_J-K_2_PJM_E | NYISO_J-K | PJM_E | Internal | Winter | B20 | 935 | 330 | 0.03 | 111.83 | 118.31 | 6.5 | 0
2035 | PJM_E_2_NYISO_G-I | PJM_E | NYISO_G-I | Internal | Shoulder | B11 | 25 | 500 | 0 | 134.26 | 128.9 | 4.5 | 0
2035 | PJM_E_2_NYISO_G-I | PJM_E | NYISO_G-I | Internal | Shoulder | B12 | 200 | 500 | 0 | 130.69 | 127.82 | 4.5 | 0
2035 | PJM_E_2_NYISO_G-I | PJM_E | NYISO_G-I | Internal | Shoulder | B13 | 600 | 500 | 0 | 130.69 | 127.82 | 4.5 | 0
2035 | PJM_E_2_NYISO_G-I | PJM_E | NYISO_G-I | Internal | Shoulder | B14 | 900 | 500 | 0.03 | 116.67 | 121.16 | 4.5 | 0
2035 | PJM_E_2_NYISO_G-I | PJM_E | NYISO_G-I | Internal | Shoulder | B15 | 1203 | 500 | 0 | 114.81 | 108.31 | 4.5 | 0
2035 | PJM_E_2_NYISO_G-I | PJM_E | NYISO_G-I | Internal | Summer | B1 | 10 | 500 | 0 | 212.62 | 206.12 | 4.5 | 0
2035 | PJM_E_2_NYISO_G-I | PJM_E | NYISO_G-I | Internal | Summer | B2 | 25 | 500 | 0 | 212.62 | 206.12 | 4.5 | 0
2035 | PJM_E_2_NYISO_G-I | PJM_E | NYISO_G-I | Internal | Summer | B3 | 75 | 500 | 0 | 212.6 | 177.61 | 4.5 | 0
2035 | PJM_E_2_NYISO_G-I | PJM_E | NYISO_G-I | Internal | Summer | B4 | 100 | 500 | 0 | 187.61 | 177.61 | 4.5 | 0
2035 | PJM_E_2_NYISO_G-I | PJM_E | NYISO_G-I | Internal | Summer | B5 | 200 | 500 | 0 | 153.28 | 146.78 | 4.5 | 0
2035 | PJM_E_2_NYISO_G-I | PJM_E | NYISO_G-I | Internal | Summer | B6 | 300 | 500 | 0 | 141.4 | 134.9 | 4.5 | 0
2035 | PJM_E_2_NYISO_G-I | PJM_E | NYISO_G-I | Internal | Summer | B7 | 400 | 500 | 0 | 135.26 | 128.76 | 4.5 | 0
2035 | PJM_E_2_NYISO_G-I | PJM_E | NYISO_G-I | Internal | Summer | B8 | 500 | 500 | 0 | 127.97 | 124.04 | 4.5 | 0
2035 | PJM_E_2_NYISO_G-I | PJM_E | NYISO_G-I | Internal | Summer | B9 | 800 | 500 | 327.42 | 116.45 | 120.95 | 4.5 | 0
2035 | PJM_E_2_NYISO_G-I | PJM_E | NYISO_G-I | Internal | Summer | B10 | 1262 | 500 | 0 | 113.18 | 107.9 | 4.5 | 0
2035 | PJM_E_2_NYISO_G-I | PJM_E | NYISO_G-I | Internal | Winter | B16 | 25 | 500 | 0 | 137.45 | 137.87 | 4.5 | 0
2035 | PJM_E_2_NYISO_G-I | PJM_E | NYISO_G-I | Internal | Winter | B17 | 100 | 500 | 0 | 137.25 | 137.87 | 4.5 | 0
2035 | PJM_E_2_NYISO_G-I | PJM_E | NYISO_G-I | Internal | Winter | B18 | 400 | 500 | 0 | 136.76 | 137.87 | 4.5 | 0
2035 | PJM_E_2_NYISO_G-I | PJM_E | NYISO_G-I | Internal | Winter | B19 | 700 | 500 | 308.76 | 121.41 | 125.91 | 4.5 | 0
2035 | PJM_E_2_NYISO_G-I | PJM_E | NYISO_G-I | Internal | Winter | B20 | 935 | 500 | 0 | 118.31 | 111.81 | 4.5 | 0
2035 | PJM_E_2_NYISO_J-K | PJM_E | NYISO_J-K | Internal | Shoulder | B11 | 25 | 330 | 0 | 134.26 | 128.92 | 4.5 | 0
2035 | PJM_E_2_NYISO_J-K | PJM_E | NYISO_J-K | Internal | Shoulder | B12 | 200 | 330 | 0 | 130.69 | 127.83 | 4.5 | 0
2035 | PJM_E_2_NYISO_J-K | PJM_E | NYISO_J-K | Internal | Shoulder | B13 | 600 | 330 | 0 | 130.69 | 127.83 | 4.5 | 0
2035 | PJM_E_2_NYISO_J-K | PJM_E | NYISO_J-K | Internal | Shoulder | B14 | 900 | 330 | 191.73 | 116.67 | 121.17 | 4.5 | 0
2035 | PJM_E_2_NYISO_J-K | PJM_E | NYISO_J-K | Internal | Shoulder | B15 | 1203 | 330 | 0 | 114.81 | 108.32 | 4.5 | 0
2035 | PJM_E_2_NYISO_J-K | PJM_E | NYISO_J-K | Internal | Summer | B1 | 10 | 330 | 0 | 212.62 | 206.13 | 4.5 | 0
2035 | PJM_E_2_NYISO_J-K | PJM_E | NYISO_J-K | Internal | Summer | B2 | 25 | 330 | 0 | 212.62 | 206.13 | 4.5 | 0
2035 | PJM_E_2_NYISO_J-K | PJM_E | NYISO_J-K | Internal | Summer | B3 | 75 | 330 | 0 | 212.6 | 177.62 | 4.5 | 0
2035 | PJM_E_2_NYISO_J-K | PJM_E | NYISO_J-K | Internal | Summer | B4 | 100 | 330 | 0 | 187.61 | 177.62 | 4.5 | 0
2035 | PJM_E_2_NYISO_J-K | PJM_E | NYISO_J-K | Internal | Summer | B5 | 200 | 330 | 330 | 153.28 | 176.19 | 4.5 | 18.4
2035 | PJM_E_2_NYISO_J-K | PJM_E | NYISO_J-K | Internal | Summer | B6 | 300 | 330 | 0 | 141.4 | 134.91 | 4.5 | 0
2035 | PJM_E_2_NYISO_J-K | PJM_E | NYISO_J-K | Internal | Summer | B7 | 400 | 330 | 0 | 135.26 | 128.77 | 4.5 | 0
2035 | PJM_E_2_NYISO_J-K | PJM_E | NYISO_J-K | Internal | Summer | B8 | 500 | 330 | 0 | 127.97 | 124.06 | 4.5 | 0
2035 | PJM_E_2_NYISO_J-K | PJM_E | NYISO_J-K | Internal | Summer | B9 | 800 | 330 | 330 | 116.45 | 124.06 | 4.5 | 3.11
2035 | PJM_E_2_NYISO_J-K | PJM_E | NYISO_J-K | Internal | Summer | B10 | 1262 | 330 | 0 | 113.18 | 107.91 | 4.5 | 0
2035 | PJM_E_2_NYISO_J-K | PJM_E | NYISO_J-K | Internal | Winter | B16 | 25 | 330 | 0.01 | 137.45 | 140.93 | 4.5 | 0
2035 | PJM_E_2_NYISO_J-K | PJM_E | NYISO_J-K | Internal | Winter | B17 | 100 | 330 | 0 | 137.25 | 140.93 | 4.5 | 0
2035 | PJM_E_2_NYISO_J-K | PJM_E | NYISO_J-K | Internal | Winter | B18 | 400 | 330 | 0 | 136.76 | 140.93 | 4.5 | 0
2035 | PJM_E_2_NYISO_J-K | PJM_E | NYISO_J-K | Internal | Winter | B19 | 700 | 330 | 330 | 121.41 | 132.42 | 4.5 | 6.51
2035 | PJM_E_2_NYISO_J-K | PJM_E | NYISO_J-K | Internal | Winter | B20 | 935 | 330 | 0 | 118.31 | 111.83 | 4.5 | 0
2035 | PJM_E_2_PJM_ROM | PJM_E | PJM_ROM | Internal | Shoulder | B11 | 25 | 8000 | 0.54 | 134.26 | 134.25 | 0.01 | 0
2035 | PJM_E_2_PJM_ROM | PJM_E | PJM_ROM | Internal | Shoulder | B12 | 200 | 8000 | 0.07 | 130.69 | 130.68 | 0.01 | 0
2035 | PJM_E_2_PJM_ROM | PJM_E | PJM_ROM | Internal | Shoulder | B13 | 600 | 8000 | 0.02 | 130.69 | 130.68 | 0.01 | 0
2035 | PJM_E_2_PJM_ROM | PJM_E | PJM_ROM | Internal | Shoulder | B14 | 900 | 8000 | 0.02 | 116.67 | 116.66 | 0.01 | 0
2035 | PJM_E_2_PJM_ROM | PJM_E | PJM_ROM | Internal | Shoulder | B15 | 1203 | 8000 | 0.01 | 114.81 | 114.8 | 0.01 | 0
2035 | PJM_E_2_PJM_ROM | PJM_E | PJM_ROM | Internal | Summer | B1 | 10 | 8000 | 1.19 | 212.62 | 212.61 | 0.01 | 0
2035 | PJM_E_2_PJM_ROM | PJM_E | PJM_ROM | Internal | Summer | B2 | 25 | 8000 | 0.51 | 212.62 | 212.61 | 0.01 | 0
2035 | PJM_E_2_PJM_ROM | PJM_E | PJM_ROM | Internal | Summer | B3 | 75 | 8000 | 0.2 | 212.6 | 212.58 | 0.01 | 0
2035 | PJM_E_2_PJM_ROM | PJM_E | PJM_ROM | Internal | Summer | B4 | 100 | 8000 | 0.14 | 187.61 | 187.59 | 0.01 | 0
2035 | PJM_E_2_PJM_ROM | PJM_E | PJM_ROM | Internal | Summer | B5 | 200 | 8000 | 0.07 | 153.28 | 153.27 | 0.01 | 0
2035 | PJM_E_2_PJM_ROM | PJM_E | PJM_ROM | Internal | Summer | B6 | 300 | 8000 | 0.05 | 141.4 | 141.39 | 0.01 | 0
2035 | PJM_E_2_PJM_ROM | PJM_E | PJM_ROM | Internal | Summer | B7 | 400 | 8000 | 0.04 | 135.26 | 135.24 | 0.01 | 0
2035 | PJM_E_2_PJM_ROM | PJM_E | PJM_ROM | Internal | Summer | B8 | 500 | 8000 | 0.03 | 127.97 | 127.96 | 0.01 | 0
2035 | PJM_E_2_PJM_ROM | PJM_E | PJM_ROM | Internal | Summer | B9 | 800 | 8000 | 0.02 | 116.45 | 116.44 | 0.01 | 0
2035 | PJM_E_2_PJM_ROM | PJM_E | PJM_ROM | Internal | Summer | B10 | 1262 | 8000 | 0.01 | 113.18 | 113.17 | 0.01 | 0
2035 | PJM_E_2_PJM_ROM | PJM_E | PJM_ROM | Internal | Winter | B16 | 25 | 8000 | 0.51 | 137.45 | 137.44 | 0.01 | 0
2035 | PJM_E_2_PJM_ROM | PJM_E | PJM_ROM | Internal | Winter | B17 | 100 | 8000 | 0.13 | 137.25 | 137.24 | 0.01 | 0
2035 | PJM_E_2_PJM_ROM | PJM_E | PJM_ROM | Internal | Winter | B18 | 400 | 8000 | 0.03 | 136.76 | 136.75 | 0.01 | 0
2035 | PJM_E_2_PJM_ROM | PJM_E | PJM_ROM | Internal | Winter | B19 | 700 | 8000 | 0.02 | 121.41 | 121.4 | 0.01 | 0
2035 | PJM_E_2_PJM_ROM | PJM_E | PJM_ROM | Internal | Winter | B20 | 935 | 8000 | 0.02 | 118.31 | 118.3 | 0.01 | 0
2035 | PJM_ROR_2_MISO_IN | PJM_ROR | MISO_IN | Internal | Shoulder | B11 | 25 | 1170 | 0 | 134.24 | 114.85 | 1 | 0
2035 | PJM_ROR_2_MISO_IN | PJM_ROR | MISO_IN | Internal | Shoulder | B12 | 200 | 1170 | 0 | 125.76 | 114.85 | 1 | 0
2035 | PJM_ROR_2_MISO_IN | PJM_ROR | MISO_IN | Internal | Shoulder | B13 | 600 | 1170 | 0 | 117.22 | 114.85 | 1 | 0
2035 | PJM_ROR_2_MISO_IN | PJM_ROR | MISO_IN | Internal | Shoulder | B14 | 900 | 1170 | 0 | 116.65 | 114.79 | 1 | 0
2035 | PJM_ROR_2_MISO_IN | PJM_ROR | MISO_IN | Internal | Shoulder | B15 | 1203 | 1170 | 0 | 114.79 | 112.04 | 1 | 0
2035 | PJM_ROR_2_MISO_IN | PJM_ROR | MISO_IN | Internal | Summer | B1 | 10 | 1170 | 0 | 212.6 | 131.68 | 1 | 0
2035 | PJM_ROR_2_MISO_IN | PJM_ROR | MISO_IN | Internal | Summer | B2 | 25 | 1170 | 0 | 212.6 | 211.57 | 1 | 0
2035 | PJM_ROR_2_MISO_IN | PJM_ROR | MISO_IN | Internal | Summer | B3 | 75 | 1170 | 0 | 212.6 | 211.56 | 1 | 0
2035 | PJM_ROR_2_MISO_IN | PJM_ROR | MISO_IN | Internal | Summer | B4 | 100 | 1170 | 0 | 187.58 | 186.57 | 1 | 0
2035 | PJM_ROR_2_MISO_IN | PJM_ROR | MISO_IN | Internal | Summer | B5 | 200 | 1170 | 0 | 153.26 | 151.73 | 1 | 0
2035 | PJM_ROR_2_MISO_IN | PJM_ROR | MISO_IN | Internal | Summer | B6 | 300 | 1170 | 0 | 141.38 | 131.68 | 1 | 0
2035 | PJM_ROR_2_MISO_IN | PJM_ROR | MISO_IN | Internal | Summer | B7 | 400 | 1170 | 0 | 135.23 | 116.73 | 1 | 0
2035 | PJM_ROR_2_MISO_IN | PJM_ROR | MISO_IN | Internal | Summer | B8 | 500 | 1170 | 0 | 126.51 | 113.4 | 1 | 0
2035 | PJM_ROR_2_MISO_IN | PJM_ROR | MISO_IN | Internal | Summer | B9 | 800 | 1170 | 0 | 116.43 | 113.4 | 1 | 0
2035 | PJM_ROR_2_MISO_IN | PJM_ROR | MISO_IN | Internal | Summer | B10 | 1262 | 1170 | 0 | 113.16 | 113.4 | 1 | 0
2035 | PJM_ROR_2_MISO_IN | PJM_ROR | MISO_IN | Internal | Winter | B16 | 25 | 1170 | 0 | 137.43 | 117.87 | 1 | 0
2035 | PJM_ROR_2_MISO_IN | PJM_ROR | MISO_IN | Internal | Winter | B17 | 100 | 1170 | 0 | 130.4 | 117.87 | 1 | 0
2035 | PJM_ROR_2_MISO_IN | PJM_ROR | MISO_IN | Internal | Winter | B18 | 400 | 1170 | 0 | 121.4 | 115.36 | 1 | 0
2035 | PJM_ROR_2_MISO_IN | PJM_ROR | MISO_IN | Internal | Winter | B19 | 700 | 1170 | 0 | 120.22 | 115.36 | 1 | 0
2035 | PJM_ROR_2_MISO_IN | PJM_ROR | MISO_IN | Internal | Winter | B20 | 935 | 1170 | 0 | 118.29 | 114.94 | 1 | 0
2035 | PJM_ROR_2_MISO_MI | PJM_ROR | MISO_MI | Internal | Shoulder | B11 | 25 | 1305 | 0 | 134.24 | 133.24 | 1 | 0
2035 | PJM_ROR_2_MISO_MI | PJM_ROR | MISO_MI | Internal | Shoulder | B12 | 200 | 1305 | 0 | 125.76 | 124.76 | 1 | 0
2035 | PJM_ROR_2_MISO_MI | PJM_ROR | MISO_MI | Internal | Shoulder | B13 | 600 | 1305 | 0 | 117.22 | 116.22 | 1 | 0
2035 | PJM_ROR_2_MISO_MI | PJM_ROR | MISO_MI | Internal | Shoulder | B14 | 900 | 1305 | 0 | 116.65 | 114.8 | 1 | 0
2035 | PJM_ROR_2_MISO_MI | PJM_ROR | MISO_MI | Internal | Shoulder | B15 | 1203 | 1305 | 0 | 114.79 | 113.79 | 1 | 0
2035 | PJM_ROR_2_MISO_MI | PJM_ROR | MISO_MI | Internal | Summer | B1 | 10 | 1305 | 0.02 | 212.6 | 211.6 | 1 | 0
2035 | PJM_ROR_2_MISO_MI | PJM_ROR | MISO_MI | Internal | Summer | B2 | 25 | 1305 | 0 | 212.6 | 211.58 | 1 | 0
2035 | PJM_ROR_2_MISO_MI | PJM_ROR | MISO_MI | Internal | Summer | B3 | 75 | 1305 | 0 | 212.6 | 211.57 | 1 | 0
2035 | PJM_ROR_2_MISO_MI | PJM_ROR | MISO_MI | Internal | Summer | B4 | 100 | 1305 | 0 | 187.58 | 186.58 | 1 | 0
2035 | PJM_ROR_2_MISO_MI | PJM_ROR | MISO_MI | Internal | Summer | B5 | 200 | 1305 | 0 | 153.26 | 152.26 | 1 | 0
2035 | PJM_ROR_2_MISO_MI | PJM_ROR | MISO_MI | Internal | Summer | B6 | 300 | 1305 | 0 | 141.38 | 140.38 | 1 | 0
2035 | PJM_ROR_2_MISO_MI | PJM_ROR | MISO_MI | Internal | Summer | B7 | 400 | 1305 | 0 | 135.23 | 132.03 | 1 | 0
2035 | PJM_ROR_2_MISO_MI | PJM_ROR | MISO_MI | Internal | Summer | B8 | 500 | 1305 | 0 | 126.51 | 125.51 | 1 | 0
2035 | PJM_ROR_2_MISO_MI | PJM_ROR | MISO_MI | Internal | Summer | B9 | 800 | 1305 | 0 | 116.43 | 115.43 | 1 | 0
2035 | PJM_ROR_2_MISO_MI | PJM_ROR | MISO_MI | Internal | Summer | B10 | 1262 | 1305 | 0 | 113.16 | 113.41 | 1 | 0
2035 | PJM_ROR_2_MISO_MI | PJM_ROR | MISO_MI | Internal | Winter | B16 | 25 | 1305 | 0 | 137.43 | 136.15 | 1 | 0
2035 | PJM_ROR_2_MISO_MI | PJM_ROR | MISO_MI | Internal | Winter | B17 | 100 | 1305 | 0 | 130.4 | 129.4 | 1 | 0
2035 | PJM_ROR_2_MISO_MI | PJM_ROR | MISO_MI | Internal | Winter | B18 | 400 | 1305 | 0 | 121.4 | 118.36 | 1 | 0
2035 | PJM_ROR_2_MISO_MI | PJM_ROR | MISO_MI | Internal | Winter | B19 | 700 | 1305 | 0 | 120.22 | 117.73 | 1 | 0
2035 | PJM_ROR_2_MISO_MI | PJM_ROR | MISO_MI | Internal | Winter | B20 | 935 | 1305 | 0 | 118.29 | 117.2 | 1 | 0
2035 | PJM_ROR_2_MISO_MO-IL | PJM_ROR | MISO_MO-IL | Internal | Shoulder | B11 | 25 | 1111 | 0 | 134.24 | 133.24 | 1 | 0
2035 | PJM_ROR_2_MISO_MO-IL | PJM_ROR | MISO_MO-IL | Internal | Shoulder | B12 | 200 | 1111 | 0 | 125.76 | 114.84 | 1 | 0
2035 | PJM_ROR_2_MISO_MO-IL | PJM_ROR | MISO_MO-IL | Internal | Shoulder | B13 | 600 | 1111 | 0 | 117.22 | 114.84 | 1 | 0
2035 | PJM_ROR_2_MISO_MO-IL | PJM_ROR | MISO_MO-IL | Internal | Shoulder | B14 | 900 | 1111 | 0 | 116.65 | 112.09 | 1 | 0
2035 | PJM_ROR_2_MISO_MO-IL | PJM_ROR | MISO_MO-IL | Internal | Shoulder | B15 | 1203 | 1111 | 0 | 114.79 | 84.35 | 1 | 0
2035 | PJM_ROR_2_MISO_MO-IL | PJM_ROR | MISO_MO-IL | Internal | Summer | B1 | 10 | 1111 | 0 | 212.6 | 209.96 | 1 | 0
2035 | PJM_ROR_2_MISO_MO-IL | PJM_ROR | MISO_MO-IL | Internal | Summer | B2 | 25 | 1111 | 0 | 212.6 | 211.58 | 1 | 0
2035 | PJM_ROR_2_MISO_MO-IL | PJM_ROR | MISO_MO-IL | Internal | Summer | B3 | 75 | 1111 | 0 | 212.6 | 211.6 | 1 | 0
2035 | PJM_ROR_2_MISO_MO-IL | PJM_ROR | MISO_MO-IL | Internal | Summer | B4 | 100 | 1111 | 0 | 187.58 | 186.58 | 1 | 0
2035 | PJM_ROR_2_MISO_MO-IL | PJM_ROR | MISO_MO-IL | Internal | Summer | B5 | 200 | 1111 | 0 | 153.26 | 151.74 | 1 | 0
2035 | PJM_ROR_2_MISO_MO-IL | PJM_ROR | MISO_MO-IL | Internal | Summer | B6 | 300 | 1111 | 0 | 141.38 | 140.38 | 1 | 0
2035 | PJM_ROR_2_MISO_MO-IL | PJM_ROR | MISO_MO-IL | Internal | Summer | B7 | 400 | 1111 | 0 | 135.23 | 134.24 | 1 | 0
2035 | PJM_ROR_2_MISO_MO-IL | PJM_ROR | MISO_MO-IL | Internal | Summer | B8 | 500 | 1111 | 0 | 126.51 | 125.52 | 1 | 0
2035 | PJM_ROR_2_MISO_MO-IL | PJM_ROR | MISO_MO-IL | Internal | Summer | B9 | 800 | 1111 | 0 | 116.43 | 115.44 | 1 | 0
2035 | PJM_ROR_2_MISO_MO-IL | PJM_ROR | MISO_MO-IL | Internal | Summer | B10 | 1262 | 1111 | 0 | 113.16 | 107.79 | 1 | 0
2035 | PJM_ROR_2_MISO_MO-IL | PJM_ROR | MISO_MO-IL | Internal | Winter | B16 | 25 | 1111 | 0 | 137.43 | 117.88 | 1 | 0
2035 | PJM_ROR_2_MISO_MO-IL | PJM_ROR | MISO_MO-IL | Internal | Winter | B17 | 100 | 1111 | 0 | 130.4 | 116.18 | 1 | 0
2035 | PJM_ROR_2_MISO_MO-IL | PJM_ROR | MISO_MO-IL | Internal | Winter | B18 | 400 | 1111 | 0 | 121.4 | 115.34 | 1 | 0
2035 | PJM_ROR_2_MISO_MO-IL | PJM_ROR | MISO_MO-IL | Internal | Winter | B19 | 700 | 1111 | 0 | 120.22 | 114.87 | 1 | 0
2035 | PJM_ROR_2_MISO_MO-IL | PJM_ROR | MISO_MO-IL | Internal | Winter | B20 | 935 | 1111 | 0 | 118.29 | 84.37 | 1 | 0
2035 | PJM_ROR_2_MISO_W | PJM_ROR | MISO_W | Internal | Shoulder | B11 | 25 | 13129 | 0 | 134.24 | 133.24 | 1 | 0
2035 | PJM_ROR_2_MISO_W | PJM_ROR | MISO_W | Internal | Shoulder | B12 | 200 | 13129 | 0 | 125.76 | 114.83 | 1 | 0
2035 | PJM_ROR_2_MISO_W | PJM_ROR | MISO_W | Internal | Shoulder | B13 | 600 | 13129 | 0 | 117.22 | 114.83 | 1 | 0
2035 | PJM_ROR_2_MISO_W | PJM_ROR | MISO_W | Internal | Shoulder | B14 | 900 | 13129 | 0 | 116.65 | 85.83 | 1 | 0
2035 | PJM_ROR_2_MISO_W | PJM_ROR | MISO_W | Internal | Shoulder | B15 | 1203 | 13129 | 0 | 114.79 | 74.82 | 1 | 0
2035 | PJM_ROR_2_MISO_W | PJM_ROR | MISO_W | Internal | Summer | B1 | 10 | 13129 | 0.02 | 212.6 | 211.6 | 1 | 0
2035 | PJM_ROR_2_MISO_W | PJM_ROR | MISO_W | Internal | Summer | B2 | 25 | 13129 | 0 | 212.6 | 211.6 | 1 | 0
2035 | PJM_ROR_2_MISO_W | PJM_ROR | MISO_W | Internal | Summer | B3 | 75 | 13129 | 0 | 212.6 | 211.6 | 1 | 0
2035 | PJM_ROR_2_MISO_W | PJM_ROR | MISO_W | Internal | Summer | B4 | 100 | 13129 | 0 | 187.58 | 186.58 | 1 | 0
2035 | PJM_ROR_2_MISO_W | PJM_ROR | MISO_W | Internal | Summer | B5 | 200 | 13129 | 0 | 153.26 | 152.26 | 1 | 0
2035 | PJM_ROR_2_MISO_W | PJM_ROR | MISO_W | Internal | Summer | B6 | 300 | 13129 | 0 | 141.38 | 140.38 | 1 | 0
2035 | PJM_ROR_2_MISO_W | PJM_ROR | MISO_W | Internal | Summer | B7 | 400 | 13129 | 0 | 135.23 | 134.23 | 1 | 0
2035 | PJM_ROR_2_MISO_W | PJM_ROR | MISO_W | Internal | Summer | B8 | 500 | 13129 | 0 | 126.51 | 125.51 | 1 | 0
2035 | PJM_ROR_2_MISO_W | PJM_ROR | MISO_W | Internal | Summer | B9 | 800 | 13129 | 0 | 116.43 | 115.43 | 1 | 0
2035 | PJM_ROR_2_MISO_W | PJM_ROR | MISO_W | Internal | Summer | B10 | 1262 | 13129 | 0 | 113.16 | 102.28 | 1 | 0
2035 | PJM_ROR_2_MISO_W | PJM_ROR | MISO_W | Internal | Winter | B16 | 25 | 13129 | 0 | 137.43 | 50.84 | 1 | 0
2035 | PJM_ROR_2_MISO_W | PJM_ROR | MISO_W | Internal | Winter | B17 | 100 | 13129 | 0 | 130.4 | 74.82 | 1 | 0
2035 | PJM_ROR_2_MISO_W | PJM_ROR | MISO_W | Internal | Winter | B18 | 400 | 13129 | 0 | 121.4 | 115.33 | 1 | 0
2035 | PJM_ROR_2_MISO_W | PJM_ROR | MISO_W | Internal | Winter | B19 | 700 | 13129 | 0 | 120.22 | 114.85 | 1 | 0
2035 | PJM_ROR_2_MISO_W | PJM_ROR | MISO_W | Internal | Winter | B20 | 935 | 13129 | 0 | 118.29 | 74.83 | 1 | 0
2035 | PJM_ROR_2_MISO_WUMS | PJM_ROR | MISO_WUMS | Internal | Shoulder | B11 | 25 | 1467 | 0 | 134.24 | 133.23 | 1 | 0
2035 | PJM_ROR_2_MISO_WUMS | PJM_ROR | MISO_WUMS | Internal | Shoulder | B12 | 200 | 1467 | 0 | 125.76 | 114.81 | 1 | 0
2035 | PJM_ROR_2_MISO_WUMS | PJM_ROR | MISO_WUMS | Internal | Shoulder | B13 | 600 | 1467 | 0 | 117.22 | 114.81 | 1 | 0
2035 | PJM_ROR_2_MISO_WUMS | PJM_ROR | MISO_WUMS | Internal | Shoulder | B14 | 900 | 1467 | 0 | 116.65 | 114.79 | 1 | 0
2035 | PJM_ROR_2_MISO_WUMS | PJM_ROR | MISO_WUMS | Internal | Shoulder | B15 | 1203 | 1467 | 0 | 114.79 | 113.79 | 1 | 0
2035 | PJM_ROR_2_MISO_WUMS | PJM_ROR | MISO_WUMS | Internal | Summer | B1 | 10 | 1467 | 0 | 212.6 | 131.46 | 1 | 0
2035 | PJM_ROR_2_MISO_WUMS | PJM_ROR | MISO_WUMS | Internal | Summer | B2 | 25 | 1467 | 0 | 212.6 | 211.57 | 1 | 0
2035 | PJM_ROR_2_MISO_WUMS | PJM_ROR | MISO_WUMS | Internal | Summer | B3 | 75 | 1467 | 0 | 212.6 | 211.58 | 1 | 0
2035 | PJM_ROR_2_MISO_WUMS | PJM_ROR | MISO_WUMS | Internal | Summer | B4 | 100 | 1467 | 0 | 187.58 | 186.57 | 1 | 0
2035 | PJM_ROR_2_MISO_WUMS | PJM_ROR | MISO_WUMS | Internal | Summer | B5 | 200 | 1467 | 0 | 153.26 | 152.25 | 1 | 0
2035 | PJM_ROR_2_MISO_WUMS | PJM_ROR | MISO_WUMS | Internal | Summer | B6 | 300 | 1467 | 0 | 141.38 | 140.37 | 1 | 0
2035 | PJM_ROR_2_MISO_WUMS | PJM_ROR | MISO_WUMS | Internal | Summer | B7 | 400 | 1467 | 0 | 135.23 | 131.46 | 1 | 0
2035 | PJM_ROR_2_MISO_WUMS | PJM_ROR | MISO_WUMS | Internal | Summer | B8 | 500 | 1467 | 0 | 126.51 | 125.5 | 1 | 0
2035 | PJM_ROR_2_MISO_WUMS | PJM_ROR | MISO_WUMS | Internal | Summer | B9 | 800 | 1467 | 0 | 116.43 | 115.41 | 1 | 0
2035 | PJM_ROR_2_MISO_WUMS | PJM_ROR | MISO_WUMS | Internal | Summer | B10 | 1262 | 1467 | 0 | 113.16 | 113.22 | 1 | 0
2035 | PJM_ROR_2_MISO_WUMS | PJM_ROR | MISO_WUMS | Internal | Winter | B16 | 25 | 1467 | 0 | 137.43 | 117.75 | 1 | 0
2035 | PJM_ROR_2_MISO_WUMS | PJM_ROR | MISO_WUMS | Internal | Winter | B17 | 100 | 1467 | 0 | 130.4 | 117.75 | 1 | 0
2035 | PJM_ROR_2_MISO_WUMS | PJM_ROR | MISO_WUMS | Internal | Winter | B18 | 400 | 1467 | 0 | 121.4 | 117.75 | 1 | 0
2035 | PJM_ROR_2_MISO_WUMS | PJM_ROR | MISO_WUMS | Internal | Winter | B19 | 700 | 1467 | 0 | 120.22 | 117.75 | 1 | 0
2035 | PJM_ROR_2_MISO_WUMS | PJM_ROR | MISO_WUMS | Internal | Winter | B20 | 935 | 1467 | 0 | 118.29 | 117.29 | 1 | 0
2035 | PJM_ROR_2_PJM_ROM | PJM_ROR | PJM_ROM | Internal | Shoulder | B11 | 25 | 8000 | 5839.6 | 134.24 | 134.25 | 0.01 | 0
2035 | PJM_ROR_2_PJM_ROM | PJM_ROR | PJM_ROM | Internal | Shoulder | B12 | 200 | 8000 | 8000 | 125.76 | 130.68 | 0.01 | 4.91
2035 | PJM_ROR_2_PJM_ROM | PJM_ROR | PJM_ROM | Internal | Shoulder | B13 | 600 | 8000 | 8000 | 117.22 | 130.68 | 0.01 | 13.45
2035 | PJM_ROR_2_PJM_ROM | PJM_ROR | PJM_ROM | Internal | Shoulder | B14 | 900 | 8000 | 7952.69 | 116.65 | 116.66 | 0.01 | 0
2035 | PJM_ROR_2_PJM_ROM | PJM_ROR | PJM_ROM | Internal | Shoulder | B15 | 1203 | 8000 | 2191.32 | 114.79 | 114.8 | 0.01 | 0
2035 | PJM_ROR_2_PJM_ROM | PJM_ROR | PJM_ROM | Internal | Summer | B1 | 10 | 8000 | 5873.57 | 212.6 | 212.61 | 0.01 | 0
2035 | PJM_ROR_2_PJM_ROM | PJM_ROR | PJM_ROM | Internal | Summer | B2 | 25 | 8000 | 4082.43 | 212.6 | 212.61 | 0.01 | 0
2035 | PJM_ROR_2_PJM_ROM | PJM_ROR | PJM_ROM | Internal | Summer | B3 | 75 | 8000 | 0.19 | 212.6 | 212.58 | 0.01 | 0
2035 | PJM_ROR_2_PJM_ROM | PJM_ROR | PJM_ROM | Internal | Summer | B4 | 100 | 8000 | 60.64 | 187.58 | 187.59 | 0.01 | 0
2035 | PJM_ROR_2_PJM_ROM | PJM_ROR | PJM_ROM | Internal | Summer | B5 | 200 | 8000 | 4377.47 | 153.26 | 153.27 | 0.01 | 0
2035 | PJM_ROR_2_PJM_ROM | PJM_ROR | PJM_ROM | Internal | Summer | B6 | 300 | 8000 | 2462.6 | 141.38 | 141.39 | 0.01 | 0
2035 | PJM_ROR_2_PJM_ROM | PJM_ROR | PJM_ROM | Internal | Summer | B7 | 400 | 8000 | 4127.4 | 135.23 | 135.24 | 0.01 | 0
2035 | PJM_ROR_2_PJM_ROM | PJM_ROR | PJM_ROM | Internal | Summer | B8 | 500 | 8000 | 8000 | 126.51 | 127.96 | 0.01 | 1.44
2035 | PJM_ROR_2_PJM_ROM | PJM_ROR | PJM_ROM | Internal | Summer | B9 | 800 | 8000 | 6596.76 | 116.43 | 116.44 | 0.01 | 0
2035 | PJM_ROR_2_PJM_ROM | PJM_ROR | PJM_ROM | Internal | Summer | B10 | 1262 | 8000 | 2395.33 | 113.16 | 113.17 | 0.01 | 0
2035 | PJM_ROR_2_PJM_ROM | PJM_ROR | PJM_ROM | Internal | Winter | B16 | 25 | 8000 | 7509.56 | 137.43 | 137.44 | 0.01 | 0
2035 | PJM_ROR_2_PJM_ROM | PJM_ROR | PJM_ROM | Internal | Winter | B17 | 100 | 8000 | 8000 | 130.4 | 137.24 | 0.01 | 6.83
2035 | PJM_ROR_2_PJM_ROM | PJM_ROR | PJM_ROM | Internal | Winter | B18 | 400 | 8000 | 8000 | 121.4 | 136.75 | 0.01 | 15.34
2035 | PJM_ROR_2_PJM_ROM | PJM_ROR | PJM_ROM | Internal | Winter | B19 | 700 | 8000 | 8000 | 120.22 | 121.4 | 0.01 | 1.16
2035 | PJM_ROR_2_PJM_ROM | PJM_ROR | PJM_ROM | Internal | Winter | B20 | 935 | 8000 | 2310.97 | 118.29 | 118.3 | 0.01 | 0
2035 | PJM_ROR_2_TVA_Transmission | PJM_ROR | TVA_Transmission | Internal | Shoulder | B11 | 25 | 2500 | 0 | 134.24 | 132.07 | 4.5 | 0
2035 | PJM_ROR_2_TVA_Transmission | PJM_ROR | TVA_Transmission | Internal | Shoulder | B12 | 200 | 2500 | 0 | 125.76 | 119.26 | 4.5 | 0
2035 | PJM_ROR_2_TVA_Transmission | PJM_ROR | TVA_Transmission | Internal | Shoulder | B13 | 600 | 2500 | 0 | 117.22 | 118.59 | 4.5 | 0
2035 | PJM_ROR_2_TVA_Transmission | PJM_ROR | TVA_Transmission | Internal | Shoulder | B14 | 900 | 2500 | 0 | 116.65 | 118.59 | 4.5 | 0
2035 | PJM_ROR_2_TVA_Transmission | PJM_ROR | TVA_Transmission | Internal | Shoulder | B15 | 1203 | 2500 | 0 | 114.79 | 118.59 | 4.5 | 0
2035 | PJM_ROR_2_TVA_Transmission | PJM_ROR | TVA_Transmission | Internal | Summer | B1 | 10 | 2500 | 0.04 | 212.6 | 216.44 | 4.5 | 0
2035 | PJM_ROR_2_TVA_Transmission | PJM_ROR | TVA_Transmission | Internal | Summer | B2 | 25 | 2500 | 1227.85 | 212.6 | 217.1 | 4.5 | 0
2035 | PJM_ROR_2_TVA_Transmission | PJM_ROR | TVA_Transmission | Internal | Summer | B3 | 75 | 2500 | 1189.04 | 212.6 | 217.1 | 4.5 | 0
2035 | PJM_ROR_2_TVA_Transmission | PJM_ROR | TVA_Transmission | Internal | Summer | B4 | 100 | 2500 | 45.19 | 187.58 | 192.08 | 4.5 | 0
2035 | PJM_ROR_2_TVA_Transmission | PJM_ROR | TVA_Transmission | Internal | Summer | B5 | 200 | 2500 | 0 | 153.26 | 151.74 | 4.5 | 0
2035 | PJM_ROR_2_TVA_Transmission | PJM_ROR | TVA_Transmission | Internal | Summer | B6 | 300 | 2500 | 0 | 141.38 | 139.49 | 4.5 | 0
2035 | PJM_ROR_2_TVA_Transmission | PJM_ROR | TVA_Transmission | Internal | Summer | B7 | 400 | 2500 | 0 | 135.23 | 128.73 | 4.5 | 0
2035 | PJM_ROR_2_TVA_Transmission | PJM_ROR | TVA_Transmission | Internal | Summer | B8 | 500 | 2500 | 0 | 126.51 | 121.57 | 4.5 | 0
2035 | PJM_ROR_2_TVA_Transmission | PJM_ROR | TVA_Transmission | Internal | Summer | B9 | 800 | 2500 | 0 | 116.43 | 118.38 | 4.5 | 0
2035 | PJM_ROR_2_TVA_Transmission | PJM_ROR | TVA_Transmission | Internal | Summer | B10 | 1262 | 2500 | 0 | 113.16 | 114.29 | 4.5 | 0
2035 | PJM_ROR_2_TVA_Transmission | PJM_ROR | TVA_Transmission | Internal | Winter | B16 | 25 | 2500 | 0 | 137.43 | 129.96 | 4.5 | 0
2035 | PJM_ROR_2_TVA_Transmission | PJM_ROR | TVA_Transmission | Internal | Winter | B17 | 100 | 2500 | 0 | 130.4 | 122.68 | 4.5 | 0
2035 | PJM_ROR_2_TVA_Transmission | PJM_ROR | TVA_Transmission | Internal | Winter | B18 | 400 | 2500 | 0 | 121.4 | 121.37 | 4.5 | 0
2035 | PJM_ROR_2_TVA_Transmission | PJM_ROR | TVA_Transmission | Internal | Winter | B19 | 700 | 2500 | 0 | 120.22 | 121.37 | 4.5 | 0
2035 | PJM_ROR_2_TVA_Transmission | PJM_ROR | TVA_Transmission | Internal | Winter | B20 | 935 | 2500 | 0 | 118.29 | 114.94 | 4.5 | 0
2035 | PJM_ROR_2_VACAR | PJM_ROR | VACAR | Internal | Shoulder | B11 | 25 | 3000 | 0 | 134.24 | 135.39 | 4.5 | 0
2035 | PJM_ROR_2_VACAR | PJM_ROR | VACAR | Internal | Shoulder | B12 | 200 | 3000 | 0 | 125.76 | 121.07 | 4.5 | 0
2035 | PJM_ROR_2_VACAR | PJM_ROR | VACAR | Internal | Shoulder | B13 | 600 | 3000 | 0 | 117.22 | 121.07 | 4.5 | 0
2035 | PJM_ROR_2_VACAR | PJM_ROR | VACAR | Internal | Shoulder | B14 | 900 | 3000 | 0 | 116.65 | 121.07 | 4.5 | 0
2035 | PJM_ROR_2_VACAR | PJM_ROR | VACAR | Internal | Shoulder | B15 | 1203 | 3000 | 3000 | 114.79 | 121.07 | 4.5 | 1.78
2035 | PJM_ROR_2_VACAR | PJM_ROR | VACAR | Internal | Summer | B1 | 10 | 3000 | 2999.99 | 212.6 | 221.76 | 4.5 | 4.67
2035 | PJM_ROR_2_VACAR | PJM_ROR | VACAR | Internal | Summer | B2 | 25 | 3000 | 3000 | 212.6 | 221.76 | 4.5 | 4.67
2035 | PJM_ROR_2_VACAR | PJM_ROR | VACAR | Internal | Summer | B3 | 75 | 3000 | 2294.41 | 212.6 | 217.1 | 4.5 | 0
2035 | PJM_ROR_2_VACAR | PJM_ROR | VACAR | Internal | Summer | B4 | 100 | 3000 | 0 | 187.58 | 187.58 | 4.5 | 0
2035 | PJM_ROR_2_VACAR | PJM_ROR | VACAR | Internal | Summer | B5 | 200 | 3000 | 0 | 153.26 | 148.76 | 4.5 | 0
2035 | PJM_ROR_2_VACAR | PJM_ROR | VACAR | Internal | Summer | B6 | 300 | 3000 | 0 | 141.38 | 136.88 | 4.5 | 0
2035 | PJM_ROR_2_VACAR | PJM_ROR | VACAR | Internal | Summer | B7 | 400 | 3000 | 0 | 135.23 | 130.73 | 4.5 | 0
2035 | PJM_ROR_2_VACAR | PJM_ROR | VACAR | Internal | Summer | B8 | 500 | 3000 | 0 | 126.51 | 118.95 | 4.5 | 0
2035 | PJM_ROR_2_VACAR | PJM_ROR | VACAR | Internal | Summer | B9 | 800 | 3000 | 0 | 116.43 | 118.95 | 4.5 | 0
2035 | PJM_ROR_2_VACAR | PJM_ROR | VACAR | Internal | Summer | B10 | 1262 | 3000 | 0 | 113.16 | 109.79 | 4.5 | 0
2035 | PJM_ROR_2_VACAR | PJM_ROR | VACAR | Internal | Winter | B16 | 25 | 3000 | 0 | 137.43 | 136.46 | 4.5 | 0
2035 | PJM_ROR_2_VACAR | PJM_ROR | VACAR | Internal | Winter | B17 | 100 | 3000 | 0 | 130.4 | 125.9 | 4.5 | 0
2035 | PJM_ROR_2_VACAR | PJM_ROR | VACAR | Internal | Winter | B18 | 400 | 3000 | 1004.28 | 121.4 | 125.9 | 4.5 | 0
2035 | PJM_ROR_2_VACAR | PJM_ROR | VACAR | Internal | Winter | B19 | 700 | 3000 | 3000 | 120.22 | 125.9 | 4.5 | 1.18
2035 | PJM_ROR_2_VACAR | PJM_ROR | VACAR | Internal | Winter | B20 | 935 | 3000 | 0 | 118.29 | 114.74 | 4.5 | 0
2035 | PJM_ROM_2_NYISO_A-F | PJM_ROM | NYISO_A-F | Internal | Shoulder | B11 | 25 | 2000 | 0 | 134.25 | 85.83 | 4.5 | 0
2035 | PJM_ROM_2_NYISO_A-F | PJM_ROM | NYISO_A-F | Internal | Shoulder | B12 | 200 | 2000 | 0 | 130.68 | 85.83 | 4.5 | 0
2035 | PJM_ROM_2_NYISO_A-F | PJM_ROM | NYISO_A-F | Internal | Shoulder | B13 | 600 | 2000 | 0 | 130.68 | 85.83 | 4.5 | 0
2035 | PJM_ROM_2_NYISO_A-F | PJM_ROM | NYISO_A-F | Internal | Shoulder | B14 | 900 | 2000 | 0 | 116.66 | 85.83 | 4.5 | 0
2035 | PJM_ROM_2_NYISO_A-F | PJM_ROM | NYISO_A-F | Internal | Shoulder | B15 | 1203 | 2000 | 0 | 114.8 | 85.83 | 4.5 | 0
2035 | PJM_ROM_2_NYISO_A-F | PJM_ROM | NYISO_A-F | Internal | Summer | B1 | 10 | 2000 | 0 | 212.61 | 107.88 | 4.5 | 0
2035 | PJM_ROM_2_NYISO_A-F | PJM_ROM | NYISO_A-F | Internal | Summer | B2 | 25 | 2000 | 0 | 212.61 | 131.3 | 4.5 | 0
2035 | PJM_ROM_2_NYISO_A-F | PJM_ROM | NYISO_A-F | Internal | Summer | B3 | 75 | 2000 | 0 | 212.58 | 131.3 | 4.5 | 0
2035 | PJM_ROM_2_NYISO_A-F | PJM_ROM | NYISO_A-F | Internal | Summer | B4 | 100 | 2000 | 0 | 187.59 | 129.7 | 4.5 | 0
2035 | PJM_ROM_2_NYISO_A-F | PJM_ROM | NYISO_A-F | Internal | Summer | B5 | 200 | 2000 | 0 | 153.27 | 124.93 | 4.5 | 0
2035 | PJM_ROM_2_NYISO_A-F | PJM_ROM | NYISO_A-F | Internal | Summer | B6 | 300 | 2000 | 0 | 141.39 | 124.93 | 4.5 | 0
2035 | PJM_ROM_2_NYISO_A-F | PJM_ROM | NYISO_A-F | Internal | Summer | B7 | 400 | 2000 | 0 | 135.24 | 124.93 | 4.5 | 0
2035 | PJM_ROM_2_NYISO_A-F | PJM_ROM | NYISO_A-F | Internal | Summer | B8 | 500 | 2000 | 0 | 127.96 | 111.09 | 4.5 | 0
2035 | PJM_ROM_2_NYISO_A-F | PJM_ROM | NYISO_A-F | Internal | Summer | B9 | 800 | 2000 | 0 | 116.44 | 107.88 | 4.5 | 0
2035 | PJM_ROM_2_NYISO_A-F | PJM_ROM | NYISO_A-F | Internal | Summer | B10 | 1262 | 2000 | 0 | 113.17 | 107.88 | 4.5 | 0
2035 | PJM_ROM_2_NYISO_A-F | PJM_ROM | NYISO_A-F | Internal | Winter | B16 | 25 | 2000 | 0 | 137.44 | 84.09 | 4.5 | 0
2035 | PJM_ROM_2_NYISO_A-F | PJM_ROM | NYISO_A-F | Internal | Winter | B17 | 100 | 2000 | 0 | 137.24 | 84.09 | 4.5 | 0
2035 | PJM_ROM_2_NYISO_A-F | PJM_ROM | NYISO_A-F | Internal | Winter | B18 | 400 | 2000 | 0 | 136.75 | 84.09 | 4.5 | 0
2035 | PJM_ROM_2_NYISO_A-F | PJM_ROM | NYISO_A-F | Internal | Winter | B19 | 700 | 2000 | 0 | 121.4 | 84.09 | 4.5 | 0
2035 | PJM_ROM_2_NYISO_A-F | PJM_ROM | NYISO_A-F | Internal | Winter | B20 | 935 | 2000 | 0 | 118.3 | 84.09 | 4.5 | 0
2035 | PJM_ROM_2_PJM_E | PJM_ROM | PJM_E | Internal | Shoulder | B11 | 25 | 8000 | 1725.58 | 134.25 | 134.26 | 0.01 | 0
2035 | PJM_ROM_2_PJM_E | PJM_ROM | PJM_E | Internal | Shoulder | B12 | 200 | 8000 | 2373.87 | 130.68 | 130.69 | 0.01 | 0
2035 | PJM_ROM_2_PJM_E | PJM_ROM | PJM_E | Internal | Shoulder | B13 | 600 | 8000 | 3301.58 | 130.68 | 130.69 | 0.01 | 0
2035 | PJM_ROM_2_PJM_E | PJM_ROM | PJM_E | Internal | Shoulder | B14 | 900 | 8000 | 3476.49 | 116.66 | 116.67 | 0.01 | 0
2035 | PJM_ROM_2_PJM_E | PJM_ROM | PJM_E | Internal | Shoulder | B15 | 1203 | 8000 | 177.96 | 114.8 | 114.81 | 0.01 | 0
2035 | PJM_ROM_2_PJM_E | PJM_ROM | PJM_E | Internal | Summer | B1 | 10 | 8000 | 5501.83 | 212.61 | 212.62 | 0.01 | 0
2035 | PJM_ROM_2_PJM_E | PJM_ROM | PJM_E | Internal | Summer | B2 | 25 | 8000 | 4209.73 | 212.61 | 212.62 | 0.01 | 0
2035 | PJM_ROM_2_PJM_E | PJM_ROM | PJM_E | Internal | Summer | B3 | 75 | 8000 | 316.13 | 212.58 | 212.6 | 0.01 | 0
2035 | PJM_ROM_2_PJM_E | PJM_ROM | PJM_E | Internal | Summer | B4 | 100 | 8000 | 789.53 | 187.59 | 187.61 | 0.01 | 0
2035 | PJM_ROM_2_PJM_E | PJM_ROM | PJM_E | Internal | Summer | B5 | 200 | 8000 | 3206.34 | 153.27 | 153.28 | 0.01 | 0
2035 | PJM_ROM_2_PJM_E | PJM_ROM | PJM_E | Internal | Summer | B6 | 300 | 8000 | 633.73 | 141.39 | 141.4 | 0.01 | 0
2035 | PJM_ROM_2_PJM_E | PJM_ROM | PJM_E | Internal | Summer | B7 | 400 | 8000 | 2068.71 | 135.24 | 135.26 | 0.01 | 0
2035 | PJM_ROM_2_PJM_E | PJM_ROM | PJM_E | Internal | Summer | B8 | 500 | 8000 | 3984.09 | 127.96 | 127.97 | 0.01 | 0
2035 | PJM_ROM_2_PJM_E | PJM_ROM | PJM_E | Internal | Summer | B9 | 800 | 8000 | 3925.85 | 116.44 | 116.45 | 0.01 | 0
2035 | PJM_ROM_2_PJM_E | PJM_ROM | PJM_E | Internal | Summer | B10 | 1262 | 8000 | 1019.27 | 113.17 | 113.18 | 0.01 | 0
2035 | PJM_ROM_2_PJM_E | PJM_ROM | PJM_E | Internal | Winter | B16 | 25 | 8000 | 3908.43 | 137.44 | 137.45 | 0.01 | 0
2035 | PJM_ROM_2_PJM_E | PJM_ROM | PJM_E | Internal | Winter | B17 | 100 | 8000 | 5306.73 | 137.24 | 137.25 | 0.01 | 0
2035 | PJM_ROM_2_PJM_E | PJM_ROM | PJM_E | Internal | Winter | B18 | 400 | 8000 | 4738.81 | 136.75 | 136.76 | 0.01 | 0
2035 | PJM_ROM_2_PJM_E | PJM_ROM | PJM_E | Internal | Winter | B19 | 700 | 8000 | 4602.14 | 121.4 | 121.41 | 0.01 | 0
2035 | PJM_ROM_2_PJM_E | PJM_ROM | PJM_E | Internal | Winter | B20 | 935 | 8000 | 1143.51 | 118.3 | 118.31 | 0.01 | 0
2035 | PJM_ROM_2_PJM_ROR | PJM_ROM | PJM_ROR | Internal | Shoulder | B11 | 25 | 8000 | 0.5 | 134.25 | 134.24 | 0.01 | 0
2035 | PJM_ROM_2_PJM_ROR | PJM_ROM | PJM_ROR | Internal | Shoulder | B12 | 200 | 8000 | 0 | 130.68 | 125.76 | 0.01 | 0
2035 | PJM_ROM_2_PJM_ROR | PJM_ROM | PJM_ROR | Internal | Shoulder | B13 | 600 | 8000 | 0 | 130.68 | 117.22 | 0.01 | 0
2035 | PJM_ROM_2_PJM_ROR | PJM_ROM | PJM_ROR | Internal | Shoulder | B14 | 900 | 8000 | 0.01 | 116.66 | 116.65 | 0.01 | 0
2035 | PJM_ROM_2_PJM_ROR | PJM_ROM | PJM_ROR | Internal | Shoulder | B15 | 1203 | 8000 | 0.01 | 114.8 | 114.79 | 0.01 | 0
2035 | PJM_ROM_2_PJM_ROR | PJM_ROM | PJM_ROR | Internal | Summer | B1 | 10 | 8000 | 1.71 | 212.61 | 212.6 | 0.01 | 0
2035 | PJM_ROM_2_PJM_ROR | PJM_ROM | PJM_ROR | Internal | Summer | B2 | 25 | 8000 | 0.66 | 212.61 | 212.6 | 0.01 | 0
2035 | PJM_ROM_2_PJM_ROR | PJM_ROM | PJM_ROR | Internal | Summer | B3 | 75 | 8000 | 1397.87 | 212.58 | 212.6 | 0.01 | 0
2035 | PJM_ROM_2_PJM_ROR | PJM_ROM | PJM_ROR | Internal | Summer | B4 | 100 | 8000 | 0.15 | 187.59 | 187.58 | 0.01 | 0
2035 | PJM_ROM_2_PJM_ROR | PJM_ROM | PJM_ROR | Internal | Summer | B5 | 200 | 8000 | 0.07 | 153.27 | 153.26 | 0.01 | 0
2035 | PJM_ROM_2_PJM_ROR | PJM_ROM | PJM_ROR | Internal | Summer | B6 | 300 | 8000 | 0.05 | 141.39 | 141.38 | 0.01 | 0
2035 | PJM_ROM_2_PJM_ROR | PJM_ROM | PJM_ROR | Internal | Summer | B7 | 400 | 8000 | 0.03 | 135.24 | 135.23 | 0.01 | 0
2035 | PJM_ROM_2_PJM_ROR | PJM_ROM | PJM_ROR | Internal | Summer | B8 | 500 | 8000 | 0 | 127.96 | 126.51 | 0.01 | 0
2035 | PJM_ROM_2_PJM_ROR | PJM_ROM | PJM_ROR | Internal | Summer | B9 | 800 | 8000 | 0.02 | 116.44 | 116.43 | 0.01 | 0
2035 | PJM_ROM_2_PJM_ROR | PJM_ROM | PJM_ROR | Internal | Summer | B10 | 1262 | 8000 | 0.01 | 113.17 | 113.16 | 0.01 | 0
2035 | PJM_ROM_2_PJM_ROR | PJM_ROM | PJM_ROR | Internal | Winter | B16 | 25 | 8000 | 0.45 | 137.44 | 137.43 | 0.01 | 0
2035 | PJM_ROM_2_PJM_ROR | PJM_ROM | PJM_ROR | Internal | Winter | B17 | 100 | 8000 | 0 | 137.24 | 130.4 | 0.01 | 0
2035 | PJM_ROM_2_PJM_ROR | PJM_ROM | PJM_ROR | Internal | Winter | B18 | 400 | 8000 | 0 | 136.75 | 121.4 | 0.01 | 0
2035 | PJM_ROM_2_PJM_ROR | PJM_ROM | PJM_ROR | Internal | Winter | B19 | 700 | 8000 | 0 | 121.4 | 120.22 | 0.01 | 0
2035 | PJM_ROM_2_PJM_ROR | PJM_ROM | PJM_ROR | Internal | Winter | B20 | 935 | 8000 | 0.02 | 118.3 | 118.29 | 0.01 | 0
2035 | SOCO_2_ENT | SOCO | ENT | Internal | Shoulder | B11 | 25 | 4300 | 0 | 138.57 | 133.24 | 7.5 | 0
2035 | SOCO_2_ENT | SOCO | ENT | Internal | Shoulder | B12 | 200 | 4300 | 0 | 119.26 | 113.76 | 7.5 | 0
2035 | SOCO_2_ENT | SOCO | ENT | Internal | Shoulder | B13 | 600 | 4300 | 0 | 119.26 | 109.34 | 7.5 | 0
2035 | SOCO_2_ENT | SOCO | ENT | Internal | Shoulder | B14 | 900 | 4300 | 0 | 119.26 | 106.59 | 7.5 | 0
2035 | SOCO_2_ENT | SOCO | ENT | Internal | Shoulder | B15 | 1203 | 4300 | 0 | 119.26 | 16.02 | 7.5 | 0
2035 | SOCO_2_ENT | SOCO | ENT | Internal | Summer | B1 | 10 | 4300 | 0 | 222.94 | 139.33 | 7.5 | 0
2035 | SOCO_2_ENT | SOCO | ENT | Internal | Summer | B2 | 25 | 4300 | 0 | 222.94 | 199.79 | 7.5 | 0
2035 | SOCO_2_ENT | SOCO | ENT | Internal | Summer | B3 | 75 | 4300 | 0 | 221.6 | 211.6 | 7.5 | 0
2035 | SOCO_2_ENT | SOCO | ENT | Internal | Summer | B4 | 100 | 4300 | 0 | 192.08 | 186.58 | 7.5 | 0
2035 | SOCO_2_ENT | SOCO | ENT | Internal | Summer | B5 | 200 | 4300 | 0 | 151.74 | 146.24 | 7.5 | 0
2035 | SOCO_2_ENT | SOCO | ENT | Internal | Summer | B6 | 300 | 4300 | 0 | 141.38 | 140.38 | 7.5 | 0
2035 | SOCO_2_ENT | SOCO | ENT | Internal | Summer | B7 | 400 | 4300 | 0 | 135.23 | 134.59 | 7.5 | 0
2035 | SOCO_2_ENT | SOCO | ENT | Internal | Summer | B8 | 500 | 4300 | 0 | 123.45 | 125.52 | 7.5 | 0
2035 | SOCO_2_ENT | SOCO | ENT | Internal | Summer | B9 | 800 | 4300 | 0 | 117.93 | 115.44 | 7.5 | 0
2035 | SOCO_2_ENT | SOCO | ENT | Internal | Summer | B10 | 1262 | 4300 | 0 | 108.17 | 102.29 | 7.5 | 0
2035 | SOCO_2_ENT | SOCO | ENT | Internal | Winter | B16 | 25 | 4300 | 0 | 136.46 | 120.46 | 7.5 | 0
2035 | SOCO_2_ENT | SOCO | ENT | Internal | Winter | B17 | 100 | 4300 | 0 | 122.22 | 116.72 | 7.5 | 0
2035 | SOCO_2_ENT | SOCO | ENT | Internal | Winter | B18 | 400 | 4300 | 0 | 122.22 | 115.34 | 7.5 | 0
2035 | SOCO_2_ENT | SOCO | ENT | Internal | Winter | B19 | 700 | 4300 | 0 | 122.22 | 109.37 | 7.5 | 0
2035 | SOCO_2_ENT | SOCO | ENT | Internal | Winter | B20 | 935 | 4300 | 0 | 115.38 | 16.3 | 7.5 | 0
2035 | SOCO_2_FRCC | SOCO | FRCC | Internal | Shoulder | B11 | 25 | 3700 | 0 | 138.57 | 143.77 | 7.5 | 0
2035 | SOCO_2_FRCC | SOCO | FRCC | Internal | Shoulder | B12 | 200 | 3700 | 0 | 119.26 | 124.19 | 7.5 | 0
2035 | SOCO_2_FRCC | SOCO | FRCC | Internal | Shoulder | B13 | 600 | 3700 | 0 | 119.26 | 123.68 | 7.5 | 0
2035 | SOCO_2_FRCC | SOCO | FRCC | Internal | Shoulder | B14 | 900 | 3700 | 0 | 119.26 | 123.68 | 7.5 | 0
2035 | SOCO_2_FRCC | SOCO | FRCC | Internal | Shoulder | B15 | 1203 | 3700 | 0 | 119.26 | 123.68 | 7.5 | 0
2035 | SOCO_2_FRCC | SOCO | FRCC | Internal | Summer | B1 | 10 | 3700 | 0.01 | 222.94 | 227.84 | 7.5 | 0
2035 | SOCO_2_FRCC | SOCO | FRCC | Internal | Summer | B2 | 25 | 3700 | 0 | 222.94 | 227.84 | 7.5 | 0
2035 | SOCO_2_FRCC | SOCO | FRCC | Internal | Summer | B3 | 75 | 3700 | 0 | 221.6 | 227.84 | 7.5 | 0
2035 | SOCO_2_FRCC | SOCO | FRCC | Internal | Summer | B4 | 100 | 3700 | 0 | 192.08 | 186.58 | 7.5 | 0
2035 | SOCO_2_FRCC | SOCO | FRCC | Internal | Summer | B5 | 200 | 3700 | 0 | 151.74 | 142.71 | 7.5 | 0
2035 | SOCO_2_FRCC | SOCO | FRCC | Internal | Summer | B6 | 300 | 3700 | 0 | 141.38 | 142.71 | 7.5 | 0
2035 | SOCO_2_FRCC | SOCO | FRCC | Internal | Summer | B7 | 400 | 3700 | 0.03 | 135.23 | 142.71 | 7.5 | 0
2035 | SOCO_2_FRCC | SOCO | FRCC | Internal | Summer | B8 | 500 | 3700 | 0 | 123.45 | 122.78 | 7.5 | 0
2035 | SOCO_2_FRCC | SOCO | FRCC | Internal | Summer | B9 | 800 | 3700 | 0 | 117.93 | 122.78 | 7.5 | 0
2035 | SOCO_2_FRCC | SOCO | FRCC | Internal | Summer | B10 | 1262 | 3700 | 0 | 108.17 | 110.74 | 7.5 | 0
2035 | SOCO_2_FRCC | SOCO | FRCC | Internal | Winter | B16 | 25 | 3700 | 2140.98 | 136.46 | 143.96 | 7.5 | 0
2035 | SOCO_2_FRCC | SOCO | FRCC | Internal | Winter | B17 | 100 | 3700 | 0 | 122.22 | 126.16 | 7.5 | 0
2035 | SOCO_2_FRCC | SOCO | FRCC | Internal | Winter | B18 | 400 | 3700 | 0 | 122.22 | 126.16 | 7.5 | 0
2035 | SOCO_2_FRCC | SOCO | FRCC | Internal | Winter | B19 | 700 | 3700 | 0 | 122.22 | 126.16 | 7.5 | 0
2035 | SOCO_2_FRCC | SOCO | FRCC | Internal | Winter | B20 | 935 | 3700 | 0 | 115.38 | 120.44 | 7.5 | 0
2035 | SOCO_2_TVA_Transmission | SOCO | TVA_Transmission | Internal | Shoulder | B11 | 25 | 2600 | 0 | 138.57 | 132.07 | 7.5 | 0
2035 | SOCO_2_TVA_Transmission | SOCO | TVA_Transmission | Internal | Shoulder | B12 | 200 | 2600 | 0 | 119.26 | 119.26 | 7.5 | 0
2035 | SOCO_2_TVA_Transmission | SOCO | TVA_Transmission | Internal | Shoulder | B13 | 600 | 2600 | 0 | 119.26 | 118.59 | 7.5 | 0
2035 | SOCO_2_TVA_Transmission | SOCO | TVA_Transmission | Internal | Shoulder | B14 | 900 | 2600 | 0 | 119.26 | 118.59 | 7.5 | 0
2035 | SOCO_2_TVA_Transmission | SOCO | TVA_Transmission | Internal | Shoulder | B15 | 1203 | 2600 | 0 | 119.26 | 118.59 | 7.5 | 0
2035 | SOCO_2_TVA_Transmission | SOCO | TVA_Transmission | Internal | Summer | B1 | 10 | 2600 | 0 | 222.94 | 216.44 | 7.5 | 0
2035 | SOCO_2_TVA_Transmission | SOCO | TVA_Transmission | Internal | Summer | B2 | 25 | 2600 | 0 | 222.94 | 217.1 | 7.5 | 0
2035 | SOCO_2_TVA_Transmission | SOCO | TVA_Transmission | Internal | Summer | B3 | 75 | 2600 | 0 | 221.6 | 217.1 | 7.5 | 0
2035 | SOCO_2_TVA_Transmission | SOCO | TVA_Transmission | Internal | Summer | B4 | 100 | 2600 | 0 | 192.08 | 192.08 | 7.5 | 0
2035 | SOCO_2_TVA_Transmission | SOCO | TVA_Transmission | Internal | Summer | B5 | 200 | 2600 | 0 | 151.74 | 151.74 | 7.5 | 0
2035 | SOCO_2_TVA_Transmission | SOCO | TVA_Transmission | Internal | Summer | B6 | 300 | 2600 | 0 | 141.38 | 139.49 | 7.5 | 0
2035 | SOCO_2_TVA_Transmission | SOCO | TVA_Transmission | Internal | Summer | B7 | 400 | 2600 | 0 | 135.23 | 128.73 | 7.5 | 0
2035 | SOCO_2_TVA_Transmission | SOCO | TVA_Transmission | Internal | Summer | B8 | 500 | 2600 | 0 | 123.45 | 121.57 | 7.5 | 0
2035 | SOCO_2_TVA_Transmission | SOCO | TVA_Transmission | Internal | Summer | B9 | 800 | 2600 | 0 | 117.93 | 118.38 | 7.5 | 0
2035 | SOCO_2_TVA_Transmission | SOCO | TVA_Transmission | Internal | Summer | B10 | 1262 | 2600 | 0 | 108.17 | 114.29 | 7.5 | 0
2035 | SOCO_2_TVA_Transmission | SOCO | TVA_Transmission | Internal | Winter | B16 | 25 | 2600 | 0 | 136.46 | 129.96 | 7.5 | 0
2035 | SOCO_2_TVA_Transmission | SOCO | TVA_Transmission | Internal | Winter | B17 | 100 | 2600 | 0 | 122.22 | 122.68 | 7.5 | 0
2035 | SOCO_2_TVA_Transmission | SOCO | TVA_Transmission | Internal | Winter | B18 | 400 | 2600 | 0 | 122.22 | 121.37 | 7.5 | 0
2035 | SOCO_2_TVA_Transmission | SOCO | TVA_Transmission | Internal | Winter | B19 | 700 | 2600 | 0 | 122.22 | 121.37 | 7.5 | 0
2035 | SOCO_2_TVA_Transmission | SOCO | TVA_Transmission | Internal | Winter | B20 | 935 | 2600 | 0 | 115.38 | 114.94 | 7.5 | 0
2035 | SOCO_2_VACAR | SOCO | VACAR | Internal | Shoulder | B11 | 25 | 2000 | 0 | 138.57 | 135.39 | 7.5 | 0
2035 | SOCO_2_VACAR | SOCO | VACAR | Internal | Shoulder | B12 | 200 | 2000 | 0 | 119.26 | 121.07 | 7.5 | 0
2035 | SOCO_2_VACAR | SOCO | VACAR | Internal | Shoulder | B13 | 600 | 2000 | 0 | 119.26 | 121.07 | 7.5 | 0
2035 | SOCO_2_VACAR | SOCO | VACAR | Internal | Shoulder | B14 | 900 | 2000 | 0 | 119.26 | 121.07 | 7.5 | 0
2035 | SOCO_2_VACAR | SOCO | VACAR | Internal | Shoulder | B15 | 1203 | 2000 | 0 | 119.26 | 121.07 | 7.5 | 0
2035 | SOCO_2_VACAR | SOCO | VACAR | Internal | Summer | B1 | 10 | 2000 | 0 | 222.94 | 221.76 | 7.5 | 0
2035 | SOCO_2_VACAR | SOCO | VACAR | Internal | Summer | B2 | 25 | 2000 | 0 | 222.94 | 221.76 | 7.5 | 0
2035 | SOCO_2_VACAR | SOCO | VACAR | Internal | Summer | B3 | 75 | 2000 | 0 | 221.6 | 217.1 | 7.5 | 0
2035 | SOCO_2_VACAR | SOCO | VACAR | Internal | Summer | B4 | 100 | 2000 | 0 | 192.08 | 187.58 | 7.5 | 0
2035 | SOCO_2_VACAR | SOCO | VACAR | Internal | Summer | B5 | 200 | 2000 | 0 | 151.74 | 148.76 | 7.5 | 0
2035 | SOCO_2_VACAR | SOCO | VACAR | Internal | Summer | B6 | 300 | 2000 | 0 | 141.38 | 136.88 | 7.5 | 0
2035 | SOCO_2_VACAR | SOCO | VACAR | Internal | Summer | B7 | 400 | 2000 | 0 | 135.23 | 130.73 | 7.5 | 0
2035 | SOCO_2_VACAR | SOCO | VACAR | Internal | Summer | B8 | 500 | 2000 | 0 | 123.45 | 118.95 | 7.5 | 0
2035 | SOCO_2_VACAR | SOCO | VACAR | Internal | Summer | B9 | 800 | 2000 | 0 | 117.93 | 118.95 | 7.5 | 0
2035 | SOCO_2_VACAR | SOCO | VACAR | Internal | Summer | B10 | 1262 | 2000 | 0 | 108.17 | 109.79 | 7.5 | 0
2035 | SOCO_2_VACAR | SOCO | VACAR | Internal | Winter | B16 | 25 | 2000 | 0 | 136.46 | 136.46 | 7.5 | 0
2035 | SOCO_2_VACAR | SOCO | VACAR | Internal | Winter | B17 | 100 | 2000 | 0 | 122.22 | 125.9 | 7.5 | 0
2035 | SOCO_2_VACAR | SOCO | VACAR | Internal | Winter | B18 | 400 | 2000 | 0 | 122.22 | 125.9 | 7.5 | 0
2035 | SOCO_2_VACAR | SOCO | VACAR | Internal | Winter | B19 | 700 | 2000 | 0 | 122.22 | 125.9 | 7.5 | 0
2035 | SOCO_2_VACAR | SOCO | VACAR | Internal | Winter | B20 | 935 | 2000 | 0 | 115.38 | 114.74 | 7.5 | 0
2035 | SPP_N_2_ENT | SPP_N | ENT | Internal | Shoulder | B11 | 25 | 15643 | 12440.85 | 129.74 | 133.24 | 3.5 | 0
2035 | SPP_N_2_ENT | SPP_N | ENT | Internal | Shoulder | B12 | 200 | 15643 | 14638.18 | 110.26 | 113.76 | 3.5 | 0
2035 | SPP_N_2_ENT | SPP_N | ENT | Internal | Shoulder | B13 | 600 | 15643 | 15643 | 100.89 | 109.34 | 3.5 | 4.95
2035 | SPP_N_2_ENT | SPP_N | ENT | Internal | Shoulder | B14 | 900 | 15643 | 15643 | 12.52 | 106.59 | 3.5 | 90.57
2035 | SPP_N_2_ENT | SPP_N | ENT | Internal | Shoulder | B15 | 1203 | 15643 | 15586.48 | 12.52 | 16.02 | 3.5 | 0
2035 | SPP_N_2_ENT | SPP_N | ENT | Internal | Summer | B1 | 10 | 15643 | 15643 | 12.52 | 139.33 | 3.5 | 123.31
2035 | SPP_N_2_ENT | SPP_N | ENT | Internal | Summer | B2 | 25 | 15643 | 9017.13 | 196.29 | 199.79 | 3.5 | 0
2035 | SPP_N_2_ENT | SPP_N | ENT | Internal | Summer | B3 | 75 | 15643 | 3381.22 | 208.1 | 211.6 | 3.5 | 0
2035 | SPP_N_2_ENT | SPP_N | ENT | Internal | Summer | B4 | 100 | 15643 | 4839.36 | 183.08 | 186.58 | 3.5 | 0
2035 | SPP_N_2_ENT | SPP_N | ENT | Internal | Summer | B5 | 200 | 15643 | 4075.28 | 142.74 | 146.24 | 3.5 | 0
2035 | SPP_N_2_ENT | SPP_N | ENT | Internal | Summer | B6 | 300 | 15643 | 2444.44 | 136.88 | 140.38 | 3.5 | 0
2035 | SPP_N_2_ENT | SPP_N | ENT | Internal | Summer | B7 | 400 | 15643 | 8911.96 | 131.09 | 134.59 | 3.5 | 0
2035 | SPP_N_2_ENT | SPP_N | ENT | Internal | Summer | B8 | 500 | 15643 | 11478.37 | 122.02 | 125.52 | 3.5 | 0
2035 | SPP_N_2_ENT | SPP_N | ENT | Internal | Summer | B9 | 800 | 15643 | 13316.27 | 111.94 | 115.44 | 3.5 | 0
2035 | SPP_N_2_ENT | SPP_N | ENT | Internal | Summer | B10 | 1262 | 15643 | 15642.98 | 98.78 | 102.29 | 3.5 | 0.01
2035 | SPP_N_2_ENT | SPP_N | ENT | Internal | Winter | B16 | 25 | 15643 | 15643 | 12.52 | 120.46 | 3.5 | 104.45
2035 | SPP_N_2_ENT | SPP_N | ENT | Internal | Winter | B17 | 100 | 15643 | 15643 | 12.52 | 116.72 | 3.5 | 100.7
2035 | SPP_N_2_ENT | SPP_N | ENT | Internal | Winter | B18 | 400 | 15643 | 15642.94 | 111.83 | 115.34 | 3.5 | 0.01
2035 | SPP_N_2_ENT | SPP_N | ENT | Internal | Winter | B19 | 700 | 15643 | 15643 | 35.34 | 109.37 | 3.5 | 70.53
2035 | SPP_N_2_ENT | SPP_N | ENT | Internal | Winter | B20 | 935 | 15643 | 15643 | 12.52 | 16.3 | 3.5 | 0.28
2035 | SPP_N_2_MISO_MO-IL | SPP_N | MISO_MO-IL | Internal | Shoulder | B11 | 25 | 4019 | 1114.31 | 129.74 | 133.24 | 3.5 | 0
2035 | SPP_N_2_MISO_MO-IL | SPP_N | MISO_MO-IL | Internal | Shoulder | B12 | 200 | 4019 | 4019 | 110.26 | 114.84 | 3.5 | 1.08
2035 | SPP_N_2_MISO_MO-IL | SPP_N | MISO_MO-IL | Internal | Shoulder | B13 | 600 | 4019 | 4019 | 100.89 | 114.84 | 3.5 | 10.45
2035 | SPP_N_2_MISO_MO-IL | SPP_N | MISO_MO-IL | Internal | Shoulder | B14 | 900 | 4019 | 4019 | 12.52 | 112.09 | 3.5 | 96.07
2035 | SPP_N_2_MISO_MO-IL | SPP_N | MISO_MO-IL | Internal | Shoulder | B15 | 1203 | 4019 | 4019 | 12.52 | 84.35 | 3.5 | 68.33
2035 | SPP_N_2_MISO_MO-IL | SPP_N | MISO_MO-IL | Internal | Summer | B1 | 10 | 4019 | 4019 | 12.52 | 209.96 | 3.5 | 193.94
2035 | SPP_N_2_MISO_MO-IL | SPP_N | MISO_MO-IL | Internal | Summer | B2 | 25 | 4019 | 4019 | 196.29 | 211.58 | 3.5 | 11.79
2035 | SPP_N_2_MISO_MO-IL | SPP_N | MISO_MO-IL | Internal | Summer | B3 | 75 | 4019 | 3937.52 | 208.1 | 211.6 | 3.5 | 0
2035 | SPP_N_2_MISO_MO-IL | SPP_N | MISO_MO-IL | Internal | Summer | B4 | 100 | 4019 | 3969.83 | 183.08 | 186.58 | 3.5 | 0
2035 | SPP_N_2_MISO_MO-IL | SPP_N | MISO_MO-IL | Internal | Summer | B5 | 200 | 4019 | 4019 | 142.74 | 151.74 | 3.5 | 5.5
2035 | SPP_N_2_MISO_MO-IL | SPP_N | MISO_MO-IL | Internal | Summer | B6 | 300 | 4019 | 2866.38 | 136.88 | 140.38 | 3.5 | 0
2035 | SPP_N_2_MISO_MO-IL | SPP_N | MISO_MO-IL | Internal | Summer | B7 | 400 | 4019 | 0 | 131.09 | 134.24 | 3.5 | 0
2035 | SPP_N_2_MISO_MO-IL | SPP_N | MISO_MO-IL | Internal | Summer | B8 | 500 | 4019 | 228.38 | 122.02 | 125.52 | 3.5 | 0
2035 | SPP_N_2_MISO_MO-IL | SPP_N | MISO_MO-IL | Internal | Summer | B9 | 800 | 4019 | 7.7 | 111.94 | 115.44 | 3.5 | 0
2035 | SPP_N_2_MISO_MO-IL | SPP_N | MISO_MO-IL | Internal | Summer | B10 | 1262 | 4019 | 4019 | 98.78 | 107.79 | 3.5 | 5.51
2035 | SPP_N_2_MISO_MO-IL | SPP_N | MISO_MO-IL | Internal | Winter | B16 | 25 | 4019 | 4019 | 12.52 | 117.88 | 3.5 | 101.86
2035 | SPP_N_2_MISO_MO-IL | SPP_N | MISO_MO-IL | Internal | Winter | B17 | 100 | 4019 | 4019 | 12.52 | 116.18 | 3.5 | 100.16
2035 | SPP_N_2_MISO_MO-IL | SPP_N | MISO_MO-IL | Internal | Winter | B18 | 400 | 4019 | 4018.93 | 111.83 | 115.34 | 3.5 | 0.01
2035 | SPP_N_2_MISO_MO-IL | SPP_N | MISO_MO-IL | Internal | Winter | B19 | 700 | 4019 | 4019 | 35.34 | 114.87 | 3.5 | 76.03
2035 | SPP_N_2_MISO_MO-IL | SPP_N | MISO_MO-IL | Internal | Winter | B20 | 935 | 4019 | 4019 | 12.52 | 84.37 | 3.5 | 68.35
2035 | SPP_N_2_MISO_W | SPP_N | MISO_W | Internal | Shoulder | B11 | 25 | 1087 | 950.25 | 129.74 | 133.24 | 3.5 | 0
2035 | SPP_N_2_MISO_W | SPP_N | MISO_W | Internal | Shoulder | B12 | 200 | 1087 | 1087 | 110.26 | 114.83 | 3.5 | 1.07
2035 | SPP_N_2_MISO_W | SPP_N | MISO_W | Internal | Shoulder | B13 | 600 | 1087 | 1087 | 100.89 | 114.83 | 3.5 | 10.43
2035 | SPP_N_2_MISO_W | SPP_N | MISO_W | Internal | Shoulder | B14 | 900 | 1087 | 1087 | 12.52 | 85.83 | 3.5 | 69.81
2035 | SPP_N_2_MISO_W | SPP_N | MISO_W | Internal | Shoulder | B15 | 1203 | 1087 | 1087 | 12.52 | 74.82 | 3.5 | 58.8
2035 | SPP_N_2_MISO_W | SPP_N | MISO_W | Internal | Summer | B1 | 10 | 1087 | 1087 | 12.52 | 211.6 | 3.5 | 195.58
2035 | SPP_N_2_MISO_W | SPP_N | MISO_W | Internal | Summer | B2 | 25 | 1087 | 1087 | 196.29 | 211.6 | 3.5 | 11.8
2035 | SPP_N_2_MISO_W | SPP_N | MISO_W | Internal | Summer | B3 | 75 | 1087 | 398.53 | 208.1 | 211.6 | 3.5 | 0
2035 | SPP_N_2_MISO_W | SPP_N | MISO_W | Internal | Summer | B4 | 100 | 1087 | 1043.02 | 183.08 | 186.58 | 3.5 | 0
2035 | SPP_N_2_MISO_W | SPP_N | MISO_W | Internal | Summer | B5 | 200 | 1087 | 1087 | 142.74 | 152.26 | 3.5 | 6.02
2035 | SPP_N_2_MISO_W | SPP_N | MISO_W | Internal | Summer | B6 | 300 | 1087 | 585.28 | 136.88 | 140.38 | 3.5 | 0
2035 | SPP_N_2_MISO_W | SPP_N | MISO_W | Internal | Summer | B7 | 400 | 1087 | 0 | 131.09 | 134.23 | 3.5 | 0
2035 | SPP_N_2_MISO_W | SPP_N | MISO_W | Internal | Summer | B8 | 500 | 1087 | 0.05 | 122.02 | 125.51 | 3.5 | 0
2035 | SPP_N_2_MISO_W | SPP_N | MISO_W | Internal | Summer | B9 | 800 | 1087 | 0.03 | 111.94 | 115.43 | 3.5 | 0
2035 | SPP_N_2_MISO_W | SPP_N | MISO_W | Internal | Summer | B10 | 1262 | 1087 | 832.01 | 98.78 | 102.28 | 3.5 | 0
2035 | SPP_N_2_MISO_W | SPP_N | MISO_W | Internal | Winter | B16 | 25 | 1087 | 1087 | 12.52 | 50.84 | 3.5 | 34.82
2035 | SPP_N_2_MISO_W | SPP_N | MISO_W | Internal | Winter | B17 | 100 | 1087 | 1087 | 12.52 | 74.82 | 3.5 | 58.8
2035 | SPP_N_2_MISO_W | SPP_N | MISO_W | Internal | Winter | B18 | 400 | 1087 | 128.57 | 111.83 | 115.33 | 3.5 | 0
2035 | SPP_N_2_MISO_W | SPP_N | MISO_W | Internal | Winter | B19 | 700 | 1087 | 1087 | 35.34 | 114.85 | 3.5 | 76.02
2035 | SPP_N_2_MISO_W | SPP_N | MISO_W | Internal | Winter | B20 | 935 | 1087 | 1087 | 12.52 | 74.83 | 3.5 | 58.81
2035 | SPP_N_2_NE | SPP_N | NE | Internal | Shoulder | B11 | 25 | 490 | 0.95 | 129.74 | 129.74 | 0.01 | 0
2035 | SPP_N_2_NE | SPP_N | NE | Internal | Shoulder | B12 | 200 | 490 | 0.06 | 110.26 | 110.25 | 0.01 | 0
2035 | SPP_N_2_NE | SPP_N | NE | Internal | Shoulder | B13 | 600 | 490 | 0.02 | 100.89 | 100.88 | 0.01 | 0
2035 | SPP_N_2_NE | SPP_N | NE | Internal | Shoulder | B14 | 900 | 490 | 0.05 | 12.52 | 12.52 | 0.01 | 0
2035 | SPP_N_2_NE | SPP_N | NE | Internal | Shoulder | B15 | 1203 | 490 | 0.02 | 12.52 | 12.52 | 0.01 | 0
2035 | SPP_N_2_NE | SPP_N | NE | Internal | Summer | B1 | 10 | 490 | 490 | 12.52 | 208.1 | 0.01 | 195.57
2035 | SPP_N_2_NE | SPP_N | NE | Internal | Summer | B2 | 25 | 490 | 490 | 196.29 | 208.1 | 0.01 | 11.79
2035 | SPP_N_2_NE | SPP_N | NE | Internal | Summer | B3 | 75 | 490 | 0.31 | 208.1 | 208.1 | 0.01 | 0
2035 | SPP_N_2_NE | SPP_N | NE | Internal | Summer | B4 | 100 | 490 | 0.38 | 183.08 | 183.08 | 0.01 | 0
2035 | SPP_N_2_NE | SPP_N | NE | Internal | Summer | B5 | 200 | 490 | 490 | 142.74 | 148.76 | 0.01 | 6.01
2035 | SPP_N_2_NE | SPP_N | NE | Internal | Summer | B6 | 300 | 490 | 0.09 | 136.88 | 136.88 | 0.01 | 0
2035 | SPP_N_2_NE | SPP_N | NE | Internal | Summer | B7 | 400 | 490 | 0 | 131.09 | 130.73 | 0.01 | 0
2035 | SPP_N_2_NE | SPP_N | NE | Internal | Summer | B8 | 500 | 490 | 0.02 | 122.02 | 122.01 | 0.01 | 0
2035 | SPP_N_2_NE | SPP_N | NE | Internal | Summer | B9 | 800 | 490 | 0.01 | 111.94 | 111.93 | 0.01 | 0
2035 | SPP_N_2_NE | SPP_N | NE | Internal | Summer | B10 | 1262 | 490 | 0.01 | 98.78 | 98.77 | 0.01 | 0
2035 | SPP_N_2_NE | SPP_N | NE | Internal | Winter | B16 | 25 | 490 | 0.85 | 12.52 | 12.52 | 0.01 | 0
2035 | SPP_N_2_NE | SPP_N | NE | Internal | Winter | B17 | 100 | 490 | 0.24 | 12.52 | 12.52 | 0.01 | 0
2035 | SPP_N_2_NE | SPP_N | NE | Internal | Winter | B18 | 400 | 490 | 0 | 111.83 | 85.07 | 0.01 | 0
2035 | SPP_N_2_NE | SPP_N | NE | Internal | Winter | B19 | 700 | 490 | 0.02 | 35.34 | 35.32 | 0.01 | 0
2035 | SPP_N_2_NE | SPP_N | NE | Internal | Winter | B20 | 935 | 490 | 0.03 | 12.52 | 12.52 | 0.01 | 0
2035 | SPP_N_2_SPP_S | SPP_N | SPP_S | Internal | Shoulder | B11 | 25 | 4236 | 3174.36 | 129.74 | 129.75 | 0.01 | 0
2035 | SPP_N_2_SPP_S | SPP_N | SPP_S | Internal | Shoulder | B12 | 200 | 4236 | 0.13 | 110.26 | 110.26 | 0.01 | 0
2035 | SPP_N_2_SPP_S | SPP_N | SPP_S | Internal | Shoulder | B13 | 600 | 4236 | 69.9 | 100.89 | 100.9 | 0.01 | 0
2035 | SPP_N_2_SPP_S | SPP_N | SPP_S | Internal | Shoulder | B14 | 900 | 4236 | 0.03 | 12.52 | 12.52 | 0.01 | 0
2035 | SPP_N_2_SPP_S | SPP_N | SPP_S | Internal | Shoulder | B15 | 1203 | 4236 | 0.02 | 12.52 | 12.52 | 0.01 | 0
2035 | SPP_N_2_SPP_S | SPP_N | SPP_S | Internal | Summer | B1 | 10 | 4236 | 2316.51 | 12.52 | 12.53 | 0.01 | 0
2035 | SPP_N_2_SPP_S | SPP_N | SPP_S | Internal | Summer | B2 | 25 | 4236 | 0.85 | 196.29 | 196.29 | 0.01 | 0
2035 | SPP_N_2_SPP_S | SPP_N | SPP_S | Internal | Summer | B3 | 75 | 4236 | 0 | 208.1 | 197.98 | 0.01 | 0
2035 | SPP_N_2_SPP_S | SPP_N | SPP_S | Internal | Summer | B4 | 100 | 4236 | 0.28 | 183.08 | 183.08 | 0.01 | 0
2035 | SPP_N_2_SPP_S | SPP_N | SPP_S | Internal | Summer | B5 | 200 | 4236 | 0.14 | 142.74 | 142.74 | 0.01 | 0
2035 | SPP_N_2_SPP_S | SPP_N | SPP_S | Internal | Summer | B6 | 300 | 4236 | 2785.75 | 136.88 | 136.89 | 0.01 | 0
2035 | SPP_N_2_SPP_S | SPP_N | SPP_S | Internal | Summer | B7 | 400 | 4236 | 4236 | 131.09 | 134.62 | 0.01 | 3.52
2035 | SPP_N_2_SPP_S | SPP_N | SPP_S | Internal | Summer | B8 | 500 | 4236 | 4236 | 122.02 | 131.02 | 0.01 | 8.99
2035 | SPP_N_2_SPP_S | SPP_N | SPP_S | Internal | Summer | B9 | 800 | 4236 | 3632.59 | 111.94 | 111.95 | 0.01 | 0
2035 | SPP_N_2_SPP_S | SPP_N | SPP_S | Internal | Summer | B10 | 1262 | 4236 | 924.48 | 98.78 | 98.79 | 0.01 | 0
2035 | SPP_N_2_SPP_S | SPP_N | SPP_S | Internal | Winter | B16 | 25 | 4236 | 284.56 | 12.52 | 12.53 | 0.01 | 0
2035 | SPP_N_2_SPP_S | SPP_N | SPP_S | Internal | Winter | B17 | 100 | 4236 | 332.87 | 12.52 | 12.53 | 0.01 | 0
2035 | SPP_N_2_SPP_S | SPP_N | SPP_S | Internal | Winter | B18 | 400 | 4236 | 191.56 | 111.83 | 111.85 | 0.01 | 0
2035 | SPP_N_2_SPP_S | SPP_N | SPP_S | Internal | Winter | B19 | 700 | 4236 | 0 | 35.34 | 33.82 | 0.01 | 0
2035 | SPP_N_2_SPP_S | SPP_N | SPP_S | Internal | Winter | B20 | 935 | 4236 | 0.03 | 12.52 | 12.52 | 0.01 | 0
2035 | SPP_S_2_ENT | SPP_S | ENT | Internal | Shoulder | B11 | 25 | 2842 | 0.89 | 129.75 | 133.24 | 3.5 | 0
2035 | SPP_S_2_ENT | SPP_S | ENT | Internal | Shoulder | B12 | 200 | 2842 | 1993.64 | 110.26 | 113.76 | 3.5 | 0
2035 | SPP_S_2_ENT | SPP_S | ENT | Internal | Shoulder | B13 | 600 | 2842 | 2842 | 100.9 | 109.34 | 3.5 | 4.93
2035 | SPP_S_2_ENT | SPP_S | ENT | Internal | Shoulder | B14 | 900 | 2842 | 2842 | 12.52 | 106.59 | 3.5 | 90.57
2035 | SPP_S_2_ENT | SPP_S | ENT | Internal | Shoulder | B15 | 1203 | 2842 | 2798.19 | 12.52 | 16.02 | 3.5 | 0
2035 | SPP_S_2_ENT | SPP_S | ENT | Internal | Summer | B1 | 10 | 2842 | 2842 | 12.53 | 139.33 | 3.5 | 123.3
2035 | SPP_S_2_ENT | SPP_S | ENT | Internal | Summer | B2 | 25 | 2842 | 2635.95 | 196.29 | 199.79 | 3.5 | 0
2035 | SPP_S_2_ENT | SPP_S | ENT | Internal | Summer | B3 | 75 | 2842 | 2842 | 197.98 | 211.6 | 3.5 | 10.12
2035 | SPP_S_2_ENT | SPP_S | ENT | Internal | Summer | B4 | 100 | 2842 | 507.4 | 183.08 | 186.58 | 3.5 | 0
2035 | SPP_S_2_ENT | SPP_S | ENT | Internal | Summer | B5 | 200 | 2842 | 799.36 | 142.74 | 146.24 | 3.5 | 0
2035 | SPP_S_2_ENT | SPP_S | ENT | Internal | Summer | B6 | 300 | 2842 | 0.09 | 136.89 | 140.38 | 3.5 | 0
2035 | SPP_S_2_ENT | SPP_S | ENT | Internal | Summer | B7 | 400 | 2842 | 0 | 134.62 | 134.59 | 3.5 | 0
2035 | SPP_S_2_ENT | SPP_S | ENT | Internal | Summer | B8 | 500 | 2842 | 0 | 131.02 | 125.52 | 3.5 | 0
2035 | SPP_S_2_ENT | SPP_S | ENT | Internal | Summer | B9 | 800 | 2842 | 0.03 | 111.95 | 115.44 | 3.5 | 0
2035 | SPP_S_2_ENT | SPP_S | ENT | Internal | Summer | B10 | 1262 | 2842 | 2222.49 | 98.79 | 102.29 | 3.5 | 0
2035 | SPP_S_2_ENT | SPP_S | ENT | Internal | Winter | B16 | 25 | 2842 | 2842 | 12.53 | 120.46 | 3.5 | 104.43
2035 | SPP_S_2_ENT | SPP_S | ENT | Internal | Winter | B17 | 100 | 2842 | 2842 | 12.53 | 116.72 | 3.5 | 100.69
2035 | SPP_S_2_ENT | SPP_S | ENT | Internal | Winter | B18 | 400 | 2842 | 2526.74 | 111.85 | 115.34 | 3.5 | 0
2035 | SPP_S_2_ENT | SPP_S | ENT | Internal | Winter | B19 | 700 | 2842 | 2842 | 33.82 | 109.37 | 3.5 | 72.04
2035 | SPP_S_2_ENT | SPP_S | ENT | Internal | Winter | B20 | 935 | 2842 | 2842 | 12.52 | 16.3 | 3.5 | 0.28
2035 | SPP_S_2_SPP_N | SPP_S | SPP_N | Internal | Shoulder | B11 | 25 | 876 | 0.45 | 129.75 | 129.74 | 0.01 | 0
2035 | SPP_S_2_SPP_N | SPP_S | SPP_N | Internal | Shoulder | B12 | 200 | 876 | 0.13 | 110.26 | 110.26 | 0.01 | 0
2035 | SPP_S_2_SPP_N | SPP_S | SPP_N | Internal | Shoulder | B13 | 600 | 876 | 0.02 | 100.9 | 100.89 | 0.01 | 0
2035 | SPP_S_2_SPP_N | SPP_S | SPP_N | Internal | Shoulder | B14 | 900 | 876 | 0.03 | 12.52 | 12.52 | 0.01 | 0
2035 | SPP_S_2_SPP_N | SPP_S | SPP_N | Internal | Shoulder | B15 | 1203 | 876 | 0.02 | 12.52 | 12.52 | 0.01 | 0
2035 | SPP_S_2_SPP_N | SPP_S | SPP_N | Internal | Summer | B1 | 10 | 876 | 1.1 | 12.53 | 12.52 | 0.01 | 0
2035 | SPP_S_2_SPP_N | SPP_S | SPP_N | Internal | Summer | B2 | 25 | 876 | 1.05 | 196.29 | 196.29 | 0.01 | 0
2035 | SPP_S_2_SPP_N | SPP_S | SPP_N | Internal | Summer | B3 | 75 | 876 | 876 | 197.98 | 208.1 | 0.01 | 10.1
2035 | SPP_S_2_SPP_N | SPP_S | SPP_N | Internal | Summer | B4 | 100 | 876 | 0.24 | 183.08 | 183.08 | 0.01 | 0
2035 | SPP_S_2_SPP_N | SPP_S | SPP_N | Internal | Summer | B5 | 200 | 876 | 0.13 | 142.74 | 142.74 | 0.01 | 0
2035 | SPP_S_2_SPP_N | SPP_S | SPP_N | Internal | Summer | B6 | 300 | 876 | 0.04 | 136.89 | 136.88 | 0.01 | 0
2035 | SPP_S_2_SPP_N | SPP_S | SPP_N | Internal | Summer | B7 | 400 | 876 | 0 | 134.62 | 131.09 | 0.01 | 0
2035 | SPP_S_2_SPP_N | SPP_S | SPP_N | Internal | Summer | B8 | 500 | 876 | 0 | 131.02 | 122.02 | 0.01 | 0
2035 | SPP_S_2_SPP_N | SPP_S | SPP_N | Internal | Summer | B9 | 800 | 876 | 0.02 | 111.95 | 111.94 | 0.01 | 0
2035 | SPP_S_2_SPP_N | SPP_S | SPP_N | Internal | Summer | B10 | 1262 | 876 | 0.01 | 98.79 | 98.78 | 0.01 | 0
2035 | SPP_S_2_SPP_N | SPP_S | SPP_N | Internal | Winter | B16 | 25 | 876 | 0.49 | 12.53 | 12.52 | 0.01 | 0
2035 | SPP_S_2_SPP_N | SPP_S | SPP_N | Internal | Winter | B17 | 100 | 876 | 0.13 | 12.53 | 12.52 | 0.01 | 0
2035 | SPP_S_2_SPP_N | SPP_S | SPP_N | Internal | Winter | B18 | 400 | 876 | 0.03 | 111.85 | 111.83 | 0.01 | 0
2035 | SPP_S_2_SPP_N | SPP_S | SPP_N | Internal | Winter | B19 | 700 | 876 | 876 | 33.82 | 35.34 | 0.01 | 1.5
2035 | SPP_S_2_SPP_N | SPP_S | SPP_N | Internal | Winter | B20 | 935 | 876 | 0.03 | 12.52 | 12.52 | 0.01 | 0
2035 | TVA_2_ENT | TVA | ENT | Internal | Shoulder | B11 | 25 | 500 | 0 | 132.08 | 133.24 | 6.5 | 0
2035 | TVA_2_ENT | TVA | ENT | Internal | Shoulder | B12 | 200 | 500 | 0 | 119.26 | 113.76 | 6.5 | 0
2035 | TVA_2_ENT | TVA | ENT | Internal | Shoulder | B13 | 600 | 500 | 0 | 118.6 | 109.34 | 6.5 | 0
2035 | TVA_2_ENT | TVA | ENT | Internal | Shoulder | B14 | 900 | 500 | 0 | 118.6 | 106.59 | 6.5 | 0
2035 | TVA_2_ENT | TVA | ENT | Internal | Shoulder | B15 | 1203 | 500 | 0 | 118.6 | 16.02 | 6.5 | 0
2035 | TVA_2_ENT | TVA | ENT | Internal | Summer | B1 | 10 | 500 | 0 | 216.45 | 139.33 | 6.5 | 0
2035 | TVA_2_ENT | TVA | ENT | Internal | Summer | B2 | 25 | 500 | 0 | 217.11 | 199.79 | 6.5 | 0
2035 | TVA_2_ENT | TVA | ENT | Internal | Summer | B3 | 75 | 500 | 0 | 217.11 | 211.6 | 6.5 | 0
2035 | TVA_2_ENT | TVA | ENT | Internal | Summer | B4 | 100 | 500 | 0 | 192.09 | 186.58 | 6.5 | 0
2035 | TVA_2_ENT | TVA | ENT | Internal | Summer | B5 | 200 | 500 | 0 | 151.75 | 146.24 | 6.5 | 0
2035 | TVA_2_ENT | TVA | ENT | Internal | Summer | B6 | 300 | 500 | 0 | 136.3 | 140.38 | 6.5 | 0
2035 | TVA_2_ENT | TVA | ENT | Internal | Summer | B7 | 400 | 500 | 500 | 124.46 | 134.59 | 6.5 | 3.63
2035 | TVA_2_ENT | TVA | ENT | Internal | Summer | B8 | 500 | 500 | 500 | 117.33 | 125.52 | 6.5 | 1.69
2035 | TVA_2_ENT | TVA | ENT | Internal | Summer | B9 | 800 | 500 | 0 | 117.33 | 115.44 | 6.5 | 0
2035 | TVA_2_ENT | TVA | ENT | Internal | Summer | B10 | 1262 | 500 | 0 | 114.3 | 102.29 | 6.5 | 0
2035 | TVA_2_ENT | TVA | ENT | Internal | Winter | B16 | 25 | 500 | 0 | 129.97 | 120.46 | 6.5 | 0
2035 | TVA_2_ENT | TVA | ENT | Internal | Winter | B17 | 100 | 500 | 0 | 122.69 | 116.72 | 6.5 | 0
2035 | TVA_2_ENT | TVA | ENT | Internal | Winter | B18 | 400 | 500 | 0 | 121.38 | 115.34 | 6.5 | 0
2035 | TVA_2_ENT | TVA | ENT | Internal | Winter | B19 | 700 | 500 | 0 | 121.38 | 109.37 | 6.5 | 0
2035 | TVA_2_ENT | TVA | ENT | Internal | Winter | B20 | 935 | 500 | 0 | 114.95 | 16.3 | 6.5 | 0
2035 | TVA_2_MISO_MO-IL | TVA | MISO_MO-IL | Internal | Shoulder | B11 | 25 | 50 | 0 | 132.08 | 133.24 | 6.5 | 0
2035 | TVA_2_MISO_MO-IL | TVA | MISO_MO-IL | Internal | Shoulder | B12 | 200 | 50 | 0 | 119.26 | 114.84 | 6.5 | 0
2035 | TVA_2_MISO_MO-IL | TVA | MISO_MO-IL | Internal | Shoulder | B13 | 600 | 50 | 0 | 118.6 | 114.84 | 6.5 | 0
2035 | TVA_2_MISO_MO-IL | TVA | MISO_MO-IL | Internal | Shoulder | B14 | 900 | 50 | 0 | 118.6 | 112.09 | 6.5 | 0
2035 | TVA_2_MISO_MO-IL | TVA | MISO_MO-IL | Internal | Shoulder | B15 | 1203 | 50 | 0 | 118.6 | 84.35 | 6.5 | 0
2035 | TVA_2_MISO_MO-IL | TVA | MISO_MO-IL | Internal | Summer | B1 | 10 | 50 | 0 | 216.45 | 209.96 | 6.5 | 0
2035 | TVA_2_MISO_MO-IL | TVA | MISO_MO-IL | Internal | Summer | B2 | 25 | 50 | 0 | 217.11 | 211.58 | 6.5 | 0
2035 | TVA_2_MISO_MO-IL | TVA | MISO_MO-IL | Internal | Summer | B3 | 75 | 50 | 0 | 217.11 | 211.6 | 6.5 | 0
2035 | TVA_2_MISO_MO-IL | TVA | MISO_MO-IL | Internal | Summer | B4 | 100 | 50 | 0 | 192.09 | 186.58 | 6.5 | 0
2035 | TVA_2_MISO_MO-IL | TVA | MISO_MO-IL | Internal | Summer | B5 | 200 | 50 | 0 | 151.75 | 151.74 | 6.5 | 0
2035 | TVA_2_MISO_MO-IL | TVA | MISO_MO-IL | Internal | Summer | B6 | 300 | 50 | 0 | 136.3 | 140.38 | 6.5 | 0
2035 | TVA_2_MISO_MO-IL | TVA | MISO_MO-IL | Internal | Summer | B7 | 400 | 50 | 50 | 124.46 | 134.24 | 6.5 | 3.29
2035 | TVA_2_MISO_MO-IL | TVA | MISO_MO-IL | Internal | Summer | B8 | 500 | 50 | 50 | 117.33 | 125.52 | 6.5 | 1.69
2035 | TVA_2_MISO_MO-IL | TVA | MISO_MO-IL | Internal | Summer | B9 | 800 | 50 | 0 | 117.33 | 115.44 | 6.5 | 0
2035 | TVA_2_MISO_MO-IL | TVA | MISO_MO-IL | Internal | Summer | B10 | 1262 | 50 | 0 | 114.3 | 107.79 | 6.5 | 0
2035 | TVA_2_MISO_MO-IL | TVA | MISO_MO-IL | Internal | Winter | B16 | 25 | 50 | 0 | 129.97 | 117.88 | 6.5 | 0
2035 | TVA_2_MISO_MO-IL | TVA | MISO_MO-IL | Internal | Winter | B17 | 100 | 50 | 0 | 122.69 | 116.18 | 6.5 | 0
2035 | TVA_2_MISO_MO-IL | TVA | MISO_MO-IL | Internal | Winter | B18 | 400 | 50 | 0 | 121.38 | 115.34 | 6.5 | 0
2035 | TVA_2_MISO_MO-IL | TVA | MISO_MO-IL | Internal | Winter | B19 | 700 | 50 | 0 | 121.38 | 114.87 | 6.5 | 0
2035 | TVA_2_MISO_MO-IL | TVA | MISO_MO-IL | Internal | Winter | B20 | 935 | 50 | 0 | 114.95 | 84.37 | 6.5 | 0
2035 | TVA_2_NonRTO_Midwest | TVA | NonRTO_Midwest | Internal | Shoulder | B11 | 25 | 100 | 0 | 132.08 | 121.35 | 6.5 | 0
2035 | TVA_2_NonRTO_Midwest | TVA | NonRTO_Midwest | Internal | Shoulder | B12 | 200 | 100 | 0 | 119.26 | 120.33 | 6.5 | 0
2035 | TVA_2_NonRTO_Midwest | TVA | NonRTO_Midwest | Internal | Shoulder | B13 | 600 | 100 | 0 | 118.6 | 118.54 | 6.5 | 0
2035 | TVA_2_NonRTO_Midwest | TVA | NonRTO_Midwest | Internal | Shoulder | B14 | 900 | 100 | 0 | 118.6 | 118.54 | 6.5 | 0
2035 | TVA_2_NonRTO_Midwest | TVA | NonRTO_Midwest | Internal | Shoulder | B15 | 1203 | 100 | 0 | 118.6 | 118.54 | 6.5 | 0
2035 | TVA_2_NonRTO_Midwest | TVA | NonRTO_Midwest | Internal | Summer | B1 | 10 | 100 | 0 | 216.45 | 138.18 | 6.5 | 0
2035 | TVA_2_NonRTO_Midwest | TVA | NonRTO_Midwest | Internal | Summer | B2 | 25 | 100 | 0 | 217.11 | 218.07 | 6.5 | 0
2035 | TVA_2_NonRTO_Midwest | TVA | NonRTO_Midwest | Internal | Summer | B3 | 75 | 100 | 0 | 217.11 | 218.06 | 6.5 | 0
2035 | TVA_2_NonRTO_Midwest | TVA | NonRTO_Midwest | Internal | Summer | B4 | 100 | 100 | 0 | 192.09 | 193.07 | 6.5 | 0
2035 | TVA_2_NonRTO_Midwest | TVA | NonRTO_Midwest | Internal | Summer | B5 | 200 | 100 | 0.06 | 151.75 | 158.23 | 6.5 | 0
2035 | TVA_2_NonRTO_Midwest | TVA | NonRTO_Midwest | Internal | Summer | B6 | 300 | 100 | 0 | 136.3 | 138.18 | 6.5 | 0
2035 | TVA_2_NonRTO_Midwest | TVA | NonRTO_Midwest | Internal | Summer | B7 | 400 | 100 | 0 | 124.46 | 123.23 | 6.5 | 0
2035 | TVA_2_NonRTO_Midwest | TVA | NonRTO_Midwest | Internal | Summer | B8 | 500 | 100 | 0 | 117.33 | 117.03 | 6.5 | 0
2035 | TVA_2_NonRTO_Midwest | TVA | NonRTO_Midwest | Internal | Summer | B9 | 800 | 100 | 0 | 117.33 | 117.03 | 6.5 | 0
2035 | TVA_2_NonRTO_Midwest | TVA | NonRTO_Midwest | Internal | Summer | B10 | 1262 | 100 | 0 | 114.3 | 117.03 | 6.5 | 0
2035 | TVA_2_NonRTO_Midwest | TVA | NonRTO_Midwest | Internal | Winter | B16 | 25 | 100 | 0 | 129.97 | 124.46 | 6.5 | 0
2035 | TVA_2_NonRTO_Midwest | TVA | NonRTO_Midwest | Internal | Winter | B17 | 100 | 100 | 0 | 122.69 | 124.37 | 6.5 | 0
2035 | TVA_2_NonRTO_Midwest | TVA | NonRTO_Midwest | Internal | Winter | B18 | 400 | 100 | 0 | 121.38 | 121.86 | 6.5 | 0
2035 | TVA_2_NonRTO_Midwest | TVA | NonRTO_Midwest | Internal | Winter | B19 | 700 | 100 | 0 | 121.38 | 121.86 | 6.5 | 0
2035 | TVA_2_NonRTO_Midwest | TVA | NonRTO_Midwest | Internal | Winter | B20 | 935 | 100 | 0.06 | 114.95 | 121.44 | 6.5 | 0
2035 | TVA_2_PJM_ROR | TVA | PJM_ROR | Internal | Shoulder | B11 | 25 | 500 | 0 | 132.08 | 134.24 | 6.5 | 0
2035 | TVA_2_PJM_ROR | TVA | PJM_ROR | Internal | Shoulder | B12 | 200 | 500 | 403.49 | 119.26 | 125.76 | 6.5 | 0
2035 | TVA_2_PJM_ROR | TVA | PJM_ROR | Internal | Shoulder | B13 | 600 | 500 | 0 | 118.6 | 117.22 | 6.5 | 0
2035 | TVA_2_PJM_ROR | TVA | PJM_ROR | Internal | Shoulder | B14 | 900 | 500 | 0 | 118.6 | 116.65 | 6.5 | 0
2035 | TVA_2_PJM_ROR | TVA | PJM_ROR | Internal | Shoulder | B15 | 1203 | 500 | 0 | 118.6 | 114.79 | 6.5 | 0
2035 | TVA_2_PJM_ROR | TVA | PJM_ROR | Internal | Summer | B1 | 10 | 500 | 0 | 216.45 | 212.6 | 6.5 | 0
2035 | TVA_2_PJM_ROR | TVA | PJM_ROR | Internal | Summer | B2 | 25 | 500 | 0 | 217.11 | 212.6 | 6.5 | 0
2035 | TVA_2_PJM_ROR | TVA | PJM_ROR | Internal | Summer | B3 | 75 | 500 | 0 | 217.11 | 212.6 | 6.5 | 0
2035 | TVA_2_PJM_ROR | TVA | PJM_ROR | Internal | Summer | B4 | 100 | 500 | 0 | 192.09 | 187.58 | 6.5 | 0
2035 | TVA_2_PJM_ROR | TVA | PJM_ROR | Internal | Summer | B5 | 200 | 500 | 0 | 151.75 | 153.26 | 6.5 | 0
2035 | TVA_2_PJM_ROR | TVA | PJM_ROR | Internal | Summer | B6 | 300 | 500 | 0 | 136.3 | 141.38 | 6.5 | 0
2035 | TVA_2_PJM_ROR | TVA | PJM_ROR | Internal | Summer | B7 | 400 | 500 | 500 | 124.46 | 135.23 | 6.5 | 4.28
2035 | TVA_2_PJM_ROR | TVA | PJM_ROR | Internal | Summer | B8 | 500 | 500 | 500 | 117.33 | 126.51 | 6.5 | 2.68
2035 | TVA_2_PJM_ROR | TVA | PJM_ROR | Internal | Summer | B9 | 800 | 500 | 0 | 117.33 | 116.43 | 6.5 | 0
2035 | TVA_2_PJM_ROR | TVA | PJM_ROR | Internal | Summer | B10 | 1262 | 500 | 0 | 114.3 | 113.16 | 6.5 | 0
2035 | TVA_2_PJM_ROR | TVA | PJM_ROR | Internal | Winter | B16 | 25 | 500 | 499.99 | 129.97 | 137.43 | 6.5 | 0.95
2035 | TVA_2_PJM_ROR | TVA | PJM_ROR | Internal | Winter | B17 | 100 | 500 | 500 | 122.69 | 130.4 | 6.5 | 1.21
2035 | TVA_2_PJM_ROR | TVA | PJM_ROR | Internal | Winter | B18 | 400 | 500 | 0 | 121.38 | 121.4 | 6.5 | 0
2035 | TVA_2_PJM_ROR | TVA | PJM_ROR | Internal | Winter | B19 | 700 | 500 | 0 | 121.38 | 120.22 | 6.5 | 0
2035 | TVA_2_PJM_ROR | TVA | PJM_ROR | Internal | Winter | B20 | 935 | 500 | 0 | 114.95 | 118.29 | 6.5 | 0
2035 | TVA_2_SOCO | TVA | SOCO | Internal | Shoulder | B11 | 25 | 500 | 0.87 | 132.08 | 138.57 | 6.5 | 0
2035 | TVA_2_SOCO | TVA | SOCO | Internal | Shoulder | B12 | 200 | 500 | 0 | 119.26 | 119.26 | 6.5 | 0
2035 | TVA_2_SOCO | TVA | SOCO | Internal | Shoulder | B13 | 600 | 500 | 0 | 118.6 | 119.26 | 6.5 | 0
2035 | TVA_2_SOCO | TVA | SOCO | Internal | Shoulder | B14 | 900 | 500 | 0 | 118.6 | 119.26 | 6.5 | 0
2035 | TVA_2_SOCO | TVA | SOCO | Internal | Shoulder | B15 | 1203 | 500 | 0 | 118.6 | 119.26 | 6.5 | 0
2035 | TVA_2_SOCO | TVA | SOCO | Internal | Summer | B1 | 10 | 500 | 1.93 | 216.45 | 222.94 | 6.5 | 0
2035 | TVA_2_SOCO | TVA | SOCO | Internal | Summer | B2 | 25 | 500 | 0.02 | 217.11 | 222.94 | 6.5 | 0
2035 | TVA_2_SOCO | TVA | SOCO | Internal | Summer | B3 | 75 | 500 | 0 | 217.11 | 221.6 | 6.5 | 0
2035 | TVA_2_SOCO | TVA | SOCO | Internal | Summer | B4 | 100 | 500 | 0 | 192.09 | 192.08 | 6.5 | 0
2035 | TVA_2_SOCO | TVA | SOCO | Internal | Summer | B5 | 200 | 500 | 0 | 151.75 | 151.74 | 6.5 | 0
2035 | TVA_2_SOCO | TVA | SOCO | Internal | Summer | B6 | 300 | 500 | 0 | 136.3 | 141.38 | 6.5 | 0
2035 | TVA_2_SOCO | TVA | SOCO | Internal | Summer | B7 | 400 | 500 | 500 | 124.46 | 135.23 | 6.5 | 4.28
2035 | TVA_2_SOCO | TVA | SOCO | Internal | Summer | B8 | 500 | 500 | 0 | 117.33 | 123.45 | 6.5 | 0
2035 | TVA_2_SOCO | TVA | SOCO | Internal | Summer | B9 | 800 | 500 | 0 | 117.33 | 117.93 | 6.5 | 0
2035 | TVA_2_SOCO | TVA | SOCO | Internal | Summer | B10 | 1262 | 500 | 0 | 114.3 | 108.17 | 6.5 | 0
2035 | TVA_2_SOCO | TVA | SOCO | Internal | Winter | B16 | 25 | 500 | 0.92 | 129.97 | 136.46 | 6.5 | 0
2035 | TVA_2_SOCO | TVA | SOCO | Internal | Winter | B17 | 100 | 500 | 0 | 122.69 | 122.22 | 6.5 | 0
2035 | TVA_2_SOCO | TVA | SOCO | Internal | Winter | B18 | 400 | 500 | 0 | 121.38 | 122.22 | 6.5 | 0
2035 | TVA_2_SOCO | TVA | SOCO | Internal | Winter | B19 | 700 | 500 | 0 | 121.38 | 122.22 | 6.5 | 0
2035 | TVA_2_SOCO | TVA | SOCO | Internal | Winter | B20 | 935 | 500 | 0 | 114.95 | 115.38 | 6.5 | 0
2035 | TVA_2_VACAR | TVA | VACAR | Internal | Shoulder | B11 | 25 | 150 | 0 | 132.08 | 135.39 | 6.5 | 0
2035 | TVA_2_VACAR | TVA | VACAR | Internal | Shoulder | B12 | 200 | 150 | 0 | 119.26 | 121.07 | 6.5 | 0
2035 | TVA_2_VACAR | TVA | VACAR | Internal | Shoulder | B13 | 600 | 150 | 0 | 118.6 | 121.07 | 6.5 | 0
2035 | TVA_2_VACAR | TVA | VACAR | Internal | Shoulder | B14 | 900 | 150 | 0 | 118.6 | 121.07 | 6.5 | 0
2035 | TVA_2_VACAR | TVA | VACAR | Internal | Shoulder | B15 | 1203 | 150 | 0 | 118.6 | 121.07 | 6.5 | 0
2035 | TVA_2_VACAR | TVA | VACAR | Internal | Summer | B1 | 10 | 150 | 0.02 | 216.45 | 221.76 | 6.5 | 0
2035 | TVA_2_VACAR | TVA | VACAR | Internal | Summer | B2 | 25 | 150 | 0 | 217.11 | 221.76 | 6.5 | 0
2035 | TVA_2_VACAR | TVA | VACAR | Internal | Summer | B3 | 75 | 150 | 0 | 217.11 | 217.1 | 6.5 | 0
2035 | TVA_2_VACAR | TVA | VACAR | Internal | Summer | B4 | 100 | 150 | 0 | 192.09 | 187.58 | 6.5 | 0
2035 | TVA_2_VACAR | TVA | VACAR | Internal | Summer | B5 | 200 | 150 | 0 | 151.75 | 148.76 | 6.5 | 0
2035 | TVA_2_VACAR | TVA | VACAR | Internal | Summer | B6 | 300 | 150 | 0 | 136.3 | 136.88 | 6.5 | 0
2035 | TVA_2_VACAR | TVA | VACAR | Internal | Summer | B7 | 400 | 150 | 0 | 124.46 | 130.73 | 6.5 | 0
2035 | TVA_2_VACAR | TVA | VACAR | Internal | Summer | B8 | 500 | 150 | 0 | 117.33 | 118.95 | 6.5 | 0
2035 | TVA_2_VACAR | TVA | VACAR | Internal | Summer | B9 | 800 | 150 | 0 | 117.33 | 118.95 | 6.5 | 0
2035 | TVA_2_VACAR | TVA | VACAR | Internal | Summer | B10 | 1262 | 150 | 0 | 114.3 | 109.79 | 6.5 | 0
2035 | TVA_2_VACAR | TVA | VACAR | Internal | Winter | B16 | 25 | 150 | 0.82 | 129.97 | 136.46 | 6.5 | 0
2035 | TVA_2_VACAR | TVA | VACAR | Internal | Winter | B17 | 100 | 150 | 0 | 122.69 | 125.9 | 6.5 | 0
2035 | TVA_2_VACAR | TVA | VACAR | Internal | Winter | B18 | 400 | 150 | 0 | 121.38 | 125.9 | 6.5 | 0
2035 | TVA_2_VACAR | TVA | VACAR | Internal | Winter | B19 | 700 | 150 | 0 | 121.38 | 125.9 | 6.5 | 0
2035 | TVA_2_VACAR | TVA | VACAR | Internal | Winter | B20 | 935 | 150 | 0 | 114.95 | 114.74 | 6.5 | 0
2035 | TVA_Transmission_2_ENT | TVA_Transmission | ENT | Internal | Shoulder | B11 | 25 | 3000 | 0 | 132.07 | 133.24 | 6.5 | 0
2035 | TVA_Transmission_2_ENT | TVA_Transmission | ENT | Internal | Shoulder | B12 | 200 | 3000 | 0 | 119.26 | 113.76 | 6.5 | 0
2035 | TVA_Transmission_2_ENT | TVA_Transmission | ENT | Internal | Shoulder | B13 | 600 | 3000 | 0 | 118.59 | 109.34 | 6.5 | 0
2035 | TVA_Transmission_2_ENT | TVA_Transmission | ENT | Internal | Shoulder | B14 | 900 | 3000 | 0 | 118.59 | 106.59 | 6.5 | 0
2035 | TVA_Transmission_2_ENT | TVA_Transmission | ENT | Internal | Shoulder | B15 | 1203 | 3000 | 0 | 118.59 | 16.02 | 6.5 | 0
2035 | TVA_Transmission_2_ENT | TVA_Transmission | ENT | Internal | Summer | B1 | 10 | 3000 | 0 | 216.44 | 139.33 | 6.5 | 0
2035 | TVA_Transmission_2_ENT | TVA_Transmission | ENT | Internal | Summer | B2 | 25 | 3000 | 0 | 217.1 | 199.79 | 6.5 | 0
2035 | TVA_Transmission_2_ENT | TVA_Transmission | ENT | Internal | Summer | B3 | 75 | 3000 | 0 | 217.1 | 211.6 | 6.5 | 0
2035 | TVA_Transmission_2_ENT | TVA_Transmission | ENT | Internal | Summer | B4 | 100 | 3000 | 0 | 192.08 | 186.58 | 6.5 | 0
2035 | TVA_Transmission_2_ENT | TVA_Transmission | ENT | Internal | Summer | B5 | 200 | 3000 | 0 | 151.74 | 146.24 | 6.5 | 0
2035 | TVA_Transmission_2_ENT | TVA_Transmission | ENT | Internal | Summer | B6 | 300 | 3000 | 0 | 139.49 | 140.38 | 6.5 | 0
2035 | TVA_Transmission_2_ENT | TVA_Transmission | ENT | Internal | Summer | B7 | 400 | 3000 | 0 | 128.73 | 134.59 | 6.5 | 0
2035 | TVA_Transmission_2_ENT | TVA_Transmission | ENT | Internal | Summer | B8 | 500 | 3000 | 0 | 121.57 | 125.52 | 6.5 | 0
2035 | TVA_Transmission_2_ENT | TVA_Transmission | ENT | Internal | Summer | B9 | 800 | 3000 | 0 | 118.38 | 115.44 | 6.5 | 0
2035 | TVA_Transmission_2_ENT | TVA_Transmission | ENT | Internal | Summer | B10 | 1262 | 3000 | 0 | 114.29 | 102.29 | 6.5 | 0
2035 | TVA_Transmission_2_ENT | TVA_Transmission | ENT | Internal | Winter | B16 | 25 | 3000 | 0 | 129.96 | 120.46 | 6.5 | 0
2035 | TVA_Transmission_2_ENT | TVA_Transmission | ENT | Internal | Winter | B17 | 100 | 3000 | 0 | 122.68 | 116.72 | 6.5 | 0
2035 | TVA_Transmission_2_ENT | TVA_Transmission | ENT | Internal | Winter | B18 | 400 | 3000 | 0 | 121.37 | 115.34 | 6.5 | 0
2035 | TVA_Transmission_2_ENT | TVA_Transmission | ENT | Internal | Winter | B19 | 700 | 3000 | 0 | 121.37 | 109.37 | 6.5 | 0
2035 | TVA_Transmission_2_ENT | TVA_Transmission | ENT | Internal | Winter | B20 | 935 | 3000 | 0 | 114.94 | 16.3 | 6.5 | 0
2035 | TVA_Transmission_2_MISO_MO-IL | TVA_Transmission | MISO_MO-IL | Internal | Shoulder | B11 | 25 | 4000 | 0 | 132.07 | 133.24 | 6.5 | 0
2035 | TVA_Transmission_2_MISO_MO-IL | TVA_Transmission | MISO_MO-IL | Internal | Shoulder | B12 | 200 | 4000 | 0 | 119.26 | 114.84 | 6.5 | 0
2035 | TVA_Transmission_2_MISO_MO-IL | TVA_Transmission | MISO_MO-IL | Internal | Shoulder | B13 | 600 | 4000 | 0 | 118.59 | 114.84 | 6.5 | 0
2035 | TVA_Transmission_2_MISO_MO-IL | TVA_Transmission | MISO_MO-IL | Internal | Shoulder | B14 | 900 | 4000 | 0 | 118.59 | 112.09 | 6.5 | 0
2035 | TVA_Transmission_2_MISO_MO-IL | TVA_Transmission | MISO_MO-IL | Internal | Shoulder | B15 | 1203 | 4000 | 0 | 118.59 | 84.35 | 6.5 | 0
2035 | TVA_Transmission_2_MISO_MO-IL | TVA_Transmission | MISO_MO-IL | Internal | Summer | B1 | 10 | 4000 | 0 | 216.44 | 209.96 | 6.5 | 0
2035 | TVA_Transmission_2_MISO_MO-IL | TVA_Transmission | MISO_MO-IL | Internal | Summer | B2 | 25 | 4000 | 0 | 217.1 | 211.58 | 6.5 | 0
2035 | TVA_Transmission_2_MISO_MO-IL | TVA_Transmission | MISO_MO-IL | Internal | Summer | B3 | 75 | 4000 | 0 | 217.1 | 211.6 | 6.5 | 0
2035 | TVA_Transmission_2_MISO_MO-IL | TVA_Transmission | MISO_MO-IL | Internal | Summer | B4 | 100 | 4000 | 0 | 192.08 | 186.58 | 6.5 | 0
2035 | TVA_Transmission_2_MISO_MO-IL | TVA_Transmission | MISO_MO-IL | Internal | Summer | B5 | 200 | 4000 | 0 | 151.74 | 151.74 | 6.5 | 0
2035 | TVA_Transmission_2_MISO_MO-IL | TVA_Transmission | MISO_MO-IL | Internal | Summer | B6 | 300 | 4000 | 0 | 139.49 | 140.38 | 6.5 | 0
2035 | TVA_Transmission_2_MISO_MO-IL | TVA_Transmission | MISO_MO-IL | Internal | Summer | B7 | 400 | 4000 | 0 | 128.73 | 134.24 | 6.5 | 0
2035 | TVA_Transmission_2_MISO_MO-IL | TVA_Transmission | MISO_MO-IL | Internal | Summer | B8 | 500 | 4000 | 0 | 121.57 | 125.52 | 6.5 | 0
2035 | TVA_Transmission_2_MISO_MO-IL | TVA_Transmission | MISO_MO-IL | Internal | Summer | B9 | 800 | 4000 | 0 | 118.38 | 115.44 | 6.5 | 0
2035 | TVA_Transmission_2_MISO_MO-IL | TVA_Transmission | MISO_MO-IL | Internal | Summer | B10 | 1262 | 4000 | 0 | 114.29 | 107.79 | 6.5 | 0
2035 | TVA_Transmission_2_MISO_MO-IL | TVA_Transmission | MISO_MO-IL | Internal | Winter | B16 | 25 | 4000 | 0 | 129.96 | 117.88 | 6.5 | 0
2035 | TVA_Transmission_2_MISO_MO-IL | TVA_Transmission | MISO_MO-IL | Internal | Winter | B17 | 100 | 4000 | 0 | 122.68 | 116.18 | 6.5 | 0
2035 | TVA_Transmission_2_MISO_MO-IL | TVA_Transmission | MISO_MO-IL | Internal | Winter | B18 | 400 | 4000 | 0 | 121.37 | 115.34 | 6.5 | 0
2035 | TVA_Transmission_2_MISO_MO-IL | TVA_Transmission | MISO_MO-IL | Internal | Winter | B19 | 700 | 4000 | 0 | 121.37 | 114.87 | 6.5 | 0
2035 | TVA_Transmission_2_MISO_MO-IL | TVA_Transmission | MISO_MO-IL | Internal | Winter | B20 | 935 | 4000 | 0 | 114.94 | 84.37 | 6.5 | 0
2035 | TVA_Transmission_2_NonRTO_Midwest | TVA_Transmission | NonRTO_Midwest | Internal | Shoulder | B11 | 25 | 700 | 0 | 132.07 | 121.35 | 6.5 | 0
2035 | TVA_Transmission_2_NonRTO_Midwest | TVA_Transmission | NonRTO_Midwest | Internal | Shoulder | B12 | 200 | 700 | 0 | 119.26 | 120.33 | 6.5 | 0
2035 | TVA_Transmission_2_NonRTO_Midwest | TVA_Transmission | NonRTO_Midwest | Internal | Shoulder | B13 | 600 | 700 | 0 | 118.59 | 118.54 | 6.5 | 0
2035 | TVA_Transmission_2_NonRTO_Midwest | TVA_Transmission | NonRTO_Midwest | Internal | Shoulder | B14 | 900 | 700 | 0 | 118.59 | 118.54 | 6.5 | 0
2035 | TVA_Transmission_2_NonRTO_Midwest | TVA_Transmission | NonRTO_Midwest | Internal | Shoulder | B15 | 1203 | 700 | 0 | 118.59 | 118.54 | 6.5 | 0
2035 | TVA_Transmission_2_NonRTO_Midwest | TVA_Transmission | NonRTO_Midwest | Internal | Summer | B1 | 10 | 700 | 0 | 216.44 | 138.18 | 6.5 | 0
2035 | TVA_Transmission_2_NonRTO_Midwest | TVA_Transmission | NonRTO_Midwest | Internal | Summer | B2 | 25 | 700 | 0 | 217.1 | 218.07 | 6.5 | 0
2035 | TVA_Transmission_2_NonRTO_Midwest | TVA_Transmission | NonRTO_Midwest | Internal | Summer | B3 | 75 | 700 | 0 | 217.1 | 218.06 | 6.5 | 0
2035 | TVA_Transmission_2_NonRTO_Midwest | TVA_Transmission | NonRTO_Midwest | Internal | Summer | B4 | 100 | 700 | 0 | 192.08 | 193.07 | 6.5 | 0
2035 | TVA_Transmission_2_NonRTO_Midwest | TVA_Transmission | NonRTO_Midwest | Internal | Summer | B5 | 200 | 700 | 0.12 | 151.74 | 158.23 | 6.5 | 0
2035 | TVA_Transmission_2_NonRTO_Midwest | TVA_Transmission | NonRTO_Midwest | Internal | Summer | B6 | 300 | 700 | 0 | 139.49 | 138.18 | 6.5 | 0
2035 | TVA_Transmission_2_NonRTO_Midwest | TVA_Transmission | NonRTO_Midwest | Internal | Summer | B7 | 400 | 700 | 0 | 128.73 | 123.23 | 6.5 | 0
2035 | TVA_Transmission_2_NonRTO_Midwest | TVA_Transmission | NonRTO_Midwest | Internal | Summer | B8 | 500 | 700 | 0 | 121.57 | 117.03 | 6.5 | 0
2035 | TVA_Transmission_2_NonRTO_Midwest | TVA_Transmission | NonRTO_Midwest | Internal | Summer | B9 | 800 | 700 | 0 | 118.38 | 117.03 | 6.5 | 0
2035 | TVA_Transmission_2_NonRTO_Midwest | TVA_Transmission | NonRTO_Midwest | Internal | Summer | B10 | 1262 | 700 | 0 | 114.29 | 117.03 | 6.5 | 0
2035 | TVA_Transmission_2_NonRTO_Midwest | TVA_Transmission | NonRTO_Midwest | Internal | Winter | B16 | 25 | 700 | 0 | 129.96 | 124.46 | 6.5 | 0
2035 | TVA_Transmission_2_NonRTO_Midwest | TVA_Transmission | NonRTO_Midwest | Internal | Winter | B17 | 100 | 700 | 0 | 122.68 | 124.37 | 6.5 | 0
2035 | TVA_Transmission_2_NonRTO_Midwest | TVA_Transmission | NonRTO_Midwest | Internal | Winter | B18 | 400 | 700 | 0 | 121.37 | 121.86 | 6.5 | 0
2035 | TVA_Transmission_2_NonRTO_Midwest | TVA_Transmission | NonRTO_Midwest | Internal | Winter | B19 | 700 | 700 | 0 | 121.37 | 121.86 | 6.5 | 0
2035 | TVA_Transmission_2_NonRTO_Midwest | TVA_Transmission | NonRTO_Midwest | Internal | Winter | B20 | 935 | 700 | 303.02 | 114.94 | 121.44 | 6.5 | 0
2035 | TVA_Transmission_2_PJM_ROR | TVA_Transmission | PJM_ROR | Internal | Shoulder | B11 | 25 | 2000 | 0 | 132.07 | 134.24 | 6.5 | 0
2035 | TVA_Transmission_2_PJM_ROR | TVA_Transmission | PJM_ROR | Internal | Shoulder | B12 | 200 | 2000 | 486.12 | 119.26 | 125.76 | 6.5 | 0
2035 | TVA_Transmission_2_PJM_ROR | TVA_Transmission | PJM_ROR | Internal | Shoulder | B13 | 600 | 2000 | 0 | 118.59 | 117.22 | 6.5 | 0
2035 | TVA_Transmission_2_PJM_ROR | TVA_Transmission | PJM_ROR | Internal | Shoulder | B14 | 900 | 2000 | 0 | 118.59 | 116.65 | 6.5 | 0
2035 | TVA_Transmission_2_PJM_ROR | TVA_Transmission | PJM_ROR | Internal | Shoulder | B15 | 1203 | 2000 | 0 | 118.59 | 114.79 | 6.5 | 0
2035 | TVA_Transmission_2_PJM_ROR | TVA_Transmission | PJM_ROR | Internal | Summer | B1 | 10 | 2000 | 0 | 216.44 | 212.6 | 6.5 | 0
2035 | TVA_Transmission_2_PJM_ROR | TVA_Transmission | PJM_ROR | Internal | Summer | B2 | 25 | 2000 | 0 | 217.1 | 212.6 | 6.5 | 0
2035 | TVA_Transmission_2_PJM_ROR | TVA_Transmission | PJM_ROR | Internal | Summer | B3 | 75 | 2000 | 0 | 217.1 | 212.6 | 6.5 | 0
2035 | TVA_Transmission_2_PJM_ROR | TVA_Transmission | PJM_ROR | Internal | Summer | B4 | 100 | 2000 | 0 | 192.08 | 187.58 | 6.5 | 0
2035 | TVA_Transmission_2_PJM_ROR | TVA_Transmission | PJM_ROR | Internal | Summer | B5 | 200 | 2000 | 0 | 151.74 | 153.26 | 6.5 | 0
2035 | TVA_Transmission_2_PJM_ROR | TVA_Transmission | PJM_ROR | Internal | Summer | B6 | 300 | 2000 | 0 | 139.49 | 141.38 | 6.5 | 0
2035 | TVA_Transmission_2_PJM_ROR | TVA_Transmission | PJM_ROR | Internal | Summer | B7 | 400 | 2000 | 166.86 | 128.73 | 135.23 | 6.5 | 0
2035 | TVA_Transmission_2_PJM_ROR | TVA_Transmission | PJM_ROR | Internal | Summer | B8 | 500 | 2000 | 0 | 121.57 | 126.51 | 6.5 | 0
2035 | TVA_Transmission_2_PJM_ROR | TVA_Transmission | PJM_ROR | Internal | Summer | B9 | 800 | 2000 | 0 | 118.38 | 116.43 | 6.5 | 0
2035 | TVA_Transmission_2_PJM_ROR | TVA_Transmission | PJM_ROR | Internal | Summer | B10 | 1262 | 2000 | 0 | 114.29 | 113.16 | 6.5 | 0
2035 | TVA_Transmission_2_PJM_ROR | TVA_Transmission | PJM_ROR | Internal | Winter | B16 | 25 | 2000 | 1999.99 | 129.96 | 137.43 | 6.5 | 0.97
2035 | TVA_Transmission_2_PJM_ROR | TVA_Transmission | PJM_ROR | Internal | Winter | B17 | 100 | 2000 | 2000 | 122.68 | 130.4 | 6.5 | 1.22
2035 | TVA_Transmission_2_PJM_ROR | TVA_Transmission | PJM_ROR | Internal | Winter | B18 | 400 | 2000 | 0 | 121.37 | 121.4 | 6.5 | 0
2035 | TVA_Transmission_2_PJM_ROR | TVA_Transmission | PJM_ROR | Internal | Winter | B19 | 700 | 2000 | 0 | 121.37 | 120.22 | 6.5 | 0
2035 | TVA_Transmission_2_PJM_ROR | TVA_Transmission | PJM_ROR | Internal | Winter | B20 | 935 | 2000 | 0 | 114.94 | 118.29 | 6.5 | 0
2035 | TVA_Transmission_2_SOCO | TVA_Transmission | SOCO | Internal | Shoulder | B11 | 25 | 3200 | 707.16 | 132.07 | 138.57 | 6.5 | 0
2035 | TVA_Transmission_2_SOCO | TVA_Transmission | SOCO | Internal | Shoulder | B12 | 200 | 3200 | 0 | 119.26 | 119.26 | 6.5 | 0
2035 | TVA_Transmission_2_SOCO | TVA_Transmission | SOCO | Internal | Shoulder | B13 | 600 | 3200 | 0 | 118.59 | 119.26 | 6.5 | 0
2035 | TVA_Transmission_2_SOCO | TVA_Transmission | SOCO | Internal | Shoulder | B14 | 900 | 3200 | 0 | 118.59 | 119.26 | 6.5 | 0
2035 | TVA_Transmission_2_SOCO | TVA_Transmission | SOCO | Internal | Shoulder | B15 | 1203 | 3200 | 0 | 118.59 | 119.26 | 6.5 | 0
2035 | TVA_Transmission_2_SOCO | TVA_Transmission | SOCO | Internal | Summer | B1 | 10 | 3200 | 380.47 | 216.44 | 222.94 | 6.5 | 0
2035 | TVA_Transmission_2_SOCO | TVA_Transmission | SOCO | Internal | Summer | B2 | 25 | 3200 | 0.02 | 217.1 | 222.94 | 6.5 | 0
2035 | TVA_Transmission_2_SOCO | TVA_Transmission | SOCO | Internal | Summer | B3 | 75 | 3200 | 0 | 217.1 | 221.6 | 6.5 | 0
2035 | TVA_Transmission_2_SOCO | TVA_Transmission | SOCO | Internal | Summer | B4 | 100 | 3200 | 0 | 192.08 | 192.08 | 6.5 | 0
2035 | TVA_Transmission_2_SOCO | TVA_Transmission | SOCO | Internal | Summer | B5 | 200 | 3200 | 0 | 151.74 | 151.74 | 6.5 | 0
2035 | TVA_Transmission_2_SOCO | TVA_Transmission | SOCO | Internal | Summer | B6 | 300 | 3200 | 0 | 139.49 | 141.38 | 6.5 | 0
2035 | TVA_Transmission_2_SOCO | TVA_Transmission | SOCO | Internal | Summer | B7 | 400 | 3200 | 720.79 | 128.73 | 135.23 | 6.5 | 0
2035 | TVA_Transmission_2_SOCO | TVA_Transmission | SOCO | Internal | Summer | B8 | 500 | 3200 | 0 | 121.57 | 123.45 | 6.5 | 0
2035 | TVA_Transmission_2_SOCO | TVA_Transmission | SOCO | Internal | Summer | B9 | 800 | 3200 | 0 | 118.38 | 117.93 | 6.5 | 0
2035 | TVA_Transmission_2_SOCO | TVA_Transmission | SOCO | Internal | Summer | B10 | 1262 | 3200 | 0 | 114.29 | 108.17 | 6.5 | 0
2035 | TVA_Transmission_2_SOCO | TVA_Transmission | SOCO | Internal | Winter | B16 | 25 | 3200 | 2776.29 | 129.96 | 136.46 | 6.5 | 0
2035 | TVA_Transmission_2_SOCO | TVA_Transmission | SOCO | Internal | Winter | B17 | 100 | 3200 | 0 | 122.68 | 122.22 | 6.5 | 0
2035 | TVA_Transmission_2_SOCO | TVA_Transmission | SOCO | Internal | Winter | B18 | 400 | 3200 | 0 | 121.37 | 122.22 | 6.5 | 0
2035 | TVA_Transmission_2_SOCO | TVA_Transmission | SOCO | Internal | Winter | B19 | 700 | 3200 | 0 | 121.37 | 122.22 | 6.5 | 0
2035 | TVA_Transmission_2_SOCO | TVA_Transmission | SOCO | Internal | Winter | B20 | 935 | 3200 | 0 | 114.94 | 115.38 | 6.5 | 0
2035 | TVA_Transmission_2_TVA | TVA_Transmission | TVA | Internal | Shoulder | B11 | 25 | 99999 | 1692.83 | 132.07 | 132.08 | 0.01 | 0
2035 | TVA_Transmission_2_TVA | TVA_Transmission | TVA | Internal | Shoulder | B12 | 200 | 99999 | 0.11 | 119.26 | 119.26 | 0.01 | 0
2035 | TVA_Transmission_2_TVA | TVA_Transmission | TVA | Internal | Shoulder | B13 | 600 | 99999 | 2100 | 118.59 | 118.6 | 0.01 | 0
2035 | TVA_Transmission_2_TVA | TVA_Transmission | TVA | Internal | Shoulder | B14 | 900 | 99999 | 3237.96 | 118.59 | 118.6 | 0.01 | 0
2035 | TVA_Transmission_2_TVA | TVA_Transmission | TVA | Internal | Shoulder | B15 | 1203 | 99999 | 6100 | 118.59 | 118.6 | 0.01 | 0
2035 | TVA_Transmission_2_TVA | TVA_Transmission | TVA | Internal | Summer | B1 | 10 | 99999 | 4120.6 | 216.44 | 216.45 | 0.01 | 0
2035 | TVA_Transmission_2_TVA | TVA_Transmission | TVA | Internal | Summer | B2 | 25 | 99999 | 3327.84 | 217.1 | 217.11 | 0.01 | 0
2035 | TVA_Transmission_2_TVA | TVA_Transmission | TVA | Internal | Summer | B3 | 75 | 99999 | 1769.06 | 217.1 | 217.11 | 0.01 | 0
2035 | TVA_Transmission_2_TVA | TVA_Transmission | TVA | Internal | Summer | B4 | 100 | 99999 | 1050.13 | 192.08 | 192.09 | 0.01 | 0
2035 | TVA_Transmission_2_TVA | TVA_Transmission | TVA | Internal | Summer | B5 | 200 | 99999 | 1148.25 | 151.74 | 151.75 | 0.01 | 0
2035 | TVA_Transmission_2_TVA | TVA_Transmission | TVA | Internal | Summer | B6 | 300 | 99999 | 0 | 139.49 | 136.3 | 0.01 | 0
2035 | TVA_Transmission_2_TVA | TVA_Transmission | TVA | Internal | Summer | B7 | 400 | 99999 | 0 | 128.73 | 124.46 | 0.01 | 0
2035 | TVA_Transmission_2_TVA | TVA_Transmission | TVA | Internal | Summer | B8 | 500 | 99999 | 0 | 121.57 | 117.33 | 0.01 | 0
2035 | TVA_Transmission_2_TVA | TVA_Transmission | TVA | Internal | Summer | B9 | 800 | 99999 | 0 | 118.38 | 117.33 | 0.01 | 0
2035 | TVA_Transmission_2_TVA | TVA_Transmission | TVA | Internal | Summer | B10 | 1262 | 99999 | 4059.94 | 114.29 | 114.3 | 0.01 | 0
2035 | TVA_Transmission_2_TVA | TVA_Transmission | TVA | Internal | Winter | B16 | 25 | 99999 | 3124.06 | 129.96 | 129.97 | 0.01 | 0
2035 | TVA_Transmission_2_TVA | TVA_Transmission | TVA | Internal | Winter | B17 | 100 | 99999 | 239.24 | 122.68 | 122.69 | 0.01 | 0
2035 | TVA_Transmission_2_TVA | TVA_Transmission | TVA | Internal | Winter | B18 | 400 | 99999 | 2100 | 121.37 | 121.38 | 0.01 | 0
2035 | TVA_Transmission_2_TVA | TVA_Transmission | TVA | Internal | Winter | B19 | 700 | 99999 | 3110.9 | 121.37 | 121.38 | 0.01 | 0
2035 | TVA_Transmission_2_TVA | TVA_Transmission | TVA | Internal | Winter | B20 | 935 | 99999 | 5796.98 | 114.94 | 114.95 | 0.01 | 0
2035 | TVA_Transmission_2_VACAR | TVA_Transmission | VACAR | Internal | Shoulder | B11 | 25 | 900 | 0 | 132.07 | 135.39 | 6.5 | 0
2035 | TVA_Transmission_2_VACAR | TVA_Transmission | VACAR | Internal | Shoulder | B12 | 200 | 900 | 0 | 119.26 | 121.07 | 6.5 | 0
2035 | TVA_Transmission_2_VACAR | TVA_Transmission | VACAR | Internal | Shoulder | B13 | 600 | 900 | 0 | 118.59 | 121.07 | 6.5 | 0
2035 | TVA_Transmission_2_VACAR | TVA_Transmission | VACAR | Internal | Shoulder | B14 | 900 | 900 | 0 | 118.59 | 121.07 | 6.5 | 0
2035 | TVA_Transmission_2_VACAR | TVA_Transmission | VACAR | Internal | Shoulder | B15 | 1203 | 900 | 0 | 118.59 | 121.07 | 6.5 | 0
2035 | TVA_Transmission_2_VACAR | TVA_Transmission | VACAR | Internal | Summer | B1 | 10 | 900 | 0.03 | 216.44 | 221.76 | 6.5 | 0
2035 | TVA_Transmission_2_VACAR | TVA_Transmission | VACAR | Internal | Summer | B2 | 25 | 900 | 0 | 217.1 | 221.76 | 6.5 | 0
2035 | TVA_Transmission_2_VACAR | TVA_Transmission | VACAR | Internal | Summer | B3 | 75 | 900 | 0 | 217.1 | 217.1 | 6.5 | 0
2035 | TVA_Transmission_2_VACAR | TVA_Transmission | VACAR | Internal | Summer | B4 | 100 | 900 | 0 | 192.08 | 187.58 | 6.5 | 0
2035 | TVA_Transmission_2_VACAR | TVA_Transmission | VACAR | Internal | Summer | B5 | 200 | 900 | 0 | 151.74 | 148.76 | 6.5 | 0
2035 | TVA_Transmission_2_VACAR | TVA_Transmission | VACAR | Internal | Summer | B6 | 300 | 900 | 0 | 139.49 | 136.88 | 6.5 | 0
2035 | TVA_Transmission_2_VACAR | TVA_Transmission | VACAR | Internal | Summer | B7 | 400 | 900 | 0 | 128.73 | 130.73 | 6.5 | 0
2035 | TVA_Transmission_2_VACAR | TVA_Transmission | VACAR | Internal | Summer | B8 | 500 | 900 | 0 | 121.57 | 118.95 | 6.5 | 0
2035 | TVA_Transmission_2_VACAR | TVA_Transmission | VACAR | Internal | Summer | B9 | 800 | 900 | 0 | 118.38 | 118.95 | 6.5 | 0
2035 | TVA_Transmission_2_VACAR | TVA_Transmission | VACAR | Internal | Summer | B10 | 1262 | 900 | 0 | 114.29 | 109.79 | 6.5 | 0
2035 | TVA_Transmission_2_VACAR | TVA_Transmission | VACAR | Internal | Winter | B16 | 25 | 900 | 422.06 | 129.96 | 136.46 | 6.5 | 0
2035 | TVA_Transmission_2_VACAR | TVA_Transmission | VACAR | Internal | Winter | B17 | 100 | 900 | 0 | 122.68 | 125.9 | 6.5 | 0
2035 | TVA_Transmission_2_VACAR | TVA_Transmission | VACAR | Internal | Winter | B18 | 400 | 900 | 0 | 121.37 | 125.9 | 6.5 | 0
2035 | TVA_Transmission_2_VACAR | TVA_Transmission | VACAR | Internal | Winter | B19 | 700 | 900 | 0 | 121.37 | 125.9 | 6.5 | 0
2035 | TVA_Transmission_2_VACAR | TVA_Transmission | VACAR | Internal | Winter | B20 | 935 | 900 | 0 | 114.94 | 114.74 | 6.5 | 0
2035 | VACAR_2_PJM_ROR | VACAR | PJM_ROR | Internal | Shoulder | B11 | 25 | 2000 | 0 | 135.39 | 134.24 | 4.5 | 0
2035 | VACAR_2_PJM_ROR | VACAR | PJM_ROR | Internal | Shoulder | B12 | 200 | 2000 | 1999.99 | 121.07 | 125.76 | 4.5 | 0.19
2035 | VACAR_2_PJM_ROR | VACAR | PJM_ROR | Internal | Shoulder | B13 | 600 | 2000 | 0 | 121.07 | 117.22 | 4.5 | 0
2035 | VACAR_2_PJM_ROR | VACAR | PJM_ROR | Internal | Shoulder | B14 | 900 | 2000 | 0 | 121.07 | 116.65 | 4.5 | 0
2035 | VACAR_2_PJM_ROR | VACAR | PJM_ROR | Internal | Shoulder | B15 | 1203 | 2000 | 0 | 121.07 | 114.79 | 4.5 | 0
2035 | VACAR_2_PJM_ROR | VACAR | PJM_ROR | Internal | Summer | B1 | 10 | 2000 | 0 | 221.76 | 212.6 | 4.5 | 0
2035 | VACAR_2_PJM_ROR | VACAR | PJM_ROR | Internal | Summer | B2 | 25 | 2000 | 0 | 221.76 | 212.6 | 4.5 | 0
2035 | VACAR_2_PJM_ROR | VACAR | PJM_ROR | Internal | Summer | B3 | 75 | 2000 | 0 | 217.1 | 212.6 | 4.5 | 0
2035 | VACAR_2_PJM_ROR | VACAR | PJM_ROR | Internal | Summer | B4 | 100 | 2000 | 0 | 187.58 | 187.58 | 4.5 | 0
2035 | VACAR_2_PJM_ROR | VACAR | PJM_ROR | Internal | Summer | B5 | 200 | 2000 | 1014.81 | 148.76 | 153.26 | 4.5 | 0
2035 | VACAR_2_PJM_ROR | VACAR | PJM_ROR | Internal | Summer | B6 | 300 | 2000 | 1134.64 | 136.88 | 141.38 | 4.5 | 0
2035 | VACAR_2_PJM_ROR | VACAR | PJM_ROR | Internal | Summer | B7 | 400 | 2000 | 1341.26 | 130.73 | 135.23 | 4.5 | 0
2035 | VACAR_2_PJM_ROR | VACAR | PJM_ROR | Internal | Summer | B8 | 500 | 2000 | 2000 | 118.95 | 126.51 | 4.5 | 3.05
2035 | VACAR_2_PJM_ROR | VACAR | PJM_ROR | Internal | Summer | B9 | 800 | 2000 | 0 | 118.95 | 116.43 | 4.5 | 0
2035 | VACAR_2_PJM_ROR | VACAR | PJM_ROR | Internal | Summer | B10 | 1262 | 2000 | 0 | 109.79 | 113.16 | 4.5 | 0
2035 | VACAR_2_PJM_ROR | VACAR | PJM_ROR | Internal | Winter | B16 | 25 | 2000 | 0 | 136.46 | 137.43 | 4.5 | 0
2035 | VACAR_2_PJM_ROR | VACAR | PJM_ROR | Internal | Winter | B17 | 100 | 2000 | 1470.75 | 125.9 | 130.4 | 4.5 | 0
2035 | VACAR_2_PJM_ROR | VACAR | PJM_ROR | Internal | Winter | B18 | 400 | 2000 | 0 | 125.9 | 121.4 | 4.5 | 0
2035 | VACAR_2_PJM_ROR | VACAR | PJM_ROR | Internal | Winter | B19 | 700 | 2000 | 0 | 125.9 | 120.22 | 4.5 | 0
2035 | VACAR_2_PJM_ROR | VACAR | PJM_ROR | Internal | Winter | B20 | 935 | 2000 | 0 | 114.74 | 118.29 | 4.5 | 0
2035 | VACAR_2_SOCO | VACAR | SOCO | Internal | Shoulder | B11 | 25 | 3000 | 0.01 | 135.39 | 138.57 | 4.5 | 0
2035 | VACAR_2_SOCO | VACAR | SOCO | Internal | Shoulder | B12 | 200 | 3000 | 0 | 121.07 | 119.26 | 4.5 | 0
2035 | VACAR_2_SOCO | VACAR | SOCO | Internal | Shoulder | B13 | 600 | 3000 | 0 | 121.07 | 119.26 | 4.5 | 0
2035 | VACAR_2_SOCO | VACAR | SOCO | Internal | Shoulder | B14 | 900 | 3000 | 0 | 121.07 | 119.26 | 4.5 | 0
2035 | VACAR_2_SOCO | VACAR | SOCO | Internal | Shoulder | B15 | 1203 | 3000 | 0 | 121.07 | 119.26 | 4.5 | 0
2035 | VACAR_2_SOCO | VACAR | SOCO | Internal | Summer | B1 | 10 | 3000 | 0.01 | 221.76 | 222.94 | 4.5 | 0
2035 | VACAR_2_SOCO | VACAR | SOCO | Internal | Summer | B2 | 25 | 3000 | 0 | 221.76 | 222.94 | 4.5 | 0
2035 | VACAR_2_SOCO | VACAR | SOCO | Internal | Summer | B3 | 75 | 3000 | 607.35 | 217.1 | 221.6 | 4.5 | 0
2035 | VACAR_2_SOCO | VACAR | SOCO | Internal | Summer | B4 | 100 | 3000 | 331.73 | 187.58 | 192.08 | 4.5 | 0
2035 | VACAR_2_SOCO | VACAR | SOCO | Internal | Summer | B5 | 200 | 3000 | 0 | 148.76 | 151.74 | 4.5 | 0
2035 | VACAR_2_SOCO | VACAR | SOCO | Internal | Summer | B6 | 300 | 3000 | 549.35 | 136.88 | 141.38 | 4.5 | 0
2035 | VACAR_2_SOCO | VACAR | SOCO | Internal | Summer | B7 | 400 | 3000 | 2447.13 | 130.73 | 135.23 | 4.5 | 0
2035 | VACAR_2_SOCO | VACAR | SOCO | Internal | Summer | B8 | 500 | 3000 | 871.83 | 118.95 | 123.45 | 4.5 | 0
2035 | VACAR_2_SOCO | VACAR | SOCO | Internal | Summer | B9 | 800 | 3000 | 0 | 118.95 | 117.93 | 4.5 | 0
2035 | VACAR_2_SOCO | VACAR | SOCO | Internal | Summer | B10 | 1262 | 3000 | 0 | 109.79 | 108.17 | 4.5 | 0
2035 | VACAR_2_SOCO | VACAR | SOCO | Internal | Winter | B16 | 25 | 3000 | 0 | 136.46 | 136.46 | 4.5 | 0
2035 | VACAR_2_SOCO | VACAR | SOCO | Internal | Winter | B17 | 100 | 3000 | 0 | 125.9 | 122.22 | 4.5 | 0
2035 | VACAR_2_SOCO | VACAR | SOCO | Internal | Winter | B18 | 400 | 3000 | 0 | 125.9 | 122.22 | 4.5 | 0
2035 | VACAR_2_SOCO | VACAR | SOCO | Internal | Winter | B19 | 700 | 3000 | 0 | 125.9 | 122.22 | 4.5 | 0
2035 | VACAR_2_SOCO | VACAR | SOCO | Internal | Winter | B20 | 935 | 3000 | 0 | 114.74 | 115.38 | 4.5 | 0
2035 | VACAR_2_TVA_Transmission | VACAR | TVA_Transmission | Internal | Shoulder | B11 | 25 | 900 | 0 | 135.39 | 132.07 | 4.5 | 0
2035 | VACAR_2_TVA_Transmission | VACAR | TVA_Transmission | Internal | Shoulder | B12 | 200 | 900 | 0 | 121.07 | 119.26 | 4.5 | 0
2035 | VACAR_2_TVA_Transmission | VACAR | TVA_Transmission | Internal | Shoulder | B13 | 600 | 900 | 0 | 121.07 | 118.59 | 4.5 | 0
2035 | VACAR_2_TVA_Transmission | VACAR | TVA_Transmission | Internal | Shoulder | B14 | 900 | 900 | 0 | 121.07 | 118.59 | 4.5 | 0
2035 | VACAR_2_TVA_Transmission | VACAR | TVA_Transmission | Internal | Shoulder | B15 | 1203 | 900 | 0 | 121.07 | 118.59 | 4.5 | 0
2035 | VACAR_2_TVA_Transmission | VACAR | TVA_Transmission | Internal | Summer | B1 | 10 | 900 | 0 | 221.76 | 216.44 | 4.5 | 0
2035 | VACAR_2_TVA_Transmission | VACAR | TVA_Transmission | Internal | Summer | B2 | 25 | 900 | 0 | 221.76 | 217.1 | 4.5 | 0
2035 | VACAR_2_TVA_Transmission | VACAR | TVA_Transmission | Internal | Summer | B3 | 75 | 900 | 0 | 217.1 | 217.1 | 4.5 | 0
2035 | VACAR_2_TVA_Transmission | VACAR | TVA_Transmission | Internal | Summer | B4 | 100 | 900 | 206.58 | 187.58 | 192.08 | 4.5 | 0
2035 | VACAR_2_TVA_Transmission | VACAR | TVA_Transmission | Internal | Summer | B5 | 200 | 900 | 0 | 148.76 | 151.74 | 4.5 | 0
2035 | VACAR_2_TVA_Transmission | VACAR | TVA_Transmission | Internal | Summer | B6 | 300 | 900 | 0 | 136.88 | 139.49 | 4.5 | 0
2035 | VACAR_2_TVA_Transmission | VACAR | TVA_Transmission | Internal | Summer | B7 | 400 | 900 | 0 | 130.73 | 128.73 | 4.5 | 0
2035 | VACAR_2_TVA_Transmission | VACAR | TVA_Transmission | Internal | Summer | B8 | 500 | 900 | 0 | 118.95 | 121.57 | 4.5 | 0
2035 | VACAR_2_TVA_Transmission | VACAR | TVA_Transmission | Internal | Summer | B9 | 800 | 900 | 0 | 118.95 | 118.38 | 4.5 | 0
2035 | VACAR_2_TVA_Transmission | VACAR | TVA_Transmission | Internal | Summer | B10 | 1262 | 900 | 431.57 | 109.79 | 114.29 | 4.5 | 0
2035 | VACAR_2_TVA_Transmission | VACAR | TVA_Transmission | Internal | Winter | B16 | 25 | 900 | 0 | 136.46 | 129.96 | 4.5 | 0
2035 | VACAR_2_TVA_Transmission | VACAR | TVA_Transmission | Internal | Winter | B17 | 100 | 900 | 0 | 125.9 | 122.68 | 4.5 | 0
2035 | VACAR_2_TVA_Transmission | VACAR | TVA_Transmission | Internal | Winter | B18 | 400 | 900 | 0 | 125.9 | 121.37 | 4.5 | 0
2035 | VACAR_2_TVA_Transmission | VACAR | TVA_Transmission | Internal | Winter | B19 | 700 | 900 | 0 | 125.9 | 121.37 | 4.5 | 0
2035 | VACAR_2_TVA_Transmission | VACAR | TVA_Transmission | Internal | Winter | B20 | 935 | 900 | 0 | 114.74 | 114.94 | 4.5 | 0
2040 | ENT_2_MISO_MO-IL | ENT | MISO_MO-IL | Internal | Shoulder | B11 | 25 | 2260 | 0 | 156.63 | 153.91 | 5.5 | 0
2040 | ENT_2_MISO_MO-IL | ENT | MISO_MO-IL | Internal | Shoulder | B12 | 200 | 2260 | 0 | 149.96 | 152.83 | 5.5 | 0
2040 | ENT_2_MISO_MO-IL | ENT | MISO_MO-IL | Internal | Shoulder | B13 | 600 | 2260 | 912.67 | 144.87 | 150.37 | 5.5 | 0
2040 | ENT_2_MISO_MO-IL | ENT | MISO_MO-IL | Internal | Shoulder | B14 | 900 | 2260 | 1325.19 | 138.37 | 143.87 | 5.5 | 0
2040 | ENT_2_MISO_MO-IL | ENT | MISO_MO-IL | Internal | Shoulder | B15 | 1203 | 2260 | 2208.9 | 68 | 73.5 | 5.5 | 0
2040 | ENT_2_MISO_MO-IL | ENT | MISO_MO-IL | Internal | Summer | B1 | 10 | 2260 | 2260 | 186.95 | 284 | 5.5 | 91.55
2040 | ENT_2_MISO_MO-IL | ENT | MISO_MO-IL | Internal | Summer | B2 | 25 | 2260 | 2260 | 267.38 | 284 | 5.5 | 11.12
2040 | ENT_2_MISO_MO-IL | ENT | MISO_MO-IL | Internal | Summer | B3 | 75 | 2260 | 0 | 282.86 | 282.87 | 5.5 | 0
2040 | ENT_2_MISO_MO-IL | ENT | MISO_MO-IL | Internal | Summer | B4 | 100 | 2260 | 0 | 192.77 | 192.77 | 5.5 | 0
2040 | ENT_2_MISO_MO-IL | ENT | MISO_MO-IL | Internal | Summer | B5 | 200 | 2260 | 0 | 186.95 | 185.94 | 5.5 | 0
2040 | ENT_2_MISO_MO-IL | ENT | MISO_MO-IL | Internal | Summer | B6 | 300 | 2260 | 0 | 183.63 | 178.14 | 5.5 | 0
2040 | ENT_2_MISO_MO-IL | ENT | MISO_MO-IL | Internal | Summer | B7 | 400 | 2260 | 0 | 173.85 | 167.35 | 5.5 | 0
2040 | ENT_2_MISO_MO-IL | ENT | MISO_MO-IL | Internal | Summer | B8 | 500 | 2260 | 0 | 155.96 | 152.3 | 5.5 | 0
2040 | ENT_2_MISO_MO-IL | ENT | MISO_MO-IL | Internal | Summer | B9 | 800 | 2260 | 0 | 152.3 | 152.3 | 5.5 | 0
2040 | ENT_2_MISO_MO-IL | ENT | MISO_MO-IL | Internal | Summer | B10 | 1262 | 2260 | 2259.97 | 68 | 73.51 | 5.5 | 0.01
2040 | ENT_2_MISO_MO-IL | ENT | MISO_MO-IL | Internal | Winter | B16 | 25 | 2260 | 0 | 160.17 | 155.04 | 5.5 | 0
2040 | ENT_2_MISO_MO-IL | ENT | MISO_MO-IL | Internal | Winter | B17 | 100 | 2260 | 0 | 155.28 | 156.76 | 5.5 | 0
2040 | ENT_2_MISO_MO-IL | ENT | MISO_MO-IL | Internal | Winter | B18 | 400 | 2260 | 536.28 | 146.18 | 151.68 | 5.5 | 0
2040 | ENT_2_MISO_MO-IL | ENT | MISO_MO-IL | Internal | Winter | B19 | 700 | 2260 | 502.05 | 140.38 | 145.88 | 5.5 | 0
2040 | ENT_2_MISO_MO-IL | ENT | MISO_MO-IL | Internal | Winter | B20 | 935 | 2260 | 1047.64 | 69.6 | 75.1 | 5.5 | 0
2040 | ENT_2_SOCO | ENT | SOCO | Internal | Shoulder | B11 | 25 | 3900 | 3899.99 | 156.63 | 163.71 | 5.5 | 1.58
2040 | ENT_2_SOCO | ENT | SOCO | Internal | Shoulder | B12 | 200 | 3900 | 3639.25 | 149.96 | 155.46 | 5.5 | 0
2040 | ENT_2_SOCO | ENT | SOCO | Internal | Shoulder | B13 | 600 | 3900 | 3900 | 144.87 | 153.83 | 5.5 | 3.46
2040 | ENT_2_SOCO | ENT | SOCO | Internal | Shoulder | B14 | 900 | 3900 | 3900 | 138.37 | 153.83 | 5.5 | 9.96
2040 | ENT_2_SOCO | ENT | SOCO | Internal | Shoulder | B15 | 1203 | 3900 | 3447.66 | 68 | 73.5 | 5.5 | 0
2040 | ENT_2_SOCO | ENT | SOCO | Internal | Summer | B1 | 10 | 3900 | 3900 | 186.95 | 296.48 | 5.5 | 104.03
2040 | ENT_2_SOCO | ENT | SOCO | Internal | Summer | B2 | 25 | 3900 | 3900 | 267.38 | 296.01 | 5.5 | 23.13
2040 | ENT_2_SOCO | ENT | SOCO | Internal | Summer | B3 | 75 | 3900 | 3900 | 282.86 | 292.86 | 5.5 | 4.5
2040 | ENT_2_SOCO | ENT | SOCO | Internal | Summer | B4 | 100 | 3900 | 1892.55 | 192.77 | 198.27 | 5.5 | 0
2040 | ENT_2_SOCO | ENT | SOCO | Internal | Summer | B5 | 200 | 3900 | 0 | 186.95 | 184.93 | 5.5 | 0
2040 | ENT_2_SOCO | ENT | SOCO | Internal | Summer | B6 | 300 | 3900 | 0 | 183.63 | 181.21 | 5.5 | 0
2040 | ENT_2_SOCO | ENT | SOCO | Internal | Summer | B7 | 400 | 3900 | 0 | 173.85 | 166.35 | 5.5 | 0
2040 | ENT_2_SOCO | ENT | SOCO | Internal | Summer | B8 | 500 | 3900 | 839 | 155.96 | 161.46 | 5.5 | 0
2040 | ENT_2_SOCO | ENT | SOCO | Internal | Summer | B9 | 800 | 3900 | 0 | 152.3 | 157.34 | 5.5 | 0
2040 | ENT_2_SOCO | ENT | SOCO | Internal | Summer | B10 | 1262 | 3900 | 951.21 | 68 | 73.5 | 5.5 | 0
2040 | ENT_2_SOCO | ENT | SOCO | Internal | Winter | B16 | 25 | 3900 | 3899.99 | 160.17 | 168.04 | 5.5 | 2.37
2040 | ENT_2_SOCO | ENT | SOCO | Internal | Winter | B17 | 100 | 3900 | 3900 | 155.28 | 161.97 | 5.5 | 1.19
2040 | ENT_2_SOCO | ENT | SOCO | Internal | Winter | B18 | 400 | 3900 | 3900 | 146.18 | 155.25 | 5.5 | 3.57
2040 | ENT_2_SOCO | ENT | SOCO | Internal | Winter | B19 | 700 | 3900 | 3900 | 140.38 | 155.25 | 5.5 | 9.37
2040 | ENT_2_SOCO | ENT | SOCO | Internal | Winter | B20 | 935 | 3900 | 3862.13 | 69.6 | 75.1 | 5.5 | 0
2040 | ENT_2_SPP_N | ENT | SPP_N | Internal | Shoulder | B11 | 25 | 15143 | 0 | 156.63 | 150.41 | 5.5 | 0
2040 | ENT_2_SPP_N | ENT | SPP_N | Internal | Shoulder | B12 | 200 | 15143 | 0 | 149.96 | 114.08 | 5.5 | 0
2040 | ENT_2_SPP_N | ENT | SPP_N | Internal | Shoulder | B13 | 600 | 15143 | 0 | 144.87 | 77.86 | 5.5 | 0
2040 | ENT_2_SPP_N | ENT | SPP_N | Internal | Shoulder | B14 | 900 | 15143 | 0 | 138.37 | 11.52 | 5.5 | 0
2040 | ENT_2_SPP_N | ENT | SPP_N | Internal | Shoulder | B15 | 1203 | 15143 | 0 | 68 | 11.52 | 5.5 | 0
2040 | ENT_2_SPP_N | ENT | SPP_N | Internal | Summer | B1 | 10 | 15143 | 0 | 186.95 | 11.52 | 5.5 | 0
2040 | ENT_2_SPP_N | ENT | SPP_N | Internal | Summer | B2 | 25 | 15143 | 0 | 267.38 | 263.88 | 5.5 | 0
2040 | ENT_2_SPP_N | ENT | SPP_N | Internal | Summer | B3 | 75 | 15143 | 0 | 282.86 | 279.36 | 5.5 | 0
2040 | ENT_2_SPP_N | ENT | SPP_N | Internal | Summer | B4 | 100 | 15143 | 0 | 192.77 | 189.27 | 5.5 | 0
2040 | ENT_2_SPP_N | ENT | SPP_N | Internal | Summer | B5 | 200 | 15143 | 0 | 186.95 | 183.45 | 5.5 | 0
2040 | ENT_2_SPP_N | ENT | SPP_N | Internal | Summer | B6 | 300 | 15143 | 0 | 183.63 | 180.13 | 5.5 | 0
2040 | ENT_2_SPP_N | ENT | SPP_N | Internal | Summer | B7 | 400 | 15143 | 0 | 173.85 | 170.35 | 5.5 | 0
2040 | ENT_2_SPP_N | ENT | SPP_N | Internal | Summer | B8 | 500 | 15143 | 0 | 155.96 | 152.46 | 5.5 | 0
2040 | ENT_2_SPP_N | ENT | SPP_N | Internal | Summer | B9 | 800 | 15143 | 0 | 152.3 | 148.8 | 5.5 | 0
2040 | ENT_2_SPP_N | ENT | SPP_N | Internal | Summer | B10 | 1262 | 15143 | 0 | 68 | 64.49 | 5.5 | 0
2040 | ENT_2_SPP_N | ENT | SPP_N | Internal | Winter | B16 | 25 | 15143 | 0 | 160.17 | 11.52 | 5.5 | 0
2040 | ENT_2_SPP_N | ENT | SPP_N | Internal | Winter | B17 | 100 | 15143 | 0 | 155.28 | 11.52 | 5.5 | 0
2040 | ENT_2_SPP_N | ENT | SPP_N | Internal | Winter | B18 | 400 | 15143 | 0 | 146.18 | 102.43 | 5.5 | 0
2040 | ENT_2_SPP_N | ENT | SPP_N | Internal | Winter | B19 | 700 | 15143 | 0 | 140.38 | 11.53 | 5.5 | 0
2040 | ENT_2_SPP_N | ENT | SPP_N | Internal | Winter | B20 | 935 | 15143 | 0 | 69.6 | 11.52 | 5.5 | 0
2040 | ENT_2_SPP_S | ENT | SPP_S | Internal | Shoulder | B11 | 25 | 3292 | 0 | 156.63 | 153.13 | 5.5 | 0
2040 | ENT_2_SPP_S | ENT | SPP_S | Internal | Shoulder | B12 | 200 | 3292 | 0 | 149.96 | 114.07 | 5.5 | 0
2040 | ENT_2_SPP_S | ENT | SPP_S | Internal | Shoulder | B13 | 600 | 3292 | 0 | 144.87 | 77.84 | 5.5 | 0
2040 | ENT_2_SPP_S | ENT | SPP_S | Internal | Shoulder | B14 | 900 | 3292 | 0 | 138.37 | 11.52 | 5.5 | 0
2040 | ENT_2_SPP_S | ENT | SPP_S | Internal | Shoulder | B15 | 1203 | 3292 | 0 | 68 | 11.52 | 5.5 | 0
2040 | ENT_2_SPP_S | ENT | SPP_S | Internal | Summer | B1 | 10 | 3292 | 0 | 186.95 | 11.53 | 5.5 | 0
2040 | ENT_2_SPP_S | ENT | SPP_S | Internal | Summer | B2 | 25 | 3292 | 0 | 267.38 | 263.88 | 5.5 | 0
2040 | ENT_2_SPP_S | ENT | SPP_S | Internal | Summer | B3 | 75 | 3292 | 0 | 282.86 | 266.15 | 5.5 | 0
2040 | ENT_2_SPP_S | ENT | SPP_S | Internal | Summer | B4 | 100 | 3292 | 0 | 192.77 | 189.29 | 5.5 | 0
2040 | ENT_2_SPP_S | ENT | SPP_S | Internal | Summer | B5 | 200 | 3292 | 0 | 186.95 | 183.46 | 5.5 | 0
2040 | ENT_2_SPP_S | ENT | SPP_S | Internal | Summer | B6 | 300 | 3292 | 0 | 183.63 | 180.71 | 5.5 | 0
2040 | ENT_2_SPP_S | ENT | SPP_S | Internal | Summer | B7 | 400 | 3292 | 2848.76 | 173.85 | 179.35 | 5.5 | 0
2040 | ENT_2_SPP_S | ENT | SPP_S | Internal | Summer | B8 | 500 | 3292 | 0 | 155.96 | 157.79 | 5.5 | 0
2040 | ENT_2_SPP_S | ENT | SPP_S | Internal | Summer | B9 | 800 | 3292 | 0 | 152.3 | 148.81 | 5.5 | 0
2040 | ENT_2_SPP_S | ENT | SPP_S | Internal | Summer | B10 | 1262 | 3292 | 0 | 68 | 64.5 | 5.5 | 0
2040 | ENT_2_SPP_S | ENT | SPP_S | Internal | Winter | B16 | 25 | 3292 | 0 | 160.17 | 11.52 | 5.5 | 0
2040 | ENT_2_SPP_S | ENT | SPP_S | Internal | Winter | B17 | 100 | 3292 | 0 | 155.28 | 11.52 | 5.5 | 0
2040 | ENT_2_SPP_S | ENT | SPP_S | Internal | Winter | B18 | 400 | 3292 | 0 | 146.18 | 102.41 | 5.5 | 0
2040 | ENT_2_SPP_S | ENT | SPP_S | Internal | Winter | B19 | 700 | 3292 | 0 | 140.38 | 11.52 | 5.5 | 0
2040 | ENT_2_SPP_S | ENT | SPP_S | Internal | Winter | B20 | 935 | 3292 | 0 | 69.6 | 11.52 | 5.5 | 0
2040 | ENT_2_TVA_Transmission | ENT | TVA_Transmission | Internal | Shoulder | B11 | 25 | 2100 | 0 | 156.63 | 159.1 | 5.5 | 0
2040 | ENT_2_TVA_Transmission | ENT | TVA_Transmission | Internal | Shoulder | B12 | 200 | 2100 | 1529.56 | 149.96 | 155.46 | 5.5 | 0
2040 | ENT_2_TVA_Transmission | ENT | TVA_Transmission | Internal | Shoulder | B13 | 600 | 2100 | 1565.93 | 144.87 | 150.37 | 5.5 | 0
2040 | ENT_2_TVA_Transmission | ENT | TVA_Transmission | Internal | Shoulder | B14 | 900 | 2100 | 2100 | 138.37 | 150.37 | 5.5 | 6.5
2040 | ENT_2_TVA_Transmission | ENT | TVA_Transmission | Internal | Shoulder | B15 | 1203 | 2100 | 2100 | 68 | 80.01 | 5.5 | 6.51
2040 | ENT_2_TVA_Transmission | ENT | TVA_Transmission | Internal | Summer | B1 | 10 | 2100 | 2100 | 186.95 | 289.98 | 5.5 | 97.53
2040 | ENT_2_TVA_Transmission | ENT | TVA_Transmission | Internal | Summer | B2 | 25 | 2100 | 2100 | 267.38 | 289.51 | 5.5 | 16.63
2040 | ENT_2_TVA_Transmission | ENT | TVA_Transmission | Internal | Summer | B3 | 75 | 2100 | 0 | 282.86 | 286.36 | 5.5 | 0
2040 | ENT_2_TVA_Transmission | ENT | TVA_Transmission | Internal | Summer | B4 | 100 | 2100 | 0.32 | 192.77 | 198.26 | 5.5 | 0
2040 | ENT_2_TVA_Transmission | ENT | TVA_Transmission | Internal | Summer | B5 | 200 | 2100 | 0 | 186.95 | 182.32 | 5.5 | 0
2040 | ENT_2_TVA_Transmission | ENT | TVA_Transmission | Internal | Summer | B6 | 300 | 2100 | 0 | 183.63 | 177.13 | 5.5 | 0
2040 | ENT_2_TVA_Transmission | ENT | TVA_Transmission | Internal | Summer | B7 | 400 | 2100 | 0 | 173.85 | 164.75 | 5.5 | 0
2040 | ENT_2_TVA_Transmission | ENT | TVA_Transmission | Internal | Summer | B8 | 500 | 2100 | 0 | 155.96 | 157.04 | 5.5 | 0
2040 | ENT_2_TVA_Transmission | ENT | TVA_Transmission | Internal | Summer | B9 | 800 | 2100 | 0 | 152.3 | 156.51 | 5.5 | 0
2040 | ENT_2_TVA_Transmission | ENT | TVA_Transmission | Internal | Summer | B10 | 1262 | 2100 | 2100 | 68 | 80.01 | 5.5 | 6.51
2040 | ENT_2_TVA_Transmission | ENT | TVA_Transmission | Internal | Winter | B16 | 25 | 2100 | 0 | 160.17 | 161.54 | 5.5 | 0
2040 | ENT_2_TVA_Transmission | ENT | TVA_Transmission | Internal | Winter | B17 | 100 | 2100 | 1087.04 | 155.28 | 160.78 | 5.5 | 0
2040 | ENT_2_TVA_Transmission | ENT | TVA_Transmission | Internal | Winter | B18 | 400 | 2100 | 1171.4 | 146.18 | 151.68 | 5.5 | 0
2040 | ENT_2_TVA_Transmission | ENT | TVA_Transmission | Internal | Winter | B19 | 700 | 2100 | 2100 | 140.38 | 151.68 | 5.5 | 5.8
2040 | ENT_2_TVA_Transmission | ENT | TVA_Transmission | Internal | Winter | B20 | 935 | 2100 | 2100 | 69.6 | 81.6 | 5.5 | 6.5
2040 | FRCC_2_SOCO | FRCC | SOCO | Internal | Shoulder | B11 | 25 | 900 | 0 | 189.95 | 163.71 | 5.5 | 0
2040 | FRCC_2_SOCO | FRCC | SOCO | Internal | Shoulder | B12 | 200 | 900 | 0 | 162.96 | 155.46 | 5.5 | 0
2040 | FRCC_2_SOCO | FRCC | SOCO | Internal | Shoulder | B13 | 600 | 900 | 0 | 162.96 | 153.83 | 5.5 | 0
2040 | FRCC_2_SOCO | FRCC | SOCO | Internal | Shoulder | B14 | 900 | 900 | 0 | 162.96 | 153.83 | 5.5 | 0
2040 | FRCC_2_SOCO | FRCC | SOCO | Internal | Shoulder | B15 | 1203 | 900 | 0 | 71.76 | 73.5 | 5.5 | 0
2040 | FRCC_2_SOCO | FRCC | SOCO | Internal | Summer | B1 | 10 | 900 | 0 | 299.8 | 296.48 | 5.5 | 0
2040 | FRCC_2_SOCO | FRCC | SOCO | Internal | Summer | B2 | 25 | 900 | 0 | 299.8 | 296.01 | 5.5 | 0
2040 | FRCC_2_SOCO | FRCC | SOCO | Internal | Summer | B3 | 75 | 900 | 263.45 | 287.36 | 292.86 | 5.5 | 0
2040 | FRCC_2_SOCO | FRCC | SOCO | Internal | Summer | B4 | 100 | 900 | 900 | 188.71 | 198.27 | 5.5 | 4.07
2040 | FRCC_2_SOCO | FRCC | SOCO | Internal | Summer | B5 | 200 | 900 | 0 | 188.71 | 184.93 | 5.5 | 0
2040 | FRCC_2_SOCO | FRCC | SOCO | Internal | Summer | B6 | 300 | 900 | 0 | 188.71 | 181.21 | 5.5 | 0
2040 | FRCC_2_SOCO | FRCC | SOCO | Internal | Summer | B7 | 400 | 900 | 0 | 161.9 | 166.35 | 5.5 | 0
2040 | FRCC_2_SOCO | FRCC | SOCO | Internal | Summer | B8 | 500 | 900 | 0 | 161.9 | 161.46 | 5.5 | 0
2040 | FRCC_2_SOCO | FRCC | SOCO | Internal | Summer | B9 | 800 | 900 | 0 | 161.9 | 157.34 | 5.5 | 0
2040 | FRCC_2_SOCO | FRCC | SOCO | Internal | Summer | B10 | 1262 | 900 | 0 | 73.5 | 73.5 | 5.5 | 0
2040 | FRCC_2_SOCO | FRCC | SOCO | Internal | Winter | B16 | 25 | 900 | 0 | 175.54 | 168.04 | 5.5 | 0
2040 | FRCC_2_SOCO | FRCC | SOCO | Internal | Winter | B17 | 100 | 900 | 0 | 165.65 | 161.97 | 5.5 | 0
2040 | FRCC_2_SOCO | FRCC | SOCO | Internal | Winter | B18 | 400 | 900 | 0 | 165.65 | 155.25 | 5.5 | 0
2040 | FRCC_2_SOCO | FRCC | SOCO | Internal | Winter | B19 | 700 | 900 | 0 | 165.17 | 155.25 | 5.5 | 0
2040 | FRCC_2_SOCO | FRCC | SOCO | Internal | Winter | B20 | 935 | 900 | 0 | 73.5 | 75.1 | 5.5 | 0
2040 | HQ_NEISO_2_NEISO | HQ_NEISO | NEISO | Internal | Shoulder | B11 | 25 | 99999 | 3112.4 | 82.58 | 82.59 | 0.01 | 0
2040 | HQ_NEISO_2_NEISO | HQ_NEISO | NEISO | Internal | Shoulder | B12 | 200 | 99999 | 3110.47 | 82.58 | 82.59 | 0.01 | 0
2040 | HQ_NEISO_2_NEISO | HQ_NEISO | NEISO | Internal | Shoulder | B13 | 600 | 99999 | 3102.87 | 82.58 | 82.59 | 0.01 | 0
2040 | HQ_NEISO_2_NEISO | HQ_NEISO | NEISO | Internal | Shoulder | B14 | 900 | 99999 | 3089.58 | 82.58 | 82.59 | 0.01 | 0
2040 | HQ_NEISO_2_NEISO | HQ_NEISO | NEISO | Internal | Shoulder | B15 | 1203 | 99999 | 1276.23 | 82.58 | 82.59 | 0.01 | 0
2040 | HQ_NEISO_2_NEISO | HQ_NEISO | NEISO | Internal | Summer | B1 | 10 | 99999 | 3220.1 | 175.24 | 175.25 | 0.01 | 0
2040 | HQ_NEISO_2_NEISO | HQ_NEISO | NEISO | Internal | Summer | B2 | 25 | 99999 | 3207.34 | 242.26 | 242.27 | 0.01 | 0
2040 | HQ_NEISO_2_NEISO | HQ_NEISO | NEISO | Internal | Summer | B3 | 75 | 99999 | 3181.93 | 175.24 | 175.25 | 0.01 | 0
2040 | HQ_NEISO_2_NEISO | HQ_NEISO | NEISO | Internal | Summer | B4 | 100 | 99999 | 3160.08 | 165.93 | 165.94 | 0.01 | 0
2040 | HQ_NEISO_2_NEISO | HQ_NEISO | NEISO | Internal | Summer | B5 | 200 | 99999 | 3148.19 | 165.93 | 165.94 | 0.01 | 0
2040 | HQ_NEISO_2_NEISO | HQ_NEISO | NEISO | Internal | Summer | B6 | 300 | 99999 | 3134.79 | 165.93 | 165.94 | 0.01 | 0
2040 | HQ_NEISO_2_NEISO | HQ_NEISO | NEISO | Internal | Summer | B7 | 400 | 99999 | 3119.43 | 158.37 | 158.38 | 0.01 | 0
2040 | HQ_NEISO_2_NEISO | HQ_NEISO | NEISO | Internal | Summer | B8 | 500 | 99999 | 3107.36 | 148.19 | 148.21 | 0.01 | 0
2040 | HQ_NEISO_2_NEISO | HQ_NEISO | NEISO | Internal | Summer | B9 | 800 | 99999 | 3092.57 | 142.53 | 142.54 | 0.01 | 0
2040 | HQ_NEISO_2_NEISO | HQ_NEISO | NEISO | Internal | Summer | B10 | 1262 | 99999 | 933.4 | 129.65 | 129.66 | 0.01 | 0
2040 | HQ_NEISO_2_NEISO | HQ_NEISO | NEISO | Internal | Winter | B16 | 25 | 99999 | 3139.14 | 82.58 | 82.59 | 0.01 | 0
2040 | HQ_NEISO_2_NEISO | HQ_NEISO | NEISO | Internal | Winter | B17 | 100 | 99999 | 3128.41 | 82.58 | 82.59 | 0.01 | 0
2040 | HQ_NEISO_2_NEISO | HQ_NEISO | NEISO | Internal | Winter | B18 | 400 | 99999 | 3120.19 | 82.58 | 82.59 | 0.01 | 0
2040 | HQ_NEISO_2_NEISO | HQ_NEISO | NEISO | Internal | Winter | B19 | 700 | 99999 | 3104.89 | 82.58 | 82.59 | 0.01 | 0
2040 | HQ_NEISO_2_NEISO | HQ_NEISO | NEISO | Internal | Winter | B20 | 935 | 99999 | 1382.08 | 82.58 | 82.59 | 0.01 | 0
2040 | HQ_NY_2_NYISO_A-F | HQ_NY | NYISO_A-F | Internal | Shoulder | B11 | 25 | 99999 | 2812.36 | 92.59 | 92.6 | 0.01 | 0
2040 | HQ_NY_2_NYISO_A-F | HQ_NY | NYISO_A-F | Internal | Shoulder | B12 | 200 | 99999 | 2847.79 | 114.45 | 114.46 | 0.01 | 0
2040 | HQ_NY_2_NYISO_A-F | HQ_NY | NYISO_A-F | Internal | Shoulder | B13 | 600 | 99999 | 2781.95 | 92.59 | 92.6 | 0.01 | 0
2040 | HQ_NY_2_NYISO_A-F | HQ_NY | NYISO_A-F | Internal | Shoulder | B14 | 900 | 99999 | 2673.23 | 92.59 | 92.6 | 0.01 | 0
2040 | HQ_NY_2_NYISO_A-F | HQ_NY | NYISO_A-F | Internal | Shoulder | B15 | 1203 | 99999 | 1582.7 | 84.05 | 84.07 | 0.01 | 0
2040 | HQ_NY_2_NYISO_A-F | HQ_NY | NYISO_A-F | Internal | Summer | B1 | 10 | 99999 | 3500.1 | 173.04 | 173.05 | 0.01 | 0
2040 | HQ_NY_2_NYISO_A-F | HQ_NY | NYISO_A-F | Internal | Summer | B2 | 25 | 99999 | 3406.71 | 240.76 | 240.77 | 0.01 | 0
2040 | HQ_NY_2_NYISO_A-F | HQ_NY | NYISO_A-F | Internal | Summer | B3 | 75 | 99999 | 3266.7 | 173.74 | 173.75 | 0.01 | 0
2040 | HQ_NY_2_NYISO_A-F | HQ_NY | NYISO_A-F | Internal | Summer | B4 | 100 | 99999 | 3116.37 | 173.22 | 173.24 | 0.01 | 0
2040 | HQ_NY_2_NYISO_A-F | HQ_NY | NYISO_A-F | Internal | Summer | B5 | 200 | 99999 | 3025.59 | 173.22 | 173.24 | 0.01 | 0
2040 | HQ_NY_2_NYISO_A-F | HQ_NY | NYISO_A-F | Internal | Summer | B6 | 300 | 99999 | 2934.96 | 170.63 | 170.64 | 0.01 | 0
2040 | HQ_NY_2_NYISO_A-F | HQ_NY | NYISO_A-F | Internal | Summer | B7 | 400 | 99999 | 2830.84 | 159.85 | 159.87 | 0.01 | 0
2040 | HQ_NY_2_NYISO_A-F | HQ_NY | NYISO_A-F | Internal | Summer | B8 | 500 | 99999 | 2760.34 | 146.69 | 146.71 | 0.01 | 0
2040 | HQ_NY_2_NYISO_A-F | HQ_NY | NYISO_A-F | Internal | Summer | B9 | 800 | 99999 | 2664.8 | 144.03 | 144.04 | 0.01 | 0
2040 | HQ_NY_2_NYISO_A-F | HQ_NY | NYISO_A-F | Internal | Summer | B10 | 1262 | 99999 | 1436.41 | 128.13 | 128.15 | 0.01 | 0
2040 | HQ_NY_2_NYISO_A-F | HQ_NY | NYISO_A-F | Internal | Winter | B16 | 25 | 99999 | 3058.88 | 84.37 | 84.39 | 0.01 | 0
2040 | HQ_NY_2_NYISO_A-F | HQ_NY | NYISO_A-F | Internal | Winter | B17 | 100 | 99999 | 3001.1 | 84.08 | 84.09 | 0.01 | 0
2040 | HQ_NY_2_NYISO_A-F | HQ_NY | NYISO_A-F | Internal | Winter | B18 | 400 | 99999 | 2934.69 | 84.08 | 84.09 | 0.01 | 0
2040 | HQ_NY_2_NYISO_A-F | HQ_NY | NYISO_A-F | Internal | Winter | B19 | 700 | 99999 | 2819.07 | 84.08 | 84.09 | 0.01 | 0
2040 | HQ_NY_2_NYISO_A-F | HQ_NY | NYISO_A-F | Internal | Winter | B20 | 935 | 99999 | 1762.97 | 84.08 | 84.09 | 0.01 | 0
2040 | HQ_IESO_2_IESO | HQ_IESO | IESO | Internal | Shoulder | B11 | 25 | 99999 | 400 | 88.09 | 88.1 | 0.01 | 0
2040 | HQ_IESO_2_IESO | HQ_IESO | IESO | Internal | Shoulder | B12 | 200 | 99999 | 400.1 | 109.95 | 109.96 | 0.01 | 0
2040 | HQ_IESO_2_IESO | HQ_IESO | IESO | Internal | Shoulder | B13 | 600 | 99999 | 400 | 88.09 | 88.1 | 0.01 | 0
2040 | HQ_IESO_2_IESO | HQ_IESO | IESO | Internal | Shoulder | B14 | 900 | 99999 | 400 | 88.09 | 88.1 | 0.01 | 0
2040 | HQ_IESO_2_IESO | HQ_IESO | IESO | Internal | Shoulder | B15 | 1203 | 99999 | 75.48 | 88.09 | 88.1 | 0.01 | 0
2040 | HQ_IESO_2_IESO | HQ_IESO | IESO | Internal | Summer | B1 | 10 | 99999 | 400.1 | 168.54 | 168.55 | 0.01 | 0
2040 | HQ_IESO_2_IESO | HQ_IESO | IESO | Internal | Summer | B2 | 25 | 99999 | 400.1 | 236.26 | 236.27 | 0.01 | 0
2040 | HQ_IESO_2_IESO | HQ_IESO | IESO | Internal | Summer | B3 | 75 | 99999 | 400.1 | 169.24 | 169.25 | 0.01 | 0
2040 | HQ_IESO_2_IESO | HQ_IESO | IESO | Internal | Summer | B4 | 100 | 99999 | 400.1 | 165.32 | 165.33 | 0.01 | 0
2040 | HQ_IESO_2_IESO | HQ_IESO | IESO | Internal | Summer | B5 | 200 | 99999 | 400.1 | 165.32 | 165.33 | 0.01 | 0
2040 | HQ_IESO_2_IESO | HQ_IESO | IESO | Internal | Summer | B6 | 300 | 99999 | 400 | 89.86 | 89.87 | 0.01 | 0
2040 | HQ_IESO_2_IESO | HQ_IESO | IESO | Internal | Summer | B7 | 400 | 99999 | 400 | 89.05 | 89.07 | 0.01 | 0
2040 | HQ_IESO_2_IESO | HQ_IESO | IESO | Internal | Summer | B8 | 500 | 99999 | 400 | 89.05 | 89.07 | 0.01 | 0
2040 | HQ_IESO_2_IESO | HQ_IESO | IESO | Internal | Summer | B9 | 800 | 99999 | 400 | 89.05 | 89.07 | 0.01 | 0
2040 | HQ_IESO_2_IESO | HQ_IESO | IESO | Internal | Summer | B10 | 1262 | 99999 | 12.04 | 89.05 | 89.07 | 0.01 | 0
2040 | HQ_IESO_2_IESO | HQ_IESO | IESO | Internal | Winter | B16 | 25 | 99999 | 400.01 | 89.87 | 89.89 | 0.01 | 0
2040 | HQ_IESO_2_IESO | HQ_IESO | IESO | Internal | Winter | B17 | 100 | 99999 | 400 | 89.58 | 89.59 | 0.01 | 0
2040 | HQ_IESO_2_IESO | HQ_IESO | IESO | Internal | Winter | B18 | 400 | 99999 | 400 | 89.58 | 89.59 | 0.01 | 0
2040 | HQ_IESO_2_IESO | HQ_IESO | IESO | Internal | Winter | B19 | 700 | 99999 | 400 | 89.58 | 89.59 | 0.01 | 0
2040 | HQ_IESO_2_IESO | HQ_IESO | IESO | Internal | Winter | B20 | 935 | 99999 | 91.98 | 89.58 | 89.59 | 0.01 | 0
2040 | IESO_2_MAPP_CA | IESO | MAPP_CA | Internal | Shoulder | B11 | 25 | 262 | 0 | 88.1 | 53.44 | 4.5 | 0
2040 | IESO_2_MAPP_CA | IESO | MAPP_CA | Internal | Shoulder | B12 | 200 | 262 | 0 | 109.96 | 53.44 | 4.5 | 0
2040 | IESO_2_MAPP_CA | IESO | MAPP_CA | Internal | Shoulder | B13 | 600 | 262 | 0 | 88.1 | 53.44 | 4.5 | 0
2040 | IESO_2_MAPP_CA | IESO | MAPP_CA | Internal | Shoulder | B14 | 900 | 262 | 0 | 88.1 | 53.44 | 4.5 | 0
2040 | IESO_2_MAPP_CA | IESO | MAPP_CA | Internal | Shoulder | B15 | 1203 | 262 | 0 | 88.1 | 53.44 | 4.5 | 0
2040 | IESO_2_MAPP_CA | IESO | MAPP_CA | Internal | Summer | B1 | 10 | 262 | 0 | 168.55 | 73.49 | 4.5 | 0
2040 | IESO_2_MAPP_CA | IESO | MAPP_CA | Internal | Summer | B2 | 25 | 262 | 0 | 236.27 | 73.49 | 4.5 | 0
2040 | IESO_2_MAPP_CA | IESO | MAPP_CA | Internal | Summer | B3 | 75 | 262 | 0 | 169.25 | 73.49 | 4.5 | 0
2040 | IESO_2_MAPP_CA | IESO | MAPP_CA | Internal | Summer | B4 | 100 | 262 | 0 | 165.33 | 73.48 | 4.5 | 0
2040 | IESO_2_MAPP_CA | IESO | MAPP_CA | Internal | Summer | B5 | 200 | 262 | 0 | 165.33 | 73.48 | 4.5 | 0
2040 | IESO_2_MAPP_CA | IESO | MAPP_CA | Internal | Summer | B6 | 300 | 262 | 0 | 89.87 | 73.48 | 4.5 | 0
2040 | IESO_2_MAPP_CA | IESO | MAPP_CA | Internal | Summer | B7 | 400 | 262 | 0 | 89.07 | 73.48 | 4.5 | 0
2040 | IESO_2_MAPP_CA | IESO | MAPP_CA | Internal | Summer | B8 | 500 | 262 | 0 | 89.07 | 73.48 | 4.5 | 0
2040 | IESO_2_MAPP_CA | IESO | MAPP_CA | Internal | Summer | B9 | 800 | 262 | 0 | 89.07 | 73.48 | 4.5 | 0
2040 | IESO_2_MAPP_CA | IESO | MAPP_CA | Internal | Summer | B10 | 1262 | 262 | 0 | 89.07 | 73.48 | 4.5 | 0
2040 | IESO_2_MAPP_CA | IESO | MAPP_CA | Internal | Winter | B16 | 25 | 262 | 0 | 89.89 | 75.1 | 4.5 | 0
2040 | IESO_2_MAPP_CA | IESO | MAPP_CA | Internal | Winter | B17 | 100 | 262 | 0 | 89.59 | 75.1 | 4.5 | 0
2040 | IESO_2_MAPP_CA | IESO | MAPP_CA | Internal | Winter | B18 | 400 | 262 | 0 | 89.59 | 83.09 | 4.5 | 0
2040 | IESO_2_MAPP_CA | IESO | MAPP_CA | Internal | Winter | B19 | 700 | 262 | 0 | 89.59 | 83.09 | 4.5 | 0
2040 | IESO_2_MAPP_CA | IESO | MAPP_CA | Internal | Winter | B20 | 935 | 262 | 0 | 89.59 | 75.1 | 4.5 | 0
2040 | IESO_2_MISO_MI | IESO | MISO_MI | Internal | Shoulder | B11 | 25 | 2591 | 2591 | 88.1 | 153.9 | 4.5 | 61.3
2040 | IESO_2_MISO_MI | IESO | MISO_MI | Internal | Shoulder | B12 | 200 | 2591 | 2591 | 109.96 | 152.83 | 4.5 | 38.36
2040 | IESO_2_MISO_MI | IESO | MISO_MI | Internal | Shoulder | B13 | 600 | 2591 | 2591 | 88.1 | 152.81 | 4.5 | 60.21
2040 | IESO_2_MISO_MI | IESO | MISO_MI | Internal | Shoulder | B14 | 900 | 2591 | 2591 | 88.1 | 152.81 | 4.5 | 60.21
2040 | IESO_2_MISO_MI | IESO | MISO_MI | Internal | Shoulder | B15 | 1203 | 2591 | 0 | 88.1 | 87.1 | 4.5 | 0
2040 | IESO_2_MISO_MI | IESO | MISO_MI | Internal | Summer | B1 | 10 | 2591 | 2591 | 168.55 | 220.55 | 4.5 | 47.5
2040 | IESO_2_MISO_MI | IESO | MISO_MI | Internal | Summer | B2 | 25 | 2591 | 2591 | 236.27 | 277.53 | 4.5 | 36.75
2040 | IESO_2_MISO_MI | IESO | MISO_MI | Internal | Summer | B3 | 75 | 2591 | 2591 | 169.25 | 230.22 | 4.5 | 56.47
2040 | IESO_2_MISO_MI | IESO | MISO_MI | Internal | Summer | B4 | 100 | 2591 | 2591 | 165.33 | 190.36 | 4.5 | 20.53
2040 | IESO_2_MISO_MI | IESO | MISO_MI | Internal | Summer | B5 | 200 | 2591 | 2591 | 165.33 | 177.42 | 4.5 | 7.59
2040 | IESO_2_MISO_MI | IESO | MISO_MI | Internal | Summer | B6 | 300 | 2591 | 2591 | 89.87 | 165.14 | 4.5 | 70.77
2040 | IESO_2_MISO_MI | IESO | MISO_MI | Internal | Summer | B7 | 400 | 2591 | 2591 | 89.07 | 152.77 | 4.5 | 59.2
2040 | IESO_2_MISO_MI | IESO | MISO_MI | Internal | Summer | B8 | 500 | 2591 | 2591 | 89.07 | 152.3 | 4.5 | 58.74
2040 | IESO_2_MISO_MI | IESO | MISO_MI | Internal | Summer | B9 | 800 | 2591 | 2591 | 89.07 | 152.3 | 4.5 | 58.74
2040 | IESO_2_MISO_MI | IESO | MISO_MI | Internal | Summer | B10 | 1262 | 2591 | 1824.25 | 89.07 | 93.57 | 4.5 | 0
2040 | IESO_2_MISO_MI | IESO | MISO_MI | Internal | Winter | B16 | 25 | 2591 | 2591 | 89.89 | 155.04 | 4.5 | 60.66
2040 | IESO_2_MISO_MI | IESO | MISO_MI | Internal | Winter | B17 | 100 | 2591 | 2591 | 89.59 | 156.78 | 4.5 | 62.69
2040 | IESO_2_MISO_MI | IESO | MISO_MI | Internal | Winter | B18 | 400 | 2591 | 2591 | 89.59 | 153.56 | 4.5 | 59.47
2040 | IESO_2_MISO_MI | IESO | MISO_MI | Internal | Winter | B19 | 700 | 2591 | 2591 | 89.59 | 153.56 | 4.5 | 59.47
2040 | IESO_2_MISO_MI | IESO | MISO_MI | Internal | Winter | B20 | 935 | 2591 | 0 | 89.59 | 89.1 | 4.5 | 0
2040 | IESO_2_MISO_W | IESO | MISO_W | Internal | Shoulder | B11 | 25 | 207 | 207 | 88.1 | 153.9 | 4.5 | 61.3
2040 | IESO_2_MISO_W | IESO | MISO_W | Internal | Shoulder | B12 | 200 | 207 | 207 | 109.96 | 152.81 | 4.5 | 38.35
2040 | IESO_2_MISO_W | IESO | MISO_W | Internal | Shoulder | B13 | 600 | 207 | 207 | 88.1 | 150.36 | 4.5 | 57.76
2040 | IESO_2_MISO_W | IESO | MISO_W | Internal | Shoulder | B14 | 900 | 207 | 0 | 88.1 | 71.51 | 4.5 | 0
2040 | IESO_2_MISO_W | IESO | MISO_W | Internal | Shoulder | B15 | 1203 | 207 | 0 | 88.1 | 53.43 | 4.5 | 0
2040 | IESO_2_MISO_W | IESO | MISO_W | Internal | Summer | B1 | 10 | 207 | 207 | 168.55 | 284.01 | 4.5 | 110.96
2040 | IESO_2_MISO_W | IESO | MISO_W | Internal | Summer | B2 | 25 | 207 | 207 | 236.27 | 284.01 | 4.5 | 43.24
2040 | IESO_2_MISO_W | IESO | MISO_W | Internal | Summer | B3 | 75 | 207 | 207 | 169.25 | 282.86 | 4.5 | 109.11
2040 | IESO_2_MISO_W | IESO | MISO_W | Internal | Summer | B4 | 100 | 207 | 207 | 165.33 | 192.76 | 4.5 | 22.93
2040 | IESO_2_MISO_W | IESO | MISO_W | Internal | Summer | B5 | 200 | 207 | 207 | 165.33 | 185.93 | 4.5 | 16.1
2040 | IESO_2_MISO_W | IESO | MISO_W | Internal | Summer | B6 | 300 | 207 | 207 | 89.87 | 178.13 | 4.5 | 83.76
2040 | IESO_2_MISO_W | IESO | MISO_W | Internal | Summer | B7 | 400 | 207 | 207 | 89.07 | 165.35 | 4.5 | 71.79
2040 | IESO_2_MISO_W | IESO | MISO_W | Internal | Summer | B8 | 500 | 207 | 207 | 89.07 | 152.19 | 4.5 | 58.63
2040 | IESO_2_MISO_W | IESO | MISO_W | Internal | Summer | B9 | 800 | 207 | 207 | 89.07 | 151.06 | 4.5 | 57.49
2040 | IESO_2_MISO_W | IESO | MISO_W | Internal | Summer | B10 | 1262 | 207 | 0 | 89.07 | 73.5 | 4.5 | 0
2040 | IESO_2_MISO_W | IESO | MISO_W | Internal | Winter | B16 | 25 | 207 | 0 | 89.89 | 47.93 | 4.5 | 0
2040 | IESO_2_MISO_W | IESO | MISO_W | Internal | Winter | B17 | 100 | 207 | 0 | 89.59 | 53.43 | 4.5 | 0
2040 | IESO_2_MISO_W | IESO | MISO_W | Internal | Winter | B18 | 400 | 207 | 207 | 89.59 | 129.92 | 4.5 | 35.83
2040 | IESO_2_MISO_W | IESO | MISO_W | Internal | Winter | B19 | 700 | 207 | 207 | 89.59 | 145.87 | 4.5 | 51.78
2040 | IESO_2_MISO_W | IESO | MISO_W | Internal | Winter | B20 | 935 | 207 | 0 | 89.59 | 75.09 | 4.5 | 0
2040 | IESO_2_NYISO_A-F | IESO | NYISO_A-F | Internal | Shoulder | B11 | 25 | 1725 | 359.77 | 88.1 | 92.6 | 4.5 | 0
2040 | IESO_2_NYISO_A-F | IESO | NYISO_A-F | Internal | Shoulder | B12 | 200 | 1725 | 581.09 | 109.96 | 114.46 | 4.5 | 0
2040 | IESO_2_NYISO_A-F | IESO | NYISO_A-F | Internal | Shoulder | B13 | 600 | 1725 | 413.71 | 88.1 | 92.6 | 4.5 | 0
2040 | IESO_2_NYISO_A-F | IESO | NYISO_A-F | Internal | Shoulder | B14 | 900 | 1725 | 78.66 | 88.1 | 92.6 | 4.5 | 0
2040 | IESO_2_NYISO_A-F | IESO | NYISO_A-F | Internal | Shoulder | B15 | 1203 | 1725 | 0 | 88.1 | 84.07 | 4.5 | 0
2040 | IESO_2_NYISO_A-F | IESO | NYISO_A-F | Internal | Summer | B1 | 10 | 1725 | 149.91 | 168.55 | 173.05 | 4.5 | 0
2040 | IESO_2_NYISO_A-F | IESO | NYISO_A-F | Internal | Summer | B2 | 25 | 1725 | 558.52 | 236.27 | 240.77 | 4.5 | 0
2040 | IESO_2_NYISO_A-F | IESO | NYISO_A-F | Internal | Summer | B3 | 75 | 1725 | 1399.6 | 169.25 | 173.75 | 4.5 | 0
2040 | IESO_2_NYISO_A-F | IESO | NYISO_A-F | Internal | Summer | B4 | 100 | 1725 | 1725 | 165.33 | 173.24 | 4.5 | 3.4
2040 | IESO_2_NYISO_A-F | IESO | NYISO_A-F | Internal | Summer | B5 | 200 | 1725 | 1725 | 165.33 | 173.24 | 4.5 | 3.4
2040 | IESO_2_NYISO_A-F | IESO | NYISO_A-F | Internal | Summer | B6 | 300 | 1725 | 1725 | 89.87 | 170.64 | 4.5 | 76.27
2040 | IESO_2_NYISO_A-F | IESO | NYISO_A-F | Internal | Summer | B7 | 400 | 1725 | 1725 | 89.07 | 159.87 | 4.5 | 66.3
2040 | IESO_2_NYISO_A-F | IESO | NYISO_A-F | Internal | Summer | B8 | 500 | 1725 | 1725 | 89.07 | 146.71 | 4.5 | 53.14
2040 | IESO_2_NYISO_A-F | IESO | NYISO_A-F | Internal | Summer | B9 | 800 | 1725 | 1725 | 89.07 | 144.04 | 4.5 | 50.48
2040 | IESO_2_NYISO_A-F | IESO | NYISO_A-F | Internal | Summer | B10 | 1262 | 1725 | 1725 | 89.07 | 128.15 | 4.5 | 34.58
2040 | IESO_2_NYISO_A-F | IESO | NYISO_A-F | Internal | Winter | B16 | 25 | 1725 | 0 | 89.89 | 84.39 | 4.5 | 0
2040 | IESO_2_NYISO_A-F | IESO | NYISO_A-F | Internal | Winter | B17 | 100 | 1725 | 0 | 89.59 | 84.09 | 4.5 | 0
2040 | IESO_2_NYISO_A-F | IESO | NYISO_A-F | Internal | Winter | B18 | 400 | 1725 | 0 | 89.59 | 84.09 | 4.5 | 0
2040 | IESO_2_NYISO_A-F | IESO | NYISO_A-F | Internal | Winter | B19 | 700 | 1725 | 0 | 89.59 | 84.09 | 4.5 | 0
2040 | IESO_2_NYISO_A-F | IESO | NYISO_A-F | Internal | Winter | B20 | 935 | 1725 | 0 | 89.59 | 84.09 | 4.5 | 0
2040 | MAPP_CA_2_IESO | MAPP_CA | IESO | Internal | Shoulder | B11 | 25 | 330 | 330 | 53.44 | 88.1 | 6.5 | 28.16
2040 | MAPP_CA_2_IESO | MAPP_CA | IESO | Internal | Shoulder | B12 | 200 | 330 | 330 | 53.44 | 109.96 | 6.5 | 50.02
2040 | MAPP_CA_2_IESO | MAPP_CA | IESO | Internal | Shoulder | B13 | 600 | 330 | 330 | 53.44 | 88.1 | 6.5 | 28.16
2040 | MAPP_CA_2_IESO | MAPP_CA | IESO | Internal | Shoulder | B14 | 900 | 330 | 330 | 53.44 | 88.1 | 6.5 | 28.16
2040 | MAPP_CA_2_IESO | MAPP_CA | IESO | Internal | Shoulder | B15 | 1203 | 330 | 330 | 53.44 | 88.1 | 6.5 | 28.16
2040 | MAPP_CA_2_IESO | MAPP_CA | IESO | Internal | Summer | B1 | 10 | 330 | 330 | 73.49 | 168.55 | 6.5 | 88.57
2040 | MAPP_CA_2_IESO | MAPP_CA | IESO | Internal | Summer | B2 | 25 | 330 | 330 | 73.49 | 236.27 | 6.5 | 156.29
2040 | MAPP_CA_2_IESO | MAPP_CA | IESO | Internal | Summer | B3 | 75 | 330 | 330 | 73.49 | 169.25 | 6.5 | 89.27
2040 | MAPP_CA_2_IESO | MAPP_CA | IESO | Internal | Summer | B4 | 100 | 330 | 330 | 73.48 | 165.33 | 6.5 | 85.35
2040 | MAPP_CA_2_IESO | MAPP_CA | IESO | Internal | Summer | B5 | 200 | 330 | 330 | 73.48 | 165.33 | 6.5 | 85.35
2040 | MAPP_CA_2_IESO | MAPP_CA | IESO | Internal | Summer | B6 | 300 | 330 | 330 | 73.48 | 89.87 | 6.5 | 9.88
2040 | MAPP_CA_2_IESO | MAPP_CA | IESO | Internal | Summer | B7 | 400 | 330 | 330 | 73.48 | 89.07 | 6.5 | 9.08
2040 | MAPP_CA_2_IESO | MAPP_CA | IESO | Internal | Summer | B8 | 500 | 330 | 330 | 73.48 | 89.07 | 6.5 | 9.08
2040 | MAPP_CA_2_IESO | MAPP_CA | IESO | Internal | Summer | B9 | 800 | 330 | 330 | 73.48 | 89.07 | 6.5 | 9.08
2040 | MAPP_CA_2_IESO | MAPP_CA | IESO | Internal | Summer | B10 | 1262 | 330 | 330 | 73.48 | 89.07 | 6.5 | 9.08
2040 | MAPP_CA_2_IESO | MAPP_CA | IESO | Internal | Winter | B16 | 25 | 330 | 330 | 75.1 | 89.89 | 6.5 | 8.28
2040 | MAPP_CA_2_IESO | MAPP_CA | IESO | Internal | Winter | B17 | 100 | 330 | 330 | 75.1 | 89.59 | 6.5 | 7.99
2040 | MAPP_CA_2_IESO | MAPP_CA | IESO | Internal | Winter | B18 | 400 | 330 | 60.67 | 83.09 | 89.59 | 6.5 | 0
2040 | MAPP_CA_2_IESO | MAPP_CA | IESO | Internal | Winter | B19 | 700 | 330 | 62.29 | 83.09 | 89.59 | 6.5 | 0
2040 | MAPP_CA_2_IESO | MAPP_CA | IESO | Internal | Winter | B20 | 935 | 330 | 330 | 75.1 | 89.59 | 6.5 | 7.99
2040 | MAPP_CA_2_MAPP_US | MAPP_CA | MAPP_US | Internal | Shoulder | B11 | 25 | 372 | 372 | 53.44 | 148.4 | 5.5 | 89.45
2040 | MAPP_CA_2_MAPP_US | MAPP_CA | MAPP_US | Internal | Shoulder | B12 | 200 | 372 | 372 | 53.44 | 117.57 | 5.5 | 58.63
2040 | MAPP_CA_2_MAPP_US | MAPP_CA | MAPP_US | Internal | Shoulder | B13 | 600 | 372 | 372 | 53.44 | 81.34 | 5.5 | 22.4
2040 | MAPP_CA_2_MAPP_US | MAPP_CA | MAPP_US | Internal | Shoulder | B14 | 900 | 372 | 372 | 53.44 | 66.01 | 5.5 | 7.07
2040 | MAPP_CA_2_MAPP_US | MAPP_CA | MAPP_US | Internal | Shoulder | B15 | 1203 | 372 | 0 | 53.44 | 47.93 | 5.5 | 0
2040 | MAPP_CA_2_MAPP_US | MAPP_CA | MAPP_US | Internal | Summer | B1 | 10 | 372 | 372 | 73.49 | 278.51 | 5.5 | 199.53
2040 | MAPP_CA_2_MAPP_US | MAPP_CA | MAPP_US | Internal | Summer | B2 | 25 | 372 | 372 | 73.49 | 278.51 | 5.5 | 199.53
2040 | MAPP_CA_2_MAPP_US | MAPP_CA | MAPP_US | Internal | Summer | B3 | 75 | 372 | 372 | 73.49 | 277.36 | 5.5 | 198.37
2040 | MAPP_CA_2_MAPP_US | MAPP_CA | MAPP_US | Internal | Summer | B4 | 100 | 372 | 372 | 73.48 | 187.26 | 5.5 | 108.28
2040 | MAPP_CA_2_MAPP_US | MAPP_CA | MAPP_US | Internal | Summer | B5 | 200 | 372 | 372 | 73.48 | 180.43 | 5.5 | 101.45
2040 | MAPP_CA_2_MAPP_US | MAPP_CA | MAPP_US | Internal | Summer | B6 | 300 | 372 | 372 | 73.48 | 174.62 | 5.5 | 95.63
2040 | MAPP_CA_2_MAPP_US | MAPP_CA | MAPP_US | Internal | Summer | B7 | 400 | 372 | 372 | 73.48 | 159.85 | 5.5 | 80.87
2040 | MAPP_CA_2_MAPP_US | MAPP_CA | MAPP_US | Internal | Summer | B8 | 500 | 372 | 372 | 73.48 | 146.69 | 5.5 | 67.71
2040 | MAPP_CA_2_MAPP_US | MAPP_CA | MAPP_US | Internal | Summer | B9 | 800 | 372 | 372 | 73.48 | 145.56 | 5.5 | 66.57
2040 | MAPP_CA_2_MAPP_US | MAPP_CA | MAPP_US | Internal | Summer | B10 | 1262 | 372 | 0 | 73.48 | 68 | 5.5 | 0
2040 | MAPP_CA_2_MAPP_US | MAPP_CA | MAPP_US | Internal | Winter | B16 | 25 | 372 | 0 | 75.1 | 47.93 | 5.5 | 0
2040 | MAPP_CA_2_MAPP_US | MAPP_CA | MAPP_US | Internal | Winter | B17 | 100 | 372 | 0 | 75.1 | 47.93 | 5.5 | 0
2040 | MAPP_CA_2_MAPP_US | MAPP_CA | MAPP_US | Internal | Winter | B18 | 400 | 372 | 372 | 83.09 | 98.05 | 5.5 | 9.46
2040 | MAPP_CA_2_MAPP_US | MAPP_CA | MAPP_US | Internal | Winter | B19 | 700 | 372 | 372 | 83.09 | 98.05 | 5.5 | 9.46
2040 | MAPP_CA_2_MAPP_US | MAPP_CA | MAPP_US | Internal | Winter | B20 | 935 | 372 | 0 | 75.1 | 69.59 | 5.5 | 0
2040 | MAPP_CA_2_MISO_W | MAPP_CA | MISO_W | Internal | Shoulder | B11 | 25 | 1970 | 1970 | 53.44 | 153.9 | 0.01 | 100.44
2040 | MAPP_CA_2_MISO_W | MAPP_CA | MISO_W | Internal | Shoulder | B12 | 200 | 1970 | 1970 | 53.44 | 152.81 | 0.01 | 99.36
2040 | MAPP_CA_2_MISO_W | MAPP_CA | MISO_W | Internal | Shoulder | B13 | 600 | 1970 | 1970 | 53.44 | 150.36 | 0.01 | 96.9
2040 | MAPP_CA_2_MISO_W | MAPP_CA | MISO_W | Internal | Shoulder | B14 | 900 | 1970 | 1970 | 53.44 | 71.51 | 0.01 | 18.05
2040 | MAPP_CA_2_MISO_W | MAPP_CA | MISO_W | Internal | Shoulder | B15 | 1203 | 1970 | 0.01 | 53.44 | 53.43 | 0.01 | 0
2040 | MAPP_CA_2_MISO_W | MAPP_CA | MISO_W | Internal | Summer | B1 | 10 | 1970 | 1970 | 73.49 | 284.01 | 0.01 | 210.52
2040 | MAPP_CA_2_MISO_W | MAPP_CA | MISO_W | Internal | Summer | B2 | 25 | 1970 | 1970 | 73.49 | 284.01 | 0.01 | 210.52
2040 | MAPP_CA_2_MISO_W | MAPP_CA | MISO_W | Internal | Summer | B3 | 75 | 1970 | 1970 | 73.49 | 282.86 | 0.01 | 209.36
2040 | MAPP_CA_2_MISO_W | MAPP_CA | MISO_W | Internal | Summer | B4 | 100 | 1970 | 1970 | 73.48 | 192.76 | 0.01 | 119.27
2040 | MAPP_CA_2_MISO_W | MAPP_CA | MISO_W | Internal | Summer | B5 | 200 | 1970 | 1970 | 73.48 | 185.93 | 0.01 | 112.43
2040 | MAPP_CA_2_MISO_W | MAPP_CA | MISO_W | Internal | Summer | B6 | 300 | 1970 | 1970 | 73.48 | 178.13 | 0.01 | 104.63
2040 | MAPP_CA_2_MISO_W | MAPP_CA | MISO_W | Internal | Summer | B7 | 400 | 1970 | 1970 | 73.48 | 165.35 | 0.01 | 91.86
2040 | MAPP_CA_2_MISO_W | MAPP_CA | MISO_W | Internal | Summer | B8 | 500 | 1970 | 1970 | 73.48 | 152.19 | 0.01 | 78.7
2040 | MAPP_CA_2_MISO_W | MAPP_CA | MISO_W | Internal | Summer | B9 | 800 | 1970 | 1970 | 73.48 | 151.06 | 0.01 | 77.56
2040 | MAPP_CA_2_MISO_W | MAPP_CA | MISO_W | Internal | Summer | B10 | 1262 | 1970 | 484.92 | 73.48 | 73.5 | 0.01 | 0
2040 | MAPP_CA_2_MISO_W | MAPP_CA | MISO_W | Internal | Winter | B16 | 25 | 1970 | 0 | 75.1 | 47.93 | 0.01 | 0
2040 | MAPP_CA_2_MISO_W | MAPP_CA | MISO_W | Internal | Winter | B17 | 100 | 1970 | 0 | 75.1 | 53.43 | 0.01 | 0
2040 | MAPP_CA_2_MISO_W | MAPP_CA | MISO_W | Internal | Winter | B18 | 400 | 1970 | 1970 | 83.09 | 129.92 | 0.01 | 46.82
2040 | MAPP_CA_2_MISO_W | MAPP_CA | MISO_W | Internal | Winter | B19 | 700 | 1970 | 1970 | 83.09 | 145.87 | 0.01 | 62.77
2040 | MAPP_CA_2_MISO_W | MAPP_CA | MISO_W | Internal | Winter | B20 | 935 | 1970 | 0.02 | 75.1 | 75.09 | 0.01 | 0
2040 | MAPP_US_2_MAPP_CA | MAPP_US | MAPP_CA | Internal | Shoulder | B11 | 25 | 165 | 0 | 148.4 | 53.44 | 5.5 | 0
2040 | MAPP_US_2_MAPP_CA | MAPP_US | MAPP_CA | Internal | Shoulder | B12 | 200 | 165 | 0 | 117.57 | 53.44 | 5.5 | 0
2040 | MAPP_US_2_MAPP_CA | MAPP_US | MAPP_CA | Internal | Shoulder | B13 | 600 | 165 | 0 | 81.34 | 53.44 | 5.5 | 0
2040 | MAPP_US_2_MAPP_CA | MAPP_US | MAPP_CA | Internal | Shoulder | B14 | 900 | 165 | 0 | 66.01 | 53.44 | 5.5 | 0
2040 | MAPP_US_2_MAPP_CA | MAPP_US | MAPP_CA | Internal | Shoulder | B15 | 1203 | 165 | 164.97 | 47.93 | 53.44 | 5.5 | 0.01
2040 | MAPP_US_2_MAPP_CA | MAPP_US | MAPP_CA | Internal | Summer | B1 | 10 | 165 | 0 | 278.51 | 73.49 | 5.5 | 0
2040 | MAPP_US_2_MAPP_CA | MAPP_US | MAPP_CA | Internal | Summer | B2 | 25 | 165 | 0 | 278.51 | 73.49 | 5.5 | 0
2040 | MAPP_US_2_MAPP_CA | MAPP_US | MAPP_CA | Internal | Summer | B3 | 75 | 165 | 0 | 277.36 | 73.49 | 5.5 | 0
2040 | MAPP_US_2_MAPP_CA | MAPP_US | MAPP_CA | Internal | Summer | B4 | 100 | 165 | 0 | 187.26 | 73.48 | 5.5 | 0
2040 | MAPP_US_2_MAPP_CA | MAPP_US | MAPP_CA | Internal | Summer | B5 | 200 | 165 | 0 | 180.43 | 73.48 | 5.5 | 0
2040 | MAPP_US_2_MAPP_CA | MAPP_US | MAPP_CA | Internal | Summer | B6 | 300 | 165 | 0 | 174.62 | 73.48 | 5.5 | 0
2040 | MAPP_US_2_MAPP_CA | MAPP_US | MAPP_CA | Internal | Summer | B7 | 400 | 165 | 0 | 159.85 | 73.48 | 5.5 | 0
2040 | MAPP_US_2_MAPP_CA | MAPP_US | MAPP_CA | Internal | Summer | B8 | 500 | 165 | 0 | 146.69 | 73.48 | 5.5 | 0
2040 | MAPP_US_2_MAPP_CA | MAPP_US | MAPP_CA | Internal | Summer | B9 | 800 | 165 | 0 | 145.56 | 73.48 | 5.5 | 0
2040 | MAPP_US_2_MAPP_CA | MAPP_US | MAPP_CA | Internal | Summer | B10 | 1262 | 165 | 0.03 | 68 | 73.48 | 5.5 | 0
2040 | MAPP_US_2_MAPP_CA | MAPP_US | MAPP_CA | Internal | Winter | B16 | 25 | 165 | 165 | 47.93 | 75.1 | 5.5 | 21.67
2040 | MAPP_US_2_MAPP_CA | MAPP_US | MAPP_CA | Internal | Winter | B17 | 100 | 165 | 165 | 47.93 | 75.1 | 5.5 | 21.67
2040 | MAPP_US_2_MAPP_CA | MAPP_US | MAPP_CA | Internal | Winter | B18 | 400 | 165 | 0 | 98.05 | 83.09 | 5.5 | 0
2040 | MAPP_US_2_MAPP_CA | MAPP_US | MAPP_CA | Internal | Winter | B19 | 700 | 165 | 0 | 98.05 | 83.09 | 5.5 | 0
2040 | MAPP_US_2_MAPP_CA | MAPP_US | MAPP_CA | Internal | Winter | B20 | 935 | 165 | 164.97 | 69.59 | 75.1 | 5.5 | 0.01
2040 | MAPP_US_2_MISO_W | MAPP_US | MISO_W | Internal | Shoulder | B11 | 25 | 2635 | 1965.43 | 148.4 | 153.9 | 5.5 | 0
2040 | MAPP_US_2_MISO_W | MAPP_US | MISO_W | Internal | Shoulder | B12 | 200 | 2635 | 2635 | 117.57 | 152.81 | 5.5 | 29.74
2040 | MAPP_US_2_MISO_W | MAPP_US | MISO_W | Internal | Shoulder | B13 | 600 | 2635 | 2635 | 81.34 | 150.36 | 5.5 | 63.51
2040 | MAPP_US_2_MISO_W | MAPP_US | MISO_W | Internal | Shoulder | B14 | 900 | 2635 | 2520.3 | 66.01 | 71.51 | 5.5 | 0
2040 | MAPP_US_2_MISO_W | MAPP_US | MISO_W | Internal | Shoulder | B15 | 1203 | 2635 | 1992.69 | 47.93 | 53.43 | 5.5 | 0
2040 | MAPP_US_2_MISO_W | MAPP_US | MISO_W | Internal | Summer | B1 | 10 | 2635 | 1247.89 | 278.51 | 284.01 | 5.5 | 0
2040 | MAPP_US_2_MISO_W | MAPP_US | MISO_W | Internal | Summer | B2 | 25 | 2635 | 2133.81 | 278.51 | 284.01 | 5.5 | 0
2040 | MAPP_US_2_MISO_W | MAPP_US | MISO_W | Internal | Summer | B3 | 75 | 2635 | 1795.27 | 277.36 | 282.86 | 5.5 | 0
2040 | MAPP_US_2_MISO_W | MAPP_US | MISO_W | Internal | Summer | B4 | 100 | 2635 | 953 | 187.26 | 192.76 | 5.5 | 0
2040 | MAPP_US_2_MISO_W | MAPP_US | MISO_W | Internal | Summer | B5 | 200 | 2635 | 517.76 | 180.43 | 185.93 | 5.5 | 0
2040 | MAPP_US_2_MISO_W | MAPP_US | MISO_W | Internal | Summer | B6 | 300 | 2635 | 0 | 174.62 | 178.13 | 5.5 | 0
2040 | MAPP_US_2_MISO_W | MAPP_US | MISO_W | Internal | Summer | B7 | 400 | 2635 | 1244.25 | 159.85 | 165.35 | 5.5 | 0
2040 | MAPP_US_2_MISO_W | MAPP_US | MISO_W | Internal | Summer | B8 | 500 | 2635 | 1793.3 | 146.69 | 152.19 | 5.5 | 0
2040 | MAPP_US_2_MISO_W | MAPP_US | MISO_W | Internal | Summer | B9 | 800 | 2635 | 1184.21 | 145.56 | 151.06 | 5.5 | 0
2040 | MAPP_US_2_MISO_W | MAPP_US | MISO_W | Internal | Summer | B10 | 1262 | 2635 | 2017.93 | 68 | 73.5 | 5.5 | 0
2040 | MAPP_US_2_MISO_W | MAPP_US | MISO_W | Internal | Winter | B16 | 25 | 2635 | 0 | 47.93 | 47.93 | 5.5 | 0
2040 | MAPP_US_2_MISO_W | MAPP_US | MISO_W | Internal | Winter | B17 | 100 | 2635 | 1458.1 | 47.93 | 53.43 | 5.5 | 0
2040 | MAPP_US_2_MISO_W | MAPP_US | MISO_W | Internal | Winter | B18 | 400 | 2635 | 2635 | 98.05 | 129.92 | 5.5 | 26.37
2040 | MAPP_US_2_MISO_W | MAPP_US | MISO_W | Internal | Winter | B19 | 700 | 2635 | 2635 | 98.05 | 145.87 | 5.5 | 42.32
2040 | MAPP_US_2_MISO_W | MAPP_US | MISO_W | Internal | Winter | B20 | 935 | 2635 | 2069.91 | 69.59 | 75.09 | 5.5 | 0
2040 | MAPP_US_2_NE | MAPP_US | NE | Internal | Shoulder | B11 | 25 | 2000 | 0 | 148.4 | 150.4 | 5.5 | 0
2040 | MAPP_US_2_NE | MAPP_US | NE | Internal | Shoulder | B12 | 200 | 2000 | 0 | 117.57 | 114.07 | 5.5 | 0
2040 | MAPP_US_2_NE | MAPP_US | NE | Internal | Shoulder | B13 | 600 | 2000 | 0 | 81.34 | 77.84 | 5.5 | 0
2040 | MAPP_US_2_NE | MAPP_US | NE | Internal | Shoulder | B14 | 900 | 2000 | 0 | 66.01 | 11.53 | 5.5 | 0
2040 | MAPP_US_2_NE | MAPP_US | NE | Internal | Shoulder | B15 | 1203 | 2000 | 0 | 47.93 | 11.52 | 5.5 | 0
2040 | MAPP_US_2_NE | MAPP_US | NE | Internal | Summer | B1 | 10 | 2000 | 0.01 | 278.51 | 280.51 | 5.5 | 0
2040 | MAPP_US_2_NE | MAPP_US | NE | Internal | Summer | B2 | 25 | 2000 | 0 | 278.51 | 280.51 | 5.5 | 0
2040 | MAPP_US_2_NE | MAPP_US | NE | Internal | Summer | B3 | 75 | 2000 | 0 | 277.36 | 279.36 | 5.5 | 0
2040 | MAPP_US_2_NE | MAPP_US | NE | Internal | Summer | B4 | 100 | 2000 | 0 | 187.26 | 189.26 | 5.5 | 0
2040 | MAPP_US_2_NE | MAPP_US | NE | Internal | Summer | B5 | 200 | 2000 | 0 | 180.43 | 183.44 | 5.5 | 0
2040 | MAPP_US_2_NE | MAPP_US | NE | Internal | Summer | B6 | 300 | 2000 | 526.12 | 174.62 | 180.12 | 5.5 | 0
2040 | MAPP_US_2_NE | MAPP_US | NE | Internal | Summer | B7 | 400 | 2000 | 0 | 159.85 | 163.47 | 5.5 | 0
2040 | MAPP_US_2_NE | MAPP_US | NE | Internal | Summer | B8 | 500 | 2000 | 0 | 146.69 | 148.69 | 5.5 | 0
2040 | MAPP_US_2_NE | MAPP_US | NE | Internal | Summer | B9 | 800 | 2000 | 0 | 145.56 | 147.56 | 5.5 | 0
2040 | MAPP_US_2_NE | MAPP_US | NE | Internal | Summer | B10 | 1262 | 2000 | 0 | 68 | 64.5 | 5.5 | 0
2040 | MAPP_US_2_NE | MAPP_US | NE | Internal | Winter | B16 | 25 | 2000 | 0 | 47.93 | 11.52 | 5.5 | 0
2040 | MAPP_US_2_NE | MAPP_US | NE | Internal | Winter | B17 | 100 | 2000 | 0 | 47.93 | 11.52 | 5.5 | 0
2040 | MAPP_US_2_NE | MAPP_US | NE | Internal | Winter | B18 | 400 | 2000 | 0 | 98.05 | 94.55 | 5.5 | 0
2040 | MAPP_US_2_NE | MAPP_US | NE | Internal | Winter | B19 | 700 | 2000 | 0 | 98.05 | 11.52 | 5.5 | 0
2040 | MAPP_US_2_NE | MAPP_US | NE | Internal | Winter | B20 | 935 | 2000 | 0 | 69.59 | 11.52 | 5.5 | 0
2040 | MARITIMES_2_NEISO | MARITIMES | NEISO | Internal | Shoulder | B11 | 25 | 99999 | 1720.66 | 82.58 | 82.59 | 0.01 | 0
2040 | MARITIMES_2_NEISO | MARITIMES | NEISO | Internal | Shoulder | B12 | 200 | 99999 | 1717.44 | 82.58 | 82.59 | 0.01 | 0
2040 | MARITIMES_2_NEISO | MARITIMES | NEISO | Internal | Shoulder | B13 | 600 | 99999 | 1704.79 | 82.58 | 82.59 | 0.01 | 0
2040 | MARITIMES_2_NEISO | MARITIMES | NEISO | Internal | Shoulder | B14 | 900 | 99999 | 1682.64 | 82.58 | 82.59 | 0.01 | 0
2040 | MARITIMES_2_NEISO | MARITIMES | NEISO | Internal | Shoulder | B15 | 1203 | 99999 | 648.08 | 82.58 | 82.59 | 0.01 | 0
2040 | MARITIMES_2_NEISO | MARITIMES | NEISO | Internal | Summer | B1 | 10 | 99999 | 1900.1 | 175.24 | 175.25 | 0.01 | 0
2040 | MARITIMES_2_NEISO | MARITIMES | NEISO | Internal | Summer | B2 | 25 | 99999 | 1878.84 | 242.26 | 242.27 | 0.01 | 0
2040 | MARITIMES_2_NEISO | MARITIMES | NEISO | Internal | Summer | B3 | 75 | 99999 | 1836.48 | 175.24 | 175.25 | 0.01 | 0
2040 | MARITIMES_2_NEISO | MARITIMES | NEISO | Internal | Summer | B4 | 100 | 99999 | 1800.07 | 165.93 | 165.94 | 0.01 | 0
2040 | MARITIMES_2_NEISO | MARITIMES | NEISO | Internal | Summer | B5 | 200 | 99999 | 1780.26 | 165.93 | 165.94 | 0.01 | 0
2040 | MARITIMES_2_NEISO | MARITIMES | NEISO | Internal | Summer | B6 | 300 | 99999 | 1757.92 | 165.93 | 165.94 | 0.01 | 0
2040 | MARITIMES_2_NEISO | MARITIMES | NEISO | Internal | Summer | B7 | 400 | 99999 | 1732.32 | 158.37 | 158.38 | 0.01 | 0
2040 | MARITIMES_2_NEISO | MARITIMES | NEISO | Internal | Summer | B8 | 500 | 99999 | 1712.2 | 148.19 | 148.21 | 0.01 | 0
2040 | MARITIMES_2_NEISO | MARITIMES | NEISO | Internal | Summer | B9 | 800 | 99999 | 1687.55 | 142.53 | 142.54 | 0.01 | 0
2040 | MARITIMES_2_NEISO | MARITIMES | NEISO | Internal | Summer | B10 | 1262 | 99999 | 465.16 | 129.65 | 129.66 | 0.01 | 0
2040 | MARITIMES_2_NEISO | MARITIMES | NEISO | Internal | Winter | B16 | 25 | 99999 | 1765.23 | 82.58 | 82.59 | 0.01 | 0
2040 | MARITIMES_2_NEISO | MARITIMES | NEISO | Internal | Winter | B17 | 100 | 99999 | 1747.34 | 82.58 | 82.59 | 0.01 | 0
2040 | MARITIMES_2_NEISO | MARITIMES | NEISO | Internal | Winter | B18 | 400 | 99999 | 1733.65 | 82.58 | 82.59 | 0.01 | 0
2040 | MARITIMES_2_NEISO | MARITIMES | NEISO | Internal | Winter | B19 | 700 | 99999 | 1708.15 | 82.58 | 82.59 | 0.01 | 0
2040 | MARITIMES_2_NEISO | MARITIMES | NEISO | Internal | Winter | B20 | 935 | 99999 | 723.43 | 82.58 | 82.59 | 0.01 | 0
2040 | MISO_IN_2_MISO_MI | MISO_IN | MISO_MI | Internal | Shoulder | B11 | 25 | 5768 | 4114.01 | 153.88 | 153.9 | 0.01 | 0
2040 | MISO_IN_2_MISO_MI | MISO_IN | MISO_MI | Internal | Shoulder | B12 | 200 | 5768 | 3406.68 | 152.81 | 152.83 | 0.01 | 0
2040 | MISO_IN_2_MISO_MI | MISO_IN | MISO_MI | Internal | Shoulder | B13 | 600 | 5768 | 4489.52 | 152.8 | 152.81 | 0.01 | 0
2040 | MISO_IN_2_MISO_MI | MISO_IN | MISO_MI | Internal | Shoulder | B14 | 900 | 5768 | 5185.31 | 152.8 | 152.81 | 0.01 | 0
2040 | MISO_IN_2_MISO_MI | MISO_IN | MISO_MI | Internal | Shoulder | B15 | 1203 | 5768 | 5768 | 73.51 | 87.1 | 0.01 | 13.58
2040 | MISO_IN_2_MISO_MI | MISO_IN | MISO_MI | Internal | Summer | B1 | 10 | 5768 | 5768 | 177.41 | 220.55 | 0.01 | 43.13
2040 | MISO_IN_2_MISO_MI | MISO_IN | MISO_MI | Internal | Summer | B2 | 25 | 5768 | 3856.58 | 277.51 | 277.53 | 0.01 | 0
2040 | MISO_IN_2_MISO_MI | MISO_IN | MISO_MI | Internal | Summer | B3 | 75 | 5768 | 2670.82 | 230.21 | 230.22 | 0.01 | 0
2040 | MISO_IN_2_MISO_MI | MISO_IN | MISO_MI | Internal | Summer | B4 | 100 | 5768 | 3634.57 | 190.35 | 190.36 | 0.01 | 0
2040 | MISO_IN_2_MISO_MI | MISO_IN | MISO_MI | Internal | Summer | B5 | 200 | 5768 | 4506.59 | 177.41 | 177.42 | 0.01 | 0
2040 | MISO_IN_2_MISO_MI | MISO_IN | MISO_MI | Internal | Summer | B6 | 300 | 5768 | 4894.3 | 165.13 | 165.14 | 0.01 | 0
2040 | MISO_IN_2_MISO_MI | MISO_IN | MISO_MI | Internal | Summer | B7 | 400 | 5768 | 4743.04 | 152.76 | 152.77 | 0.01 | 0
2040 | MISO_IN_2_MISO_MI | MISO_IN | MISO_MI | Internal | Summer | B8 | 500 | 5768 | 4317.82 | 152.29 | 152.3 | 0.01 | 0
2040 | MISO_IN_2_MISO_MI | MISO_IN | MISO_MI | Internal | Summer | B9 | 800 | 5768 | 3369.04 | 152.29 | 152.3 | 0.01 | 0
2040 | MISO_IN_2_MISO_MI | MISO_IN | MISO_MI | Internal | Summer | B10 | 1262 | 5768 | 3153.07 | 93.55 | 93.57 | 0.01 | 0
2040 | MISO_IN_2_MISO_MI | MISO_IN | MISO_MI | Internal | Winter | B16 | 25 | 5768 | 5532.24 | 155.03 | 155.04 | 0.01 | 0
2040 | MISO_IN_2_MISO_MI | MISO_IN | MISO_MI | Internal | Winter | B17 | 100 | 5768 | 3271.7 | 156.77 | 156.78 | 0.01 | 0
2040 | MISO_IN_2_MISO_MI | MISO_IN | MISO_MI | Internal | Winter | B18 | 400 | 5768 | 5768 | 152.59 | 153.56 | 0.01 | 0.96
2040 | MISO_IN_2_MISO_MI | MISO_IN | MISO_MI | Internal | Winter | B19 | 700 | 5768 | 5768 | 152.59 | 153.56 | 0.01 | 0.96
2040 | MISO_IN_2_MISO_MI | MISO_IN | MISO_MI | Internal | Winter | B20 | 935 | 5768 | 5768 | 75.11 | 89.1 | 0.01 | 13.98
2040 | MISO_IN_2_MISO_MO-IL | MISO_IN | MISO_MO-IL | Internal | Shoulder | B11 | 25 | 5000 | 4998.73 | 153.88 | 153.91 | 0.01 | 0.01
2040 | MISO_IN_2_MISO_MO-IL | MISO_IN | MISO_MO-IL | Internal | Shoulder | B12 | 200 | 5000 | 29.75 | 152.81 | 152.83 | 0.01 | 0
2040 | MISO_IN_2_MISO_MO-IL | MISO_IN | MISO_MO-IL | Internal | Shoulder | B13 | 600 | 5000 | 0 | 152.8 | 150.37 | 0.01 | 0
2040 | MISO_IN_2_MISO_MO-IL | MISO_IN | MISO_MO-IL | Internal | Shoulder | B14 | 900 | 5000 | 0 | 152.8 | 143.87 | 0.01 | 0
2040 | MISO_IN_2_MISO_MO-IL | MISO_IN | MISO_MO-IL | Internal | Shoulder | B15 | 1203 | 5000 | 0.02 | 73.51 | 73.5 | 0.01 | 0
2040 | MISO_IN_2_MISO_MO-IL | MISO_IN | MISO_MO-IL | Internal | Summer | B1 | 10 | 5000 | 5000 | 177.41 | 284 | 0.01 | 106.58
2040 | MISO_IN_2_MISO_MO-IL | MISO_IN | MISO_MO-IL | Internal | Summer | B2 | 25 | 5000 | 5000 | 277.51 | 284 | 0.01 | 6.48
2040 | MISO_IN_2_MISO_MO-IL | MISO_IN | MISO_MO-IL | Internal | Summer | B3 | 75 | 5000 | 5000 | 230.21 | 282.87 | 0.01 | 52.65
2040 | MISO_IN_2_MISO_MO-IL | MISO_IN | MISO_MO-IL | Internal | Summer | B4 | 100 | 5000 | 5000 | 190.35 | 192.77 | 0.01 | 2.41
2040 | MISO_IN_2_MISO_MO-IL | MISO_IN | MISO_MO-IL | Internal | Summer | B5 | 200 | 5000 | 5000 | 177.41 | 185.94 | 0.01 | 8.52
2040 | MISO_IN_2_MISO_MO-IL | MISO_IN | MISO_MO-IL | Internal | Summer | B6 | 300 | 5000 | 5000 | 165.13 | 178.14 | 0.01 | 13
2040 | MISO_IN_2_MISO_MO-IL | MISO_IN | MISO_MO-IL | Internal | Summer | B7 | 400 | 5000 | 5000 | 152.76 | 167.35 | 0.01 | 14.59
2040 | MISO_IN_2_MISO_MO-IL | MISO_IN | MISO_MO-IL | Internal | Summer | B8 | 500 | 5000 | 3589.26 | 152.29 | 152.3 | 0.01 | 0
2040 | MISO_IN_2_MISO_MO-IL | MISO_IN | MISO_MO-IL | Internal | Summer | B9 | 800 | 5000 | 1429.59 | 152.29 | 152.3 | 0.01 | 0
2040 | MISO_IN_2_MISO_MO-IL | MISO_IN | MISO_MO-IL | Internal | Summer | B10 | 1262 | 5000 | 0 | 93.55 | 73.51 | 0.01 | 0
2040 | MISO_IN_2_MISO_MO-IL | MISO_IN | MISO_MO-IL | Internal | Winter | B16 | 25 | 5000 | 2275.44 | 155.03 | 155.04 | 0.01 | 0
2040 | MISO_IN_2_MISO_MO-IL | MISO_IN | MISO_MO-IL | Internal | Winter | B17 | 100 | 5000 | 0.16 | 156.77 | 156.76 | 0.01 | 0
2040 | MISO_IN_2_MISO_MO-IL | MISO_IN | MISO_MO-IL | Internal | Winter | B18 | 400 | 5000 | 0 | 152.59 | 151.68 | 0.01 | 0
2040 | MISO_IN_2_MISO_MO-IL | MISO_IN | MISO_MO-IL | Internal | Winter | B19 | 700 | 5000 | 0 | 152.59 | 145.88 | 0.01 | 0
2040 | MISO_IN_2_MISO_MO-IL | MISO_IN | MISO_MO-IL | Internal | Winter | B20 | 935 | 5000 | 0.02 | 75.11 | 75.1 | 0.01 | 0
2040 | MISO_IN_2_NonRTO_Midwest | MISO_IN | NonRTO_Midwest | Internal | Shoulder | B11 | 25 | 4800 | 249.46 | 153.88 | 160.38 | 6.5 | 0
2040 | MISO_IN_2_NonRTO_Midwest | MISO_IN | NonRTO_Midwest | Internal | Shoulder | B12 | 200 | 4800 | 0 | 152.81 | 157.66 | 6.5 | 0
2040 | MISO_IN_2_NonRTO_Midwest | MISO_IN | NonRTO_Midwest | Internal | Shoulder | B13 | 600 | 4800 | 0 | 152.8 | 157.65 | 6.5 | 0
2040 | MISO_IN_2_NonRTO_Midwest | MISO_IN | NonRTO_Midwest | Internal | Shoulder | B14 | 900 | 4800 | 0 | 152.8 | 157.65 | 6.5 | 0
2040 | MISO_IN_2_NonRTO_Midwest | MISO_IN | NonRTO_Midwest | Internal | Shoulder | B15 | 1203 | 4800 | 578.17 | 73.51 | 80.01 | 6.5 | 0
2040 | MISO_IN_2_NonRTO_Midwest | MISO_IN | NonRTO_Midwest | Internal | Summer | B1 | 10 | 4800 | 3727.31 | 177.41 | 183.91 | 6.5 | 0
2040 | MISO_IN_2_NonRTO_Midwest | MISO_IN | NonRTO_Midwest | Internal | Summer | B2 | 25 | 4800 | 2276.78 | 277.51 | 284.01 | 6.5 | 0
2040 | MISO_IN_2_NonRTO_Midwest | MISO_IN | NonRTO_Midwest | Internal | Summer | B3 | 75 | 4800 | 3009.57 | 230.21 | 236.71 | 6.5 | 0
2040 | MISO_IN_2_NonRTO_Midwest | MISO_IN | NonRTO_Midwest | Internal | Summer | B4 | 100 | 4800 | 180.57 | 190.35 | 196.85 | 6.5 | 0
2040 | MISO_IN_2_NonRTO_Midwest | MISO_IN | NonRTO_Midwest | Internal | Summer | B5 | 200 | 4800 | 0 | 177.41 | 176.82 | 6.5 | 0
2040 | MISO_IN_2_NonRTO_Midwest | MISO_IN | NonRTO_Midwest | Internal | Summer | B6 | 300 | 4800 | 10.74 | 165.13 | 171.63 | 6.5 | 0
2040 | MISO_IN_2_NonRTO_Midwest | MISO_IN | NonRTO_Midwest | Internal | Summer | B7 | 400 | 4800 | 852.28 | 152.76 | 159.25 | 6.5 | 0
2040 | MISO_IN_2_NonRTO_Midwest | MISO_IN | NonRTO_Midwest | Internal | Summer | B8 | 500 | 4800 | 0 | 152.29 | 156.1 | 6.5 | 0
2040 | MISO_IN_2_NonRTO_Midwest | MISO_IN | NonRTO_Midwest | Internal | Summer | B9 | 800 | 4800 | 0 | 152.29 | 156.1 | 6.5 | 0
2040 | MISO_IN_2_NonRTO_Midwest | MISO_IN | NonRTO_Midwest | Internal | Summer | B10 | 1262 | 4800 | 0 | 93.55 | 88.05 | 6.5 | 0
2040 | MISO_IN_2_NonRTO_Midwest | MISO_IN | NonRTO_Midwest | Internal | Winter | B16 | 25 | 4800 | 2196.3 | 155.03 | 161.53 | 6.5 | 0
2040 | MISO_IN_2_NonRTO_Midwest | MISO_IN | NonRTO_Midwest | Internal | Winter | B17 | 100 | 4800 | 539.54 | 156.77 | 163.27 | 6.5 | 0
2040 | MISO_IN_2_NonRTO_Midwest | MISO_IN | NonRTO_Midwest | Internal | Winter | B18 | 400 | 4800 | 1153.73 | 152.59 | 159.09 | 6.5 | 0
2040 | MISO_IN_2_NonRTO_Midwest | MISO_IN | NonRTO_Midwest | Internal | Winter | B19 | 700 | 4800 | 701.84 | 152.59 | 159.09 | 6.5 | 0
2040 | MISO_IN_2_NonRTO_Midwest | MISO_IN | NonRTO_Midwest | Internal | Winter | B20 | 935 | 4800 | 2029.98 | 75.11 | 81.61 | 6.5 | 0
2040 | MISO_IN_2_PJM_ROR | MISO_IN | PJM_ROR | Internal | Shoulder | B11 | 25 | 1253 | 1251.81 | 153.88 | 154.9 | 1 | 0.01
2040 | MISO_IN_2_PJM_ROR | MISO_IN | PJM_ROR | Internal | Shoulder | B12 | 200 | 1253 | 1252.76 | 152.81 | 153.83 | 1 | 0.01
2040 | MISO_IN_2_PJM_ROR | MISO_IN | PJM_ROR | Internal | Shoulder | B13 | 600 | 1253 | 1252.97 | 152.8 | 153.83 | 1 | 0.02
2040 | MISO_IN_2_PJM_ROR | MISO_IN | PJM_ROR | Internal | Shoulder | B14 | 900 | 1253 | 1252.98 | 152.8 | 153.83 | 1 | 0.02
2040 | MISO_IN_2_PJM_ROR | MISO_IN | PJM_ROR | Internal | Shoulder | B15 | 1203 | 1253 | 1253 | 73.51 | 86.51 | 1 | 12
2040 | MISO_IN_2_PJM_ROR | MISO_IN | PJM_ROR | Internal | Summer | B1 | 10 | 1253 | 1253 | 177.41 | 285.01 | 1 | 106.61
2040 | MISO_IN_2_PJM_ROR | MISO_IN | PJM_ROR | Internal | Summer | B2 | 25 | 1253 | 1253 | 277.51 | 285.01 | 1 | 6.5
2040 | MISO_IN_2_PJM_ROR | MISO_IN | PJM_ROR | Internal | Summer | B3 | 75 | 1253 | 1253 | 230.21 | 283.86 | 1 | 52.65
2040 | MISO_IN_2_PJM_ROR | MISO_IN | PJM_ROR | Internal | Summer | B4 | 100 | 1253 | 1253 | 190.35 | 193.76 | 1 | 2.41
2040 | MISO_IN_2_PJM_ROR | MISO_IN | PJM_ROR | Internal | Summer | B5 | 200 | 1253 | 1253 | 177.41 | 184.93 | 1 | 6.52
2040 | MISO_IN_2_PJM_ROR | MISO_IN | PJM_ROR | Internal | Summer | B6 | 300 | 1253 | 1253 | 165.13 | 177.13 | 1 | 11
2040 | MISO_IN_2_PJM_ROR | MISO_IN | PJM_ROR | Internal | Summer | B7 | 400 | 1253 | 1253 | 152.76 | 166.35 | 1 | 12.6
2040 | MISO_IN_2_PJM_ROR | MISO_IN | PJM_ROR | Internal | Summer | B8 | 500 | 1253 | 0 | 152.29 | 153.19 | 1 | 0
2040 | MISO_IN_2_PJM_ROR | MISO_IN | PJM_ROR | Internal | Summer | B9 | 800 | 1253 | 0 | 152.29 | 152.06 | 1 | 0
2040 | MISO_IN_2_PJM_ROR | MISO_IN | PJM_ROR | Internal | Summer | B10 | 1262 | 1253 | 0 | 93.55 | 92.57 | 1 | 0
2040 | MISO_IN_2_PJM_ROR | MISO_IN | PJM_ROR | Internal | Winter | B16 | 25 | 1253 | 1252.99 | 155.03 | 157.78 | 1 | 1.75
2040 | MISO_IN_2_PJM_ROR | MISO_IN | PJM_ROR | Internal | Winter | B17 | 100 | 1253 | 1252.71 | 156.77 | 157.78 | 1 | 0.01
2040 | MISO_IN_2_PJM_ROR | MISO_IN | PJM_ROR | Internal | Winter | B18 | 400 | 1253 | 1253 | 152.59 | 154.95 | 1 | 1.36
2040 | MISO_IN_2_PJM_ROR | MISO_IN | PJM_ROR | Internal | Winter | B19 | 700 | 1253 | 1253 | 152.59 | 154.95 | 1 | 1.36
2040 | MISO_IN_2_PJM_ROR | MISO_IN | PJM_ROR | Internal | Winter | B20 | 935 | 1253 | 1253 | 75.11 | 88.1 | 1 | 11.99
2040 | MISO_MI_2_IESO | MISO_MI | IESO | Internal | Shoulder | B11 | 25 | 2331 | 0 | 153.9 | 88.1 | 6.5 | 0
2040 | MISO_MI_2_IESO | MISO_MI | IESO | Internal | Shoulder | B12 | 200 | 2331 | 0 | 152.83 | 109.96 | 6.5 | 0
2040 | MISO_MI_2_IESO | MISO_MI | IESO | Internal | Shoulder | B13 | 600 | 2331 | 0 | 152.81 | 88.1 | 6.5 | 0
2040 | MISO_MI_2_IESO | MISO_MI | IESO | Internal | Shoulder | B14 | 900 | 2331 | 0 | 152.81 | 88.1 | 6.5 | 0
2040 | MISO_MI_2_IESO | MISO_MI | IESO | Internal | Shoulder | B15 | 1203 | 2331 | 0 | 87.1 | 88.1 | 6.5 | 0
2040 | MISO_MI_2_IESO | MISO_MI | IESO | Internal | Summer | B1 | 10 | 2331 | 0 | 220.55 | 168.55 | 6.5 | 0
2040 | MISO_MI_2_IESO | MISO_MI | IESO | Internal | Summer | B2 | 25 | 2331 | 0 | 277.53 | 236.27 | 6.5 | 0
2040 | MISO_MI_2_IESO | MISO_MI | IESO | Internal | Summer | B3 | 75 | 2331 | 0 | 230.22 | 169.25 | 6.5 | 0
2040 | MISO_MI_2_IESO | MISO_MI | IESO | Internal | Summer | B4 | 100 | 2331 | 0 | 190.36 | 165.33 | 6.5 | 0
2040 | MISO_MI_2_IESO | MISO_MI | IESO | Internal | Summer | B5 | 200 | 2331 | 0 | 177.42 | 165.33 | 6.5 | 0
2040 | MISO_MI_2_IESO | MISO_MI | IESO | Internal | Summer | B6 | 300 | 2331 | 0 | 165.14 | 89.87 | 6.5 | 0
2040 | MISO_MI_2_IESO | MISO_MI | IESO | Internal | Summer | B7 | 400 | 2331 | 0 | 152.77 | 89.07 | 6.5 | 0
2040 | MISO_MI_2_IESO | MISO_MI | IESO | Internal | Summer | B8 | 500 | 2331 | 0 | 152.3 | 89.07 | 6.5 | 0
2040 | MISO_MI_2_IESO | MISO_MI | IESO | Internal | Summer | B9 | 800 | 2331 | 0 | 152.3 | 89.07 | 6.5 | 0
2040 | MISO_MI_2_IESO | MISO_MI | IESO | Internal | Summer | B10 | 1262 | 2331 | 0 | 93.57 | 89.07 | 6.5 | 0
2040 | MISO_MI_2_IESO | MISO_MI | IESO | Internal | Winter | B16 | 25 | 2331 | 0 | 155.04 | 89.89 | 6.5 | 0
2040 | MISO_MI_2_IESO | MISO_MI | IESO | Internal | Winter | B17 | 100 | 2331 | 0 | 156.78 | 89.59 | 6.5 | 0
2040 | MISO_MI_2_IESO | MISO_MI | IESO | Internal | Winter | B18 | 400 | 2331 | 0 | 153.56 | 89.59 | 6.5 | 0
2040 | MISO_MI_2_IESO | MISO_MI | IESO | Internal | Winter | B19 | 700 | 2331 | 0 | 153.56 | 89.59 | 6.5 | 0
2040 | MISO_MI_2_IESO | MISO_MI | IESO | Internal | Winter | B20 | 935 | 2331 | 0 | 89.1 | 89.59 | 6.5 | 0
2040 | MISO_MI_2_MISO_IN | MISO_MI | MISO_IN | Internal | Shoulder | B11 | 25 | 2813 | 0.6 | 153.9 | 153.88 | 0.01 | 0
2040 | MISO_MI_2_MISO_IN | MISO_MI | MISO_IN | Internal | Shoulder | B12 | 200 | 2813 | 0.08 | 152.83 | 152.81 | 0.01 | 0
2040 | MISO_MI_2_MISO_IN | MISO_MI | MISO_IN | Internal | Shoulder | B13 | 600 | 2813 | 0.03 | 152.81 | 152.8 | 0.01 | 0
2040 | MISO_MI_2_MISO_IN | MISO_MI | MISO_IN | Internal | Shoulder | B14 | 900 | 2813 | 0.02 | 152.81 | 152.8 | 0.01 | 0
2040 | MISO_MI_2_MISO_IN | MISO_MI | MISO_IN | Internal | Shoulder | B15 | 1203 | 2813 | 0 | 87.1 | 73.51 | 0.01 | 0
2040 | MISO_MI_2_MISO_IN | MISO_MI | MISO_IN | Internal | Summer | B1 | 10 | 2813 | 0 | 220.55 | 177.41 | 0.01 | 0
2040 | MISO_MI_2_MISO_IN | MISO_MI | MISO_IN | Internal | Summer | B2 | 25 | 2813 | 0.61 | 277.53 | 277.51 | 0.01 | 0
2040 | MISO_MI_2_MISO_IN | MISO_MI | MISO_IN | Internal | Summer | B3 | 75 | 2813 | 0.22 | 230.22 | 230.21 | 0.01 | 0
2040 | MISO_MI_2_MISO_IN | MISO_MI | MISO_IN | Internal | Summer | B4 | 100 | 2813 | 0.16 | 190.36 | 190.35 | 0.01 | 0
2040 | MISO_MI_2_MISO_IN | MISO_MI | MISO_IN | Internal | Summer | B5 | 200 | 2813 | 0.08 | 177.42 | 177.41 | 0.01 | 0
2040 | MISO_MI_2_MISO_IN | MISO_MI | MISO_IN | Internal | Summer | B6 | 300 | 2813 | 0.06 | 165.14 | 165.13 | 0.01 | 0
2040 | MISO_MI_2_MISO_IN | MISO_MI | MISO_IN | Internal | Summer | B7 | 400 | 2813 | 0.04 | 152.77 | 152.76 | 0.01 | 0
2040 | MISO_MI_2_MISO_IN | MISO_MI | MISO_IN | Internal | Summer | B8 | 500 | 2813 | 0.03 | 152.3 | 152.29 | 0.01 | 0
2040 | MISO_MI_2_MISO_IN | MISO_MI | MISO_IN | Internal | Summer | B9 | 800 | 2813 | 0.02 | 152.3 | 152.29 | 0.01 | 0
2040 | MISO_MI_2_MISO_IN | MISO_MI | MISO_IN | Internal | Summer | B10 | 1262 | 2813 | 0.01 | 93.57 | 93.55 | 0.01 | 0
2040 | MISO_MI_2_MISO_IN | MISO_MI | MISO_IN | Internal | Winter | B16 | 25 | 2813 | 0.52 | 155.04 | 155.03 | 0.01 | 0
2040 | MISO_MI_2_MISO_IN | MISO_MI | MISO_IN | Internal | Winter | B17 | 100 | 2813 | 0.16 | 156.78 | 156.77 | 0.01 | 0
2040 | MISO_MI_2_MISO_IN | MISO_MI | MISO_IN | Internal | Winter | B18 | 400 | 2813 | 0 | 153.56 | 152.59 | 0.01 | 0
2040 | MISO_MI_2_MISO_IN | MISO_MI | MISO_IN | Internal | Winter | B19 | 700 | 2813 | 0 | 153.56 | 152.59 | 0.01 | 0
2040 | MISO_MI_2_MISO_IN | MISO_MI | MISO_IN | Internal | Winter | B20 | 935 | 2813 | 0 | 89.1 | 75.11 | 0.01 | 0
2040 | MISO_MI_2_MISO_WUMS | MISO_MI | MISO_WUMS | Internal | Shoulder | B11 | 25 | 805 | 374.72 | 153.9 | 153.91 | 0.01 | 0
2040 | MISO_MI_2_MISO_WUMS | MISO_MI | MISO_WUMS | Internal | Shoulder | B12 | 200 | 805 | 0.16 | 152.83 | 152.83 | 0.01 | 0
2040 | MISO_MI_2_MISO_WUMS | MISO_MI | MISO_WUMS | Internal | Shoulder | B13 | 600 | 805 | 16.47 | 152.81 | 152.83 | 0.01 | 0
2040 | MISO_MI_2_MISO_WUMS | MISO_MI | MISO_WUMS | Internal | Shoulder | B14 | 900 | 805 | 13.8 | 152.81 | 152.83 | 0.01 | 0
2040 | MISO_MI_2_MISO_WUMS | MISO_MI | MISO_WUMS | Internal | Shoulder | B15 | 1203 | 805 | 0 | 87.1 | 80.31 | 0.01 | 0
2040 | MISO_MI_2_MISO_WUMS | MISO_MI | MISO_WUMS | Internal | Summer | B1 | 10 | 805 | 0 | 220.55 | 152.21 | 0.01 | 0
2040 | MISO_MI_2_MISO_WUMS | MISO_MI | MISO_WUMS | Internal | Summer | B2 | 25 | 805 | 0 | 277.53 | 177.31 | 0.01 | 0
2040 | MISO_MI_2_MISO_WUMS | MISO_MI | MISO_WUMS | Internal | Summer | B3 | 75 | 805 | 0.19 | 230.22 | 230.21 | 0.01 | 0
2040 | MISO_MI_2_MISO_WUMS | MISO_MI | MISO_WUMS | Internal | Summer | B4 | 100 | 805 | 0 | 190.36 | 179.48 | 0.01 | 0
2040 | MISO_MI_2_MISO_WUMS | MISO_MI | MISO_WUMS | Internal | Summer | B5 | 200 | 805 | 0.02 | 177.42 | 177.31 | 0.01 | 0
2040 | MISO_MI_2_MISO_WUMS | MISO_MI | MISO_WUMS | Internal | Summer | B6 | 300 | 805 | 414.38 | 165.14 | 165.15 | 0.01 | 0
2040 | MISO_MI_2_MISO_WUMS | MISO_MI | MISO_WUMS | Internal | Summer | B7 | 400 | 805 | 0.04 | 152.77 | 152.76 | 0.01 | 0
2040 | MISO_MI_2_MISO_WUMS | MISO_MI | MISO_WUMS | Internal | Summer | B8 | 500 | 805 | 0 | 152.3 | 152.21 | 0.01 | 0
2040 | MISO_MI_2_MISO_WUMS | MISO_MI | MISO_WUMS | Internal | Summer | B9 | 800 | 805 | 0 | 152.3 | 152.21 | 0.01 | 0
2040 | MISO_MI_2_MISO_WUMS | MISO_MI | MISO_WUMS | Internal | Summer | B10 | 1262 | 805 | 0 | 93.57 | 91.57 | 0.01 | 0
2040 | MISO_MI_2_MISO_WUMS | MISO_MI | MISO_WUMS | Internal | Winter | B16 | 25 | 805 | 0 | 155.04 | 88.45 | 0.01 | 0
2040 | MISO_MI_2_MISO_WUMS | MISO_MI | MISO_WUMS | Internal | Winter | B17 | 100 | 805 | 0.17 | 156.78 | 156.77 | 0.01 | 0
2040 | MISO_MI_2_MISO_WUMS | MISO_MI | MISO_WUMS | Internal | Winter | B18 | 400 | 805 | 627.02 | 153.56 | 153.57 | 0.01 | 0
2040 | MISO_MI_2_MISO_WUMS | MISO_MI | MISO_WUMS | Internal | Winter | B19 | 700 | 805 | 599.05 | 153.56 | 153.57 | 0.01 | 0
2040 | MISO_MI_2_MISO_WUMS | MISO_MI | MISO_WUMS | Internal | Winter | B20 | 935 | 805 | 0 | 89.1 | 84.44 | 0.01 | 0
2040 | MISO_MI_2_PJM_ROR | MISO_MI | PJM_ROR | Internal | Shoulder | B11 | 25 | 1424 | 357.41 | 153.9 | 154.9 | 1 | 0
2040 | MISO_MI_2_PJM_ROR | MISO_MI | PJM_ROR | Internal | Shoulder | B12 | 200 | 1424 | 45.69 | 152.83 | 153.83 | 1 | 0
2040 | MISO_MI_2_PJM_ROR | MISO_MI | PJM_ROR | Internal | Shoulder | B13 | 600 | 1424 | 1423.92 | 152.81 | 153.83 | 1 | 0.01
2040 | MISO_MI_2_PJM_ROR | MISO_MI | PJM_ROR | Internal | Shoulder | B14 | 900 | 1424 | 1423.96 | 152.81 | 153.83 | 1 | 0.01
2040 | MISO_MI_2_PJM_ROR | MISO_MI | PJM_ROR | Internal | Shoulder | B15 | 1203 | 1424 | 0 | 87.1 | 86.51 | 1 | 0
2040 | MISO_MI_2_PJM_ROR | MISO_MI | PJM_ROR | Internal | Summer | B1 | 10 | 1424 | 1424 | 220.55 | 285.01 | 1 | 63.47
2040 | MISO_MI_2_PJM_ROR | MISO_MI | PJM_ROR | Internal | Summer | B2 | 25 | 1424 | 1424 | 277.53 | 285.01 | 1 | 6.49
2040 | MISO_MI_2_PJM_ROR | MISO_MI | PJM_ROR | Internal | Summer | B3 | 75 | 1424 | 1424 | 230.22 | 283.86 | 1 | 52.63
2040 | MISO_MI_2_PJM_ROR | MISO_MI | PJM_ROR | Internal | Summer | B4 | 100 | 1424 | 1424 | 190.36 | 193.76 | 1 | 2.4
2040 | MISO_MI_2_PJM_ROR | MISO_MI | PJM_ROR | Internal | Summer | B5 | 200 | 1424 | 1424 | 177.42 | 184.93 | 1 | 6.51
2040 | MISO_MI_2_PJM_ROR | MISO_MI | PJM_ROR | Internal | Summer | B6 | 300 | 1424 | 1424 | 165.14 | 177.13 | 1 | 10.99
2040 | MISO_MI_2_PJM_ROR | MISO_MI | PJM_ROR | Internal | Summer | B7 | 400 | 1424 | 1424 | 152.77 | 166.35 | 1 | 12.59
2040 | MISO_MI_2_PJM_ROR | MISO_MI | PJM_ROR | Internal | Summer | B8 | 500 | 1424 | 0 | 152.3 | 153.19 | 1 | 0
2040 | MISO_MI_2_PJM_ROR | MISO_MI | PJM_ROR | Internal | Summer | B9 | 800 | 1424 | 0 | 152.3 | 152.06 | 1 | 0
2040 | MISO_MI_2_PJM_ROR | MISO_MI | PJM_ROR | Internal | Summer | B10 | 1262 | 1424 | 0 | 93.57 | 92.57 | 1 | 0
2040 | MISO_MI_2_PJM_ROR | MISO_MI | PJM_ROR | Internal | Winter | B16 | 25 | 1424 | 1423.99 | 155.04 | 157.78 | 1 | 1.74
2040 | MISO_MI_2_PJM_ROR | MISO_MI | PJM_ROR | Internal | Winter | B17 | 100 | 1424 | 980.26 | 156.78 | 157.78 | 1 | 0
2040 | MISO_MI_2_PJM_ROR | MISO_MI | PJM_ROR | Internal | Winter | B18 | 400 | 1424 | 1424 | 153.56 | 154.95 | 1 | 0.39
2040 | MISO_MI_2_PJM_ROR | MISO_MI | PJM_ROR | Internal | Winter | B19 | 700 | 1424 | 1424 | 153.56 | 154.95 | 1 | 0.39
2040 | MISO_MI_2_PJM_ROR | MISO_MI | PJM_ROR | Internal | Winter | B20 | 935 | 1424 | 0 | 89.1 | 88.1 | 1 | 0
2040 | MISO_MO-IL_2_ENT | MISO_MO-IL | ENT | Internal | Shoulder | B11 | 25 | 2540 | 0 | 153.91 | 156.63 | 6.5 | 0
2040 | MISO_MO-IL_2_ENT | MISO_MO-IL | ENT | Internal | Shoulder | B12 | 200 | 2540 | 0 | 152.83 | 149.96 | 6.5 | 0
2040 | MISO_MO-IL_2_ENT | MISO_MO-IL | ENT | Internal | Shoulder | B13 | 600 | 2540 | 0 | 150.37 | 144.87 | 6.5 | 0
2040 | MISO_MO-IL_2_ENT | MISO_MO-IL | ENT | Internal | Shoulder | B14 | 900 | 2540 | 0 | 143.87 | 138.37 | 6.5 | 0
2040 | MISO_MO-IL_2_ENT | MISO_MO-IL | ENT | Internal | Shoulder | B15 | 1203 | 2540 | 0 | 73.5 | 68 | 6.5 | 0
2040 | MISO_MO-IL_2_ENT | MISO_MO-IL | ENT | Internal | Summer | B1 | 10 | 2540 | 0 | 284 | 186.95 | 6.5 | 0
2040 | MISO_MO-IL_2_ENT | MISO_MO-IL | ENT | Internal | Summer | B2 | 25 | 2540 | 0 | 284 | 267.38 | 6.5 | 0
2040 | MISO_MO-IL_2_ENT | MISO_MO-IL | ENT | Internal | Summer | B3 | 75 | 2540 | 0 | 282.87 | 282.86 | 6.5 | 0
2040 | MISO_MO-IL_2_ENT | MISO_MO-IL | ENT | Internal | Summer | B4 | 100 | 2540 | 0 | 192.77 | 192.77 | 6.5 | 0
2040 | MISO_MO-IL_2_ENT | MISO_MO-IL | ENT | Internal | Summer | B5 | 200 | 2540 | 0 | 185.94 | 186.95 | 6.5 | 0
2040 | MISO_MO-IL_2_ENT | MISO_MO-IL | ENT | Internal | Summer | B6 | 300 | 2540 | 0 | 178.14 | 183.63 | 6.5 | 0
2040 | MISO_MO-IL_2_ENT | MISO_MO-IL | ENT | Internal | Summer | B7 | 400 | 2540 | 2487.48 | 167.35 | 173.85 | 6.5 | 0
2040 | MISO_MO-IL_2_ENT | MISO_MO-IL | ENT | Internal | Summer | B8 | 500 | 2540 | 0 | 152.3 | 155.96 | 6.5 | 0
2040 | MISO_MO-IL_2_ENT | MISO_MO-IL | ENT | Internal | Summer | B9 | 800 | 2540 | 0 | 152.3 | 152.3 | 6.5 | 0
2040 | MISO_MO-IL_2_ENT | MISO_MO-IL | ENT | Internal | Summer | B10 | 1262 | 2540 | 0 | 73.51 | 68 | 6.5 | 0
2040 | MISO_MO-IL_2_ENT | MISO_MO-IL | ENT | Internal | Winter | B16 | 25 | 2540 | 0.01 | 155.04 | 160.17 | 6.5 | 0
2040 | MISO_MO-IL_2_ENT | MISO_MO-IL | ENT | Internal | Winter | B17 | 100 | 2540 | 0 | 156.76 | 155.28 | 6.5 | 0
2040 | MISO_MO-IL_2_ENT | MISO_MO-IL | ENT | Internal | Winter | B18 | 400 | 2540 | 0 | 151.68 | 146.18 | 6.5 | 0
2040 | MISO_MO-IL_2_ENT | MISO_MO-IL | ENT | Internal | Winter | B19 | 700 | 2540 | 0 | 145.88 | 140.38 | 6.5 | 0
2040 | MISO_MO-IL_2_ENT | MISO_MO-IL | ENT | Internal | Winter | B20 | 935 | 2540 | 0 | 75.1 | 69.6 | 6.5 | 0
2040 | MISO_MO-IL_2_MISO_IN | MISO_MO-IL | MISO_IN | Internal | Shoulder | B11 | 25 | 2100 | 0.41 | 153.91 | 153.88 | 0.01 | 0
2040 | MISO_MO-IL_2_MISO_IN | MISO_MO-IL | MISO_IN | Internal | Shoulder | B12 | 200 | 2100 | 0.14 | 152.83 | 152.81 | 0.01 | 0
2040 | MISO_MO-IL_2_MISO_IN | MISO_MO-IL | MISO_IN | Internal | Shoulder | B13 | 600 | 2100 | 2100 | 150.37 | 152.8 | 0.01 | 2.42
2040 | MISO_MO-IL_2_MISO_IN | MISO_MO-IL | MISO_IN | Internal | Shoulder | B14 | 900 | 2100 | 2100 | 143.87 | 152.8 | 0.01 | 8.92
2040 | MISO_MO-IL_2_MISO_IN | MISO_MO-IL | MISO_IN | Internal | Shoulder | B15 | 1203 | 2100 | 2012.23 | 73.5 | 73.51 | 0.01 | 0
2040 | MISO_MO-IL_2_MISO_IN | MISO_MO-IL | MISO_IN | Internal | Summer | B1 | 10 | 2100 | 0 | 284 | 177.41 | 0.01 | 0
2040 | MISO_MO-IL_2_MISO_IN | MISO_MO-IL | MISO_IN | Internal | Summer | B2 | 25 | 2100 | 0 | 284 | 277.51 | 0.01 | 0
2040 | MISO_MO-IL_2_MISO_IN | MISO_MO-IL | MISO_IN | Internal | Summer | B3 | 75 | 2100 | 0 | 282.87 | 230.21 | 0.01 | 0
2040 | MISO_MO-IL_2_MISO_IN | MISO_MO-IL | MISO_IN | Internal | Summer | B4 | 100 | 2100 | 0 | 192.77 | 190.35 | 0.01 | 0
2040 | MISO_MO-IL_2_MISO_IN | MISO_MO-IL | MISO_IN | Internal | Summer | B5 | 200 | 2100 | 0 | 185.94 | 177.41 | 0.01 | 0
2040 | MISO_MO-IL_2_MISO_IN | MISO_MO-IL | MISO_IN | Internal | Summer | B6 | 300 | 2100 | 0 | 178.14 | 165.13 | 0.01 | 0
2040 | MISO_MO-IL_2_MISO_IN | MISO_MO-IL | MISO_IN | Internal | Summer | B7 | 400 | 2100 | 0 | 167.35 | 152.76 | 0.01 | 0
2040 | MISO_MO-IL_2_MISO_IN | MISO_MO-IL | MISO_IN | Internal | Summer | B8 | 500 | 2100 | 0.03 | 152.3 | 152.29 | 0.01 | 0
2040 | MISO_MO-IL_2_MISO_IN | MISO_MO-IL | MISO_IN | Internal | Summer | B9 | 800 | 2100 | 0.02 | 152.3 | 152.29 | 0.01 | 0
2040 | MISO_MO-IL_2_MISO_IN | MISO_MO-IL | MISO_IN | Internal | Summer | B10 | 1262 | 2100 | 2100 | 73.51 | 93.55 | 0.01 | 20.03
2040 | MISO_MO-IL_2_MISO_IN | MISO_MO-IL | MISO_IN | Internal | Winter | B16 | 25 | 2100 | 0.63 | 155.04 | 155.03 | 0.01 | 0
2040 | MISO_MO-IL_2_MISO_IN | MISO_MO-IL | MISO_IN | Internal | Winter | B17 | 100 | 2100 | 1056.88 | 156.76 | 156.77 | 0.01 | 0
2040 | MISO_MO-IL_2_MISO_IN | MISO_MO-IL | MISO_IN | Internal | Winter | B18 | 400 | 2100 | 2100 | 151.68 | 152.59 | 0.01 | 0.9
2040 | MISO_MO-IL_2_MISO_IN | MISO_MO-IL | MISO_IN | Internal | Winter | B19 | 700 | 2100 | 2100 | 145.88 | 152.59 | 0.01 | 6.7
2040 | MISO_MO-IL_2_MISO_IN | MISO_MO-IL | MISO_IN | Internal | Winter | B20 | 935 | 2100 | 624.93 | 75.1 | 75.11 | 0.01 | 0
2040 | MISO_MO-IL_2_MISO_W | MISO_MO-IL | MISO_W | Internal | Shoulder | B11 | 25 | 1082 | 0.62 | 153.91 | 153.9 | 0.01 | 0
2040 | MISO_MO-IL_2_MISO_W | MISO_MO-IL | MISO_W | Internal | Shoulder | B12 | 200 | 1082 | 0.08 | 152.83 | 152.81 | 0.01 | 0
2040 | MISO_MO-IL_2_MISO_W | MISO_MO-IL | MISO_W | Internal | Shoulder | B13 | 600 | 1082 | 0.03 | 150.37 | 150.36 | 0.01 | 0
2040 | MISO_MO-IL_2_MISO_W | MISO_MO-IL | MISO_W | Internal | Shoulder | B14 | 900 | 1082 | 0 | 143.87 | 71.51 | 0.01 | 0
2040 | MISO_MO-IL_2_MISO_W | MISO_MO-IL | MISO_W | Internal | Shoulder | B15 | 1203 | 1082 | 0 | 73.5 | 53.43 | 0.01 | 0
2040 | MISO_MO-IL_2_MISO_W | MISO_MO-IL | MISO_W | Internal | Summer | B1 | 10 | 1082 | 345.76 | 284 | 284.01 | 0.01 | 0
2040 | MISO_MO-IL_2_MISO_W | MISO_MO-IL | MISO_W | Internal | Summer | B2 | 25 | 1082 | 28.02 | 284 | 284.01 | 0.01 | 0
2040 | MISO_MO-IL_2_MISO_W | MISO_MO-IL | MISO_W | Internal | Summer | B3 | 75 | 1082 | 0.22 | 282.87 | 282.86 | 0.01 | 0
2040 | MISO_MO-IL_2_MISO_W | MISO_MO-IL | MISO_W | Internal | Summer | B4 | 100 | 1082 | 0.16 | 192.77 | 192.76 | 0.01 | 0
2040 | MISO_MO-IL_2_MISO_W | MISO_MO-IL | MISO_W | Internal | Summer | B5 | 200 | 1082 | 0.08 | 185.94 | 185.93 | 0.01 | 0
2040 | MISO_MO-IL_2_MISO_W | MISO_MO-IL | MISO_W | Internal | Summer | B6 | 300 | 1082 | 0.06 | 178.14 | 178.13 | 0.01 | 0
2040 | MISO_MO-IL_2_MISO_W | MISO_MO-IL | MISO_W | Internal | Summer | B7 | 400 | 1082 | 0 | 167.35 | 165.35 | 0.01 | 0
2040 | MISO_MO-IL_2_MISO_W | MISO_MO-IL | MISO_W | Internal | Summer | B8 | 500 | 1082 | 0 | 152.3 | 152.19 | 0.01 | 0
2040 | MISO_MO-IL_2_MISO_W | MISO_MO-IL | MISO_W | Internal | Summer | B9 | 800 | 1082 | 0 | 152.3 | 151.06 | 0.01 | 0
2040 | MISO_MO-IL_2_MISO_W | MISO_MO-IL | MISO_W | Internal | Summer | B10 | 1262 | 1082 | 0.01 | 73.51 | 73.5 | 0.01 | 0
2040 | MISO_MO-IL_2_MISO_W | MISO_MO-IL | MISO_W | Internal | Winter | B16 | 25 | 1082 | 0 | 155.04 | 47.93 | 0.01 | 0
2040 | MISO_MO-IL_2_MISO_W | MISO_MO-IL | MISO_W | Internal | Winter | B17 | 100 | 1082 | 0 | 156.76 | 53.43 | 0.01 | 0
2040 | MISO_MO-IL_2_MISO_W | MISO_MO-IL | MISO_W | Internal | Winter | B18 | 400 | 1082 | 0 | 151.68 | 129.92 | 0.01 | 0
2040 | MISO_MO-IL_2_MISO_W | MISO_MO-IL | MISO_W | Internal | Winter | B19 | 700 | 1082 | 0.02 | 145.88 | 145.87 | 0.01 | 0
2040 | MISO_MO-IL_2_MISO_W | MISO_MO-IL | MISO_W | Internal | Winter | B20 | 935 | 1082 | 0.02 | 75.1 | 75.09 | 0.01 | 0
2040 | MISO_MO-IL_2_PJM_ROR | MISO_MO-IL | PJM_ROR | Internal | Shoulder | B11 | 25 | 1212 | 1.21 | 153.91 | 154.9 | 1 | 0
2040 | MISO_MO-IL_2_PJM_ROR | MISO_MO-IL | PJM_ROR | Internal | Shoulder | B12 | 200 | 1212 | 1110.34 | 152.83 | 153.83 | 1 | 0
2040 | MISO_MO-IL_2_PJM_ROR | MISO_MO-IL | PJM_ROR | Internal | Shoulder | B13 | 600 | 1212 | 1212 | 150.37 | 153.83 | 1 | 2.46
2040 | MISO_MO-IL_2_PJM_ROR | MISO_MO-IL | PJM_ROR | Internal | Shoulder | B14 | 900 | 1212 | 1212 | 143.87 | 153.83 | 1 | 8.96
2040 | MISO_MO-IL_2_PJM_ROR | MISO_MO-IL | PJM_ROR | Internal | Shoulder | B15 | 1203 | 1212 | 1212 | 73.5 | 86.51 | 1 | 12.01
2040 | MISO_MO-IL_2_PJM_ROR | MISO_MO-IL | PJM_ROR | Internal | Summer | B1 | 10 | 1212 | 1209.22 | 284 | 285.01 | 1 | 0.01
2040 | MISO_MO-IL_2_PJM_ROR | MISO_MO-IL | PJM_ROR | Internal | Summer | B2 | 25 | 1212 | 1210.77 | 284 | 285.01 | 1 | 0.01
2040 | MISO_MO-IL_2_PJM_ROR | MISO_MO-IL | PJM_ROR | Internal | Summer | B3 | 75 | 1212 | 0.42 | 282.87 | 283.86 | 1 | 0
2040 | MISO_MO-IL_2_PJM_ROR | MISO_MO-IL | PJM_ROR | Internal | Summer | B4 | 100 | 1212 | 0.31 | 192.77 | 193.76 | 1 | 0
2040 | MISO_MO-IL_2_PJM_ROR | MISO_MO-IL | PJM_ROR | Internal | Summer | B5 | 200 | 1212 | 0 | 185.94 | 184.93 | 1 | 0
2040 | MISO_MO-IL_2_PJM_ROR | MISO_MO-IL | PJM_ROR | Internal | Summer | B6 | 300 | 1212 | 0 | 178.14 | 177.13 | 1 | 0
2040 | MISO_MO-IL_2_PJM_ROR | MISO_MO-IL | PJM_ROR | Internal | Summer | B7 | 400 | 1212 | 0 | 167.35 | 166.35 | 1 | 0
2040 | MISO_MO-IL_2_PJM_ROR | MISO_MO-IL | PJM_ROR | Internal | Summer | B8 | 500 | 1212 | 0 | 152.3 | 153.19 | 1 | 0
2040 | MISO_MO-IL_2_PJM_ROR | MISO_MO-IL | PJM_ROR | Internal | Summer | B9 | 800 | 1212 | 0 | 152.3 | 152.06 | 1 | 0
2040 | MISO_MO-IL_2_PJM_ROR | MISO_MO-IL | PJM_ROR | Internal | Summer | B10 | 1262 | 1212 | 1212 | 73.51 | 92.57 | 1 | 18.06
2040 | MISO_MO-IL_2_PJM_ROR | MISO_MO-IL | PJM_ROR | Internal | Winter | B16 | 25 | 1212 | 1211.99 | 155.04 | 157.78 | 1 | 1.74
2040 | MISO_MO-IL_2_PJM_ROR | MISO_MO-IL | PJM_ROR | Internal | Winter | B17 | 100 | 1212 | 1211.85 | 156.76 | 157.78 | 1 | 0.02
2040 | MISO_MO-IL_2_PJM_ROR | MISO_MO-IL | PJM_ROR | Internal | Winter | B18 | 400 | 1212 | 1212 | 151.68 | 154.95 | 1 | 2.27
2040 | MISO_MO-IL_2_PJM_ROR | MISO_MO-IL | PJM_ROR | Internal | Winter | B19 | 700 | 1212 | 1212 | 145.88 | 154.95 | 1 | 8.07
2040 | MISO_MO-IL_2_PJM_ROR | MISO_MO-IL | PJM_ROR | Internal | Winter | B20 | 935 | 1212 | 1212 | 75.1 | 88.1 | 1 | 12
2040 | MISO_MO-IL_2_SPP_N | MISO_MO-IL | SPP_N | Internal | Shoulder | B11 | 25 | 4019 | 0 | 153.91 | 150.41 | 6.5 | 0
2040 | MISO_MO-IL_2_SPP_N | MISO_MO-IL | SPP_N | Internal | Shoulder | B12 | 200 | 4019 | 0 | 152.83 | 114.08 | 6.5 | 0
2040 | MISO_MO-IL_2_SPP_N | MISO_MO-IL | SPP_N | Internal | Shoulder | B13 | 600 | 4019 | 0 | 150.37 | 77.86 | 6.5 | 0
2040 | MISO_MO-IL_2_SPP_N | MISO_MO-IL | SPP_N | Internal | Shoulder | B14 | 900 | 4019 | 0 | 143.87 | 11.52 | 6.5 | 0
2040 | MISO_MO-IL_2_SPP_N | MISO_MO-IL | SPP_N | Internal | Shoulder | B15 | 1203 | 4019 | 0 | 73.5 | 11.52 | 6.5 | 0
2040 | MISO_MO-IL_2_SPP_N | MISO_MO-IL | SPP_N | Internal | Summer | B1 | 10 | 4019 | 0 | 284 | 11.52 | 6.5 | 0
2040 | MISO_MO-IL_2_SPP_N | MISO_MO-IL | SPP_N | Internal | Summer | B2 | 25 | 4019 | 0 | 284 | 263.88 | 6.5 | 0
2040 | MISO_MO-IL_2_SPP_N | MISO_MO-IL | SPP_N | Internal | Summer | B3 | 75 | 4019 | 0 | 282.87 | 279.36 | 6.5 | 0
2040 | MISO_MO-IL_2_SPP_N | MISO_MO-IL | SPP_N | Internal | Summer | B4 | 100 | 4019 | 0 | 192.77 | 189.27 | 6.5 | 0
2040 | MISO_MO-IL_2_SPP_N | MISO_MO-IL | SPP_N | Internal | Summer | B5 | 200 | 4019 | 0 | 185.94 | 183.45 | 6.5 | 0
2040 | MISO_MO-IL_2_SPP_N | MISO_MO-IL | SPP_N | Internal | Summer | B6 | 300 | 4019 | 0 | 178.14 | 180.13 | 6.5 | 0
2040 | MISO_MO-IL_2_SPP_N | MISO_MO-IL | SPP_N | Internal | Summer | B7 | 400 | 4019 | 0 | 167.35 | 170.35 | 6.5 | 0
2040 | MISO_MO-IL_2_SPP_N | MISO_MO-IL | SPP_N | Internal | Summer | B8 | 500 | 4019 | 0 | 152.3 | 152.46 | 6.5 | 0
2040 | MISO_MO-IL_2_SPP_N | MISO_MO-IL | SPP_N | Internal | Summer | B9 | 800 | 4019 | 0 | 152.3 | 148.8 | 6.5 | 0
2040 | MISO_MO-IL_2_SPP_N | MISO_MO-IL | SPP_N | Internal | Summer | B10 | 1262 | 4019 | 0 | 73.51 | 64.49 | 6.5 | 0
2040 | MISO_MO-IL_2_SPP_N | MISO_MO-IL | SPP_N | Internal | Winter | B16 | 25 | 4019 | 0 | 155.04 | 11.52 | 6.5 | 0
2040 | MISO_MO-IL_2_SPP_N | MISO_MO-IL | SPP_N | Internal | Winter | B17 | 100 | 4019 | 0 | 156.76 | 11.52 | 6.5 | 0
2040 | MISO_MO-IL_2_SPP_N | MISO_MO-IL | SPP_N | Internal | Winter | B18 | 400 | 4019 | 0 | 151.68 | 102.43 | 6.5 | 0
2040 | MISO_MO-IL_2_SPP_N | MISO_MO-IL | SPP_N | Internal | Winter | B19 | 700 | 4019 | 0 | 145.88 | 11.53 | 6.5 | 0
2040 | MISO_MO-IL_2_SPP_N | MISO_MO-IL | SPP_N | Internal | Winter | B20 | 935 | 4019 | 0 | 75.1 | 11.52 | 6.5 | 0
2040 | MISO_MO-IL_2_TVA_Transmission | MISO_MO-IL | TVA_Transmission | Internal | Shoulder | B11 | 25 | 4000 | 0.01 | 153.91 | 159.1 | 6.5 | 0
2040 | MISO_MO-IL_2_TVA_Transmission | MISO_MO-IL | TVA_Transmission | Internal | Shoulder | B12 | 200 | 4000 | 0 | 152.83 | 155.46 | 6.5 | 0
2040 | MISO_MO-IL_2_TVA_Transmission | MISO_MO-IL | TVA_Transmission | Internal | Shoulder | B13 | 600 | 4000 | 0 | 150.37 | 150.37 | 6.5 | 0
2040 | MISO_MO-IL_2_TVA_Transmission | MISO_MO-IL | TVA_Transmission | Internal | Shoulder | B14 | 900 | 4000 | 1816.69 | 143.87 | 150.37 | 6.5 | 0
2040 | MISO_MO-IL_2_TVA_Transmission | MISO_MO-IL | TVA_Transmission | Internal | Shoulder | B15 | 1203 | 4000 | 3999.98 | 73.5 | 80.01 | 6.5 | 0.01
2040 | MISO_MO-IL_2_TVA_Transmission | MISO_MO-IL | TVA_Transmission | Internal | Summer | B1 | 10 | 4000 | 0.08 | 284 | 289.98 | 6.5 | 0
2040 | MISO_MO-IL_2_TVA_Transmission | MISO_MO-IL | TVA_Transmission | Internal | Summer | B2 | 25 | 4000 | 0.02 | 284 | 289.51 | 6.5 | 0
2040 | MISO_MO-IL_2_TVA_Transmission | MISO_MO-IL | TVA_Transmission | Internal | Summer | B3 | 75 | 4000 | 0 | 282.87 | 286.36 | 6.5 | 0
2040 | MISO_MO-IL_2_TVA_Transmission | MISO_MO-IL | TVA_Transmission | Internal | Summer | B4 | 100 | 4000 | 0 | 192.77 | 198.26 | 6.5 | 0
2040 | MISO_MO-IL_2_TVA_Transmission | MISO_MO-IL | TVA_Transmission | Internal | Summer | B5 | 200 | 4000 | 0 | 185.94 | 182.32 | 6.5 | 0
2040 | MISO_MO-IL_2_TVA_Transmission | MISO_MO-IL | TVA_Transmission | Internal | Summer | B6 | 300 | 4000 | 0 | 178.14 | 177.13 | 6.5 | 0
2040 | MISO_MO-IL_2_TVA_Transmission | MISO_MO-IL | TVA_Transmission | Internal | Summer | B7 | 400 | 4000 | 0 | 167.35 | 164.75 | 6.5 | 0
2040 | MISO_MO-IL_2_TVA_Transmission | MISO_MO-IL | TVA_Transmission | Internal | Summer | B8 | 500 | 4000 | 0 | 152.3 | 157.04 | 6.5 | 0
2040 | MISO_MO-IL_2_TVA_Transmission | MISO_MO-IL | TVA_Transmission | Internal | Summer | B9 | 800 | 4000 | 0 | 152.3 | 156.51 | 6.5 | 0
2040 | MISO_MO-IL_2_TVA_Transmission | MISO_MO-IL | TVA_Transmission | Internal | Summer | B10 | 1262 | 4000 | 1693.68 | 73.51 | 80.01 | 6.5 | 0
2040 | MISO_MO-IL_2_TVA_Transmission | MISO_MO-IL | TVA_Transmission | Internal | Winter | B16 | 25 | 4000 | 3749.52 | 155.04 | 161.54 | 6.5 | 0
2040 | MISO_MO-IL_2_TVA_Transmission | MISO_MO-IL | TVA_Transmission | Internal | Winter | B17 | 100 | 4000 | 0 | 156.76 | 160.78 | 6.5 | 0
2040 | MISO_MO-IL_2_TVA_Transmission | MISO_MO-IL | TVA_Transmission | Internal | Winter | B18 | 400 | 4000 | 0 | 151.68 | 151.68 | 6.5 | 0
2040 | MISO_MO-IL_2_TVA_Transmission | MISO_MO-IL | TVA_Transmission | Internal | Winter | B19 | 700 | 4000 | 0 | 145.88 | 151.68 | 6.5 | 0
2040 | MISO_MO-IL_2_TVA_Transmission | MISO_MO-IL | TVA_Transmission | Internal | Winter | B20 | 935 | 4000 | 3099.59 | 75.1 | 81.6 | 6.5 | 0
2040 | MISO_W_2_IESO | MISO_W | IESO | Internal | Shoulder | B11 | 25 | 157 | 0 | 153.9 | 88.1 | 6.5 | 0
2040 | MISO_W_2_IESO | MISO_W | IESO | Internal | Shoulder | B12 | 200 | 157 | 0 | 152.81 | 109.96 | 6.5 | 0
2040 | MISO_W_2_IESO | MISO_W | IESO | Internal | Shoulder | B13 | 600 | 157 | 0 | 150.36 | 88.1 | 6.5 | 0
2040 | MISO_W_2_IESO | MISO_W | IESO | Internal | Shoulder | B14 | 900 | 157 | 157 | 71.51 | 88.1 | 6.5 | 10.09
2040 | MISO_W_2_IESO | MISO_W | IESO | Internal | Shoulder | B15 | 1203 | 157 | 157 | 53.43 | 88.1 | 6.5 | 28.17
2040 | MISO_W_2_IESO | MISO_W | IESO | Internal | Summer | B1 | 10 | 157 | 0 | 284.01 | 168.55 | 6.5 | 0
2040 | MISO_W_2_IESO | MISO_W | IESO | Internal | Summer | B2 | 25 | 157 | 0 | 284.01 | 236.27 | 6.5 | 0
2040 | MISO_W_2_IESO | MISO_W | IESO | Internal | Summer | B3 | 75 | 157 | 0 | 282.86 | 169.25 | 6.5 | 0
2040 | MISO_W_2_IESO | MISO_W | IESO | Internal | Summer | B4 | 100 | 157 | 0 | 192.76 | 165.33 | 6.5 | 0
2040 | MISO_W_2_IESO | MISO_W | IESO | Internal | Summer | B5 | 200 | 157 | 0 | 185.93 | 165.33 | 6.5 | 0
2040 | MISO_W_2_IESO | MISO_W | IESO | Internal | Summer | B6 | 300 | 157 | 0 | 178.13 | 89.87 | 6.5 | 0
2040 | MISO_W_2_IESO | MISO_W | IESO | Internal | Summer | B7 | 400 | 157 | 0 | 165.35 | 89.07 | 6.5 | 0
2040 | MISO_W_2_IESO | MISO_W | IESO | Internal | Summer | B8 | 500 | 157 | 0 | 152.19 | 89.07 | 6.5 | 0
2040 | MISO_W_2_IESO | MISO_W | IESO | Internal | Summer | B9 | 800 | 157 | 0 | 151.06 | 89.07 | 6.5 | 0
2040 | MISO_W_2_IESO | MISO_W | IESO | Internal | Summer | B10 | 1262 | 157 | 157 | 73.5 | 89.07 | 6.5 | 9.07
2040 | MISO_W_2_IESO | MISO_W | IESO | Internal | Winter | B16 | 25 | 157 | 157 | 47.93 | 89.89 | 6.5 | 35.45
2040 | MISO_W_2_IESO | MISO_W | IESO | Internal | Winter | B17 | 100 | 157 | 157 | 53.43 | 89.59 | 6.5 | 29.66
2040 | MISO_W_2_IESO | MISO_W | IESO | Internal | Winter | B18 | 400 | 157 | 0 | 129.92 | 89.59 | 6.5 | 0
2040 | MISO_W_2_IESO | MISO_W | IESO | Internal | Winter | B19 | 700 | 157 | 0 | 145.87 | 89.59 | 6.5 | 0
2040 | MISO_W_2_IESO | MISO_W | IESO | Internal | Winter | B20 | 935 | 157 | 157 | 75.09 | 89.59 | 6.5 | 8
2040 | MISO_W_2_MAPP_CA | MISO_W | MAPP_CA | Internal | Shoulder | B11 | 25 | 700 | 0 | 153.9 | 53.44 | 0.01 | 0
2040 | MISO_W_2_MAPP_CA | MISO_W | MAPP_CA | Internal | Shoulder | B12 | 200 | 700 | 0 | 152.81 | 53.44 | 0.01 | 0
2040 | MISO_W_2_MAPP_CA | MISO_W | MAPP_CA | Internal | Shoulder | B13 | 600 | 700 | 0 | 150.36 | 53.44 | 0.01 | 0
2040 | MISO_W_2_MAPP_CA | MISO_W | MAPP_CA | Internal | Shoulder | B14 | 900 | 700 | 0 | 71.51 | 53.44 | 0.01 | 0
2040 | MISO_W_2_MAPP_CA | MISO_W | MAPP_CA | Internal | Shoulder | B15 | 1203 | 700 | 359.01 | 53.43 | 53.44 | 0.01 | 0
2040 | MISO_W_2_MAPP_CA | MISO_W | MAPP_CA | Internal | Summer | B1 | 10 | 700 | 0 | 284.01 | 73.49 | 0.01 | 0
2040 | MISO_W_2_MAPP_CA | MISO_W | MAPP_CA | Internal | Summer | B2 | 25 | 700 | 0 | 284.01 | 73.49 | 0.01 | 0
2040 | MISO_W_2_MAPP_CA | MISO_W | MAPP_CA | Internal | Summer | B3 | 75 | 700 | 0 | 282.86 | 73.49 | 0.01 | 0
2040 | MISO_W_2_MAPP_CA | MISO_W | MAPP_CA | Internal | Summer | B4 | 100 | 700 | 0 | 192.76 | 73.48 | 0.01 | 0
2040 | MISO_W_2_MAPP_CA | MISO_W | MAPP_CA | Internal | Summer | B5 | 200 | 700 | 0 | 185.93 | 73.48 | 0.01 | 0
2040 | MISO_W_2_MAPP_CA | MISO_W | MAPP_CA | Internal | Summer | B6 | 300 | 700 | 0 | 178.13 | 73.48 | 0.01 | 0
2040 | MISO_W_2_MAPP_CA | MISO_W | MAPP_CA | Internal | Summer | B7 | 400 | 700 | 0 | 165.35 | 73.48 | 0.01 | 0
2040 | MISO_W_2_MAPP_CA | MISO_W | MAPP_CA | Internal | Summer | B8 | 500 | 700 | 0 | 152.19 | 73.48 | 0.01 | 0
2040 | MISO_W_2_MAPP_CA | MISO_W | MAPP_CA | Internal | Summer | B9 | 800 | 700 | 0 | 151.06 | 73.48 | 0.01 | 0
2040 | MISO_W_2_MAPP_CA | MISO_W | MAPP_CA | Internal | Summer | B10 | 1262 | 700 | 0.01 | 73.5 | 73.48 | 0.01 | 0
2040 | MISO_W_2_MAPP_CA | MISO_W | MAPP_CA | Internal | Winter | B16 | 25 | 700 | 700 | 47.93 | 75.1 | 0.01 | 27.16
2040 | MISO_W_2_MAPP_CA | MISO_W | MAPP_CA | Internal | Winter | B17 | 100 | 700 | 700 | 53.43 | 75.1 | 0.01 | 21.66
2040 | MISO_W_2_MAPP_CA | MISO_W | MAPP_CA | Internal | Winter | B18 | 400 | 700 | 0 | 129.92 | 83.09 | 0.01 | 0
2040 | MISO_W_2_MAPP_CA | MISO_W | MAPP_CA | Internal | Winter | B19 | 700 | 700 | 0 | 145.87 | 83.09 | 0.01 | 0
2040 | MISO_W_2_MAPP_CA | MISO_W | MAPP_CA | Internal | Winter | B20 | 935 | 700 | 300.77 | 75.09 | 75.1 | 0.01 | 0
2040 | MISO_W_2_MAPP_US | MISO_W | MAPP_US | Internal | Shoulder | B11 | 25 | 2300 | 0 | 153.9 | 148.4 | 5.5 | 0
2040 | MISO_W_2_MAPP_US | MISO_W | MAPP_US | Internal | Shoulder | B12 | 200 | 2300 | 0 | 152.81 | 117.57 | 5.5 | 0
2040 | MISO_W_2_MAPP_US | MISO_W | MAPP_US | Internal | Shoulder | B13 | 600 | 2300 | 0 | 150.36 | 81.34 | 5.5 | 0
2040 | MISO_W_2_MAPP_US | MISO_W | MAPP_US | Internal | Shoulder | B14 | 900 | 2300 | 0 | 71.51 | 66.01 | 5.5 | 0
2040 | MISO_W_2_MAPP_US | MISO_W | MAPP_US | Internal | Shoulder | B15 | 1203 | 2300 | 0 | 53.43 | 47.93 | 5.5 | 0
2040 | MISO_W_2_MAPP_US | MISO_W | MAPP_US | Internal | Summer | B1 | 10 | 2300 | 0 | 284.01 | 278.51 | 5.5 | 0
2040 | MISO_W_2_MAPP_US | MISO_W | MAPP_US | Internal | Summer | B2 | 25 | 2300 | 0 | 284.01 | 278.51 | 5.5 | 0
2040 | MISO_W_2_MAPP_US | MISO_W | MAPP_US | Internal | Summer | B3 | 75 | 2300 | 0 | 282.86 | 277.36 | 5.5 | 0
2040 | MISO_W_2_MAPP_US | MISO_W | MAPP_US | Internal | Summer | B4 | 100 | 2300 | 0 | 192.76 | 187.26 | 5.5 | 0
2040 | MISO_W_2_MAPP_US | MISO_W | MAPP_US | Internal | Summer | B5 | 200 | 2300 | 0 | 185.93 | 180.43 | 5.5 | 0
2040 | MISO_W_2_MAPP_US | MISO_W | MAPP_US | Internal | Summer | B6 | 300 | 2300 | 0 | 178.13 | 174.62 | 5.5 | 0
2040 | MISO_W_2_MAPP_US | MISO_W | MAPP_US | Internal | Summer | B7 | 400 | 2300 | 0 | 165.35 | 159.85 | 5.5 | 0
2040 | MISO_W_2_MAPP_US | MISO_W | MAPP_US | Internal | Summer | B8 | 500 | 2300 | 0 | 152.19 | 146.69 | 5.5 | 0
2040 | MISO_W_2_MAPP_US | MISO_W | MAPP_US | Internal | Summer | B9 | 800 | 2300 | 0 | 151.06 | 145.56 | 5.5 | 0
2040 | MISO_W_2_MAPP_US | MISO_W | MAPP_US | Internal | Summer | B10 | 1262 | 2300 | 0 | 73.5 | 68 | 5.5 | 0
2040 | MISO_W_2_MAPP_US | MISO_W | MAPP_US | Internal | Winter | B16 | 25 | 2300 | 0 | 47.93 | 47.93 | 5.5 | 0
2040 | MISO_W_2_MAPP_US | MISO_W | MAPP_US | Internal | Winter | B17 | 100 | 2300 | 0 | 53.43 | 47.93 | 5.5 | 0
2040 | MISO_W_2_MAPP_US | MISO_W | MAPP_US | Internal | Winter | B18 | 400 | 2300 | 0 | 129.92 | 98.05 | 5.5 | 0
2040 | MISO_W_2_MAPP_US | MISO_W | MAPP_US | Internal | Winter | B19 | 700 | 2300 | 0 | 145.87 | 98.05 | 5.5 | 0
2040 | MISO_W_2_MAPP_US | MISO_W | MAPP_US | Internal | Winter | B20 | 935 | 2300 | 0 | 75.09 | 69.59 | 5.5 | 0
2040 | MISO_W_2_MISO_MO-IL | MISO_W | MISO_MO-IL | Internal | Shoulder | B11 | 25 | 3922 | 244.65 | 153.9 | 153.91 | 0.01 | 0
2040 | MISO_W_2_MISO_MO-IL | MISO_W | MISO_MO-IL | Internal | Shoulder | B12 | 200 | 3922 | 1225.86 | 152.81 | 152.83 | 0.01 | 0
2040 | MISO_W_2_MISO_MO-IL | MISO_W | MISO_MO-IL | Internal | Shoulder | B13 | 600 | 3922 | 2282.77 | 150.36 | 150.37 | 0.01 | 0
2040 | MISO_W_2_MISO_MO-IL | MISO_W | MISO_MO-IL | Internal | Shoulder | B14 | 900 | 3922 | 3922 | 71.51 | 143.87 | 0.01 | 72.35
2040 | MISO_W_2_MISO_MO-IL | MISO_W | MISO_MO-IL | Internal | Shoulder | B15 | 1203 | 3922 | 3922 | 53.43 | 73.5 | 0.01 | 20.05
2040 | MISO_W_2_MISO_MO-IL | MISO_W | MISO_MO-IL | Internal | Summer | B1 | 10 | 3922 | 1.35 | 284.01 | 284 | 0.01 | 0
2040 | MISO_W_2_MISO_MO-IL | MISO_W | MISO_MO-IL | Internal | Summer | B2 | 25 | 3922 | 0.62 | 284.01 | 284 | 0.01 | 0
2040 | MISO_W_2_MISO_MO-IL | MISO_W | MISO_MO-IL | Internal | Summer | B3 | 75 | 3922 | 592.22 | 282.86 | 282.87 | 0.01 | 0
2040 | MISO_W_2_MISO_MO-IL | MISO_W | MISO_MO-IL | Internal | Summer | B4 | 100 | 3922 | 721.4 | 192.76 | 192.77 | 0.01 | 0
2040 | MISO_W_2_MISO_MO-IL | MISO_W | MISO_MO-IL | Internal | Summer | B5 | 200 | 3922 | 2703.97 | 185.93 | 185.94 | 0.01 | 0
2040 | MISO_W_2_MISO_MO-IL | MISO_W | MISO_MO-IL | Internal | Summer | B6 | 300 | 3922 | 2025.28 | 178.13 | 178.14 | 0.01 | 0
2040 | MISO_W_2_MISO_MO-IL | MISO_W | MISO_MO-IL | Internal | Summer | B7 | 400 | 3922 | 3922 | 165.35 | 167.35 | 0.01 | 1.99
2040 | MISO_W_2_MISO_MO-IL | MISO_W | MISO_MO-IL | Internal | Summer | B8 | 500 | 3922 | 3921.99 | 152.19 | 152.3 | 0.01 | 0.1
2040 | MISO_W_2_MISO_MO-IL | MISO_W | MISO_MO-IL | Internal | Summer | B9 | 800 | 3922 | 3922 | 151.06 | 152.3 | 0.01 | 1.24
2040 | MISO_W_2_MISO_MO-IL | MISO_W | MISO_MO-IL | Internal | Summer | B10 | 1262 | 3922 | 3444.89 | 73.5 | 73.51 | 0.01 | 0
2040 | MISO_W_2_MISO_MO-IL | MISO_W | MISO_MO-IL | Internal | Winter | B16 | 25 | 3922 | 3922 | 47.93 | 155.04 | 0.01 | 107.1
2040 | MISO_W_2_MISO_MO-IL | MISO_W | MISO_MO-IL | Internal | Winter | B17 | 100 | 3922 | 3922 | 53.43 | 156.76 | 0.01 | 103.31
2040 | MISO_W_2_MISO_MO-IL | MISO_W | MISO_MO-IL | Internal | Winter | B18 | 400 | 3922 | 3922 | 129.92 | 151.68 | 0.01 | 21.74
2040 | MISO_W_2_MISO_MO-IL | MISO_W | MISO_MO-IL | Internal | Winter | B19 | 700 | 3922 | 3648.84 | 145.87 | 145.88 | 0.01 | 0
2040 | MISO_W_2_MISO_MO-IL | MISO_W | MISO_MO-IL | Internal | Winter | B20 | 935 | 3922 | 3837.31 | 75.09 | 75.1 | 0.01 | 0
2040 | MISO_W_2_MISO_WUMS | MISO_W | MISO_WUMS | Internal | Shoulder | B11 | 25 | 1667 | 1211.24 | 153.9 | 153.91 | 0.01 | 0
2040 | MISO_W_2_MISO_WUMS | MISO_W | MISO_WUMS | Internal | Shoulder | B12 | 200 | 1667 | 1600.68 | 152.81 | 152.83 | 0.01 | 0
2040 | MISO_W_2_MISO_WUMS | MISO_W | MISO_WUMS | Internal | Shoulder | B13 | 600 | 1667 | 1667 | 150.36 | 152.83 | 0.01 | 2.46
2040 | MISO_W_2_MISO_WUMS | MISO_W | MISO_WUMS | Internal | Shoulder | B14 | 900 | 1667 | 1667 | 71.51 | 152.83 | 0.01 | 81.3
2040 | MISO_W_2_MISO_WUMS | MISO_W | MISO_WUMS | Internal | Shoulder | B15 | 1203 | 1667 | 1667 | 53.43 | 80.31 | 0.01 | 26.86
2040 | MISO_W_2_MISO_WUMS | MISO_W | MISO_WUMS | Internal | Summer | B1 | 10 | 1667 | 0 | 284.01 | 152.21 | 0.01 | 0
2040 | MISO_W_2_MISO_WUMS | MISO_W | MISO_WUMS | Internal | Summer | B2 | 25 | 1667 | 0 | 284.01 | 177.31 | 0.01 | 0
2040 | MISO_W_2_MISO_WUMS | MISO_W | MISO_WUMS | Internal | Summer | B3 | 75 | 1667 | 0 | 282.86 | 230.21 | 0.01 | 0
2040 | MISO_W_2_MISO_WUMS | MISO_W | MISO_WUMS | Internal | Summer | B4 | 100 | 1667 | 0 | 192.76 | 179.48 | 0.01 | 0
2040 | MISO_W_2_MISO_WUMS | MISO_W | MISO_WUMS | Internal | Summer | B5 | 200 | 1667 | 0 | 185.93 | 177.31 | 0.01 | 0
2040 | MISO_W_2_MISO_WUMS | MISO_W | MISO_WUMS | Internal | Summer | B6 | 300 | 1667 | 0 | 178.13 | 165.15 | 0.01 | 0
2040 | MISO_W_2_MISO_WUMS | MISO_W | MISO_WUMS | Internal | Summer | B7 | 400 | 1667 | 0 | 165.35 | 152.76 | 0.01 | 0
2040 | MISO_W_2_MISO_WUMS | MISO_W | MISO_WUMS | Internal | Summer | B8 | 500 | 1667 | 1569.14 | 152.19 | 152.21 | 0.01 | 0
2040 | MISO_W_2_MISO_WUMS | MISO_W | MISO_WUMS | Internal | Summer | B9 | 800 | 1667 | 1667 | 151.06 | 152.21 | 0.01 | 1.14
2040 | MISO_W_2_MISO_WUMS | MISO_W | MISO_WUMS | Internal | Summer | B10 | 1262 | 1667 | 1667 | 73.5 | 91.57 | 0.01 | 18.06
2040 | MISO_W_2_MISO_WUMS | MISO_W | MISO_WUMS | Internal | Winter | B16 | 25 | 1667 | 1667 | 47.93 | 88.45 | 0.01 | 40.5
2040 | MISO_W_2_MISO_WUMS | MISO_W | MISO_WUMS | Internal | Winter | B17 | 100 | 1667 | 1667 | 53.43 | 156.77 | 0.01 | 103.33
2040 | MISO_W_2_MISO_WUMS | MISO_W | MISO_WUMS | Internal | Winter | B18 | 400 | 1667 | 1667 | 129.92 | 153.57 | 0.01 | 23.64
2040 | MISO_W_2_MISO_WUMS | MISO_W | MISO_WUMS | Internal | Winter | B19 | 700 | 1667 | 1667 | 145.87 | 153.57 | 0.01 | 7.69
2040 | MISO_W_2_MISO_WUMS | MISO_W | MISO_WUMS | Internal | Winter | B20 | 935 | 1667 | 1667 | 75.09 | 84.44 | 0.01 | 9.33
2040 | MISO_W_2_NE | MISO_W | NE | Internal | Shoulder | B11 | 25 | 5289 | 0 | 153.9 | 150.4 | 5.5 | 0
2040 | MISO_W_2_NE | MISO_W | NE | Internal | Shoulder | B12 | 200 | 5289 | 0 | 152.81 | 114.07 | 5.5 | 0
2040 | MISO_W_2_NE | MISO_W | NE | Internal | Shoulder | B13 | 600 | 5289 | 0 | 150.36 | 77.84 | 5.5 | 0
2040 | MISO_W_2_NE | MISO_W | NE | Internal | Shoulder | B14 | 900 | 5289 | 0 | 71.51 | 11.53 | 5.5 | 0
2040 | MISO_W_2_NE | MISO_W | NE | Internal | Shoulder | B15 | 1203 | 5289 | 0 | 53.43 | 11.52 | 5.5 | 0
2040 | MISO_W_2_NE | MISO_W | NE | Internal | Summer | B1 | 10 | 5289 | 0 | 284.01 | 280.51 | 5.5 | 0
2040 | MISO_W_2_NE | MISO_W | NE | Internal | Summer | B2 | 25 | 5289 | 0 | 284.01 | 280.51 | 5.5 | 0
2040 | MISO_W_2_NE | MISO_W | NE | Internal | Summer | B3 | 75 | 5289 | 0 | 282.86 | 279.36 | 5.5 | 0
2040 | MISO_W_2_NE | MISO_W | NE | Internal | Summer | B4 | 100 | 5289 | 0 | 192.76 | 189.26 | 5.5 | 0
2040 | MISO_W_2_NE | MISO_W | NE | Internal | Summer | B5 | 200 | 5289 | 0 | 185.93 | 183.44 | 5.5 | 0
2040 | MISO_W_2_NE | MISO_W | NE | Internal | Summer | B6 | 300 | 5289 | 0 | 178.13 | 180.12 | 5.5 | 0
2040 | MISO_W_2_NE | MISO_W | NE | Internal | Summer | B7 | 400 | 5289 | 0 | 165.35 | 163.47 | 5.5 | 0
2040 | MISO_W_2_NE | MISO_W | NE | Internal | Summer | B8 | 500 | 5289 | 0 | 152.19 | 148.69 | 5.5 | 0
2040 | MISO_W_2_NE | MISO_W | NE | Internal | Summer | B9 | 800 | 5289 | 0 | 151.06 | 147.56 | 5.5 | 0
2040 | MISO_W_2_NE | MISO_W | NE | Internal | Summer | B10 | 1262 | 5289 | 0 | 73.5 | 64.5 | 5.5 | 0
2040 | MISO_W_2_NE | MISO_W | NE | Internal | Winter | B16 | 25 | 5289 | 0 | 47.93 | 11.52 | 5.5 | 0
2040 | MISO_W_2_NE | MISO_W | NE | Internal | Winter | B17 | 100 | 5289 | 0 | 53.43 | 11.52 | 5.5 | 0
2040 | MISO_W_2_NE | MISO_W | NE | Internal | Winter | B18 | 400 | 5289 | 0 | 129.92 | 94.55 | 5.5 | 0
2040 | MISO_W_2_NE | MISO_W | NE | Internal | Winter | B19 | 700 | 5289 | 0 | 145.87 | 11.52 | 5.5 | 0
2040 | MISO_W_2_NE | MISO_W | NE | Internal | Winter | B20 | 935 | 5289 | 0 | 75.09 | 11.52 | 5.5 | 0
2040 | MISO_W_2_PJM_ROR | MISO_W | PJM_ROR | Internal | Shoulder | B11 | 25 | 13193 | 3826.18 | 153.9 | 154.9 | 1 | 0
2040 | MISO_W_2_PJM_ROR | MISO_W | PJM_ROR | Internal | Shoulder | B12 | 200 | 13193 | 13192.84 | 152.81 | 153.83 | 1 | 0.01
2040 | MISO_W_2_PJM_ROR | MISO_W | PJM_ROR | Internal | Shoulder | B13 | 600 | 13193 | 13193 | 150.36 | 153.83 | 1 | 2.47
2040 | MISO_W_2_PJM_ROR | MISO_W | PJM_ROR | Internal | Shoulder | B14 | 900 | 13193 | 13193 | 71.51 | 153.83 | 1 | 81.32
2040 | MISO_W_2_PJM_ROR | MISO_W | PJM_ROR | Internal | Shoulder | B15 | 1203 | 13193 | 13193 | 53.43 | 86.51 | 1 | 32.08
2040 | MISO_W_2_PJM_ROR | MISO_W | PJM_ROR | Internal | Summer | B1 | 10 | 13193 | 4765.07 | 284.01 | 285.01 | 1 | 0
2040 | MISO_W_2_PJM_ROR | MISO_W | PJM_ROR | Internal | Summer | B2 | 25 | 13193 | 11980.82 | 284.01 | 285.01 | 1 | 0
2040 | MISO_W_2_PJM_ROR | MISO_W | PJM_ROR | Internal | Summer | B3 | 75 | 13193 | 3851.91 | 282.86 | 283.86 | 1 | 0
2040 | MISO_W_2_PJM_ROR | MISO_W | PJM_ROR | Internal | Summer | B4 | 100 | 13193 | 1853.28 | 192.76 | 193.76 | 1 | 0
2040 | MISO_W_2_PJM_ROR | MISO_W | PJM_ROR | Internal | Summer | B5 | 200 | 13193 | 0 | 185.93 | 184.93 | 1 | 0
2040 | MISO_W_2_PJM_ROR | MISO_W | PJM_ROR | Internal | Summer | B6 | 300 | 13193 | 0 | 178.13 | 177.13 | 1 | 0
2040 | MISO_W_2_PJM_ROR | MISO_W | PJM_ROR | Internal | Summer | B7 | 400 | 13193 | 1405.32 | 165.35 | 166.35 | 1 | 0
2040 | MISO_W_2_PJM_ROR | MISO_W | PJM_ROR | Internal | Summer | B8 | 500 | 13193 | 5775.36 | 152.19 | 153.19 | 1 | 0
2040 | MISO_W_2_PJM_ROR | MISO_W | PJM_ROR | Internal | Summer | B9 | 800 | 13193 | 5407.16 | 151.06 | 152.06 | 1 | 0
2040 | MISO_W_2_PJM_ROR | MISO_W | PJM_ROR | Internal | Summer | B10 | 1262 | 13193 | 13193 | 73.5 | 92.57 | 1 | 18.07
2040 | MISO_W_2_PJM_ROR | MISO_W | PJM_ROR | Internal | Winter | B16 | 25 | 13193 | 13193 | 47.93 | 157.78 | 1 | 108.85
2040 | MISO_W_2_PJM_ROR | MISO_W | PJM_ROR | Internal | Winter | B17 | 100 | 13193 | 13193 | 53.43 | 157.78 | 1 | 103.35
2040 | MISO_W_2_PJM_ROR | MISO_W | PJM_ROR | Internal | Winter | B18 | 400 | 13193 | 13193 | 129.92 | 154.95 | 1 | 24.02
2040 | MISO_W_2_PJM_ROR | MISO_W | PJM_ROR | Internal | Winter | B19 | 700 | 13193 | 13193 | 145.87 | 154.95 | 1 | 8.08
2040 | MISO_W_2_PJM_ROR | MISO_W | PJM_ROR | Internal | Winter | B20 | 935 | 13193 | 13193 | 75.09 | 88.1 | 1 | 12.01
2040 | MISO_W_2_SPP_N | MISO_W | SPP_N | Internal | Shoulder | B11 | 25 | 3537 | 0 | 153.9 | 150.41 | 5.5 | 0
2040 | MISO_W_2_SPP_N | MISO_W | SPP_N | Internal | Shoulder | B12 | 200 | 3537 | 0 | 152.81 | 114.08 | 5.5 | 0
2040 | MISO_W_2_SPP_N | MISO_W | SPP_N | Internal | Shoulder | B13 | 600 | 3537 | 0 | 150.36 | 77.86 | 5.5 | 0
2040 | MISO_W_2_SPP_N | MISO_W | SPP_N | Internal | Shoulder | B14 | 900 | 3537 | 0 | 71.51 | 11.52 | 5.5 | 0
2040 | MISO_W_2_SPP_N | MISO_W | SPP_N | Internal | Shoulder | B15 | 1203 | 3537 | 0 | 53.43 | 11.52 | 5.5 | 0
2040 | MISO_W_2_SPP_N | MISO_W | SPP_N | Internal | Summer | B1 | 10 | 3537 | 0 | 284.01 | 11.52 | 5.5 | 0
2040 | MISO_W_2_SPP_N | MISO_W | SPP_N | Internal | Summer | B2 | 25 | 3537 | 0 | 284.01 | 263.88 | 5.5 | 0
2040 | MISO_W_2_SPP_N | MISO_W | SPP_N | Internal | Summer | B3 | 75 | 3537 | 0 | 282.86 | 279.36 | 5.5 | 0
2040 | MISO_W_2_SPP_N | MISO_W | SPP_N | Internal | Summer | B4 | 100 | 3537 | 0 | 192.76 | 189.27 | 5.5 | 0
2040 | MISO_W_2_SPP_N | MISO_W | SPP_N | Internal | Summer | B5 | 200 | 3537 | 0 | 185.93 | 183.45 | 5.5 | 0
2040 | MISO_W_2_SPP_N | MISO_W | SPP_N | Internal | Summer | B6 | 300 | 3537 | 0 | 178.13 | 180.13 | 5.5 | 0
2040 | MISO_W_2_SPP_N | MISO_W | SPP_N | Internal | Summer | B7 | 400 | 3537 | 0 | 165.35 | 170.35 | 5.5 | 0
2040 | MISO_W_2_SPP_N | MISO_W | SPP_N | Internal | Summer | B8 | 500 | 3537 | 0 | 152.19 | 152.46 | 5.5 | 0
2040 | MISO_W_2_SPP_N | MISO_W | SPP_N | Internal | Summer | B9 | 800 | 3537 | 0 | 151.06 | 148.8 | 5.5 | 0
2040 | MISO_W_2_SPP_N | MISO_W | SPP_N | Internal | Summer | B10 | 1262 | 3537 | 0 | 73.5 | 64.49 | 5.5 | 0
2040 | MISO_W_2_SPP_N | MISO_W | SPP_N | Internal | Winter | B16 | 25 | 3537 | 0 | 47.93 | 11.52 | 5.5 | 0
2040 | MISO_W_2_SPP_N | MISO_W | SPP_N | Internal | Winter | B17 | 100 | 3537 | 0 | 53.43 | 11.52 | 5.5 | 0
2040 | MISO_W_2_SPP_N | MISO_W | SPP_N | Internal | Winter | B18 | 400 | 3537 | 0 | 129.92 | 102.43 | 5.5 | 0
2040 | MISO_W_2_SPP_N | MISO_W | SPP_N | Internal | Winter | B19 | 700 | 3537 | 0 | 145.87 | 11.53 | 5.5 | 0
2040 | MISO_W_2_SPP_N | MISO_W | SPP_N | Internal | Winter | B20 | 935 | 3537 | 0 | 75.09 | 11.52 | 5.5 | 0
2040 | MISO_WUMS_2_MISO_MI | MISO_WUMS | MISO_MI | Internal | Shoulder | B11 | 25 | 787 | 0.55 | 153.91 | 153.9 | 0.01 | 0
2040 | MISO_WUMS_2_MISO_MI | MISO_WUMS | MISO_MI | Internal | Shoulder | B12 | 200 | 787 | 0.18 | 152.83 | 152.83 | 0.01 | 0
2040 | MISO_WUMS_2_MISO_MI | MISO_WUMS | MISO_MI | Internal | Shoulder | B13 | 600 | 787 | 0.03 | 152.83 | 152.81 | 0.01 | 0
2040 | MISO_WUMS_2_MISO_MI | MISO_WUMS | MISO_MI | Internal | Shoulder | B14 | 900 | 787 | 0.02 | 152.83 | 152.81 | 0.01 | 0
2040 | MISO_WUMS_2_MISO_MI | MISO_WUMS | MISO_MI | Internal | Shoulder | B15 | 1203 | 787 | 787 | 80.31 | 87.1 | 0.01 | 6.78
2040 | MISO_WUMS_2_MISO_MI | MISO_WUMS | MISO_MI | Internal | Summer | B1 | 10 | 787 | 787 | 152.21 | 220.55 | 0.01 | 68.33
2040 | MISO_WUMS_2_MISO_MI | MISO_WUMS | MISO_MI | Internal | Summer | B2 | 25 | 787 | 787 | 177.31 | 277.53 | 0.01 | 100.21
2040 | MISO_WUMS_2_MISO_MI | MISO_WUMS | MISO_MI | Internal | Summer | B3 | 75 | 787 | 598.05 | 230.21 | 230.22 | 0.01 | 0
2040 | MISO_WUMS_2_MISO_MI | MISO_WUMS | MISO_MI | Internal | Summer | B4 | 100 | 787 | 787 | 179.48 | 190.36 | 0.01 | 10.87
2040 | MISO_WUMS_2_MISO_MI | MISO_WUMS | MISO_MI | Internal | Summer | B5 | 200 | 787 | 786.98 | 177.31 | 177.42 | 0.01 | 0.1
2040 | MISO_WUMS_2_MISO_MI | MISO_WUMS | MISO_MI | Internal | Summer | B6 | 300 | 787 | 0.05 | 165.15 | 165.14 | 0.01 | 0
2040 | MISO_WUMS_2_MISO_MI | MISO_WUMS | MISO_MI | Internal | Summer | B7 | 400 | 787 | 211.35 | 152.76 | 152.77 | 0.01 | 0
2040 | MISO_WUMS_2_MISO_MI | MISO_WUMS | MISO_MI | Internal | Summer | B8 | 500 | 787 | 786.99 | 152.21 | 152.3 | 0.01 | 0.09
2040 | MISO_WUMS_2_MISO_MI | MISO_WUMS | MISO_MI | Internal | Summer | B9 | 800 | 787 | 786.99 | 152.21 | 152.3 | 0.01 | 0.09
2040 | MISO_WUMS_2_MISO_MI | MISO_WUMS | MISO_MI | Internal | Summer | B10 | 1262 | 787 | 787 | 91.57 | 93.57 | 0.01 | 1.99
2040 | MISO_WUMS_2_MISO_MI | MISO_WUMS | MISO_MI | Internal | Winter | B16 | 25 | 787 | 787 | 88.45 | 155.04 | 0.01 | 66.58
2040 | MISO_WUMS_2_MISO_MI | MISO_WUMS | MISO_MI | Internal | Winter | B17 | 100 | 787 | 30.1 | 156.77 | 156.78 | 0.01 | 0
2040 | MISO_WUMS_2_MISO_MI | MISO_WUMS | MISO_MI | Internal | Winter | B18 | 400 | 787 | 0.04 | 153.57 | 153.56 | 0.01 | 0
2040 | MISO_WUMS_2_MISO_MI | MISO_WUMS | MISO_MI | Internal | Winter | B19 | 700 | 787 | 0.02 | 153.57 | 153.56 | 0.01 | 0
2040 | MISO_WUMS_2_MISO_MI | MISO_WUMS | MISO_MI | Internal | Winter | B20 | 935 | 787 | 787 | 84.44 | 89.1 | 0.01 | 4.65
2040 | MISO_WUMS_2_MISO_W | MISO_WUMS | MISO_W | Internal | Shoulder | B11 | 25 | 1175 | 0.57 | 153.91 | 153.9 | 0.01 | 0
2040 | MISO_WUMS_2_MISO_W | MISO_WUMS | MISO_W | Internal | Shoulder | B12 | 200 | 1175 | 0.07 | 152.83 | 152.81 | 0.01 | 0
2040 | MISO_WUMS_2_MISO_W | MISO_WUMS | MISO_W | Internal | Shoulder | B13 | 600 | 1175 | 0 | 152.83 | 150.36 | 0.01 | 0
2040 | MISO_WUMS_2_MISO_W | MISO_WUMS | MISO_W | Internal | Shoulder | B14 | 900 | 1175 | 0 | 152.83 | 71.51 | 0.01 | 0
2040 | MISO_WUMS_2_MISO_W | MISO_WUMS | MISO_W | Internal | Shoulder | B15 | 1203 | 1175 | 0 | 80.31 | 53.43 | 0.01 | 0
2040 | MISO_WUMS_2_MISO_W | MISO_WUMS | MISO_W | Internal | Summer | B1 | 10 | 1175 | 1175 | 152.21 | 284.01 | 0.01 | 131.8
2040 | MISO_WUMS_2_MISO_W | MISO_WUMS | MISO_W | Internal | Summer | B2 | 25 | 1175 | 1175 | 177.31 | 284.01 | 0.01 | 106.7
2040 | MISO_WUMS_2_MISO_W | MISO_WUMS | MISO_W | Internal | Summer | B3 | 75 | 1175 | 1175 | 230.21 | 282.86 | 0.01 | 52.63
2040 | MISO_WUMS_2_MISO_W | MISO_WUMS | MISO_W | Internal | Summer | B4 | 100 | 1175 | 1175 | 179.48 | 192.76 | 0.01 | 13.27
2040 | MISO_WUMS_2_MISO_W | MISO_WUMS | MISO_W | Internal | Summer | B5 | 200 | 1175 | 1175 | 177.31 | 185.93 | 0.01 | 8.61
2040 | MISO_WUMS_2_MISO_W | MISO_WUMS | MISO_W | Internal | Summer | B6 | 300 | 1175 | 1175 | 165.15 | 178.13 | 0.01 | 12.96
2040 | MISO_WUMS_2_MISO_W | MISO_WUMS | MISO_W | Internal | Summer | B7 | 400 | 1175 | 1175 | 152.76 | 165.35 | 0.01 | 12.59
2040 | MISO_WUMS_2_MISO_W | MISO_WUMS | MISO_W | Internal | Summer | B8 | 500 | 1175 | 0.03 | 152.21 | 152.19 | 0.01 | 0
2040 | MISO_WUMS_2_MISO_W | MISO_WUMS | MISO_W | Internal | Summer | B9 | 800 | 1175 | 0 | 152.21 | 151.06 | 0.01 | 0
2040 | MISO_WUMS_2_MISO_W | MISO_WUMS | MISO_W | Internal | Summer | B10 | 1262 | 1175 | 0 | 91.57 | 73.5 | 0.01 | 0
2040 | MISO_WUMS_2_MISO_W | MISO_WUMS | MISO_W | Internal | Winter | B16 | 25 | 1175 | 0 | 88.45 | 47.93 | 0.01 | 0
2040 | MISO_WUMS_2_MISO_W | MISO_WUMS | MISO_W | Internal | Winter | B17 | 100 | 1175 | 0 | 156.77 | 53.43 | 0.01 | 0
2040 | MISO_WUMS_2_MISO_W | MISO_WUMS | MISO_W | Internal | Winter | B18 | 400 | 1175 | 0 | 153.57 | 129.92 | 0.01 | 0
2040 | MISO_WUMS_2_MISO_W | MISO_WUMS | MISO_W | Internal | Winter | B19 | 700 | 1175 | 0 | 153.57 | 145.87 | 0.01 | 0
2040 | MISO_WUMS_2_MISO_W | MISO_WUMS | MISO_W | Internal | Winter | B20 | 935 | 1175 | 0 | 84.44 | 75.09 | 0.01 | 0
2040 | MISO_WUMS_2_PJM_ROR | MISO_WUMS | PJM_ROR | Internal | Shoulder | B11 | 25 | 1600 | 1.07 | 153.91 | 154.9 | 1 | 0
2040 | MISO_WUMS_2_PJM_ROR | MISO_WUMS | PJM_ROR | Internal | Shoulder | B12 | 200 | 1600 | 175.27 | 152.83 | 153.83 | 1 | 0
2040 | MISO_WUMS_2_PJM_ROR | MISO_WUMS | PJM_ROR | Internal | Shoulder | B13 | 600 | 1600 | 182.4 | 152.83 | 153.83 | 1 | 0
2040 | MISO_WUMS_2_PJM_ROR | MISO_WUMS | PJM_ROR | Internal | Shoulder | B14 | 900 | 1600 | 933.54 | 152.83 | 153.83 | 1 | 0
2040 | MISO_WUMS_2_PJM_ROR | MISO_WUMS | PJM_ROR | Internal | Shoulder | B15 | 1203 | 1600 | 1600 | 80.31 | 86.51 | 1 | 5.2
2040 | MISO_WUMS_2_PJM_ROR | MISO_WUMS | PJM_ROR | Internal | Summer | B1 | 10 | 1600 | 1600 | 152.21 | 285.01 | 1 | 131.81
2040 | MISO_WUMS_2_PJM_ROR | MISO_WUMS | PJM_ROR | Internal | Summer | B2 | 25 | 1600 | 1600 | 177.31 | 285.01 | 1 | 106.71
2040 | MISO_WUMS_2_PJM_ROR | MISO_WUMS | PJM_ROR | Internal | Summer | B3 | 75 | 1600 | 1600 | 230.21 | 283.86 | 1 | 52.65
2040 | MISO_WUMS_2_PJM_ROR | MISO_WUMS | PJM_ROR | Internal | Summer | B4 | 100 | 1600 | 1600 | 179.48 | 193.76 | 1 | 13.28
2040 | MISO_WUMS_2_PJM_ROR | MISO_WUMS | PJM_ROR | Internal | Summer | B5 | 200 | 1600 | 1600 | 177.31 | 184.93 | 1 | 6.63
2040 | MISO_WUMS_2_PJM_ROR | MISO_WUMS | PJM_ROR | Internal | Summer | B6 | 300 | 1600 | 1600 | 165.15 | 177.13 | 1 | 10.98
2040 | MISO_WUMS_2_PJM_ROR | MISO_WUMS | PJM_ROR | Internal | Summer | B7 | 400 | 1600 | 1600 | 152.76 | 166.35 | 1 | 12.6
2040 | MISO_WUMS_2_PJM_ROR | MISO_WUMS | PJM_ROR | Internal | Summer | B8 | 500 | 1600 | 0.06 | 152.21 | 153.19 | 1 | 0
2040 | MISO_WUMS_2_PJM_ROR | MISO_WUMS | PJM_ROR | Internal | Summer | B9 | 800 | 1600 | 0 | 152.21 | 152.06 | 1 | 0
2040 | MISO_WUMS_2_PJM_ROR | MISO_WUMS | PJM_ROR | Internal | Summer | B10 | 1262 | 1600 | 550.87 | 91.57 | 92.57 | 1 | 0
2040 | MISO_WUMS_2_PJM_ROR | MISO_WUMS | PJM_ROR | Internal | Winter | B16 | 25 | 1600 | 1600 | 88.45 | 157.78 | 1 | 68.34
2040 | MISO_WUMS_2_PJM_ROR | MISO_WUMS | PJM_ROR | Internal | Winter | B17 | 100 | 1600 | 1599.66 | 156.77 | 157.78 | 1 | 0.01
2040 | MISO_WUMS_2_PJM_ROR | MISO_WUMS | PJM_ROR | Internal | Winter | B18 | 400 | 1600 | 1600 | 153.57 | 154.95 | 1 | 0.38
2040 | MISO_WUMS_2_PJM_ROR | MISO_WUMS | PJM_ROR | Internal | Winter | B19 | 700 | 1600 | 1600 | 153.57 | 154.95 | 1 | 0.38
2040 | MISO_WUMS_2_PJM_ROR | MISO_WUMS | PJM_ROR | Internal | Winter | B20 | 935 | 1600 | 1600 | 84.44 | 88.1 | 1 | 2.66
2040 | NE_2_MAPP_US | NE | MAPP_US | Internal | Shoulder | B11 | 25 | 1600 | 0 | 150.4 | 148.4 | 3.5 | 0
2040 | NE_2_MAPP_US | NE | MAPP_US | Internal | Shoulder | B12 | 200 | 1600 | 348.52 | 114.07 | 117.57 | 3.5 | 0
2040 | NE_2_MAPP_US | NE | MAPP_US | Internal | Shoulder | B13 | 600 | 1600 | 676.26 | 77.84 | 81.34 | 3.5 | 0
2040 | NE_2_MAPP_US | NE | MAPP_US | Internal | Shoulder | B14 | 900 | 1600 | 1600 | 11.53 | 66.01 | 3.5 | 50.98
2040 | NE_2_MAPP_US | NE | MAPP_US | Internal | Shoulder | B15 | 1203 | 1600 | 1600 | 11.52 | 47.93 | 3.5 | 32.91
2040 | NE_2_MAPP_US | NE | MAPP_US | Internal | Summer | B1 | 10 | 1600 | 0 | 280.51 | 278.51 | 3.5 | 0
2040 | NE_2_MAPP_US | NE | MAPP_US | Internal | Summer | B2 | 25 | 1600 | 0 | 280.51 | 278.51 | 3.5 | 0
2040 | NE_2_MAPP_US | NE | MAPP_US | Internal | Summer | B3 | 75 | 1600 | 0 | 279.36 | 277.36 | 3.5 | 0
2040 | NE_2_MAPP_US | NE | MAPP_US | Internal | Summer | B4 | 100 | 1600 | 0 | 189.26 | 187.26 | 3.5 | 0
2040 | NE_2_MAPP_US | NE | MAPP_US | Internal | Summer | B5 | 200 | 1600 | 0 | 183.44 | 180.43 | 3.5 | 0
2040 | NE_2_MAPP_US | NE | MAPP_US | Internal | Summer | B6 | 300 | 1600 | 0 | 180.12 | 174.62 | 3.5 | 0
2040 | NE_2_MAPP_US | NE | MAPP_US | Internal | Summer | B7 | 400 | 1600 | 0 | 163.47 | 159.85 | 3.5 | 0
2040 | NE_2_MAPP_US | NE | MAPP_US | Internal | Summer | B8 | 500 | 1600 | 0 | 148.69 | 146.69 | 3.5 | 0
2040 | NE_2_MAPP_US | NE | MAPP_US | Internal | Summer | B9 | 800 | 1600 | 0 | 147.56 | 145.56 | 3.5 | 0
2040 | NE_2_MAPP_US | NE | MAPP_US | Internal | Summer | B10 | 1262 | 1600 | 1125.58 | 64.5 | 68 | 3.5 | 0
2040 | NE_2_MAPP_US | NE | MAPP_US | Internal | Winter | B16 | 25 | 1600 | 1600 | 11.52 | 47.93 | 3.5 | 32.91
2040 | NE_2_MAPP_US | NE | MAPP_US | Internal | Winter | B17 | 100 | 1600 | 1600 | 11.52 | 47.93 | 3.5 | 32.91
2040 | NE_2_MAPP_US | NE | MAPP_US | Internal | Winter | B18 | 400 | 1600 | 781.68 | 94.55 | 98.05 | 3.5 | 0
2040 | NE_2_MAPP_US | NE | MAPP_US | Internal | Winter | B19 | 700 | 1600 | 1600 | 11.52 | 98.05 | 3.5 | 83.03
2040 | NE_2_MAPP_US | NE | MAPP_US | Internal | Winter | B20 | 935 | 1600 | 1600 | 11.52 | 69.59 | 3.5 | 54.57
2040 | NE_2_MISO_W | NE | MISO_W | Internal | Shoulder | B11 | 25 | 4089 | 883.12 | 150.4 | 153.9 | 3.5 | 0
2040 | NE_2_MISO_W | NE | MISO_W | Internal | Shoulder | B12 | 200 | 4089 | 4089 | 114.07 | 152.81 | 3.5 | 35.24
2040 | NE_2_MISO_W | NE | MISO_W | Internal | Shoulder | B13 | 600 | 4089 | 4089 | 77.84 | 150.36 | 3.5 | 69.01
2040 | NE_2_MISO_W | NE | MISO_W | Internal | Shoulder | B14 | 900 | 4089 | 4089 | 11.53 | 71.51 | 3.5 | 56.48
2040 | NE_2_MISO_W | NE | MISO_W | Internal | Shoulder | B15 | 1203 | 4089 | 4089 | 11.52 | 53.43 | 3.5 | 38.41
2040 | NE_2_MISO_W | NE | MISO_W | Internal | Summer | B1 | 10 | 4089 | 1177.49 | 280.51 | 284.01 | 3.5 | 0
2040 | NE_2_MISO_W | NE | MISO_W | Internal | Summer | B2 | 25 | 4089 | 3866.4 | 280.51 | 284.01 | 3.5 | 0
2040 | NE_2_MISO_W | NE | MISO_W | Internal | Summer | B3 | 75 | 4089 | 1794.69 | 279.36 | 282.86 | 3.5 | 0
2040 | NE_2_MISO_W | NE | MISO_W | Internal | Summer | B4 | 100 | 4089 | 132.64 | 189.26 | 192.76 | 3.5 | 0
2040 | NE_2_MISO_W | NE | MISO_W | Internal | Summer | B5 | 200 | 4089 | 0 | 183.44 | 185.93 | 3.5 | 0
2040 | NE_2_MISO_W | NE | MISO_W | Internal | Summer | B6 | 300 | 4089 | 0 | 180.12 | 178.13 | 3.5 | 0
2040 | NE_2_MISO_W | NE | MISO_W | Internal | Summer | B7 | 400 | 4089 | 0 | 163.47 | 165.35 | 3.5 | 0
2040 | NE_2_MISO_W | NE | MISO_W | Internal | Summer | B8 | 500 | 4089 | 1760.42 | 148.69 | 152.19 | 3.5 | 0
2040 | NE_2_MISO_W | NE | MISO_W | Internal | Summer | B9 | 800 | 4089 | 1270.75 | 147.56 | 151.06 | 3.5 | 0
2040 | NE_2_MISO_W | NE | MISO_W | Internal | Summer | B10 | 1262 | 4089 | 4089 | 64.5 | 73.5 | 3.5 | 5.5
2040 | NE_2_MISO_W | NE | MISO_W | Internal | Winter | B16 | 25 | 4089 | 4089 | 11.52 | 47.93 | 3.5 | 32.91
2040 | NE_2_MISO_W | NE | MISO_W | Internal | Winter | B17 | 100 | 4089 | 4089 | 11.52 | 53.43 | 3.5 | 38.41
2040 | NE_2_MISO_W | NE | MISO_W | Internal | Winter | B18 | 400 | 4089 | 4089 | 94.55 | 129.92 | 3.5 | 31.87
2040 | NE_2_MISO_W | NE | MISO_W | Internal | Winter | B19 | 700 | 4089 | 4089 | 11.52 | 145.87 | 3.5 | 130.85
2040 | NE_2_MISO_W | NE | MISO_W | Internal | Winter | B20 | 935 | 4089 | 4089 | 11.52 | 75.09 | 3.5 | 60.07
2040 | NE_2_SPP_N | NE | SPP_N | Internal | Shoulder | B11 | 25 | 1960 | 1733.44 | 150.4 | 150.41 | 0.01 | 0
2040 | NE_2_SPP_N | NE | SPP_N | Internal | Shoulder | B12 | 200 | 1960 | 323.23 | 114.07 | 114.08 | 0.01 | 0
2040 | NE_2_SPP_N | NE | SPP_N | Internal | Shoulder | B13 | 600 | 1960 | 344.55 | 77.84 | 77.86 | 0.01 | 0
2040 | NE_2_SPP_N | NE | SPP_N | Internal | Shoulder | B14 | 900 | 1960 | 0.02 | 11.53 | 11.52 | 0.01 | 0
2040 | NE_2_SPP_N | NE | SPP_N | Internal | Shoulder | B15 | 1203 | 1960 | 0.03 | 11.52 | 11.52 | 0.01 | 0
2040 | NE_2_SPP_N | NE | SPP_N | Internal | Summer | B1 | 10 | 1960 | 0 | 280.51 | 11.52 | 0.01 | 0
2040 | NE_2_SPP_N | NE | SPP_N | Internal | Summer | B2 | 25 | 1960 | 0 | 280.51 | 263.88 | 0.01 | 0
2040 | NE_2_SPP_N | NE | SPP_N | Internal | Summer | B3 | 75 | 1960 | 0.41 | 279.36 | 279.36 | 0.01 | 0
2040 | NE_2_SPP_N | NE | SPP_N | Internal | Summer | B4 | 100 | 1960 | 81.4 | 189.26 | 189.27 | 0.01 | 0
2040 | NE_2_SPP_N | NE | SPP_N | Internal | Summer | B5 | 200 | 1960 | 349.38 | 183.44 | 183.45 | 0.01 | 0
2040 | NE_2_SPP_N | NE | SPP_N | Internal | Summer | B6 | 300 | 1960 | 1347.83 | 180.12 | 180.13 | 0.01 | 0
2040 | NE_2_SPP_N | NE | SPP_N | Internal | Summer | B7 | 400 | 1960 | 1960 | 163.47 | 170.35 | 0.01 | 6.87
2040 | NE_2_SPP_N | NE | SPP_N | Internal | Summer | B8 | 500 | 1960 | 1960 | 148.69 | 152.46 | 0.01 | 3.75
2040 | NE_2_SPP_N | NE | SPP_N | Internal | Summer | B9 | 800 | 1960 | 1960 | 147.56 | 148.8 | 0.01 | 1.24
2040 | NE_2_SPP_N | NE | SPP_N | Internal | Summer | B10 | 1262 | 1960 | 0.01 | 64.5 | 64.49 | 0.01 | 0
2040 | NE_2_SPP_N | NE | SPP_N | Internal | Winter | B16 | 25 | 1960 | 1.28 | 11.52 | 11.52 | 0.01 | 0
2040 | NE_2_SPP_N | NE | SPP_N | Internal | Winter | B17 | 100 | 1960 | 0.33 | 11.52 | 11.52 | 0.01 | 0
2040 | NE_2_SPP_N | NE | SPP_N | Internal | Winter | B18 | 400 | 1960 | 1960 | 94.55 | 102.43 | 0.01 | 7.86
2040 | NE_2_SPP_N | NE | SPP_N | Internal | Winter | B19 | 700 | 1960 | 39.53 | 11.52 | 11.53 | 0.01 | 0
2040 | NE_2_SPP_N | NE | SPP_N | Internal | Winter | B20 | 935 | 1960 | 0.04 | 11.52 | 11.52 | 0.01 | 0
2040 | NEISO_2_NYISO_A-F | NEISO | NYISO_A-F | Internal | Shoulder | B11 | 25 | 600 | 600 | 82.59 | 92.6 | 1.5 | 8.51
2040 | NEISO_2_NYISO_A-F | NEISO | NYISO_A-F | Internal | Shoulder | B12 | 200 | 600 | 600 | 82.59 | 114.46 | 1.5 | 30.37
2040 | NEISO_2_NYISO_A-F | NEISO | NYISO_A-F | Internal | Shoulder | B13 | 600 | 600 | 600 | 82.59 | 92.6 | 1.5 | 8.51
2040 | NEISO_2_NYISO_A-F | NEISO | NYISO_A-F | Internal | Shoulder | B14 | 900 | 600 | 600 | 82.59 | 92.6 | 1.5 | 8.51
2040 | NEISO_2_NYISO_A-F | NEISO | NYISO_A-F | Internal | Shoulder | B15 | 1203 | 600 | 0.01 | 82.59 | 84.07 | 1.5 | 0
2040 | NEISO_2_NYISO_A-F | NEISO | NYISO_A-F | Internal | Summer | B1 | 10 | 600 | 0.01 | 175.25 | 173.05 | 1.5 | 0
2040 | NEISO_2_NYISO_A-F | NEISO | NYISO_A-F | Internal | Summer | B2 | 25 | 600 | 0 | 242.27 | 240.77 | 1.5 | 0
2040 | NEISO_2_NYISO_A-F | NEISO | NYISO_A-F | Internal | Summer | B3 | 75 | 600 | 0 | 175.25 | 173.75 | 1.5 | 0
2040 | NEISO_2_NYISO_A-F | NEISO | NYISO_A-F | Internal | Summer | B4 | 100 | 600 | 600 | 165.94 | 173.24 | 1.5 | 5.79
2040 | NEISO_2_NYISO_A-F | NEISO | NYISO_A-F | Internal | Summer | B5 | 200 | 600 | 600 | 165.94 | 173.24 | 1.5 | 5.79
2040 | NEISO_2_NYISO_A-F | NEISO | NYISO_A-F | Internal | Summer | B6 | 300 | 600 | 600 | 165.94 | 170.64 | 1.5 | 3.2
2040 | NEISO_2_NYISO_A-F | NEISO | NYISO_A-F | Internal | Summer | B7 | 400 | 600 | 0.08 | 158.38 | 159.87 | 1.5 | 0
2040 | NEISO_2_NYISO_A-F | NEISO | NYISO_A-F | Internal | Summer | B8 | 500 | 600 | 0 | 148.21 | 146.71 | 1.5 | 0
2040 | NEISO_2_NYISO_A-F | NEISO | NYISO_A-F | Internal | Summer | B9 | 800 | 600 | 94.85 | 142.54 | 144.04 | 1.5 | 0
2040 | NEISO_2_NYISO_A-F | NEISO | NYISO_A-F | Internal | Summer | B10 | 1262 | 600 | 0 | 129.66 | 128.15 | 1.5 | 0
2040 | NEISO_2_NYISO_A-F | NEISO | NYISO_A-F | Internal | Winter | B16 | 25 | 600 | 599.97 | 82.59 | 84.39 | 1.5 | 0.3
2040 | NEISO_2_NYISO_A-F | NEISO | NYISO_A-F | Internal | Winter | B17 | 100 | 600 | 571.38 | 82.59 | 84.09 | 1.5 | 0
2040 | NEISO_2_NYISO_A-F | NEISO | NYISO_A-F | Internal | Winter | B18 | 400 | 600 | 585.79 | 82.59 | 84.09 | 1.5 | 0
2040 | NEISO_2_NYISO_A-F | NEISO | NYISO_A-F | Internal | Winter | B19 | 700 | 600 | 590.81 | 82.59 | 84.09 | 1.5 | 0
2040 | NEISO_2_NYISO_A-F | NEISO | NYISO_A-F | Internal | Winter | B20 | 935 | 600 | 590.69 | 82.59 | 84.09 | 1.5 | 0
2040 | NEISO_2_NYISO_G-I | NEISO | NYISO_G-I | Internal | Shoulder | B11 | 25 | 600 | 600 | 82.59 | 148.42 | 1.5 | 64.33
2040 | NEISO_2_NYISO_G-I | NEISO | NYISO_G-I | Internal | Shoulder | B12 | 200 | 600 | 600 | 82.59 | 147.35 | 1.5 | 63.26
2040 | NEISO_2_NYISO_G-I | NEISO | NYISO_G-I | Internal | Shoulder | B13 | 600 | 600 | 600 | 82.59 | 147.35 | 1.5 | 63.26
2040 | NEISO_2_NYISO_G-I | NEISO | NYISO_G-I | Internal | Shoulder | B14 | 900 | 600 | 600 | 82.59 | 147.34 | 1.5 | 63.25
2040 | NEISO_2_NYISO_G-I | NEISO | NYISO_G-I | Internal | Shoulder | B15 | 1203 | 600 | 0.03 | 82.59 | 84.08 | 1.5 | 0
2040 | NEISO_2_NYISO_G-I | NEISO | NYISO_G-I | Internal | Summer | B1 | 10 | 600 | 600 | 175.25 | 278.54 | 1.5 | 101.79
2040 | NEISO_2_NYISO_G-I | NEISO | NYISO_G-I | Internal | Summer | B2 | 25 | 600 | 596.95 | 242.27 | 243.78 | 1.5 | 0.01
2040 | NEISO_2_NYISO_G-I | NEISO | NYISO_G-I | Internal | Summer | B3 | 75 | 600 | 600 | 175.25 | 239.1 | 1.5 | 62.34
2040 | NEISO_2_NYISO_G-I | NEISO | NYISO_G-I | Internal | Summer | B4 | 100 | 600 | 600 | 165.94 | 187.28 | 1.5 | 19.84
2040 | NEISO_2_NYISO_G-I | NEISO | NYISO_G-I | Internal | Summer | B5 | 200 | 600 | 600 | 165.94 | 173.25 | 1.5 | 5.8
2040 | NEISO_2_NYISO_G-I | NEISO | NYISO_G-I | Internal | Summer | B6 | 300 | 600 | 600 | 165.94 | 170.65 | 1.5 | 3.21
2040 | NEISO_2_NYISO_G-I | NEISO | NYISO_G-I | Internal | Summer | B7 | 400 | 600 | 458.44 | 158.38 | 159.88 | 1.5 | 0
2040 | NEISO_2_NYISO_G-I | NEISO | NYISO_G-I | Internal | Summer | B8 | 500 | 600 | 0 | 148.21 | 146.72 | 1.5 | 0
2040 | NEISO_2_NYISO_G-I | NEISO | NYISO_G-I | Internal | Summer | B9 | 800 | 600 | 600 | 142.54 | 145.58 | 1.5 | 1.54
2040 | NEISO_2_NYISO_G-I | NEISO | NYISO_G-I | Internal | Summer | B10 | 1262 | 600 | 0 | 129.66 | 128.16 | 1.5 | 0
2040 | NEISO_2_NYISO_G-I | NEISO | NYISO_G-I | Internal | Winter | B16 | 25 | 600 | 600 | 82.59 | 181.44 | 1.5 | 97.35
2040 | NEISO_2_NYISO_G-I | NEISO | NYISO_G-I | Internal | Winter | B17 | 100 | 600 | 600 | 82.59 | 151.31 | 1.5 | 67.22
2040 | NEISO_2_NYISO_G-I | NEISO | NYISO_G-I | Internal | Winter | B18 | 400 | 600 | 600 | 82.59 | 148.47 | 1.5 | 64.38
2040 | NEISO_2_NYISO_G-I | NEISO | NYISO_G-I | Internal | Winter | B19 | 700 | 600 | 600 | 82.59 | 148.47 | 1.5 | 64.38
2040 | NEISO_2_NYISO_G-I | NEISO | NYISO_G-I | Internal | Winter | B20 | 935 | 600 | 599.97 | 82.59 | 84.1 | 1.5 | 0.01
2040 | NEISO_2_NYISO_J-K | NEISO | NYISO_J-K | Internal | Shoulder | B11 | 25 | 745 | 745 | 82.59 | 170.76 | 1.5 | 86.67
2040 | NEISO_2_NYISO_J-K | NEISO | NYISO_J-K | Internal | Shoulder | B12 | 200 | 745 | 745 | 82.59 | 170.76 | 1.5 | 86.67
2040 | NEISO_2_NYISO_J-K | NEISO | NYISO_J-K | Internal | Shoulder | B13 | 600 | 745 | 745 | 82.59 | 170.76 | 1.5 | 86.67
2040 | NEISO_2_NYISO_J-K | NEISO | NYISO_J-K | Internal | Shoulder | B14 | 900 | 745 | 745 | 82.59 | 147.35 | 1.5 | 63.26
2040 | NEISO_2_NYISO_J-K | NEISO | NYISO_J-K | Internal | Shoulder | B15 | 1203 | 745 | 641.24 | 82.59 | 84.09 | 1.5 | 0
2040 | NEISO_2_NYISO_J-K | NEISO | NYISO_J-K | Internal | Summer | B1 | 10 | 745 | 745 | 175.25 | 278.55 | 1.5 | 101.8
2040 | NEISO_2_NYISO_J-K | NEISO | NYISO_J-K | Internal | Summer | B2 | 25 | 745 | 743.27 | 242.27 | 243.8 | 1.5 | 0.02
2040 | NEISO_2_NYISO_J-K | NEISO | NYISO_J-K | Internal | Summer | B3 | 75 | 745 | 745 | 175.25 | 239.11 | 1.5 | 62.36
2040 | NEISO_2_NYISO_J-K | NEISO | NYISO_J-K | Internal | Summer | B4 | 100 | 745 | 745 | 165.94 | 235.08 | 1.5 | 67.64
2040 | NEISO_2_NYISO_J-K | NEISO | NYISO_J-K | Internal | Summer | B5 | 200 | 745 | 745 | 165.94 | 235.08 | 1.5 | 67.64
2040 | NEISO_2_NYISO_J-K | NEISO | NYISO_J-K | Internal | Summer | B6 | 300 | 745 | 745 | 165.94 | 177.75 | 1.5 | 10.31
2040 | NEISO_2_NYISO_J-K | NEISO | NYISO_J-K | Internal | Summer | B7 | 400 | 745 | 745 | 158.38 | 170.88 | 1.5 | 11
2040 | NEISO_2_NYISO_J-K | NEISO | NYISO_J-K | Internal | Summer | B8 | 500 | 745 | 745 | 148.21 | 166.74 | 1.5 | 17.04
2040 | NEISO_2_NYISO_J-K | NEISO | NYISO_J-K | Internal | Summer | B9 | 800 | 745 | 745 | 142.54 | 166.74 | 1.5 | 22.7
2040 | NEISO_2_NYISO_J-K | NEISO | NYISO_J-K | Internal | Summer | B10 | 1262 | 745 | 336.04 | 129.66 | 131.16 | 1.5 | 0
2040 | NEISO_2_NYISO_J-K | NEISO | NYISO_J-K | Internal | Winter | B16 | 25 | 745 | 745 | 82.59 | 184.74 | 1.5 | 100.65
2040 | NEISO_2_NYISO_J-K | NEISO | NYISO_J-K | Internal | Winter | B17 | 100 | 745 | 745 | 82.59 | 184.74 | 1.5 | 100.65
2040 | NEISO_2_NYISO_J-K | NEISO | NYISO_J-K | Internal | Winter | B18 | 400 | 745 | 745 | 82.59 | 184.74 | 1.5 | 100.65
2040 | NEISO_2_NYISO_J-K | NEISO | NYISO_J-K | Internal | Winter | B19 | 700 | 745 | 745 | 82.59 | 160.52 | 1.5 | 76.43
2040 | NEISO_2_NYISO_J-K | NEISO | NYISO_J-K | Internal | Winter | B20 | 935 | 745 | 744.99 | 82.59 | 84.11 | 1.5 | 0.02
2040 | NonRTO_Midwest_2_MISO_IN | NonRTO_Midwest | MISO_IN | Internal | Shoulder | B11 | 25 | 4450 | 0 | 160.38 | 153.88 | 5.5 | 0
2040 | NonRTO_Midwest_2_MISO_IN | NonRTO_Midwest | MISO_IN | Internal | Shoulder | B12 | 200 | 4450 | 0 | 157.66 | 152.81 | 5.5 | 0
2040 | NonRTO_Midwest_2_MISO_IN | NonRTO_Midwest | MISO_IN | Internal | Shoulder | B13 | 600 | 4450 | 0 | 157.65 | 152.8 | 5.5 | 0
2040 | NonRTO_Midwest_2_MISO_IN | NonRTO_Midwest | MISO_IN | Internal | Shoulder | B14 | 900 | 4450 | 0 | 157.65 | 152.8 | 5.5 | 0
2040 | NonRTO_Midwest_2_MISO_IN | NonRTO_Midwest | MISO_IN | Internal | Shoulder | B15 | 1203 | 4450 | 0 | 80.01 | 73.51 | 5.5 | 0
2040 | NonRTO_Midwest_2_MISO_IN | NonRTO_Midwest | MISO_IN | Internal | Summer | B1 | 10 | 4450 | 0 | 183.91 | 177.41 | 5.5 | 0
2040 | NonRTO_Midwest_2_MISO_IN | NonRTO_Midwest | MISO_IN | Internal | Summer | B2 | 25 | 4450 | 0 | 284.01 | 277.51 | 5.5 | 0
2040 | NonRTO_Midwest_2_MISO_IN | NonRTO_Midwest | MISO_IN | Internal | Summer | B3 | 75 | 4450 | 0 | 236.71 | 230.21 | 5.5 | 0
2040 | NonRTO_Midwest_2_MISO_IN | NonRTO_Midwest | MISO_IN | Internal | Summer | B4 | 100 | 4450 | 0 | 196.85 | 190.35 | 5.5 | 0
2040 | NonRTO_Midwest_2_MISO_IN | NonRTO_Midwest | MISO_IN | Internal | Summer | B5 | 200 | 4450 | 0 | 176.82 | 177.41 | 5.5 | 0
2040 | NonRTO_Midwest_2_MISO_IN | NonRTO_Midwest | MISO_IN | Internal | Summer | B6 | 300 | 4450 | 0 | 171.63 | 165.13 | 5.5 | 0
2040 | NonRTO_Midwest_2_MISO_IN | NonRTO_Midwest | MISO_IN | Internal | Summer | B7 | 400 | 4450 | 0 | 159.25 | 152.76 | 5.5 | 0
2040 | NonRTO_Midwest_2_MISO_IN | NonRTO_Midwest | MISO_IN | Internal | Summer | B8 | 500 | 4450 | 0 | 156.1 | 152.29 | 5.5 | 0
2040 | NonRTO_Midwest_2_MISO_IN | NonRTO_Midwest | MISO_IN | Internal | Summer | B9 | 800 | 4450 | 0 | 156.1 | 152.29 | 5.5 | 0
2040 | NonRTO_Midwest_2_MISO_IN | NonRTO_Midwest | MISO_IN | Internal | Summer | B10 | 1262 | 4450 | 428.83 | 88.05 | 93.55 | 5.5 | 0
2040 | NonRTO_Midwest_2_MISO_IN | NonRTO_Midwest | MISO_IN | Internal | Winter | B16 | 25 | 4450 | 0 | 161.53 | 155.03 | 5.5 | 0
2040 | NonRTO_Midwest_2_MISO_IN | NonRTO_Midwest | MISO_IN | Internal | Winter | B17 | 100 | 4450 | 0 | 163.27 | 156.77 | 5.5 | 0
2040 | NonRTO_Midwest_2_MISO_IN | NonRTO_Midwest | MISO_IN | Internal | Winter | B18 | 400 | 4450 | 0 | 159.09 | 152.59 | 5.5 | 0
2040 | NonRTO_Midwest_2_MISO_IN | NonRTO_Midwest | MISO_IN | Internal | Winter | B19 | 700 | 4450 | 0 | 159.09 | 152.59 | 5.5 | 0
2040 | NonRTO_Midwest_2_MISO_IN | NonRTO_Midwest | MISO_IN | Internal | Winter | B20 | 935 | 4450 | 0 | 81.61 | 75.11 | 5.5 | 0
2040 | NonRTO_Midwest_2_TVA_Transmission | NonRTO_Midwest | TVA_Transmission | Internal | Shoulder | B11 | 25 | 2400 | 0 | 160.38 | 159.1 | 5.5 | 0
2040 | NonRTO_Midwest_2_TVA_Transmission | NonRTO_Midwest | TVA_Transmission | Internal | Shoulder | B12 | 200 | 2400 | 0 | 157.66 | 155.46 | 5.5 | 0
2040 | NonRTO_Midwest_2_TVA_Transmission | NonRTO_Midwest | TVA_Transmission | Internal | Shoulder | B13 | 600 | 2400 | 0 | 157.65 | 150.37 | 5.5 | 0
2040 | NonRTO_Midwest_2_TVA_Transmission | NonRTO_Midwest | TVA_Transmission | Internal | Shoulder | B14 | 900 | 2400 | 0 | 157.65 | 150.37 | 5.5 | 0
2040 | NonRTO_Midwest_2_TVA_Transmission | NonRTO_Midwest | TVA_Transmission | Internal | Shoulder | B15 | 1203 | 2400 | 0 | 80.01 | 80.01 | 5.5 | 0
2040 | NonRTO_Midwest_2_TVA_Transmission | NonRTO_Midwest | TVA_Transmission | Internal | Summer | B1 | 10 | 2400 | 2400 | 183.91 | 289.98 | 5.5 | 100.58
2040 | NonRTO_Midwest_2_TVA_Transmission | NonRTO_Midwest | TVA_Transmission | Internal | Summer | B2 | 25 | 2400 | 1152.06 | 284.01 | 289.51 | 5.5 | 0
2040 | NonRTO_Midwest_2_TVA_Transmission | NonRTO_Midwest | TVA_Transmission | Internal | Summer | B3 | 75 | 2400 | 2400 | 236.71 | 286.36 | 5.5 | 44.15
2040 | NonRTO_Midwest_2_TVA_Transmission | NonRTO_Midwest | TVA_Transmission | Internal | Summer | B4 | 100 | 2400 | 0 | 196.85 | 198.26 | 5.5 | 0
2040 | NonRTO_Midwest_2_TVA_Transmission | NonRTO_Midwest | TVA_Transmission | Internal | Summer | B5 | 200 | 2400 | 144.75 | 176.82 | 182.32 | 5.5 | 0
2040 | NonRTO_Midwest_2_TVA_Transmission | NonRTO_Midwest | TVA_Transmission | Internal | Summer | B6 | 300 | 2400 | 650.74 | 171.63 | 177.13 | 5.5 | 0
2040 | NonRTO_Midwest_2_TVA_Transmission | NonRTO_Midwest | TVA_Transmission | Internal | Summer | B7 | 400 | 2400 | 2100 | 159.25 | 164.75 | 5.5 | 0
2040 | NonRTO_Midwest_2_TVA_Transmission | NonRTO_Midwest | TVA_Transmission | Internal | Summer | B8 | 500 | 2400 | 0 | 156.1 | 157.04 | 5.5 | 0
2040 | NonRTO_Midwest_2_TVA_Transmission | NonRTO_Midwest | TVA_Transmission | Internal | Summer | B9 | 800 | 2400 | 0 | 156.1 | 156.51 | 5.5 | 0
2040 | NonRTO_Midwest_2_TVA_Transmission | NonRTO_Midwest | TVA_Transmission | Internal | Summer | B10 | 1262 | 2400 | 0 | 88.05 | 80.01 | 5.5 | 0
2040 | NonRTO_Midwest_2_TVA_Transmission | NonRTO_Midwest | TVA_Transmission | Internal | Winter | B16 | 25 | 2400 | 0 | 161.53 | 161.54 | 5.5 | 0
2040 | NonRTO_Midwest_2_TVA_Transmission | NonRTO_Midwest | TVA_Transmission | Internal | Winter | B17 | 100 | 2400 | 0 | 163.27 | 160.78 | 5.5 | 0
2040 | NonRTO_Midwest_2_TVA_Transmission | NonRTO_Midwest | TVA_Transmission | Internal | Winter | B18 | 400 | 2400 | 0 | 159.09 | 151.68 | 5.5 | 0
2040 | NonRTO_Midwest_2_TVA_Transmission | NonRTO_Midwest | TVA_Transmission | Internal | Winter | B19 | 700 | 2400 | 0 | 159.09 | 151.68 | 5.5 | 0
2040 | NonRTO_Midwest_2_TVA_Transmission | NonRTO_Midwest | TVA_Transmission | Internal | Winter | B20 | 935 | 2400 | 0 | 81.61 | 81.6 | 5.5 | 0
2040 | NYISO_A-F_2_IESO | NYISO_A-F | IESO | Internal | Shoulder | B11 | 25 | 1600 | 0 | 92.6 | 88.1 | 5.5 | 0
2040 | NYISO_A-F_2_IESO | NYISO_A-F | IESO | Internal | Shoulder | B12 | 200 | 1600 | 0 | 114.46 | 109.96 | 5.5 | 0
2040 | NYISO_A-F_2_IESO | NYISO_A-F | IESO | Internal | Shoulder | B13 | 600 | 1600 | 0 | 92.6 | 88.1 | 5.5 | 0
2040 | NYISO_A-F_2_IESO | NYISO_A-F | IESO | Internal | Shoulder | B14 | 900 | 1600 | 0 | 92.6 | 88.1 | 5.5 | 0
2040 | NYISO_A-F_2_IESO | NYISO_A-F | IESO | Internal | Shoulder | B15 | 1203 | 1600 | 0 | 84.07 | 88.1 | 5.5 | 0
2040 | NYISO_A-F_2_IESO | NYISO_A-F | IESO | Internal | Summer | B1 | 10 | 1600 | 0 | 173.05 | 168.55 | 5.5 | 0
2040 | NYISO_A-F_2_IESO | NYISO_A-F | IESO | Internal | Summer | B2 | 25 | 1600 | 0 | 240.77 | 236.27 | 5.5 | 0
2040 | NYISO_A-F_2_IESO | NYISO_A-F | IESO | Internal | Summer | B3 | 75 | 1600 | 0 | 173.75 | 169.25 | 5.5 | 0
2040 | NYISO_A-F_2_IESO | NYISO_A-F | IESO | Internal | Summer | B4 | 100 | 1600 | 0 | 173.24 | 165.33 | 5.5 | 0
2040 | NYISO_A-F_2_IESO | NYISO_A-F | IESO | Internal | Summer | B5 | 200 | 1600 | 0 | 173.24 | 165.33 | 5.5 | 0
2040 | NYISO_A-F_2_IESO | NYISO_A-F | IESO | Internal | Summer | B6 | 300 | 1600 | 0 | 170.64 | 89.87 | 5.5 | 0
2040 | NYISO_A-F_2_IESO | NYISO_A-F | IESO | Internal | Summer | B7 | 400 | 1600 | 0 | 159.87 | 89.07 | 5.5 | 0
2040 | NYISO_A-F_2_IESO | NYISO_A-F | IESO | Internal | Summer | B8 | 500 | 1600 | 0 | 146.71 | 89.07 | 5.5 | 0
2040 | NYISO_A-F_2_IESO | NYISO_A-F | IESO | Internal | Summer | B9 | 800 | 1600 | 0 | 144.04 | 89.07 | 5.5 | 0
2040 | NYISO_A-F_2_IESO | NYISO_A-F | IESO | Internal | Summer | B10 | 1262 | 1600 | 0 | 128.15 | 89.07 | 5.5 | 0
2040 | NYISO_A-F_2_IESO | NYISO_A-F | IESO | Internal | Winter | B16 | 25 | 1600 | 199.06 | 84.39 | 89.89 | 5.5 | 0
2040 | NYISO_A-F_2_IESO | NYISO_A-F | IESO | Internal | Winter | B17 | 100 | 1600 | 119.47 | 84.09 | 89.59 | 5.5 | 0
2040 | NYISO_A-F_2_IESO | NYISO_A-F | IESO | Internal | Winter | B18 | 400 | 1600 | 312.64 | 84.09 | 89.59 | 5.5 | 0
2040 | NYISO_A-F_2_IESO | NYISO_A-F | IESO | Internal | Winter | B19 | 700 | 1600 | 682.96 | 84.09 | 89.59 | 5.5 | 0
2040 | NYISO_A-F_2_IESO | NYISO_A-F | IESO | Internal | Winter | B20 | 935 | 1600 | 589.48 | 84.09 | 89.59 | 5.5 | 0
2040 | NYISO_A-F_2_NEISO | NYISO_A-F | NEISO | Internal | Shoulder | B11 | 25 | 600 | 0 | 92.6 | 82.59 | 1.5 | 0
2040 | NYISO_A-F_2_NEISO | NYISO_A-F | NEISO | Internal | Shoulder | B12 | 200 | 600 | 0 | 114.46 | 82.59 | 1.5 | 0
2040 | NYISO_A-F_2_NEISO | NYISO_A-F | NEISO | Internal | Shoulder | B13 | 600 | 600 | 0 | 92.6 | 82.59 | 1.5 | 0
2040 | NYISO_A-F_2_NEISO | NYISO_A-F | NEISO | Internal | Shoulder | B14 | 900 | 600 | 0 | 92.6 | 82.59 | 1.5 | 0
2040 | NYISO_A-F_2_NEISO | NYISO_A-F | NEISO | Internal | Shoulder | B15 | 1203 | 600 | 0 | 84.07 | 82.59 | 1.5 | 0
2040 | NYISO_A-F_2_NEISO | NYISO_A-F | NEISO | Internal | Summer | B1 | 10 | 600 | 599.95 | 173.05 | 175.25 | 1.5 | 0.7
2040 | NYISO_A-F_2_NEISO | NYISO_A-F | NEISO | Internal | Summer | B2 | 25 | 600 | 267.76 | 240.77 | 242.27 | 1.5 | 0
2040 | NYISO_A-F_2_NEISO | NYISO_A-F | NEISO | Internal | Summer | B3 | 75 | 600 | 154.58 | 173.75 | 175.25 | 1.5 | 0
2040 | NYISO_A-F_2_NEISO | NYISO_A-F | NEISO | Internal | Summer | B4 | 100 | 600 | 0 | 173.24 | 165.94 | 1.5 | 0
2040 | NYISO_A-F_2_NEISO | NYISO_A-F | NEISO | Internal | Summer | B5 | 200 | 600 | 0 | 173.24 | 165.94 | 1.5 | 0
2040 | NYISO_A-F_2_NEISO | NYISO_A-F | NEISO | Internal | Summer | B6 | 300 | 600 | 0 | 170.64 | 165.94 | 1.5 | 0
2040 | NYISO_A-F_2_NEISO | NYISO_A-F | NEISO | Internal | Summer | B7 | 400 | 600 | 0 | 159.87 | 158.38 | 1.5 | 0
2040 | NYISO_A-F_2_NEISO | NYISO_A-F | NEISO | Internal | Summer | B8 | 500 | 600 | 71.08 | 146.71 | 148.21 | 1.5 | 0
2040 | NYISO_A-F_2_NEISO | NYISO_A-F | NEISO | Internal | Summer | B9 | 800 | 600 | 0 | 144.04 | 142.54 | 1.5 | 0
2040 | NYISO_A-F_2_NEISO | NYISO_A-F | NEISO | Internal | Summer | B10 | 1262 | 600 | 599.97 | 128.15 | 129.66 | 1.5 | 0.01
2040 | NYISO_A-F_2_NEISO | NYISO_A-F | NEISO | Internal | Winter | B16 | 25 | 600 | 0 | 84.39 | 82.59 | 1.5 | 0
2040 | NYISO_A-F_2_NEISO | NYISO_A-F | NEISO | Internal | Winter | B17 | 100 | 600 | 0 | 84.09 | 82.59 | 1.5 | 0
2040 | NYISO_A-F_2_NEISO | NYISO_A-F | NEISO | Internal | Winter | B18 | 400 | 600 | 0 | 84.09 | 82.59 | 1.5 | 0
2040 | NYISO_A-F_2_NEISO | NYISO_A-F | NEISO | Internal | Winter | B19 | 700 | 600 | 0 | 84.09 | 82.59 | 1.5 | 0
2040 | NYISO_A-F_2_NEISO | NYISO_A-F | NEISO | Internal | Winter | B20 | 935 | 600 | 0 | 84.09 | 82.59 | 1.5 | 0
2040 | NYISO_A-F_2_NYISO_G-I | NYISO_A-F | NYISO_G-I | Internal | Shoulder | B11 | 25 | 5685 | 5685 | 92.6 | 148.42 | 0.01 | 55.81
2040 | NYISO_A-F_2_NYISO_G-I | NYISO_A-F | NYISO_G-I | Internal | Shoulder | B12 | 200 | 5685 | 5685 | 114.46 | 147.35 | 0.01 | 32.88
2040 | NYISO_A-F_2_NYISO_G-I | NYISO_A-F | NYISO_G-I | Internal | Shoulder | B13 | 600 | 5685 | 5685 | 92.6 | 147.35 | 0.01 | 54.74
2040 | NYISO_A-F_2_NYISO_G-I | NYISO_A-F | NYISO_G-I | Internal | Shoulder | B14 | 900 | 5685 | 5685 | 92.6 | 147.34 | 0.01 | 54.73
2040 | NYISO_A-F_2_NYISO_G-I | NYISO_A-F | NYISO_G-I | Internal | Shoulder | B15 | 1203 | 5685 | 3615.18 | 84.07 | 84.08 | 0.01 | 0
2040 | NYISO_A-F_2_NYISO_G-I | NYISO_A-F | NYISO_G-I | Internal | Summer | B1 | 10 | 5685 | 5685 | 173.05 | 278.54 | 0.01 | 105.47
2040 | NYISO_A-F_2_NYISO_G-I | NYISO_A-F | NYISO_G-I | Internal | Summer | B2 | 25 | 5685 | 5685 | 240.77 | 243.78 | 0.01 | 3
2040 | NYISO_A-F_2_NYISO_G-I | NYISO_A-F | NYISO_G-I | Internal | Summer | B3 | 75 | 5685 | 5685 | 173.75 | 239.1 | 0.01 | 65.33
2040 | NYISO_A-F_2_NYISO_G-I | NYISO_A-F | NYISO_G-I | Internal | Summer | B4 | 100 | 5685 | 5685 | 173.24 | 187.28 | 0.01 | 14.04
2040 | NYISO_A-F_2_NYISO_G-I | NYISO_A-F | NYISO_G-I | Internal | Summer | B5 | 200 | 5685 | 5565.04 | 173.24 | 173.25 | 0.01 | 0
2040 | NYISO_A-F_2_NYISO_G-I | NYISO_A-F | NYISO_G-I | Internal | Summer | B6 | 300 | 5685 | 5010.33 | 170.64 | 170.65 | 0.01 | 0
2040 | NYISO_A-F_2_NYISO_G-I | NYISO_A-F | NYISO_G-I | Internal | Summer | B7 | 400 | 5685 | 4978.32 | 159.87 | 159.88 | 0.01 | 0
2040 | NYISO_A-F_2_NYISO_G-I | NYISO_A-F | NYISO_G-I | Internal | Summer | B8 | 500 | 5685 | 5388.31 | 146.71 | 146.72 | 0.01 | 0
2040 | NYISO_A-F_2_NYISO_G-I | NYISO_A-F | NYISO_G-I | Internal | Summer | B9 | 800 | 5685 | 5685 | 144.04 | 145.58 | 0.01 | 1.53
2040 | NYISO_A-F_2_NYISO_G-I | NYISO_A-F | NYISO_G-I | Internal | Summer | B10 | 1262 | 5685 | 4242.47 | 128.15 | 128.16 | 0.01 | 0
2040 | NYISO_A-F_2_NYISO_G-I | NYISO_A-F | NYISO_G-I | Internal | Winter | B16 | 25 | 5685 | 5685 | 84.39 | 181.44 | 0.01 | 97.04
2040 | NYISO_A-F_2_NYISO_G-I | NYISO_A-F | NYISO_G-I | Internal | Winter | B17 | 100 | 5685 | 5685 | 84.09 | 151.31 | 0.01 | 67.21
2040 | NYISO_A-F_2_NYISO_G-I | NYISO_A-F | NYISO_G-I | Internal | Winter | B18 | 400 | 5685 | 5685 | 84.09 | 148.47 | 0.01 | 64.37
2040 | NYISO_A-F_2_NYISO_G-I | NYISO_A-F | NYISO_G-I | Internal | Winter | B19 | 700 | 5685 | 5685 | 84.09 | 148.47 | 0.01 | 64.37
2040 | NYISO_A-F_2_NYISO_G-I | NYISO_A-F | NYISO_G-I | Internal | Winter | B20 | 935 | 5685 | 4530.83 | 84.09 | 84.1 | 0.01 | 0
2040 | NYISO_A-F_2_PJM_ROM | NYISO_A-F | PJM_ROM | Internal | Shoulder | B11 | 25 | 1000 | 1000 | 92.6 | 154.91 | 6.5 | 55.81
2040 | NYISO_A-F_2_PJM_ROM | NYISO_A-F | PJM_ROM | Internal | Shoulder | B12 | 200 | 1000 | 1000 | 114.46 | 153.84 | 6.5 | 32.88
2040 | NYISO_A-F_2_PJM_ROM | NYISO_A-F | PJM_ROM | Internal | Shoulder | B13 | 600 | 1000 | 1000 | 92.6 | 153.84 | 6.5 | 54.74
2040 | NYISO_A-F_2_PJM_ROM | NYISO_A-F | PJM_ROM | Internal | Shoulder | B14 | 900 | 1000 | 1000 | 92.6 | 153.84 | 6.5 | 54.74
2040 | NYISO_A-F_2_PJM_ROM | NYISO_A-F | PJM_ROM | Internal | Shoulder | B15 | 1203 | 1000 | 0 | 84.07 | 87.15 | 6.5 | 0
2040 | NYISO_A-F_2_PJM_ROM | NYISO_A-F | PJM_ROM | Internal | Summer | B1 | 10 | 1000 | 1000 | 173.05 | 285.03 | 6.5 | 105.47
2040 | NYISO_A-F_2_PJM_ROM | NYISO_A-F | PJM_ROM | Internal | Summer | B2 | 25 | 1000 | 1000 | 240.77 | 285.03 | 6.5 | 37.75
2040 | NYISO_A-F_2_PJM_ROM | NYISO_A-F | PJM_ROM | Internal | Summer | B3 | 75 | 1000 | 1000 | 173.75 | 283.87 | 6.5 | 103.62
2040 | NYISO_A-F_2_PJM_ROM | NYISO_A-F | PJM_ROM | Internal | Summer | B4 | 100 | 1000 | 1000 | 173.24 | 193.77 | 6.5 | 14.04
2040 | NYISO_A-F_2_PJM_ROM | NYISO_A-F | PJM_ROM | Internal | Summer | B5 | 200 | 1000 | 1000 | 173.24 | 184.94 | 6.5 | 5.21
2040 | NYISO_A-F_2_PJM_ROM | NYISO_A-F | PJM_ROM | Internal | Summer | B6 | 300 | 1000 | 770.12 | 170.64 | 177.14 | 6.5 | 0
2040 | NYISO_A-F_2_PJM_ROM | NYISO_A-F | PJM_ROM | Internal | Summer | B7 | 400 | 1000 | 64.01 | 159.87 | 166.37 | 6.5 | 0
2040 | NYISO_A-F_2_PJM_ROM | NYISO_A-F | PJM_ROM | Internal | Summer | B8 | 500 | 1000 | 233.26 | 146.71 | 153.21 | 6.5 | 0
2040 | NYISO_A-F_2_PJM_ROM | NYISO_A-F | PJM_ROM | Internal | Summer | B9 | 800 | 1000 | 1000 | 144.04 | 152.07 | 6.5 | 1.53
2040 | NYISO_A-F_2_PJM_ROM | NYISO_A-F | PJM_ROM | Internal | Summer | B10 | 1262 | 1000 | 0 | 128.15 | 103.73 | 6.5 | 0
2040 | NYISO_A-F_2_PJM_ROM | NYISO_A-F | PJM_ROM | Internal | Winter | B16 | 25 | 1000 | 1000 | 84.39 | 180.06 | 6.5 | 89.17
2040 | NYISO_A-F_2_PJM_ROM | NYISO_A-F | PJM_ROM | Internal | Winter | B17 | 100 | 1000 | 1000 | 84.09 | 157.79 | 6.5 | 67.21
2040 | NYISO_A-F_2_PJM_ROM | NYISO_A-F | PJM_ROM | Internal | Winter | B18 | 400 | 1000 | 1000 | 84.09 | 154.96 | 6.5 | 64.37
2040 | NYISO_A-F_2_PJM_ROM | NYISO_A-F | PJM_ROM | Internal | Winter | B19 | 700 | 1000 | 1000 | 84.09 | 154.96 | 6.5 | 64.37
2040 | NYISO_A-F_2_PJM_ROM | NYISO_A-F | PJM_ROM | Internal | Winter | B20 | 935 | 1000 | 0 | 84.09 | 88.11 | 6.5 | 0
2040 | NYISO_G-I_2_NEISO | NYISO_G-I | NEISO | Internal | Shoulder | B11 | 25 | 600 | 0 | 148.42 | 82.59 | 1.5 | 0
2040 | NYISO_G-I_2_NEISO | NYISO_G-I | NEISO | Internal | Shoulder | B12 | 200 | 600 | 0 | 147.35 | 82.59 | 1.5 | 0
2040 | NYISO_G-I_2_NEISO | NYISO_G-I | NEISO | Internal | Shoulder | B13 | 600 | 600 | 0 | 147.35 | 82.59 | 1.5 | 0
2040 | NYISO_G-I_2_NEISO | NYISO_G-I | NEISO | Internal | Shoulder | B14 | 900 | 600 | 0 | 147.34 | 82.59 | 1.5 | 0
2040 | NYISO_G-I_2_NEISO | NYISO_G-I | NEISO | Internal | Shoulder | B15 | 1203 | 600 | 0 | 84.08 | 82.59 | 1.5 | 0
2040 | NYISO_G-I_2_NEISO | NYISO_G-I | NEISO | Internal | Summer | B1 | 10 | 600 | 0 | 278.54 | 175.25 | 1.5 | 0
2040 | NYISO_G-I_2_NEISO | NYISO_G-I | NEISO | Internal | Summer | B2 | 25 | 600 | 0 | 243.78 | 242.27 | 1.5 | 0
2040 | NYISO_G-I_2_NEISO | NYISO_G-I | NEISO | Internal | Summer | B3 | 75 | 600 | 0 | 239.1 | 175.25 | 1.5 | 0
2040 | NYISO_G-I_2_NEISO | NYISO_G-I | NEISO | Internal | Summer | B4 | 100 | 600 | 0 | 187.28 | 165.94 | 1.5 | 0
2040 | NYISO_G-I_2_NEISO | NYISO_G-I | NEISO | Internal | Summer | B5 | 200 | 600 | 0 | 173.25 | 165.94 | 1.5 | 0
2040 | NYISO_G-I_2_NEISO | NYISO_G-I | NEISO | Internal | Summer | B6 | 300 | 600 | 0 | 170.65 | 165.94 | 1.5 | 0
2040 | NYISO_G-I_2_NEISO | NYISO_G-I | NEISO | Internal | Summer | B7 | 400 | 600 | 0 | 159.88 | 158.38 | 1.5 | 0
2040 | NYISO_G-I_2_NEISO | NYISO_G-I | NEISO | Internal | Summer | B8 | 500 | 600 | 0.06 | 146.72 | 148.21 | 1.5 | 0
2040 | NYISO_G-I_2_NEISO | NYISO_G-I | NEISO | Internal | Summer | B9 | 800 | 600 | 0 | 145.58 | 142.54 | 1.5 | 0
2040 | NYISO_G-I_2_NEISO | NYISO_G-I | NEISO | Internal | Summer | B10 | 1262 | 600 | 175.63 | 128.16 | 129.66 | 1.5 | 0
2040 | NYISO_G-I_2_NEISO | NYISO_G-I | NEISO | Internal | Winter | B16 | 25 | 600 | 0 | 181.44 | 82.59 | 1.5 | 0
2040 | NYISO_G-I_2_NEISO | NYISO_G-I | NEISO | Internal | Winter | B17 | 100 | 600 | 0 | 151.31 | 82.59 | 1.5 | 0
2040 | NYISO_G-I_2_NEISO | NYISO_G-I | NEISO | Internal | Winter | B18 | 400 | 600 | 0 | 148.47 | 82.59 | 1.5 | 0
2040 | NYISO_G-I_2_NEISO | NYISO_G-I | NEISO | Internal | Winter | B19 | 700 | 600 | 0 | 148.47 | 82.59 | 1.5 | 0
2040 | NYISO_G-I_2_NEISO | NYISO_G-I | NEISO | Internal | Winter | B20 | 935 | 600 | 0 | 84.1 | 82.59 | 1.5 | 0
2040 | NYISO_G-I_2_NYISO_A-F | NYISO_G-I | NYISO_A-F | Internal | Shoulder | B11 | 25 | 3434 | 0 | 148.42 | 92.6 | 0.01 | 0
2040 | NYISO_G-I_2_NYISO_A-F | NYISO_G-I | NYISO_A-F | Internal | Shoulder | B12 | 200 | 3434 | 0 | 147.35 | 114.46 | 0.01 | 0
2040 | NYISO_G-I_2_NYISO_A-F | NYISO_G-I | NYISO_A-F | Internal | Shoulder | B13 | 600 | 3434 | 0 | 147.35 | 92.6 | 0.01 | 0
2040 | NYISO_G-I_2_NYISO_A-F | NYISO_G-I | NYISO_A-F | Internal | Shoulder | B14 | 900 | 3434 | 0 | 147.34 | 92.6 | 0.01 | 0
2040 | NYISO_G-I_2_NYISO_A-F | NYISO_G-I | NYISO_A-F | Internal | Shoulder | B15 | 1203 | 3434 | 0.01 | 84.08 | 84.07 | 0.01 | 0
2040 | NYISO_G-I_2_NYISO_A-F | NYISO_G-I | NYISO_A-F | Internal | Summer | B1 | 10 | 3434 | 0 | 278.54 | 173.05 | 0.01 | 0
2040 | NYISO_G-I_2_NYISO_A-F | NYISO_G-I | NYISO_A-F | Internal | Summer | B2 | 25 | 3434 | 0 | 243.78 | 240.77 | 0.01 | 0
2040 | NYISO_G-I_2_NYISO_A-F | NYISO_G-I | NYISO_A-F | Internal | Summer | B3 | 75 | 3434 | 0 | 239.1 | 173.75 | 0.01 | 0
2040 | NYISO_G-I_2_NYISO_A-F | NYISO_G-I | NYISO_A-F | Internal | Summer | B4 | 100 | 3434 | 0 | 187.28 | 173.24 | 0.01 | 0
2040 | NYISO_G-I_2_NYISO_A-F | NYISO_G-I | NYISO_A-F | Internal | Summer | B5 | 200 | 3434 | 0.07 | 173.25 | 173.24 | 0.01 | 0
2040 | NYISO_G-I_2_NYISO_A-F | NYISO_G-I | NYISO_A-F | Internal | Summer | B6 | 300 | 3434 | 0.06 | 170.65 | 170.64 | 0.01 | 0
2040 | NYISO_G-I_2_NYISO_A-F | NYISO_G-I | NYISO_A-F | Internal | Summer | B7 | 400 | 3434 | 0.04 | 159.88 | 159.87 | 0.01 | 0
2040 | NYISO_G-I_2_NYISO_A-F | NYISO_G-I | NYISO_A-F | Internal | Summer | B8 | 500 | 3434 | 0.03 | 146.72 | 146.71 | 0.01 | 0
2040 | NYISO_G-I_2_NYISO_A-F | NYISO_G-I | NYISO_A-F | Internal | Summer | B9 | 800 | 3434 | 0 | 145.58 | 144.04 | 0.01 | 0
2040 | NYISO_G-I_2_NYISO_A-F | NYISO_G-I | NYISO_A-F | Internal | Summer | B10 | 1262 | 3434 | 0.01 | 128.16 | 128.15 | 0.01 | 0
2040 | NYISO_G-I_2_NYISO_A-F | NYISO_G-I | NYISO_A-F | Internal | Winter | B16 | 25 | 3434 | 0 | 181.44 | 84.39 | 0.01 | 0
2040 | NYISO_G-I_2_NYISO_A-F | NYISO_G-I | NYISO_A-F | Internal | Winter | B17 | 100 | 3434 | 0 | 151.31 | 84.09 | 0.01 | 0
2040 | NYISO_G-I_2_NYISO_A-F | NYISO_G-I | NYISO_A-F | Internal | Winter | B18 | 400 | 3434 | 0 | 148.47 | 84.09 | 0.01 | 0
2040 | NYISO_G-I_2_NYISO_A-F | NYISO_G-I | NYISO_A-F | Internal | Winter | B19 | 700 | 3434 | 0 | 148.47 | 84.09 | 0.01 | 0
2040 | NYISO_G-I_2_NYISO_A-F | NYISO_G-I | NYISO_A-F | Internal | Winter | B20 | 935 | 3434 | 0.02 | 84.1 | 84.09 | 0.01 | 0
2040 | NYISO_G-I_2_NYISO_J-K | NYISO_G-I | NYISO_J-K | Internal | Shoulder | B11 | 25 | 6130 | 6130 | 148.42 | 170.76 | 0.01 | 22.33
2040 | NYISO_G-I_2_NYISO_J-K | NYISO_G-I | NYISO_J-K | Internal | Shoulder | B12 | 200 | 6130 | 6130 | 147.35 | 170.76 | 0.01 | 23.4
2040 | NYISO_G-I_2_NYISO_J-K | NYISO_G-I | NYISO_J-K | Internal | Shoulder | B13 | 600 | 6130 | 6130 | 147.35 | 170.76 | 0.01 | 23.4
2040 | NYISO_G-I_2_NYISO_J-K | NYISO_G-I | NYISO_J-K | Internal | Shoulder | B14 | 900 | 6130 | 6095.77 | 147.34 | 147.35 | 0.01 | 0
2040 | NYISO_G-I_2_NYISO_J-K | NYISO_G-I | NYISO_J-K | Internal | Shoulder | B15 | 1203 | 6130 | 5346.05 | 84.08 | 84.09 | 0.01 | 0
2040 | NYISO_G-I_2_NYISO_J-K | NYISO_G-I | NYISO_J-K | Internal | Summer | B1 | 10 | 6130 | 5569.98 | 278.54 | 278.55 | 0.01 | 0
2040 | NYISO_G-I_2_NYISO_J-K | NYISO_G-I | NYISO_J-K | Internal | Summer | B2 | 25 | 6130 | 5490.75 | 243.78 | 243.8 | 0.01 | 0
2040 | NYISO_G-I_2_NYISO_J-K | NYISO_G-I | NYISO_J-K | Internal | Summer | B3 | 75 | 6130 | 5884.26 | 239.1 | 239.11 | 0.01 | 0
2040 | NYISO_G-I_2_NYISO_J-K | NYISO_G-I | NYISO_J-K | Internal | Summer | B4 | 100 | 6130 | 6130 | 187.28 | 235.08 | 0.01 | 47.79
2040 | NYISO_G-I_2_NYISO_J-K | NYISO_G-I | NYISO_J-K | Internal | Summer | B5 | 200 | 6130 | 6130 | 173.25 | 235.08 | 0.01 | 61.82
2040 | NYISO_G-I_2_NYISO_J-K | NYISO_G-I | NYISO_J-K | Internal | Summer | B6 | 300 | 6130 | 6130 | 170.65 | 177.75 | 0.01 | 7.09
2040 | NYISO_G-I_2_NYISO_J-K | NYISO_G-I | NYISO_J-K | Internal | Summer | B7 | 400 | 6130 | 6130 | 159.88 | 170.88 | 0.01 | 10.99
2040 | NYISO_G-I_2_NYISO_J-K | NYISO_G-I | NYISO_J-K | Internal | Summer | B8 | 500 | 6130 | 6130 | 146.72 | 166.74 | 0.01 | 20.01
2040 | NYISO_G-I_2_NYISO_J-K | NYISO_G-I | NYISO_J-K | Internal | Summer | B9 | 800 | 6130 | 6130 | 145.58 | 166.74 | 0.01 | 21.15
2040 | NYISO_G-I_2_NYISO_J-K | NYISO_G-I | NYISO_J-K | Internal | Summer | B10 | 1262 | 6130 | 6130 | 128.16 | 131.16 | 0.01 | 2.99
2040 | NYISO_G-I_2_NYISO_J-K | NYISO_G-I | NYISO_J-K | Internal | Winter | B16 | 25 | 6130 | 6130 | 181.44 | 184.74 | 0.01 | 3.29
2040 | NYISO_G-I_2_NYISO_J-K | NYISO_G-I | NYISO_J-K | Internal | Winter | B17 | 100 | 6130 | 6130 | 151.31 | 184.74 | 0.01 | 33.43
2040 | NYISO_G-I_2_NYISO_J-K | NYISO_G-I | NYISO_J-K | Internal | Winter | B18 | 400 | 6130 | 6130 | 148.47 | 184.74 | 0.01 | 36.26
2040 | NYISO_G-I_2_NYISO_J-K | NYISO_G-I | NYISO_J-K | Internal | Winter | B19 | 700 | 6130 | 6130 | 148.47 | 160.52 | 0.01 | 12.04
2040 | NYISO_G-I_2_NYISO_J-K | NYISO_G-I | NYISO_J-K | Internal | Winter | B20 | 935 | 6130 | 5653.8 | 84.1 | 84.11 | 0.01 | 0
2040 | NYISO_G-I_2_PJM_E | NYISO_G-I | PJM_E | Internal | Shoulder | B11 | 25 | 1500 | 1161.06 | 148.42 | 154.92 | 6.5 | 0
2040 | NYISO_G-I_2_PJM_E | NYISO_G-I | PJM_E | Internal | Shoulder | B12 | 200 | 1500 | 1196.4 | 147.35 | 153.85 | 6.5 | 0
2040 | NYISO_G-I_2_PJM_E | NYISO_G-I | PJM_E | Internal | Shoulder | B13 | 600 | 1500 | 1312.83 | 147.35 | 153.85 | 6.5 | 0
2040 | NYISO_G-I_2_PJM_E | NYISO_G-I | PJM_E | Internal | Shoulder | B14 | 900 | 1500 | 1499.97 | 147.34 | 153.85 | 6.5 | 0.01
2040 | NYISO_G-I_2_PJM_E | NYISO_G-I | PJM_E | Internal | Shoulder | B15 | 1203 | 1500 | 0 | 84.08 | 87.16 | 6.5 | 0
2040 | NYISO_G-I_2_PJM_E | NYISO_G-I | PJM_E | Internal | Summer | B1 | 10 | 1500 | 1296.99 | 278.54 | 285.04 | 6.5 | 0
2040 | NYISO_G-I_2_PJM_E | NYISO_G-I | PJM_E | Internal | Summer | B2 | 25 | 1500 | 1500 | 243.78 | 285.04 | 6.5 | 34.75
2040 | NYISO_G-I_2_PJM_E | NYISO_G-I | PJM_E | Internal | Summer | B3 | 75 | 1500 | 1500 | 239.1 | 283.88 | 6.5 | 38.29
2040 | NYISO_G-I_2_PJM_E | NYISO_G-I | PJM_E | Internal | Summer | B4 | 100 | 1500 | 1497.25 | 187.28 | 193.79 | 6.5 | 0
2040 | NYISO_G-I_2_PJM_E | NYISO_G-I | PJM_E | Internal | Summer | B5 | 200 | 1500 | 1500 | 173.25 | 184.96 | 6.5 | 5.21
2040 | NYISO_G-I_2_PJM_E | NYISO_G-I | PJM_E | Internal | Summer | B6 | 300 | 1500 | 1140.12 | 170.65 | 177.15 | 6.5 | 0
2040 | NYISO_G-I_2_PJM_E | NYISO_G-I | PJM_E | Internal | Summer | B7 | 400 | 1500 | 65.68 | 159.88 | 166.38 | 6.5 | 0
2040 | NYISO_G-I_2_PJM_E | NYISO_G-I | PJM_E | Internal | Summer | B8 | 500 | 1500 | 168.01 | 146.72 | 153.22 | 6.5 | 0
2040 | NYISO_G-I_2_PJM_E | NYISO_G-I | PJM_E | Internal | Summer | B9 | 800 | 1500 | 1280.08 | 145.58 | 152.08 | 6.5 | 0
2040 | NYISO_G-I_2_PJM_E | NYISO_G-I | PJM_E | Internal | Summer | B10 | 1262 | 1500 | 0 | 128.16 | 103.74 | 6.5 | 0
2040 | NYISO_G-I_2_PJM_E | NYISO_G-I | PJM_E | Internal | Winter | B16 | 25 | 1500 | 0 | 181.44 | 180.07 | 6.5 | 0
2040 | NYISO_G-I_2_PJM_E | NYISO_G-I | PJM_E | Internal | Winter | B17 | 100 | 1500 | 38.72 | 151.31 | 157.81 | 6.5 | 0
2040 | NYISO_G-I_2_PJM_E | NYISO_G-I | PJM_E | Internal | Winter | B18 | 400 | 1500 | 96.18 | 148.47 | 154.97 | 6.5 | 0
2040 | NYISO_G-I_2_PJM_E | NYISO_G-I | PJM_E | Internal | Winter | B19 | 700 | 1500 | 263.03 | 148.47 | 154.97 | 6.5 | 0
2040 | NYISO_G-I_2_PJM_E | NYISO_G-I | PJM_E | Internal | Winter | B20 | 935 | 1500 | 0 | 84.1 | 88.13 | 6.5 | 0
2040 | NYISO_J-K_2_NEISO | NYISO_J-K | NEISO | Internal | Shoulder | B11 | 25 | 315 | 0 | 170.76 | 82.59 | 1.5 | 0
2040 | NYISO_J-K_2_NEISO | NYISO_J-K | NEISO | Internal | Shoulder | B12 | 200 | 315 | 0 | 170.76 | 82.59 | 1.5 | 0
2040 | NYISO_J-K_2_NEISO | NYISO_J-K | NEISO | Internal | Shoulder | B13 | 600 | 315 | 0 | 170.76 | 82.59 | 1.5 | 0
2040 | NYISO_J-K_2_NEISO | NYISO_J-K | NEISO | Internal | Shoulder | B14 | 900 | 315 | 0 | 147.35 | 82.59 | 1.5 | 0
2040 | NYISO_J-K_2_NEISO | NYISO_J-K | NEISO | Internal | Shoulder | B15 | 1203 | 315 | 0 | 84.09 | 82.59 | 1.5 | 0
2040 | NYISO_J-K_2_NEISO | NYISO_J-K | NEISO | Internal | Summer | B1 | 10 | 315 | 0 | 278.55 | 175.25 | 1.5 | 0
2040 | NYISO_J-K_2_NEISO | NYISO_J-K | NEISO | Internal | Summer | B2 | 25 | 315 | 0 | 243.8 | 242.27 | 1.5 | 0
2040 | NYISO_J-K_2_NEISO | NYISO_J-K | NEISO | Internal | Summer | B3 | 75 | 315 | 0 | 239.11 | 175.25 | 1.5 | 0
2040 | NYISO_J-K_2_NEISO | NYISO_J-K | NEISO | Internal | Summer | B4 | 100 | 315 | 0 | 235.08 | 165.94 | 1.5 | 0
2040 | NYISO_J-K_2_NEISO | NYISO_J-K | NEISO | Internal | Summer | B5 | 200 | 315 | 0 | 235.08 | 165.94 | 1.5 | 0
2040 | NYISO_J-K_2_NEISO | NYISO_J-K | NEISO | Internal | Summer | B6 | 300 | 315 | 0 | 177.75 | 165.94 | 1.5 | 0
2040 | NYISO_J-K_2_NEISO | NYISO_J-K | NEISO | Internal | Summer | B7 | 400 | 315 | 0 | 170.88 | 158.38 | 1.5 | 0
2040 | NYISO_J-K_2_NEISO | NYISO_J-K | NEISO | Internal | Summer | B8 | 500 | 315 | 0 | 166.74 | 148.21 | 1.5 | 0
2040 | NYISO_J-K_2_NEISO | NYISO_J-K | NEISO | Internal | Summer | B9 | 800 | 315 | 0 | 166.74 | 142.54 | 1.5 | 0
2040 | NYISO_J-K_2_NEISO | NYISO_J-K | NEISO | Internal | Summer | B10 | 1262 | 315 | 0 | 131.16 | 129.66 | 1.5 | 0
2040 | NYISO_J-K_2_NEISO | NYISO_J-K | NEISO | Internal | Winter | B16 | 25 | 315 | 0 | 184.74 | 82.59 | 1.5 | 0
2040 | NYISO_J-K_2_NEISO | NYISO_J-K | NEISO | Internal | Winter | B17 | 100 | 315 | 0 | 184.74 | 82.59 | 1.5 | 0
2040 | NYISO_J-K_2_NEISO | NYISO_J-K | NEISO | Internal | Winter | B18 | 400 | 315 | 0 | 184.74 | 82.59 | 1.5 | 0
2040 | NYISO_J-K_2_NEISO | NYISO_J-K | NEISO | Internal | Winter | B19 | 700 | 315 | 0 | 160.52 | 82.59 | 1.5 | 0
2040 | NYISO_J-K_2_NEISO | NYISO_J-K | NEISO | Internal | Winter | B20 | 935 | 315 | 0 | 84.11 | 82.59 | 1.5 | 0
2040 | NYISO_J-K_2_NYISO_G-I | NYISO_J-K | NYISO_G-I | Internal | Shoulder | B11 | 25 | 1999 | 0 | 170.76 | 148.42 | 0.01 | 0
2040 | NYISO_J-K_2_NYISO_G-I | NYISO_J-K | NYISO_G-I | Internal | Shoulder | B12 | 200 | 1999 | 0 | 170.76 | 147.35 | 0.01 | 0
2040 | NYISO_J-K_2_NYISO_G-I | NYISO_J-K | NYISO_G-I | Internal | Shoulder | B13 | 600 | 1999 | 0 | 170.76 | 147.35 | 0.01 | 0
2040 | NYISO_J-K_2_NYISO_G-I | NYISO_J-K | NYISO_G-I | Internal | Shoulder | B14 | 900 | 1999 | 0.02 | 147.35 | 147.34 | 0.01 | 0
2040 | NYISO_J-K_2_NYISO_G-I | NYISO_J-K | NYISO_G-I | Internal | Shoulder | B15 | 1203 | 1999 | 0.01 | 84.09 | 84.08 | 0.01 | 0
2040 | NYISO_J-K_2_NYISO_G-I | NYISO_J-K | NYISO_G-I | Internal | Summer | B1 | 10 | 1999 | 1.43 | 278.55 | 278.54 | 0.01 | 0
2040 | NYISO_J-K_2_NYISO_G-I | NYISO_J-K | NYISO_G-I | Internal | Summer | B2 | 25 | 1999 | 0.59 | 243.8 | 243.78 | 0.01 | 0
2040 | NYISO_J-K_2_NYISO_G-I | NYISO_J-K | NYISO_G-I | Internal | Summer | B3 | 75 | 1999 | 0.19 | 239.11 | 239.1 | 0.01 | 0
2040 | NYISO_J-K_2_NYISO_G-I | NYISO_J-K | NYISO_G-I | Internal | Summer | B4 | 100 | 1999 | 0 | 235.08 | 187.28 | 0.01 | 0
2040 | NYISO_J-K_2_NYISO_G-I | NYISO_J-K | NYISO_G-I | Internal | Summer | B5 | 200 | 1999 | 0 | 235.08 | 173.25 | 0.01 | 0
2040 | NYISO_J-K_2_NYISO_G-I | NYISO_J-K | NYISO_G-I | Internal | Summer | B6 | 300 | 1999 | 0 | 177.75 | 170.65 | 0.01 | 0
2040 | NYISO_J-K_2_NYISO_G-I | NYISO_J-K | NYISO_G-I | Internal | Summer | B7 | 400 | 1999 | 0 | 170.88 | 159.88 | 0.01 | 0
2040 | NYISO_J-K_2_NYISO_G-I | NYISO_J-K | NYISO_G-I | Internal | Summer | B8 | 500 | 1999 | 0 | 166.74 | 146.72 | 0.01 | 0
2040 | NYISO_J-K_2_NYISO_G-I | NYISO_J-K | NYISO_G-I | Internal | Summer | B9 | 800 | 1999 | 0 | 166.74 | 145.58 | 0.01 | 0
2040 | NYISO_J-K_2_NYISO_G-I | NYISO_J-K | NYISO_G-I | Internal | Summer | B10 | 1262 | 1999 | 0 | 131.16 | 128.16 | 0.01 | 0
2040 | NYISO_J-K_2_NYISO_G-I | NYISO_J-K | NYISO_G-I | Internal | Winter | B16 | 25 | 1999 | 0 | 184.74 | 181.44 | 0.01 | 0
2040 | NYISO_J-K_2_NYISO_G-I | NYISO_J-K | NYISO_G-I | Internal | Winter | B17 | 100 | 1999 | 0 | 184.74 | 151.31 | 0.01 | 0
2040 | NYISO_J-K_2_NYISO_G-I | NYISO_J-K | NYISO_G-I | Internal | Winter | B18 | 400 | 1999 | 0 | 184.74 | 148.47 | 0.01 | 0
2040 | NYISO_J-K_2_NYISO_G-I | NYISO_J-K | NYISO_G-I | Internal | Winter | B19 | 700 | 1999 | 0 | 160.52 | 148.47 | 0.01 | 0
2040 | NYISO_J-K_2_NYISO_G-I | NYISO_J-K | NYISO_G-I | Internal | Winter | B20 | 935 | 1999 | 0.02 | 84.11 | 84.1 | 0.01 | 0
2040 | NYISO_J-K_2_PJM_E | NYISO_J-K | PJM_E | Internal | Shoulder | B11 | 25 | 330 | 0 | 170.76 | 154.92 | 6.5 | 0
2040 | NYISO_J-K_2_PJM_E | NYISO_J-K | PJM_E | Internal | Shoulder | B12 | 200 | 330 | 0 | 170.76 | 153.85 | 6.5 | 0
2040 | NYISO_J-K_2_PJM_E | NYISO_J-K | PJM_E | Internal | Shoulder | B13 | 600 | 330 | 0 | 170.76 | 153.85 | 6.5 | 0
2040 | NYISO_J-K_2_PJM_E | NYISO_J-K | PJM_E | Internal | Shoulder | B14 | 900 | 330 | 184.18 | 147.35 | 153.85 | 6.5 | 0
2040 | NYISO_J-K_2_PJM_E | NYISO_J-K | PJM_E | Internal | Shoulder | B15 | 1203 | 330 | 0 | 84.09 | 87.16 | 6.5 | 0
2040 | NYISO_J-K_2_PJM_E | NYISO_J-K | PJM_E | Internal | Summer | B1 | 10 | 330 | 2.88 | 278.55 | 285.04 | 6.5 | 0
2040 | NYISO_J-K_2_PJM_E | NYISO_J-K | PJM_E | Internal | Summer | B2 | 25 | 330 | 330 | 243.8 | 285.04 | 6.5 | 34.74
2040 | NYISO_J-K_2_PJM_E | NYISO_J-K | PJM_E | Internal | Summer | B3 | 75 | 330 | 330 | 239.11 | 283.88 | 6.5 | 38.27
2040 | NYISO_J-K_2_PJM_E | NYISO_J-K | PJM_E | Internal | Summer | B4 | 100 | 330 | 0 | 235.08 | 193.79 | 6.5 | 0
2040 | NYISO_J-K_2_PJM_E | NYISO_J-K | PJM_E | Internal | Summer | B5 | 200 | 330 | 0 | 235.08 | 184.96 | 6.5 | 0
2040 | NYISO_J-K_2_PJM_E | NYISO_J-K | PJM_E | Internal | Summer | B6 | 300 | 330 | 0 | 177.75 | 177.15 | 6.5 | 0
2040 | NYISO_J-K_2_PJM_E | NYISO_J-K | PJM_E | Internal | Summer | B7 | 400 | 330 | 0 | 170.88 | 166.38 | 6.5 | 0
2040 | NYISO_J-K_2_PJM_E | NYISO_J-K | PJM_E | Internal | Summer | B8 | 500 | 330 | 0 | 166.74 | 153.22 | 6.5 | 0
2040 | NYISO_J-K_2_PJM_E | NYISO_J-K | PJM_E | Internal | Summer | B9 | 800 | 330 | 0 | 166.74 | 152.08 | 6.5 | 0
2040 | NYISO_J-K_2_PJM_E | NYISO_J-K | PJM_E | Internal | Summer | B10 | 1262 | 330 | 0 | 131.16 | 103.74 | 6.5 | 0
2040 | NYISO_J-K_2_PJM_E | NYISO_J-K | PJM_E | Internal | Winter | B16 | 25 | 330 | 0 | 184.74 | 180.07 | 6.5 | 0
2040 | NYISO_J-K_2_PJM_E | NYISO_J-K | PJM_E | Internal | Winter | B17 | 100 | 330 | 0 | 184.74 | 157.81 | 6.5 | 0
2040 | NYISO_J-K_2_PJM_E | NYISO_J-K | PJM_E | Internal | Winter | B18 | 400 | 330 | 0 | 184.74 | 154.97 | 6.5 | 0
2040 | NYISO_J-K_2_PJM_E | NYISO_J-K | PJM_E | Internal | Winter | B19 | 700 | 330 | 0 | 160.52 | 154.97 | 6.5 | 0
2040 | NYISO_J-K_2_PJM_E | NYISO_J-K | PJM_E | Internal | Winter | B20 | 935 | 330 | 0 | 84.11 | 88.13 | 6.5 | 0
2040 | PJM_E_2_NYISO_G-I | PJM_E | NYISO_G-I | Internal | Shoulder | B11 | 25 | 500 | 0 | 154.92 | 148.42 | 4.5 | 0
2040 | PJM_E_2_NYISO_G-I | PJM_E | NYISO_G-I | Internal | Shoulder | B12 | 200 | 500 | 0 | 153.85 | 147.35 | 4.5 | 0
2040 | PJM_E_2_NYISO_G-I | PJM_E | NYISO_G-I | Internal | Shoulder | B13 | 600 | 500 | 0 | 153.85 | 147.35 | 4.5 | 0
2040 | PJM_E_2_NYISO_G-I | PJM_E | NYISO_G-I | Internal | Shoulder | B14 | 900 | 500 | 0 | 153.85 | 147.34 | 4.5 | 0
2040 | PJM_E_2_NYISO_G-I | PJM_E | NYISO_G-I | Internal | Shoulder | B15 | 1203 | 500 | 0 | 87.16 | 84.08 | 4.5 | 0
2040 | PJM_E_2_NYISO_G-I | PJM_E | NYISO_G-I | Internal | Summer | B1 | 10 | 500 | 0 | 285.04 | 278.54 | 4.5 | 0
2040 | PJM_E_2_NYISO_G-I | PJM_E | NYISO_G-I | Internal | Summer | B2 | 25 | 500 | 0 | 285.04 | 243.78 | 4.5 | 0
2040 | PJM_E_2_NYISO_G-I | PJM_E | NYISO_G-I | Internal | Summer | B3 | 75 | 500 | 0 | 283.88 | 239.1 | 4.5 | 0
2040 | PJM_E_2_NYISO_G-I | PJM_E | NYISO_G-I | Internal | Summer | B4 | 100 | 500 | 0 | 193.79 | 187.28 | 4.5 | 0
2040 | PJM_E_2_NYISO_G-I | PJM_E | NYISO_G-I | Internal | Summer | B5 | 200 | 500 | 0 | 184.96 | 173.25 | 4.5 | 0
2040 | PJM_E_2_NYISO_G-I | PJM_E | NYISO_G-I | Internal | Summer | B6 | 300 | 500 | 0 | 177.15 | 170.65 | 4.5 | 0
2040 | PJM_E_2_NYISO_G-I | PJM_E | NYISO_G-I | Internal | Summer | B7 | 400 | 500 | 0 | 166.38 | 159.88 | 4.5 | 0
2040 | PJM_E_2_NYISO_G-I | PJM_E | NYISO_G-I | Internal | Summer | B8 | 500 | 500 | 0 | 153.22 | 146.72 | 4.5 | 0
2040 | PJM_E_2_NYISO_G-I | PJM_E | NYISO_G-I | Internal | Summer | B9 | 800 | 500 | 0 | 152.08 | 145.58 | 4.5 | 0
2040 | PJM_E_2_NYISO_G-I | PJM_E | NYISO_G-I | Internal | Summer | B10 | 1262 | 500 | 500 | 103.74 | 128.16 | 4.5 | 19.91
2040 | PJM_E_2_NYISO_G-I | PJM_E | NYISO_G-I | Internal | Winter | B16 | 25 | 500 | 0 | 180.07 | 181.44 | 4.5 | 0
2040 | PJM_E_2_NYISO_G-I | PJM_E | NYISO_G-I | Internal | Winter | B17 | 100 | 500 | 0 | 157.81 | 151.31 | 4.5 | 0
2040 | PJM_E_2_NYISO_G-I | PJM_E | NYISO_G-I | Internal | Winter | B18 | 400 | 500 | 0 | 154.97 | 148.47 | 4.5 | 0
2040 | PJM_E_2_NYISO_G-I | PJM_E | NYISO_G-I | Internal | Winter | B19 | 700 | 500 | 0 | 154.97 | 148.47 | 4.5 | 0
2040 | PJM_E_2_NYISO_G-I | PJM_E | NYISO_G-I | Internal | Winter | B20 | 935 | 500 | 0 | 88.13 | 84.1 | 4.5 | 0
2040 | PJM_E_2_NYISO_J-K | PJM_E | NYISO_J-K | Internal | Shoulder | B11 | 25 | 330 | 330 | 154.92 | 170.76 | 4.5 | 11.34
2040 | PJM_E_2_NYISO_J-K | PJM_E | NYISO_J-K | Internal | Shoulder | B12 | 200 | 330 | 330 | 153.85 | 170.76 | 4.5 | 12.41
2040 | PJM_E_2_NYISO_J-K | PJM_E | NYISO_J-K | Internal | Shoulder | B13 | 600 | 330 | 330 | 153.85 | 170.76 | 4.5 | 12.41
2040 | PJM_E_2_NYISO_J-K | PJM_E | NYISO_J-K | Internal | Shoulder | B14 | 900 | 330 | 0 | 153.85 | 147.35 | 4.5 | 0
2040 | PJM_E_2_NYISO_J-K | PJM_E | NYISO_J-K | Internal | Shoulder | B15 | 1203 | 330 | 0 | 87.16 | 84.09 | 4.5 | 0
2040 | PJM_E_2_NYISO_J-K | PJM_E | NYISO_J-K | Internal | Summer | B1 | 10 | 330 | 0 | 285.04 | 278.55 | 4.5 | 0
2040 | PJM_E_2_NYISO_J-K | PJM_E | NYISO_J-K | Internal | Summer | B2 | 25 | 330 | 0 | 285.04 | 243.8 | 4.5 | 0
2040 | PJM_E_2_NYISO_J-K | PJM_E | NYISO_J-K | Internal | Summer | B3 | 75 | 330 | 0 | 283.88 | 239.11 | 4.5 | 0
2040 | PJM_E_2_NYISO_J-K | PJM_E | NYISO_J-K | Internal | Summer | B4 | 100 | 330 | 330 | 193.79 | 235.08 | 4.5 | 36.8
2040 | PJM_E_2_NYISO_J-K | PJM_E | NYISO_J-K | Internal | Summer | B5 | 200 | 330 | 330 | 184.96 | 235.08 | 4.5 | 45.63
2040 | PJM_E_2_NYISO_J-K | PJM_E | NYISO_J-K | Internal | Summer | B6 | 300 | 330 | 0 | 177.15 | 177.75 | 4.5 | 0
2040 | PJM_E_2_NYISO_J-K | PJM_E | NYISO_J-K | Internal | Summer | B7 | 400 | 330 | 68.44 | 166.38 | 170.88 | 4.5 | 0
2040 | PJM_E_2_NYISO_J-K | PJM_E | NYISO_J-K | Internal | Summer | B8 | 500 | 330 | 330 | 153.22 | 166.74 | 4.5 | 9.03
2040 | PJM_E_2_NYISO_J-K | PJM_E | NYISO_J-K | Internal | Summer | B9 | 800 | 330 | 330 | 152.08 | 166.74 | 4.5 | 10.17
2040 | PJM_E_2_NYISO_J-K | PJM_E | NYISO_J-K | Internal | Summer | B10 | 1262 | 330 | 330 | 103.74 | 131.16 | 4.5 | 22.91
2040 | PJM_E_2_NYISO_J-K | PJM_E | NYISO_J-K | Internal | Winter | B16 | 25 | 330 | 329.91 | 180.07 | 184.74 | 4.5 | 0.17
2040 | PJM_E_2_NYISO_J-K | PJM_E | NYISO_J-K | Internal | Winter | B17 | 100 | 330 | 330 | 157.81 | 184.74 | 4.5 | 22.44
2040 | PJM_E_2_NYISO_J-K | PJM_E | NYISO_J-K | Internal | Winter | B18 | 400 | 330 | 330 | 154.97 | 184.74 | 4.5 | 25.27
2040 | PJM_E_2_NYISO_J-K | PJM_E | NYISO_J-K | Internal | Winter | B19 | 700 | 330 | 330 | 154.97 | 160.52 | 4.5 | 1.05
2040 | PJM_E_2_NYISO_J-K | PJM_E | NYISO_J-K | Internal | Winter | B20 | 935 | 330 | 0 | 88.13 | 84.11 | 4.5 | 0
2040 | PJM_E_2_PJM_ROM | PJM_E | PJM_ROM | Internal | Shoulder | B11 | 25 | 8000 | 0.64 | 154.92 | 154.91 | 0.01 | 0
2040 | PJM_E_2_PJM_ROM | PJM_E | PJM_ROM | Internal | Shoulder | B12 | 200 | 8000 | 0.09 | 153.85 | 153.84 | 0.01 | 0
2040 | PJM_E_2_PJM_ROM | PJM_E | PJM_ROM | Internal | Shoulder | B13 | 600 | 8000 | 0.03 | 153.85 | 153.84 | 0.01 | 0
2040 | PJM_E_2_PJM_ROM | PJM_E | PJM_ROM | Internal | Shoulder | B14 | 900 | 8000 | 0.02 | 153.85 | 153.84 | 0.01 | 0
2040 | PJM_E_2_PJM_ROM | PJM_E | PJM_ROM | Internal | Shoulder | B15 | 1203 | 8000 | 0.01 | 87.16 | 87.15 | 0.01 | 0
2040 | PJM_E_2_PJM_ROM | PJM_E | PJM_ROM | Internal | Summer | B1 | 10 | 8000 | 1.5 | 285.04 | 285.03 | 0.01 | 0
2040 | PJM_E_2_PJM_ROM | PJM_E | PJM_ROM | Internal | Summer | B2 | 25 | 8000 | 0.65 | 285.04 | 285.03 | 0.01 | 0
2040 | PJM_E_2_PJM_ROM | PJM_E | PJM_ROM | Internal | Summer | B3 | 75 | 8000 | 0.23 | 283.88 | 283.87 | 0.01 | 0
2040 | PJM_E_2_PJM_ROM | PJM_E | PJM_ROM | Internal | Summer | B4 | 100 | 8000 | 0.17 | 193.79 | 193.77 | 0.01 | 0
2040 | PJM_E_2_PJM_ROM | PJM_E | PJM_ROM | Internal | Summer | B5 | 200 | 8000 | 0.09 | 184.96 | 184.94 | 0.01 | 0
2040 | PJM_E_2_PJM_ROM | PJM_E | PJM_ROM | Internal | Summer | B6 | 300 | 8000 | 0.06 | 177.15 | 177.14 | 0.01 | 0
2040 | PJM_E_2_PJM_ROM | PJM_E | PJM_ROM | Internal | Summer | B7 | 400 | 8000 | 0.04 | 166.38 | 166.37 | 0.01 | 0
2040 | PJM_E_2_PJM_ROM | PJM_E | PJM_ROM | Internal | Summer | B8 | 500 | 8000 | 0.03 | 153.22 | 153.21 | 0.01 | 0
2040 | PJM_E_2_PJM_ROM | PJM_E | PJM_ROM | Internal | Summer | B9 | 800 | 8000 | 0.02 | 152.08 | 152.07 | 0.01 | 0
2040 | PJM_E_2_PJM_ROM | PJM_E | PJM_ROM | Internal | Summer | B10 | 1262 | 8000 | 0.01 | 103.74 | 103.73 | 0.01 | 0
2040 | PJM_E_2_PJM_ROM | PJM_E | PJM_ROM | Internal | Winter | B16 | 25 | 8000 | 0.52 | 180.07 | 180.06 | 0.01 | 0
2040 | PJM_E_2_PJM_ROM | PJM_E | PJM_ROM | Internal | Winter | B17 | 100 | 8000 | 0.16 | 157.81 | 157.79 | 0.01 | 0
2040 | PJM_E_2_PJM_ROM | PJM_E | PJM_ROM | Internal | Winter | B18 | 400 | 8000 | 0.05 | 154.97 | 154.96 | 0.01 | 0
2040 | PJM_E_2_PJM_ROM | PJM_E | PJM_ROM | Internal | Winter | B19 | 700 | 8000 | 0.02 | 154.97 | 154.96 | 0.01 | 0
2040 | PJM_E_2_PJM_ROM | PJM_E | PJM_ROM | Internal | Winter | B20 | 935 | 8000 | 0.02 | 88.13 | 88.11 | 0.01 | 0
2040 | PJM_ROR_2_MISO_IN | PJM_ROR | MISO_IN | Internal | Shoulder | B11 | 25 | 1170 | 0 | 154.9 | 153.88 | 1 | 0
2040 | PJM_ROR_2_MISO_IN | PJM_ROR | MISO_IN | Internal | Shoulder | B12 | 200 | 1170 | 0 | 153.83 | 152.81 | 1 | 0
2040 | PJM_ROR_2_MISO_IN | PJM_ROR | MISO_IN | Internal | Shoulder | B13 | 600 | 1170 | 0 | 153.83 | 152.8 | 1 | 0
2040 | PJM_ROR_2_MISO_IN | PJM_ROR | MISO_IN | Internal | Shoulder | B14 | 900 | 1170 | 0 | 153.83 | 152.8 | 1 | 0
2040 | PJM_ROR_2_MISO_IN | PJM_ROR | MISO_IN | Internal | Shoulder | B15 | 1203 | 1170 | 0 | 86.51 | 73.51 | 1 | 0
2040 | PJM_ROR_2_MISO_IN | PJM_ROR | MISO_IN | Internal | Summer | B1 | 10 | 1170 | 0 | 285.01 | 177.41 | 1 | 0
2040 | PJM_ROR_2_MISO_IN | PJM_ROR | MISO_IN | Internal | Summer | B2 | 25 | 1170 | 0 | 285.01 | 277.51 | 1 | 0
2040 | PJM_ROR_2_MISO_IN | PJM_ROR | MISO_IN | Internal | Summer | B3 | 75 | 1170 | 0 | 283.86 | 230.21 | 1 | 0
2040 | PJM_ROR_2_MISO_IN | PJM_ROR | MISO_IN | Internal | Summer | B4 | 100 | 1170 | 0 | 193.76 | 190.35 | 1 | 0
2040 | PJM_ROR_2_MISO_IN | PJM_ROR | MISO_IN | Internal | Summer | B5 | 200 | 1170 | 0 | 184.93 | 177.41 | 1 | 0
2040 | PJM_ROR_2_MISO_IN | PJM_ROR | MISO_IN | Internal | Summer | B6 | 300 | 1170 | 0 | 177.13 | 165.13 | 1 | 0
2040 | PJM_ROR_2_MISO_IN | PJM_ROR | MISO_IN | Internal | Summer | B7 | 400 | 1170 | 0 | 166.35 | 152.76 | 1 | 0
2040 | PJM_ROR_2_MISO_IN | PJM_ROR | MISO_IN | Internal | Summer | B8 | 500 | 1170 | 0 | 153.19 | 152.29 | 1 | 0
2040 | PJM_ROR_2_MISO_IN | PJM_ROR | MISO_IN | Internal | Summer | B9 | 800 | 1170 | 0 | 152.06 | 152.29 | 1 | 0
2040 | PJM_ROR_2_MISO_IN | PJM_ROR | MISO_IN | Internal | Summer | B10 | 1262 | 1170 | 0.03 | 92.57 | 93.55 | 1 | 0
2040 | PJM_ROR_2_MISO_IN | PJM_ROR | MISO_IN | Internal | Winter | B16 | 25 | 1170 | 0 | 157.78 | 155.03 | 1 | 0
2040 | PJM_ROR_2_MISO_IN | PJM_ROR | MISO_IN | Internal | Winter | B17 | 100 | 1170 | 0 | 157.78 | 156.77 | 1 | 0
2040 | PJM_ROR_2_MISO_IN | PJM_ROR | MISO_IN | Internal | Winter | B18 | 400 | 1170 | 0 | 154.95 | 152.59 | 1 | 0
2040 | PJM_ROR_2_MISO_IN | PJM_ROR | MISO_IN | Internal | Winter | B19 | 700 | 1170 | 0 | 154.95 | 152.59 | 1 | 0
2040 | PJM_ROR_2_MISO_IN | PJM_ROR | MISO_IN | Internal | Winter | B20 | 935 | 1170 | 0 | 88.1 | 75.11 | 1 | 0
2040 | PJM_ROR_2_MISO_MI | PJM_ROR | MISO_MI | Internal | Shoulder | B11 | 25 | 1305 | 0 | 154.9 | 153.9 | 1 | 0
2040 | PJM_ROR_2_MISO_MI | PJM_ROR | MISO_MI | Internal | Shoulder | B12 | 200 | 1305 | 0 | 153.83 | 152.83 | 1 | 0
2040 | PJM_ROR_2_MISO_MI | PJM_ROR | MISO_MI | Internal | Shoulder | B13 | 600 | 1305 | 0 | 153.83 | 152.81 | 1 | 0
2040 | PJM_ROR_2_MISO_MI | PJM_ROR | MISO_MI | Internal | Shoulder | B14 | 900 | 1305 | 0 | 153.83 | 152.81 | 1 | 0
2040 | PJM_ROR_2_MISO_MI | PJM_ROR | MISO_MI | Internal | Shoulder | B15 | 1203 | 1305 | 0 | 86.51 | 87.1 | 1 | 0
2040 | PJM_ROR_2_MISO_MI | PJM_ROR | MISO_MI | Internal | Summer | B1 | 10 | 1305 | 0 | 285.01 | 220.55 | 1 | 0
2040 | PJM_ROR_2_MISO_MI | PJM_ROR | MISO_MI | Internal | Summer | B2 | 25 | 1305 | 0 | 285.01 | 277.53 | 1 | 0
2040 | PJM_ROR_2_MISO_MI | PJM_ROR | MISO_MI | Internal | Summer | B3 | 75 | 1305 | 0 | 283.86 | 230.22 | 1 | 0
2040 | PJM_ROR_2_MISO_MI | PJM_ROR | MISO_MI | Internal | Summer | B4 | 100 | 1305 | 0 | 193.76 | 190.36 | 1 | 0
2040 | PJM_ROR_2_MISO_MI | PJM_ROR | MISO_MI | Internal | Summer | B5 | 200 | 1305 | 0 | 184.93 | 177.42 | 1 | 0
2040 | PJM_ROR_2_MISO_MI | PJM_ROR | MISO_MI | Internal | Summer | B6 | 300 | 1305 | 0 | 177.13 | 165.14 | 1 | 0
2040 | PJM_ROR_2_MISO_MI | PJM_ROR | MISO_MI | Internal | Summer | B7 | 400 | 1305 | 0 | 166.35 | 152.77 | 1 | 0
2040 | PJM_ROR_2_MISO_MI | PJM_ROR | MISO_MI | Internal | Summer | B8 | 500 | 1305 | 0 | 153.19 | 152.3 | 1 | 0
2040 | PJM_ROR_2_MISO_MI | PJM_ROR | MISO_MI | Internal | Summer | B9 | 800 | 1305 | 0 | 152.06 | 152.3 | 1 | 0
2040 | PJM_ROR_2_MISO_MI | PJM_ROR | MISO_MI | Internal | Summer | B10 | 1262 | 1305 | 1159.52 | 92.57 | 93.57 | 1 | 0
2040 | PJM_ROR_2_MISO_MI | PJM_ROR | MISO_MI | Internal | Winter | B16 | 25 | 1305 | 0 | 157.78 | 155.04 | 1 | 0
2040 | PJM_ROR_2_MISO_MI | PJM_ROR | MISO_MI | Internal | Winter | B17 | 100 | 1305 | 0 | 157.78 | 156.78 | 1 | 0
2040 | PJM_ROR_2_MISO_MI | PJM_ROR | MISO_MI | Internal | Winter | B18 | 400 | 1305 | 0 | 154.95 | 153.56 | 1 | 0
2040 | PJM_ROR_2_MISO_MI | PJM_ROR | MISO_MI | Internal | Winter | B19 | 700 | 1305 | 0 | 154.95 | 153.56 | 1 | 0
2040 | PJM_ROR_2_MISO_MI | PJM_ROR | MISO_MI | Internal | Winter | B20 | 935 | 1305 | 258.85 | 88.1 | 89.1 | 1 | 0
2040 | PJM_ROR_2_MISO_MO-IL | PJM_ROR | MISO_MO-IL | Internal | Shoulder | B11 | 25 | 1111 | 0 | 154.9 | 153.91 | 1 | 0
2040 | PJM_ROR_2_MISO_MO-IL | PJM_ROR | MISO_MO-IL | Internal | Shoulder | B12 | 200 | 1111 | 0 | 153.83 | 152.83 | 1 | 0
2040 | PJM_ROR_2_MISO_MO-IL | PJM_ROR | MISO_MO-IL | Internal | Shoulder | B13 | 600 | 1111 | 0 | 153.83 | 150.37 | 1 | 0
2040 | PJM_ROR_2_MISO_MO-IL | PJM_ROR | MISO_MO-IL | Internal | Shoulder | B14 | 900 | 1111 | 0 | 153.83 | 143.87 | 1 | 0
2040 | PJM_ROR_2_MISO_MO-IL | PJM_ROR | MISO_MO-IL | Internal | Shoulder | B15 | 1203 | 1111 | 0 | 86.51 | 73.5 | 1 | 0
2040 | PJM_ROR_2_MISO_MO-IL | PJM_ROR | MISO_MO-IL | Internal | Summer | B1 | 10 | 1111 | 0.02 | 285.01 | 284 | 1 | 0
2040 | PJM_ROR_2_MISO_MO-IL | PJM_ROR | MISO_MO-IL | Internal | Summer | B2 | 25 | 1111 | 0 | 285.01 | 284 | 1 | 0
2040 | PJM_ROR_2_MISO_MO-IL | PJM_ROR | MISO_MO-IL | Internal | Summer | B3 | 75 | 1111 | 0 | 283.86 | 282.87 | 1 | 0
2040 | PJM_ROR_2_MISO_MO-IL | PJM_ROR | MISO_MO-IL | Internal | Summer | B4 | 100 | 1111 | 0 | 193.76 | 192.77 | 1 | 0
2040 | PJM_ROR_2_MISO_MO-IL | PJM_ROR | MISO_MO-IL | Internal | Summer | B5 | 200 | 1111 | 1110.84 | 184.93 | 185.94 | 1 | 0.01
2040 | PJM_ROR_2_MISO_MO-IL | PJM_ROR | MISO_MO-IL | Internal | Summer | B6 | 300 | 1111 | 1110.89 | 177.13 | 178.14 | 1 | 0.01
2040 | PJM_ROR_2_MISO_MO-IL | PJM_ROR | MISO_MO-IL | Internal | Summer | B7 | 400 | 1111 | 953.67 | 166.35 | 167.35 | 1 | 0
2040 | PJM_ROR_2_MISO_MO-IL | PJM_ROR | MISO_MO-IL | Internal | Summer | B8 | 500 | 1111 | 0 | 153.19 | 152.3 | 1 | 0
2040 | PJM_ROR_2_MISO_MO-IL | PJM_ROR | MISO_MO-IL | Internal | Summer | B9 | 800 | 1111 | 0 | 152.06 | 152.3 | 1 | 0
2040 | PJM_ROR_2_MISO_MO-IL | PJM_ROR | MISO_MO-IL | Internal | Summer | B10 | 1262 | 1111 | 0 | 92.57 | 73.51 | 1 | 0
2040 | PJM_ROR_2_MISO_MO-IL | PJM_ROR | MISO_MO-IL | Internal | Winter | B16 | 25 | 1111 | 0 | 157.78 | 155.04 | 1 | 0
2040 | PJM_ROR_2_MISO_MO-IL | PJM_ROR | MISO_MO-IL | Internal | Winter | B17 | 100 | 1111 | 0 | 157.78 | 156.76 | 1 | 0
2040 | PJM_ROR_2_MISO_MO-IL | PJM_ROR | MISO_MO-IL | Internal | Winter | B18 | 400 | 1111 | 0 | 154.95 | 151.68 | 1 | 0
2040 | PJM_ROR_2_MISO_MO-IL | PJM_ROR | MISO_MO-IL | Internal | Winter | B19 | 700 | 1111 | 0 | 154.95 | 145.88 | 1 | 0
2040 | PJM_ROR_2_MISO_MO-IL | PJM_ROR | MISO_MO-IL | Internal | Winter | B20 | 935 | 1111 | 0 | 88.1 | 75.1 | 1 | 0
2040 | PJM_ROR_2_MISO_W | PJM_ROR | MISO_W | Internal | Shoulder | B11 | 25 | 13129 | 0 | 154.9 | 153.9 | 1 | 0
2040 | PJM_ROR_2_MISO_W | PJM_ROR | MISO_W | Internal | Shoulder | B12 | 200 | 13129 | 0 | 153.83 | 152.81 | 1 | 0
2040 | PJM_ROR_2_MISO_W | PJM_ROR | MISO_W | Internal | Shoulder | B13 | 600 | 13129 | 0 | 153.83 | 150.36 | 1 | 0
2040 | PJM_ROR_2_MISO_W | PJM_ROR | MISO_W | Internal | Shoulder | B14 | 900 | 13129 | 0 | 153.83 | 71.51 | 1 | 0
2040 | PJM_ROR_2_MISO_W | PJM_ROR | MISO_W | Internal | Shoulder | B15 | 1203 | 13129 | 0 | 86.51 | 53.43 | 1 | 0
2040 | PJM_ROR_2_MISO_W | PJM_ROR | MISO_W | Internal | Summer | B1 | 10 | 13129 | 0.02 | 285.01 | 284.01 | 1 | 0
2040 | PJM_ROR_2_MISO_W | PJM_ROR | MISO_W | Internal | Summer | B2 | 25 | 13129 | 0 | 285.01 | 284.01 | 1 | 0
2040 | PJM_ROR_2_MISO_W | PJM_ROR | MISO_W | Internal | Summer | B3 | 75 | 13129 | 0 | 283.86 | 282.86 | 1 | 0
2040 | PJM_ROR_2_MISO_W | PJM_ROR | MISO_W | Internal | Summer | B4 | 100 | 13129 | 0 | 193.76 | 192.76 | 1 | 0
2040 | PJM_ROR_2_MISO_W | PJM_ROR | MISO_W | Internal | Summer | B5 | 200 | 13129 | 926.1 | 184.93 | 185.93 | 1 | 0
2040 | PJM_ROR_2_MISO_W | PJM_ROR | MISO_W | Internal | Summer | B6 | 300 | 13129 | 2703.9 | 177.13 | 178.13 | 1 | 0
2040 | PJM_ROR_2_MISO_W | PJM_ROR | MISO_W | Internal | Summer | B7 | 400 | 13129 | 0 | 166.35 | 165.35 | 1 | 0
2040 | PJM_ROR_2_MISO_W | PJM_ROR | MISO_W | Internal | Summer | B8 | 500 | 13129 | 0 | 153.19 | 152.19 | 1 | 0
2040 | PJM_ROR_2_MISO_W | PJM_ROR | MISO_W | Internal | Summer | B9 | 800 | 13129 | 0 | 152.06 | 151.06 | 1 | 0
2040 | PJM_ROR_2_MISO_W | PJM_ROR | MISO_W | Internal | Summer | B10 | 1262 | 13129 | 0 | 92.57 | 73.5 | 1 | 0
2040 | PJM_ROR_2_MISO_W | PJM_ROR | MISO_W | Internal | Winter | B16 | 25 | 13129 | 0 | 157.78 | 47.93 | 1 | 0
2040 | PJM_ROR_2_MISO_W | PJM_ROR | MISO_W | Internal | Winter | B17 | 100 | 13129 | 0 | 157.78 | 53.43 | 1 | 0
2040 | PJM_ROR_2_MISO_W | PJM_ROR | MISO_W | Internal | Winter | B18 | 400 | 13129 | 0 | 154.95 | 129.92 | 1 | 0
2040 | PJM_ROR_2_MISO_W | PJM_ROR | MISO_W | Internal | Winter | B19 | 700 | 13129 | 0 | 154.95 | 145.87 | 1 | 0
2040 | PJM_ROR_2_MISO_W | PJM_ROR | MISO_W | Internal | Winter | B20 | 935 | 13129 | 0 | 88.1 | 75.09 | 1 | 0
2040 | PJM_ROR_2_MISO_WUMS | PJM_ROR | MISO_WUMS | Internal | Shoulder | B11 | 25 | 1467 | 0 | 154.9 | 153.91 | 1 | 0
2040 | PJM_ROR_2_MISO_WUMS | PJM_ROR | MISO_WUMS | Internal | Shoulder | B12 | 200 | 1467 | 0 | 153.83 | 152.83 | 1 | 0
2040 | PJM_ROR_2_MISO_WUMS | PJM_ROR | MISO_WUMS | Internal | Shoulder | B13 | 600 | 1467 | 0 | 153.83 | 152.83 | 1 | 0
2040 | PJM_ROR_2_MISO_WUMS | PJM_ROR | MISO_WUMS | Internal | Shoulder | B14 | 900 | 1467 | 0 | 153.83 | 152.83 | 1 | 0
2040 | PJM_ROR_2_MISO_WUMS | PJM_ROR | MISO_WUMS | Internal | Shoulder | B15 | 1203 | 1467 | 0 | 86.51 | 80.31 | 1 | 0
2040 | PJM_ROR_2_MISO_WUMS | PJM_ROR | MISO_WUMS | Internal | Summer | B1 | 10 | 1467 | 0 | 285.01 | 152.21 | 1 | 0
2040 | PJM_ROR_2_MISO_WUMS | PJM_ROR | MISO_WUMS | Internal | Summer | B2 | 25 | 1467 | 0 | 285.01 | 177.31 | 1 | 0
2040 | PJM_ROR_2_MISO_WUMS | PJM_ROR | MISO_WUMS | Internal | Summer | B3 | 75 | 1467 | 0 | 283.86 | 230.21 | 1 | 0
2040 | PJM_ROR_2_MISO_WUMS | PJM_ROR | MISO_WUMS | Internal | Summer | B4 | 100 | 1467 | 0 | 193.76 | 179.48 | 1 | 0
2040 | PJM_ROR_2_MISO_WUMS | PJM_ROR | MISO_WUMS | Internal | Summer | B5 | 200 | 1467 | 0 | 184.93 | 177.31 | 1 | 0
2040 | PJM_ROR_2_MISO_WUMS | PJM_ROR | MISO_WUMS | Internal | Summer | B6 | 300 | 1467 | 0 | 177.13 | 165.15 | 1 | 0
2040 | PJM_ROR_2_MISO_WUMS | PJM_ROR | MISO_WUMS | Internal | Summer | B7 | 400 | 1467 | 0 | 166.35 | 152.76 | 1 | 0
2040 | PJM_ROR_2_MISO_WUMS | PJM_ROR | MISO_WUMS | Internal | Summer | B8 | 500 | 1467 | 0 | 153.19 | 152.21 | 1 | 0
2040 | PJM_ROR_2_MISO_WUMS | PJM_ROR | MISO_WUMS | Internal | Summer | B9 | 800 | 1467 | 0 | 152.06 | 152.21 | 1 | 0
2040 | PJM_ROR_2_MISO_WUMS | PJM_ROR | MISO_WUMS | Internal | Summer | B10 | 1262 | 1467 | 0 | 92.57 | 91.57 | 1 | 0
2040 | PJM_ROR_2_MISO_WUMS | PJM_ROR | MISO_WUMS | Internal | Winter | B16 | 25 | 1467 | 0 | 157.78 | 88.45 | 1 | 0
2040 | PJM_ROR_2_MISO_WUMS | PJM_ROR | MISO_WUMS | Internal | Winter | B17 | 100 | 1467 | 0 | 157.78 | 156.77 | 1 | 0
2040 | PJM_ROR_2_MISO_WUMS | PJM_ROR | MISO_WUMS | Internal | Winter | B18 | 400 | 1467 | 0 | 154.95 | 153.57 | 1 | 0
2040 | PJM_ROR_2_MISO_WUMS | PJM_ROR | MISO_WUMS | Internal | Winter | B19 | 700 | 1467 | 0 | 154.95 | 153.57 | 1 | 0
2040 | PJM_ROR_2_MISO_WUMS | PJM_ROR | MISO_WUMS | Internal | Winter | B20 | 935 | 1467 | 0 | 88.1 | 84.44 | 1 | 0
2040 | PJM_ROR_2_PJM_ROM | PJM_ROR | PJM_ROM | Internal | Shoulder | B11 | 25 | 8000 | 5395.61 | 154.9 | 154.91 | 0.01 | 0
2040 | PJM_ROR_2_PJM_ROM | PJM_ROR | PJM_ROM | Internal | Shoulder | B12 | 200 | 8000 | 4789.68 | 153.83 | 153.84 | 0.01 | 0
2040 | PJM_ROR_2_PJM_ROM | PJM_ROR | PJM_ROM | Internal | Shoulder | B13 | 600 | 8000 | 3035.24 | 153.83 | 153.84 | 0.01 | 0
2040 | PJM_ROR_2_PJM_ROM | PJM_ROR | PJM_ROM | Internal | Shoulder | B14 | 900 | 8000 | 2443.41 | 153.83 | 153.84 | 0.01 | 0
2040 | PJM_ROR_2_PJM_ROM | PJM_ROR | PJM_ROM | Internal | Shoulder | B15 | 1203 | 8000 | 8000 | 86.51 | 87.15 | 0.01 | 0.63
2040 | PJM_ROR_2_PJM_ROM | PJM_ROR | PJM_ROM | Internal | Summer | B1 | 10 | 8000 | 6665.06 | 285.01 | 285.03 | 0.01 | 0
2040 | PJM_ROR_2_PJM_ROM | PJM_ROR | PJM_ROM | Internal | Summer | B2 | 25 | 8000 | 4845.45 | 285.01 | 285.03 | 0.01 | 0
2040 | PJM_ROR_2_PJM_ROM | PJM_ROR | PJM_ROM | Internal | Summer | B3 | 75 | 8000 | 522.44 | 283.86 | 283.87 | 0.01 | 0
2040 | PJM_ROR_2_PJM_ROM | PJM_ROR | PJM_ROM | Internal | Summer | B4 | 100 | 8000 | 2248.92 | 193.76 | 193.77 | 0.01 | 0
2040 | PJM_ROR_2_PJM_ROM | PJM_ROR | PJM_ROM | Internal | Summer | B5 | 200 | 8000 | 579.03 | 184.93 | 184.94 | 0.01 | 0
2040 | PJM_ROR_2_PJM_ROM | PJM_ROR | PJM_ROM | Internal | Summer | B6 | 300 | 8000 | 838.15 | 177.13 | 177.14 | 0.01 | 0
2040 | PJM_ROR_2_PJM_ROM | PJM_ROR | PJM_ROM | Internal | Summer | B7 | 400 | 8000 | 6489.66 | 166.35 | 166.37 | 0.01 | 0
2040 | PJM_ROR_2_PJM_ROM | PJM_ROR | PJM_ROM | Internal | Summer | B8 | 500 | 8000 | 6118.88 | 153.19 | 153.21 | 0.01 | 0
2040 | PJM_ROR_2_PJM_ROM | PJM_ROR | PJM_ROM | Internal | Summer | B9 | 800 | 8000 | 1402.11 | 152.06 | 152.07 | 0.01 | 0
2040 | PJM_ROR_2_PJM_ROM | PJM_ROR | PJM_ROM | Internal | Summer | B10 | 1262 | 8000 | 8000 | 92.57 | 103.73 | 0.01 | 11.15
2040 | PJM_ROR_2_PJM_ROM | PJM_ROR | PJM_ROM | Internal | Winter | B16 | 25 | 8000 | 8000 | 157.78 | 180.06 | 0.01 | 22.27
2040 | PJM_ROR_2_PJM_ROM | PJM_ROR | PJM_ROM | Internal | Winter | B17 | 100 | 8000 | 6299.35 | 157.78 | 157.79 | 0.01 | 0
2040 | PJM_ROR_2_PJM_ROM | PJM_ROR | PJM_ROM | Internal | Winter | B18 | 400 | 8000 | 4747.81 | 154.95 | 154.96 | 0.01 | 0
2040 | PJM_ROR_2_PJM_ROM | PJM_ROR | PJM_ROM | Internal | Winter | B19 | 700 | 8000 | 4353.93 | 154.95 | 154.96 | 0.01 | 0
2040 | PJM_ROR_2_PJM_ROM | PJM_ROR | PJM_ROM | Internal | Winter | B20 | 935 | 8000 | 6781.74 | 88.1 | 88.11 | 0.01 | 0
2040 | PJM_ROR_2_TVA_Transmission | PJM_ROR | TVA_Transmission | Internal | Shoulder | B11 | 25 | 2500 | 0.05 | 154.9 | 159.1 | 4.5 | 0
2040 | PJM_ROR_2_TVA_Transmission | PJM_ROR | TVA_Transmission | Internal | Shoulder | B12 | 200 | 2500 | 0 | 153.83 | 155.46 | 4.5 | 0
2040 | PJM_ROR_2_TVA_Transmission | PJM_ROR | TVA_Transmission | Internal | Shoulder | B13 | 600 | 2500 | 0 | 153.83 | 150.37 | 4.5 | 0
2040 | PJM_ROR_2_TVA_Transmission | PJM_ROR | TVA_Transmission | Internal | Shoulder | B14 | 900 | 2500 | 0 | 153.83 | 150.37 | 4.5 | 0
2040 | PJM_ROR_2_TVA_Transmission | PJM_ROR | TVA_Transmission | Internal | Shoulder | B15 | 1203 | 2500 | 0 | 86.51 | 80.01 | 4.5 | 0
2040 | PJM_ROR_2_TVA_Transmission | PJM_ROR | TVA_Transmission | Internal | Summer | B1 | 10 | 2500 | 2499.9 | 285.01 | 289.98 | 4.5 | 0.47
2040 | PJM_ROR_2_TVA_Transmission | PJM_ROR | TVA_Transmission | Internal | Summer | B2 | 25 | 2500 | 2039.42 | 285.01 | 289.51 | 4.5 | 0
2040 | PJM_ROR_2_TVA_Transmission | PJM_ROR | TVA_Transmission | Internal | Summer | B3 | 75 | 2500 | 0 | 283.86 | 286.36 | 4.5 | 0
2040 | PJM_ROR_2_TVA_Transmission | PJM_ROR | TVA_Transmission | Internal | Summer | B4 | 100 | 2500 | 1171.63 | 193.76 | 198.26 | 4.5 | 0
2040 | PJM_ROR_2_TVA_Transmission | PJM_ROR | TVA_Transmission | Internal | Summer | B5 | 200 | 2500 | 0 | 184.93 | 182.32 | 4.5 | 0
2040 | PJM_ROR_2_TVA_Transmission | PJM_ROR | TVA_Transmission | Internal | Summer | B6 | 300 | 2500 | 0 | 177.13 | 177.13 | 4.5 | 0
2040 | PJM_ROR_2_TVA_Transmission | PJM_ROR | TVA_Transmission | Internal | Summer | B7 | 400 | 2500 | 0 | 166.35 | 164.75 | 4.5 | 0
2040 | PJM_ROR_2_TVA_Transmission | PJM_ROR | TVA_Transmission | Internal | Summer | B8 | 500 | 2500 | 0 | 153.19 | 157.04 | 4.5 | 0
2040 | PJM_ROR_2_TVA_Transmission | PJM_ROR | TVA_Transmission | Internal | Summer | B9 | 800 | 2500 | 0.01 | 152.06 | 156.51 | 4.5 | 0
2040 | PJM_ROR_2_TVA_Transmission | PJM_ROR | TVA_Transmission | Internal | Summer | B10 | 1262 | 2500 | 0 | 92.57 | 80.01 | 4.5 | 0
2040 | PJM_ROR_2_TVA_Transmission | PJM_ROR | TVA_Transmission | Internal | Winter | B16 | 25 | 2500 | 0.02 | 157.78 | 161.54 | 4.5 | 0
2040 | PJM_ROR_2_TVA_Transmission | PJM_ROR | TVA_Transmission | Internal | Winter | B17 | 100 | 2500 | 0 | 157.78 | 160.78 | 4.5 | 0
2040 | PJM_ROR_2_TVA_Transmission | PJM_ROR | TVA_Transmission | Internal | Winter | B18 | 400 | 2500 | 0 | 154.95 | 151.68 | 4.5 | 0
2040 | PJM_ROR_2_TVA_Transmission | PJM_ROR | TVA_Transmission | Internal | Winter | B19 | 700 | 2500 | 0 | 154.95 | 151.68 | 4.5 | 0
2040 | PJM_ROR_2_TVA_Transmission | PJM_ROR | TVA_Transmission | Internal | Winter | B20 | 935 | 2500 | 0 | 88.1 | 81.6 | 4.5 | 0
2040 | PJM_ROR_2_VACAR | PJM_ROR | VACAR | Internal | Shoulder | B11 | 25 | 3000 | 0.08 | 154.9 | 159.21 | 4.5 | 0
2040 | PJM_ROR_2_VACAR | PJM_ROR | VACAR | Internal | Shoulder | B12 | 200 | 3000 | 0 | 153.83 | 153.95 | 4.5 | 0
2040 | PJM_ROR_2_VACAR | PJM_ROR | VACAR | Internal | Shoulder | B13 | 600 | 3000 | 0 | 153.83 | 149.33 | 4.5 | 0
2040 | PJM_ROR_2_VACAR | PJM_ROR | VACAR | Internal | Shoulder | B14 | 900 | 3000 | 0 | 153.83 | 149.33 | 4.5 | 0
2040 | PJM_ROR_2_VACAR | PJM_ROR | VACAR | Internal | Shoulder | B15 | 1203 | 3000 | 0 | 86.51 | 81 | 4.5 | 0
2040 | PJM_ROR_2_VACAR | PJM_ROR | VACAR | Internal | Summer | B1 | 10 | 3000 | 2999.98 | 285.01 | 291.98 | 4.5 | 2.47
2040 | PJM_ROR_2_VACAR | PJM_ROR | VACAR | Internal | Summer | B2 | 25 | 3000 | 2999.99 | 285.01 | 291.98 | 4.5 | 2.47
2040 | PJM_ROR_2_VACAR | PJM_ROR | VACAR | Internal | Summer | B3 | 75 | 3000 | 1748.44 | 283.86 | 288.36 | 4.5 | 0
2040 | PJM_ROR_2_VACAR | PJM_ROR | VACAR | Internal | Summer | B4 | 100 | 3000 | 0 | 193.76 | 193.77 | 4.5 | 0
2040 | PJM_ROR_2_VACAR | PJM_ROR | VACAR | Internal | Summer | B5 | 200 | 3000 | 0 | 184.93 | 180.43 | 4.5 | 0
2040 | PJM_ROR_2_VACAR | PJM_ROR | VACAR | Internal | Summer | B6 | 300 | 3000 | 0 | 177.13 | 172.63 | 4.5 | 0
2040 | PJM_ROR_2_VACAR | PJM_ROR | VACAR | Internal | Summer | B7 | 400 | 3000 | 0 | 166.35 | 159.15 | 4.5 | 0
2040 | PJM_ROR_2_VACAR | PJM_ROR | VACAR | Internal | Summer | B8 | 500 | 3000 | 0 | 153.19 | 156.96 | 4.5 | 0
2040 | PJM_ROR_2_VACAR | PJM_ROR | VACAR | Internal | Summer | B9 | 800 | 3000 | 0 | 152.06 | 152.84 | 4.5 | 0
2040 | PJM_ROR_2_VACAR | PJM_ROR | VACAR | Internal | Summer | B10 | 1262 | 3000 | 0 | 92.57 | 73.5 | 4.5 | 0
2040 | PJM_ROR_2_VACAR | PJM_ROR | VACAR | Internal | Winter | B16 | 25 | 3000 | 2999.99 | 157.78 | 164.55 | 4.5 | 2.27
2040 | PJM_ROR_2_VACAR | PJM_ROR | VACAR | Internal | Winter | B17 | 100 | 3000 | 1777.9 | 157.78 | 162.28 | 4.5 | 0
2040 | PJM_ROR_2_VACAR | PJM_ROR | VACAR | Internal | Winter | B18 | 400 | 3000 | 0 | 154.95 | 150.75 | 4.5 | 0
2040 | PJM_ROR_2_VACAR | PJM_ROR | VACAR | Internal | Winter | B19 | 700 | 3000 | 0 | 154.95 | 150.75 | 4.5 | 0
2040 | PJM_ROR_2_VACAR | PJM_ROR | VACAR | Internal | Winter | B20 | 935 | 3000 | 0 | 88.1 | 81.92 | 4.5 | 0
2040 | PJM_ROM_2_NYISO_A-F | PJM_ROM | NYISO_A-F | Internal | Shoulder | B11 | 25 | 2000 | 0 | 154.91 | 92.6 | 4.5 | 0
2040 | PJM_ROM_2_NYISO_A-F | PJM_ROM | NYISO_A-F | Internal | Shoulder | B12 | 200 | 2000 | 0 | 153.84 | 114.46 | 4.5 | 0
2040 | PJM_ROM_2_NYISO_A-F | PJM_ROM | NYISO_A-F | Internal | Shoulder | B13 | 600 | 2000 | 0 | 153.84 | 92.6 | 4.5 | 0
2040 | PJM_ROM_2_NYISO_A-F | PJM_ROM | NYISO_A-F | Internal | Shoulder | B14 | 900 | 2000 | 0 | 153.84 | 92.6 | 4.5 | 0
2040 | PJM_ROM_2_NYISO_A-F | PJM_ROM | NYISO_A-F | Internal | Shoulder | B15 | 1203 | 2000 | 0 | 87.15 | 84.07 | 4.5 | 0
2040 | PJM_ROM_2_NYISO_A-F | PJM_ROM | NYISO_A-F | Internal | Summer | B1 | 10 | 2000 | 0 | 285.03 | 173.05 | 4.5 | 0
2040 | PJM_ROM_2_NYISO_A-F | PJM_ROM | NYISO_A-F | Internal | Summer | B2 | 25 | 2000 | 0 | 285.03 | 240.77 | 4.5 | 0
2040 | PJM_ROM_2_NYISO_A-F | PJM_ROM | NYISO_A-F | Internal | Summer | B3 | 75 | 2000 | 0 | 283.87 | 173.75 | 4.5 | 0
2040 | PJM_ROM_2_NYISO_A-F | PJM_ROM | NYISO_A-F | Internal | Summer | B4 | 100 | 2000 | 0 | 193.77 | 173.24 | 4.5 | 0
2040 | PJM_ROM_2_NYISO_A-F | PJM_ROM | NYISO_A-F | Internal | Summer | B5 | 200 | 2000 | 0 | 184.94 | 173.24 | 4.5 | 0
2040 | PJM_ROM_2_NYISO_A-F | PJM_ROM | NYISO_A-F | Internal | Summer | B6 | 300 | 2000 | 0 | 177.14 | 170.64 | 4.5 | 0
2040 | PJM_ROM_2_NYISO_A-F | PJM_ROM | NYISO_A-F | Internal | Summer | B7 | 400 | 2000 | 0 | 166.37 | 159.87 | 4.5 | 0
2040 | PJM_ROM_2_NYISO_A-F | PJM_ROM | NYISO_A-F | Internal | Summer | B8 | 500 | 2000 | 0 | 153.21 | 146.71 | 4.5 | 0
2040 | PJM_ROM_2_NYISO_A-F | PJM_ROM | NYISO_A-F | Internal | Summer | B9 | 800 | 2000 | 0 | 152.07 | 144.04 | 4.5 | 0
2040 | PJM_ROM_2_NYISO_A-F | PJM_ROM | NYISO_A-F | Internal | Summer | B10 | 1262 | 2000 | 2000 | 103.73 | 128.15 | 4.5 | 19.91
2040 | PJM_ROM_2_NYISO_A-F | PJM_ROM | NYISO_A-F | Internal | Winter | B16 | 25 | 2000 | 0 | 180.06 | 84.39 | 4.5 | 0
2040 | PJM_ROM_2_NYISO_A-F | PJM_ROM | NYISO_A-F | Internal | Winter | B17 | 100 | 2000 | 0 | 157.79 | 84.09 | 4.5 | 0
2040 | PJM_ROM_2_NYISO_A-F | PJM_ROM | NYISO_A-F | Internal | Winter | B18 | 400 | 2000 | 0 | 154.96 | 84.09 | 4.5 | 0
2040 | PJM_ROM_2_NYISO_A-F | PJM_ROM | NYISO_A-F | Internal | Winter | B19 | 700 | 2000 | 0 | 154.96 | 84.09 | 4.5 | 0
2040 | PJM_ROM_2_NYISO_A-F | PJM_ROM | NYISO_A-F | Internal | Winter | B20 | 935 | 2000 | 0 | 88.11 | 84.09 | 4.5 | 0
2040 | PJM_ROM_2_PJM_E | PJM_ROM | PJM_E | Internal | Shoulder | B11 | 25 | 8000 | 4939.51 | 154.91 | 154.92 | 0.01 | 0
2040 | PJM_ROM_2_PJM_E | PJM_ROM | PJM_E | Internal | Shoulder | B12 | 200 | 8000 | 4576.9 | 153.84 | 153.85 | 0.01 | 0
2040 | PJM_ROM_2_PJM_E | PJM_ROM | PJM_E | Internal | Shoulder | B13 | 600 | 8000 | 3776.28 | 153.84 | 153.85 | 0.01 | 0
2040 | PJM_ROM_2_PJM_E | PJM_ROM | PJM_E | Internal | Shoulder | B14 | 900 | 8000 | 2386.36 | 153.84 | 153.85 | 0.01 | 0
2040 | PJM_ROM_2_PJM_E | PJM_ROM | PJM_E | Internal | Shoulder | B15 | 1203 | 8000 | 6127.88 | 87.15 | 87.16 | 0.01 | 0
2040 | PJM_ROM_2_PJM_E | PJM_ROM | PJM_E | Internal | Summer | B1 | 10 | 8000 | 6350.77 | 285.03 | 285.04 | 0.01 | 0
2040 | PJM_ROM_2_PJM_E | PJM_ROM | PJM_E | Internal | Summer | B2 | 25 | 8000 | 5045.99 | 285.03 | 285.04 | 0.01 | 0
2040 | PJM_ROM_2_PJM_E | PJM_ROM | PJM_E | Internal | Summer | B3 | 75 | 8000 | 2361.6 | 283.87 | 283.88 | 0.01 | 0
2040 | PJM_ROM_2_PJM_E | PJM_ROM | PJM_E | Internal | Summer | B4 | 100 | 8000 | 3893.58 | 193.77 | 193.79 | 0.01 | 0
2040 | PJM_ROM_2_PJM_E | PJM_ROM | PJM_E | Internal | Summer | B5 | 200 | 8000 | 2888.06 | 184.94 | 184.96 | 0.01 | 0
2040 | PJM_ROM_2_PJM_E | PJM_ROM | PJM_E | Internal | Summer | B6 | 300 | 8000 | 4018.31 | 177.14 | 177.15 | 0.01 | 0
2040 | PJM_ROM_2_PJM_E | PJM_ROM | PJM_E | Internal | Summer | B7 | 400 | 8000 | 6832.79 | 166.37 | 166.38 | 0.01 | 0
2040 | PJM_ROM_2_PJM_E | PJM_ROM | PJM_E | Internal | Summer | B8 | 500 | 8000 | 6248.86 | 153.21 | 153.22 | 0.01 | 0
2040 | PJM_ROM_2_PJM_E | PJM_ROM | PJM_E | Internal | Summer | B9 | 800 | 8000 | 3686.41 | 152.07 | 152.08 | 0.01 | 0
2040 | PJM_ROM_2_PJM_E | PJM_ROM | PJM_E | Internal | Summer | B10 | 1262 | 8000 | 7242.76 | 103.73 | 103.74 | 0.01 | 0
2040 | PJM_ROM_2_PJM_E | PJM_ROM | PJM_E | Internal | Winter | B16 | 25 | 8000 | 7800.44 | 180.06 | 180.07 | 0.01 | 0
2040 | PJM_ROM_2_PJM_E | PJM_ROM | PJM_E | Internal | Winter | B17 | 100 | 8000 | 6826.15 | 157.79 | 157.81 | 0.01 | 0
2040 | PJM_ROM_2_PJM_E | PJM_ROM | PJM_E | Internal | Winter | B18 | 400 | 8000 | 6340.74 | 154.96 | 154.97 | 0.01 | 0
2040 | PJM_ROM_2_PJM_E | PJM_ROM | PJM_E | Internal | Winter | B19 | 700 | 8000 | 5623.96 | 154.96 | 154.97 | 0.01 | 0
2040 | PJM_ROM_2_PJM_E | PJM_ROM | PJM_E | Internal | Winter | B20 | 935 | 8000 | 6294.13 | 88.11 | 88.13 | 0.01 | 0
2040 | PJM_ROM_2_PJM_ROR | PJM_ROM | PJM_ROR | Internal | Shoulder | B11 | 25 | 8000 | 0.63 | 154.91 | 154.9 | 0.01 | 0
2040 | PJM_ROM_2_PJM_ROR | PJM_ROM | PJM_ROR | Internal | Shoulder | B12 | 200 | 8000 | 0.09 | 153.84 | 153.83 | 0.01 | 0
2040 | PJM_ROM_2_PJM_ROR | PJM_ROM | PJM_ROR | Internal | Shoulder | B13 | 600 | 8000 | 0.03 | 153.84 | 153.83 | 0.01 | 0
2040 | PJM_ROM_2_PJM_ROR | PJM_ROM | PJM_ROR | Internal | Shoulder | B14 | 900 | 8000 | 0.02 | 153.84 | 153.83 | 0.01 | 0
2040 | PJM_ROM_2_PJM_ROR | PJM_ROM | PJM_ROR | Internal | Shoulder | B15 | 1203 | 8000 | 0 | 87.15 | 86.51 | 0.01 | 0
2040 | PJM_ROM_2_PJM_ROR | PJM_ROM | PJM_ROR | Internal | Summer | B1 | 10 | 8000 | 1.44 | 285.03 | 285.01 | 0.01 | 0
2040 | PJM_ROM_2_PJM_ROR | PJM_ROM | PJM_ROR | Internal | Summer | B2 | 25 | 8000 | 0.65 | 285.03 | 285.01 | 0.01 | 0
2040 | PJM_ROM_2_PJM_ROR | PJM_ROM | PJM_ROR | Internal | Summer | B3 | 75 | 8000 | 0.26 | 283.87 | 283.86 | 0.01 | 0
2040 | PJM_ROM_2_PJM_ROR | PJM_ROM | PJM_ROR | Internal | Summer | B4 | 100 | 8000 | 0.18 | 193.77 | 193.76 | 0.01 | 0
2040 | PJM_ROM_2_PJM_ROR | PJM_ROM | PJM_ROR | Internal | Summer | B5 | 200 | 8000 | 0.1 | 184.94 | 184.93 | 0.01 | 0
2040 | PJM_ROM_2_PJM_ROR | PJM_ROM | PJM_ROR | Internal | Summer | B6 | 300 | 8000 | 0.06 | 177.14 | 177.13 | 0.01 | 0
2040 | PJM_ROM_2_PJM_ROR | PJM_ROM | PJM_ROR | Internal | Summer | B7 | 400 | 8000 | 0.04 | 166.37 | 166.35 | 0.01 | 0
2040 | PJM_ROM_2_PJM_ROR | PJM_ROM | PJM_ROR | Internal | Summer | B8 | 500 | 8000 | 0.03 | 153.21 | 153.19 | 0.01 | 0
2040 | PJM_ROM_2_PJM_ROR | PJM_ROM | PJM_ROR | Internal | Summer | B9 | 800 | 8000 | 0.02 | 152.07 | 152.06 | 0.01 | 0
2040 | PJM_ROM_2_PJM_ROR | PJM_ROM | PJM_ROR | Internal | Summer | B10 | 1262 | 8000 | 0 | 103.73 | 92.57 | 0.01 | 0
2040 | PJM_ROM_2_PJM_ROR | PJM_ROM | PJM_ROR | Internal | Winter | B16 | 25 | 8000 | 0 | 180.06 | 157.78 | 0.01 | 0
2040 | PJM_ROM_2_PJM_ROR | PJM_ROM | PJM_ROR | Internal | Winter | B17 | 100 | 8000 | 0.17 | 157.79 | 157.78 | 0.01 | 0
2040 | PJM_ROM_2_PJM_ROR | PJM_ROM | PJM_ROR | Internal | Winter | B18 | 400 | 8000 | 0.05 | 154.96 | 154.95 | 0.01 | 0
2040 | PJM_ROM_2_PJM_ROR | PJM_ROM | PJM_ROR | Internal | Winter | B19 | 700 | 8000 | 0.03 | 154.96 | 154.95 | 0.01 | 0
2040 | PJM_ROM_2_PJM_ROR | PJM_ROM | PJM_ROR | Internal | Winter | B20 | 935 | 8000 | 0.02 | 88.11 | 88.1 | 0.01 | 0
2040 | SOCO_2_ENT | SOCO | ENT | Internal | Shoulder | B11 | 25 | 4300 | 0 | 163.71 | 156.63 | 7.5 | 0
2040 | SOCO_2_ENT | SOCO | ENT | Internal | Shoulder | B12 | 200 | 4300 | 0 | 155.46 | 149.96 | 7.5 | 0
2040 | SOCO_2_ENT | SOCO | ENT | Internal | Shoulder | B13 | 600 | 4300 | 0 | 153.83 | 144.87 | 7.5 | 0
2040 | SOCO_2_ENT | SOCO | ENT | Internal | Shoulder | B14 | 900 | 4300 | 0 | 153.83 | 138.37 | 7.5 | 0
2040 | SOCO_2_ENT | SOCO | ENT | Internal | Shoulder | B15 | 1203 | 4300 | 0 | 73.5 | 68 | 7.5 | 0
2040 | SOCO_2_ENT | SOCO | ENT | Internal | Summer | B1 | 10 | 4300 | 0 | 296.48 | 186.95 | 7.5 | 0
2040 | SOCO_2_ENT | SOCO | ENT | Internal | Summer | B2 | 25 | 4300 | 0 | 296.01 | 267.38 | 7.5 | 0
2040 | SOCO_2_ENT | SOCO | ENT | Internal | Summer | B3 | 75 | 4300 | 0 | 292.86 | 282.86 | 7.5 | 0
2040 | SOCO_2_ENT | SOCO | ENT | Internal | Summer | B4 | 100 | 4300 | 0 | 198.27 | 192.77 | 7.5 | 0
2040 | SOCO_2_ENT | SOCO | ENT | Internal | Summer | B5 | 200 | 4300 | 0 | 184.93 | 186.95 | 7.5 | 0
2040 | SOCO_2_ENT | SOCO | ENT | Internal | Summer | B6 | 300 | 4300 | 0 | 181.21 | 183.63 | 7.5 | 0
2040 | SOCO_2_ENT | SOCO | ENT | Internal | Summer | B7 | 400 | 4300 | 390.54 | 166.35 | 173.85 | 7.5 | 0
2040 | SOCO_2_ENT | SOCO | ENT | Internal | Summer | B8 | 500 | 4300 | 0 | 161.46 | 155.96 | 7.5 | 0
2040 | SOCO_2_ENT | SOCO | ENT | Internal | Summer | B9 | 800 | 4300 | 0 | 157.34 | 152.3 | 7.5 | 0
2040 | SOCO_2_ENT | SOCO | ENT | Internal | Summer | B10 | 1262 | 4300 | 0 | 73.5 | 68 | 7.5 | 0
2040 | SOCO_2_ENT | SOCO | ENT | Internal | Winter | B16 | 25 | 4300 | 0 | 168.04 | 160.17 | 7.5 | 0
2040 | SOCO_2_ENT | SOCO | ENT | Internal | Winter | B17 | 100 | 4300 | 0 | 161.97 | 155.28 | 7.5 | 0
2040 | SOCO_2_ENT | SOCO | ENT | Internal | Winter | B18 | 400 | 4300 | 0 | 155.25 | 146.18 | 7.5 | 0
2040 | SOCO_2_ENT | SOCO | ENT | Internal | Winter | B19 | 700 | 4300 | 0 | 155.25 | 140.38 | 7.5 | 0
2040 | SOCO_2_ENT | SOCO | ENT | Internal | Winter | B20 | 935 | 4300 | 0 | 75.1 | 69.6 | 7.5 | 0
2040 | SOCO_2_FRCC | SOCO | FRCC | Internal | Shoulder | B11 | 25 | 3700 | 3700 | 163.71 | 189.95 | 7.5 | 18.74
2040 | SOCO_2_FRCC | SOCO | FRCC | Internal | Shoulder | B12 | 200 | 3700 | 1834.46 | 155.46 | 162.96 | 7.5 | 0
2040 | SOCO_2_FRCC | SOCO | FRCC | Internal | Shoulder | B13 | 600 | 3700 | 3700 | 153.83 | 162.96 | 7.5 | 1.64
2040 | SOCO_2_FRCC | SOCO | FRCC | Internal | Shoulder | B14 | 900 | 3700 | 3700 | 153.83 | 162.96 | 7.5 | 1.64
2040 | SOCO_2_FRCC | SOCO | FRCC | Internal | Shoulder | B15 | 1203 | 3700 | 0 | 73.5 | 71.76 | 7.5 | 0
2040 | SOCO_2_FRCC | SOCO | FRCC | Internal | Summer | B1 | 10 | 3700 | 0.01 | 296.48 | 299.8 | 7.5 | 0
2040 | SOCO_2_FRCC | SOCO | FRCC | Internal | Summer | B2 | 25 | 3700 | 0 | 296.01 | 299.8 | 7.5 | 0
2040 | SOCO_2_FRCC | SOCO | FRCC | Internal | Summer | B3 | 75 | 3700 | 0 | 292.86 | 287.36 | 7.5 | 0
2040 | SOCO_2_FRCC | SOCO | FRCC | Internal | Summer | B4 | 100 | 3700 | 0 | 198.27 | 188.71 | 7.5 | 0
2040 | SOCO_2_FRCC | SOCO | FRCC | Internal | Summer | B5 | 200 | 3700 | 0 | 184.93 | 188.71 | 7.5 | 0
2040 | SOCO_2_FRCC | SOCO | FRCC | Internal | Summer | B6 | 300 | 3700 | 506.25 | 181.21 | 188.71 | 7.5 | 0
2040 | SOCO_2_FRCC | SOCO | FRCC | Internal | Summer | B7 | 400 | 3700 | 0 | 166.35 | 161.9 | 7.5 | 0
2040 | SOCO_2_FRCC | SOCO | FRCC | Internal | Summer | B8 | 500 | 3700 | 0 | 161.46 | 161.9 | 7.5 | 0
2040 | SOCO_2_FRCC | SOCO | FRCC | Internal | Summer | B9 | 800 | 3700 | 0 | 157.34 | 161.9 | 7.5 | 0
2040 | SOCO_2_FRCC | SOCO | FRCC | Internal | Summer | B10 | 1262 | 3700 | 0 | 73.5 | 73.5 | 7.5 | 0
2040 | SOCO_2_FRCC | SOCO | FRCC | Internal | Winter | B16 | 25 | 3700 | 3245.76 | 168.04 | 175.54 | 7.5 | 0
2040 | SOCO_2_FRCC | SOCO | FRCC | Internal | Winter | B17 | 100 | 3700 | 0 | 161.97 | 165.65 | 7.5 | 0
2040 | SOCO_2_FRCC | SOCO | FRCC | Internal | Winter | B18 | 400 | 3700 | 3700 | 155.25 | 165.65 | 7.5 | 2.9
2040 | SOCO_2_FRCC | SOCO | FRCC | Internal | Winter | B19 | 700 | 3700 | 3700 | 155.25 | 165.17 | 7.5 | 2.42
2040 | SOCO_2_FRCC | SOCO | FRCC | Internal | Winter | B20 | 935 | 3700 | 0 | 75.1 | 73.5 | 7.5 | 0
2040 | SOCO_2_TVA_Transmission | SOCO | TVA_Transmission | Internal | Shoulder | B11 | 25 | 2600 | 0 | 163.71 | 159.1 | 7.5 | 0
2040 | SOCO_2_TVA_Transmission | SOCO | TVA_Transmission | Internal | Shoulder | B12 | 200 | 2600 | 0 | 155.46 | 155.46 | 7.5 | 0
2040 | SOCO_2_TVA_Transmission | SOCO | TVA_Transmission | Internal | Shoulder | B13 | 600 | 2600 | 0 | 153.83 | 150.37 | 7.5 | 0
2040 | SOCO_2_TVA_Transmission | SOCO | TVA_Transmission | Internal | Shoulder | B14 | 900 | 2600 | 0 | 153.83 | 150.37 | 7.5 | 0
2040 | SOCO_2_TVA_Transmission | SOCO | TVA_Transmission | Internal | Shoulder | B15 | 1203 | 2600 | 0 | 73.5 | 80.01 | 7.5 | 0
2040 | SOCO_2_TVA_Transmission | SOCO | TVA_Transmission | Internal | Summer | B1 | 10 | 2600 | 0 | 296.48 | 289.98 | 7.5 | 0
2040 | SOCO_2_TVA_Transmission | SOCO | TVA_Transmission | Internal | Summer | B2 | 25 | 2600 | 0 | 296.01 | 289.51 | 7.5 | 0
2040 | SOCO_2_TVA_Transmission | SOCO | TVA_Transmission | Internal | Summer | B3 | 75 | 2600 | 0 | 292.86 | 286.36 | 7.5 | 0
2040 | SOCO_2_TVA_Transmission | SOCO | TVA_Transmission | Internal | Summer | B4 | 100 | 2600 | 0 | 198.27 | 198.26 | 7.5 | 0
2040 | SOCO_2_TVA_Transmission | SOCO | TVA_Transmission | Internal | Summer | B5 | 200 | 2600 | 0 | 184.93 | 182.32 | 7.5 | 0
2040 | SOCO_2_TVA_Transmission | SOCO | TVA_Transmission | Internal | Summer | B6 | 300 | 2600 | 0 | 181.21 | 177.13 | 7.5 | 0
2040 | SOCO_2_TVA_Transmission | SOCO | TVA_Transmission | Internal | Summer | B7 | 400 | 2600 | 0 | 166.35 | 164.75 | 7.5 | 0
2040 | SOCO_2_TVA_Transmission | SOCO | TVA_Transmission | Internal | Summer | B8 | 500 | 2600 | 0 | 161.46 | 157.04 | 7.5 | 0
2040 | SOCO_2_TVA_Transmission | SOCO | TVA_Transmission | Internal | Summer | B9 | 800 | 2600 | 0 | 157.34 | 156.51 | 7.5 | 0
2040 | SOCO_2_TVA_Transmission | SOCO | TVA_Transmission | Internal | Summer | B10 | 1262 | 2600 | 0 | 73.5 | 80.01 | 7.5 | 0
2040 | SOCO_2_TVA_Transmission | SOCO | TVA_Transmission | Internal | Winter | B16 | 25 | 2600 | 0 | 168.04 | 161.54 | 7.5 | 0
2040 | SOCO_2_TVA_Transmission | SOCO | TVA_Transmission | Internal | Winter | B17 | 100 | 2600 | 0 | 161.97 | 160.78 | 7.5 | 0
2040 | SOCO_2_TVA_Transmission | SOCO | TVA_Transmission | Internal | Winter | B18 | 400 | 2600 | 0 | 155.25 | 151.68 | 7.5 | 0
2040 | SOCO_2_TVA_Transmission | SOCO | TVA_Transmission | Internal | Winter | B19 | 700 | 2600 | 0 | 155.25 | 151.68 | 7.5 | 0
2040 | SOCO_2_TVA_Transmission | SOCO | TVA_Transmission | Internal | Winter | B20 | 935 | 2600 | 0 | 75.1 | 81.6 | 7.5 | 0
2040 | SOCO_2_VACAR | SOCO | VACAR | Internal | Shoulder | B11 | 25 | 2000 | 0 | 163.71 | 159.21 | 7.5 | 0
2040 | SOCO_2_VACAR | SOCO | VACAR | Internal | Shoulder | B12 | 200 | 2000 | 0 | 155.46 | 153.95 | 7.5 | 0
2040 | SOCO_2_VACAR | SOCO | VACAR | Internal | Shoulder | B13 | 600 | 2000 | 0 | 153.83 | 149.33 | 7.5 | 0
2040 | SOCO_2_VACAR | SOCO | VACAR | Internal | Shoulder | B14 | 900 | 2000 | 0 | 153.83 | 149.33 | 7.5 | 0
2040 | SOCO_2_VACAR | SOCO | VACAR | Internal | Shoulder | B15 | 1203 | 2000 | 657.57 | 73.5 | 81 | 7.5 | 0
2040 | SOCO_2_VACAR | SOCO | VACAR | Internal | Summer | B1 | 10 | 2000 | 0 | 296.48 | 291.98 | 7.5 | 0
2040 | SOCO_2_VACAR | SOCO | VACAR | Internal | Summer | B2 | 25 | 2000 | 0 | 296.01 | 291.98 | 7.5 | 0
2040 | SOCO_2_VACAR | SOCO | VACAR | Internal | Summer | B3 | 75 | 2000 | 0 | 292.86 | 288.36 | 7.5 | 0
2040 | SOCO_2_VACAR | SOCO | VACAR | Internal | Summer | B4 | 100 | 2000 | 0 | 198.27 | 193.77 | 7.5 | 0
2040 | SOCO_2_VACAR | SOCO | VACAR | Internal | Summer | B5 | 200 | 2000 | 0 | 184.93 | 180.43 | 7.5 | 0
2040 | SOCO_2_VACAR | SOCO | VACAR | Internal | Summer | B6 | 300 | 2000 | 0 | 181.21 | 172.63 | 7.5 | 0
2040 | SOCO_2_VACAR | SOCO | VACAR | Internal | Summer | B7 | 400 | 2000 | 0 | 166.35 | 159.15 | 7.5 | 0
2040 | SOCO_2_VACAR | SOCO | VACAR | Internal | Summer | B8 | 500 | 2000 | 0 | 161.46 | 156.96 | 7.5 | 0
2040 | SOCO_2_VACAR | SOCO | VACAR | Internal | Summer | B9 | 800 | 2000 | 0 | 157.34 | 152.84 | 7.5 | 0
2040 | SOCO_2_VACAR | SOCO | VACAR | Internal | Summer | B10 | 1262 | 2000 | 0 | 73.5 | 73.5 | 7.5 | 0
2040 | SOCO_2_VACAR | SOCO | VACAR | Internal | Winter | B16 | 25 | 2000 | 0 | 168.04 | 164.55 | 7.5 | 0
2040 | SOCO_2_VACAR | SOCO | VACAR | Internal | Winter | B17 | 100 | 2000 | 0 | 161.97 | 162.28 | 7.5 | 0
2040 | SOCO_2_VACAR | SOCO | VACAR | Internal | Winter | B18 | 400 | 2000 | 0 | 155.25 | 150.75 | 7.5 | 0
2040 | SOCO_2_VACAR | SOCO | VACAR | Internal | Winter | B19 | 700 | 2000 | 0 | 155.25 | 150.75 | 7.5 | 0
2040 | SOCO_2_VACAR | SOCO | VACAR | Internal | Winter | B20 | 935 | 2000 | 0 | 75.1 | 81.92 | 7.5 | 0
2040 | SPP_N_2_ENT | SPP_N | ENT | Internal | Shoulder | B11 | 25 | 15643 | 15642.99 | 150.41 | 156.63 | 3.5 | 2.72
2040 | SPP_N_2_ENT | SPP_N | ENT | Internal | Shoulder | B12 | 200 | 15643 | 15643 | 114.08 | 149.96 | 3.5 | 32.38
2040 | SPP_N_2_ENT | SPP_N | ENT | Internal | Shoulder | B13 | 600 | 15643 | 15643 | 77.86 | 144.87 | 3.5 | 63.51
2040 | SPP_N_2_ENT | SPP_N | ENT | Internal | Shoulder | B14 | 900 | 15643 | 15643 | 11.52 | 138.37 | 3.5 | 123.35
2040 | SPP_N_2_ENT | SPP_N | ENT | Internal | Shoulder | B15 | 1203 | 15643 | 15643 | 11.52 | 68 | 3.5 | 52.98
2040 | SPP_N_2_ENT | SPP_N | ENT | Internal | Summer | B1 | 10 | 15643 | 15643 | 11.52 | 186.95 | 3.5 | 171.93
2040 | SPP_N_2_ENT | SPP_N | ENT | Internal | Summer | B2 | 25 | 15643 | 9595.42 | 263.88 | 267.38 | 3.5 | 0
2040 | SPP_N_2_ENT | SPP_N | ENT | Internal | Summer | B3 | 75 | 15643 | 3509.48 | 279.36 | 282.86 | 3.5 | 0
2040 | SPP_N_2_ENT | SPP_N | ENT | Internal | Summer | B4 | 100 | 15643 | 4994.28 | 189.27 | 192.77 | 3.5 | 0
2040 | SPP_N_2_ENT | SPP_N | ENT | Internal | Summer | B5 | 200 | 15643 | 6715.73 | 183.45 | 186.95 | 3.5 | 0
2040 | SPP_N_2_ENT | SPP_N | ENT | Internal | Summer | B6 | 300 | 15643 | 6079.23 | 180.13 | 183.63 | 3.5 | 0
2040 | SPP_N_2_ENT | SPP_N | ENT | Internal | Summer | B7 | 400 | 15643 | 9251.99 | 170.35 | 173.85 | 3.5 | 0
2040 | SPP_N_2_ENT | SPP_N | ENT | Internal | Summer | B8 | 500 | 15643 | 12313.34 | 152.46 | 155.96 | 3.5 | 0
2040 | SPP_N_2_ENT | SPP_N | ENT | Internal | Summer | B9 | 800 | 15643 | 13693.3 | 148.8 | 152.3 | 3.5 | 0
2040 | SPP_N_2_ENT | SPP_N | ENT | Internal | Summer | B10 | 1262 | 15643 | 15642.94 | 64.49 | 68 | 3.5 | 0.01
2040 | SPP_N_2_ENT | SPP_N | ENT | Internal | Winter | B16 | 25 | 15643 | 15643 | 11.52 | 160.17 | 3.5 | 145.15
2040 | SPP_N_2_ENT | SPP_N | ENT | Internal | Winter | B17 | 100 | 15643 | 15643 | 11.52 | 155.28 | 3.5 | 140.26
2040 | SPP_N_2_ENT | SPP_N | ENT | Internal | Winter | B18 | 400 | 15643 | 15643 | 102.43 | 146.18 | 3.5 | 40.25
2040 | SPP_N_2_ENT | SPP_N | ENT | Internal | Winter | B19 | 700 | 15643 | 15643 | 11.53 | 140.38 | 3.5 | 125.35
2040 | SPP_N_2_ENT | SPP_N | ENT | Internal | Winter | B20 | 935 | 15643 | 15643 | 11.52 | 69.6 | 3.5 | 54.58
2040 | SPP_N_2_MISO_MO-IL | SPP_N | MISO_MO-IL | Internal | Shoulder | B11 | 25 | 4019 | 121.65 | 150.41 | 153.91 | 3.5 | 0
2040 | SPP_N_2_MISO_MO-IL | SPP_N | MISO_MO-IL | Internal | Shoulder | B12 | 200 | 4019 | 4019 | 114.08 | 152.83 | 3.5 | 35.24
2040 | SPP_N_2_MISO_MO-IL | SPP_N | MISO_MO-IL | Internal | Shoulder | B13 | 600 | 4019 | 4019 | 77.86 | 150.37 | 3.5 | 69.01
2040 | SPP_N_2_MISO_MO-IL | SPP_N | MISO_MO-IL | Internal | Shoulder | B14 | 900 | 4019 | 4019 | 11.52 | 143.87 | 3.5 | 128.85
2040 | SPP_N_2_MISO_MO-IL | SPP_N | MISO_MO-IL | Internal | Shoulder | B15 | 1203 | 4019 | 4019 | 11.52 | 73.5 | 3.5 | 58.48
2040 | SPP_N_2_MISO_MO-IL | SPP_N | MISO_MO-IL | Internal | Summer | B1 | 10 | 4019 | 4019 | 11.52 | 284 | 3.5 | 268.98
2040 | SPP_N_2_MISO_MO-IL | SPP_N | MISO_MO-IL | Internal | Summer | B2 | 25 | 4019 | 4019 | 263.88 | 284 | 3.5 | 16.62
2040 | SPP_N_2_MISO_MO-IL | SPP_N | MISO_MO-IL | Internal | Summer | B3 | 75 | 4019 | 4018.57 | 279.36 | 282.87 | 3.5 | 0.01
2040 | SPP_N_2_MISO_MO-IL | SPP_N | MISO_MO-IL | Internal | Summer | B4 | 100 | 4019 | 3709.03 | 189.27 | 192.77 | 3.5 | 0
2040 | SPP_N_2_MISO_MO-IL | SPP_N | MISO_MO-IL | Internal | Summer | B5 | 200 | 4019 | 0 | 183.45 | 185.94 | 3.5 | 0
2040 | SPP_N_2_MISO_MO-IL | SPP_N | MISO_MO-IL | Internal | Summer | B6 | 300 | 4019 | 0 | 180.13 | 178.14 | 3.5 | 0
2040 | SPP_N_2_MISO_MO-IL | SPP_N | MISO_MO-IL | Internal | Summer | B7 | 400 | 4019 | 0 | 170.35 | 167.35 | 3.5 | 0
2040 | SPP_N_2_MISO_MO-IL | SPP_N | MISO_MO-IL | Internal | Summer | B8 | 500 | 4019 | 0 | 152.46 | 152.3 | 3.5 | 0
2040 | SPP_N_2_MISO_MO-IL | SPP_N | MISO_MO-IL | Internal | Summer | B9 | 800 | 4019 | 578.61 | 148.8 | 152.3 | 3.5 | 0
2040 | SPP_N_2_MISO_MO-IL | SPP_N | MISO_MO-IL | Internal | Summer | B10 | 1262 | 4019 | 4019 | 64.49 | 73.51 | 3.5 | 5.52
2040 | SPP_N_2_MISO_MO-IL | SPP_N | MISO_MO-IL | Internal | Winter | B16 | 25 | 4019 | 4019 | 11.52 | 155.04 | 3.5 | 140.02
2040 | SPP_N_2_MISO_MO-IL | SPP_N | MISO_MO-IL | Internal | Winter | B17 | 100 | 4019 | 4019 | 11.52 | 156.76 | 3.5 | 141.74
2040 | SPP_N_2_MISO_MO-IL | SPP_N | MISO_MO-IL | Internal | Winter | B18 | 400 | 4019 | 4019 | 102.43 | 151.68 | 3.5 | 45.75
2040 | SPP_N_2_MISO_MO-IL | SPP_N | MISO_MO-IL | Internal | Winter | B19 | 700 | 4019 | 4019 | 11.53 | 145.88 | 3.5 | 130.85
2040 | SPP_N_2_MISO_MO-IL | SPP_N | MISO_MO-IL | Internal | Winter | B20 | 935 | 4019 | 4019 | 11.52 | 75.1 | 3.5 | 60.08
2040 | SPP_N_2_MISO_W | SPP_N | MISO_W | Internal | Shoulder | B11 | 25 | 1087 | 0.99 | 150.41 | 153.9 | 3.5 | 0
2040 | SPP_N_2_MISO_W | SPP_N | MISO_W | Internal | Shoulder | B12 | 200 | 1087 | 1087 | 114.08 | 152.81 | 3.5 | 35.23
2040 | SPP_N_2_MISO_W | SPP_N | MISO_W | Internal | Shoulder | B13 | 600 | 1087 | 1087 | 77.86 | 150.36 | 3.5 | 69
2040 | SPP_N_2_MISO_W | SPP_N | MISO_W | Internal | Shoulder | B14 | 900 | 1087 | 1087 | 11.52 | 71.51 | 3.5 | 56.49
2040 | SPP_N_2_MISO_W | SPP_N | MISO_W | Internal | Shoulder | B15 | 1203 | 1087 | 1087 | 11.52 | 53.43 | 3.5 | 38.41
2040 | SPP_N_2_MISO_W | SPP_N | MISO_W | Internal | Summer | B1 | 10 | 1087 | 1087 | 11.52 | 284.01 | 3.5 | 268.99
2040 | SPP_N_2_MISO_W | SPP_N | MISO_W | Internal | Summer | B2 | 25 | 1087 | 1087 | 263.88 | 284.01 | 3.5 | 16.63
2040 | SPP_N_2_MISO_W | SPP_N | MISO_W | Internal | Summer | B3 | 75 | 1087 | 406.95 | 279.36 | 282.86 | 3.5 | 0
2040 | SPP_N_2_MISO_W | SPP_N | MISO_W | Internal | Summer | B4 | 100 | 1087 | 0.33 | 189.27 | 192.76 | 3.5 | 0
2040 | SPP_N_2_MISO_W | SPP_N | MISO_W | Internal | Summer | B5 | 200 | 1087 | 0 | 183.45 | 185.93 | 3.5 | 0
2040 | SPP_N_2_MISO_W | SPP_N | MISO_W | Internal | Summer | B6 | 300 | 1087 | 0 | 180.13 | 178.13 | 3.5 | 0
2040 | SPP_N_2_MISO_W | SPP_N | MISO_W | Internal | Summer | B7 | 400 | 1087 | 0 | 170.35 | 165.35 | 3.5 | 0
2040 | SPP_N_2_MISO_W | SPP_N | MISO_W | Internal | Summer | B8 | 500 | 1087 | 0 | 152.46 | 152.19 | 3.5 | 0
2040 | SPP_N_2_MISO_W | SPP_N | MISO_W | Internal | Summer | B9 | 800 | 1087 | 0 | 148.8 | 151.06 | 3.5 | 0
2040 | SPP_N_2_MISO_W | SPP_N | MISO_W | Internal | Summer | B10 | 1262 | 1087 | 1087 | 64.49 | 73.5 | 3.5 | 5.51
2040 | SPP_N_2_MISO_W | SPP_N | MISO_W | Internal | Winter | B16 | 25 | 1087 | 1087 | 11.52 | 47.93 | 3.5 | 32.91
2040 | SPP_N_2_MISO_W | SPP_N | MISO_W | Internal | Winter | B17 | 100 | 1087 | 1087 | 11.52 | 53.43 | 3.5 | 38.41
2040 | SPP_N_2_MISO_W | SPP_N | MISO_W | Internal | Winter | B18 | 400 | 1087 | 1087 | 102.43 | 129.92 | 3.5 | 24
2040 | SPP_N_2_MISO_W | SPP_N | MISO_W | Internal | Winter | B19 | 700 | 1087 | 1087 | 11.53 | 145.87 | 3.5 | 130.84
2040 | SPP_N_2_MISO_W | SPP_N | MISO_W | Internal | Winter | B20 | 935 | 1087 | 1087 | 11.52 | 75.09 | 3.5 | 60.07
2040 | SPP_N_2_NE | SPP_N | NE | Internal | Shoulder | B11 | 25 | 490 | 0.51 | 150.41 | 150.4 | 0.01 | 0
2040 | SPP_N_2_NE | SPP_N | NE | Internal | Shoulder | B12 | 200 | 490 | 0.08 | 114.08 | 114.07 | 0.01 | 0
2040 | SPP_N_2_NE | SPP_N | NE | Internal | Shoulder | B13 | 600 | 490 | 0.03 | 77.86 | 77.84 | 0.01 | 0
2040 | SPP_N_2_NE | SPP_N | NE | Internal | Shoulder | B14 | 900 | 490 | 12.42 | 11.52 | 11.53 | 0.01 | 0
2040 | SPP_N_2_NE | SPP_N | NE | Internal | Shoulder | B15 | 1203 | 490 | 0.03 | 11.52 | 11.52 | 0.01 | 0
2040 | SPP_N_2_NE | SPP_N | NE | Internal | Summer | B1 | 10 | 490 | 490 | 11.52 | 280.51 | 0.01 | 268.98
2040 | SPP_N_2_NE | SPP_N | NE | Internal | Summer | B2 | 25 | 490 | 490 | 263.88 | 280.51 | 0.01 | 16.62
2040 | SPP_N_2_NE | SPP_N | NE | Internal | Summer | B3 | 75 | 490 | 0.4 | 279.36 | 279.36 | 0.01 | 0
2040 | SPP_N_2_NE | SPP_N | NE | Internal | Summer | B4 | 100 | 490 | 0.18 | 189.27 | 189.26 | 0.01 | 0
2040 | SPP_N_2_NE | SPP_N | NE | Internal | Summer | B5 | 200 | 490 | 0.08 | 183.45 | 183.44 | 0.01 | 0
2040 | SPP_N_2_NE | SPP_N | NE | Internal | Summer | B6 | 300 | 490 | 0.05 | 180.13 | 180.12 | 0.01 | 0
2040 | SPP_N_2_NE | SPP_N | NE | Internal | Summer | B7 | 400 | 490 | 0 | 170.35 | 163.47 | 0.01 | 0
2040 | SPP_N_2_NE | SPP_N | NE | Internal | Summer | B8 | 500 | 490 | 0 | 152.46 | 148.69 | 0.01 | 0
2040 | SPP_N_2_NE | SPP_N | NE | Internal | Summer | B9 | 800 | 490 | 0 | 148.8 | 147.56 | 0.01 | 0
2040 | SPP_N_2_NE | SPP_N | NE | Internal | Summer | B10 | 1262 | 490 | 430.33 | 64.49 | 64.5 | 0.01 | 0
2040 | SPP_N_2_NE | SPP_N | NE | Internal | Winter | B16 | 25 | 490 | 1.09 | 11.52 | 11.52 | 0.01 | 0
2040 | SPP_N_2_NE | SPP_N | NE | Internal | Winter | B17 | 100 | 490 | 0.3 | 11.52 | 11.52 | 0.01 | 0
2040 | SPP_N_2_NE | SPP_N | NE | Internal | Winter | B18 | 400 | 490 | 0 | 102.43 | 94.55 | 0.01 | 0
2040 | SPP_N_2_NE | SPP_N | NE | Internal | Winter | B19 | 700 | 490 | 0.03 | 11.53 | 11.52 | 0.01 | 0
2040 | SPP_N_2_NE | SPP_N | NE | Internal | Winter | B20 | 935 | 490 | 0.04 | 11.52 | 11.52 | 0.01 | 0
2040 | SPP_N_2_SPP_S | SPP_N | SPP_S | Internal | Shoulder | B11 | 25 | 4236 | 4235.99 | 150.41 | 153.13 | 0.01 | 2.71
2040 | SPP_N_2_SPP_S | SPP_N | SPP_S | Internal | Shoulder | B12 | 200 | 4236 | 0.09 | 114.08 | 114.07 | 0.01 | 0
2040 | SPP_N_2_SPP_S | SPP_N | SPP_S | Internal | Shoulder | B13 | 600 | 4236 | 0.03 | 77.86 | 77.84 | 0.01 | 0
2040 | SPP_N_2_SPP_S | SPP_N | SPP_S | Internal | Shoulder | B14 | 900 | 4236 | 0.04 | 11.52 | 11.52 | 0.01 | 0
2040 | SPP_N_2_SPP_S | SPP_N | SPP_S | Internal | Shoulder | B15 | 1203 | 4236 | 0.03 | 11.52 | 11.52 | 0.01 | 0
2040 | SPP_N_2_SPP_S | SPP_N | SPP_S | Internal | Summer | B1 | 10 | 4236 | 1131.43 | 11.52 | 11.53 | 0.01 | 0
2040 | SPP_N_2_SPP_S | SPP_N | SPP_S | Internal | Summer | B2 | 25 | 4236 | 1.07 | 263.88 | 263.88 | 0.01 | 0
2040 | SPP_N_2_SPP_S | SPP_N | SPP_S | Internal | Summer | B3 | 75 | 4236 | 0 | 279.36 | 266.15 | 0.01 | 0
2040 | SPP_N_2_SPP_S | SPP_N | SPP_S | Internal | Summer | B4 | 100 | 4236 | 1303.24 | 189.27 | 189.29 | 0.01 | 0
2040 | SPP_N_2_SPP_S | SPP_N | SPP_S | Internal | Summer | B5 | 200 | 4236 | 2073.4 | 183.45 | 183.46 | 0.01 | 0
2040 | SPP_N_2_SPP_S | SPP_N | SPP_S | Internal | Summer | B6 | 300 | 4236 | 4236 | 180.13 | 180.71 | 0.01 | 0.57
2040 | SPP_N_2_SPP_S | SPP_N | SPP_S | Internal | Summer | B7 | 400 | 4236 | 4236 | 170.35 | 179.35 | 0.01 | 8.99
2040 | SPP_N_2_SPP_S | SPP_N | SPP_S | Internal | Summer | B8 | 500 | 4236 | 4236 | 152.46 | 157.79 | 0.01 | 5.32
2040 | SPP_N_2_SPP_S | SPP_N | SPP_S | Internal | Summer | B9 | 800 | 4236 | 3082.05 | 148.8 | 148.81 | 0.01 | 0
2040 | SPP_N_2_SPP_S | SPP_N | SPP_S | Internal | Summer | B10 | 1262 | 4236 | 14.08 | 64.49 | 64.5 | 0.01 | 0
2040 | SPP_N_2_SPP_S | SPP_N | SPP_S | Internal | Winter | B16 | 25 | 4236 | 1.56 | 11.52 | 11.52 | 0.01 | 0
2040 | SPP_N_2_SPP_S | SPP_N | SPP_S | Internal | Winter | B17 | 100 | 4236 | 0.42 | 11.52 | 11.52 | 0.01 | 0
2040 | SPP_N_2_SPP_S | SPP_N | SPP_S | Internal | Winter | B18 | 400 | 4236 | 0.04 | 102.43 | 102.41 | 0.01 | 0
2040 | SPP_N_2_SPP_S | SPP_N | SPP_S | Internal | Winter | B19 | 700 | 4236 | 0.02 | 11.53 | 11.52 | 0.01 | 0
2040 | SPP_N_2_SPP_S | SPP_N | SPP_S | Internal | Winter | B20 | 935 | 4236 | 0.04 | 11.52 | 11.52 | 0.01 | 0
2040 | SPP_S_2_ENT | SPP_S | ENT | Internal | Shoulder | B11 | 25 | 2842 | 2092.83 | 153.13 | 156.63 | 3.5 | 0
2040 | SPP_S_2_ENT | SPP_S | ENT | Internal | Shoulder | B12 | 200 | 2842 | 2842 | 114.07 | 149.96 | 3.5 | 32.39
2040 | SPP_S_2_ENT | SPP_S | ENT | Internal | Shoulder | B13 | 600 | 2842 | 2842 | 77.84 | 144.87 | 3.5 | 63.53
2040 | SPP_S_2_ENT | SPP_S | ENT | Internal | Shoulder | B14 | 900 | 2842 | 2842 | 11.52 | 138.37 | 3.5 | 123.35
2040 | SPP_S_2_ENT | SPP_S | ENT | Internal | Shoulder | B15 | 1203 | 2842 | 2842 | 11.52 | 68 | 3.5 | 52.98
2040 | SPP_S_2_ENT | SPP_S | ENT | Internal | Summer | B1 | 10 | 2842 | 2842 | 11.53 | 186.95 | 3.5 | 171.92
2040 | SPP_S_2_ENT | SPP_S | ENT | Internal | Summer | B2 | 25 | 2842 | 2835.65 | 263.88 | 267.38 | 3.5 | 0
2040 | SPP_S_2_ENT | SPP_S | ENT | Internal | Summer | B3 | 75 | 2842 | 2842 | 266.15 | 282.86 | 3.5 | 13.21
2040 | SPP_S_2_ENT | SPP_S | ENT | Internal | Summer | B4 | 100 | 2842 | 0.33 | 189.29 | 192.77 | 3.5 | 0
2040 | SPP_S_2_ENT | SPP_S | ENT | Internal | Summer | B5 | 200 | 2842 | 0.16 | 183.46 | 186.95 | 3.5 | 0
2040 | SPP_S_2_ENT | SPP_S | ENT | Internal | Summer | B6 | 300 | 2842 | 0 | 180.71 | 183.63 | 3.5 | 0
2040 | SPP_S_2_ENT | SPP_S | ENT | Internal | Summer | B7 | 400 | 2842 | 0 | 179.35 | 173.85 | 3.5 | 0
2040 | SPP_S_2_ENT | SPP_S | ENT | Internal | Summer | B8 | 500 | 2842 | 0 | 157.79 | 155.96 | 3.5 | 0
2040 | SPP_S_2_ENT | SPP_S | ENT | Internal | Summer | B9 | 800 | 2842 | 0.04 | 148.81 | 152.3 | 3.5 | 0
2040 | SPP_S_2_ENT | SPP_S | ENT | Internal | Summer | B10 | 1262 | 2842 | 1952.53 | 64.5 | 68 | 3.5 | 0
2040 | SPP_S_2_ENT | SPP_S | ENT | Internal | Winter | B16 | 25 | 2842 | 2842 | 11.52 | 160.17 | 3.5 | 145.15
2040 | SPP_S_2_ENT | SPP_S | ENT | Internal | Winter | B17 | 100 | 2842 | 2842 | 11.52 | 155.28 | 3.5 | 140.26
2040 | SPP_S_2_ENT | SPP_S | ENT | Internal | Winter | B18 | 400 | 2842 | 2842 | 102.41 | 146.18 | 3.5 | 40.27
2040 | SPP_S_2_ENT | SPP_S | ENT | Internal | Winter | B19 | 700 | 2842 | 2842 | 11.52 | 140.38 | 3.5 | 125.36
2040 | SPP_S_2_ENT | SPP_S | ENT | Internal | Winter | B20 | 935 | 2842 | 2842 | 11.52 | 69.6 | 3.5 | 54.58
2040 | SPP_S_2_SPP_N | SPP_S | SPP_N | Internal | Shoulder | B11 | 25 | 876 | 0 | 153.13 | 150.41 | 0.01 | 0
2040 | SPP_S_2_SPP_N | SPP_S | SPP_N | Internal | Shoulder | B12 | 200 | 876 | 224.47 | 114.07 | 114.08 | 0.01 | 0
2040 | SPP_S_2_SPP_N | SPP_S | SPP_N | Internal | Shoulder | B13 | 600 | 876 | 540.49 | 77.84 | 77.86 | 0.01 | 0
2040 | SPP_S_2_SPP_N | SPP_S | SPP_N | Internal | Shoulder | B14 | 900 | 876 | 0.04 | 11.52 | 11.52 | 0.01 | 0
2040 | SPP_S_2_SPP_N | SPP_S | SPP_N | Internal | Shoulder | B15 | 1203 | 876 | 0.03 | 11.52 | 11.52 | 0.01 | 0
2040 | SPP_S_2_SPP_N | SPP_S | SPP_N | Internal | Summer | B1 | 10 | 876 | 1.42 | 11.53 | 11.52 | 0.01 | 0
2040 | SPP_S_2_SPP_N | SPP_S | SPP_N | Internal | Summer | B2 | 25 | 876 | 1.06 | 263.88 | 263.88 | 0.01 | 0
2040 | SPP_S_2_SPP_N | SPP_S | SPP_N | Internal | Summer | B3 | 75 | 876 | 876 | 266.15 | 279.36 | 0.01 | 13.19
2040 | SPP_S_2_SPP_N | SPP_S | SPP_N | Internal | Summer | B4 | 100 | 876 | 0.16 | 189.29 | 189.27 | 0.01 | 0
2040 | SPP_S_2_SPP_N | SPP_S | SPP_N | Internal | Summer | B5 | 200 | 876 | 0.08 | 183.46 | 183.45 | 0.01 | 0
2040 | SPP_S_2_SPP_N | SPP_S | SPP_N | Internal | Summer | B6 | 300 | 876 | 0 | 180.71 | 180.13 | 0.01 | 0
2040 | SPP_S_2_SPP_N | SPP_S | SPP_N | Internal | Summer | B7 | 400 | 876 | 0 | 179.35 | 170.35 | 0.01 | 0
2040 | SPP_S_2_SPP_N | SPP_S | SPP_N | Internal | Summer | B8 | 500 | 876 | 0 | 157.79 | 152.46 | 0.01 | 0
2040 | SPP_S_2_SPP_N | SPP_S | SPP_N | Internal | Summer | B9 | 800 | 876 | 0.02 | 148.81 | 148.8 | 0.01 | 0
2040 | SPP_S_2_SPP_N | SPP_S | SPP_N | Internal | Summer | B10 | 1262 | 876 | 0.01 | 64.5 | 64.49 | 0.01 | 0
2040 | SPP_S_2_SPP_N | SPP_S | SPP_N | Internal | Winter | B16 | 25 | 876 | 1.01 | 11.52 | 11.52 | 0.01 | 0
2040 | SPP_S_2_SPP_N | SPP_S | SPP_N | Internal | Winter | B17 | 100 | 876 | 0.27 | 11.52 | 11.52 | 0.01 | 0
2040 | SPP_S_2_SPP_N | SPP_S | SPP_N | Internal | Winter | B18 | 400 | 876 | 228.49 | 102.41 | 102.43 | 0.01 | 0
2040 | SPP_S_2_SPP_N | SPP_S | SPP_N | Internal | Winter | B19 | 700 | 876 | 508.73 | 11.52 | 11.53 | 0.01 | 0
2040 | SPP_S_2_SPP_N | SPP_S | SPP_N | Internal | Winter | B20 | 935 | 876 | 0.04 | 11.52 | 11.52 | 0.01 | 0
2040 | TVA_2_ENT | TVA | ENT | Internal | Shoulder | B11 | 25 | 500 | 0 | 158.84 | 156.63 | 6.5 | 0
2040 | TVA_2_ENT | TVA | ENT | Internal | Shoulder | B12 | 200 | 500 | 0 | 155.47 | 149.96 | 6.5 | 0
2040 | TVA_2_ENT | TVA | ENT | Internal | Shoulder | B13 | 600 | 500 | 0 | 150.38 | 144.87 | 6.5 | 0
2040 | TVA_2_ENT | TVA | ENT | Internal | Shoulder | B14 | 900 | 500 | 0 | 150.38 | 138.37 | 6.5 | 0
2040 | TVA_2_ENT | TVA | ENT | Internal | Shoulder | B15 | 1203 | 500 | 0 | 80.02 | 68 | 6.5 | 0
2040 | TVA_2_ENT | TVA | ENT | Internal | Summer | B1 | 10 | 500 | 0 | 289.99 | 186.95 | 6.5 | 0
2040 | TVA_2_ENT | TVA | ENT | Internal | Summer | B2 | 25 | 500 | 0 | 289.52 | 267.38 | 6.5 | 0
2040 | TVA_2_ENT | TVA | ENT | Internal | Summer | B3 | 75 | 500 | 0 | 286.37 | 282.86 | 6.5 | 0
2040 | TVA_2_ENT | TVA | ENT | Internal | Summer | B4 | 100 | 500 | 0 | 198.27 | 192.77 | 6.5 | 0
2040 | TVA_2_ENT | TVA | ENT | Internal | Summer | B5 | 200 | 500 | 0 | 182.33 | 186.95 | 6.5 | 0
2040 | TVA_2_ENT | TVA | ENT | Internal | Summer | B6 | 300 | 500 | 500 | 170.63 | 183.63 | 6.5 | 6.5
2040 | TVA_2_ENT | TVA | ENT | Internal | Summer | B7 | 400 | 500 | 500 | 156.48 | 173.85 | 6.5 | 10.87
2040 | TVA_2_ENT | TVA | ENT | Internal | Summer | B8 | 500 | 500 | 0 | 156.48 | 155.96 | 6.5 | 0
2040 | TVA_2_ENT | TVA | ENT | Internal | Summer | B9 | 800 | 500 | 0 | 156.48 | 152.3 | 6.5 | 0
2040 | TVA_2_ENT | TVA | ENT | Internal | Summer | B10 | 1262 | 500 | 0 | 80.02 | 68 | 6.5 | 0
2040 | TVA_2_ENT | TVA | ENT | Internal | Winter | B16 | 25 | 500 | 0 | 161.55 | 160.17 | 6.5 | 0
2040 | TVA_2_ENT | TVA | ENT | Internal | Winter | B17 | 100 | 500 | 0 | 160.79 | 155.28 | 6.5 | 0
2040 | TVA_2_ENT | TVA | ENT | Internal | Winter | B18 | 400 | 500 | 0 | 151.69 | 146.18 | 6.5 | 0
2040 | TVA_2_ENT | TVA | ENT | Internal | Winter | B19 | 700 | 500 | 0 | 151.69 | 140.38 | 6.5 | 0
2040 | TVA_2_ENT | TVA | ENT | Internal | Winter | B20 | 935 | 500 | 0 | 81.61 | 69.6 | 6.5 | 0
2040 | TVA_2_MISO_MO-IL | TVA | MISO_MO-IL | Internal | Shoulder | B11 | 25 | 50 | 0 | 158.84 | 153.91 | 6.5 | 0
2040 | TVA_2_MISO_MO-IL | TVA | MISO_MO-IL | Internal | Shoulder | B12 | 200 | 50 | 0 | 155.47 | 152.83 | 6.5 | 0
2040 | TVA_2_MISO_MO-IL | TVA | MISO_MO-IL | Internal | Shoulder | B13 | 600 | 50 | 0 | 150.38 | 150.37 | 6.5 | 0
2040 | TVA_2_MISO_MO-IL | TVA | MISO_MO-IL | Internal | Shoulder | B14 | 900 | 50 | 0 | 150.38 | 143.87 | 6.5 | 0
2040 | TVA_2_MISO_MO-IL | TVA | MISO_MO-IL | Internal | Shoulder | B15 | 1203 | 50 | 0 | 80.02 | 73.5 | 6.5 | 0
2040 | TVA_2_MISO_MO-IL | TVA | MISO_MO-IL | Internal | Summer | B1 | 10 | 50 | 0 | 289.99 | 284 | 6.5 | 0
2040 | TVA_2_MISO_MO-IL | TVA | MISO_MO-IL | Internal | Summer | B2 | 25 | 50 | 0 | 289.52 | 284 | 6.5 | 0
2040 | TVA_2_MISO_MO-IL | TVA | MISO_MO-IL | Internal | Summer | B3 | 75 | 50 | 0 | 286.37 | 282.87 | 6.5 | 0
2040 | TVA_2_MISO_MO-IL | TVA | MISO_MO-IL | Internal | Summer | B4 | 100 | 50 | 0 | 198.27 | 192.77 | 6.5 | 0
2040 | TVA_2_MISO_MO-IL | TVA | MISO_MO-IL | Internal | Summer | B5 | 200 | 50 | 0 | 182.33 | 185.94 | 6.5 | 0
2040 | TVA_2_MISO_MO-IL | TVA | MISO_MO-IL | Internal | Summer | B6 | 300 | 50 | 50 | 170.63 | 178.14 | 6.5 | 1.01
2040 | TVA_2_MISO_MO-IL | TVA | MISO_MO-IL | Internal | Summer | B7 | 400 | 50 | 50 | 156.48 | 167.35 | 6.5 | 4.37
2040 | TVA_2_MISO_MO-IL | TVA | MISO_MO-IL | Internal | Summer | B8 | 500 | 50 | 0 | 156.48 | 152.3 | 6.5 | 0
2040 | TVA_2_MISO_MO-IL | TVA | MISO_MO-IL | Internal | Summer | B9 | 800 | 50 | 0 | 156.48 | 152.3 | 6.5 | 0
2040 | TVA_2_MISO_MO-IL | TVA | MISO_MO-IL | Internal | Summer | B10 | 1262 | 50 | 0 | 80.02 | 73.51 | 6.5 | 0
2040 | TVA_2_MISO_MO-IL | TVA | MISO_MO-IL | Internal | Winter | B16 | 25 | 50 | 0 | 161.55 | 155.04 | 6.5 | 0
2040 | TVA_2_MISO_MO-IL | TVA | MISO_MO-IL | Internal | Winter | B17 | 100 | 50 | 0 | 160.79 | 156.76 | 6.5 | 0
2040 | TVA_2_MISO_MO-IL | TVA | MISO_MO-IL | Internal | Winter | B18 | 400 | 50 | 0 | 151.69 | 151.68 | 6.5 | 0
2040 | TVA_2_MISO_MO-IL | TVA | MISO_MO-IL | Internal | Winter | B19 | 700 | 50 | 0 | 151.69 | 145.88 | 6.5 | 0
2040 | TVA_2_MISO_MO-IL | TVA | MISO_MO-IL | Internal | Winter | B20 | 935 | 50 | 0 | 81.61 | 75.1 | 6.5 | 0
2040 | TVA_2_NonRTO_Midwest | TVA | NonRTO_Midwest | Internal | Shoulder | B11 | 25 | 100 | 0 | 158.84 | 160.38 | 6.5 | 0
2040 | TVA_2_NonRTO_Midwest | TVA | NonRTO_Midwest | Internal | Shoulder | B12 | 200 | 100 | 0 | 155.47 | 157.66 | 6.5 | 0
2040 | TVA_2_NonRTO_Midwest | TVA | NonRTO_Midwest | Internal | Shoulder | B13 | 600 | 100 | 100 | 150.38 | 157.65 | 6.5 | 0.77
2040 | TVA_2_NonRTO_Midwest | TVA | NonRTO_Midwest | Internal | Shoulder | B14 | 900 | 100 | 100 | 150.38 | 157.65 | 6.5 | 0.77
2040 | TVA_2_NonRTO_Midwest | TVA | NonRTO_Midwest | Internal | Shoulder | B15 | 1203 | 100 | 0 | 80.02 | 80.01 | 6.5 | 0
2040 | TVA_2_NonRTO_Midwest | TVA | NonRTO_Midwest | Internal | Summer | B1 | 10 | 100 | 0 | 289.99 | 183.91 | 6.5 | 0
2040 | TVA_2_NonRTO_Midwest | TVA | NonRTO_Midwest | Internal | Summer | B2 | 25 | 100 | 0 | 289.52 | 284.01 | 6.5 | 0
2040 | TVA_2_NonRTO_Midwest | TVA | NonRTO_Midwest | Internal | Summer | B3 | 75 | 100 | 0 | 286.37 | 236.71 | 6.5 | 0
2040 | TVA_2_NonRTO_Midwest | TVA | NonRTO_Midwest | Internal | Summer | B4 | 100 | 100 | 0 | 198.27 | 196.85 | 6.5 | 0
2040 | TVA_2_NonRTO_Midwest | TVA | NonRTO_Midwest | Internal | Summer | B5 | 200 | 100 | 0 | 182.33 | 176.82 | 6.5 | 0
2040 | TVA_2_NonRTO_Midwest | TVA | NonRTO_Midwest | Internal | Summer | B6 | 300 | 100 | 0 | 170.63 | 171.63 | 6.5 | 0
2040 | TVA_2_NonRTO_Midwest | TVA | NonRTO_Midwest | Internal | Summer | B7 | 400 | 100 | 0 | 156.48 | 159.25 | 6.5 | 0
2040 | TVA_2_NonRTO_Midwest | TVA | NonRTO_Midwest | Internal | Summer | B8 | 500 | 100 | 0 | 156.48 | 156.1 | 6.5 | 0
2040 | TVA_2_NonRTO_Midwest | TVA | NonRTO_Midwest | Internal | Summer | B9 | 800 | 100 | 0 | 156.48 | 156.1 | 6.5 | 0
2040 | TVA_2_NonRTO_Midwest | TVA | NonRTO_Midwest | Internal | Summer | B10 | 1262 | 100 | 100 | 80.02 | 88.05 | 6.5 | 1.53
2040 | TVA_2_NonRTO_Midwest | TVA | NonRTO_Midwest | Internal | Winter | B16 | 25 | 100 | 0 | 161.55 | 161.53 | 6.5 | 0
2040 | TVA_2_NonRTO_Midwest | TVA | NonRTO_Midwest | Internal | Winter | B17 | 100 | 100 | 0 | 160.79 | 163.27 | 6.5 | 0
2040 | TVA_2_NonRTO_Midwest | TVA | NonRTO_Midwest | Internal | Winter | B18 | 400 | 100 | 100 | 151.69 | 159.09 | 6.5 | 0.9
2040 | TVA_2_NonRTO_Midwest | TVA | NonRTO_Midwest | Internal | Winter | B19 | 700 | 100 | 100 | 151.69 | 159.09 | 6.5 | 0.9
2040 | TVA_2_NonRTO_Midwest | TVA | NonRTO_Midwest | Internal | Winter | B20 | 935 | 100 | 0 | 81.61 | 81.61 | 6.5 | 0
2040 | TVA_2_PJM_ROR | TVA | PJM_ROR | Internal | Shoulder | B11 | 25 | 500 | 0 | 158.84 | 154.9 | 6.5 | 0
2040 | TVA_2_PJM_ROR | TVA | PJM_ROR | Internal | Shoulder | B12 | 200 | 500 | 0 | 155.47 | 153.83 | 6.5 | 0
2040 | TVA_2_PJM_ROR | TVA | PJM_ROR | Internal | Shoulder | B13 | 600 | 500 | 0 | 150.38 | 153.83 | 6.5 | 0
2040 | TVA_2_PJM_ROR | TVA | PJM_ROR | Internal | Shoulder | B14 | 900 | 500 | 0 | 150.38 | 153.83 | 6.5 | 0
2040 | TVA_2_PJM_ROR | TVA | PJM_ROR | Internal | Shoulder | B15 | 1203 | 500 | 0.03 | 80.02 | 86.51 | 6.5 | 0
2040 | TVA_2_PJM_ROR | TVA | PJM_ROR | Internal | Summer | B1 | 10 | 500 | 0 | 289.99 | 285.01 | 6.5 | 0
2040 | TVA_2_PJM_ROR | TVA | PJM_ROR | Internal | Summer | B2 | 25 | 500 | 0 | 289.52 | 285.01 | 6.5 | 0
2040 | TVA_2_PJM_ROR | TVA | PJM_ROR | Internal | Summer | B3 | 75 | 500 | 0 | 286.37 | 283.86 | 6.5 | 0
2040 | TVA_2_PJM_ROR | TVA | PJM_ROR | Internal | Summer | B4 | 100 | 500 | 0 | 198.27 | 193.76 | 6.5 | 0
2040 | TVA_2_PJM_ROR | TVA | PJM_ROR | Internal | Summer | B5 | 200 | 500 | 0 | 182.33 | 184.93 | 6.5 | 0
2040 | TVA_2_PJM_ROR | TVA | PJM_ROR | Internal | Summer | B6 | 300 | 500 | 32.68 | 170.63 | 177.13 | 6.5 | 0
2040 | TVA_2_PJM_ROR | TVA | PJM_ROR | Internal | Summer | B7 | 400 | 500 | 500 | 156.48 | 166.35 | 6.5 | 3.37
2040 | TVA_2_PJM_ROR | TVA | PJM_ROR | Internal | Summer | B8 | 500 | 500 | 0 | 156.48 | 153.19 | 6.5 | 0
2040 | TVA_2_PJM_ROR | TVA | PJM_ROR | Internal | Summer | B9 | 800 | 500 | 0 | 156.48 | 152.06 | 6.5 | 0
2040 | TVA_2_PJM_ROR | TVA | PJM_ROR | Internal | Summer | B10 | 1262 | 500 | 500 | 80.02 | 92.57 | 6.5 | 6.05
2040 | TVA_2_PJM_ROR | TVA | PJM_ROR | Internal | Winter | B16 | 25 | 500 | 0 | 161.55 | 157.78 | 6.5 | 0
2040 | TVA_2_PJM_ROR | TVA | PJM_ROR | Internal | Winter | B17 | 100 | 500 | 0 | 160.79 | 157.78 | 6.5 | 0
2040 | TVA_2_PJM_ROR | TVA | PJM_ROR | Internal | Winter | B18 | 400 | 500 | 0 | 151.69 | 154.95 | 6.5 | 0
2040 | TVA_2_PJM_ROR | TVA | PJM_ROR | Internal | Winter | B19 | 700 | 500 | 0 | 151.69 | 154.95 | 6.5 | 0
2040 | TVA_2_PJM_ROR | TVA | PJM_ROR | Internal | Winter | B20 | 935 | 500 | 0.04 | 81.61 | 88.1 | 6.5 | 0
2040 | TVA_2_SOCO | TVA | SOCO | Internal | Shoulder | B11 | 25 | 500 | 0.01 | 158.84 | 163.71 | 6.5 | 0
2040 | TVA_2_SOCO | TVA | SOCO | Internal | Shoulder | B12 | 200 | 500 | 0 | 155.47 | 155.46 | 6.5 | 0
2040 | TVA_2_SOCO | TVA | SOCO | Internal | Shoulder | B13 | 600 | 500 | 0 | 150.38 | 153.83 | 6.5 | 0
2040 | TVA_2_SOCO | TVA | SOCO | Internal | Shoulder | B14 | 900 | 500 | 0 | 150.38 | 153.83 | 6.5 | 0
2040 | TVA_2_SOCO | TVA | SOCO | Internal | Shoulder | B15 | 1203 | 500 | 0 | 80.02 | 73.5 | 6.5 | 0
2040 | TVA_2_SOCO | TVA | SOCO | Internal | Summer | B1 | 10 | 500 | 2.84 | 289.99 | 296.48 | 6.5 | 0
2040 | TVA_2_SOCO | TVA | SOCO | Internal | Summer | B2 | 25 | 500 | 1.12 | 289.52 | 296.01 | 6.5 | 0
2040 | TVA_2_SOCO | TVA | SOCO | Internal | Summer | B3 | 75 | 500 | 0.38 | 286.37 | 292.86 | 6.5 | 0
2040 | TVA_2_SOCO | TVA | SOCO | Internal | Summer | B4 | 100 | 500 | 0 | 198.27 | 198.27 | 6.5 | 0
2040 | TVA_2_SOCO | TVA | SOCO | Internal | Summer | B5 | 200 | 500 | 0 | 182.33 | 184.93 | 6.5 | 0
2040 | TVA_2_SOCO | TVA | SOCO | Internal | Summer | B6 | 300 | 500 | 500 | 170.63 | 181.21 | 6.5 | 4.08
2040 | TVA_2_SOCO | TVA | SOCO | Internal | Summer | B7 | 400 | 500 | 500 | 156.48 | 166.35 | 6.5 | 3.37
2040 | TVA_2_SOCO | TVA | SOCO | Internal | Summer | B8 | 500 | 500 | 0 | 156.48 | 161.46 | 6.5 | 0
2040 | TVA_2_SOCO | TVA | SOCO | Internal | Summer | B9 | 800 | 500 | 0 | 156.48 | 157.34 | 6.5 | 0
2040 | TVA_2_SOCO | TVA | SOCO | Internal | Summer | B10 | 1262 | 500 | 0 | 80.02 | 73.5 | 6.5 | 0
2040 | TVA_2_SOCO | TVA | SOCO | Internal | Winter | B16 | 25 | 500 | 1.28 | 161.55 | 168.04 | 6.5 | 0
2040 | TVA_2_SOCO | TVA | SOCO | Internal | Winter | B17 | 100 | 500 | 0 | 160.79 | 161.97 | 6.5 | 0
2040 | TVA_2_SOCO | TVA | SOCO | Internal | Winter | B18 | 400 | 500 | 0 | 151.69 | 155.25 | 6.5 | 0
2040 | TVA_2_SOCO | TVA | SOCO | Internal | Winter | B19 | 700 | 500 | 0 | 151.69 | 155.25 | 6.5 | 0
2040 | TVA_2_SOCO | TVA | SOCO | Internal | Winter | B20 | 935 | 500 | 0 | 81.61 | 75.1 | 6.5 | 0
2040 | TVA_2_VACAR | TVA | VACAR | Internal | Shoulder | B11 | 25 | 150 | 0 | 158.84 | 159.21 | 6.5 | 0
2040 | TVA_2_VACAR | TVA | VACAR | Internal | Shoulder | B12 | 200 | 150 | 0 | 155.47 | 153.95 | 6.5 | 0
2040 | TVA_2_VACAR | TVA | VACAR | Internal | Shoulder | B13 | 600 | 150 | 0 | 150.38 | 149.33 | 6.5 | 0
2040 | TVA_2_VACAR | TVA | VACAR | Internal | Shoulder | B14 | 900 | 150 | 0 | 150.38 | 149.33 | 6.5 | 0
2040 | TVA_2_VACAR | TVA | VACAR | Internal | Shoulder | B15 | 1203 | 150 | 0 | 80.02 | 81 | 6.5 | 0
2040 | TVA_2_VACAR | TVA | VACAR | Internal | Summer | B1 | 10 | 150 | 0 | 289.99 | 291.98 | 6.5 | 0
2040 | TVA_2_VACAR | TVA | VACAR | Internal | Summer | B2 | 25 | 150 | 0 | 289.52 | 291.98 | 6.5 | 0
2040 | TVA_2_VACAR | TVA | VACAR | Internal | Summer | B3 | 75 | 150 | 0 | 286.37 | 288.36 | 6.5 | 0
2040 | TVA_2_VACAR | TVA | VACAR | Internal | Summer | B4 | 100 | 150 | 0 | 198.27 | 193.77 | 6.5 | 0
2040 | TVA_2_VACAR | TVA | VACAR | Internal | Summer | B5 | 200 | 150 | 0 | 182.33 | 180.43 | 6.5 | 0
2040 | TVA_2_VACAR | TVA | VACAR | Internal | Summer | B6 | 300 | 150 | 0 | 170.63 | 172.63 | 6.5 | 0
2040 | TVA_2_VACAR | TVA | VACAR | Internal | Summer | B7 | 400 | 150 | 0 | 156.48 | 159.15 | 6.5 | 0
2040 | TVA_2_VACAR | TVA | VACAR | Internal | Summer | B8 | 500 | 150 | 0 | 156.48 | 156.96 | 6.5 | 0
2040 | TVA_2_VACAR | TVA | VACAR | Internal | Summer | B9 | 800 | 150 | 0 | 156.48 | 152.84 | 6.5 | 0
2040 | TVA_2_VACAR | TVA | VACAR | Internal | Summer | B10 | 1262 | 150 | 0 | 80.02 | 73.5 | 6.5 | 0
2040 | TVA_2_VACAR | TVA | VACAR | Internal | Winter | B16 | 25 | 150 | 0 | 161.55 | 164.55 | 6.5 | 0
2040 | TVA_2_VACAR | TVA | VACAR | Internal | Winter | B17 | 100 | 150 | 0 | 160.79 | 162.28 | 6.5 | 0
2040 | TVA_2_VACAR | TVA | VACAR | Internal | Winter | B18 | 400 | 150 | 0 | 151.69 | 150.75 | 6.5 | 0
2040 | TVA_2_VACAR | TVA | VACAR | Internal | Winter | B19 | 700 | 150 | 0 | 151.69 | 150.75 | 6.5 | 0
2040 | TVA_2_VACAR | TVA | VACAR | Internal | Winter | B20 | 935 | 150 | 0 | 81.61 | 81.92 | 6.5 | 0
2040 | TVA_Transmission_2_ENT | TVA_Transmission | ENT | Internal | Shoulder | B11 | 25 | 3000 | 0 | 159.1 | 156.63 | 6.5 | 0
2040 | TVA_Transmission_2_ENT | TVA_Transmission | ENT | Internal | Shoulder | B12 | 200 | 3000 | 0 | 155.46 | 149.96 | 6.5 | 0
2040 | TVA_Transmission_2_ENT | TVA_Transmission | ENT | Internal | Shoulder | B13 | 600 | 3000 | 0 | 150.37 | 144.87 | 6.5 | 0
2040 | TVA_Transmission_2_ENT | TVA_Transmission | ENT | Internal | Shoulder | B14 | 900 | 3000 | 0 | 150.37 | 138.37 | 6.5 | 0
2040 | TVA_Transmission_2_ENT | TVA_Transmission | ENT | Internal | Shoulder | B15 | 1203 | 3000 | 0 | 80.01 | 68 | 6.5 | 0
2040 | TVA_Transmission_2_ENT | TVA_Transmission | ENT | Internal | Summer | B1 | 10 | 3000 | 0 | 289.98 | 186.95 | 6.5 | 0
2040 | TVA_Transmission_2_ENT | TVA_Transmission | ENT | Internal | Summer | B2 | 25 | 3000 | 0 | 289.51 | 267.38 | 6.5 | 0
2040 | TVA_Transmission_2_ENT | TVA_Transmission | ENT | Internal | Summer | B3 | 75 | 3000 | 0 | 286.36 | 282.86 | 6.5 | 0
2040 | TVA_Transmission_2_ENT | TVA_Transmission | ENT | Internal | Summer | B4 | 100 | 3000 | 0 | 198.26 | 192.77 | 6.5 | 0
2040 | TVA_Transmission_2_ENT | TVA_Transmission | ENT | Internal | Summer | B5 | 200 | 3000 | 0 | 182.32 | 186.95 | 6.5 | 0
2040 | TVA_Transmission_2_ENT | TVA_Transmission | ENT | Internal | Summer | B6 | 300 | 3000 | 714.76 | 177.13 | 183.63 | 6.5 | 0
2040 | TVA_Transmission_2_ENT | TVA_Transmission | ENT | Internal | Summer | B7 | 400 | 3000 | 3000 | 164.75 | 173.85 | 6.5 | 2.6
2040 | TVA_Transmission_2_ENT | TVA_Transmission | ENT | Internal | Summer | B8 | 500 | 3000 | 0 | 157.04 | 155.96 | 6.5 | 0
2040 | TVA_Transmission_2_ENT | TVA_Transmission | ENT | Internal | Summer | B9 | 800 | 3000 | 0 | 156.51 | 152.3 | 6.5 | 0
2040 | TVA_Transmission_2_ENT | TVA_Transmission | ENT | Internal | Summer | B10 | 1262 | 3000 | 0 | 80.01 | 68 | 6.5 | 0
2040 | TVA_Transmission_2_ENT | TVA_Transmission | ENT | Internal | Winter | B16 | 25 | 3000 | 0 | 161.54 | 160.17 | 6.5 | 0
2040 | TVA_Transmission_2_ENT | TVA_Transmission | ENT | Internal | Winter | B17 | 100 | 3000 | 0 | 160.78 | 155.28 | 6.5 | 0
2040 | TVA_Transmission_2_ENT | TVA_Transmission | ENT | Internal | Winter | B18 | 400 | 3000 | 0 | 151.68 | 146.18 | 6.5 | 0
2040 | TVA_Transmission_2_ENT | TVA_Transmission | ENT | Internal | Winter | B19 | 700 | 3000 | 0 | 151.68 | 140.38 | 6.5 | 0
2040 | TVA_Transmission_2_ENT | TVA_Transmission | ENT | Internal | Winter | B20 | 935 | 3000 | 0 | 81.6 | 69.6 | 6.5 | 0
2040 | TVA_Transmission_2_MISO_MO-IL | TVA_Transmission | MISO_MO-IL | Internal | Shoulder | B11 | 25 | 4000 | 0 | 159.1 | 153.91 | 6.5 | 0
2040 | TVA_Transmission_2_MISO_MO-IL | TVA_Transmission | MISO_MO-IL | Internal | Shoulder | B12 | 200 | 4000 | 0 | 155.46 | 152.83 | 6.5 | 0
2040 | TVA_Transmission_2_MISO_MO-IL | TVA_Transmission | MISO_MO-IL | Internal | Shoulder | B13 | 600 | 4000 | 0 | 150.37 | 150.37 | 6.5 | 0
2040 | TVA_Transmission_2_MISO_MO-IL | TVA_Transmission | MISO_MO-IL | Internal | Shoulder | B14 | 900 | 4000 | 0 | 150.37 | 143.87 | 6.5 | 0
2040 | TVA_Transmission_2_MISO_MO-IL | TVA_Transmission | MISO_MO-IL | Internal | Shoulder | B15 | 1203 | 4000 | 0 | 80.01 | 73.5 | 6.5 | 0
2040 | TVA_Transmission_2_MISO_MO-IL | TVA_Transmission | MISO_MO-IL | Internal | Summer | B1 | 10 | 4000 | 0 | 289.98 | 284 | 6.5 | 0
2040 | TVA_Transmission_2_MISO_MO-IL | TVA_Transmission | MISO_MO-IL | Internal | Summer | B2 | 25 | 4000 | 0 | 289.51 | 284 | 6.5 | 0
2040 | TVA_Transmission_2_MISO_MO-IL | TVA_Transmission | MISO_MO-IL | Internal | Summer | B3 | 75 | 4000 | 0 | 286.36 | 282.87 | 6.5 | 0
2040 | TVA_Transmission_2_MISO_MO-IL | TVA_Transmission | MISO_MO-IL | Internal | Summer | B4 | 100 | 4000 | 0 | 198.26 | 192.77 | 6.5 | 0
2040 | TVA_Transmission_2_MISO_MO-IL | TVA_Transmission | MISO_MO-IL | Internal | Summer | B5 | 200 | 4000 | 0 | 182.32 | 185.94 | 6.5 | 0
2040 | TVA_Transmission_2_MISO_MO-IL | TVA_Transmission | MISO_MO-IL | Internal | Summer | B6 | 300 | 4000 | 0 | 177.13 | 178.14 | 6.5 | 0
2040 | TVA_Transmission_2_MISO_MO-IL | TVA_Transmission | MISO_MO-IL | Internal | Summer | B7 | 400 | 4000 | 0 | 164.75 | 167.35 | 6.5 | 0
2040 | TVA_Transmission_2_MISO_MO-IL | TVA_Transmission | MISO_MO-IL | Internal | Summer | B8 | 500 | 4000 | 0 | 157.04 | 152.3 | 6.5 | 0
2040 | TVA_Transmission_2_MISO_MO-IL | TVA_Transmission | MISO_MO-IL | Internal | Summer | B9 | 800 | 4000 | 0 | 156.51 | 152.3 | 6.5 | 0
2040 | TVA_Transmission_2_MISO_MO-IL | TVA_Transmission | MISO_MO-IL | Internal | Summer | B10 | 1262 | 4000 | 0 | 80.01 | 73.51 | 6.5 | 0
2040 | TVA_Transmission_2_MISO_MO-IL | TVA_Transmission | MISO_MO-IL | Internal | Winter | B16 | 25 | 4000 | 0 | 161.54 | 155.04 | 6.5 | 0
2040 | TVA_Transmission_2_MISO_MO-IL | TVA_Transmission | MISO_MO-IL | Internal | Winter | B17 | 100 | 4000 | 0 | 160.78 | 156.76 | 6.5 | 0
2040 | TVA_Transmission_2_MISO_MO-IL | TVA_Transmission | MISO_MO-IL | Internal | Winter | B18 | 400 | 4000 | 0 | 151.68 | 151.68 | 6.5 | 0
2040 | TVA_Transmission_2_MISO_MO-IL | TVA_Transmission | MISO_MO-IL | Internal | Winter | B19 | 700 | 4000 | 0 | 151.68 | 145.88 | 6.5 | 0
2040 | TVA_Transmission_2_MISO_MO-IL | TVA_Transmission | MISO_MO-IL | Internal | Winter | B20 | 935 | 4000 | 0 | 81.6 | 75.1 | 6.5 | 0
2040 | TVA_Transmission_2_NonRTO_Midwest | TVA_Transmission | NonRTO_Midwest | Internal | Shoulder | B11 | 25 | 700 | 0 | 159.1 | 160.38 | 6.5 | 0
2040 | TVA_Transmission_2_NonRTO_Midwest | TVA_Transmission | NonRTO_Midwest | Internal | Shoulder | B12 | 200 | 700 | 0 | 155.46 | 157.66 | 6.5 | 0
2040 | TVA_Transmission_2_NonRTO_Midwest | TVA_Transmission | NonRTO_Midwest | Internal | Shoulder | B13 | 600 | 700 | 700 | 150.37 | 157.65 | 6.5 | 0.78
2040 | TVA_Transmission_2_NonRTO_Midwest | TVA_Transmission | NonRTO_Midwest | Internal | Shoulder | B14 | 900 | 700 | 700 | 150.37 | 157.65 | 6.5 | 0.78
2040 | TVA_Transmission_2_NonRTO_Midwest | TVA_Transmission | NonRTO_Midwest | Internal | Shoulder | B15 | 1203 | 700 | 0 | 80.01 | 80.01 | 6.5 | 0
2040 | TVA_Transmission_2_NonRTO_Midwest | TVA_Transmission | NonRTO_Midwest | Internal | Summer | B1 | 10 | 700 | 0 | 289.98 | 183.91 | 6.5 | 0
2040 | TVA_Transmission_2_NonRTO_Midwest | TVA_Transmission | NonRTO_Midwest | Internal | Summer | B2 | 25 | 700 | 0 | 289.51 | 284.01 | 6.5 | 0
2040 | TVA_Transmission_2_NonRTO_Midwest | TVA_Transmission | NonRTO_Midwest | Internal | Summer | B3 | 75 | 700 | 0 | 286.36 | 236.71 | 6.5 | 0
2040 | TVA_Transmission_2_NonRTO_Midwest | TVA_Transmission | NonRTO_Midwest | Internal | Summer | B4 | 100 | 700 | 0 | 198.26 | 196.85 | 6.5 | 0
2040 | TVA_Transmission_2_NonRTO_Midwest | TVA_Transmission | NonRTO_Midwest | Internal | Summer | B5 | 200 | 700 | 0 | 182.32 | 176.82 | 6.5 | 0
2040 | TVA_Transmission_2_NonRTO_Midwest | TVA_Transmission | NonRTO_Midwest | Internal | Summer | B6 | 300 | 700 | 0 | 177.13 | 171.63 | 6.5 | 0
2040 | TVA_Transmission_2_NonRTO_Midwest | TVA_Transmission | NonRTO_Midwest | Internal | Summer | B7 | 400 | 700 | 0 | 164.75 | 159.25 | 6.5 | 0
2040 | TVA_Transmission_2_NonRTO_Midwest | TVA_Transmission | NonRTO_Midwest | Internal | Summer | B8 | 500 | 700 | 0 | 157.04 | 156.1 | 6.5 | 0
2040 | TVA_Transmission_2_NonRTO_Midwest | TVA_Transmission | NonRTO_Midwest | Internal | Summer | B9 | 800 | 700 | 0 | 156.51 | 156.1 | 6.5 | 0
2040 | TVA_Transmission_2_NonRTO_Midwest | TVA_Transmission | NonRTO_Midwest | Internal | Summer | B10 | 1262 | 700 | 700 | 80.01 | 88.05 | 6.5 | 1.55
2040 | TVA_Transmission_2_NonRTO_Midwest | TVA_Transmission | NonRTO_Midwest | Internal | Winter | B16 | 25 | 700 | 0 | 161.54 | 161.53 | 6.5 | 0
2040 | TVA_Transmission_2_NonRTO_Midwest | TVA_Transmission | NonRTO_Midwest | Internal | Winter | B17 | 100 | 700 | 0 | 160.78 | 163.27 | 6.5 | 0
2040 | TVA_Transmission_2_NonRTO_Midwest | TVA_Transmission | NonRTO_Midwest | Internal | Winter | B18 | 400 | 700 | 700 | 151.68 | 159.09 | 6.5 | 0.91
2040 | TVA_Transmission_2_NonRTO_Midwest | TVA_Transmission | NonRTO_Midwest | Internal | Winter | B19 | 700 | 700 | 700 | 151.68 | 159.09 | 6.5 | 0.91
2040 | TVA_Transmission_2_NonRTO_Midwest | TVA_Transmission | NonRTO_Midwest | Internal | Winter | B20 | 935 | 700 | 0 | 81.6 | 81.61 | 6.5 | 0
2040 | TVA_Transmission_2_PJM_ROR | TVA_Transmission | PJM_ROR | Internal | Shoulder | B11 | 25 | 2000 | 0 | 159.1 | 154.9 | 6.5 | 0
2040 | TVA_Transmission_2_PJM_ROR | TVA_Transmission | PJM_ROR | Internal | Shoulder | B12 | 200 | 2000 | 0 | 155.46 | 153.83 | 6.5 | 0
2040 | TVA_Transmission_2_PJM_ROR | TVA_Transmission | PJM_ROR | Internal | Shoulder | B13 | 600 | 2000 | 0 | 150.37 | 153.83 | 6.5 | 0
2040 | TVA_Transmission_2_PJM_ROR | TVA_Transmission | PJM_ROR | Internal | Shoulder | B14 | 900 | 2000 | 0 | 150.37 | 153.83 | 6.5 | 0
2040 | TVA_Transmission_2_PJM_ROR | TVA_Transmission | PJM_ROR | Internal | Shoulder | B15 | 1203 | 2000 | 1273.37 | 80.01 | 86.51 | 6.5 | 0
2040 | TVA_Transmission_2_PJM_ROR | TVA_Transmission | PJM_ROR | Internal | Summer | B1 | 10 | 2000 | 0 | 289.98 | 285.01 | 6.5 | 0
2040 | TVA_Transmission_2_PJM_ROR | TVA_Transmission | PJM_ROR | Internal | Summer | B2 | 25 | 2000 | 0 | 289.51 | 285.01 | 6.5 | 0
2040 | TVA_Transmission_2_PJM_ROR | TVA_Transmission | PJM_ROR | Internal | Summer | B3 | 75 | 2000 | 0 | 286.36 | 283.86 | 6.5 | 0
2040 | TVA_Transmission_2_PJM_ROR | TVA_Transmission | PJM_ROR | Internal | Summer | B4 | 100 | 2000 | 0 | 198.26 | 193.76 | 6.5 | 0
2040 | TVA_Transmission_2_PJM_ROR | TVA_Transmission | PJM_ROR | Internal | Summer | B5 | 200 | 2000 | 0 | 182.32 | 184.93 | 6.5 | 0
2040 | TVA_Transmission_2_PJM_ROR | TVA_Transmission | PJM_ROR | Internal | Summer | B6 | 300 | 2000 | 0 | 177.13 | 177.13 | 6.5 | 0
2040 | TVA_Transmission_2_PJM_ROR | TVA_Transmission | PJM_ROR | Internal | Summer | B7 | 400 | 2000 | 0 | 164.75 | 166.35 | 6.5 | 0
2040 | TVA_Transmission_2_PJM_ROR | TVA_Transmission | PJM_ROR | Internal | Summer | B8 | 500 | 2000 | 0 | 157.04 | 153.19 | 6.5 | 0
2040 | TVA_Transmission_2_PJM_ROR | TVA_Transmission | PJM_ROR | Internal | Summer | B9 | 800 | 2000 | 0 | 156.51 | 152.06 | 6.5 | 0
2040 | TVA_Transmission_2_PJM_ROR | TVA_Transmission | PJM_ROR | Internal | Summer | B10 | 1262 | 2000 | 2000 | 80.01 | 92.57 | 6.5 | 6.06
2040 | TVA_Transmission_2_PJM_ROR | TVA_Transmission | PJM_ROR | Internal | Winter | B16 | 25 | 2000 | 0 | 161.54 | 157.78 | 6.5 | 0
2040 | TVA_Transmission_2_PJM_ROR | TVA_Transmission | PJM_ROR | Internal | Winter | B17 | 100 | 2000 | 0 | 160.78 | 157.78 | 6.5 | 0
2040 | TVA_Transmission_2_PJM_ROR | TVA_Transmission | PJM_ROR | Internal | Winter | B18 | 400 | 2000 | 0 | 151.68 | 154.95 | 6.5 | 0
2040 | TVA_Transmission_2_PJM_ROR | TVA_Transmission | PJM_ROR | Internal | Winter | B19 | 700 | 2000 | 0 | 151.68 | 154.95 | 6.5 | 0
2040 | TVA_Transmission_2_PJM_ROR | TVA_Transmission | PJM_ROR | Internal | Winter | B20 | 935 | 2000 | 1120.85 | 81.6 | 88.1 | 6.5 | 0
2040 | TVA_Transmission_2_SOCO | TVA_Transmission | SOCO | Internal | Shoulder | B11 | 25 | 3200 | 0 | 159.1 | 163.71 | 6.5 | 0
2040 | TVA_Transmission_2_SOCO | TVA_Transmission | SOCO | Internal | Shoulder | B12 | 200 | 3200 | 0 | 155.46 | 155.46 | 6.5 | 0
2040 | TVA_Transmission_2_SOCO | TVA_Transmission | SOCO | Internal | Shoulder | B13 | 600 | 3200 | 0 | 150.37 | 153.83 | 6.5 | 0
2040 | TVA_Transmission_2_SOCO | TVA_Transmission | SOCO | Internal | Shoulder | B14 | 900 | 3200 | 0 | 150.37 | 153.83 | 6.5 | 0
2040 | TVA_Transmission_2_SOCO | TVA_Transmission | SOCO | Internal | Shoulder | B15 | 1203 | 3200 | 0 | 80.01 | 73.5 | 6.5 | 0
2040 | TVA_Transmission_2_SOCO | TVA_Transmission | SOCO | Internal | Summer | B1 | 10 | 3200 | 2816.96 | 289.98 | 296.48 | 6.5 | 0
2040 | TVA_Transmission_2_SOCO | TVA_Transmission | SOCO | Internal | Summer | B2 | 25 | 3200 | 1885.37 | 289.51 | 296.01 | 6.5 | 0
2040 | TVA_Transmission_2_SOCO | TVA_Transmission | SOCO | Internal | Summer | B3 | 75 | 3200 | 522.64 | 286.36 | 292.86 | 6.5 | 0
2040 | TVA_Transmission_2_SOCO | TVA_Transmission | SOCO | Internal | Summer | B4 | 100 | 3200 | 0 | 198.26 | 198.27 | 6.5 | 0
2040 | TVA_Transmission_2_SOCO | TVA_Transmission | SOCO | Internal | Summer | B5 | 200 | 3200 | 0 | 182.32 | 184.93 | 6.5 | 0
2040 | TVA_Transmission_2_SOCO | TVA_Transmission | SOCO | Internal | Summer | B6 | 300 | 3200 | 0 | 177.13 | 181.21 | 6.5 | 0
2040 | TVA_Transmission_2_SOCO | TVA_Transmission | SOCO | Internal | Summer | B7 | 400 | 3200 | 0 | 164.75 | 166.35 | 6.5 | 0
2040 | TVA_Transmission_2_SOCO | TVA_Transmission | SOCO | Internal | Summer | B8 | 500 | 3200 | 0 | 157.04 | 161.46 | 6.5 | 0
2040 | TVA_Transmission_2_SOCO | TVA_Transmission | SOCO | Internal | Summer | B9 | 800 | 3200 | 0 | 156.51 | 157.34 | 6.5 | 0
2040 | TVA_Transmission_2_SOCO | TVA_Transmission | SOCO | Internal | Summer | B10 | 1262 | 3200 | 0 | 80.01 | 73.5 | 6.5 | 0
2040 | TVA_Transmission_2_SOCO | TVA_Transmission | SOCO | Internal | Winter | B16 | 25 | 3200 | 3188.82 | 161.54 | 168.04 | 6.5 | 0
2040 | TVA_Transmission_2_SOCO | TVA_Transmission | SOCO | Internal | Winter | B17 | 100 | 3200 | 0 | 160.78 | 161.97 | 6.5 | 0
2040 | TVA_Transmission_2_SOCO | TVA_Transmission | SOCO | Internal | Winter | B18 | 400 | 3200 | 0 | 151.68 | 155.25 | 6.5 | 0
2040 | TVA_Transmission_2_SOCO | TVA_Transmission | SOCO | Internal | Winter | B19 | 700 | 3200 | 0 | 151.68 | 155.25 | 6.5 | 0
2040 | TVA_Transmission_2_SOCO | TVA_Transmission | SOCO | Internal | Winter | B20 | 935 | 3200 | 0 | 81.6 | 75.1 | 6.5 | 0
2040 | TVA_Transmission_2_TVA | TVA_Transmission | TVA | Internal | Shoulder | B11 | 25 | 99999 | 0.06 | 159.1 | 158.84 | 0.01 | 0
2040 | TVA_Transmission_2_TVA | TVA_Transmission | TVA | Internal | Shoulder | B12 | 200 | 99999 | 1529.56 | 155.46 | 155.47 | 0.01 | 0
2040 | TVA_Transmission_2_TVA | TVA_Transmission | TVA | Internal | Shoulder | B13 | 600 | 99999 | 865.93 | 150.37 | 150.38 | 0.01 | 0
2040 | TVA_Transmission_2_TVA | TVA_Transmission | TVA | Internal | Shoulder | B14 | 900 | 99999 | 3216.69 | 150.37 | 150.38 | 0.01 | 0
2040 | TVA_Transmission_2_TVA | TVA_Transmission | TVA | Internal | Shoulder | B15 | 1203 | 99999 | 4826.61 | 80.01 | 80.02 | 0.01 | 0
2040 | TVA_Transmission_2_TVA | TVA_Transmission | TVA | Internal | Summer | B1 | 10 | 99999 | 4183 | 289.98 | 289.99 | 0.01 | 0
2040 | TVA_Transmission_2_TVA | TVA_Transmission | TVA | Internal | Summer | B2 | 25 | 99999 | 3406.12 | 289.51 | 289.52 | 0.01 | 0
2040 | TVA_Transmission_2_TVA | TVA_Transmission | TVA | Internal | Summer | B3 | 75 | 99999 | 1877.36 | 286.36 | 286.37 | 0.01 | 0
2040 | TVA_Transmission_2_TVA | TVA_Transmission | TVA | Internal | Summer | B4 | 100 | 99999 | 1172.26 | 198.26 | 198.27 | 0.01 | 0
2040 | TVA_Transmission_2_TVA | TVA_Transmission | TVA | Internal | Summer | B5 | 200 | 99999 | 144.74 | 182.32 | 182.33 | 0.01 | 0
2040 | TVA_Transmission_2_TVA | TVA_Transmission | TVA | Internal | Summer | B6 | 300 | 99999 | 0 | 177.13 | 170.63 | 0.01 | 0
2040 | TVA_Transmission_2_TVA | TVA_Transmission | TVA | Internal | Summer | B7 | 400 | 99999 | 0 | 164.75 | 156.48 | 0.01 | 0
2040 | TVA_Transmission_2_TVA | TVA_Transmission | TVA | Internal | Summer | B8 | 500 | 99999 | 0 | 157.04 | 156.48 | 0.01 | 0
2040 | TVA_Transmission_2_TVA | TVA_Transmission | TVA | Internal | Summer | B9 | 800 | 99999 | 0.01 | 156.51 | 156.48 | 0.01 | 0
2040 | TVA_Transmission_2_TVA | TVA_Transmission | TVA | Internal | Summer | B10 | 1262 | 99999 | 1993.68 | 80.01 | 80.02 | 0.01 | 0
2040 | TVA_Transmission_2_TVA | TVA_Transmission | TVA | Internal | Winter | B16 | 25 | 99999 | 560.72 | 161.54 | 161.55 | 0.01 | 0
2040 | TVA_Transmission_2_TVA | TVA_Transmission | TVA | Internal | Winter | B17 | 100 | 99999 | 1087.04 | 160.78 | 160.79 | 0.01 | 0
2040 | TVA_Transmission_2_TVA | TVA_Transmission | TVA | Internal | Winter | B18 | 400 | 99999 | 471.41 | 151.68 | 151.69 | 0.01 | 0
2040 | TVA_Transmission_2_TVA | TVA_Transmission | TVA | Internal | Winter | B19 | 700 | 99999 | 1400.01 | 151.68 | 151.69 | 0.01 | 0
2040 | TVA_Transmission_2_TVA | TVA_Transmission | TVA | Internal | Winter | B20 | 935 | 99999 | 4078.75 | 81.6 | 81.61 | 0.01 | 0
2040 | TVA_Transmission_2_VACAR | TVA_Transmission | VACAR | Internal | Shoulder | B11 | 25 | 900 | 0 | 159.1 | 159.21 | 6.5 | 0
2040 | TVA_Transmission_2_VACAR | TVA_Transmission | VACAR | Internal | Shoulder | B12 | 200 | 900 | 0 | 155.46 | 153.95 | 6.5 | 0
2040 | TVA_Transmission_2_VACAR | TVA_Transmission | VACAR | Internal | Shoulder | B13 | 600 | 900 | 0 | 150.37 | 149.33 | 6.5 | 0
2040 | TVA_Transmission_2_VACAR | TVA_Transmission | VACAR | Internal | Shoulder | B14 | 900 | 900 | 0 | 150.37 | 149.33 | 6.5 | 0
2040 | TVA_Transmission_2_VACAR | TVA_Transmission | VACAR | Internal | Shoulder | B15 | 1203 | 900 | 0 | 80.01 | 81 | 6.5 | 0
2040 | TVA_Transmission_2_VACAR | TVA_Transmission | VACAR | Internal | Summer | B1 | 10 | 900 | 0 | 289.98 | 291.98 | 6.5 | 0
2040 | TVA_Transmission_2_VACAR | TVA_Transmission | VACAR | Internal | Summer | B2 | 25 | 900 | 0 | 289.51 | 291.98 | 6.5 | 0
2040 | TVA_Transmission_2_VACAR | TVA_Transmission | VACAR | Internal | Summer | B3 | 75 | 900 | 0 | 286.36 | 288.36 | 6.5 | 0
2040 | TVA_Transmission_2_VACAR | TVA_Transmission | VACAR | Internal | Summer | B4 | 100 | 900 | 0 | 198.26 | 193.77 | 6.5 | 0
2040 | TVA_Transmission_2_VACAR | TVA_Transmission | VACAR | Internal | Summer | B5 | 200 | 900 | 0 | 182.32 | 180.43 | 6.5 | 0
2040 | TVA_Transmission_2_VACAR | TVA_Transmission | VACAR | Internal | Summer | B6 | 300 | 900 | 0 | 177.13 | 172.63 | 6.5 | 0
2040 | TVA_Transmission_2_VACAR | TVA_Transmission | VACAR | Internal | Summer | B7 | 400 | 900 | 0 | 164.75 | 159.15 | 6.5 | 0
2040 | TVA_Transmission_2_VACAR | TVA_Transmission | VACAR | Internal | Summer | B8 | 500 | 900 | 0 | 157.04 | 156.96 | 6.5 | 0
2040 | TVA_Transmission_2_VACAR | TVA_Transmission | VACAR | Internal | Summer | B9 | 800 | 900 | 0 | 156.51 | 152.84 | 6.5 | 0
2040 | TVA_Transmission_2_VACAR | TVA_Transmission | VACAR | Internal | Summer | B10 | 1262 | 900 | 0 | 80.01 | 73.5 | 6.5 | 0
2040 | TVA_Transmission_2_VACAR | TVA_Transmission | VACAR | Internal | Winter | B16 | 25 | 900 | 0 | 161.54 | 164.55 | 6.5 | 0
2040 | TVA_Transmission_2_VACAR | TVA_Transmission | VACAR | Internal | Winter | B17 | 100 | 900 | 0 | 160.78 | 162.28 | 6.5 | 0
2040 | TVA_Transmission_2_VACAR | TVA_Transmission | VACAR | Internal | Winter | B18 | 400 | 900 | 0 | 151.68 | 150.75 | 6.5 | 0
2040 | TVA_Transmission_2_VACAR | TVA_Transmission | VACAR | Internal | Winter | B19 | 700 | 900 | 0 | 151.68 | 150.75 | 6.5 | 0
2040 | TVA_Transmission_2_VACAR | TVA_Transmission | VACAR | Internal | Winter | B20 | 935 | 900 | 0 | 81.6 | 81.92 | 6.5 | 0
2040 | VACAR_2_PJM_ROR | VACAR | PJM_ROR | Internal | Shoulder | B11 | 25 | 2000 | 0 | 159.21 | 154.9 | 4.5 | 0
2040 | VACAR_2_PJM_ROR | VACAR | PJM_ROR | Internal | Shoulder | B12 | 200 | 2000 | 0 | 153.95 | 153.83 | 4.5 | 0
2040 | VACAR_2_PJM_ROR | VACAR | PJM_ROR | Internal | Shoulder | B13 | 600 | 2000 | 141.75 | 149.33 | 153.83 | 4.5 | 0
2040 | VACAR_2_PJM_ROR | VACAR | PJM_ROR | Internal | Shoulder | B14 | 900 | 2000 | 44.88 | 149.33 | 153.83 | 4.5 | 0
2040 | VACAR_2_PJM_ROR | VACAR | PJM_ROR | Internal | Shoulder | B15 | 1203 | 2000 | 2000 | 81 | 86.51 | 4.5 | 1.01
2040 | VACAR_2_PJM_ROR | VACAR | PJM_ROR | Internal | Summer | B1 | 10 | 2000 | 0 | 291.98 | 285.01 | 4.5 | 0
2040 | VACAR_2_PJM_ROR | VACAR | PJM_ROR | Internal | Summer | B2 | 25 | 2000 | 0 | 291.98 | 285.01 | 4.5 | 0
2040 | VACAR_2_PJM_ROR | VACAR | PJM_ROR | Internal | Summer | B3 | 75 | 2000 | 0 | 288.36 | 283.86 | 4.5 | 0
2040 | VACAR_2_PJM_ROR | VACAR | PJM_ROR | Internal | Summer | B4 | 100 | 2000 | 0 | 193.77 | 193.76 | 4.5 | 0
2040 | VACAR_2_PJM_ROR | VACAR | PJM_ROR | Internal | Summer | B5 | 200 | 2000 | 380.19 | 180.43 | 184.93 | 4.5 | 0
2040 | VACAR_2_PJM_ROR | VACAR | PJM_ROR | Internal | Summer | B6 | 300 | 2000 | 1675.48 | 172.63 | 177.13 | 4.5 | 0
2040 | VACAR_2_PJM_ROR | VACAR | PJM_ROR | Internal | Summer | B7 | 400 | 2000 | 2000 | 159.15 | 166.35 | 4.5 | 2.7
2040 | VACAR_2_PJM_ROR | VACAR | PJM_ROR | Internal | Summer | B8 | 500 | 2000 | 0 | 156.96 | 153.19 | 4.5 | 0
2040 | VACAR_2_PJM_ROR | VACAR | PJM_ROR | Internal | Summer | B9 | 800 | 2000 | 0 | 152.84 | 152.06 | 4.5 | 0
2040 | VACAR_2_PJM_ROR | VACAR | PJM_ROR | Internal | Summer | B10 | 1262 | 2000 | 2000 | 73.5 | 92.57 | 4.5 | 14.57
2040 | VACAR_2_PJM_ROR | VACAR | PJM_ROR | Internal | Winter | B16 | 25 | 2000 | 0 | 164.55 | 157.78 | 4.5 | 0
2040 | VACAR_2_PJM_ROR | VACAR | PJM_ROR | Internal | Winter | B17 | 100 | 2000 | 0 | 162.28 | 157.78 | 4.5 | 0
2040 | VACAR_2_PJM_ROR | VACAR | PJM_ROR | Internal | Winter | B18 | 400 | 2000 | 0 | 150.75 | 154.95 | 4.5 | 0
2040 | VACAR_2_PJM_ROR | VACAR | PJM_ROR | Internal | Winter | B19 | 700 | 2000 | 0 | 150.75 | 154.95 | 4.5 | 0
2040 | VACAR_2_PJM_ROR | VACAR | PJM_ROR | Internal | Winter | B20 | 935 | 2000 | 2000 | 81.92 | 88.1 | 4.5 | 1.68
2040 | VACAR_2_SOCO | VACAR | SOCO | Internal | Shoulder | B11 | 25 | 3000 | 1828.48 | 159.21 | 163.71 | 4.5 | 0
2040 | VACAR_2_SOCO | VACAR | SOCO | Internal | Shoulder | B12 | 200 | 3000 | 0 | 153.95 | 155.46 | 4.5 | 0
2040 | VACAR_2_SOCO | VACAR | SOCO | Internal | Shoulder | B13 | 600 | 3000 | 893.96 | 149.33 | 153.83 | 4.5 | 0
2040 | VACAR_2_SOCO | VACAR | SOCO | Internal | Shoulder | B14 | 900 | 3000 | 1000.31 | 149.33 | 153.83 | 4.5 | 0
2040 | VACAR_2_SOCO | VACAR | SOCO | Internal | Shoulder | B15 | 1203 | 3000 | 0 | 81 | 73.5 | 4.5 | 0
2040 | VACAR_2_SOCO | VACAR | SOCO | Internal | Summer | B1 | 10 | 3000 | 196.75 | 291.98 | 296.48 | 4.5 | 0
2040 | VACAR_2_SOCO | VACAR | SOCO | Internal | Summer | B2 | 25 | 3000 | 0.04 | 291.98 | 296.01 | 4.5 | 0
2040 | VACAR_2_SOCO | VACAR | SOCO | Internal | Summer | B3 | 75 | 3000 | 285.61 | 288.36 | 292.86 | 4.5 | 0
2040 | VACAR_2_SOCO | VACAR | SOCO | Internal | Summer | B4 | 100 | 3000 | 834.13 | 193.77 | 198.27 | 4.5 | 0
2040 | VACAR_2_SOCO | VACAR | SOCO | Internal | Summer | B5 | 200 | 3000 | 1932.5 | 180.43 | 184.93 | 4.5 | 0
2040 | VACAR_2_SOCO | VACAR | SOCO | Internal | Summer | B6 | 300 | 3000 | 3000 | 172.63 | 181.21 | 4.5 | 4.08
2040 | VACAR_2_SOCO | VACAR | SOCO | Internal | Summer | B7 | 400 | 3000 | 3000 | 159.15 | 166.35 | 4.5 | 2.7
2040 | VACAR_2_SOCO | VACAR | SOCO | Internal | Summer | B8 | 500 | 3000 | 521.8 | 156.96 | 161.46 | 4.5 | 0
2040 | VACAR_2_SOCO | VACAR | SOCO | Internal | Summer | B9 | 800 | 3000 | 2592.08 | 152.84 | 157.34 | 4.5 | 0
2040 | VACAR_2_SOCO | VACAR | SOCO | Internal | Summer | B10 | 1262 | 3000 | 0 | 73.5 | 73.5 | 4.5 | 0
2040 | VACAR_2_SOCO | VACAR | SOCO | Internal | Winter | B16 | 25 | 3000 | 0.02 | 164.55 | 168.04 | 4.5 | 0
2040 | VACAR_2_SOCO | VACAR | SOCO | Internal | Winter | B17 | 100 | 3000 | 0 | 162.28 | 161.97 | 4.5 | 0
2040 | VACAR_2_SOCO | VACAR | SOCO | Internal | Winter | B18 | 400 | 3000 | 2172.41 | 150.75 | 155.25 | 4.5 | 0
2040 | VACAR_2_SOCO | VACAR | SOCO | Internal | Winter | B19 | 700 | 3000 | 2723.46 | 150.75 | 155.25 | 4.5 | 0
2040 | VACAR_2_SOCO | VACAR | SOCO | Internal | Winter | B20 | 935 | 3000 | 0 | 81.92 | 75.1 | 4.5 | 0
2040 | VACAR_2_TVA_Transmission | VACAR | TVA_Transmission | Internal | Shoulder | B11 | 25 | 900 | 0 | 159.21 | 159.1 | 4.5 | 0
2040 | VACAR_2_TVA_Transmission | VACAR | TVA_Transmission | Internal | Shoulder | B12 | 200 | 900 | 0 | 153.95 | 155.46 | 4.5 | 0
2040 | VACAR_2_TVA_Transmission | VACAR | TVA_Transmission | Internal | Shoulder | B13 | 600 | 900 | 0 | 149.33 | 150.37 | 4.5 | 0
2040 | VACAR_2_TVA_Transmission | VACAR | TVA_Transmission | Internal | Shoulder | B14 | 900 | 900 | 0 | 149.33 | 150.37 | 4.5 | 0
2040 | VACAR_2_TVA_Transmission | VACAR | TVA_Transmission | Internal | Shoulder | B15 | 1203 | 900 | 0 | 81 | 80.01 | 4.5 | 0
2040 | VACAR_2_TVA_Transmission | VACAR | TVA_Transmission | Internal | Summer | B1 | 10 | 900 | 0 | 291.98 | 289.98 | 4.5 | 0
2040 | VACAR_2_TVA_Transmission | VACAR | TVA_Transmission | Internal | Summer | B2 | 25 | 900 | 0 | 291.98 | 289.51 | 4.5 | 0
2040 | VACAR_2_TVA_Transmission | VACAR | TVA_Transmission | Internal | Summer | B3 | 75 | 900 | 0 | 288.36 | 286.36 | 4.5 | 0
2040 | VACAR_2_TVA_Transmission | VACAR | TVA_Transmission | Internal | Summer | B4 | 100 | 900 | 0.31 | 193.77 | 198.26 | 4.5 | 0
2040 | VACAR_2_TVA_Transmission | VACAR | TVA_Transmission | Internal | Summer | B5 | 200 | 900 | 0 | 180.43 | 182.32 | 4.5 | 0
2040 | VACAR_2_TVA_Transmission | VACAR | TVA_Transmission | Internal | Summer | B6 | 300 | 900 | 64.02 | 172.63 | 177.13 | 4.5 | 0
2040 | VACAR_2_TVA_Transmission | VACAR | TVA_Transmission | Internal | Summer | B7 | 400 | 900 | 900 | 159.15 | 164.75 | 4.5 | 1.1
2040 | VACAR_2_TVA_Transmission | VACAR | TVA_Transmission | Internal | Summer | B8 | 500 | 900 | 0 | 156.96 | 157.04 | 4.5 | 0
2040 | VACAR_2_TVA_Transmission | VACAR | TVA_Transmission | Internal | Summer | B9 | 800 | 900 | 0 | 152.84 | 156.51 | 4.5 | 0
2040 | VACAR_2_TVA_Transmission | VACAR | TVA_Transmission | Internal | Summer | B10 | 1262 | 900 | 900 | 73.5 | 80.01 | 4.5 | 2.01
2040 | VACAR_2_TVA_Transmission | VACAR | TVA_Transmission | Internal | Winter | B16 | 25 | 900 | 0 | 164.55 | 161.54 | 4.5 | 0
2040 | VACAR_2_TVA_Transmission | VACAR | TVA_Transmission | Internal | Winter | B17 | 100 | 900 | 0 | 162.28 | 160.78 | 4.5 | 0
2040 | VACAR_2_TVA_Transmission | VACAR | TVA_Transmission | Internal | Winter | B18 | 400 | 900 | 0 | 150.75 | 151.68 | 4.5 | 0
2040 | VACAR_2_TVA_Transmission | VACAR | TVA_Transmission | Internal | Winter | B19 | 700 | 900 | 0 | 150.75 | 151.68 | 4.5 | 0
2040 | VACAR_2_TVA_Transmission | VACAR | TVA_Transmission | Internal | Winter | B20 | 935 | 900 | 0 | 81.92 | 81.6 | 4.5 | 0
2015 | AZ_NM_SNV_Coal_2_SPP_S | AZ_NM_SNV_Coal | SPP_S | External | Shoulder | B11 | 25 | 400 | 400 | 57.72 | 83.05 | 8.17 | 17.17
2015 | AZ_NM_SNV_Coal_2_SPP_S | AZ_NM_SNV_Coal | SPP_S | External | Shoulder | B12 | 200 | 400 | 0 | 57.72 | 64.44 | 8.17 | 0
2015 | AZ_NM_SNV_Coal_2_SPP_S | AZ_NM_SNV_Coal | SPP_S | External | Shoulder | B13 | 600 | 400 | 0 | 57.72 | 60.04 | 8.17 | 0
2015 | AZ_NM_SNV_Coal_2_SPP_S | AZ_NM_SNV_Coal | SPP_S | External | Shoulder | B14 | 900 | 400 | 0 | 57.72 | 58.32 | 8.17 | 0
2015 | AZ_NM_SNV_Coal_2_SPP_S | AZ_NM_SNV_Coal | SPP_S | External | Shoulder | B15 | 1203 | 400 | 0 | 57.72 | 57.39 | 8.17 | 0
2015 | AZ_NM_SNV_Coal_2_SPP_S | AZ_NM_SNV_Coal | SPP_S | External | Summer | B1 | 10 | 400 | 399.99 | 78.67 | 88.87 | 8.17 | 2.03
2015 | AZ_NM_SNV_Coal_2_SPP_S | AZ_NM_SNV_Coal | SPP_S | External | Summer | B2 | 25 | 400 | 400 | 75.62 | 88.87 | 8.17 | 5.08
2015 | AZ_NM_SNV_Coal_2_SPP_S | AZ_NM_SNV_Coal | SPP_S | External | Summer | B3 | 75 | 400 | 400 | 75.62 | 88.87 | 8.17 | 5.08
2015 | AZ_NM_SNV_Coal_2_SPP_S | AZ_NM_SNV_Coal | SPP_S | External | Summer | B4 | 100 | 400 | 400 | 75.62 | 87.37 | 8.17 | 3.58
2015 | AZ_NM_SNV_Coal_2_SPP_S | AZ_NM_SNV_Coal | SPP_S | External | Summer | B5 | 200 | 400 | 400 | 62.58 | 81.19 | 8.17 | 10.45
2015 | AZ_NM_SNV_Coal_2_SPP_S | AZ_NM_SNV_Coal | SPP_S | External | Summer | B6 | 300 | 400 | 400 | 59.95 | 73.61 | 8.17 | 5.49
2015 | AZ_NM_SNV_Coal_2_SPP_S | AZ_NM_SNV_Coal | SPP_S | External | Summer | B7 | 400 | 400 | 0 | 57.92 | 63.09 | 8.17 | 0
2015 | AZ_NM_SNV_Coal_2_SPP_S | AZ_NM_SNV_Coal | SPP_S | External | Summer | B8 | 500 | 400 | 0 | 57.92 | 58.71 | 8.17 | 0
2015 | AZ_NM_SNV_Coal_2_SPP_S | AZ_NM_SNV_Coal | SPP_S | External | Summer | B9 | 800 | 400 | 0 | 57.89 | 57.03 | 8.17 | 0
2015 | AZ_NM_SNV_Coal_2_SPP_S | AZ_NM_SNV_Coal | SPP_S | External | Summer | B10 | 1262 | 400 | 0 | 56.31 | 56 | 8.17 | 0
2015 | AZ_NM_SNV_Coal_2_SPP_S | AZ_NM_SNV_Coal | SPP_S | External | Winter | B16 | 25 | 400 | 400 | 60.36 | 76.19 | 8.17 | 7.66
2015 | AZ_NM_SNV_Coal_2_SPP_S | AZ_NM_SNV_Coal | SPP_S | External | Winter | B17 | 100 | 400 | 0 | 60.36 | 64.35 | 8.17 | 0
2015 | AZ_NM_SNV_Coal_2_SPP_S | AZ_NM_SNV_Coal | SPP_S | External | Winter | B18 | 400 | 400 | 0 | 60.36 | 60.22 | 8.17 | 0
2015 | AZ_NM_SNV_Coal_2_SPP_S | AZ_NM_SNV_Coal | SPP_S | External | Winter | B19 | 700 | 400 | 0 | 60.36 | 59.87 | 8.17 | 0
2015 | AZ_NM_SNV_Coal_2_SPP_S | AZ_NM_SNV_Coal | SPP_S | External | Winter | B20 | 935 | 400 | 0 | 60.36 | 59.74 | 8.17 | 0
2015 | ERCOT_2_SPP_S | ERCOT | SPP_S | External | Shoulder | B11 | 25 | 800 | 0 | 84 | 83.05 | 5.5 | 0
2015 | ERCOT_2_SPP_S | ERCOT | SPP_S | External | Shoulder | B12 | 200 | 800 | 0 | 59 | 64.44 | 5.5 | 0
2015 | ERCOT_2_SPP_S | ERCOT | SPP_S | External | Shoulder | B13 | 600 | 800 | 0 | 57.25 | 60.04 | 5.5 | 0
2015 | ERCOT_2_SPP_S | ERCOT | SPP_S | External | Shoulder | B14 | 900 | 800 | 0 | 57.25 | 58.32 | 5.5 | 0
2015 | ERCOT_2_SPP_S | ERCOT | SPP_S | External | Shoulder | B15 | 1203 | 800 | 0 | 57.25 | 57.39 | 5.5 | 0
2015 | ERCOT_2_SPP_S | ERCOT | SPP_S | External | Summer | B1 | 10 | 800 | 799.99 | 82.44 | 88.87 | 5.5 | 0.93
2015 | ERCOT_2_SPP_S | ERCOT | SPP_S | External | Summer | B2 | 25 | 800 | 799.99 | 82.44 | 88.87 | 5.5 | 0.93
2015 | ERCOT_2_SPP_S | ERCOT | SPP_S | External | Summer | B3 | 75 | 800 | 800 | 82.44 | 88.87 | 5.5 | 0.93
2015 | ERCOT_2_SPP_S | ERCOT | SPP_S | External | Summer | B4 | 100 | 800 | 0 | 82.44 | 87.37 | 5.5 | 0
2015 | ERCOT_2_SPP_S | ERCOT | SPP_S | External | Summer | B5 | 200 | 800 | 0 | 82.44 | 81.19 | 5.5 | 0
2015 | ERCOT_2_SPP_S | ERCOT | SPP_S | External | Summer | B6 | 300 | 800 | 0 | 72.65 | 73.61 | 5.5 | 0
2015 | ERCOT_2_SPP_S | ERCOT | SPP_S | External | Summer | B7 | 400 | 800 | 0 | 61.33 | 63.09 | 5.5 | 0
2015 | ERCOT_2_SPP_S | ERCOT | SPP_S | External | Summer | B8 | 500 | 800 | 0 | 56.2 | 58.71 | 5.5 | 0
2015 | ERCOT_2_SPP_S | ERCOT | SPP_S | External | Summer | B9 | 800 | 800 | 0 | 56.2 | 57.03 | 5.5 | 0
2015 | ERCOT_2_SPP_S | ERCOT | SPP_S | External | Summer | B10 | 1262 | 800 | 0 | 56.2 | 56 | 5.5 | 0
2015 | ERCOT_2_SPP_S | ERCOT | SPP_S | External | Winter | B16 | 25 | 800 | 800 | 64.89 | 76.19 | 5.5 | 5.81
2015 | ERCOT_2_SPP_S | ERCOT | SPP_S | External | Winter | B17 | 100 | 800 | 0 | 59.45 | 64.35 | 5.5 | 0
2015 | ERCOT_2_SPP_S | ERCOT | SPP_S | External | Winter | B18 | 400 | 800 | 0 | 59.45 | 60.22 | 5.5 | 0
2015 | ERCOT_2_SPP_S | ERCOT | SPP_S | External | Winter | B19 | 700 | 800 | 0 | 59.45 | 59.87 | 5.5 | 0
2015 | ERCOT_2_SPP_S | ERCOT | SPP_S | External | Winter | B20 | 935 | 800 | 0 | 59.35 | 59.74 | 5.5 | 0
2015 | MAPP_US_2_RMPA | MAPP_US | RMPA | External | Shoulder | B11 | 25 | 200 | 0 | 76.47 | 65.89 | 6.5 | 0
2015 | MAPP_US_2_RMPA | MAPP_US | RMPA | External | Shoulder | B12 | 200 | 200 | 0 | 58.94 | 60.98 | 6.5 | 0
2015 | MAPP_US_2_RMPA | MAPP_US | RMPA | External | Shoulder | B13 | 600 | 200 | 0 | 56.24 | 60.8 | 6.5 | 0
2015 | MAPP_US_2_RMPA | MAPP_US | RMPA | External | Shoulder | B14 | 900 | 200 | 0 | 56.24 | 60.8 | 6.5 | 0
2015 | MAPP_US_2_RMPA | MAPP_US | RMPA | External | Shoulder | B15 | 1203 | 200 | 0 | 56.24 | 60.8 | 6.5 | 0
2015 | MAPP_US_2_RMPA | MAPP_US | RMPA | External | Summer | B1 | 10 | 200 | 0 | 86.05 | 86.84 | 6.5 | 0
2015 | MAPP_US_2_RMPA | MAPP_US | RMPA | External | Summer | B2 | 25 | 200 | 0 | 85.88 | 83.79 | 6.5 | 0
2015 | MAPP_US_2_RMPA | MAPP_US | RMPA | External | Summer | B3 | 75 | 200 | 0 | 85.88 | 83.79 | 6.5 | 0
2015 | MAPP_US_2_RMPA | MAPP_US | RMPA | External | Summer | B4 | 100 | 200 | 0 | 82.57 | 81.39 | 6.5 | 0
2015 | MAPP_US_2_RMPA | MAPP_US | RMPA | External | Summer | B5 | 200 | 200 | 0 | 77.98 | 66.06 | 6.5 | 0
2015 | MAPP_US_2_RMPA | MAPP_US | RMPA | External | Summer | B6 | 300 | 200 | 0 | 63.39 | 59.27 | 6.5 | 0
2015 | MAPP_US_2_RMPA | MAPP_US | RMPA | External | Summer | B7 | 400 | 200 | 0 | 54.05 | 59.27 | 6.5 | 0
2015 | MAPP_US_2_RMPA | MAPP_US | RMPA | External | Summer | B8 | 500 | 200 | 35.41 | 52.77 | 59.27 | 6.5 | 0
2015 | MAPP_US_2_RMPA | MAPP_US | RMPA | External | Summer | B9 | 800 | 200 | 128.77 | 52.77 | 59.27 | 6.5 | 0
2015 | MAPP_US_2_RMPA | MAPP_US | RMPA | External | Summer | B10 | 1262 | 200 | 138.79 | 52.77 | 59.27 | 6.5 | 0
2015 | MAPP_US_2_RMPA | MAPP_US | RMPA | External | Winter | B16 | 25 | 200 | 0 | 71.98 | 68.53 | 6.5 | 0
2015 | MAPP_US_2_RMPA | MAPP_US | RMPA | External | Winter | B17 | 100 | 200 | 0 | 62.33 | 63.71 | 6.5 | 0
2015 | MAPP_US_2_RMPA | MAPP_US | RMPA | External | Winter | B18 | 400 | 200 | 0 | 58.93 | 63.71 | 6.5 | 0
2015 | MAPP_US_2_RMPA | MAPP_US | RMPA | External | Winter | B19 | 700 | 200 | 0 | 58.93 | 63.71 | 6.5 | 0
2015 | MAPP_US_2_RMPA | MAPP_US | RMPA | External | Winter | B20 | 935 | 200 | 0 | 58.93 | 63.21 | 6.5 | 0
2015 | NE_2_RMPA | NE | RMPA | External | Shoulder | B11 | 25 | 310 | 0 | 81.97 | 65.89 | 3.5 | 0
2015 | NE_2_RMPA | NE | RMPA | External | Shoulder | B12 | 200 | 310 | 0 | 64.44 | 60.98 | 3.5 | 0
2015 | NE_2_RMPA | NE | RMPA | External | Shoulder | B13 | 600 | 310 | 0 | 60.04 | 60.8 | 3.5 | 0
2015 | NE_2_RMPA | NE | RMPA | External | Shoulder | B14 | 900 | 310 | 0 | 58.29 | 60.8 | 3.5 | 0
2015 | NE_2_RMPA | NE | RMPA | External | Shoulder | B15 | 1203 | 310 | 0 | 57.37 | 60.8 | 3.5 | 0
2015 | NE_2_RMPA | NE | RMPA | External | Summer | B1 | 10 | 310 | 0 | 91.55 | 86.84 | 3.5 | 0
2015 | NE_2_RMPA | NE | RMPA | External | Summer | B2 | 25 | 310 | 0 | 91.38 | 83.79 | 3.5 | 0
2015 | NE_2_RMPA | NE | RMPA | External | Summer | B3 | 75 | 310 | 0 | 91.38 | 83.79 | 3.5 | 0
2015 | NE_2_RMPA | NE | RMPA | External | Summer | B4 | 100 | 310 | 0 | 88.07 | 81.39 | 3.5 | 0
2015 | NE_2_RMPA | NE | RMPA | External | Summer | B5 | 200 | 310 | 0 | 83.48 | 66.06 | 3.5 | 0
2015 | NE_2_RMPA | NE | RMPA | External | Summer | B6 | 300 | 310 | 0 | 68.89 | 59.27 | 3.5 | 0
2015 | NE_2_RMPA | NE | RMPA | External | Summer | B7 | 400 | 310 | 0 | 59.55 | 59.27 | 3.5 | 0
2015 | NE_2_RMPA | NE | RMPA | External | Summer | B8 | 500 | 310 | 0 | 58.27 | 59.27 | 3.5 | 0
2015 | NE_2_RMPA | NE | RMPA | External | Summer | B9 | 800 | 310 | 0 | 57.01 | 59.27 | 3.5 | 0
2015 | NE_2_RMPA | NE | RMPA | External | Summer | B10 | 1262 | 310 | 0 | 55.98 | 59.27 | 3.5 | 0
2015 | NE_2_RMPA | NE | RMPA | External | Winter | B16 | 25 | 310 | 0 | 76.17 | 68.53 | 3.5 | 0
2015 | NE_2_RMPA | NE | RMPA | External | Winter | B17 | 100 | 310 | 0 | 64.33 | 63.71 | 3.5 | 0
2015 | NE_2_RMPA | NE | RMPA | External | Winter | B18 | 400 | 310 | 309.98 | 60.2 | 63.71 | 3.5 | 0.01
2015 | NE_2_RMPA | NE | RMPA | External | Winter | B19 | 700 | 310 | 310 | 59.85 | 63.71 | 3.5 | 0.36
2015 | NE_2_RMPA | NE | RMPA | External | Winter | B20 | 935 | 310 | 84.48 | 59.71 | 63.21 | 3.5 | 0
2015 | NWPP_Coal_2_MAPP_US | NWPP_Coal | MAPP_US | External | Shoulder | B11 | 25 | 150 | 150 | 57.71 | 76.47 | 5.5 | 13.26
2015 | NWPP_Coal_2_MAPP_US | NWPP_Coal | MAPP_US | External | Shoulder | B12 | 200 | 150 | 0 | 57.71 | 58.94 | 5.5 | 0
2015 | NWPP_Coal_2_MAPP_US | NWPP_Coal | MAPP_US | External | Shoulder | B13 | 600 | 150 | 0 | 57.71 | 56.24 | 5.5 | 0
2015 | NWPP_Coal_2_MAPP_US | NWPP_Coal | MAPP_US | External | Shoulder | B14 | 900 | 150 | 0 | 57.71 | 56.24 | 5.5 | 0
2015 | NWPP_Coal_2_MAPP_US | NWPP_Coal | MAPP_US | External | Shoulder | B15 | 1203 | 150 | 0 | 57.71 | 56.24 | 5.5 | 0
2015 | NWPP_Coal_2_MAPP_US | NWPP_Coal | MAPP_US | External | Summer | B1 | 10 | 150 | 150 | 57.89 | 86.05 | 5.5 | 22.66
2015 | NWPP_Coal_2_MAPP_US | NWPP_Coal | MAPP_US | External | Summer | B2 | 25 | 150 | 150 | 57.89 | 85.88 | 5.5 | 22.49
2015 | NWPP_Coal_2_MAPP_US | NWPP_Coal | MAPP_US | External | Summer | B3 | 75 | 150 | 150 | 57.89 | 85.88 | 5.5 | 22.49
2015 | NWPP_Coal_2_MAPP_US | NWPP_Coal | MAPP_US | External | Summer | B4 | 100 | 150 | 150 | 57.89 | 82.57 | 5.5 | 19.18
2015 | NWPP_Coal_2_MAPP_US | NWPP_Coal | MAPP_US | External | Summer | B5 | 200 | 150 | 150 | 57.89 | 77.98 | 5.5 | 14.59
2015 | NWPP_Coal_2_MAPP_US | NWPP_Coal | MAPP_US | External | Summer | B6 | 300 | 150 | 90.68 | 57.89 | 63.39 | 5.5 | 0
2015 | NWPP_Coal_2_MAPP_US | NWPP_Coal | MAPP_US | External | Summer | B7 | 400 | 150 | 0 | 57.89 | 54.05 | 5.5 | 0
2015 | NWPP_Coal_2_MAPP_US | NWPP_Coal | MAPP_US | External | Summer | B8 | 500 | 150 | 0 | 57.89 | 52.77 | 5.5 | 0
2015 | NWPP_Coal_2_MAPP_US | NWPP_Coal | MAPP_US | External | Summer | B9 | 800 | 150 | 0 | 57.89 | 52.77 | 5.5 | 0
2015 | NWPP_Coal_2_MAPP_US | NWPP_Coal | MAPP_US | External | Summer | B10 | 1262 | 150 | 0 | 57.89 | 52.77 | 5.5 | 0
2015 | NWPP_Coal_2_MAPP_US | NWPP_Coal | MAPP_US | External | Winter | B16 | 25 | 150 | 150 | 60.35 | 71.98 | 5.5 | 6.13
2015 | NWPP_Coal_2_MAPP_US | NWPP_Coal | MAPP_US | External | Winter | B17 | 100 | 150 | 0 | 60.35 | 62.33 | 5.5 | 0
2015 | NWPP_Coal_2_MAPP_US | NWPP_Coal | MAPP_US | External | Winter | B18 | 400 | 150 | 0 | 60.35 | 58.93 | 5.5 | 0
2015 | NWPP_Coal_2_MAPP_US | NWPP_Coal | MAPP_US | External | Winter | B19 | 700 | 150 | 0 | 60.35 | 58.93 | 5.5 | 0
2015 | NWPP_Coal_2_MAPP_US | NWPP_Coal | MAPP_US | External | Winter | B20 | 935 | 150 | 0 | 60.35 | 58.93 | 5.5 | 0
2015 | RMPA_2_MAPP_US | RMPA | MAPP_US | External | Shoulder | B11 | 25 | 200 | 200 | 65.89 | 76.47 | 5.5 | 5.09
2015 | RMPA_2_MAPP_US | RMPA | MAPP_US | External | Shoulder | B12 | 200 | 200 | 0 | 60.98 | 58.94 | 5.5 | 0
2015 | RMPA_2_MAPP_US | RMPA | MAPP_US | External | Shoulder | B13 | 600 | 200 | 0 | 60.8 | 56.24 | 5.5 | 0
2015 | RMPA_2_MAPP_US | RMPA | MAPP_US | External | Shoulder | B14 | 900 | 200 | 0 | 60.8 | 56.24 | 5.5 | 0
2015 | RMPA_2_MAPP_US | RMPA | MAPP_US | External | Shoulder | B15 | 1203 | 200 | 0 | 60.8 | 56.24 | 5.5 | 0
2015 | RMPA_2_MAPP_US | RMPA | MAPP_US | External | Summer | B1 | 10 | 200 | 0 | 86.84 | 86.05 | 5.5 | 0
2015 | RMPA_2_MAPP_US | RMPA | MAPP_US | External | Summer | B2 | 25 | 200 | 0 | 83.79 | 85.88 | 5.5 | 0
2015 | RMPA_2_MAPP_US | RMPA | MAPP_US | External | Summer | B3 | 75 | 200 | 0 | 83.79 | 85.88 | 5.5 | 0
2015 | RMPA_2_MAPP_US | RMPA | MAPP_US | External | Summer | B4 | 100 | 200 | 0 | 81.39 | 82.57 | 5.5 | 0
2015 | RMPA_2_MAPP_US | RMPA | MAPP_US | External | Summer | B5 | 200 | 200 | 200 | 66.06 | 77.98 | 5.5 | 6.42
2015 | RMPA_2_MAPP_US | RMPA | MAPP_US | External | Summer | B6 | 300 | 200 | 0 | 59.27 | 63.39 | 5.5 | 0
2015 | RMPA_2_MAPP_US | RMPA | MAPP_US | External | Summer | B7 | 400 | 200 | 0 | 59.27 | 54.05 | 5.5 | 0
2015 | RMPA_2_MAPP_US | RMPA | MAPP_US | External | Summer | B8 | 500 | 200 | 0 | 59.27 | 52.77 | 5.5 | 0
2015 | RMPA_2_MAPP_US | RMPA | MAPP_US | External | Summer | B9 | 800 | 200 | 0 | 59.27 | 52.77 | 5.5 | 0
2015 | RMPA_2_MAPP_US | RMPA | MAPP_US | External | Summer | B10 | 1262 | 200 | 0 | 59.27 | 52.77 | 5.5 | 0
2015 | RMPA_2_MAPP_US | RMPA | MAPP_US | External | Winter | B16 | 25 | 200 | 0 | 68.53 | 71.98 | 5.5 | 0
2015 | RMPA_2_MAPP_US | RMPA | MAPP_US | External | Winter | B17 | 100 | 200 | 0 | 63.71 | 62.33 | 5.5 | 0
2015 | RMPA_2_MAPP_US | RMPA | MAPP_US | External | Winter | B18 | 400 | 200 | 0 | 63.71 | 58.93 | 5.5 | 0
2015 | RMPA_2_MAPP_US | RMPA | MAPP_US | External | Winter | B19 | 700 | 200 | 0 | 63.71 | 58.93 | 5.5 | 0
2015 | RMPA_2_MAPP_US | RMPA | MAPP_US | External | Winter | B20 | 935 | 200 | 0 | 63.21 | 58.93 | 5.5 | 0
2015 | RMPA_2_NE | RMPA | NE | External | Shoulder | B11 | 25 | 310 | 310 | 65.89 | 81.97 | 5.5 | 10.59
2015 | RMPA_2_NE | RMPA | NE | External | Shoulder | B12 | 200 | 310 | 0 | 60.98 | 64.44 | 5.5 | 0
2015 | RMPA_2_NE | RMPA | NE | External | Shoulder | B13 | 600 | 310 | 0 | 60.8 | 60.04 | 5.5 | 0
2015 | RMPA_2_NE | RMPA | NE | External | Shoulder | B14 | 900 | 310 | 0 | 60.8 | 58.29 | 5.5 | 0
2015 | RMPA_2_NE | RMPA | NE | External | Shoulder | B15 | 1203 | 310 | 0 | 60.8 | 57.37 | 5.5 | 0
2015 | RMPA_2_NE | RMPA | NE | External | Summer | B1 | 10 | 310 | 0.01 | 86.84 | 91.55 | 5.5 | 0
2015 | RMPA_2_NE | RMPA | NE | External | Summer | B2 | 25 | 310 | 310 | 83.79 | 91.38 | 5.5 | 2.09
2015 | RMPA_2_NE | RMPA | NE | External | Summer | B3 | 75 | 310 | 310 | 83.79 | 91.38 | 5.5 | 2.09
2015 | RMPA_2_NE | RMPA | NE | External | Summer | B4 | 100 | 310 | 310 | 81.39 | 88.07 | 5.5 | 1.18
2015 | RMPA_2_NE | RMPA | NE | External | Summer | B5 | 200 | 310 | 310 | 66.06 | 83.48 | 5.5 | 11.92
2015 | RMPA_2_NE | RMPA | NE | External | Summer | B6 | 300 | 310 | 310 | 59.27 | 68.89 | 5.5 | 4.13
2015 | RMPA_2_NE | RMPA | NE | External | Summer | B7 | 400 | 310 | 0 | 59.27 | 59.55 | 5.5 | 0
2015 | RMPA_2_NE | RMPA | NE | External | Summer | B8 | 500 | 310 | 0 | 59.27 | 58.27 | 5.5 | 0
2015 | RMPA_2_NE | RMPA | NE | External | Summer | B9 | 800 | 310 | 0 | 59.27 | 57.01 | 5.5 | 0
2015 | RMPA_2_NE | RMPA | NE | External | Summer | B10 | 1262 | 310 | 0 | 59.27 | 55.98 | 5.5 | 0
2015 | RMPA_2_NE | RMPA | NE | External | Winter | B16 | 25 | 310 | 310 | 68.53 | 76.17 | 5.5 | 2.14
2015 | RMPA_2_NE | RMPA | NE | External | Winter | B17 | 100 | 310 | 0 | 63.71 | 64.33 | 5.5 | 0
2015 | RMPA_2_NE | RMPA | NE | External | Winter | B18 | 400 | 310 | 0 | 63.71 | 60.2 | 5.5 | 0
2015 | RMPA_2_NE | RMPA | NE | External | Winter | B19 | 700 | 310 | 0 | 63.71 | 59.85 | 5.5 | 0
2015 | RMPA_2_NE | RMPA | NE | External | Winter | B20 | 935 | 310 | 0 | 63.21 | 59.71 | 5.5 | 0
2015 | RMPA_2_SPP_N | RMPA | SPP_N | External | Shoulder | B11 | 25 | 210 | 210 | 65.89 | 83.04 | 5.5 | 11.66
2015 | RMPA_2_SPP_N | RMPA | SPP_N | External | Shoulder | B12 | 200 | 210 | 0 | 60.98 | 64.46 | 5.5 | 0
2015 | RMPA_2_SPP_N | RMPA | SPP_N | External | Shoulder | B13 | 600 | 210 | 0 | 60.8 | 60.05 | 5.5 | 0
2015 | RMPA_2_SPP_N | RMPA | SPP_N | External | Shoulder | B14 | 900 | 210 | 0 | 60.8 | 58.31 | 5.5 | 0
2015 | RMPA_2_SPP_N | RMPA | SPP_N | External | Shoulder | B15 | 1203 | 210 | 0 | 60.8 | 57.38 | 5.5 | 0
2015 | RMPA_2_SPP_N | RMPA | SPP_N | External | Summer | B1 | 10 | 210 | 209.93 | 86.84 | 92.6 | 5.5 | 0.25
2015 | RMPA_2_SPP_N | RMPA | SPP_N | External | Summer | B2 | 25 | 210 | 210 | 83.79 | 92.6 | 5.5 | 3.31
2015 | RMPA_2_SPP_N | RMPA | SPP_N | External | Summer | B3 | 75 | 210 | 210 | 83.79 | 92.6 | 5.5 | 3.31
2015 | RMPA_2_SPP_N | RMPA | SPP_N | External | Summer | B4 | 100 | 210 | 210 | 81.39 | 88.09 | 5.5 | 1.19
2015 | RMPA_2_SPP_N | RMPA | SPP_N | External | Summer | B5 | 200 | 210 | 210 | 66.06 | 83.49 | 5.5 | 11.93
2015 | RMPA_2_SPP_N | RMPA | SPP_N | External | Summer | B6 | 300 | 210 | 210 | 59.27 | 73.59 | 5.5 | 8.83
2015 | RMPA_2_SPP_N | RMPA | SPP_N | External | Summer | B7 | 400 | 210 | 0 | 59.27 | 63.08 | 5.5 | 0
2015 | RMPA_2_SPP_N | RMPA | SPP_N | External | Summer | B8 | 500 | 210 | 0 | 59.27 | 58.7 | 5.5 | 0
2015 | RMPA_2_SPP_N | RMPA | SPP_N | External | Summer | B9 | 800 | 210 | 0 | 59.27 | 57.02 | 5.5 | 0
2015 | RMPA_2_SPP_N | RMPA | SPP_N | External | Summer | B10 | 1262 | 210 | 0 | 59.27 | 55.99 | 5.5 | 0
2015 | RMPA_2_SPP_N | RMPA | SPP_N | External | Winter | B16 | 25 | 210 | 210 | 68.53 | 76.18 | 5.5 | 2.15
2015 | RMPA_2_SPP_N | RMPA | SPP_N | External | Winter | B17 | 100 | 210 | 0 | 63.71 | 64.34 | 5.5 | 0
2015 | RMPA_2_SPP_N | RMPA | SPP_N | External | Winter | B18 | 400 | 210 | 0 | 63.71 | 60.21 | 5.5 | 0
2015 | RMPA_2_SPP_N | RMPA | SPP_N | External | Winter | B19 | 700 | 210 | 0 | 63.71 | 59.86 | 5.5 | 0
2015 | RMPA_2_SPP_N | RMPA | SPP_N | External | Winter | B20 | 935 | 210 | 0 | 63.21 | 59.72 | 5.5 | 0
2015 | SPP_N_2_RMPA | SPP_N | RMPA | External | Shoulder | B11 | 25 | 210 | 0 | 83.04 | 65.89 | 3.5 | 0
2015 | SPP_N_2_RMPA | SPP_N | RMPA | External | Shoulder | B12 | 200 | 210 | 0 | 64.46 | 60.98 | 3.5 | 0
2015 | SPP_N_2_RMPA | SPP_N | RMPA | External | Shoulder | B13 | 600 | 210 | 0 | 60.05 | 60.8 | 3.5 | 0
2015 | SPP_N_2_RMPA | SPP_N | RMPA | External | Shoulder | B14 | 900 | 210 | 0 | 58.31 | 60.8 | 3.5 | 0
2015 | SPP_N_2_RMPA | SPP_N | RMPA | External | Shoulder | B15 | 1203 | 210 | 0 | 57.38 | 60.8 | 3.5 | 0
2015 | SPP_N_2_RMPA | SPP_N | RMPA | External | Summer | B1 | 10 | 210 | 0 | 92.6 | 86.84 | 3.5 | 0
2015 | SPP_N_2_RMPA | SPP_N | RMPA | External | Summer | B2 | 25 | 210 | 0 | 92.6 | 83.79 | 3.5 | 0
2015 | SPP_N_2_RMPA | SPP_N | RMPA | External | Summer | B3 | 75 | 210 | 0 | 92.6 | 83.79 | 3.5 | 0
2015 | SPP_N_2_RMPA | SPP_N | RMPA | External | Summer | B4 | 100 | 210 | 0 | 88.09 | 81.39 | 3.5 | 0
2015 | SPP_N_2_RMPA | SPP_N | RMPA | External | Summer | B5 | 200 | 210 | 0 | 83.49 | 66.06 | 3.5 | 0
2015 | SPP_N_2_RMPA | SPP_N | RMPA | External | Summer | B6 | 300 | 210 | 0 | 73.59 | 59.27 | 3.5 | 0
2015 | SPP_N_2_RMPA | SPP_N | RMPA | External | Summer | B7 | 400 | 210 | 0 | 63.08 | 59.27 | 3.5 | 0
2015 | SPP_N_2_RMPA | SPP_N | RMPA | External | Summer | B8 | 500 | 210 | 0 | 58.7 | 59.27 | 3.5 | 0
2015 | SPP_N_2_RMPA | SPP_N | RMPA | External | Summer | B9 | 800 | 210 | 0 | 57.02 | 59.27 | 3.5 | 0
2015 | SPP_N_2_RMPA | SPP_N | RMPA | External | Summer | B10 | 1262 | 210 | 0 | 55.99 | 59.27 | 3.5 | 0
2015 | SPP_N_2_RMPA | SPP_N | RMPA | External | Winter | B16 | 25 | 210 | 0 | 76.18 | 68.53 | 3.5 | 0
2015 | SPP_N_2_RMPA | SPP_N | RMPA | External | Winter | B17 | 100 | 210 | 0 | 64.34 | 63.71 | 3.5 | 0
2015 | SPP_N_2_RMPA | SPP_N | RMPA | External | Winter | B18 | 400 | 210 | 77.78 | 60.21 | 63.71 | 3.5 | 0
2015 | SPP_N_2_RMPA | SPP_N | RMPA | External | Winter | B19 | 700 | 210 | 210 | 59.86 | 63.71 | 3.5 | 0.35
2015 | SPP_N_2_RMPA | SPP_N | RMPA | External | Winter | B20 | 935 | 210 | 0.01 | 59.72 | 63.21 | 3.5 | 0
2015 | SPP_S_2_ERCOT | SPP_S | ERCOT | External | Shoulder | B11 | 25 | 800 | 0 | 83.05 | 84 | 3.5 | 0
2015 | SPP_S_2_ERCOT | SPP_S | ERCOT | External | Shoulder | B12 | 200 | 800 | 0 | 64.44 | 59 | 3.5 | 0
2015 | SPP_S_2_ERCOT | SPP_S | ERCOT | External | Shoulder | B13 | 600 | 800 | 0 | 60.04 | 57.25 | 3.5 | 0
2015 | SPP_S_2_ERCOT | SPP_S | ERCOT | External | Shoulder | B14 | 900 | 800 | 0 | 58.32 | 57.25 | 3.5 | 0
2015 | SPP_S_2_ERCOT | SPP_S | ERCOT | External | Shoulder | B15 | 1203 | 800 | 0 | 57.39 | 57.25 | 3.5 | 0
2015 | SPP_S_2_ERCOT | SPP_S | ERCOT | External | Summer | B1 | 10 | 800 | 0 | 88.87 | 82.44 | 3.5 | 0
2015 | SPP_S_2_ERCOT | SPP_S | ERCOT | External | Summer | B2 | 25 | 800 | 0 | 88.87 | 82.44 | 3.5 | 0
2015 | SPP_S_2_ERCOT | SPP_S | ERCOT | External | Summer | B3 | 75 | 800 | 0 | 88.87 | 82.44 | 3.5 | 0
2015 | SPP_S_2_ERCOT | SPP_S | ERCOT | External | Summer | B4 | 100 | 800 | 0 | 87.37 | 82.44 | 3.5 | 0
2015 | SPP_S_2_ERCOT | SPP_S | ERCOT | External | Summer | B5 | 200 | 800 | 0 | 81.19 | 82.44 | 3.5 | 0
2015 | SPP_S_2_ERCOT | SPP_S | ERCOT | External | Summer | B6 | 300 | 800 | 0 | 73.61 | 72.65 | 3.5 | 0
2015 | SPP_S_2_ERCOT | SPP_S | ERCOT | External | Summer | B7 | 400 | 800 | 0 | 63.09 | 61.33 | 3.5 | 0
2015 | SPP_S_2_ERCOT | SPP_S | ERCOT | External | Summer | B8 | 500 | 800 | 0 | 58.71 | 56.2 | 3.5 | 0
2015 | SPP_S_2_ERCOT | SPP_S | ERCOT | External | Summer | B9 | 800 | 800 | 0 | 57.03 | 56.2 | 3.5 | 0
2015 | SPP_S_2_ERCOT | SPP_S | ERCOT | External | Summer | B10 | 1262 | 800 | 0 | 56 | 56.2 | 3.5 | 0
2015 | SPP_S_2_ERCOT | SPP_S | ERCOT | External | Winter | B16 | 25 | 800 | 0 | 76.19 | 64.89 | 3.5 | 0
2015 | SPP_S_2_ERCOT | SPP_S | ERCOT | External | Winter | B17 | 100 | 800 | 0 | 64.35 | 59.45 | 3.5 | 0
2015 | SPP_S_2_ERCOT | SPP_S | ERCOT | External | Winter | B18 | 400 | 800 | 0 | 60.22 | 59.45 | 3.5 | 0
2015 | SPP_S_2_ERCOT | SPP_S | ERCOT | External | Winter | B19 | 700 | 800 | 0 | 59.87 | 59.45 | 3.5 | 0
2015 | SPP_S_2_ERCOT | SPP_S | ERCOT | External | Winter | B20 | 935 | 800 | 0 | 59.74 | 59.35 | 3.5 | 0
2020 | AZ_NM_SNV_Coal_2_SPP_S | AZ_NM_SNV_Coal | SPP_S | External | Shoulder | B11 | 25 | 400 | 0 | 66.85 | 67.26 | 8.17 | 0
2020 | AZ_NM_SNV_Coal_2_SPP_S | AZ_NM_SNV_Coal | SPP_S | External | Shoulder | B12 | 200 | 400 | 0 | 66.85 | 62.71 | 8.17 | 0
2020 | AZ_NM_SNV_Coal_2_SPP_S | AZ_NM_SNV_Coal | SPP_S | External | Shoulder | B13 | 600 | 400 | 0 | 66.85 | 61.78 | 8.17 | 0
2020 | AZ_NM_SNV_Coal_2_SPP_S | AZ_NM_SNV_Coal | SPP_S | External | Shoulder | B14 | 900 | 400 | 0 | 66.85 | 57.5 | 8.17 | 0
2020 | AZ_NM_SNV_Coal_2_SPP_S | AZ_NM_SNV_Coal | SPP_S | External | Shoulder | B15 | 1203 | 400 | 0 | 66.85 | 47.44 | 8.17 | 0
2020 | AZ_NM_SNV_Coal_2_SPP_S | AZ_NM_SNV_Coal | SPP_S | External | Summer | B1 | 10 | 400 | 0 | 89.19 | 64.09 | 8.17 | 0
2020 | AZ_NM_SNV_Coal_2_SPP_S | AZ_NM_SNV_Coal | SPP_S | External | Summer | B2 | 25 | 400 | 0 | 89.19 | 92.88 | 8.17 | 0
2020 | AZ_NM_SNV_Coal_2_SPP_S | AZ_NM_SNV_Coal | SPP_S | External | Summer | B3 | 75 | 400 | 0 | 89.19 | 96.65 | 8.17 | 0
2020 | AZ_NM_SNV_Coal_2_SPP_S | AZ_NM_SNV_Coal | SPP_S | External | Summer | B4 | 100 | 400 | 187.2 | 84.71 | 92.88 | 8.17 | 0
2020 | AZ_NM_SNV_Coal_2_SPP_S | AZ_NM_SNV_Coal | SPP_S | External | Summer | B5 | 200 | 400 | 400 | 73.97 | 83.22 | 8.17 | 1.08
2020 | AZ_NM_SNV_Coal_2_SPP_S | AZ_NM_SNV_Coal | SPP_S | External | Summer | B6 | 300 | 400 | 0 | 72.48 | 70.5 | 8.17 | 0
2020 | AZ_NM_SNV_Coal_2_SPP_S | AZ_NM_SNV_Coal | SPP_S | External | Summer | B7 | 400 | 400 | 0 | 65.37 | 65.48 | 8.17 | 0
2020 | AZ_NM_SNV_Coal_2_SPP_S | AZ_NM_SNV_Coal | SPP_S | External | Summer | B8 | 500 | 400 | 0 | 65.37 | 63.95 | 8.17 | 0
2020 | AZ_NM_SNV_Coal_2_SPP_S | AZ_NM_SNV_Coal | SPP_S | External | Summer | B9 | 800 | 400 | 0 | 65.35 | 63.95 | 8.17 | 0
2020 | AZ_NM_SNV_Coal_2_SPP_S | AZ_NM_SNV_Coal | SPP_S | External | Summer | B10 | 1262 | 400 | 0 | 65.23 | 56.93 | 8.17 | 0
2020 | AZ_NM_SNV_Coal_2_SPP_S | AZ_NM_SNV_Coal | SPP_S | External | Winter | B16 | 25 | 400 | 0 | 69.88 | 66.99 | 8.17 | 0
2020 | AZ_NM_SNV_Coal_2_SPP_S | AZ_NM_SNV_Coal | SPP_S | External | Winter | B17 | 100 | 400 | 0 | 69.88 | 63.55 | 8.17 | 0
2020 | AZ_NM_SNV_Coal_2_SPP_S | AZ_NM_SNV_Coal | SPP_S | External | Winter | B18 | 400 | 400 | 0 | 69.88 | 63.65 | 8.17 | 0
2020 | AZ_NM_SNV_Coal_2_SPP_S | AZ_NM_SNV_Coal | SPP_S | External | Winter | B19 | 700 | 400 | 0 | 69.88 | 61 | 8.17 | 0
2020 | AZ_NM_SNV_Coal_2_SPP_S | AZ_NM_SNV_Coal | SPP_S | External | Winter | B20 | 935 | 400 | 0 | 68.01 | 55.3 | 8.17 | 0
2020 | ERCOT_2_SPP_S | ERCOT | SPP_S | External | Shoulder | B11 | 25 | 800 | 0 | 95.94 | 67.26 | 5.5 | 0
2020 | ERCOT_2_SPP_S | ERCOT | SPP_S | External | Shoulder | B12 | 200 | 800 | 0 | 69.37 | 62.71 | 5.5 | 0
2020 | ERCOT_2_SPP_S | ERCOT | SPP_S | External | Shoulder | B13 | 600 | 800 | 0 | 65.28 | 61.78 | 5.5 | 0
2020 | ERCOT_2_SPP_S | ERCOT | SPP_S | External | Shoulder | B14 | 900 | 800 | 0 | 65.28 | 57.5 | 5.5 | 0
2020 | ERCOT_2_SPP_S | ERCOT | SPP_S | External | Shoulder | B15 | 1203 | 800 | 0 | 65.28 | 47.44 | 5.5 | 0
2020 | ERCOT_2_SPP_S | ERCOT | SPP_S | External | Summer | B1 | 10 | 800 | 0 | 108.25 | 64.09 | 5.5 | 0
2020 | ERCOT_2_SPP_S | ERCOT | SPP_S | External | Summer | B2 | 25 | 800 | 0 | 96.38 | 92.88 | 5.5 | 0
2020 | ERCOT_2_SPP_S | ERCOT | SPP_S | External | Summer | B3 | 75 | 800 | 0 | 94.24 | 96.65 | 5.5 | 0
2020 | ERCOT_2_SPP_S | ERCOT | SPP_S | External | Summer | B4 | 100 | 800 | 0 | 94.24 | 92.88 | 5.5 | 0
2020 | ERCOT_2_SPP_S | ERCOT | SPP_S | External | Summer | B5 | 200 | 800 | 0 | 94.24 | 83.22 | 5.5 | 0
2020 | ERCOT_2_SPP_S | ERCOT | SPP_S | External | Summer | B6 | 300 | 800 | 0 | 94.24 | 70.5 | 5.5 | 0
2020 | ERCOT_2_SPP_S | ERCOT | SPP_S | External | Summer | B7 | 400 | 800 | 0 | 70.02 | 65.48 | 5.5 | 0
2020 | ERCOT_2_SPP_S | ERCOT | SPP_S | External | Summer | B8 | 500 | 800 | 0 | 64.14 | 63.95 | 5.5 | 0
2020 | ERCOT_2_SPP_S | ERCOT | SPP_S | External | Summer | B9 | 800 | 800 | 0 | 64.14 | 63.95 | 5.5 | 0
2020 | ERCOT_2_SPP_S | ERCOT | SPP_S | External | Summer | B10 | 1262 | 800 | 0 | 64.14 | 56.93 | 5.5 | 0
2020 | ERCOT_2_SPP_S | ERCOT | SPP_S | External | Winter | B16 | 25 | 800 | 0 | 73.98 | 66.99 | 5.5 | 0
2020 | ERCOT_2_SPP_S | ERCOT | SPP_S | External | Winter | B17 | 100 | 800 | 0 | 69.91 | 63.55 | 5.5 | 0
2020 | ERCOT_2_SPP_S | ERCOT | SPP_S | External | Winter | B18 | 400 | 800 | 0 | 67.74 | 63.65 | 5.5 | 0
2020 | ERCOT_2_SPP_S | ERCOT | SPP_S | External | Winter | B19 | 700 | 800 | 0 | 67.74 | 61 | 5.5 | 0
2020 | ERCOT_2_SPP_S | ERCOT | SPP_S | External | Winter | B20 | 935 | 800 | 0 | 67.74 | 55.3 | 5.5 | 0
2020 | MAPP_US_2_RMPA | MAPP_US | RMPA | External | Shoulder | B11 | 25 | 200 | 0 | 67.26 | 70.35 | 6.5 | 0
2020 | MAPP_US_2_RMPA | MAPP_US | RMPA | External | Shoulder | B12 | 200 | 200 | 199.99 | 62.08 | 68.69 | 6.5 | 0.11
2020 | MAPP_US_2_RMPA | MAPP_US | RMPA | External | Shoulder | B13 | 600 | 200 | 26.59 | 59.77 | 66.27 | 6.5 | 0
2020 | MAPP_US_2_RMPA | MAPP_US | RMPA | External | Shoulder | B14 | 900 | 200 | 200 | 57.77 | 66.27 | 6.5 | 2
2020 | MAPP_US_2_RMPA | MAPP_US | RMPA | External | Shoulder | B15 | 1203 | 200 | 200 | 54.76 | 64.34 | 6.5 | 3.08
2020 | MAPP_US_2_RMPA | MAPP_US | RMPA | External | Summer | B1 | 10 | 200 | 0 | 96.39 | 97.35 | 6.5 | 0
2020 | MAPP_US_2_RMPA | MAPP_US | RMPA | External | Summer | B2 | 25 | 200 | 0 | 94.65 | 88.07 | 6.5 | 0
2020 | MAPP_US_2_RMPA | MAPP_US | RMPA | External | Summer | B3 | 75 | 200 | 0 | 94.66 | 91.16 | 6.5 | 0
2020 | MAPP_US_2_RMPA | MAPP_US | RMPA | External | Summer | B4 | 100 | 200 | 0 | 90.87 | 87.37 | 6.5 | 0
2020 | MAPP_US_2_RMPA | MAPP_US | RMPA | External | Summer | B5 | 200 | 200 | 0 | 81.21 | 77.71 | 6.5 | 0
2020 | MAPP_US_2_RMPA | MAPP_US | RMPA | External | Summer | B6 | 300 | 200 | 0 | 68.48 | 68.58 | 6.5 | 0
2020 | MAPP_US_2_RMPA | MAPP_US | RMPA | External | Summer | B7 | 400 | 200 | 200 | 61.84 | 68.58 | 6.5 | 0.24
2020 | MAPP_US_2_RMPA | MAPP_US | RMPA | External | Summer | B8 | 500 | 200 | 200 | 57.64 | 68.58 | 6.5 | 4.44
2020 | MAPP_US_2_RMPA | MAPP_US | RMPA | External | Summer | B9 | 800 | 200 | 200 | 57.17 | 64.3 | 6.5 | 0.63
2020 | MAPP_US_2_RMPA | MAPP_US | RMPA | External | Summer | B10 | 1262 | 200 | 200 | 55.45 | 64.27 | 6.5 | 2.32
2020 | MAPP_US_2_RMPA | MAPP_US | RMPA | External | Winter | B16 | 25 | 200 | 200 | 61.51 | 73.69 | 6.5 | 5.68
2020 | MAPP_US_2_RMPA | MAPP_US | RMPA | External | Winter | B17 | 100 | 200 | 200 | 64.34 | 73.69 | 6.5 | 2.85
2020 | MAPP_US_2_RMPA | MAPP_US | RMPA | External | Winter | B18 | 400 | 200 | 0 | 62.26 | 68.01 | 6.5 | 0
2020 | MAPP_US_2_RMPA | MAPP_US | RMPA | External | Winter | B19 | 700 | 200 | 107.86 | 61.51 | 68.01 | 6.5 | 0
2020 | MAPP_US_2_RMPA | MAPP_US | RMPA | External | Winter | B20 | 935 | 200 | 0 | 56.32 | 61.85 | 6.5 | 0
2020 | NE_2_RMPA | NE | RMPA | External | Shoulder | B11 | 25 | 310 | 0 | 69.26 | 70.35 | 3.5 | 0
2020 | NE_2_RMPA | NE | RMPA | External | Shoulder | B12 | 200 | 310 | 310 | 62.68 | 68.69 | 3.5 | 2.5
2020 | NE_2_RMPA | NE | RMPA | External | Shoulder | B13 | 600 | 310 | 310 | 61.75 | 66.27 | 3.5 | 1.01
2020 | NE_2_RMPA | NE | RMPA | External | Shoulder | B14 | 900 | 310 | 310 | 57.49 | 66.27 | 3.5 | 5.28
2020 | NE_2_RMPA | NE | RMPA | External | Shoulder | B15 | 1203 | 310 | 310 | 51.22 | 64.34 | 3.5 | 9.61
2020 | NE_2_RMPA | NE | RMPA | External | Summer | B1 | 10 | 310 | 0 | 98.39 | 97.35 | 3.5 | 0
2020 | NE_2_RMPA | NE | RMPA | External | Summer | B2 | 25 | 310 | 0 | 93.57 | 88.07 | 3.5 | 0
2020 | NE_2_RMPA | NE | RMPA | External | Summer | B3 | 75 | 310 | 0 | 96.66 | 91.16 | 3.5 | 0
2020 | NE_2_RMPA | NE | RMPA | External | Summer | B4 | 100 | 310 | 0 | 92.86 | 87.37 | 3.5 | 0
2020 | NE_2_RMPA | NE | RMPA | External | Summer | B5 | 200 | 310 | 0 | 83.21 | 77.71 | 3.5 | 0
2020 | NE_2_RMPA | NE | RMPA | External | Summer | B6 | 300 | 310 | 0 | 70.48 | 68.58 | 3.5 | 0
2020 | NE_2_RMPA | NE | RMPA | External | Summer | B7 | 400 | 310 | 310 | 63.84 | 68.58 | 3.5 | 1.24
2020 | NE_2_RMPA | NE | RMPA | External | Summer | B8 | 500 | 310 | 310 | 59.64 | 68.58 | 3.5 | 5.44
2020 | NE_2_RMPA | NE | RMPA | External | Summer | B9 | 800 | 310 | 310 | 59.17 | 64.3 | 3.5 | 1.63
2020 | NE_2_RMPA | NE | RMPA | External | Summer | B10 | 1262 | 310 | 310 | 56.91 | 64.27 | 3.5 | 3.86
2020 | NE_2_RMPA | NE | RMPA | External | Winter | B16 | 25 | 310 | 310 | 11.13 | 73.69 | 3.5 | 59.06
2020 | NE_2_RMPA | NE | RMPA | External | Winter | B17 | 100 | 310 | 310 | 60.85 | 73.69 | 3.5 | 9.35
2020 | NE_2_RMPA | NE | RMPA | External | Winter | B18 | 400 | 310 | 310 | 59.29 | 68.01 | 3.5 | 5.22
2020 | NE_2_RMPA | NE | RMPA | External | Winter | B19 | 700 | 310 | 310 | 60.03 | 68.01 | 3.5 | 4.48
2020 | NE_2_RMPA | NE | RMPA | External | Winter | B20 | 935 | 310 | 310 | 52.82 | 61.85 | 3.5 | 5.53
2020 | NWPP_Coal_2_MAPP_US | NWPP_Coal | MAPP_US | External | Shoulder | B11 | 25 | 150 | 0 | 72.5 | 67.26 | 5.5 | 0
2020 | NWPP_Coal_2_MAPP_US | NWPP_Coal | MAPP_US | External | Shoulder | B12 | 200 | 150 | 0 | 72.5 | 62.08 | 5.5 | 0
2020 | NWPP_Coal_2_MAPP_US | NWPP_Coal | MAPP_US | External | Shoulder | B13 | 600 | 150 | 0 | 72.5 | 59.77 | 5.5 | 0
2020 | NWPP_Coal_2_MAPP_US | NWPP_Coal | MAPP_US | External | Shoulder | B14 | 900 | 150 | 0 | 72.5 | 57.77 | 5.5 | 0
2020 | NWPP_Coal_2_MAPP_US | NWPP_Coal | MAPP_US | External | Shoulder | B15 | 1203 | 150 | 0 | 72.5 | 54.76 | 5.5 | 0
2020 | NWPP_Coal_2_MAPP_US | NWPP_Coal | MAPP_US | External | Summer | B1 | 10 | 150 | 150 | 76.23 | 96.39 | 5.5 | 14.66
2020 | NWPP_Coal_2_MAPP_US | NWPP_Coal | MAPP_US | External | Summer | B2 | 25 | 150 | 150 | 76.23 | 94.65 | 5.5 | 12.92
2020 | NWPP_Coal_2_MAPP_US | NWPP_Coal | MAPP_US | External | Summer | B3 | 75 | 150 | 150 | 72.47 | 94.66 | 5.5 | 16.69
2020 | NWPP_Coal_2_MAPP_US | NWPP_Coal | MAPP_US | External | Summer | B4 | 100 | 150 | 150 | 72.47 | 90.87 | 5.5 | 12.9
2020 | NWPP_Coal_2_MAPP_US | NWPP_Coal | MAPP_US | External | Summer | B5 | 200 | 150 | 150 | 72.47 | 81.21 | 5.5 | 3.24
2020 | NWPP_Coal_2_MAPP_US | NWPP_Coal | MAPP_US | External | Summer | B6 | 300 | 150 | 0 | 72.47 | 68.48 | 5.5 | 0
2020 | NWPP_Coal_2_MAPP_US | NWPP_Coal | MAPP_US | External | Summer | B7 | 400 | 150 | 0 | 72.47 | 61.84 | 5.5 | 0
2020 | NWPP_Coal_2_MAPP_US | NWPP_Coal | MAPP_US | External | Summer | B8 | 500 | 150 | 0 | 72.47 | 57.64 | 5.5 | 0
2020 | NWPP_Coal_2_MAPP_US | NWPP_Coal | MAPP_US | External | Summer | B9 | 800 | 150 | 0 | 72.47 | 57.17 | 5.5 | 0
2020 | NWPP_Coal_2_MAPP_US | NWPP_Coal | MAPP_US | External | Summer | B10 | 1262 | 150 | 0 | 72.47 | 55.45 | 5.5 | 0
2020 | NWPP_Coal_2_MAPP_US | NWPP_Coal | MAPP_US | External | Winter | B16 | 25 | 150 | 0 | 76.18 | 61.51 | 5.5 | 0
2020 | NWPP_Coal_2_MAPP_US | NWPP_Coal | MAPP_US | External | Winter | B17 | 100 | 150 | 0 | 76.18 | 64.34 | 5.5 | 0
2020 | NWPP_Coal_2_MAPP_US | NWPP_Coal | MAPP_US | External | Winter | B18 | 400 | 150 | 0 | 76.18 | 62.26 | 5.5 | 0
2020 | NWPP_Coal_2_MAPP_US | NWPP_Coal | MAPP_US | External | Winter | B19 | 700 | 150 | 0 | 76.18 | 61.51 | 5.5 | 0
2020 | NWPP_Coal_2_MAPP_US | NWPP_Coal | MAPP_US | External | Winter | B20 | 935 | 150 | 0 | 76.18 | 56.32 | 5.5 | 0
2020 | RMPA_2_MAPP_US | RMPA | MAPP_US | External | Shoulder | B11 | 25 | 200 | 0 | 70.35 | 67.26 | 5.5 | 0
2020 | RMPA_2_MAPP_US | RMPA | MAPP_US | External | Shoulder | B12 | 200 | 200 | 0 | 68.69 | 62.08 | 5.5 | 0
2020 | RMPA_2_MAPP_US | RMPA | MAPP_US | External | Shoulder | B13 | 600 | 200 | 0 | 66.27 | 59.77 | 5.5 | 0
2020 | RMPA_2_MAPP_US | RMPA | MAPP_US | External | Shoulder | B14 | 900 | 200 | 0 | 66.27 | 57.77 | 5.5 | 0
2020 | RMPA_2_MAPP_US | RMPA | MAPP_US | External | Shoulder | B15 | 1203 | 200 | 0 | 64.34 | 54.76 | 5.5 | 0
2020 | RMPA_2_MAPP_US | RMPA | MAPP_US | External | Summer | B1 | 10 | 200 | 0 | 97.35 | 96.39 | 5.5 | 0
2020 | RMPA_2_MAPP_US | RMPA | MAPP_US | External | Summer | B2 | 25 | 200 | 199.99 | 88.07 | 94.65 | 5.5 | 1.08
2020 | RMPA_2_MAPP_US | RMPA | MAPP_US | External | Summer | B3 | 75 | 200 | 0 | 91.16 | 94.66 | 5.5 | 0
2020 | RMPA_2_MAPP_US | RMPA | MAPP_US | External | Summer | B4 | 100 | 200 | 0 | 87.37 | 90.87 | 5.5 | 0
2020 | RMPA_2_MAPP_US | RMPA | MAPP_US | External | Summer | B5 | 200 | 200 | 0 | 77.71 | 81.21 | 5.5 | 0
2020 | RMPA_2_MAPP_US | RMPA | MAPP_US | External | Summer | B6 | 300 | 200 | 0 | 68.58 | 68.48 | 5.5 | 0
2020 | RMPA_2_MAPP_US | RMPA | MAPP_US | External | Summer | B7 | 400 | 200 | 0 | 68.58 | 61.84 | 5.5 | 0
2020 | RMPA_2_MAPP_US | RMPA | MAPP_US | External | Summer | B8 | 500 | 200 | 0 | 68.58 | 57.64 | 5.5 | 0
2020 | RMPA_2_MAPP_US | RMPA | MAPP_US | External | Summer | B9 | 800 | 200 | 0 | 64.3 | 57.17 | 5.5 | 0
2020 | RMPA_2_MAPP_US | RMPA | MAPP_US | External | Summer | B10 | 1262 | 200 | 0 | 64.27 | 55.45 | 5.5 | 0
2020 | RMPA_2_MAPP_US | RMPA | MAPP_US | External | Winter | B16 | 25 | 200 | 0 | 73.69 | 61.51 | 5.5 | 0
2020 | RMPA_2_MAPP_US | RMPA | MAPP_US | External | Winter | B17 | 100 | 200 | 0 | 73.69 | 64.34 | 5.5 | 0
2020 | RMPA_2_MAPP_US | RMPA | MAPP_US | External | Winter | B18 | 400 | 200 | 0 | 68.01 | 62.26 | 5.5 | 0
2020 | RMPA_2_MAPP_US | RMPA | MAPP_US | External | Winter | B19 | 700 | 200 | 0 | 68.01 | 61.51 | 5.5 | 0
2020 | RMPA_2_MAPP_US | RMPA | MAPP_US | External | Winter | B20 | 935 | 200 | 0 | 61.85 | 56.32 | 5.5 | 0
2020 | RMPA_2_NE | RMPA | NE | External | Shoulder | B11 | 25 | 310 | 0 | 70.35 | 69.26 | 5.5 | 0
2020 | RMPA_2_NE | RMPA | NE | External | Shoulder | B12 | 200 | 310 | 0 | 68.69 | 62.68 | 5.5 | 0
2020 | RMPA_2_NE | RMPA | NE | External | Shoulder | B13 | 600 | 310 | 0 | 66.27 | 61.75 | 5.5 | 0
2020 | RMPA_2_NE | RMPA | NE | External | Shoulder | B14 | 900 | 310 | 0 | 66.27 | 57.49 | 5.5 | 0
2020 | RMPA_2_NE | RMPA | NE | External | Shoulder | B15 | 1203 | 310 | 0 | 64.34 | 51.22 | 5.5 | 0
2020 | RMPA_2_NE | RMPA | NE | External | Summer | B1 | 10 | 310 | 0 | 97.35 | 98.39 | 5.5 | 0
2020 | RMPA_2_NE | RMPA | NE | External | Summer | B2 | 25 | 310 | 22.94 | 88.07 | 93.57 | 5.5 | 0
2020 | RMPA_2_NE | RMPA | NE | External | Summer | B3 | 75 | 310 | 170.39 | 91.16 | 96.66 | 5.5 | 0
2020 | RMPA_2_NE | RMPA | NE | External | Summer | B4 | 100 | 310 | 241.75 | 87.37 | 92.86 | 5.5 | 0
2020 | RMPA_2_NE | RMPA | NE | External | Summer | B5 | 200 | 310 | 202.99 | 77.71 | 83.21 | 5.5 | 0
2020 | RMPA_2_NE | RMPA | NE | External | Summer | B6 | 300 | 310 | 0 | 68.58 | 70.48 | 5.5 | 0
2020 | RMPA_2_NE | RMPA | NE | External | Summer | B7 | 400 | 310 | 0 | 68.58 | 63.84 | 5.5 | 0
2020 | RMPA_2_NE | RMPA | NE | External | Summer | B8 | 500 | 310 | 0 | 68.58 | 59.64 | 5.5 | 0
2020 | RMPA_2_NE | RMPA | NE | External | Summer | B9 | 800 | 310 | 0 | 64.3 | 59.17 | 5.5 | 0
2020 | RMPA_2_NE | RMPA | NE | External | Summer | B10 | 1262 | 310 | 0 | 64.27 | 56.91 | 5.5 | 0
2020 | RMPA_2_NE | RMPA | NE | External | Winter | B16 | 25 | 310 | 0 | 73.69 | 11.13 | 5.5 | 0
2020 | RMPA_2_NE | RMPA | NE | External | Winter | B17 | 100 | 310 | 0 | 73.69 | 60.85 | 5.5 | 0
2020 | RMPA_2_NE | RMPA | NE | External | Winter | B18 | 400 | 310 | 0 | 68.01 | 59.29 | 5.5 | 0
2020 | RMPA_2_NE | RMPA | NE | External | Winter | B19 | 700 | 310 | 0 | 68.01 | 60.03 | 5.5 | 0
2020 | RMPA_2_NE | RMPA | NE | External | Winter | B20 | 935 | 310 | 0 | 61.85 | 52.82 | 5.5 | 0
2020 | RMPA_2_SPP_N | RMPA | SPP_N | External | Shoulder | B11 | 25 | 210 | 0 | 70.35 | 67.26 | 5.5 | 0
2020 | RMPA_2_SPP_N | RMPA | SPP_N | External | Shoulder | B12 | 200 | 210 | 0 | 68.69 | 62.69 | 5.5 | 0
2020 | RMPA_2_SPP_N | RMPA | SPP_N | External | Shoulder | B13 | 600 | 210 | 0 | 66.27 | 61.77 | 5.5 | 0
2020 | RMPA_2_SPP_N | RMPA | SPP_N | External | Shoulder | B14 | 900 | 210 | 0 | 66.27 | 57.5 | 5.5 | 0
2020 | RMPA_2_SPP_N | RMPA | SPP_N | External | Shoulder | B15 | 1203 | 210 | 0 | 64.34 | 51.24 | 5.5 | 0
2020 | RMPA_2_SPP_N | RMPA | SPP_N | External | Summer | B1 | 10 | 210 | 0 | 97.35 | 64.09 | 5.5 | 0
2020 | RMPA_2_SPP_N | RMPA | SPP_N | External | Summer | B2 | 25 | 210 | 0 | 88.07 | 92.88 | 5.5 | 0
2020 | RMPA_2_SPP_N | RMPA | SPP_N | External | Summer | B3 | 75 | 210 | 0.16 | 91.16 | 96.65 | 5.5 | 0
2020 | RMPA_2_SPP_N | RMPA | SPP_N | External | Summer | B4 | 100 | 210 | 26.75 | 87.37 | 92.86 | 5.5 | 0
2020 | RMPA_2_SPP_N | RMPA | SPP_N | External | Summer | B5 | 200 | 210 | 120.67 | 77.71 | 83.21 | 5.5 | 0
2020 | RMPA_2_SPP_N | RMPA | SPP_N | External | Summer | B6 | 300 | 210 | 0 | 68.58 | 70.48 | 5.5 | 0
2020 | RMPA_2_SPP_N | RMPA | SPP_N | External | Summer | B7 | 400 | 210 | 0 | 68.58 | 63.86 | 5.5 | 0
2020 | RMPA_2_SPP_N | RMPA | SPP_N | External | Summer | B8 | 500 | 210 | 0 | 68.58 | 62.91 | 5.5 | 0
2020 | RMPA_2_SPP_N | RMPA | SPP_N | External | Summer | B9 | 800 | 210 | 0 | 64.3 | 60.69 | 5.5 | 0
2020 | RMPA_2_SPP_N | RMPA | SPP_N | External | Summer | B10 | 1262 | 210 | 0 | 64.27 | 56.92 | 5.5 | 0
2020 | RMPA_2_SPP_N | RMPA | SPP_N | External | Winter | B16 | 25 | 210 | 0 | 73.69 | 66.97 | 5.5 | 0
2020 | RMPA_2_SPP_N | RMPA | SPP_N | External | Winter | B17 | 100 | 210 | 0 | 73.69 | 63.53 | 5.5 | 0
2020 | RMPA_2_SPP_N | RMPA | SPP_N | External | Winter | B18 | 400 | 210 | 0 | 68.01 | 63.64 | 5.5 | 0
2020 | RMPA_2_SPP_N | RMPA | SPP_N | External | Winter | B19 | 700 | 210 | 0 | 68.01 | 60.99 | 5.5 | 0
2020 | RMPA_2_SPP_N | RMPA | SPP_N | External | Winter | B20 | 935 | 210 | 0 | 61.85 | 55.3 | 5.5 | 0
2020 | SPP_N_2_RMPA | SPP_N | RMPA | External | Shoulder | B11 | 25 | 210 | 0.02 | 67.26 | 70.35 | 3.5 | 0
2020 | SPP_N_2_RMPA | SPP_N | RMPA | External | Shoulder | B12 | 200 | 210 | 210 | 62.69 | 68.69 | 3.5 | 2.49
2020 | SPP_N_2_RMPA | SPP_N | RMPA | External | Shoulder | B13 | 600 | 210 | 210 | 61.77 | 66.27 | 3.5 | 1
2020 | SPP_N_2_RMPA | SPP_N | RMPA | External | Shoulder | B14 | 900 | 210 | 210 | 57.5 | 66.27 | 3.5 | 5.26
2020 | SPP_N_2_RMPA | SPP_N | RMPA | External | Shoulder | B15 | 1203 | 210 | 210 | 51.24 | 64.34 | 3.5 | 9.6
2020 | SPP_N_2_RMPA | SPP_N | RMPA | External | Summer | B1 | 10 | 210 | 210 | 64.09 | 97.35 | 3.5 | 29.76
2020 | SPP_N_2_RMPA | SPP_N | RMPA | External | Summer | B2 | 25 | 210 | 0 | 92.88 | 88.07 | 3.5 | 0
2020 | SPP_N_2_RMPA | SPP_N | RMPA | External | Summer | B3 | 75 | 210 | 0 | 96.65 | 91.16 | 3.5 | 0
2020 | SPP_N_2_RMPA | SPP_N | RMPA | External | Summer | B4 | 100 | 210 | 0 | 92.86 | 87.37 | 3.5 | 0
2020 | SPP_N_2_RMPA | SPP_N | RMPA | External | Summer | B5 | 200 | 210 | 0 | 83.21 | 77.71 | 3.5 | 0
2020 | SPP_N_2_RMPA | SPP_N | RMPA | External | Summer | B6 | 300 | 210 | 0 | 70.48 | 68.58 | 3.5 | 0
2020 | SPP_N_2_RMPA | SPP_N | RMPA | External | Summer | B7 | 400 | 210 | 210 | 63.86 | 68.58 | 3.5 | 1.22
2020 | SPP_N_2_RMPA | SPP_N | RMPA | External | Summer | B8 | 500 | 210 | 210 | 62.91 | 68.58 | 3.5 | 2.17
2020 | SPP_N_2_RMPA | SPP_N | RMPA | External | Summer | B9 | 800 | 210 | 210 | 60.69 | 64.3 | 3.5 | 0.11
2020 | SPP_N_2_RMPA | SPP_N | RMPA | External | Summer | B10 | 1262 | 210 | 210 | 56.92 | 64.27 | 3.5 | 3.85
2020 | SPP_N_2_RMPA | SPP_N | RMPA | External | Winter | B16 | 25 | 210 | 210 | 66.97 | 73.69 | 3.5 | 3.22
2020 | SPP_N_2_RMPA | SPP_N | RMPA | External | Winter | B17 | 100 | 210 | 210 | 63.53 | 73.69 | 3.5 | 6.66
2020 | SPP_N_2_RMPA | SPP_N | RMPA | External | Winter | B18 | 400 | 210 | 210 | 63.64 | 68.01 | 3.5 | 0.87
2020 | SPP_N_2_RMPA | SPP_N | RMPA | External | Winter | B19 | 700 | 210 | 210 | 60.99 | 68.01 | 3.5 | 3.52
2020 | SPP_N_2_RMPA | SPP_N | RMPA | External | Winter | B20 | 935 | 210 | 210 | 55.3 | 61.85 | 3.5 | 3.05
2020 | SPP_S_2_ERCOT | SPP_S | ERCOT | External | Shoulder | B11 | 25 | 800 | 800 | 67.26 | 95.94 | 3.5 | 25.18
2020 | SPP_S_2_ERCOT | SPP_S | ERCOT | External | Shoulder | B12 | 200 | 800 | 800 | 62.71 | 69.37 | 3.5 | 3.16
2020 | SPP_S_2_ERCOT | SPP_S | ERCOT | External | Shoulder | B13 | 600 | 800 | 665.6 | 61.78 | 65.28 | 3.5 | 0
2020 | SPP_S_2_ERCOT | SPP_S | ERCOT | External | Shoulder | B14 | 900 | 800 | 800 | 57.5 | 65.28 | 3.5 | 4.28
2020 | SPP_S_2_ERCOT | SPP_S | ERCOT | External | Shoulder | B15 | 1203 | 800 | 800 | 47.44 | 65.28 | 3.5 | 14.34
2020 | SPP_S_2_ERCOT | SPP_S | ERCOT | External | Summer | B1 | 10 | 800 | 800 | 64.09 | 108.25 | 3.5 | 40.65
2020 | SPP_S_2_ERCOT | SPP_S | ERCOT | External | Summer | B2 | 25 | 800 | 443.4 | 92.88 | 96.38 | 3.5 | 0
2020 | SPP_S_2_ERCOT | SPP_S | ERCOT | External | Summer | B3 | 75 | 800 | 0 | 96.65 | 94.24 | 3.5 | 0
2020 | SPP_S_2_ERCOT | SPP_S | ERCOT | External | Summer | B4 | 100 | 800 | 0 | 92.88 | 94.24 | 3.5 | 0
2020 | SPP_S_2_ERCOT | SPP_S | ERCOT | External | Summer | B5 | 200 | 800 | 800 | 83.22 | 94.24 | 3.5 | 7.52
2020 | SPP_S_2_ERCOT | SPP_S | ERCOT | External | Summer | B6 | 300 | 800 | 800 | 70.5 | 94.24 | 3.5 | 20.25
2020 | SPP_S_2_ERCOT | SPP_S | ERCOT | External | Summer | B7 | 400 | 800 | 800 | 65.48 | 70.02 | 3.5 | 1.04
2020 | SPP_S_2_ERCOT | SPP_S | ERCOT | External | Summer | B8 | 500 | 800 | 0 | 63.95 | 64.14 | 3.5 | 0
2020 | SPP_S_2_ERCOT | SPP_S | ERCOT | External | Summer | B9 | 800 | 800 | 0 | 63.95 | 64.14 | 3.5 | 0
2020 | SPP_S_2_ERCOT | SPP_S | ERCOT | External | Summer | B10 | 1262 | 800 | 800 | 56.93 | 64.14 | 3.5 | 3.7
2020 | SPP_S_2_ERCOT | SPP_S | ERCOT | External | Winter | B16 | 25 | 800 | 800 | 66.99 | 73.98 | 3.5 | 3.49
2020 | SPP_S_2_ERCOT | SPP_S | ERCOT | External | Winter | B17 | 100 | 800 | 800 | 63.55 | 69.91 | 3.5 | 2.86
2020 | SPP_S_2_ERCOT | SPP_S | ERCOT | External | Winter | B18 | 400 | 800 | 800 | 63.65 | 67.74 | 3.5 | 0.59
2020 | SPP_S_2_ERCOT | SPP_S | ERCOT | External | Winter | B19 | 700 | 800 | 800 | 61 | 67.74 | 3.5 | 3.24
2020 | SPP_S_2_ERCOT | SPP_S | ERCOT | External | Winter | B20 | 935 | 800 | 800 | 55.3 | 67.74 | 3.5 | 8.94
2025 | AZ_NM_SNV_Coal_2_SPP_S | AZ_NM_SNV_Coal | SPP_S | External | Shoulder | B11 | 25 | 400 | 0 | 72.74 | 73.95 | 8.17 | 0
2025 | AZ_NM_SNV_Coal_2_SPP_S | AZ_NM_SNV_Coal | SPP_S | External | Shoulder | B12 | 200 | 400 | 0 | 72.49 | 67.2 | 8.17 | 0
2025 | AZ_NM_SNV_Coal_2_SPP_S | AZ_NM_SNV_Coal | SPP_S | External | Shoulder | B13 | 600 | 400 | 0 | 72.49 | 66.79 | 8.17 | 0
2025 | AZ_NM_SNV_Coal_2_SPP_S | AZ_NM_SNV_Coal | SPP_S | External | Shoulder | B14 | 900 | 400 | 0 | 72.49 | 58.02 | 8.17 | 0
2025 | AZ_NM_SNV_Coal_2_SPP_S | AZ_NM_SNV_Coal | SPP_S | External | Shoulder | B15 | 1203 | 400 | 0 | 72.49 | 0.01 | 8.17 | 0
2025 | AZ_NM_SNV_Coal_2_SPP_S | AZ_NM_SNV_Coal | SPP_S | External | Summer | B1 | 10 | 400 | 0 | 107.48 | 69.11 | 8.17 | 0
2025 | AZ_NM_SNV_Coal_2_SPP_S | AZ_NM_SNV_Coal | SPP_S | External | Summer | B2 | 25 | 400 | 0 | 97.41 | 100.23 | 8.17 | 0
2025 | AZ_NM_SNV_Coal_2_SPP_S | AZ_NM_SNV_Coal | SPP_S | External | Summer | B3 | 75 | 400 | 0 | 97.41 | 104.78 | 8.17 | 0
2025 | AZ_NM_SNV_Coal_2_SPP_S | AZ_NM_SNV_Coal | SPP_S | External | Summer | B4 | 100 | 400 | 0 | 95.17 | 100.23 | 8.17 | 0
2025 | AZ_NM_SNV_Coal_2_SPP_S | AZ_NM_SNV_Coal | SPP_S | External | Summer | B5 | 200 | 400 | 0 | 87.02 | 92.67 | 8.17 | 0
2025 | AZ_NM_SNV_Coal_2_SPP_S | AZ_NM_SNV_Coal | SPP_S | External | Summer | B6 | 300 | 400 | 0 | 87.02 | 80.39 | 8.17 | 0
2025 | AZ_NM_SNV_Coal_2_SPP_S | AZ_NM_SNV_Coal | SPP_S | External | Summer | B7 | 400 | 400 | 0 | 78.84 | 74.74 | 8.17 | 0
2025 | AZ_NM_SNV_Coal_2_SPP_S | AZ_NM_SNV_Coal | SPP_S | External | Summer | B8 | 500 | 400 | 0 | 78.84 | 69.11 | 8.17 | 0
2025 | AZ_NM_SNV_Coal_2_SPP_S | AZ_NM_SNV_Coal | SPP_S | External | Summer | B9 | 800 | 400 | 0 | 75.3 | 68.95 | 8.17 | 0
2025 | AZ_NM_SNV_Coal_2_SPP_S | AZ_NM_SNV_Coal | SPP_S | External | Summer | B10 | 1262 | 400 | 0 | 70.69 | 56.81 | 8.17 | 0
2025 | AZ_NM_SNV_Coal_2_SPP_S | AZ_NM_SNV_Coal | SPP_S | External | Winter | B16 | 25 | 400 | 0 | 75.85 | 70.06 | 8.17 | 0
2025 | AZ_NM_SNV_Coal_2_SPP_S | AZ_NM_SNV_Coal | SPP_S | External | Winter | B17 | 100 | 400 | 0 | 75.85 | 68.71 | 8.17 | 0
2025 | AZ_NM_SNV_Coal_2_SPP_S | AZ_NM_SNV_Coal | SPP_S | External | Winter | B18 | 400 | 400 | 0 | 75.85 | 68.34 | 8.17 | 0
2025 | AZ_NM_SNV_Coal_2_SPP_S | AZ_NM_SNV_Coal | SPP_S | External | Winter | B19 | 700 | 400 | 0 | 75.85 | 66.52 | 8.17 | 0
2025 | AZ_NM_SNV_Coal_2_SPP_S | AZ_NM_SNV_Coal | SPP_S | External | Winter | B20 | 935 | 400 | 0 | 75.85 | 49.47 | 8.17 | 0
2025 | ERCOT_2_SPP_S | ERCOT | SPP_S | External | Shoulder | B11 | 25 | 800 | 0 | 77.45 | 73.95 | 5.5 | 0
2025 | ERCOT_2_SPP_S | ERCOT | SPP_S | External | Shoulder | B12 | 200 | 800 | 0 | 70.42 | 67.2 | 5.5 | 0
2025 | ERCOT_2_SPP_S | ERCOT | SPP_S | External | Shoulder | B13 | 600 | 800 | 0 | 70.42 | 66.79 | 5.5 | 0
2025 | ERCOT_2_SPP_S | ERCOT | SPP_S | External | Shoulder | B14 | 900 | 800 | 0 | 70.42 | 58.02 | 5.5 | 0
2025 | ERCOT_2_SPP_S | ERCOT | SPP_S | External | Shoulder | B15 | 1203 | 800 | 0 | 61.3 | 0.01 | 5.5 | 0
2025 | ERCOT_2_SPP_S | ERCOT | SPP_S | External | Summer | B1 | 10 | 800 | 0 | 110.2 | 69.11 | 5.5 | 0
2025 | ERCOT_2_SPP_S | ERCOT | SPP_S | External | Summer | B2 | 25 | 800 | 0 | 101.72 | 100.23 | 5.5 | 0
2025 | ERCOT_2_SPP_S | ERCOT | SPP_S | External | Summer | B3 | 75 | 800 | 0 | 101.72 | 104.78 | 5.5 | 0
2025 | ERCOT_2_SPP_S | ERCOT | SPP_S | External | Summer | B4 | 100 | 800 | 0 | 101.72 | 100.23 | 5.5 | 0
2025 | ERCOT_2_SPP_S | ERCOT | SPP_S | External | Summer | B5 | 200 | 800 | 0 | 96.17 | 92.67 | 5.5 | 0
2025 | ERCOT_2_SPP_S | ERCOT | SPP_S | External | Summer | B6 | 300 | 800 | 0 | 81.97 | 80.39 | 5.5 | 0
2025 | ERCOT_2_SPP_S | ERCOT | SPP_S | External | Summer | B7 | 400 | 800 | 0 | 75.53 | 74.74 | 5.5 | 0
2025 | ERCOT_2_SPP_S | ERCOT | SPP_S | External | Summer | B8 | 500 | 800 | 0 | 69.16 | 69.11 | 5.5 | 0
2025 | ERCOT_2_SPP_S | ERCOT | SPP_S | External | Summer | B9 | 800 | 800 | 0 | 69.16 | 68.95 | 5.5 | 0
2025 | ERCOT_2_SPP_S | ERCOT | SPP_S | External | Summer | B10 | 1262 | 800 | 0 | 69.16 | 56.81 | 5.5 | 0
2025 | ERCOT_2_SPP_S | ERCOT | SPP_S | External | Winter | B16 | 25 | 800 | 0 | 73.56 | 70.06 | 5.5 | 0
2025 | ERCOT_2_SPP_S | ERCOT | SPP_S | External | Winter | B17 | 100 | 800 | 0 | 73.13 | 68.71 | 5.5 | 0
2025 | ERCOT_2_SPP_S | ERCOT | SPP_S | External | Winter | B18 | 400 | 800 | 0 | 73.13 | 68.34 | 5.5 | 0
2025 | ERCOT_2_SPP_S | ERCOT | SPP_S | External | Winter | B19 | 700 | 800 | 0 | 73.13 | 66.52 | 5.5 | 0
2025 | ERCOT_2_SPP_S | ERCOT | SPP_S | External | Winter | B20 | 935 | 800 | 0 | 63.67 | 49.47 | 5.5 | 0
2025 | MAPP_US_2_RMPA | MAPP_US | RMPA | External | Shoulder | B11 | 25 | 200 | 0 | 73.22 | 76.45 | 6.5 | 0
2025 | MAPP_US_2_RMPA | MAPP_US | RMPA | External | Shoulder | B12 | 200 | 200 | 200 | 65.19 | 76.45 | 6.5 | 4.76
2025 | MAPP_US_2_RMPA | MAPP_US | RMPA | External | Shoulder | B13 | 600 | 200 | 200 | 64.77 | 76.45 | 6.5 | 5.18
2025 | MAPP_US_2_RMPA | MAPP_US | RMPA | External | Shoulder | B14 | 900 | 200 | 200 | 61.52 | 76.45 | 6.5 | 8.43
2025 | MAPP_US_2_RMPA | MAPP_US | RMPA | External | Shoulder | B15 | 1203 | 200 | 200 | 5.86 | 76.45 | 6.5 | 64.08
2025 | MAPP_US_2_RMPA | MAPP_US | RMPA | External | Summer | B1 | 10 | 200 | 94.96 | 104.03 | 110.53 | 6.5 | 0
2025 | MAPP_US_2_RMPA | MAPP_US | RMPA | External | Summer | B2 | 25 | 200 | 0 | 102.77 | 103.73 | 6.5 | 0
2025 | MAPP_US_2_RMPA | MAPP_US | RMPA | External | Summer | B3 | 75 | 200 | 0 | 102.77 | 105.57 | 6.5 | 0
2025 | MAPP_US_2_RMPA | MAPP_US | RMPA | External | Summer | B4 | 100 | 200 | 0 | 98.22 | 101.64 | 6.5 | 0
2025 | MAPP_US_2_RMPA | MAPP_US | RMPA | External | Summer | B5 | 200 | 200 | 0 | 90.64 | 95.17 | 6.5 | 0
2025 | MAPP_US_2_RMPA | MAPP_US | RMPA | External | Summer | B6 | 300 | 200 | 0 | 78.36 | 83.86 | 6.5 | 0
2025 | MAPP_US_2_RMPA | MAPP_US | RMPA | External | Summer | B7 | 400 | 200 | 0 | 72.72 | 78.23 | 6.5 | 0
2025 | MAPP_US_2_RMPA | MAPP_US | RMPA | External | Summer | B8 | 500 | 200 | 200 | 64.49 | 74.45 | 6.5 | 3.47
2025 | MAPP_US_2_RMPA | MAPP_US | RMPA | External | Summer | B9 | 800 | 200 | 200 | 60.69 | 74.45 | 6.5 | 7.26
2025 | MAPP_US_2_RMPA | MAPP_US | RMPA | External | Summer | B10 | 1262 | 200 | 200 | 52.8 | 74.45 | 6.5 | 15.16
2025 | MAPP_US_2_RMPA | MAPP_US | RMPA | External | Winter | B16 | 25 | 200 | 200 | 51.8 | 81.29 | 6.5 | 22.99
2025 | MAPP_US_2_RMPA | MAPP_US | RMPA | External | Winter | B17 | 100 | 200 | 200 | 57.69 | 80.18 | 6.5 | 15.99
2025 | MAPP_US_2_RMPA | MAPP_US | RMPA | External | Winter | B18 | 400 | 200 | 200 | 66.32 | 80.18 | 6.5 | 7.36
2025 | MAPP_US_2_RMPA | MAPP_US | RMPA | External | Winter | B19 | 700 | 200 | 200 | 66.32 | 80.18 | 6.5 | 7.36
2025 | MAPP_US_2_RMPA | MAPP_US | RMPA | External | Winter | B20 | 935 | 200 | 200 | 51.8 | 79.15 | 6.5 | 20.85
2025 | NE_2_RMPA | NE | RMPA | External | Shoulder | B11 | 25 | 310 | 0 | 75.22 | 76.45 | 3.5 | 0
2025 | NE_2_RMPA | NE | RMPA | External | Shoulder | B12 | 200 | 310 | 310 | 67.18 | 76.45 | 3.5 | 5.77
2025 | NE_2_RMPA | NE | RMPA | External | Shoulder | B13 | 600 | 310 | 310 | 66.77 | 76.45 | 3.5 | 6.18
2025 | NE_2_RMPA | NE | RMPA | External | Shoulder | B14 | 900 | 310 | 310 | 58.02 | 76.45 | 3.5 | 14.93
2025 | NE_2_RMPA | NE | RMPA | External | Shoulder | B15 | 1203 | 310 | 310 | 0.03 | 76.45 | 3.5 | 72.91
2025 | NE_2_RMPA | NE | RMPA | External | Summer | B1 | 10 | 310 | 309.98 | 106.03 | 110.53 | 3.5 | 1
2025 | NE_2_RMPA | NE | RMPA | External | Summer | B2 | 25 | 310 | 0.45 | 100.24 | 103.73 | 3.5 | 0
2025 | NE_2_RMPA | NE | RMPA | External | Summer | B3 | 75 | 310 | 0 | 104.77 | 105.57 | 3.5 | 0
2025 | NE_2_RMPA | NE | RMPA | External | Summer | B4 | 100 | 310 | 0 | 100.22 | 101.64 | 3.5 | 0
2025 | NE_2_RMPA | NE | RMPA | External | Summer | B5 | 200 | 310 | 0 | 92.64 | 95.17 | 3.5 | 0
2025 | NE_2_RMPA | NE | RMPA | External | Summer | B6 | 300 | 310 | 212.68 | 80.36 | 83.86 | 3.5 | 0
2025 | NE_2_RMPA | NE | RMPA | External | Summer | B7 | 400 | 310 | 309.96 | 74.72 | 78.23 | 3.5 | 0.01
2025 | NE_2_RMPA | NE | RMPA | External | Summer | B8 | 500 | 310 | 310 | 66.49 | 74.45 | 3.5 | 4.47
2025 | NE_2_RMPA | NE | RMPA | External | Summer | B9 | 800 | 310 | 310 | 62.69 | 74.45 | 3.5 | 8.26
2025 | NE_2_RMPA | NE | RMPA | External | Summer | B10 | 1262 | 310 | 310 | 54.8 | 74.45 | 3.5 | 16.16
2025 | NE_2_RMPA | NE | RMPA | External | Winter | B16 | 25 | 310 | 310 | 11.68 | 81.29 | 3.5 | 66.12
2025 | NE_2_RMPA | NE | RMPA | External | Winter | B17 | 100 | 310 | 310 | 54.19 | 80.18 | 3.5 | 22.49
2025 | NE_2_RMPA | NE | RMPA | External | Winter | B18 | 400 | 310 | 310 | 62.82 | 80.18 | 3.5 | 13.86
2025 | NE_2_RMPA | NE | RMPA | External | Winter | B19 | 700 | 310 | 310 | 62.82 | 80.18 | 3.5 | 13.86
2025 | NE_2_RMPA | NE | RMPA | External | Winter | B20 | 935 | 310 | 310 | 48.3 | 79.15 | 3.5 | 27.35
2025 | NWPP_Coal_2_MAPP_US | NWPP_Coal | MAPP_US | External | Shoulder | B11 | 25 | 150 | 0 | 85.34 | 73.22 | 5.5 | 0
2025 | NWPP_Coal_2_MAPP_US | NWPP_Coal | MAPP_US | External | Shoulder | B12 | 200 | 150 | 0 | 85.34 | 65.19 | 5.5 | 0
2025 | NWPP_Coal_2_MAPP_US | NWPP_Coal | MAPP_US | External | Shoulder | B13 | 600 | 150 | 0 | 85.34 | 64.77 | 5.5 | 0
2025 | NWPP_Coal_2_MAPP_US | NWPP_Coal | MAPP_US | External | Shoulder | B14 | 900 | 150 | 0 | 85.34 | 61.52 | 5.5 | 0
2025 | NWPP_Coal_2_MAPP_US | NWPP_Coal | MAPP_US | External | Shoulder | B15 | 1203 | 150 | 0 | 85.34 | 5.86 | 5.5 | 0
2025 | NWPP_Coal_2_MAPP_US | NWPP_Coal | MAPP_US | External | Summer | B1 | 10 | 150 | 0.02 | 99.31 | 104.03 | 5.5 | 0
2025 | NWPP_Coal_2_MAPP_US | NWPP_Coal | MAPP_US | External | Summer | B2 | 25 | 150 | 150 | 91.98 | 102.77 | 5.5 | 5.29
2025 | NWPP_Coal_2_MAPP_US | NWPP_Coal | MAPP_US | External | Summer | B3 | 75 | 150 | 150 | 90.37 | 102.77 | 5.5 | 6.9
2025 | NWPP_Coal_2_MAPP_US | NWPP_Coal | MAPP_US | External | Summer | B4 | 100 | 150 | 150 | 87 | 98.22 | 5.5 | 5.71
2025 | NWPP_Coal_2_MAPP_US | NWPP_Coal | MAPP_US | External | Summer | B5 | 200 | 150 | 0 | 87 | 90.64 | 5.5 | 0
2025 | NWPP_Coal_2_MAPP_US | NWPP_Coal | MAPP_US | External | Summer | B6 | 300 | 150 | 0 | 87 | 78.36 | 5.5 | 0
2025 | NWPP_Coal_2_MAPP_US | NWPP_Coal | MAPP_US | External | Summer | B7 | 400 | 150 | 0 | 87 | 72.72 | 5.5 | 0
2025 | NWPP_Coal_2_MAPP_US | NWPP_Coal | MAPP_US | External | Summer | B8 | 500 | 150 | 0 | 87 | 64.49 | 5.5 | 0
2025 | NWPP_Coal_2_MAPP_US | NWPP_Coal | MAPP_US | External | Summer | B9 | 800 | 150 | 0 | 87 | 60.69 | 5.5 | 0
2025 | NWPP_Coal_2_MAPP_US | NWPP_Coal | MAPP_US | External | Summer | B10 | 1262 | 150 | 0 | 87 | 52.8 | 5.5 | 0
2025 | NWPP_Coal_2_MAPP_US | NWPP_Coal | MAPP_US | External | Winter | B16 | 25 | 150 | 0 | 89.46 | 51.8 | 5.5 | 0
2025 | NWPP_Coal_2_MAPP_US | NWPP_Coal | MAPP_US | External | Winter | B17 | 100 | 150 | 0 | 89.46 | 57.69 | 5.5 | 0
2025 | NWPP_Coal_2_MAPP_US | NWPP_Coal | MAPP_US | External | Winter | B18 | 400 | 150 | 0 | 89.46 | 66.32 | 5.5 | 0
2025 | NWPP_Coal_2_MAPP_US | NWPP_Coal | MAPP_US | External | Winter | B19 | 700 | 150 | 0 | 89.46 | 66.32 | 5.5 | 0
2025 | NWPP_Coal_2_MAPP_US | NWPP_Coal | MAPP_US | External | Winter | B20 | 935 | 150 | 0 | 89.46 | 51.8 | 5.5 | 0
2025 | RMPA_2_MAPP_US | RMPA | MAPP_US | External | Shoulder | B11 | 25 | 200 | 0 | 76.45 | 73.22 | 5.5 | 0
2025 | RMPA_2_MAPP_US | RMPA | MAPP_US | External | Shoulder | B12 | 200 | 200 | 0 | 76.45 | 65.19 | 5.5 | 0
2025 | RMPA_2_MAPP_US | RMPA | MAPP_US | External | Shoulder | B13 | 600 | 200 | 0 | 76.45 | 64.77 | 5.5 | 0
2025 | RMPA_2_MAPP_US | RMPA | MAPP_US | External | Shoulder | B14 | 900 | 200 | 0 | 76.45 | 61.52 | 5.5 | 0
2025 | RMPA_2_MAPP_US | RMPA | MAPP_US | External | Shoulder | B15 | 1203 | 200 | 0 | 76.45 | 5.86 | 5.5 | 0
2025 | RMPA_2_MAPP_US | RMPA | MAPP_US | External | Summer | B1 | 10 | 200 | 0 | 110.53 | 104.03 | 5.5 | 0
2025 | RMPA_2_MAPP_US | RMPA | MAPP_US | External | Summer | B2 | 25 | 200 | 0 | 103.73 | 102.77 | 5.5 | 0
2025 | RMPA_2_MAPP_US | RMPA | MAPP_US | External | Summer | B3 | 75 | 200 | 0 | 105.57 | 102.77 | 5.5 | 0
2025 | RMPA_2_MAPP_US | RMPA | MAPP_US | External | Summer | B4 | 100 | 200 | 0 | 101.64 | 98.22 | 5.5 | 0
2025 | RMPA_2_MAPP_US | RMPA | MAPP_US | External | Summer | B5 | 200 | 200 | 0 | 95.17 | 90.64 | 5.5 | 0
2025 | RMPA_2_MAPP_US | RMPA | MAPP_US | External | Summer | B6 | 300 | 200 | 0 | 83.86 | 78.36 | 5.5 | 0
2025 | RMPA_2_MAPP_US | RMPA | MAPP_US | External | Summer | B7 | 400 | 200 | 0 | 78.23 | 72.72 | 5.5 | 0
2025 | RMPA_2_MAPP_US | RMPA | MAPP_US | External | Summer | B8 | 500 | 200 | 0 | 74.45 | 64.49 | 5.5 | 0
2025 | RMPA_2_MAPP_US | RMPA | MAPP_US | External | Summer | B9 | 800 | 200 | 0 | 74.45 | 60.69 | 5.5 | 0
2025 | RMPA_2_MAPP_US | RMPA | MAPP_US | External | Summer | B10 | 1262 | 200 | 0 | 74.45 | 52.8 | 5.5 | 0
2025 | RMPA_2_MAPP_US | RMPA | MAPP_US | External | Winter | B16 | 25 | 200 | 0 | 81.29 | 51.8 | 5.5 | 0
2025 | RMPA_2_MAPP_US | RMPA | MAPP_US | External | Winter | B17 | 100 | 200 | 0 | 80.18 | 57.69 | 5.5 | 0
2025 | RMPA_2_MAPP_US | RMPA | MAPP_US | External | Winter | B18 | 400 | 200 | 0 | 80.18 | 66.32 | 5.5 | 0
2025 | RMPA_2_MAPP_US | RMPA | MAPP_US | External | Winter | B19 | 700 | 200 | 0 | 80.18 | 66.32 | 5.5 | 0
2025 | RMPA_2_MAPP_US | RMPA | MAPP_US | External | Winter | B20 | 935 | 200 | 0 | 79.15 | 51.8 | 5.5 | 0
2025 | RMPA_2_NE | RMPA | NE | External | Shoulder | B11 | 25 | 310 | 0 | 76.45 | 75.22 | 5.5 | 0
2025 | RMPA_2_NE | RMPA | NE | External | Shoulder | B12 | 200 | 310 | 0 | 76.45 | 67.18 | 5.5 | 0
2025 | RMPA_2_NE | RMPA | NE | External | Shoulder | B13 | 600 | 310 | 0 | 76.45 | 66.77 | 5.5 | 0
2025 | RMPA_2_NE | RMPA | NE | External | Shoulder | B14 | 900 | 310 | 0 | 76.45 | 58.02 | 5.5 | 0
2025 | RMPA_2_NE | RMPA | NE | External | Shoulder | B15 | 1203 | 310 | 0 | 76.45 | 0.03 | 5.5 | 0
2025 | RMPA_2_NE | RMPA | NE | External | Summer | B1 | 10 | 310 | 0 | 110.53 | 106.03 | 5.5 | 0
2025 | RMPA_2_NE | RMPA | NE | External | Summer | B2 | 25 | 310 | 0 | 103.73 | 100.24 | 5.5 | 0
2025 | RMPA_2_NE | RMPA | NE | External | Summer | B3 | 75 | 310 | 0 | 105.57 | 104.77 | 5.5 | 0
2025 | RMPA_2_NE | RMPA | NE | External | Summer | B4 | 100 | 310 | 0 | 101.64 | 100.22 | 5.5 | 0
2025 | RMPA_2_NE | RMPA | NE | External | Summer | B5 | 200 | 310 | 0 | 95.17 | 92.64 | 5.5 | 0
2025 | RMPA_2_NE | RMPA | NE | External | Summer | B6 | 300 | 310 | 0 | 83.86 | 80.36 | 5.5 | 0
2025 | RMPA_2_NE | RMPA | NE | External | Summer | B7 | 400 | 310 | 0 | 78.23 | 74.72 | 5.5 | 0
2025 | RMPA_2_NE | RMPA | NE | External | Summer | B8 | 500 | 310 | 0 | 74.45 | 66.49 | 5.5 | 0
2025 | RMPA_2_NE | RMPA | NE | External | Summer | B9 | 800 | 310 | 0 | 74.45 | 62.69 | 5.5 | 0
2025 | RMPA_2_NE | RMPA | NE | External | Summer | B10 | 1262 | 310 | 0 | 74.45 | 54.8 | 5.5 | 0
2025 | RMPA_2_NE | RMPA | NE | External | Winter | B16 | 25 | 310 | 0 | 81.29 | 11.68 | 5.5 | 0
2025 | RMPA_2_NE | RMPA | NE | External | Winter | B17 | 100 | 310 | 0 | 80.18 | 54.19 | 5.5 | 0
2025 | RMPA_2_NE | RMPA | NE | External | Winter | B18 | 400 | 310 | 0 | 80.18 | 62.82 | 5.5 | 0
2025 | RMPA_2_NE | RMPA | NE | External | Winter | B19 | 700 | 310 | 0 | 80.18 | 62.82 | 5.5 | 0
2025 | RMPA_2_NE | RMPA | NE | External | Winter | B20 | 935 | 310 | 0 | 79.15 | 48.3 | 5.5 | 0
2025 | RMPA_2_SPP_N | RMPA | SPP_N | External | Shoulder | B11 | 25 | 210 | 0 | 76.45 | 73.95 | 5.5 | 0
2025 | RMPA_2_SPP_N | RMPA | SPP_N | External | Shoulder | B12 | 200 | 210 | 0 | 76.45 | 67.19 | 5.5 | 0
2025 | RMPA_2_SPP_N | RMPA | SPP_N | External | Shoulder | B13 | 600 | 210 | 0 | 76.45 | 66.78 | 5.5 | 0
2025 | RMPA_2_SPP_N | RMPA | SPP_N | External | Shoulder | B14 | 900 | 210 | 0 | 76.45 | 58.03 | 5.5 | 0
2025 | RMPA_2_SPP_N | RMPA | SPP_N | External | Shoulder | B15 | 1203 | 210 | 0 | 76.45 | 0.02 | 5.5 | 0
2025 | RMPA_2_SPP_N | RMPA | SPP_N | External | Summer | B1 | 10 | 210 | 0 | 110.53 | 69.11 | 5.5 | 0
2025 | RMPA_2_SPP_N | RMPA | SPP_N | External | Summer | B2 | 25 | 210 | 0 | 103.73 | 100.23 | 5.5 | 0
2025 | RMPA_2_SPP_N | RMPA | SPP_N | External | Summer | B3 | 75 | 210 | 0 | 105.57 | 104.78 | 5.5 | 0
2025 | RMPA_2_SPP_N | RMPA | SPP_N | External | Summer | B4 | 100 | 210 | 0 | 101.64 | 100.23 | 5.5 | 0
2025 | RMPA_2_SPP_N | RMPA | SPP_N | External | Summer | B5 | 200 | 210 | 0 | 95.17 | 92.66 | 5.5 | 0
2025 | RMPA_2_SPP_N | RMPA | SPP_N | External | Summer | B6 | 300 | 210 | 0 | 83.86 | 80.38 | 5.5 | 0
2025 | RMPA_2_SPP_N | RMPA | SPP_N | External | Summer | B7 | 400 | 210 | 0 | 78.23 | 74.73 | 5.5 | 0
2025 | RMPA_2_SPP_N | RMPA | SPP_N | External | Summer | B8 | 500 | 210 | 0 | 74.45 | 68.5 | 5.5 | 0
2025 | RMPA_2_SPP_N | RMPA | SPP_N | External | Summer | B9 | 800 | 210 | 0 | 74.45 | 65.74 | 5.5 | 0
2025 | RMPA_2_SPP_N | RMPA | SPP_N | External | Summer | B10 | 1262 | 210 | 0 | 74.45 | 56.8 | 5.5 | 0
2025 | RMPA_2_SPP_N | RMPA | SPP_N | External | Winter | B16 | 25 | 210 | 0 | 81.29 | 70.05 | 5.5 | 0
2025 | RMPA_2_SPP_N | RMPA | SPP_N | External | Winter | B17 | 100 | 210 | 0 | 80.18 | 68.69 | 5.5 | 0
2025 | RMPA_2_SPP_N | RMPA | SPP_N | External | Winter | B18 | 400 | 210 | 0 | 80.18 | 68.32 | 5.5 | 0
2025 | RMPA_2_SPP_N | RMPA | SPP_N | External | Winter | B19 | 700 | 210 | 0 | 80.18 | 66.5 | 5.5 | 0
2025 | RMPA_2_SPP_N | RMPA | SPP_N | External | Winter | B20 | 935 | 210 | 0 | 79.15 | 49.46 | 5.5 | 0
2025 | SPP_N_2_RMPA | SPP_N | RMPA | External | Shoulder | B11 | 25 | 210 | 0 | 73.95 | 76.45 | 3.5 | 0
2025 | SPP_N_2_RMPA | SPP_N | RMPA | External | Shoulder | B12 | 200 | 210 | 210 | 67.19 | 76.45 | 3.5 | 5.76
2025 | SPP_N_2_RMPA | SPP_N | RMPA | External | Shoulder | B13 | 600 | 210 | 210 | 66.78 | 76.45 | 3.5 | 6.17
2025 | SPP_N_2_RMPA | SPP_N | RMPA | External | Shoulder | B14 | 900 | 210 | 210 | 58.03 | 76.45 | 3.5 | 14.92
2025 | SPP_N_2_RMPA | SPP_N | RMPA | External | Shoulder | B15 | 1203 | 210 | 210 | 0.02 | 76.45 | 3.5 | 72.93
2025 | SPP_N_2_RMPA | SPP_N | RMPA | External | Summer | B1 | 10 | 210 | 210 | 69.11 | 110.53 | 3.5 | 37.92
2025 | SPP_N_2_RMPA | SPP_N | RMPA | External | Summer | B2 | 25 | 210 | 51.41 | 100.23 | 103.73 | 3.5 | 0
2025 | SPP_N_2_RMPA | SPP_N | RMPA | External | Summer | B3 | 75 | 210 | 0 | 104.78 | 105.57 | 3.5 | 0
2025 | SPP_N_2_RMPA | SPP_N | RMPA | External | Summer | B4 | 100 | 210 | 0 | 100.23 | 101.64 | 3.5 | 0
2025 | SPP_N_2_RMPA | SPP_N | RMPA | External | Summer | B5 | 200 | 210 | 0 | 92.66 | 95.17 | 3.5 | 0
2025 | SPP_N_2_RMPA | SPP_N | RMPA | External | Summer | B6 | 300 | 210 | 0.05 | 80.38 | 83.86 | 3.5 | 0
2025 | SPP_N_2_RMPA | SPP_N | RMPA | External | Summer | B7 | 400 | 210 | 129.68 | 74.73 | 78.23 | 3.5 | 0
2025 | SPP_N_2_RMPA | SPP_N | RMPA | External | Summer | B8 | 500 | 210 | 210 | 68.5 | 74.45 | 3.5 | 2.45
2025 | SPP_N_2_RMPA | SPP_N | RMPA | External | Summer | B9 | 800 | 210 | 210 | 65.74 | 74.45 | 3.5 | 5.22
2025 | SPP_N_2_RMPA | SPP_N | RMPA | External | Summer | B10 | 1262 | 210 | 210 | 56.8 | 74.45 | 3.5 | 14.16
2025 | SPP_N_2_RMPA | SPP_N | RMPA | External | Winter | B16 | 25 | 210 | 210 | 70.05 | 81.29 | 3.5 | 7.75
2025 | SPP_N_2_RMPA | SPP_N | RMPA | External | Winter | B17 | 100 | 210 | 210 | 68.69 | 80.18 | 3.5 | 7.99
2025 | SPP_N_2_RMPA | SPP_N | RMPA | External | Winter | B18 | 400 | 210 | 210 | 68.32 | 80.18 | 3.5 | 8.36
2025 | SPP_N_2_RMPA | SPP_N | RMPA | External | Winter | B19 | 700 | 210 | 210 | 66.5 | 80.18 | 3.5 | 10.18
2025 | SPP_N_2_RMPA | SPP_N | RMPA | External | Winter | B20 | 935 | 210 | 210 | 49.46 | 79.15 | 3.5 | 26.19
2025 | SPP_S_2_ERCOT | SPP_S | ERCOT | External | Shoulder | B11 | 25 | 800 | 57.85 | 73.95 | 77.45 | 3.5 | 0
2025 | SPP_S_2_ERCOT | SPP_S | ERCOT | External | Shoulder | B12 | 200 | 800 | 0 | 67.2 | 70.42 | 3.5 | 0
2025 | SPP_S_2_ERCOT | SPP_S | ERCOT | External | Shoulder | B13 | 600 | 800 | 800 | 66.79 | 70.42 | 3.5 | 0.12
2025 | SPP_S_2_ERCOT | SPP_S | ERCOT | External | Shoulder | B14 | 900 | 800 | 800 | 58.02 | 70.42 | 3.5 | 8.9
2025 | SPP_S_2_ERCOT | SPP_S | ERCOT | External | Shoulder | B15 | 1203 | 800 | 800 | 0.01 | 61.3 | 3.5 | 57.79
2025 | SPP_S_2_ERCOT | SPP_S | ERCOT | External | Summer | B1 | 10 | 800 | 800 | 69.11 | 110.2 | 3.5 | 37.6
2025 | SPP_S_2_ERCOT | SPP_S | ERCOT | External | Summer | B2 | 25 | 800 | 0 | 100.23 | 101.72 | 3.5 | 0
2025 | SPP_S_2_ERCOT | SPP_S | ERCOT | External | Summer | B3 | 75 | 800 | 0 | 104.78 | 101.72 | 3.5 | 0
2025 | SPP_S_2_ERCOT | SPP_S | ERCOT | External | Summer | B4 | 100 | 800 | 0 | 100.23 | 101.72 | 3.5 | 0
2025 | SPP_S_2_ERCOT | SPP_S | ERCOT | External | Summer | B5 | 200 | 800 | 296.6 | 92.67 | 96.17 | 3.5 | 0
2025 | SPP_S_2_ERCOT | SPP_S | ERCOT | External | Summer | B6 | 300 | 800 | 0 | 80.39 | 81.97 | 3.5 | 0
2025 | SPP_S_2_ERCOT | SPP_S | ERCOT | External | Summer | B7 | 400 | 800 | 0 | 74.74 | 75.53 | 3.5 | 0
2025 | SPP_S_2_ERCOT | SPP_S | ERCOT | External | Summer | B8 | 500 | 800 | 0 | 69.11 | 69.16 | 3.5 | 0
2025 | SPP_S_2_ERCOT | SPP_S | ERCOT | External | Summer | B9 | 800 | 800 | 0 | 68.95 | 69.16 | 3.5 | 0
2025 | SPP_S_2_ERCOT | SPP_S | ERCOT | External | Summer | B10 | 1262 | 800 | 800 | 56.81 | 69.16 | 3.5 | 8.85
2025 | SPP_S_2_ERCOT | SPP_S | ERCOT | External | Winter | B16 | 25 | 800 | 683.64 | 70.06 | 73.56 | 3.5 | 0
2025 | SPP_S_2_ERCOT | SPP_S | ERCOT | External | Winter | B17 | 100 | 800 | 800 | 68.71 | 73.13 | 3.5 | 0.93
2025 | SPP_S_2_ERCOT | SPP_S | ERCOT | External | Winter | B18 | 400 | 800 | 800 | 68.34 | 73.13 | 3.5 | 1.3
2025 | SPP_S_2_ERCOT | SPP_S | ERCOT | External | Winter | B19 | 700 | 800 | 800 | 66.52 | 73.13 | 3.5 | 3.12
2025 | SPP_S_2_ERCOT | SPP_S | ERCOT | External | Winter | B20 | 935 | 800 | 800 | 49.47 | 63.67 | 3.5 | 10.7
2030 | AZ_NM_SNV_Coal_2_SPP_S | AZ_NM_SNV_Coal | SPP_S | External | Shoulder | B11 | 25 | 400 | 0 | 92.7 | 90.17 | 8.17 | 0
2030 | AZ_NM_SNV_Coal_2_SPP_S | AZ_NM_SNV_Coal | SPP_S | External | Shoulder | B12 | 200 | 400 | 0 | 92.7 | 75.89 | 8.17 | 0
2030 | AZ_NM_SNV_Coal_2_SPP_S | AZ_NM_SNV_Coal | SPP_S | External | Shoulder | B13 | 600 | 400 | 0 | 92.7 | 74.62 | 8.17 | 0
2030 | AZ_NM_SNV_Coal_2_SPP_S | AZ_NM_SNV_Coal | SPP_S | External | Shoulder | B14 | 900 | 400 | 0 | 92.7 | 5.41 | 8.17 | 0
2030 | AZ_NM_SNV_Coal_2_SPP_S | AZ_NM_SNV_Coal | SPP_S | External | Shoulder | B15 | 1203 | 400 | 0 | 87.11 | 0.01 | 8.17 | 0
2030 | AZ_NM_SNV_Coal_2_SPP_S | AZ_NM_SNV_Coal | SPP_S | External | Summer | B1 | 10 | 400 | 0 | 130.67 | 88.49 | 8.17 | 0
2030 | AZ_NM_SNV_Coal_2_SPP_S | AZ_NM_SNV_Coal | SPP_S | External | Summer | B2 | 25 | 400 | 0 | 126.72 | 130.05 | 8.17 | 0
2030 | AZ_NM_SNV_Coal_2_SPP_S | AZ_NM_SNV_Coal | SPP_S | External | Summer | B3 | 75 | 400 | 400 | 126.72 | 135.9 | 8.17 | 1.01
2030 | AZ_NM_SNV_Coal_2_SPP_S | AZ_NM_SNV_Coal | SPP_S | External | Summer | B4 | 100 | 400 | 400 | 116.48 | 130.05 | 8.17 | 5.4
2030 | AZ_NM_SNV_Coal_2_SPP_S | AZ_NM_SNV_Coal | SPP_S | External | Summer | B5 | 200 | 400 | 400 | 105.49 | 119.29 | 8.17 | 5.63
2030 | AZ_NM_SNV_Coal_2_SPP_S | AZ_NM_SNV_Coal | SPP_S | External | Summer | B6 | 300 | 400 | 0 | 98.61 | 97.18 | 8.17 | 0
2030 | AZ_NM_SNV_Coal_2_SPP_S | AZ_NM_SNV_Coal | SPP_S | External | Summer | B7 | 400 | 400 | 0 | 96.7 | 88.84 | 8.17 | 0
2030 | AZ_NM_SNV_Coal_2_SPP_S | AZ_NM_SNV_Coal | SPP_S | External | Summer | B8 | 500 | 400 | 0 | 93.46 | 88.69 | 8.17 | 0
2030 | AZ_NM_SNV_Coal_2_SPP_S | AZ_NM_SNV_Coal | SPP_S | External | Summer | B9 | 800 | 400 | 0 | 90.73 | 88.49 | 8.17 | 0
2030 | AZ_NM_SNV_Coal_2_SPP_S | AZ_NM_SNV_Coal | SPP_S | External | Summer | B10 | 1262 | 400 | 0 | 90.73 | 71.1 | 8.17 | 0
2030 | AZ_NM_SNV_Coal_2_SPP_S | AZ_NM_SNV_Coal | SPP_S | External | Winter | B16 | 25 | 400 | 0 | 96.45 | 72.34 | 8.17 | 0
2030 | AZ_NM_SNV_Coal_2_SPP_S | AZ_NM_SNV_Coal | SPP_S | External | Winter | B17 | 100 | 400 | 0 | 96.45 | 72.37 | 8.17 | 0
2030 | AZ_NM_SNV_Coal_2_SPP_S | AZ_NM_SNV_Coal | SPP_S | External | Winter | B18 | 400 | 400 | 0 | 90.85 | 77.46 | 8.17 | 0
2030 | AZ_NM_SNV_Coal_2_SPP_S | AZ_NM_SNV_Coal | SPP_S | External | Winter | B19 | 700 | 400 | 0 | 90.85 | 75.12 | 8.17 | 0
2030 | AZ_NM_SNV_Coal_2_SPP_S | AZ_NM_SNV_Coal | SPP_S | External | Winter | B20 | 935 | 400 | 0 | 90.34 | 2.56 | 8.17 | 0
2030 | ERCOT_2_SPP_S | ERCOT | SPP_S | External | Shoulder | B11 | 25 | 800 | 0 | 93.67 | 90.17 | 5.5 | 0
2030 | ERCOT_2_SPP_S | ERCOT | SPP_S | External | Shoulder | B12 | 200 | 800 | 0 | 90.07 | 75.89 | 5.5 | 0
2030 | ERCOT_2_SPP_S | ERCOT | SPP_S | External | Shoulder | B13 | 600 | 800 | 0 | 90.07 | 74.62 | 5.5 | 0
2030 | ERCOT_2_SPP_S | ERCOT | SPP_S | External | Shoulder | B14 | 900 | 800 | 0 | 90.07 | 5.41 | 5.5 | 0
2030 | ERCOT_2_SPP_S | ERCOT | SPP_S | External | Shoulder | B15 | 1203 | 800 | 0 | 78.02 | 0.01 | 5.5 | 0
2030 | ERCOT_2_SPP_S | ERCOT | SPP_S | External | Summer | B1 | 10 | 800 | 0 | 147.98 | 88.49 | 5.5 | 0
2030 | ERCOT_2_SPP_S | ERCOT | SPP_S | External | Summer | B2 | 25 | 800 | 0 | 147.98 | 130.05 | 5.5 | 0
2030 | ERCOT_2_SPP_S | ERCOT | SPP_S | External | Summer | B3 | 75 | 800 | 0 | 130.77 | 135.9 | 5.5 | 0
2030 | ERCOT_2_SPP_S | ERCOT | SPP_S | External | Summer | B4 | 100 | 800 | 0 | 130.77 | 130.05 | 5.5 | 0
2030 | ERCOT_2_SPP_S | ERCOT | SPP_S | External | Summer | B5 | 200 | 800 | 225.61 | 113.79 | 119.29 | 5.5 | 0
2030 | ERCOT_2_SPP_S | ERCOT | SPP_S | External | Summer | B6 | 300 | 800 | 0 | 96.92 | 97.18 | 5.5 | 0
2030 | ERCOT_2_SPP_S | ERCOT | SPP_S | External | Summer | B7 | 400 | 800 | 0 | 88.69 | 88.84 | 5.5 | 0
2030 | ERCOT_2_SPP_S | ERCOT | SPP_S | External | Summer | B8 | 500 | 800 | 0 | 88.69 | 88.69 | 5.5 | 0
2030 | ERCOT_2_SPP_S | ERCOT | SPP_S | External | Summer | B9 | 800 | 800 | 0 | 88.69 | 88.49 | 5.5 | 0
2030 | ERCOT_2_SPP_S | ERCOT | SPP_S | External | Summer | B10 | 1262 | 800 | 0 | 88.69 | 71.1 | 5.5 | 0
2030 | ERCOT_2_SPP_S | ERCOT | SPP_S | External | Winter | B16 | 25 | 800 | 0 | 93.04 | 72.34 | 5.5 | 0
2030 | ERCOT_2_SPP_S | ERCOT | SPP_S | External | Winter | B17 | 100 | 800 | 0 | 93.04 | 72.37 | 5.5 | 0
2030 | ERCOT_2_SPP_S | ERCOT | SPP_S | External | Winter | B18 | 400 | 800 | 0 | 93.04 | 77.46 | 5.5 | 0
2030 | ERCOT_2_SPP_S | ERCOT | SPP_S | External | Winter | B19 | 700 | 800 | 0 | 93.04 | 75.12 | 5.5 | 0
2030 | ERCOT_2_SPP_S | ERCOT | SPP_S | External | Winter | B20 | 935 | 800 | 0 | 80.54 | 2.56 | 5.5 | 0
2030 | MAPP_US_2_RMPA | MAPP_US | RMPA | External | Shoulder | B11 | 25 | 200 | 0 | 86.01 | 91.51 | 6.5 | 0
2030 | MAPP_US_2_RMPA | MAPP_US | RMPA | External | Shoulder | B12 | 200 | 200 | 200 | 73.87 | 84.59 | 6.5 | 4.22
2030 | MAPP_US_2_RMPA | MAPP_US | RMPA | External | Shoulder | B13 | 600 | 200 | 200 | 71.61 | 84.59 | 6.5 | 6.48
2030 | MAPP_US_2_RMPA | MAPP_US | RMPA | External | Shoulder | B14 | 900 | 200 | 200 | 31.81 | 84.59 | 6.5 | 46.28
2030 | MAPP_US_2_RMPA | MAPP_US | RMPA | External | Shoulder | B15 | 1203 | 200 | 200 | 6.04 | 84.59 | 6.5 | 72.05
2030 | MAPP_US_2_RMPA | MAPP_US | RMPA | External | Summer | B1 | 10 | 200 | 0.01 | 133.89 | 138.84 | 6.5 | 0
2030 | MAPP_US_2_RMPA | MAPP_US | RMPA | External | Summer | B2 | 25 | 200 | 0 | 133.89 | 133.89 | 6.5 | 0
2030 | MAPP_US_2_RMPA | MAPP_US | RMPA | External | Summer | B3 | 75 | 200 | 0 | 133.89 | 134.88 | 6.5 | 0
2030 | MAPP_US_2_RMPA | MAPP_US | RMPA | External | Summer | B4 | 100 | 200 | 0 | 128.06 | 124.65 | 6.5 | 0
2030 | MAPP_US_2_RMPA | MAPP_US | RMPA | External | Summer | B5 | 200 | 200 | 0 | 117.28 | 113.66 | 6.5 | 0
2030 | MAPP_US_2_RMPA | MAPP_US | RMPA | External | Summer | B6 | 300 | 200 | 0 | 95.15 | 95.67 | 6.5 | 0
2030 | MAPP_US_2_RMPA | MAPP_US | RMPA | External | Summer | B7 | 400 | 200 | 200 | 86.81 | 95.67 | 6.5 | 2.36
2030 | MAPP_US_2_RMPA | MAPP_US | RMPA | External | Summer | B8 | 500 | 200 | 200 | 80.74 | 95.67 | 6.5 | 8.43
2030 | MAPP_US_2_RMPA | MAPP_US | RMPA | External | Summer | B9 | 800 | 200 | 200 | 78.56 | 95.67 | 6.5 | 10.61
2030 | MAPP_US_2_RMPA | MAPP_US | RMPA | External | Summer | B10 | 1262 | 200 | 200 | 67.96 | 95.67 | 6.5 | 21.22
2030 | MAPP_US_2_RMPA | MAPP_US | RMPA | External | Winter | B16 | 25 | 200 | 200 | 12.51 | 102.01 | 6.5 | 82.99
2030 | MAPP_US_2_RMPA | MAPP_US | RMPA | External | Winter | B17 | 100 | 200 | 200 | 61.36 | 102.01 | 6.5 | 34.15
2030 | MAPP_US_2_RMPA | MAPP_US | RMPA | External | Winter | B18 | 400 | 200 | 200 | 72.82 | 89.2 | 6.5 | 9.89
2030 | MAPP_US_2_RMPA | MAPP_US | RMPA | External | Winter | B19 | 700 | 200 | 200 | 72.82 | 89.2 | 6.5 | 9.89
2030 | MAPP_US_2_RMPA | MAPP_US | RMPA | External | Winter | B20 | 935 | 200 | 200 | 6.04 | 83.91 | 6.5 | 71.37
2030 | NE_2_RMPA | NE | RMPA | External | Shoulder | B11 | 25 | 310 | 173.84 | 88.01 | 91.51 | 3.5 | 0
2030 | NE_2_RMPA | NE | RMPA | External | Shoulder | B12 | 200 | 310 | 310 | 75.87 | 84.59 | 3.5 | 5.22
2030 | NE_2_RMPA | NE | RMPA | External | Shoulder | B13 | 600 | 310 | 310 | 73.61 | 84.59 | 3.5 | 7.48
2030 | NE_2_RMPA | NE | RMPA | External | Shoulder | B14 | 900 | 310 | 310 | 11.86 | 84.59 | 3.5 | 69.23
2030 | NE_2_RMPA | NE | RMPA | External | Shoulder | B15 | 1203 | 310 | 310 | 0.01 | 84.59 | 3.5 | 81.08
2030 | NE_2_RMPA | NE | RMPA | External | Summer | B1 | 10 | 310 | 0.04 | 135.89 | 138.84 | 3.5 | 0
2030 | NE_2_RMPA | NE | RMPA | External | Summer | B2 | 25 | 310 | 0.74 | 130.4 | 133.89 | 3.5 | 0
2030 | NE_2_RMPA | NE | RMPA | External | Summer | B3 | 75 | 310 | 0 | 135.89 | 134.88 | 3.5 | 0
2030 | NE_2_RMPA | NE | RMPA | External | Summer | B4 | 100 | 310 | 0 | 130.06 | 124.65 | 3.5 | 0
2030 | NE_2_RMPA | NE | RMPA | External | Summer | B5 | 200 | 310 | 0 | 119.28 | 113.66 | 3.5 | 0
2030 | NE_2_RMPA | NE | RMPA | External | Summer | B6 | 300 | 310 | 0 | 97.15 | 95.67 | 3.5 | 0
2030 | NE_2_RMPA | NE | RMPA | External | Summer | B7 | 400 | 310 | 310 | 88.81 | 95.67 | 3.5 | 3.36
2030 | NE_2_RMPA | NE | RMPA | External | Summer | B8 | 500 | 310 | 310 | 82.74 | 95.67 | 3.5 | 9.43
2030 | NE_2_RMPA | NE | RMPA | External | Summer | B9 | 800 | 310 | 310 | 80.56 | 95.67 | 3.5 | 11.61
2030 | NE_2_RMPA | NE | RMPA | External | Summer | B10 | 1262 | 310 | 310 | 69.96 | 95.67 | 3.5 | 22.22
2030 | NE_2_RMPA | NE | RMPA | External | Winter | B16 | 25 | 310 | 310 | 9.01 | 102.01 | 3.5 | 89.49
2030 | NE_2_RMPA | NE | RMPA | External | Winter | B17 | 100 | 310 | 310 | 57.86 | 102.01 | 3.5 | 40.65
2030 | NE_2_RMPA | NE | RMPA | External | Winter | B18 | 400 | 310 | 310 | 69.32 | 89.2 | 3.5 | 16.39
2030 | NE_2_RMPA | NE | RMPA | External | Winter | B19 | 700 | 310 | 310 | 69.32 | 89.2 | 3.5 | 16.39
2030 | NE_2_RMPA | NE | RMPA | External | Winter | B20 | 935 | 310 | 310 | 2.54 | 83.91 | 3.5 | 77.87
2030 | NWPP_Coal_2_MAPP_US | NWPP_Coal | MAPP_US | External | Shoulder | B11 | 25 | 150 | 0 | 92.75 | 86.01 | 5.5 | 0
2030 | NWPP_Coal_2_MAPP_US | NWPP_Coal | MAPP_US | External | Shoulder | B12 | 200 | 150 | 0 | 92.75 | 73.87 | 5.5 | 0
2030 | NWPP_Coal_2_MAPP_US | NWPP_Coal | MAPP_US | External | Shoulder | B13 | 600 | 150 | 0 | 92.75 | 71.61 | 5.5 | 0
2030 | NWPP_Coal_2_MAPP_US | NWPP_Coal | MAPP_US | External | Shoulder | B14 | 900 | 150 | 0 | 92.75 | 31.81 | 5.5 | 0
2030 | NWPP_Coal_2_MAPP_US | NWPP_Coal | MAPP_US | External | Shoulder | B15 | 1203 | 150 | 0 | 92.75 | 6.04 | 5.5 | 0
2030 | NWPP_Coal_2_MAPP_US | NWPP_Coal | MAPP_US | External | Summer | B1 | 10 | 150 | 150 | 119.02 | 133.89 | 5.5 | 9.36
2030 | NWPP_Coal_2_MAPP_US | NWPP_Coal | MAPP_US | External | Summer | B2 | 25 | 150 | 150 | 103.65 | 133.89 | 5.5 | 24.74
2030 | NWPP_Coal_2_MAPP_US | NWPP_Coal | MAPP_US | External | Summer | B3 | 75 | 150 | 150 | 98.59 | 133.89 | 5.5 | 29.79
2030 | NWPP_Coal_2_MAPP_US | NWPP_Coal | MAPP_US | External | Summer | B4 | 100 | 150 | 150 | 98.59 | 128.06 | 5.5 | 23.96
2030 | NWPP_Coal_2_MAPP_US | NWPP_Coal | MAPP_US | External | Summer | B5 | 200 | 150 | 150 | 98.59 | 117.28 | 5.5 | 13.18
2030 | NWPP_Coal_2_MAPP_US | NWPP_Coal | MAPP_US | External | Summer | B6 | 300 | 150 | 0 | 98.59 | 95.15 | 5.5 | 0
2030 | NWPP_Coal_2_MAPP_US | NWPP_Coal | MAPP_US | External | Summer | B7 | 400 | 150 | 0 | 98.59 | 86.81 | 5.5 | 0
2030 | NWPP_Coal_2_MAPP_US | NWPP_Coal | MAPP_US | External | Summer | B8 | 500 | 150 | 0 | 98.59 | 80.74 | 5.5 | 0
2030 | NWPP_Coal_2_MAPP_US | NWPP_Coal | MAPP_US | External | Summer | B9 | 800 | 150 | 0 | 98.59 | 78.56 | 5.5 | 0
2030 | NWPP_Coal_2_MAPP_US | NWPP_Coal | MAPP_US | External | Summer | B10 | 1262 | 150 | 0 | 98.59 | 67.96 | 5.5 | 0
2030 | NWPP_Coal_2_MAPP_US | NWPP_Coal | MAPP_US | External | Winter | B16 | 25 | 150 | 0 | 97.37 | 12.51 | 5.5 | 0
2030 | NWPP_Coal_2_MAPP_US | NWPP_Coal | MAPP_US | External | Winter | B17 | 100 | 150 | 0 | 97.37 | 61.36 | 5.5 | 0
2030 | NWPP_Coal_2_MAPP_US | NWPP_Coal | MAPP_US | External | Winter | B18 | 400 | 150 | 0 | 97.37 | 72.82 | 5.5 | 0
2030 | NWPP_Coal_2_MAPP_US | NWPP_Coal | MAPP_US | External | Winter | B19 | 700 | 150 | 0 | 97.37 | 72.82 | 5.5 | 0
2030 | NWPP_Coal_2_MAPP_US | NWPP_Coal | MAPP_US | External | Winter | B20 | 935 | 150 | 0 | 97.37 | 6.04 | 5.5 | 0
2030 | RMPA_2_MAPP_US | RMPA | MAPP_US | External | Shoulder | B11 | 25 | 200 | 0 | 91.51 | 86.01 | 5.5 | 0
2030 | RMPA_2_MAPP_US | RMPA | MAPP_US | External | Shoulder | B12 | 200 | 200 | 0 | 84.59 | 73.87 | 5.5 | 0
2030 | RMPA_2_MAPP_US | RMPA | MAPP_US | External | Shoulder | B13 | 600 | 200 | 0 | 84.59 | 71.61 | 5.5 | 0
2030 | RMPA_2_MAPP_US | RMPA | MAPP_US | External | Shoulder | B14 | 900 | 200 | 0 | 84.59 | 31.81 | 5.5 | 0
2030 | RMPA_2_MAPP_US | RMPA | MAPP_US | External | Shoulder | B15 | 1203 | 200 | 0 | 84.59 | 6.04 | 5.5 | 0
2030 | RMPA_2_MAPP_US | RMPA | MAPP_US | External | Summer | B1 | 10 | 200 | 0 | 138.84 | 133.89 | 5.5 | 0
2030 | RMPA_2_MAPP_US | RMPA | MAPP_US | External | Summer | B2 | 25 | 200 | 0 | 133.89 | 133.89 | 5.5 | 0
2030 | RMPA_2_MAPP_US | RMPA | MAPP_US | External | Summer | B3 | 75 | 200 | 0 | 134.88 | 133.89 | 5.5 | 0
2030 | RMPA_2_MAPP_US | RMPA | MAPP_US | External | Summer | B4 | 100 | 200 | 0 | 124.65 | 128.06 | 5.5 | 0
2030 | RMPA_2_MAPP_US | RMPA | MAPP_US | External | Summer | B5 | 200 | 200 | 0 | 113.66 | 117.28 | 5.5 | 0
2030 | RMPA_2_MAPP_US | RMPA | MAPP_US | External | Summer | B6 | 300 | 200 | 0 | 95.67 | 95.15 | 5.5 | 0
2030 | RMPA_2_MAPP_US | RMPA | MAPP_US | External | Summer | B7 | 400 | 200 | 0 | 95.67 | 86.81 | 5.5 | 0
2030 | RMPA_2_MAPP_US | RMPA | MAPP_US | External | Summer | B8 | 500 | 200 | 0 | 95.67 | 80.74 | 5.5 | 0
2030 | RMPA_2_MAPP_US | RMPA | MAPP_US | External | Summer | B9 | 800 | 200 | 0 | 95.67 | 78.56 | 5.5 | 0
2030 | RMPA_2_MAPP_US | RMPA | MAPP_US | External | Summer | B10 | 1262 | 200 | 0 | 95.67 | 67.96 | 5.5 | 0
2030 | RMPA_2_MAPP_US | RMPA | MAPP_US | External | Winter | B16 | 25 | 200 | 0 | 102.01 | 12.51 | 5.5 | 0
2030 | RMPA_2_MAPP_US | RMPA | MAPP_US | External | Winter | B17 | 100 | 200 | 0 | 102.01 | 61.36 | 5.5 | 0
2030 | RMPA_2_MAPP_US | RMPA | MAPP_US | External | Winter | B18 | 400 | 200 | 0 | 89.2 | 72.82 | 5.5 | 0
2030 | RMPA_2_MAPP_US | RMPA | MAPP_US | External | Winter | B19 | 700 | 200 | 0 | 89.2 | 72.82 | 5.5 | 0
2030 | RMPA_2_MAPP_US | RMPA | MAPP_US | External | Winter | B20 | 935 | 200 | 0 | 83.91 | 6.04 | 5.5 | 0
2030 | RMPA_2_NE | RMPA | NE | External | Shoulder | B11 | 25 | 310 | 0 | 91.51 | 88.01 | 5.5 | 0
2030 | RMPA_2_NE | RMPA | NE | External | Shoulder | B12 | 200 | 310 | 0 | 84.59 | 75.87 | 5.5 | 0
2030 | RMPA_2_NE | RMPA | NE | External | Shoulder | B13 | 600 | 310 | 0 | 84.59 | 73.61 | 5.5 | 0
2030 | RMPA_2_NE | RMPA | NE | External | Shoulder | B14 | 900 | 310 | 0 | 84.59 | 11.86 | 5.5 | 0
2030 | RMPA_2_NE | RMPA | NE | External | Shoulder | B15 | 1203 | 310 | 0 | 84.59 | 0.01 | 5.5 | 0
2030 | RMPA_2_NE | RMPA | NE | External | Summer | B1 | 10 | 310 | 0 | 138.84 | 135.89 | 5.5 | 0
2030 | RMPA_2_NE | RMPA | NE | External | Summer | B2 | 25 | 310 | 0 | 133.89 | 130.4 | 5.5 | 0
2030 | RMPA_2_NE | RMPA | NE | External | Summer | B3 | 75 | 310 | 0 | 134.88 | 135.89 | 5.5 | 0
2030 | RMPA_2_NE | RMPA | NE | External | Summer | B4 | 100 | 310 | 0.03 | 124.65 | 130.06 | 5.5 | 0
2030 | RMPA_2_NE | RMPA | NE | External | Summer | B5 | 200 | 310 | 309.99 | 113.66 | 119.28 | 5.5 | 0.12
2030 | RMPA_2_NE | RMPA | NE | External | Summer | B6 | 300 | 310 | 0 | 95.67 | 97.15 | 5.5 | 0
2030 | RMPA_2_NE | RMPA | NE | External | Summer | B7 | 400 | 310 | 0 | 95.67 | 88.81 | 5.5 | 0
2030 | RMPA_2_NE | RMPA | NE | External | Summer | B8 | 500 | 310 | 0 | 95.67 | 82.74 | 5.5 | 0
2030 | RMPA_2_NE | RMPA | NE | External | Summer | B9 | 800 | 310 | 0 | 95.67 | 80.56 | 5.5 | 0
2030 | RMPA_2_NE | RMPA | NE | External | Summer | B10 | 1262 | 310 | 0 | 95.67 | 69.96 | 5.5 | 0
2030 | RMPA_2_NE | RMPA | NE | External | Winter | B16 | 25 | 310 | 0 | 102.01 | 9.01 | 5.5 | 0
2030 | RMPA_2_NE | RMPA | NE | External | Winter | B17 | 100 | 310 | 0 | 102.01 | 57.86 | 5.5 | 0
2030 | RMPA_2_NE | RMPA | NE | External | Winter | B18 | 400 | 310 | 0 | 89.2 | 69.32 | 5.5 | 0
2030 | RMPA_2_NE | RMPA | NE | External | Winter | B19 | 700 | 310 | 0 | 89.2 | 69.32 | 5.5 | 0
2030 | RMPA_2_NE | RMPA | NE | External | Winter | B20 | 935 | 310 | 0 | 83.91 | 2.54 | 5.5 | 0
2030 | RMPA_2_SPP_N | RMPA | SPP_N | External | Shoulder | B11 | 25 | 210 | 0 | 91.51 | 88.01 | 5.5 | 0
2030 | RMPA_2_SPP_N | RMPA | SPP_N | External | Shoulder | B12 | 200 | 210 | 0 | 84.59 | 75.88 | 5.5 | 0
2030 | RMPA_2_SPP_N | RMPA | SPP_N | External | Shoulder | B13 | 600 | 210 | 0 | 84.59 | 74.61 | 5.5 | 0
2030 | RMPA_2_SPP_N | RMPA | SPP_N | External | Shoulder | B14 | 900 | 210 | 0 | 84.59 | 10.74 | 5.5 | 0
2030 | RMPA_2_SPP_N | RMPA | SPP_N | External | Shoulder | B15 | 1203 | 210 | 0 | 84.59 | 0.01 | 5.5 | 0
2030 | RMPA_2_SPP_N | RMPA | SPP_N | External | Summer | B1 | 10 | 210 | 0 | 138.84 | 88.47 | 5.5 | 0
2030 | RMPA_2_SPP_N | RMPA | SPP_N | External | Summer | B2 | 25 | 210 | 0 | 133.89 | 130.39 | 5.5 | 0
2030 | RMPA_2_SPP_N | RMPA | SPP_N | External | Summer | B3 | 75 | 210 | 0 | 134.88 | 135.9 | 5.5 | 0
2030 | RMPA_2_SPP_N | RMPA | SPP_N | External | Summer | B4 | 100 | 210 | 0.03 | 124.65 | 130.06 | 5.5 | 0
2030 | RMPA_2_SPP_N | RMPA | SPP_N | External | Summer | B5 | 200 | 210 | 209.99 | 113.66 | 119.28 | 5.5 | 0.12
2030 | RMPA_2_SPP_N | RMPA | SPP_N | External | Summer | B6 | 300 | 210 | 0 | 95.67 | 97.17 | 5.5 | 0
2030 | RMPA_2_SPP_N | RMPA | SPP_N | External | Summer | B7 | 400 | 210 | 0 | 95.67 | 88.82 | 5.5 | 0
2030 | RMPA_2_SPP_N | RMPA | SPP_N | External | Summer | B8 | 500 | 210 | 0 | 95.67 | 85.27 | 5.5 | 0
2030 | RMPA_2_SPP_N | RMPA | SPP_N | External | Summer | B9 | 800 | 210 | 0 | 95.67 | 81.88 | 5.5 | 0
2030 | RMPA_2_SPP_N | RMPA | SPP_N | External | Summer | B10 | 1262 | 210 | 0 | 95.67 | 71.09 | 5.5 | 0
2030 | RMPA_2_SPP_N | RMPA | SPP_N | External | Winter | B16 | 25 | 210 | 0 | 102.01 | 72.33 | 5.5 | 0
2030 | RMPA_2_SPP_N | RMPA | SPP_N | External | Winter | B17 | 100 | 210 | 0 | 102.01 | 72.36 | 5.5 | 0
2030 | RMPA_2_SPP_N | RMPA | SPP_N | External | Winter | B18 | 400 | 210 | 0 | 89.2 | 77.44 | 5.5 | 0
2030 | RMPA_2_SPP_N | RMPA | SPP_N | External | Winter | B19 | 700 | 210 | 0 | 89.2 | 75.1 | 5.5 | 0
2030 | RMPA_2_SPP_N | RMPA | SPP_N | External | Winter | B20 | 935 | 210 | 0 | 83.91 | 2.55 | 5.5 | 0
2030 | SPP_N_2_RMPA | SPP_N | RMPA | External | Shoulder | B11 | 25 | 210 | 63.1 | 88.01 | 91.51 | 3.5 | 0
2030 | SPP_N_2_RMPA | SPP_N | RMPA | External | Shoulder | B12 | 200 | 210 | 210 | 75.88 | 84.59 | 3.5 | 5.21
2030 | SPP_N_2_RMPA | SPP_N | RMPA | External | Shoulder | B13 | 600 | 210 | 210 | 74.61 | 84.59 | 3.5 | 6.48
2030 | SPP_N_2_RMPA | SPP_N | RMPA | External | Shoulder | B14 | 900 | 210 | 210 | 10.74 | 84.59 | 3.5 | 70.35
2030 | SPP_N_2_RMPA | SPP_N | RMPA | External | Shoulder | B15 | 1203 | 210 | 210 | 0.01 | 84.59 | 3.5 | 81.08
2030 | SPP_N_2_RMPA | SPP_N | RMPA | External | Summer | B1 | 10 | 210 | 210 | 88.47 | 138.84 | 3.5 | 46.86
2030 | SPP_N_2_RMPA | SPP_N | RMPA | External | Summer | B2 | 25 | 210 | 165.13 | 130.39 | 133.89 | 3.5 | 0
2030 | SPP_N_2_RMPA | SPP_N | RMPA | External | Summer | B3 | 75 | 210 | 0 | 135.9 | 134.88 | 3.5 | 0
2030 | SPP_N_2_RMPA | SPP_N | RMPA | External | Summer | B4 | 100 | 210 | 0 | 130.06 | 124.65 | 3.5 | 0
2030 | SPP_N_2_RMPA | SPP_N | RMPA | External | Summer | B5 | 200 | 210 | 0 | 119.28 | 113.66 | 3.5 | 0
2030 | SPP_N_2_RMPA | SPP_N | RMPA | External | Summer | B6 | 300 | 210 | 0 | 97.17 | 95.67 | 3.5 | 0
2030 | SPP_N_2_RMPA | SPP_N | RMPA | External | Summer | B7 | 400 | 210 | 210 | 88.82 | 95.67 | 3.5 | 3.35
2030 | SPP_N_2_RMPA | SPP_N | RMPA | External | Summer | B8 | 500 | 210 | 210 | 85.27 | 95.67 | 3.5 | 6.9
2030 | SPP_N_2_RMPA | SPP_N | RMPA | External | Summer | B9 | 800 | 210 | 210 | 81.88 | 95.67 | 3.5 | 10.3
2030 | SPP_N_2_RMPA | SPP_N | RMPA | External | Summer | B10 | 1262 | 210 | 210 | 71.09 | 95.67 | 3.5 | 21.08
2030 | SPP_N_2_RMPA | SPP_N | RMPA | External | Winter | B16 | 25 | 210 | 210 | 72.33 | 102.01 | 3.5 | 26.18
2030 | SPP_N_2_RMPA | SPP_N | RMPA | External | Winter | B17 | 100 | 210 | 210 | 72.36 | 102.01 | 3.5 | 26.15
2030 | SPP_N_2_RMPA | SPP_N | RMPA | External | Winter | B18 | 400 | 210 | 210 | 77.44 | 89.2 | 3.5 | 8.26
2030 | SPP_N_2_RMPA | SPP_N | RMPA | External | Winter | B19 | 700 | 210 | 210 | 75.1 | 89.2 | 3.5 | 10.6
2030 | SPP_N_2_RMPA | SPP_N | RMPA | External | Winter | B20 | 935 | 210 | 210 | 2.55 | 83.91 | 3.5 | 77.85
2030 | SPP_S_2_ERCOT | SPP_S | ERCOT | External | Shoulder | B11 | 25 | 800 | 206.9 | 90.17 | 93.67 | 3.5 | 0
2030 | SPP_S_2_ERCOT | SPP_S | ERCOT | External | Shoulder | B12 | 200 | 800 | 800 | 75.89 | 90.07 | 3.5 | 10.68
2030 | SPP_S_2_ERCOT | SPP_S | ERCOT | External | Shoulder | B13 | 600 | 800 | 800 | 74.62 | 90.07 | 3.5 | 11.96
2030 | SPP_S_2_ERCOT | SPP_S | ERCOT | External | Shoulder | B14 | 900 | 800 | 800 | 5.41 | 90.07 | 3.5 | 81.16
2030 | SPP_S_2_ERCOT | SPP_S | ERCOT | External | Shoulder | B15 | 1203 | 800 | 800 | 0.01 | 78.02 | 3.5 | 74.51
2030 | SPP_S_2_ERCOT | SPP_S | ERCOT | External | Summer | B1 | 10 | 800 | 800 | 88.49 | 147.98 | 3.5 | 56
2030 | SPP_S_2_ERCOT | SPP_S | ERCOT | External | Summer | B2 | 25 | 800 | 800 | 130.05 | 147.98 | 3.5 | 14.44
2030 | SPP_S_2_ERCOT | SPP_S | ERCOT | External | Summer | B3 | 75 | 800 | 0 | 135.9 | 130.77 | 3.5 | 0
2030 | SPP_S_2_ERCOT | SPP_S | ERCOT | External | Summer | B4 | 100 | 800 | 0 | 130.05 | 130.77 | 3.5 | 0
2030 | SPP_S_2_ERCOT | SPP_S | ERCOT | External | Summer | B5 | 200 | 800 | 0 | 119.29 | 113.79 | 3.5 | 0
2030 | SPP_S_2_ERCOT | SPP_S | ERCOT | External | Summer | B6 | 300 | 800 | 0 | 97.18 | 96.92 | 3.5 | 0
2030 | SPP_S_2_ERCOT | SPP_S | ERCOT | External | Summer | B7 | 400 | 800 | 0 | 88.84 | 88.69 | 3.5 | 0
2030 | SPP_S_2_ERCOT | SPP_S | ERCOT | External | Summer | B8 | 500 | 800 | 0 | 88.69 | 88.69 | 3.5 | 0
2030 | SPP_S_2_ERCOT | SPP_S | ERCOT | External | Summer | B9 | 800 | 800 | 0 | 88.49 | 88.69 | 3.5 | 0
2030 | SPP_S_2_ERCOT | SPP_S | ERCOT | External | Summer | B10 | 1262 | 800 | 800 | 71.1 | 88.69 | 3.5 | 14.09
2030 | SPP_S_2_ERCOT | SPP_S | ERCOT | External | Winter | B16 | 25 | 800 | 800 | 72.34 | 93.04 | 3.5 | 17.19
2030 | SPP_S_2_ERCOT | SPP_S | ERCOT | External | Winter | B17 | 100 | 800 | 800 | 72.37 | 93.04 | 3.5 | 17.17
2030 | SPP_S_2_ERCOT | SPP_S | ERCOT | External | Winter | B18 | 400 | 800 | 800 | 77.46 | 93.04 | 3.5 | 12.08
2030 | SPP_S_2_ERCOT | SPP_S | ERCOT | External | Winter | B19 | 700 | 800 | 800 | 75.12 | 93.04 | 3.5 | 14.42
2030 | SPP_S_2_ERCOT | SPP_S | ERCOT | External | Winter | B20 | 935 | 800 | 800 | 2.56 | 80.54 | 3.5 | 74.47
2035 | AZ_NM_SNV_Coal_2_SPP_S | AZ_NM_SNV_Coal | SPP_S | External | Shoulder | B11 | 25 | 400 | 0 | 126.25 | 129.75 | 8.17 | 0
2035 | AZ_NM_SNV_Coal_2_SPP_S | AZ_NM_SNV_Coal | SPP_S | External | Shoulder | B12 | 200 | 400 | 0 | 118.09 | 110.26 | 8.17 | 0
2035 | AZ_NM_SNV_Coal_2_SPP_S | AZ_NM_SNV_Coal | SPP_S | External | Shoulder | B13 | 600 | 400 | 0 | 116.03 | 100.9 | 8.17 | 0
2035 | AZ_NM_SNV_Coal_2_SPP_S | AZ_NM_SNV_Coal | SPP_S | External | Shoulder | B14 | 900 | 400 | 0 | 113.66 | 12.52 | 8.17 | 0
2035 | AZ_NM_SNV_Coal_2_SPP_S | AZ_NM_SNV_Coal | SPP_S | External | Shoulder | B15 | 1203 | 400 | 0 | 109.68 | 12.52 | 8.17 | 0
2035 | AZ_NM_SNV_Coal_2_SPP_S | AZ_NM_SNV_Coal | SPP_S | External | Summer | B1 | 10 | 400 | 0 | 193.65 | 12.53 | 8.17 | 0
2035 | AZ_NM_SNV_Coal_2_SPP_S | AZ_NM_SNV_Coal | SPP_S | External | Summer | B2 | 25 | 400 | 0 | 193.65 | 196.29 | 8.17 | 0
2035 | AZ_NM_SNV_Coal_2_SPP_S | AZ_NM_SNV_Coal | SPP_S | External | Summer | B3 | 75 | 400 | 400 | 166.64 | 197.98 | 8.17 | 23.17
2035 | AZ_NM_SNV_Coal_2_SPP_S | AZ_NM_SNV_Coal | SPP_S | External | Summer | B4 | 100 | 400 | 400 | 144.47 | 183.08 | 8.17 | 30.44
2035 | AZ_NM_SNV_Coal_2_SPP_S | AZ_NM_SNV_Coal | SPP_S | External | Summer | B5 | 200 | 400 | 0 | 136.32 | 142.74 | 8.17 | 0
2035 | AZ_NM_SNV_Coal_2_SPP_S | AZ_NM_SNV_Coal | SPP_S | External | Summer | B6 | 300 | 400 | 0 | 136.32 | 136.89 | 8.17 | 0
2035 | AZ_NM_SNV_Coal_2_SPP_S | AZ_NM_SNV_Coal | SPP_S | External | Summer | B7 | 400 | 400 | 0 | 136.32 | 134.62 | 8.17 | 0
2035 | AZ_NM_SNV_Coal_2_SPP_S | AZ_NM_SNV_Coal | SPP_S | External | Summer | B8 | 500 | 400 | 0 | 136.32 | 131.02 | 8.17 | 0
2035 | AZ_NM_SNV_Coal_2_SPP_S | AZ_NM_SNV_Coal | SPP_S | External | Summer | B9 | 800 | 400 | 0 | 136.32 | 111.95 | 8.17 | 0
2035 | AZ_NM_SNV_Coal_2_SPP_S | AZ_NM_SNV_Coal | SPP_S | External | Summer | B10 | 1262 | 400 | 0 | 121.16 | 98.79 | 8.17 | 0
2035 | AZ_NM_SNV_Coal_2_SPP_S | AZ_NM_SNV_Coal | SPP_S | External | Winter | B16 | 25 | 400 | 0 | 126.25 | 12.53 | 8.17 | 0
2035 | AZ_NM_SNV_Coal_2_SPP_S | AZ_NM_SNV_Coal | SPP_S | External | Winter | B17 | 100 | 400 | 0 | 118.09 | 12.53 | 8.17 | 0
2035 | AZ_NM_SNV_Coal_2_SPP_S | AZ_NM_SNV_Coal | SPP_S | External | Winter | B18 | 400 | 400 | 0 | 118.09 | 111.85 | 8.17 | 0
2035 | AZ_NM_SNV_Coal_2_SPP_S | AZ_NM_SNV_Coal | SPP_S | External | Winter | B19 | 700 | 400 | 0 | 118.09 | 33.82 | 8.17 | 0
2035 | AZ_NM_SNV_Coal_2_SPP_S | AZ_NM_SNV_Coal | SPP_S | External | Winter | B20 | 935 | 400 | 0 | 105.93 | 12.52 | 8.17 | 0
2035 | ERCOT_2_SPP_S | ERCOT | SPP_S | External | Shoulder | B11 | 25 | 800 | 0 | 136.08 | 129.75 | 5.5 | 0
2035 | ERCOT_2_SPP_S | ERCOT | SPP_S | External | Shoulder | B12 | 200 | 800 | 0 | 136.08 | 110.26 | 5.5 | 0
2035 | ERCOT_2_SPP_S | ERCOT | SPP_S | External | Shoulder | B13 | 600 | 800 | 0 | 117.14 | 100.9 | 5.5 | 0
2035 | ERCOT_2_SPP_S | ERCOT | SPP_S | External | Shoulder | B14 | 900 | 800 | 0 | 117.14 | 12.52 | 5.5 | 0
2035 | ERCOT_2_SPP_S | ERCOT | SPP_S | External | Shoulder | B15 | 1203 | 800 | 0 | 111.67 | 12.52 | 5.5 | 0
2035 | ERCOT_2_SPP_S | ERCOT | SPP_S | External | Summer | B1 | 10 | 800 | 0 | 222.14 | 12.53 | 5.5 | 0
2035 | ERCOT_2_SPP_S | ERCOT | SPP_S | External | Summer | B2 | 25 | 800 | 0 | 222.14 | 196.29 | 5.5 | 0
2035 | ERCOT_2_SPP_S | ERCOT | SPP_S | External | Summer | B3 | 75 | 800 | 659.11 | 192.48 | 197.98 | 5.5 | 0
2035 | ERCOT_2_SPP_S | ERCOT | SPP_S | External | Summer | B4 | 100 | 800 | 800 | 134.52 | 183.08 | 5.5 | 43.06
2035 | ERCOT_2_SPP_S | ERCOT | SPP_S | External | Summer | B5 | 200 | 800 | 800 | 134.52 | 142.74 | 5.5 | 2.72
2035 | ERCOT_2_SPP_S | ERCOT | SPP_S | External | Summer | B6 | 300 | 800 | 0 | 134.52 | 136.89 | 5.5 | 0
2035 | ERCOT_2_SPP_S | ERCOT | SPP_S | External | Summer | B7 | 400 | 800 | 0 | 134.52 | 134.62 | 5.5 | 0
2035 | ERCOT_2_SPP_S | ERCOT | SPP_S | External | Summer | B8 | 500 | 800 | 0 | 134.52 | 131.02 | 5.5 | 0
2035 | ERCOT_2_SPP_S | ERCOT | SPP_S | External | Summer | B9 | 800 | 800 | 0 | 115.82 | 111.95 | 5.5 | 0
2035 | ERCOT_2_SPP_S | ERCOT | SPP_S | External | Summer | B10 | 1262 | 800 | 0 | 115.82 | 98.79 | 5.5 | 0
2035 | ERCOT_2_SPP_S | ERCOT | SPP_S | External | Winter | B16 | 25 | 800 | 0 | 139.35 | 12.53 | 5.5 | 0
2035 | ERCOT_2_SPP_S | ERCOT | SPP_S | External | Winter | B17 | 100 | 800 | 0 | 139.35 | 12.53 | 5.5 | 0
2035 | ERCOT_2_SPP_S | ERCOT | SPP_S | External | Winter | B18 | 400 | 800 | 0 | 119.92 | 111.85 | 5.5 | 0
2035 | ERCOT_2_SPP_S | ERCOT | SPP_S | External | Winter | B19 | 700 | 800 | 0 | 119.92 | 33.82 | 5.5 | 0
2035 | ERCOT_2_SPP_S | ERCOT | SPP_S | External | Winter | B20 | 935 | 800 | 0 | 109.07 | 12.52 | 5.5 | 0
2035 | MAPP_US_2_RMPA | MAPP_US | RMPA | External | Shoulder | B11 | 25 | 200 | 0 | 127.74 | 124.24 | 6.5 | 0
2035 | MAPP_US_2_RMPA | MAPP_US | RMPA | External | Shoulder | B12 | 200 | 200 | 200 | 109.33 | 119.75 | 6.5 | 3.92
2035 | MAPP_US_2_RMPA | MAPP_US | RMPA | External | Shoulder | B13 | 600 | 200 | 145.05 | 104.38 | 110.88 | 6.5 | 0
2035 | MAPP_US_2_RMPA | MAPP_US | RMPA | External | Shoulder | B14 | 900 | 200 | 200 | 80.33 | 110.88 | 6.5 | 24.05
2035 | MAPP_US_2_RMPA | MAPP_US | RMPA | External | Shoulder | B15 | 1203 | 200 | 200 | 69.32 | 109.92 | 6.5 | 34.1
2035 | MAPP_US_2_RMPA | MAPP_US | RMPA | External | Summer | B1 | 10 | 200 | 0 | 206.1 | 202.6 | 6.5 | 0
2035 | MAPP_US_2_RMPA | MAPP_US | RMPA | External | Summer | B2 | 25 | 200 | 0 | 206.1 | 201.81 | 6.5 | 0
2035 | MAPP_US_2_RMPA | MAPP_US | RMPA | External | Summer | B3 | 75 | 200 | 0 | 206.1 | 202.6 | 6.5 | 0
2035 | MAPP_US_2_RMPA | MAPP_US | RMPA | External | Summer | B4 | 100 | 200 | 0 | 181.08 | 173.23 | 6.5 | 0
2035 | MAPP_US_2_RMPA | MAPP_US | RMPA | External | Summer | B5 | 200 | 200 | 0 | 146.76 | 143.92 | 6.5 | 0
2035 | MAPP_US_2_RMPA | MAPP_US | RMPA | External | Summer | B6 | 300 | 200 | 200 | 134.88 | 143.92 | 6.5 | 2.54
2035 | MAPP_US_2_RMPA | MAPP_US | RMPA | External | Summer | B7 | 400 | 200 | 200 | 128.73 | 143.92 | 6.5 | 8.68
2035 | MAPP_US_2_RMPA | MAPP_US | RMPA | External | Summer | B8 | 500 | 200 | 200 | 120.01 | 128.15 | 6.5 | 1.65
2035 | MAPP_US_2_RMPA | MAPP_US | RMPA | External | Summer | B9 | 800 | 200 | 200 | 109.93 | 128.14 | 6.5 | 11.72
2035 | MAPP_US_2_RMPA | MAPP_US | RMPA | External | Summer | B10 | 1262 | 200 | 200 | 96.78 | 128.14 | 6.5 | 24.86
2035 | MAPP_US_2_RMPA | MAPP_US | RMPA | External | Winter | B16 | 25 | 200 | 200 | 45.34 | 132.72 | 6.5 | 80.89
2035 | MAPP_US_2_RMPA | MAPP_US | RMPA | External | Winter | B17 | 100 | 200 | 200 | 69.32 | 123.49 | 6.5 | 47.67
2035 | MAPP_US_2_RMPA | MAPP_US | RMPA | External | Winter | B18 | 400 | 200 | 200 | 88.57 | 121.02 | 6.5 | 25.95
2035 | MAPP_US_2_RMPA | MAPP_US | RMPA | External | Winter | B19 | 700 | 200 | 200 | 88.57 | 121.02 | 6.5 | 25.95
2035 | MAPP_US_2_RMPA | MAPP_US | RMPA | External | Winter | B20 | 935 | 200 | 200 | 69.33 | 97.76 | 6.5 | 21.93
2035 | NE_2_RMPA | NE | RMPA | External | Shoulder | B11 | 25 | 310 | 0 | 129.74 | 124.24 | 3.5 | 0
2035 | NE_2_RMPA | NE | RMPA | External | Shoulder | B12 | 200 | 310 | 310 | 110.25 | 119.75 | 3.5 | 6
2035 | NE_2_RMPA | NE | RMPA | External | Shoulder | B13 | 600 | 310 | 310 | 100.88 | 110.88 | 3.5 | 6.5
2035 | NE_2_RMPA | NE | RMPA | External | Shoulder | B14 | 900 | 310 | 310 | 12.52 | 110.88 | 3.5 | 94.86
2035 | NE_2_RMPA | NE | RMPA | External | Shoulder | B15 | 1203 | 310 | 310 | 12.52 | 109.92 | 3.5 | 93.9
2035 | NE_2_RMPA | NE | RMPA | External | Summer | B1 | 10 | 310 | 0 | 208.1 | 202.6 | 3.5 | 0
2035 | NE_2_RMPA | NE | RMPA | External | Summer | B2 | 25 | 310 | 0 | 208.1 | 201.81 | 3.5 | 0
2035 | NE_2_RMPA | NE | RMPA | External | Summer | B3 | 75 | 310 | 0 | 208.1 | 202.6 | 3.5 | 0
2035 | NE_2_RMPA | NE | RMPA | External | Summer | B4 | 100 | 310 | 0 | 183.08 | 173.23 | 3.5 | 0
2035 | NE_2_RMPA | NE | RMPA | External | Summer | B5 | 200 | 310 | 0 | 148.76 | 143.92 | 3.5 | 0
2035 | NE_2_RMPA | NE | RMPA | External | Summer | B6 | 300 | 310 | 310 | 136.88 | 143.92 | 3.5 | 3.54
2035 | NE_2_RMPA | NE | RMPA | External | Summer | B7 | 400 | 310 | 310 | 130.73 | 143.92 | 3.5 | 9.68
2035 | NE_2_RMPA | NE | RMPA | External | Summer | B8 | 500 | 310 | 310 | 122.01 | 128.15 | 3.5 | 2.65
2035 | NE_2_RMPA | NE | RMPA | External | Summer | B9 | 800 | 310 | 310 | 111.93 | 128.14 | 3.5 | 12.72
2035 | NE_2_RMPA | NE | RMPA | External | Summer | B10 | 1262 | 310 | 310 | 98.77 | 128.14 | 3.5 | 25.88
2035 | NE_2_RMPA | NE | RMPA | External | Winter | B16 | 25 | 310 | 310 | 12.52 | 132.72 | 3.5 | 116.7
2035 | NE_2_RMPA | NE | RMPA | External | Winter | B17 | 100 | 310 | 310 | 12.52 | 123.49 | 3.5 | 107.47
2035 | NE_2_RMPA | NE | RMPA | External | Winter | B18 | 400 | 310 | 310 | 85.07 | 121.02 | 3.5 | 32.45
2035 | NE_2_RMPA | NE | RMPA | External | Winter | B19 | 700 | 310 | 310 | 35.32 | 121.02 | 3.5 | 82.2
2035 | NE_2_RMPA | NE | RMPA | External | Winter | B20 | 935 | 310 | 310 | 12.52 | 97.76 | 3.5 | 81.74
2035 | NWPP_Coal_2_MAPP_US | NWPP_Coal | MAPP_US | External | Shoulder | B11 | 25 | 150 | 150 | 118.08 | 127.74 | 5.5 | 4.16
2035 | NWPP_Coal_2_MAPP_US | NWPP_Coal | MAPP_US | External | Shoulder | B12 | 200 | 150 | 0 | 118.08 | 109.33 | 5.5 | 0
2035 | NWPP_Coal_2_MAPP_US | NWPP_Coal | MAPP_US | External | Shoulder | B13 | 600 | 150 | 0 | 118.08 | 104.38 | 5.5 | 0
2035 | NWPP_Coal_2_MAPP_US | NWPP_Coal | MAPP_US | External | Shoulder | B14 | 900 | 150 | 0 | 118.08 | 80.33 | 5.5 | 0
2035 | NWPP_Coal_2_MAPP_US | NWPP_Coal | MAPP_US | External | Shoulder | B15 | 1203 | 150 | 0 | 118.08 | 69.32 | 5.5 | 0
2035 | NWPP_Coal_2_MAPP_US | NWPP_Coal | MAPP_US | External | Summer | B1 | 10 | 150 | 150 | 142.58 | 206.1 | 5.5 | 58.02
2035 | NWPP_Coal_2_MAPP_US | NWPP_Coal | MAPP_US | External | Summer | B2 | 25 | 150 | 150 | 136.31 | 206.1 | 5.5 | 64.29
2035 | NWPP_Coal_2_MAPP_US | NWPP_Coal | MAPP_US | External | Summer | B3 | 75 | 150 | 150 | 136.31 | 206.1 | 5.5 | 64.29
2035 | NWPP_Coal_2_MAPP_US | NWPP_Coal | MAPP_US | External | Summer | B4 | 100 | 150 | 150 | 136.31 | 181.08 | 5.5 | 39.28
2035 | NWPP_Coal_2_MAPP_US | NWPP_Coal | MAPP_US | External | Summer | B5 | 200 | 150 | 150 | 136.31 | 146.76 | 5.5 | 4.95
2035 | NWPP_Coal_2_MAPP_US | NWPP_Coal | MAPP_US | External | Summer | B6 | 300 | 150 | 0 | 136.31 | 134.88 | 5.5 | 0
2035 | NWPP_Coal_2_MAPP_US | NWPP_Coal | MAPP_US | External | Summer | B7 | 400 | 150 | 0 | 136.31 | 128.73 | 5.5 | 0
2035 | NWPP_Coal_2_MAPP_US | NWPP_Coal | MAPP_US | External | Summer | B8 | 500 | 150 | 0 | 136.31 | 120.01 | 5.5 | 0
2035 | NWPP_Coal_2_MAPP_US | NWPP_Coal | MAPP_US | External | Summer | B9 | 800 | 150 | 0 | 136.31 | 109.93 | 5.5 | 0
2035 | NWPP_Coal_2_MAPP_US | NWPP_Coal | MAPP_US | External | Summer | B10 | 1262 | 150 | 0 | 136.31 | 96.78 | 5.5 | 0
2035 | NWPP_Coal_2_MAPP_US | NWPP_Coal | MAPP_US | External | Winter | B16 | 25 | 150 | 0 | 118.08 | 45.34 | 5.5 | 0
2035 | NWPP_Coal_2_MAPP_US | NWPP_Coal | MAPP_US | External | Winter | B17 | 100 | 150 | 0 | 118.08 | 69.32 | 5.5 | 0
2035 | NWPP_Coal_2_MAPP_US | NWPP_Coal | MAPP_US | External | Winter | B18 | 400 | 150 | 0 | 118.08 | 88.57 | 5.5 | 0
2035 | NWPP_Coal_2_MAPP_US | NWPP_Coal | MAPP_US | External | Winter | B19 | 700 | 150 | 0 | 118.08 | 88.57 | 5.5 | 0
2035 | NWPP_Coal_2_MAPP_US | NWPP_Coal | MAPP_US | External | Winter | B20 | 935 | 150 | 0 | 118.08 | 69.33 | 5.5 | 0
2035 | RMPA_2_MAPP_US | RMPA | MAPP_US | External | Shoulder | B11 | 25 | 200 | 0 | 124.24 | 127.74 | 5.5 | 0
2035 | RMPA_2_MAPP_US | RMPA | MAPP_US | External | Shoulder | B12 | 200 | 200 | 0 | 119.75 | 109.33 | 5.5 | 0
2035 | RMPA_2_MAPP_US | RMPA | MAPP_US | External | Shoulder | B13 | 600 | 200 | 0 | 110.88 | 104.38 | 5.5 | 0
2035 | RMPA_2_MAPP_US | RMPA | MAPP_US | External | Shoulder | B14 | 900 | 200 | 0 | 110.88 | 80.33 | 5.5 | 0
2035 | RMPA_2_MAPP_US | RMPA | MAPP_US | External | Shoulder | B15 | 1203 | 200 | 0 | 109.92 | 69.32 | 5.5 | 0
2035 | RMPA_2_MAPP_US | RMPA | MAPP_US | External | Summer | B1 | 10 | 200 | 0.01 | 202.6 | 206.1 | 5.5 | 0
2035 | RMPA_2_MAPP_US | RMPA | MAPP_US | External | Summer | B2 | 25 | 200 | 0.01 | 201.81 | 206.1 | 5.5 | 0
2035 | RMPA_2_MAPP_US | RMPA | MAPP_US | External | Summer | B3 | 75 | 200 | 0 | 202.6 | 206.1 | 5.5 | 0
2035 | RMPA_2_MAPP_US | RMPA | MAPP_US | External | Summer | B4 | 100 | 200 | 200 | 173.23 | 181.08 | 5.5 | 2.35
2035 | RMPA_2_MAPP_US | RMPA | MAPP_US | External | Summer | B5 | 200 | 200 | 0 | 143.92 | 146.76 | 5.5 | 0
2035 | RMPA_2_MAPP_US | RMPA | MAPP_US | External | Summer | B6 | 300 | 200 | 0 | 143.92 | 134.88 | 5.5 | 0
2035 | RMPA_2_MAPP_US | RMPA | MAPP_US | External | Summer | B7 | 400 | 200 | 0 | 143.92 | 128.73 | 5.5 | 0
2035 | RMPA_2_MAPP_US | RMPA | MAPP_US | External | Summer | B8 | 500 | 200 | 0 | 128.15 | 120.01 | 5.5 | 0
2035 | RMPA_2_MAPP_US | RMPA | MAPP_US | External | Summer | B9 | 800 | 200 | 0 | 128.14 | 109.93 | 5.5 | 0
2035 | RMPA_2_MAPP_US | RMPA | MAPP_US | External | Summer | B10 | 1262 | 200 | 0 | 128.14 | 96.78 | 5.5 | 0
2035 | RMPA_2_MAPP_US | RMPA | MAPP_US | External | Winter | B16 | 25 | 200 | 0 | 132.72 | 45.34 | 5.5 | 0
2035 | RMPA_2_MAPP_US | RMPA | MAPP_US | External | Winter | B17 | 100 | 200 | 0 | 123.49 | 69.32 | 5.5 | 0
2035 | RMPA_2_MAPP_US | RMPA | MAPP_US | External | Winter | B18 | 400 | 200 | 0 | 121.02 | 88.57 | 5.5 | 0
2035 | RMPA_2_MAPP_US | RMPA | MAPP_US | External | Winter | B19 | 700 | 200 | 0 | 121.02 | 88.57 | 5.5 | 0
2035 | RMPA_2_MAPP_US | RMPA | MAPP_US | External | Winter | B20 | 935 | 200 | 0 | 97.76 | 69.33 | 5.5 | 0
2035 | RMPA_2_NE | RMPA | NE | External | Shoulder | B11 | 25 | 310 | 215.19 | 124.24 | 129.74 | 5.5 | 0
2035 | RMPA_2_NE | RMPA | NE | External | Shoulder | B12 | 200 | 310 | 0 | 119.75 | 110.25 | 5.5 | 0
2035 | RMPA_2_NE | RMPA | NE | External | Shoulder | B13 | 600 | 310 | 0 | 110.88 | 100.88 | 5.5 | 0
2035 | RMPA_2_NE | RMPA | NE | External | Shoulder | B14 | 900 | 310 | 0 | 110.88 | 12.52 | 5.5 | 0
2035 | RMPA_2_NE | RMPA | NE | External | Shoulder | B15 | 1203 | 310 | 0 | 109.92 | 12.52 | 5.5 | 0
2035 | RMPA_2_NE | RMPA | NE | External | Summer | B1 | 10 | 310 | 57 | 202.6 | 208.1 | 5.5 | 0
2035 | RMPA_2_NE | RMPA | NE | External | Summer | B2 | 25 | 310 | 309.98 | 201.81 | 208.1 | 5.5 | 0.79
2035 | RMPA_2_NE | RMPA | NE | External | Summer | B3 | 75 | 310 | 246.96 | 202.6 | 208.1 | 5.5 | 0
2035 | RMPA_2_NE | RMPA | NE | External | Summer | B4 | 100 | 310 | 310 | 173.23 | 183.08 | 5.5 | 4.35
2035 | RMPA_2_NE | RMPA | NE | External | Summer | B5 | 200 | 310 | 0 | 143.92 | 148.76 | 5.5 | 0
2035 | RMPA_2_NE | RMPA | NE | External | Summer | B6 | 300 | 310 | 0 | 143.92 | 136.88 | 5.5 | 0
2035 | RMPA_2_NE | RMPA | NE | External | Summer | B7 | 400 | 310 | 0 | 143.92 | 130.73 | 5.5 | 0
2035 | RMPA_2_NE | RMPA | NE | External | Summer | B8 | 500 | 310 | 0 | 128.15 | 122.01 | 5.5 | 0
2035 | RMPA_2_NE | RMPA | NE | External | Summer | B9 | 800 | 310 | 0 | 128.14 | 111.93 | 5.5 | 0
2035 | RMPA_2_NE | RMPA | NE | External | Summer | B10 | 1262 | 310 | 0 | 128.14 | 98.77 | 5.5 | 0
2035 | RMPA_2_NE | RMPA | NE | External | Winter | B16 | 25 | 310 | 0 | 132.72 | 12.52 | 5.5 | 0
2035 | RMPA_2_NE | RMPA | NE | External | Winter | B17 | 100 | 310 | 0 | 123.49 | 12.52 | 5.5 | 0
2035 | RMPA_2_NE | RMPA | NE | External | Winter | B18 | 400 | 310 | 0 | 121.02 | 85.07 | 5.5 | 0
2035 | RMPA_2_NE | RMPA | NE | External | Winter | B19 | 700 | 310 | 0 | 121.02 | 35.32 | 5.5 | 0
2035 | RMPA_2_NE | RMPA | NE | External | Winter | B20 | 935 | 310 | 0 | 97.76 | 12.52 | 5.5 | 0
2035 | RMPA_2_SPP_N | RMPA | SPP_N | External | Shoulder | B11 | 25 | 210 | 105.65 | 124.24 | 129.74 | 5.5 | 0
2035 | RMPA_2_SPP_N | RMPA | SPP_N | External | Shoulder | B12 | 200 | 210 | 0 | 119.75 | 110.26 | 5.5 | 0
2035 | RMPA_2_SPP_N | RMPA | SPP_N | External | Shoulder | B13 | 600 | 210 | 0 | 110.88 | 100.89 | 5.5 | 0
2035 | RMPA_2_SPP_N | RMPA | SPP_N | External | Shoulder | B14 | 900 | 210 | 0 | 110.88 | 12.52 | 5.5 | 0
2035 | RMPA_2_SPP_N | RMPA | SPP_N | External | Shoulder | B15 | 1203 | 210 | 0 | 109.92 | 12.52 | 5.5 | 0
2035 | RMPA_2_SPP_N | RMPA | SPP_N | External | Summer | B1 | 10 | 210 | 0 | 202.6 | 12.52 | 5.5 | 0
2035 | RMPA_2_SPP_N | RMPA | SPP_N | External | Summer | B2 | 25 | 210 | 0 | 201.81 | 196.29 | 5.5 | 0
2035 | RMPA_2_SPP_N | RMPA | SPP_N | External | Summer | B3 | 75 | 210 | 158.22 | 202.6 | 208.1 | 5.5 | 0
2035 | RMPA_2_SPP_N | RMPA | SPP_N | External | Summer | B4 | 100 | 210 | 210 | 173.23 | 183.08 | 5.5 | 4.35
2035 | RMPA_2_SPP_N | RMPA | SPP_N | External | Summer | B5 | 200 | 210 | 0 | 143.92 | 142.74 | 5.5 | 0
2035 | RMPA_2_SPP_N | RMPA | SPP_N | External | Summer | B6 | 300 | 210 | 0 | 143.92 | 136.88 | 5.5 | 0
2035 | RMPA_2_SPP_N | RMPA | SPP_N | External | Summer | B7 | 400 | 210 | 0 | 143.92 | 131.09 | 5.5 | 0
2035 | RMPA_2_SPP_N | RMPA | SPP_N | External | Summer | B8 | 500 | 210 | 0 | 128.15 | 122.02 | 5.5 | 0
2035 | RMPA_2_SPP_N | RMPA | SPP_N | External | Summer | B9 | 800 | 210 | 0 | 128.14 | 111.94 | 5.5 | 0
2035 | RMPA_2_SPP_N | RMPA | SPP_N | External | Summer | B10 | 1262 | 210 | 0 | 128.14 | 98.78 | 5.5 | 0
2035 | RMPA_2_SPP_N | RMPA | SPP_N | External | Winter | B16 | 25 | 210 | 0 | 132.72 | 12.52 | 5.5 | 0
2035 | RMPA_2_SPP_N | RMPA | SPP_N | External | Winter | B17 | 100 | 210 | 0 | 123.49 | 12.52 | 5.5 | 0
2035 | RMPA_2_SPP_N | RMPA | SPP_N | External | Winter | B18 | 400 | 210 | 0 | 121.02 | 111.83 | 5.5 | 0
2035 | RMPA_2_SPP_N | RMPA | SPP_N | External | Winter | B19 | 700 | 210 | 0 | 121.02 | 35.34 | 5.5 | 0
2035 | RMPA_2_SPP_N | RMPA | SPP_N | External | Winter | B20 | 935 | 210 | 0 | 97.76 | 12.52 | 5.5 | 0
2035 | SPP_N_2_RMPA | SPP_N | RMPA | External | Shoulder | B11 | 25 | 210 | 0 | 129.74 | 124.24 | 3.5 | 0
2035 | SPP_N_2_RMPA | SPP_N | RMPA | External | Shoulder | B12 | 200 | 210 | 210 | 110.26 | 119.75 | 3.5 | 5.99
2035 | SPP_N_2_RMPA | SPP_N | RMPA | External | Shoulder | B13 | 600 | 210 | 210 | 100.89 | 110.88 | 3.5 | 6.49
2035 | SPP_N_2_RMPA | SPP_N | RMPA | External | Shoulder | B14 | 900 | 210 | 210 | 12.52 | 110.88 | 3.5 | 94.86
2035 | SPP_N_2_RMPA | SPP_N | RMPA | External | Shoulder | B15 | 1203 | 210 | 210 | 12.52 | 109.92 | 3.5 | 93.9
2035 | SPP_N_2_RMPA | SPP_N | RMPA | External | Summer | B1 | 10 | 210 | 210 | 12.52 | 202.6 | 3.5 | 186.58
2035 | SPP_N_2_RMPA | SPP_N | RMPA | External | Summer | B2 | 25 | 210 | 209.99 | 196.29 | 201.81 | 3.5 | 2.02
2035 | SPP_N_2_RMPA | SPP_N | RMPA | External | Summer | B3 | 75 | 210 | 0 | 208.1 | 202.6 | 3.5 | 0
2035 | SPP_N_2_RMPA | SPP_N | RMPA | External | Summer | B4 | 100 | 210 | 0 | 183.08 | 173.23 | 3.5 | 0
2035 | SPP_N_2_RMPA | SPP_N | RMPA | External | Summer | B5 | 200 | 210 | 0 | 142.74 | 143.92 | 3.5 | 0
2035 | SPP_N_2_RMPA | SPP_N | RMPA | External | Summer | B6 | 300 | 210 | 210 | 136.88 | 143.92 | 3.5 | 3.54
2035 | SPP_N_2_RMPA | SPP_N | RMPA | External | Summer | B7 | 400 | 210 | 210 | 131.09 | 143.92 | 3.5 | 9.33
2035 | SPP_N_2_RMPA | SPP_N | RMPA | External | Summer | B8 | 500 | 210 | 210 | 122.02 | 128.15 | 3.5 | 2.63
2035 | SPP_N_2_RMPA | SPP_N | RMPA | External | Summer | B9 | 800 | 210 | 210 | 111.94 | 128.14 | 3.5 | 12.7
2035 | SPP_N_2_RMPA | SPP_N | RMPA | External | Summer | B10 | 1262 | 210 | 210 | 98.78 | 128.14 | 3.5 | 25.86
2035 | SPP_N_2_RMPA | SPP_N | RMPA | External | Winter | B16 | 25 | 210 | 210 | 12.52 | 132.72 | 3.5 | 116.7
2035 | SPP_N_2_RMPA | SPP_N | RMPA | External | Winter | B17 | 100 | 210 | 210 | 12.52 | 123.49 | 3.5 | 107.47
2035 | SPP_N_2_RMPA | SPP_N | RMPA | External | Winter | B18 | 400 | 210 | 210 | 111.83 | 121.02 | 3.5 | 5.69
2035 | SPP_N_2_RMPA | SPP_N | RMPA | External | Winter | B19 | 700 | 210 | 210 | 35.34 | 121.02 | 3.5 | 82.19
2035 | SPP_N_2_RMPA | SPP_N | RMPA | External | Winter | B20 | 935 | 210 | 210 | 12.52 | 97.76 | 3.5 | 81.74
2035 | SPP_S_2_ERCOT | SPP_S | ERCOT | External | Shoulder | B11 | 25 | 800 | 800 | 129.75 | 136.08 | 3.5 | 2.83
2035 | SPP_S_2_ERCOT | SPP_S | ERCOT | External | Shoulder | B12 | 200 | 800 | 800 | 110.26 | 136.08 | 3.5 | 22.32
2035 | SPP_S_2_ERCOT | SPP_S | ERCOT | External | Shoulder | B13 | 600 | 800 | 800 | 100.9 | 117.14 | 3.5 | 12.74
2035 | SPP_S_2_ERCOT | SPP_S | ERCOT | External | Shoulder | B14 | 900 | 800 | 800 | 12.52 | 117.14 | 3.5 | 101.13
2035 | SPP_S_2_ERCOT | SPP_S | ERCOT | External | Shoulder | B15 | 1203 | 800 | 800 | 12.52 | 111.67 | 3.5 | 95.65
2035 | SPP_S_2_ERCOT | SPP_S | ERCOT | External | Summer | B1 | 10 | 800 | 800 | 12.53 | 222.14 | 3.5 | 206.11
2035 | SPP_S_2_ERCOT | SPP_S | ERCOT | External | Summer | B2 | 25 | 800 | 800 | 196.29 | 222.14 | 3.5 | 22.34
2035 | SPP_S_2_ERCOT | SPP_S | ERCOT | External | Summer | B3 | 75 | 800 | 0 | 197.98 | 192.48 | 3.5 | 0
2035 | SPP_S_2_ERCOT | SPP_S | ERCOT | External | Summer | B4 | 100 | 800 | 0 | 183.08 | 134.52 | 3.5 | 0
2035 | SPP_S_2_ERCOT | SPP_S | ERCOT | External | Summer | B5 | 200 | 800 | 0 | 142.74 | 134.52 | 3.5 | 0
2035 | SPP_S_2_ERCOT | SPP_S | ERCOT | External | Summer | B6 | 300 | 800 | 0 | 136.89 | 134.52 | 3.5 | 0
2035 | SPP_S_2_ERCOT | SPP_S | ERCOT | External | Summer | B7 | 400 | 800 | 0 | 134.62 | 134.52 | 3.5 | 0
2035 | SPP_S_2_ERCOT | SPP_S | ERCOT | External | Summer | B8 | 500 | 800 | 484.43 | 131.02 | 134.52 | 3.5 | 0
2035 | SPP_S_2_ERCOT | SPP_S | ERCOT | External | Summer | B9 | 800 | 800 | 799.99 | 111.95 | 115.82 | 3.5 | 0.37
2035 | SPP_S_2_ERCOT | SPP_S | ERCOT | External | Summer | B10 | 1262 | 800 | 800 | 98.79 | 115.82 | 3.5 | 13.53
2035 | SPP_S_2_ERCOT | SPP_S | ERCOT | External | Winter | B16 | 25 | 800 | 800 | 12.53 | 139.35 | 3.5 | 123.32
2035 | SPP_S_2_ERCOT | SPP_S | ERCOT | External | Winter | B17 | 100 | 800 | 800 | 12.53 | 139.35 | 3.5 | 123.32
2035 | SPP_S_2_ERCOT | SPP_S | ERCOT | External | Winter | B18 | 400 | 800 | 800 | 111.85 | 119.92 | 3.5 | 4.58
2035 | SPP_S_2_ERCOT | SPP_S | ERCOT | External | Winter | B19 | 700 | 800 | 800 | 33.82 | 119.92 | 3.5 | 82.6
2035 | SPP_S_2_ERCOT | SPP_S | ERCOT | External | Winter | B20 | 935 | 800 | 800 | 12.52 | 109.07 | 3.5 | 93.06
2040 | AZ_NM_SNV_Coal_2_SPP_S | AZ_NM_SNV_Coal | SPP_S | External | Shoulder | B11 | 25 | 400 | 400 | 123.2 | 153.13 | 8.17 | 21.76
2040 | AZ_NM_SNV_Coal_2_SPP_S | AZ_NM_SNV_Coal | SPP_S | External | Shoulder | B12 | 200 | 400 | 400 | 100.41 | 114.07 | 8.17 | 5.5
2040 | AZ_NM_SNV_Coal_2_SPP_S | AZ_NM_SNV_Coal | SPP_S | External | Shoulder | B13 | 600 | 400 | 0 | 100.38 | 77.84 | 8.17 | 0
2040 | AZ_NM_SNV_Coal_2_SPP_S | AZ_NM_SNV_Coal | SPP_S | External | Shoulder | B14 | 900 | 400 | 0 | 100.37 | 11.52 | 8.17 | 0
2040 | AZ_NM_SNV_Coal_2_SPP_S | AZ_NM_SNV_Coal | SPP_S | External | Shoulder | B15 | 1203 | 400 | 0 | 84.05 | 11.52 | 8.17 | 0
2040 | AZ_NM_SNV_Coal_2_SPP_S | AZ_NM_SNV_Coal | SPP_S | External | Summer | B1 | 10 | 400 | 0 | 260.53 | 11.53 | 8.17 | 0
2040 | AZ_NM_SNV_Coal_2_SPP_S | AZ_NM_SNV_Coal | SPP_S | External | Summer | B2 | 25 | 400 | 147.98 | 255.71 | 263.88 | 8.17 | 0
2040 | AZ_NM_SNV_Coal_2_SPP_S | AZ_NM_SNV_Coal | SPP_S | External | Summer | B3 | 75 | 400 | 400 | 217.87 | 266.15 | 8.17 | 40.12
2040 | AZ_NM_SNV_Coal_2_SPP_S | AZ_NM_SNV_Coal | SPP_S | External | Summer | B4 | 100 | 400 | 0 | 185.78 | 189.29 | 8.17 | 0
2040 | AZ_NM_SNV_Coal_2_SPP_S | AZ_NM_SNV_Coal | SPP_S | External | Summer | B5 | 200 | 400 | 0 | 181.94 | 183.46 | 8.17 | 0
2040 | AZ_NM_SNV_Coal_2_SPP_S | AZ_NM_SNV_Coal | SPP_S | External | Summer | B6 | 300 | 400 | 0 | 181.94 | 180.71 | 8.17 | 0
2040 | AZ_NM_SNV_Coal_2_SPP_S | AZ_NM_SNV_Coal | SPP_S | External | Summer | B7 | 400 | 400 | 0 | 181.94 | 179.35 | 8.17 | 0
2040 | AZ_NM_SNV_Coal_2_SPP_S | AZ_NM_SNV_Coal | SPP_S | External | Summer | B8 | 500 | 400 | 0 | 181.94 | 157.79 | 8.17 | 0
2040 | AZ_NM_SNV_Coal_2_SPP_S | AZ_NM_SNV_Coal | SPP_S | External | Summer | B9 | 800 | 400 | 0 | 181.94 | 148.81 | 8.17 | 0
2040 | AZ_NM_SNV_Coal_2_SPP_S | AZ_NM_SNV_Coal | SPP_S | External | Summer | B10 | 1262 | 400 | 0 | 161.3 | 64.5 | 8.17 | 0
2040 | AZ_NM_SNV_Coal_2_SPP_S | AZ_NM_SNV_Coal | SPP_S | External | Winter | B16 | 25 | 400 | 0 | 117.65 | 11.52 | 8.17 | 0
2040 | AZ_NM_SNV_Coal_2_SPP_S | AZ_NM_SNV_Coal | SPP_S | External | Winter | B17 | 100 | 400 | 0 | 100.74 | 11.52 | 8.17 | 0
2040 | AZ_NM_SNV_Coal_2_SPP_S | AZ_NM_SNV_Coal | SPP_S | External | Winter | B18 | 400 | 400 | 0 | 100.74 | 102.41 | 8.17 | 0
2040 | AZ_NM_SNV_Coal_2_SPP_S | AZ_NM_SNV_Coal | SPP_S | External | Winter | B19 | 700 | 400 | 0 | 100.74 | 11.52 | 8.17 | 0
2040 | AZ_NM_SNV_Coal_2_SPP_S | AZ_NM_SNV_Coal | SPP_S | External | Winter | B20 | 935 | 400 | 0 | 84.42 | 11.52 | 8.17 | 0
2040 | ERCOT_2_SPP_S | ERCOT | SPP_S | External | Shoulder | B11 | 25 | 800 | 0 | 182.23 | 153.13 | 5.5 | 0
2040 | ERCOT_2_SPP_S | ERCOT | SPP_S | External | Shoulder | B12 | 200 | 800 | 0 | 182.23 | 114.07 | 5.5 | 0
2040 | ERCOT_2_SPP_S | ERCOT | SPP_S | External | Shoulder | B13 | 600 | 800 | 0 | 156.39 | 77.84 | 5.5 | 0
2040 | ERCOT_2_SPP_S | ERCOT | SPP_S | External | Shoulder | B14 | 900 | 800 | 0 | 156.39 | 11.52 | 5.5 | 0
2040 | ERCOT_2_SPP_S | ERCOT | SPP_S | External | Shoulder | B15 | 1203 | 800 | 0 | 60.41 | 11.52 | 5.5 | 0
2040 | ERCOT_2_SPP_S | ERCOT | SPP_S | External | Summer | B1 | 10 | 800 | 0 | 296.53 | 11.53 | 5.5 | 0
2040 | ERCOT_2_SPP_S | ERCOT | SPP_S | External | Summer | B2 | 25 | 800 | 0 | 296.53 | 263.88 | 5.5 | 0
2040 | ERCOT_2_SPP_S | ERCOT | SPP_S | External | Summer | B3 | 75 | 800 | 706.95 | 260.65 | 266.15 | 5.5 | 0
2040 | ERCOT_2_SPP_S | ERCOT | SPP_S | External | Summer | B4 | 100 | 800 | 800 | 180.49 | 189.29 | 5.5 | 3.29
2040 | ERCOT_2_SPP_S | ERCOT | SPP_S | External | Summer | B5 | 200 | 800 | 0 | 180.49 | 183.46 | 5.5 | 0
2040 | ERCOT_2_SPP_S | ERCOT | SPP_S | External | Summer | B6 | 300 | 800 | 0 | 180.49 | 180.71 | 5.5 | 0
2040 | ERCOT_2_SPP_S | ERCOT | SPP_S | External | Summer | B7 | 400 | 800 | 0 | 180.49 | 179.35 | 5.5 | 0
2040 | ERCOT_2_SPP_S | ERCOT | SPP_S | External | Summer | B8 | 500 | 800 | 0 | 158.75 | 157.79 | 5.5 | 0
2040 | ERCOT_2_SPP_S | ERCOT | SPP_S | External | Summer | B9 | 800 | 800 | 0 | 154.92 | 148.81 | 5.5 | 0
2040 | ERCOT_2_SPP_S | ERCOT | SPP_S | External | Summer | B10 | 1262 | 800 | 0 | 78.14 | 64.5 | 5.5 | 0
2040 | ERCOT_2_SPP_S | ERCOT | SPP_S | External | Winter | B16 | 25 | 800 | 0 | 185.84 | 11.52 | 5.5 | 0
2040 | ERCOT_2_SPP_S | ERCOT | SPP_S | External | Winter | B17 | 100 | 800 | 0 | 159.46 | 11.52 | 5.5 | 0
2040 | ERCOT_2_SPP_S | ERCOT | SPP_S | External | Winter | B18 | 400 | 800 | 0 | 159.46 | 102.41 | 5.5 | 0
2040 | ERCOT_2_SPP_S | ERCOT | SPP_S | External | Winter | B19 | 700 | 800 | 0 | 159.46 | 11.52 | 5.5 | 0
2040 | ERCOT_2_SPP_S | ERCOT | SPP_S | External | Winter | B20 | 935 | 800 | 0 | 65.15 | 11.52 | 5.5 | 0
2040 | MAPP_US_2_RMPA | MAPP_US | RMPA | External | Shoulder | B11 | 25 | 200 | 0 | 148.4 | 131.37 | 6.5 | 0
2040 | MAPP_US_2_RMPA | MAPP_US | RMPA | External | Shoulder | B12 | 200 | 200 | 0 | 117.57 | 108.57 | 6.5 | 0
2040 | MAPP_US_2_RMPA | MAPP_US | RMPA | External | Shoulder | B13 | 600 | 200 | 200 | 81.34 | 92.22 | 6.5 | 4.38
2040 | MAPP_US_2_RMPA | MAPP_US | RMPA | External | Shoulder | B14 | 900 | 200 | 200 | 66.01 | 92.21 | 6.5 | 19.7
2040 | MAPP_US_2_RMPA | MAPP_US | RMPA | External | Shoulder | B15 | 1203 | 200 | 200 | 47.93 | 92.21 | 6.5 | 37.78
2040 | MAPP_US_2_RMPA | MAPP_US | RMPA | External | Summer | B1 | 10 | 200 | 0 | 278.51 | 275.01 | 6.5 | 0
2040 | MAPP_US_2_RMPA | MAPP_US | RMPA | External | Summer | B2 | 25 | 200 | 0 | 278.51 | 267.38 | 6.5 | 0
2040 | MAPP_US_2_RMPA | MAPP_US | RMPA | External | Summer | B3 | 75 | 200 | 0 | 277.36 | 273.86 | 6.5 | 0
2040 | MAPP_US_2_RMPA | MAPP_US | RMPA | External | Summer | B4 | 100 | 200 | 0 | 187.26 | 192.76 | 6.5 | 0
2040 | MAPP_US_2_RMPA | MAPP_US | RMPA | External | Summer | B5 | 200 | 200 | 200 | 180.43 | 190.1 | 6.5 | 3.17
2040 | MAPP_US_2_RMPA | MAPP_US | RMPA | External | Summer | B6 | 300 | 200 | 200 | 174.62 | 185.78 | 6.5 | 4.66
2040 | MAPP_US_2_RMPA | MAPP_US | RMPA | External | Summer | B7 | 400 | 200 | 200 | 159.85 | 185.78 | 6.5 | 19.42
2040 | MAPP_US_2_RMPA | MAPP_US | RMPA | External | Summer | B8 | 500 | 200 | 200 | 146.69 | 173.77 | 6.5 | 20.58
2040 | MAPP_US_2_RMPA | MAPP_US | RMPA | External | Summer | B9 | 800 | 200 | 200 | 145.56 | 157.21 | 6.5 | 5.15
2040 | MAPP_US_2_RMPA | MAPP_US | RMPA | External | Summer | B10 | 1262 | 200 | 200 | 68 | 156.72 | 6.5 | 82.22
2040 | MAPP_US_2_RMPA | MAPP_US | RMPA | External | Winter | B16 | 25 | 200 | 200 | 47.93 | 163.13 | 6.5 | 108.69
2040 | MAPP_US_2_RMPA | MAPP_US | RMPA | External | Winter | B17 | 100 | 200 | 200 | 47.93 | 108.89 | 6.5 | 54.46
2040 | MAPP_US_2_RMPA | MAPP_US | RMPA | External | Winter | B18 | 400 | 200 | 200 | 98.05 | 104.93 | 6.5 | 0.38
2040 | MAPP_US_2_RMPA | MAPP_US | RMPA | External | Winter | B19 | 700 | 200 | 200 | 98.05 | 104.93 | 6.5 | 0.38
2040 | MAPP_US_2_RMPA | MAPP_US | RMPA | External | Winter | B20 | 935 | 200 | 200 | 69.59 | 76.92 | 6.5 | 0.83
2040 | NE_2_RMPA | NE | RMPA | External | Shoulder | B11 | 25 | 310 | 0 | 150.4 | 131.37 | 3.5 | 0
2040 | NE_2_RMPA | NE | RMPA | External | Shoulder | B12 | 200 | 310 | 0 | 114.07 | 108.57 | 3.5 | 0
2040 | NE_2_RMPA | NE | RMPA | External | Shoulder | B13 | 600 | 310 | 310 | 77.84 | 92.22 | 3.5 | 10.88
2040 | NE_2_RMPA | NE | RMPA | External | Shoulder | B14 | 900 | 310 | 310 | 11.53 | 92.21 | 3.5 | 77.18
2040 | NE_2_RMPA | NE | RMPA | External | Shoulder | B15 | 1203 | 310 | 310 | 11.52 | 92.21 | 3.5 | 77.19
2040 | NE_2_RMPA | NE | RMPA | External | Summer | B1 | 10 | 310 | 0 | 280.51 | 275.01 | 3.5 | 0
2040 | NE_2_RMPA | NE | RMPA | External | Summer | B2 | 25 | 310 | 0 | 280.51 | 267.38 | 3.5 | 0
2040 | NE_2_RMPA | NE | RMPA | External | Summer | B3 | 75 | 310 | 0 | 279.36 | 273.86 | 3.5 | 0
2040 | NE_2_RMPA | NE | RMPA | External | Summer | B4 | 100 | 310 | 20.59 | 189.26 | 192.76 | 3.5 | 0
2040 | NE_2_RMPA | NE | RMPA | External | Summer | B5 | 200 | 310 | 310 | 183.44 | 190.1 | 3.5 | 3.16
2040 | NE_2_RMPA | NE | RMPA | External | Summer | B6 | 300 | 310 | 310 | 180.12 | 185.78 | 3.5 | 2.16
2040 | NE_2_RMPA | NE | RMPA | External | Summer | B7 | 400 | 310 | 310 | 163.47 | 185.78 | 3.5 | 18.8
2040 | NE_2_RMPA | NE | RMPA | External | Summer | B8 | 500 | 310 | 310 | 148.69 | 173.77 | 3.5 | 21.58
2040 | NE_2_RMPA | NE | RMPA | External | Summer | B9 | 800 | 310 | 310 | 147.56 | 157.21 | 3.5 | 6.15
2040 | NE_2_RMPA | NE | RMPA | External | Summer | B10 | 1262 | 310 | 310 | 64.5 | 156.72 | 3.5 | 88.72
2040 | NE_2_RMPA | NE | RMPA | External | Winter | B16 | 25 | 310 | 310 | 11.52 | 163.13 | 3.5 | 148.11
2040 | NE_2_RMPA | NE | RMPA | External | Winter | B17 | 100 | 310 | 310 | 11.52 | 108.89 | 3.5 | 93.87
2040 | NE_2_RMPA | NE | RMPA | External | Winter | B18 | 400 | 310 | 310 | 94.55 | 104.93 | 3.5 | 6.88
2040 | NE_2_RMPA | NE | RMPA | External | Winter | B19 | 700 | 310 | 310 | 11.52 | 104.93 | 3.5 | 89.91
2040 | NE_2_RMPA | NE | RMPA | External | Winter | B20 | 935 | 310 | 310 | 11.52 | 76.92 | 3.5 | 61.9
2040 | NWPP_Coal_2_MAPP_US | NWPP_Coal | MAPP_US | External | Shoulder | B11 | 25 | 150 | 150 | 100.37 | 148.4 | 5.5 | 42.52
2040 | NWPP_Coal_2_MAPP_US | NWPP_Coal | MAPP_US | External | Shoulder | B12 | 200 | 150 | 150 | 100.37 | 117.57 | 5.5 | 11.7
2040 | NWPP_Coal_2_MAPP_US | NWPP_Coal | MAPP_US | External | Shoulder | B13 | 600 | 150 | 0 | 100.37 | 81.34 | 5.5 | 0
2040 | NWPP_Coal_2_MAPP_US | NWPP_Coal | MAPP_US | External | Shoulder | B14 | 900 | 150 | 0 | 100.37 | 66.01 | 5.5 | 0
2040 | NWPP_Coal_2_MAPP_US | NWPP_Coal | MAPP_US | External | Shoulder | B15 | 1203 | 150 | 0 | 100.37 | 47.93 | 5.5 | 0
2040 | NWPP_Coal_2_MAPP_US | NWPP_Coal | MAPP_US | External | Summer | B1 | 10 | 150 | 150 | 220.14 | 278.51 | 5.5 | 52.88
2040 | NWPP_Coal_2_MAPP_US | NWPP_Coal | MAPP_US | External | Summer | B2 | 25 | 150 | 150 | 177.82 | 278.51 | 5.5 | 95.19
2040 | NWPP_Coal_2_MAPP_US | NWPP_Coal | MAPP_US | External | Summer | B3 | 75 | 150 | 150 | 177.61 | 277.36 | 5.5 | 94.25
2040 | NWPP_Coal_2_MAPP_US | NWPP_Coal | MAPP_US | External | Summer | B4 | 100 | 150 | 150 | 177.61 | 187.26 | 5.5 | 4.15
2040 | NWPP_Coal_2_MAPP_US | NWPP_Coal | MAPP_US | External | Summer | B5 | 200 | 150 | 0 | 177.61 | 180.43 | 5.5 | 0
2040 | NWPP_Coal_2_MAPP_US | NWPP_Coal | MAPP_US | External | Summer | B6 | 300 | 150 | 0 | 177.61 | 174.62 | 5.5 | 0
2040 | NWPP_Coal_2_MAPP_US | NWPP_Coal | MAPP_US | External | Summer | B7 | 400 | 150 | 0 | 177.61 | 159.85 | 5.5 | 0
2040 | NWPP_Coal_2_MAPP_US | NWPP_Coal | MAPP_US | External | Summer | B8 | 500 | 150 | 0 | 177.61 | 146.69 | 5.5 | 0
2040 | NWPP_Coal_2_MAPP_US | NWPP_Coal | MAPP_US | External | Summer | B9 | 800 | 150 | 0 | 177.61 | 145.56 | 5.5 | 0
2040 | NWPP_Coal_2_MAPP_US | NWPP_Coal | MAPP_US | External | Summer | B10 | 1262 | 150 | 0 | 177.61 | 68 | 5.5 | 0
2040 | NWPP_Coal_2_MAPP_US | NWPP_Coal | MAPP_US | External | Winter | B16 | 25 | 150 | 0 | 100.72 | 47.93 | 5.5 | 0
2040 | NWPP_Coal_2_MAPP_US | NWPP_Coal | MAPP_US | External | Winter | B17 | 100 | 150 | 0 | 100.72 | 47.93 | 5.5 | 0
2040 | NWPP_Coal_2_MAPP_US | NWPP_Coal | MAPP_US | External | Winter | B18 | 400 | 150 | 0 | 100.72 | 98.05 | 5.5 | 0
2040 | NWPP_Coal_2_MAPP_US | NWPP_Coal | MAPP_US | External | Winter | B19 | 700 | 150 | 0 | 100.72 | 98.05 | 5.5 | 0
2040 | NWPP_Coal_2_MAPP_US | NWPP_Coal | MAPP_US | External | Winter | B20 | 935 | 150 | 0 | 100.72 | 69.59 | 5.5 | 0
2040 | RMPA_2_MAPP_US | RMPA | MAPP_US | External | Shoulder | B11 | 25 | 200 | 200 | 131.37 | 148.4 | 5.5 | 11.53
2040 | RMPA_2_MAPP_US | RMPA | MAPP_US | External | Shoulder | B12 | 200 | 200 | 200 | 108.57 | 117.57 | 5.5 | 3.5
2040 | RMPA_2_MAPP_US | RMPA | MAPP_US | External | Shoulder | B13 | 600 | 200 | 0 | 92.22 | 81.34 | 5.5 | 0
2040 | RMPA_2_MAPP_US | RMPA | MAPP_US | External | Shoulder | B14 | 900 | 200 | 0 | 92.21 | 66.01 | 5.5 | 0
2040 | RMPA_2_MAPP_US | RMPA | MAPP_US | External | Shoulder | B15 | 1203 | 200 | 0 | 92.21 | 47.93 | 5.5 | 0
2040 | RMPA_2_MAPP_US | RMPA | MAPP_US | External | Summer | B1 | 10 | 200 | 0.02 | 275.01 | 278.51 | 5.5 | 0
2040 | RMPA_2_MAPP_US | RMPA | MAPP_US | External | Summer | B2 | 25 | 200 | 200 | 267.38 | 278.51 | 5.5 | 5.63
2040 | RMPA_2_MAPP_US | RMPA | MAPP_US | External | Summer | B3 | 75 | 200 | 0 | 273.86 | 277.36 | 5.5 | 0
2040 | RMPA_2_MAPP_US | RMPA | MAPP_US | External | Summer | B4 | 100 | 200 | 0 | 192.76 | 187.26 | 5.5 | 0
2040 | RMPA_2_MAPP_US | RMPA | MAPP_US | External | Summer | B5 | 200 | 200 | 0 | 190.1 | 180.43 | 5.5 | 0
2040 | RMPA_2_MAPP_US | RMPA | MAPP_US | External | Summer | B6 | 300 | 200 | 0 | 185.78 | 174.62 | 5.5 | 0
2040 | RMPA_2_MAPP_US | RMPA | MAPP_US | External | Summer | B7 | 400 | 200 | 0 | 185.78 | 159.85 | 5.5 | 0
2040 | RMPA_2_MAPP_US | RMPA | MAPP_US | External | Summer | B8 | 500 | 200 | 0 | 173.77 | 146.69 | 5.5 | 0
2040 | RMPA_2_MAPP_US | RMPA | MAPP_US | External | Summer | B9 | 800 | 200 | 0 | 157.21 | 145.56 | 5.5 | 0
2040 | RMPA_2_MAPP_US | RMPA | MAPP_US | External | Summer | B10 | 1262 | 200 | 0 | 156.72 | 68 | 5.5 | 0
2040 | RMPA_2_MAPP_US | RMPA | MAPP_US | External | Winter | B16 | 25 | 200 | 0 | 163.13 | 47.93 | 5.5 | 0
2040 | RMPA_2_MAPP_US | RMPA | MAPP_US | External | Winter | B17 | 100 | 200 | 0 | 108.89 | 47.93 | 5.5 | 0
2040 | RMPA_2_MAPP_US | RMPA | MAPP_US | External | Winter | B18 | 400 | 200 | 0 | 104.93 | 98.05 | 5.5 | 0
2040 | RMPA_2_MAPP_US | RMPA | MAPP_US | External | Winter | B19 | 700 | 200 | 0 | 104.93 | 98.05 | 5.5 | 0
2040 | RMPA_2_MAPP_US | RMPA | MAPP_US | External | Winter | B20 | 935 | 200 | 0 | 76.92 | 69.59 | 5.5 | 0
2040 | RMPA_2_NE | RMPA | NE | External | Shoulder | B11 | 25 | 310 | 310 | 131.37 | 150.4 | 5.5 | 13.53
2040 | RMPA_2_NE | RMPA | NE | External | Shoulder | B12 | 200 | 310 | 0.84 | 108.57 | 114.07 | 5.5 | 0
2040 | RMPA_2_NE | RMPA | NE | External | Shoulder | B13 | 600 | 310 | 0 | 92.22 | 77.84 | 5.5 | 0
2040 | RMPA_2_NE | RMPA | NE | External | Shoulder | B14 | 900 | 310 | 0 | 92.21 | 11.53 | 5.5 | 0
2040 | RMPA_2_NE | RMPA | NE | External | Shoulder | B15 | 1203 | 310 | 0 | 92.21 | 11.52 | 5.5 | 0
2040 | RMPA_2_NE | RMPA | NE | External | Summer | B1 | 10 | 310 | 48.6 | 275.01 | 280.51 | 5.5 | 0
2040 | RMPA_2_NE | RMPA | NE | External | Summer | B2 | 25 | 310 | 310 | 267.38 | 280.51 | 5.5 | 7.63
2040 | RMPA_2_NE | RMPA | NE | External | Summer | B3 | 75 | 310 | 248.81 | 273.86 | 279.36 | 5.5 | 0
2040 | RMPA_2_NE | RMPA | NE | External | Summer | B4 | 100 | 310 | 0 | 192.76 | 189.26 | 5.5 | 0
2040 | RMPA_2_NE | RMPA | NE | External | Summer | B5 | 200 | 310 | 0 | 190.1 | 183.44 | 5.5 | 0
2040 | RMPA_2_NE | RMPA | NE | External | Summer | B6 | 300 | 310 | 0 | 185.78 | 180.12 | 5.5 | 0
2040 | RMPA_2_NE | RMPA | NE | External | Summer | B7 | 400 | 310 | 0 | 185.78 | 163.47 | 5.5 | 0
2040 | RMPA_2_NE | RMPA | NE | External | Summer | B8 | 500 | 310 | 0 | 173.77 | 148.69 | 5.5 | 0
2040 | RMPA_2_NE | RMPA | NE | External | Summer | B9 | 800 | 310 | 0 | 157.21 | 147.56 | 5.5 | 0
2040 | RMPA_2_NE | RMPA | NE | External | Summer | B10 | 1262 | 310 | 0 | 156.72 | 64.5 | 5.5 | 0
2040 | RMPA_2_NE | RMPA | NE | External | Winter | B16 | 25 | 310 | 0 | 163.13 | 11.52 | 5.5 | 0
2040 | RMPA_2_NE | RMPA | NE | External | Winter | B17 | 100 | 310 | 0 | 108.89 | 11.52 | 5.5 | 0
2040 | RMPA_2_NE | RMPA | NE | External | Winter | B18 | 400 | 310 | 0 | 104.93 | 94.55 | 5.5 | 0
2040 | RMPA_2_NE | RMPA | NE | External | Winter | B19 | 700 | 310 | 0 | 104.93 | 11.52 | 5.5 | 0
2040 | RMPA_2_NE | RMPA | NE | External | Winter | B20 | 935 | 310 | 0 | 76.92 | 11.52 | 5.5 | 0
2040 | RMPA_2_SPP_N | RMPA | SPP_N | External | Shoulder | B11 | 25 | 210 | 210 | 131.37 | 150.41 | 5.5 | 13.54
2040 | RMPA_2_SPP_N | RMPA | SPP_N | External | Shoulder | B12 | 200 | 210 | 209.86 | 108.57 | 114.08 | 5.5 | 0.01
2040 | RMPA_2_SPP_N | RMPA | SPP_N | External | Shoulder | B13 | 600 | 210 | 0 | 92.22 | 77.86 | 5.5 | 0
2040 | RMPA_2_SPP_N | RMPA | SPP_N | External | Shoulder | B14 | 900 | 210 | 0 | 92.21 | 11.52 | 5.5 | 0
2040 | RMPA_2_SPP_N | RMPA | SPP_N | External | Shoulder | B15 | 1203 | 210 | 0 | 92.21 | 11.52 | 5.5 | 0
2040 | RMPA_2_SPP_N | RMPA | SPP_N | External | Summer | B1 | 10 | 210 | 0 | 275.01 | 11.52 | 5.5 | 0
2040 | RMPA_2_SPP_N | RMPA | SPP_N | External | Summer | B2 | 25 | 210 | 0 | 267.38 | 263.88 | 5.5 | 0
2040 | RMPA_2_SPP_N | RMPA | SPP_N | External | Summer | B3 | 75 | 210 | 159.36 | 273.86 | 279.36 | 5.5 | 0
2040 | RMPA_2_SPP_N | RMPA | SPP_N | External | Summer | B4 | 100 | 210 | 0 | 192.76 | 189.27 | 5.5 | 0
2040 | RMPA_2_SPP_N | RMPA | SPP_N | External | Summer | B5 | 200 | 210 | 0 | 190.1 | 183.45 | 5.5 | 0
2040 | RMPA_2_SPP_N | RMPA | SPP_N | External | Summer | B6 | 300 | 210 | 0 | 185.78 | 180.13 | 5.5 | 0
2040 | RMPA_2_SPP_N | RMPA | SPP_N | External | Summer | B7 | 400 | 210 | 0 | 185.78 | 170.35 | 5.5 | 0
2040 | RMPA_2_SPP_N | RMPA | SPP_N | External | Summer | B8 | 500 | 210 | 0 | 173.77 | 152.46 | 5.5 | 0
2040 | RMPA_2_SPP_N | RMPA | SPP_N | External | Summer | B9 | 800 | 210 | 0 | 157.21 | 148.8 | 5.5 | 0
2040 | RMPA_2_SPP_N | RMPA | SPP_N | External | Summer | B10 | 1262 | 210 | 0 | 156.72 | 64.49 | 5.5 | 0
2040 | RMPA_2_SPP_N | RMPA | SPP_N | External | Winter | B16 | 25 | 210 | 0 | 163.13 | 11.52 | 5.5 | 0
2040 | RMPA_2_SPP_N | RMPA | SPP_N | External | Winter | B17 | 100 | 210 | 0 | 108.89 | 11.52 | 5.5 | 0
2040 | RMPA_2_SPP_N | RMPA | SPP_N | External | Winter | B18 | 400 | 210 | 0 | 104.93 | 102.43 | 5.5 | 0
2040 | RMPA_2_SPP_N | RMPA | SPP_N | External | Winter | B19 | 700 | 210 | 0 | 104.93 | 11.53 | 5.5 | 0
2040 | RMPA_2_SPP_N | RMPA | SPP_N | External | Winter | B20 | 935 | 210 | 0 | 76.92 | 11.52 | 5.5 | 0
2040 | SPP_N_2_RMPA | SPP_N | RMPA | External | Shoulder | B11 | 25 | 210 | 0 | 150.41 | 131.37 | 3.5 | 0
2040 | SPP_N_2_RMPA | SPP_N | RMPA | External | Shoulder | B12 | 200 | 210 | 0 | 114.08 | 108.57 | 3.5 | 0
2040 | SPP_N_2_RMPA | SPP_N | RMPA | External | Shoulder | B13 | 600 | 210 | 210 | 77.86 | 92.22 | 3.5 | 10.86
2040 | SPP_N_2_RMPA | SPP_N | RMPA | External | Shoulder | B14 | 900 | 210 | 210 | 11.52 | 92.21 | 3.5 | 77.19
2040 | SPP_N_2_RMPA | SPP_N | RMPA | External | Shoulder | B15 | 1203 | 210 | 210 | 11.52 | 92.21 | 3.5 | 77.19
2040 | SPP_N_2_RMPA | SPP_N | RMPA | External | Summer | B1 | 10 | 210 | 210 | 11.52 | 275.01 | 3.5 | 259.99
2040 | SPP_N_2_RMPA | SPP_N | RMPA | External | Summer | B2 | 25 | 210 | 46.43 | 263.88 | 267.38 | 3.5 | 0
2040 | SPP_N_2_RMPA | SPP_N | RMPA | External | Summer | B3 | 75 | 210 | 0 | 279.36 | 273.86 | 3.5 | 0
2040 | SPP_N_2_RMPA | SPP_N | RMPA | External | Summer | B4 | 100 | 210 | 0.22 | 189.27 | 192.76 | 3.5 | 0
2040 | SPP_N_2_RMPA | SPP_N | RMPA | External | Summer | B5 | 200 | 210 | 210 | 183.45 | 190.1 | 3.5 | 3.15
2040 | SPP_N_2_RMPA | SPP_N | RMPA | External | Summer | B6 | 300 | 210 | 210 | 180.13 | 185.78 | 3.5 | 2.15
2040 | SPP_N_2_RMPA | SPP_N | RMPA | External | Summer | B7 | 400 | 210 | 210 | 170.35 | 185.78 | 3.5 | 11.92
2040 | SPP_N_2_RMPA | SPP_N | RMPA | External | Summer | B8 | 500 | 210 | 210 | 152.46 | 173.77 | 3.5 | 17.81
2040 | SPP_N_2_RMPA | SPP_N | RMPA | External | Summer | B9 | 800 | 210 | 210 | 148.8 | 157.21 | 3.5 | 4.91
2040 | SPP_N_2_RMPA | SPP_N | RMPA | External | Summer | B10 | 1262 | 210 | 210 | 64.49 | 156.72 | 3.5 | 88.73
2040 | SPP_N_2_RMPA | SPP_N | RMPA | External | Winter | B16 | 25 | 210 | 210 | 11.52 | 163.13 | 3.5 | 148.11
2040 | SPP_N_2_RMPA | SPP_N | RMPA | External | Winter | B17 | 100 | 210 | 210 | 11.52 | 108.89 | 3.5 | 93.87
2040 | SPP_N_2_RMPA | SPP_N | RMPA | External | Winter | B18 | 400 | 210 | 0 | 102.43 | 104.93 | 3.5 | 0
2040 | SPP_N_2_RMPA | SPP_N | RMPA | External | Winter | B19 | 700 | 210 | 210 | 11.53 | 104.93 | 3.5 | 89.9
2040 | SPP_N_2_RMPA | SPP_N | RMPA | External | Winter | B20 | 935 | 210 | 210 | 11.52 | 76.92 | 3.5 | 61.9
2040 | SPP_S_2_ERCOT | SPP_S | ERCOT | External | Shoulder | B11 | 25 | 800 | 800 | 153.13 | 182.23 | 3.5 | 25.6
2040 | SPP_S_2_ERCOT | SPP_S | ERCOT | External | Shoulder | B12 | 200 | 800 | 800 | 114.07 | 182.23 | 3.5 | 64.66
2040 | SPP_S_2_ERCOT | SPP_S | ERCOT | External | Shoulder | B13 | 600 | 800 | 800 | 77.84 | 156.39 | 3.5 | 75.05
2040 | SPP_S_2_ERCOT | SPP_S | ERCOT | External | Shoulder | B14 | 900 | 800 | 800 | 11.52 | 156.39 | 3.5 | 141.37
2040 | SPP_S_2_ERCOT | SPP_S | ERCOT | External | Shoulder | B15 | 1203 | 800 | 800 | 11.52 | 60.41 | 3.5 | 45.39
2040 | SPP_S_2_ERCOT | SPP_S | ERCOT | External | Summer | B1 | 10 | 800 | 800 | 11.53 | 296.53 | 3.5 | 281.5
2040 | SPP_S_2_ERCOT | SPP_S | ERCOT | External | Summer | B2 | 25 | 800 | 800 | 263.88 | 296.53 | 3.5 | 29.15
2040 | SPP_S_2_ERCOT | SPP_S | ERCOT | External | Summer | B3 | 75 | 800 | 0 | 266.15 | 260.65 | 3.5 | 0
2040 | SPP_S_2_ERCOT | SPP_S | ERCOT | External | Summer | B4 | 100 | 800 | 0 | 189.29 | 180.49 | 3.5 | 0
2040 | SPP_S_2_ERCOT | SPP_S | ERCOT | External | Summer | B5 | 200 | 800 | 0 | 183.46 | 180.49 | 3.5 | 0
2040 | SPP_S_2_ERCOT | SPP_S | ERCOT | External | Summer | B6 | 300 | 800 | 0 | 180.71 | 180.49 | 3.5 | 0
2040 | SPP_S_2_ERCOT | SPP_S | ERCOT | External | Summer | B7 | 400 | 800 | 0 | 179.35 | 180.49 | 3.5 | 0
2040 | SPP_S_2_ERCOT | SPP_S | ERCOT | External | Summer | B8 | 500 | 800 | 0 | 157.79 | 158.75 | 3.5 | 0
2040 | SPP_S_2_ERCOT | SPP_S | ERCOT | External | Summer | B9 | 800 | 800 | 800 | 148.81 | 154.92 | 3.5 | 2.6
2040 | SPP_S_2_ERCOT | SPP_S | ERCOT | External | Summer | B10 | 1262 | 800 | 800 | 64.5 | 78.14 | 3.5 | 10.14
2040 | SPP_S_2_ERCOT | SPP_S | ERCOT | External | Winter | B16 | 25 | 800 | 800 | 11.52 | 185.84 | 3.5 | 170.82
2040 | SPP_S_2_ERCOT | SPP_S | ERCOT | External | Winter | B17 | 100 | 800 | 800 | 11.52 | 159.46 | 3.5 | 144.44
2040 | SPP_S_2_ERCOT | SPP_S | ERCOT | External | Winter | B18 | 400 | 800 | 800 | 102.41 | 159.46 | 3.5 | 53.55
2040 | SPP_S_2_ERCOT | SPP_S | ERCOT | External | Winter | B19 | 700 | 800 | 800 | 11.52 | 159.46 | 3.5 | 144.44
2040 | SPP_S_2_ERCOT | SPP_S | ERCOT | External | Winter | B20 | 935 | 800 | 800 | 11.52 | 65.15 | 3.5 | 50.13